F2_Industrial_Electronics Manufacturing_New_Space Heating_Natural Gas_Unit Heater_E8 | F2 | Industrial | Electronics Manufacturing | New | Space Heating | Natural Gas | Unit Heater | E8 | TRC BC Ratio | 0 | 0 | 0 | 0 | 0 | 0 | 0 | 0 | 0 | 0 | 0 | 0 | 0 | 0 | 0 | 0 | 0 | 0 | 0 | 0 | 0 | 0 | 0 | 0 | 0 | 0 | 0 | 0 | 0 | 0 | 0 | 0 | 0
F2_Industrial_Electronics Manufacturing_New_Space Heating_Natural Gas_Unit Heater_E9 | F2 | Industrial | Electronics Manufacturing | New | Space Heating | Natural Gas | Unit Heater | E9 | TRC BC Ratio | 0 | 0 | 0 | 0 | 0 | 0 | 0 | 0 | 0 | 0 | 0 | 0 | 0 | 0 | 0 | 0 | 0 | 0 | 0 | 0 | 0 | 0 | 0 | 0 | 0 | 0 | 0 | 0 | 0 | 0 | 0 | 0 | 0
F2_Industrial_Electronics Manufacturing_New_Space Heating_Natural Gas_Unit Heater_E10 | F2 | Industrial | Electronics Manufacturing | New | Space Heating | Natural Gas | Unit Heater | E10 | TRC BC Ratio | 0 | 0 | 0 | 0 | 0 | 0 | 0 | 0 | 0 | 0 | 0 | 0 | 0 | 0 | 0 | 0 | 0 | 0 | 0 | 0 | 0 | 0 | 0 | 0 | 0 | 0 | 0 | 0 | 0 | 0 | 0 | 0 | 0
F3_Industrial_Electronics Manufacturing_New_Space Heating_Natural Gas_Unit Heater_E1 | F3 | Industrial | Electronics Manufacturing | New | Space Heating | Natural Gas | Unit Heater | E1 | PACT BC Ratio | 0 | 0 | 0 | 0 | 0 | 0 | 0 | 0 | 0 | 0 | 0 | 0 | 0 | 0 | 0 | 0 | 0 | 0 | 0 | 0 | 0 | 0 | 0 | 0 | 0 | 0 | 0 | 0 | 0 | 0 | 0 | 0 | 0
F3_Industrial_Electronics Manufacturing_New_Space Heating_Natural Gas_Unit Heater_E2 | F3 | Industrial | Electronics Manufacturing | New | Space Heating | Natural Gas | Unit Heater | E2 | PACT BC Ratio | 0 | 0 | 0 | 0 | 0 | 0 | 0 | 0 | 0 | 0 | 0 | 0 | 0 | 0 | 0 | 0 | 0 | 0 | 0 | 0 | 0 | 0 | 0 | 0 | 0 | 0 | 0 | 0 | 0 | 0 | 0 | 0 | 0
F3_Industrial_Electronics Manufacturing_New_Space Heating_Natural Gas_Unit Heater_E3 | F3 | Industrial | Electronics Manufacturing | New | Space Heating | Natural Gas | Unit Heater | E3 | PACT BC Ratio | 0 | 0 | 0 | 0 | 0 | 0 | 0 | 0 | 0 | 0 | 0 | 0 | 0 | 0 | 0 | 0 | 0 | 0 | 0 | 0 | 0 | 0 | 0 | 0 | 0 | 0 | 0 | 0 | 0 | 0 | 0 | 0 | 0
F3_Industrial_Electronics Manufacturing_New_Space Heating_Natural Gas_Unit Heater_E4 | F3 | Industrial | Electronics Manufacturing | New | Space Heating | Natural Gas | Unit Heater | E4 | PACT BC Ratio | 0 | 0 | 0 | 0 | 0 | 0 | 0 | 0 | 0 | 0 | 0 | 0 | 0 | 0 | 0 | 0 | 0 | 0 | 0 | 0 | 0 | 0 | 0 | 0 | 0 | 0 | 0 | 0 | 0 | 0 | 0 | 0 | 0
F3_Industrial_Electronics Manufacturing_New_Space Heating_Natural Gas_Unit Heater_E5 | F3 | Industrial | Electronics Manufacturing | New | Space Heating | Natural Gas | Unit Heater | E5 | PACT BC Ratio | 0 | 0 | 0 | 0 | 0 | 0 | 0 | 0 | 0 | 0 | 0 | 0 | 0 | 0 | 0 | 0 | 0 | 0 | 0 | 0 | 0 | 0 | 0 | 0 | 0 | 0 | 0 | 0 | 0 | 0 | 0 | 0 | 0
F3_Industrial_Electronics Manufacturing_New_Space Heating_Natural Gas_Unit Heater_E6 | F3 | Industrial | Electronics Manufacturing | New | Space Heating | Natural Gas | Unit Heater | E6 | PACT BC Ratio | 0 | 0 | 0 | 0 | 0 | 0 | 0 | 0 | 0 | 0 | 0 | 0 | 0 | 0 | 0 | 0 | 0 | 0 | 0 | 0 | 0 | 0 | 0 | 0 | 0 | 0 | 0 | 0 | 0 | 0 | 0 | 0 | 0
F3_Industrial_Electronics Manufacturing_New_Space Heating_Natural Gas_Unit Heater_E7 | F3 | Industrial | Electronics Manufacturing | New | Space Heating | Natural Gas | Unit Heater | E7 | PACT BC Ratio | 0 | 0 | 0 | 0 | 0 | 0 | 0 | 0 | 0 | 0 | 0 | 0 | 0 | 0 | 0 | 0 | 0 | 0 | 0 | 0 | 0 | 0 | 0 | 0 | 0 | 0 | 0 | 0 | 0 | 0 | 0 | 0 | 0
F3_Industrial_Electronics Manufacturing_New_Space Heating_Natural Gas_Unit Heater_E8 | F3 | Industrial | Electronics Manufacturing | New | Space Heating | Natural Gas | Unit Heater | E8 | PACT BC Ratio | 0 | 0 | 0 | 0 | 0 | 0 | 0 | 0 | 0 | 0 | 0 | 0 | 0 | 0 | 0 | 0 | 0 | 0 | 0 | 0 | 0 | 0 | 0 | 0 | 0 | 0 | 0 | 0 | 0 | 0 | 0 | 0 | 0
F3_Industrial_Electronics Manufacturing_New_Space Heating_Natural Gas_Unit Heater_E9 | F3 | Industrial | Electronics Manufacturing | New | Space Heating | Natural Gas | Unit Heater | E9 | PACT BC Ratio | 0 | 0 | 0 | 0 | 0 | 0 | 0 | 0 | 0 | 0 | 0 | 0 | 0 | 0 | 0 | 0 | 0 | 0 | 0 | 0 | 0 | 0 | 0 | 0 | 0 | 0 | 0 | 0 | 0 | 0 | 0 | 0 | 0
F3_Industrial_Electronics Manufacturing_New_Space Heating_Natural Gas_Unit Heater_E10 | F3 | Industrial | Electronics Manufacturing | New | Space Heating | Natural Gas | Unit Heater | E10 | PACT BC Ratio | 0 | 0 | 0 | 0 | 0 | 0 | 0 | 0 | 0 | 0 | 0 | 0 | 0 | 0 | 0 | 0 | 0 | 0 | 0 | 0 | 0 | 0 | 0 | 0 | 0 | 0 | 0 | 0 | 0 | 0 | 0 | 0 | 0
F4_Industrial_Electronics Manufacturing_New_Space Heating_Natural Gas_Unit Heater_E1 | F4 | Industrial | Electronics Manufacturing | New | Space Heating | Natural Gas | Unit Heater | E1 | RVT BC Ratio | 0 | 0 | 0 | 0 | 0 | 0 | 0 | 0 | 0 | 0 | 0 | 0 | 0 | 0 | 0 | 0 | 0 | 0 | 0 | 0 | 0 | 0 | 0 | 0 | 0 | 0 | 0 | 0 | 0 | 0 | 0 | 0 | 0
F4_Industrial_Electronics Manufacturing_New_Space Heating_Natural Gas_Unit Heater_E2 | F4 | Industrial | Electronics Manufacturing | New | Space Heating | Natural Gas | Unit Heater | E2 | RVT BC Ratio | 0 | 0 | 0 | 0 | 0 | 0 | 0 | 0 | 0 | 0 | 0 | 0 | 0 | 0 | 0 | 0 | 0 | 0 | 0 | 0 | 0 | 0 | 0 | 0 | 0 | 0 | 0 | 0 | 0 | 0 | 0 | 0 | 0
F4_Industrial_Electronics Manufacturing_New_Space Heating_Natural Gas_Unit Heater_E3 | F4 | Industrial | Electronics Manufacturing | New | Space Heating | Natural Gas | Unit Heater | E3 | RVT BC Ratio | 0 | 0 | 0 | 0 | 0 | 0 | 0 | 0 | 0 | 0 | 0 | 0 | 0 | 0 | 0 | 0 | 0 | 0 | 0 | 0 | 0 | 0 | 0 | 0 | 0 | 0 | 0 | 0 | 0 | 0 | 0 | 0 | 0
F4_Industrial_Electronics Manufacturing_New_Space Heating_Natural Gas_Unit Heater_E4 | F4 | Industrial | Electronics Manufacturing | New | Space Heating | Natural Gas | Unit Heater | E4 | RVT BC Ratio | 0 | 0 | 0 | 0 | 0 | 0 | 0 | 0 | 0 | 0 | 0 | 0 | 0 | 0 | 0 | 0 | 0 | 0 | 0 | 0 | 0 | 0 | 0 | 0 | 0 | 0 | 0 | 0 | 0 | 0 | 0 | 0 | 0
F4_Industrial_Electronics Manufacturing_New_Space Heating_Natural Gas_Unit Heater_E5 | F4 | Industrial | Electronics Manufacturing | New | Space Heating | Natural Gas | Unit Heater | E5 | RVT BC Ratio | 0 | 0 | 0 | 0 | 0 | 0 | 0 | 0 | 0 | 0 | 0 | 0 | 0 | 0 | 0 | 0 | 0 | 0 | 0 | 0 | 0 | 0 | 0 | 0 | 0 | 0 | 0 | 0 | 0 | 0 | 0 | 0 | 0
F4_Industrial_Electronics Manufacturing_New_Space Heating_Natural Gas_Unit Heater_E6 | F4 | Industrial | Electronics Manufacturing | New | Space Heating | Natural Gas | Unit Heater | E6 | RVT BC Ratio | 0 | 0 | 0 | 0 | 0 | 0 | 0 | 0 | 0 | 0 | 0 | 0 | 0 | 0 | 0 | 0 | 0 | 0 | 0 | 0 | 0 | 0 | 0 | 0 | 0 | 0 | 0 | 0 | 0 | 0 | 0 | 0 | 0
F4_Industrial_Electronics Manufacturing_New_Space Heating_Natural Gas_Unit Heater_E7 | F4 | Industrial | Electronics Manufacturing | New | Space Heating | Natural Gas | Unit Heater | E7 | RVT BC Ratio | 0 | 0 | 0 | 0 | 0 | 0 | 0 | 0 | 0 | 0 | 0 | 0 | 0 | 0 | 0 | 0 | 0 | 0 | 0 | 0 | 0 | 0 | 0 | 0 | 0 | 0 | 0 | 0 | 0 | 0 | 0 | 0 | 0
F4_Industrial_Electronics Manufacturing_New_Space Heating_Natural Gas_Unit Heater_E8 | F4 | Industrial | Electronics Manufacturing | New | Space Heating | Natural Gas | Unit Heater | E8 | RVT BC Ratio | 0 | 0 | 0 | 0 | 0 | 0 | 0 | 0 | 0 | 0 | 0 | 0 | 0 | 0 | 0 | 0 | 0 | 0 | 0 | 0 | 0 | 0 | 0 | 0 | 0 | 0 | 0 | 0 | 0 | 0 | 0 | 0 | 0
F4_Industrial_Electronics Manufacturing_New_Space Heating_Natural Gas_Unit Heater_E9 | F4 | Industrial | Electronics Manufacturing | New | Space Heating | Natural Gas | Unit Heater | E9 | RVT BC Ratio | 0 | 0 | 0 | 0 | 0 | 0 | 0 | 0 | 0 | 0 | 0 | 0 | 0 | 0 | 0 | 0 | 0 | 0 | 0 | 0 | 0 | 0 | 0 | 0 | 0 | 0 | 0 | 0 | 0 | 0 | 0 | 0 | 0
F4_Industrial_Electronics Manufacturing_New_Space Heating_Natural Gas_Unit Heater_E10 | F4 | Industrial | Electronics Manufacturing | New | Space Heating | Natural Gas | Unit Heater | E10 | RVT BC Ratio | 0 | 0 | 0 | 0 | 0 | 0 | 0 | 0 | 0 | 0 | 0 | 0 | 0 | 0 | 0 | 0 | 0 | 0 | 0 | 0 | 0 | 0 | 0 | 0 | 0 | 0 | 0 | 0 | 0 | 0 | 0 | 0 | 0
F5_Industrial_Electronics Manufacturing_New_Space Heating_Natural Gas_Unit Heater_E1 | F5 | Industrial | Electronics Manufacturing | New | Space Heating | Natural Gas | Unit Heater | E1 | RIM BC Ratio | 0 | 0 | 0 | 0 | 0 | 0 | 0 | 0 | 0 | 0 | 0 | 0 | 0 | 0 | 0 | 0 | 0 | 0 | 0 | 0 | 0 | 0 | 0 | 0 | 0 | 0 | 0 | 0 | 0 | 0 | 0 | 0 | 0
F5_Industrial_Electronics Manufacturing_New_Space Heating_Natural Gas_Unit Heater_E2 | F5 | Industrial | Electronics Manufacturing | New | Space Heating | Natural Gas | Unit Heater | E2 | RIM BC Ratio | 0 | 0 | 0 | 0 | 0 | 0 | 0 | 0 | 0 | 0 | 0 | 0 | 0 | 0 | 0 | 0 | 0 | 0 | 0 | 0 | 0 | 0 | 0 | 0 | 0 | 0 | 0 | 0 | 0 | 0 | 0 | 0 | 0
F5_Industrial_Electronics Manufacturing_New_Space Heating_Natural Gas_Unit Heater_E3 | F5 | Industrial | Electronics Manufacturing | New | Space Heating | Natural Gas | Unit Heater | E3 | RIM BC Ratio | 0 | 0 | 0 | 0 | 0 | 0 | 0 | 0 | 0 | 0 | 0 | 0 | 0 | 0 | 0 | 0 | 0 | 0 | 0 | 0 | 0 | 0 | 0 | 0 | 0 | 0 | 0 | 0 | 0 | 0 | 0 | 0 | 0
F5_Industrial_Electronics Manufacturing_New_Space Heating_Natural Gas_Unit Heater_E4 | F5 | Industrial | Electronics Manufacturing | New | Space Heating | Natural Gas | Unit Heater | E4 | RIM BC Ratio | 0 | 0 | 0 | 0 | 0 | 0 | 0 | 0 | 0 | 0 | 0 | 0 | 0 | 0 | 0 | 0 | 0 | 0 | 0 | 0 | 0 | 0 | 0 | 0 | 0 | 0 | 0 | 0 | 0 | 0 | 0 | 0 | 0
F5_Industrial_Electronics Manufacturing_New_Space Heating_Natural Gas_Unit Heater_E5 | F5 | Industrial | Electronics Manufacturing | New | Space Heating | Natural Gas | Unit Heater | E5 | RIM BC Ratio | 0 | 0 | 0 | 0 | 0 | 0 | 0 | 0 | 0 | 0 | 0 | 0 | 0 | 0 | 0 | 0 | 0 | 0 | 0 | 0 | 0 | 0 | 0 | 0 | 0 | 0 | 0 | 0 | 0 | 0 | 0 | 0 | 0
F5_Industrial_Electronics Manufacturing_New_Space Heating_Natural Gas_Unit Heater_E6 | F5 | Industrial | Electronics Manufacturing | New | Space Heating | Natural Gas | Unit Heater | E6 | RIM BC Ratio | 0 | 0 | 0 | 0 | 0 | 0 | 0 | 0 | 0 | 0 | 0 | 0 | 0 | 0 | 0 | 0 | 0 | 0 | 0 | 0 | 0 | 0 | 0 | 0 | 0 | 0 | 0 | 0 | 0 | 0 | 0 | 0 | 0
F5_Industrial_Electronics Manufacturing_New_Space Heating_Natural Gas_Unit Heater_E7 | F5 | Industrial | Electronics Manufacturing | New | Space Heating | Natural Gas | Unit Heater | E7 | RIM BC Ratio | 0 | 0 | 0 | 0 | 0 | 0 | 0 | 0 | 0 | 0 | 0 | 0 | 0 | 0 | 0 | 0 | 0 | 0 | 0 | 0 | 0 | 0 | 0 | 0 | 0 | 0 | 0 | 0 | 0 | 0 | 0 | 0 | 0
F5_Industrial_Electronics Manufacturing_New_Space Heating_Natural Gas_Unit Heater_E8 | F5 | Industrial | Electronics Manufacturing | New | Space Heating | Natural Gas | Unit Heater | E8 | RIM BC Ratio | 0 | 0 | 0 | 0 | 0 | 0 | 0 | 0 | 0 | 0 | 0 | 0 | 0 | 0 | 0 | 0 | 0 | 0 | 0 | 0 | 0 | 0 | 0 | 0 | 0 | 0 | 0 | 0 | 0 | 0 | 0 | 0 | 0
F5_Industrial_Electronics Manufacturing_New_Space Heating_Natural Gas_Unit Heater_E9 | F5 | Industrial | Electronics Manufacturing | New | Space Heating | Natural Gas | Unit Heater | E9 | RIM BC Ratio | 0 | 0 | 0 | 0 | 0 | 0 | 0 | 0 | 0 | 0 | 0 | 0 | 0 | 0 | 0 | 0 | 0 | 0 | 0 | 0 | 0 | 0 | 0 | 0 | 0 | 0 | 0 | 0 | 0 | 0 | 0 | 0 | 0
F5_Industrial_Electronics Manufacturing_New_Space Heating_Natural Gas_Unit Heater_E10 | F5 | Industrial | Electronics Manufacturing | New | Space Heating | Natural Gas | Unit Heater | E10 | RIM BC Ratio | 0 | 0 | 0 | 0 | 0 | 0 | 0 | 0 | 0 | 0 | 0 | 0 | 0 | 0 | 0 | 0 | 0 | 0 | 0 | 0 | 0 | 0 | 0 | 0 | 0 | 0 | 0 | 0 | 0 | 0 | 0 | 0 | 0
F0_Industrial_Electronics Manufacturing_New_Process_Natural Gas_Process Heating_E0 | F0 | Industrial | Electronics Manufacturing | New | Process | Natural Gas | Process Heating | E0 | Economic Unit | 0 | 0 | 0 | 0 | 0 | 0 | 0 | 0 | 0 | 0 | 0 | 0 | 0 | 0 | 0 | 0 | 0 | 0 | 0 | 0 | 0 | 0 | 0 | 0 | 0 | 0 | 0 | 0 | 0 | 0 | 0 | 0 | 0
F1_Industrial_Electronics Manufacturing_New_Process_Natural Gas_Process Heating_E1 | F1 | Industrial | Electronics Manufacturing | New | Process | Natural Gas | Process Heating | E1 | CCE | 0 | 0 | 0 | 0 | 0 | 0 | 0 | 0 | 0 | 0 | 0 | 0 | 0 | 0 | 0 | 0 | 0 | 0 | 0 | 0 | 0 | 0 | 0 | 0 | 0 | 0 | 0 | 0 | 0 | 0 | 0 | 0 | 0
F1_Industrial_Electronics Manufacturing_New_Process_Natural Gas_Process Heating_E2 | F1 | Industrial | Electronics Manufacturing | New | Process | Natural Gas | Process Heating | E2 | CCE | 0 | 0 | 0 | 0 | 0 | 0 | 0 | 0 | 0 | 0 | 0 | 0 | 0 | 0 | 0 | 0 | 0 | 0 | 0 | 0 | 0 | 0 | 0 | 0 | 0 | 0 | 0 | 0 | 0 | 0 | 0 | 0 | 0
F1_Industrial_Electronics Manufacturing_New_Process_Natural Gas_Process Heating_E3 | F1 | Industrial | Electronics Manufacturing | New | Process | Natural Gas | Process Heating | E3 | CCE | 0 | 0 | 0 | 0 | 0 | 0 | 0 | 0 | 0 | 0 | 0 | 0 | 0 | 0 | 0 | 0 | 0 | 0 | 0 | 0 | 0 | 0 | 0 | 0 | 0 | 0 | 0 | 0 | 0 | 0 | 0 | 0 | 0
F1_Industrial_Electronics Manufacturing_New_Process_Natural Gas_Process Heating_E4 | F1 | Industrial | Electronics Manufacturing | New | Process | Natural Gas | Process Heating | E4 | CCE | 0 | 0 | 0 | 0 | 0 | 0 | 0 | 0 | 0 | 0 | 0 | 0 | 0 | 0 | 0 | 0 | 0 | 0 | 0 | 0 | 0 | 0 | 0 | 0 | 0 | 0 | 0 | 0 | 0 | 0 | 0 | 0 | 0
F1_Industrial_Electronics Manufacturing_New_Process_Natural Gas_Process Heating_E5 | F1 | Industrial | Electronics Manufacturing | New | Process | Natural Gas | Process Heating | E5 | CCE | 0 | 0 | 0 | 0 | 0 | 0 | 0 | 0 | 0 | 0 | 0 | 0 | 0 | 0 | 0 | 0 | 0 | 0 | 0 | 0 | 0 | 0 | 0 | 0 | 0 | 0 | 0 | 0 | 0 | 0 | 0 | 0 | 0
F1_Industrial_Electronics Manufacturing_New_Process_Natural Gas_Process Heating_E6 | F1 | Industrial | Electronics Manufacturing | New | Process | Natural Gas | Process Heating | E6 | CCE | 0 | 0 | 0 | 0 | 0 | 0 | 0 | 0 | 0 | 0 | 0 | 0 | 0 | 0 | 0 | 0 | 0 | 0 | 0 | 0 | 0 | 0 | 0 | 0 | 0 | 0 | 0 | 0 | 0 | 0 | 0 | 0 | 0
F1_Industrial_Electronics Manufacturing_New_Process_Natural Gas_Process Heating_E7 | F1 | Industrial | Electronics Manufacturing | New | Process | Natural Gas | Process Heating | E7 | CCE | 0 | 0 | 0 | 0 | 0 | 0 | 0 | 0 | 0 | 0 | 0 | 0 | 0 | 0 | 0 | 0 | 0 | 0 | 0 | 0 | 0 | 0 | 0 | 0 | 0 | 0 | 0 | 0 | 0 | 0 | 0 | 0 | 0
F1_Industrial_Electronics Manufacturing_New_Process_Natural Gas_Process Heating_E8 | F1 | Industrial | Electronics Manufacturing | New | Process | Natural Gas | Process Heating | E8 | CCE | 0 | 0 | 0 | 0 | 0 | 0 | 0 | 0 | 0 | 0 | 0 | 0 | 0 | 0 | 0 | 0 | 0 | 0 | 0 | 0 | 0 | 0 | 0 | 0 | 0 | 0 | 0 | 0 | 0 | 0 | 0 | 0 | 0
F1_Industrial_Electronics Manufacturing_New_Process_Natural Gas_Process Heating_E9 | F1 | Industrial | Electronics Manufacturing | New | Process | Natural Gas | Process Heating | E9 | CCE | 0 | 0 | 0 | 0 | 0 | 0 | 0 | 0 | 0 | 0 | 0 | 0 | 0 | 0 | 0 | 0 | 0 | 0 | 0 | 0 | 0 | 0 | 0 | 0 | 0 | 0 | 0 | 0 | 0 | 0 | 0 | 0 | 0
F1_Industrial_Electronics Manufacturing_New_Process_Natural Gas_Process Heating_E10 | F1 | Industrial | Electronics Manufacturing | New | Process | Natural Gas | Process Heating | E10 | CCE | 0 | 0 | 0 | 0 | 0 | 0 | 0 | 0 | 0 | 0 | 0 | 0 | 0 | 0 | 0 | 0 | 0 | 0 | 0 | 0 | 0 | 0 | 0 | 0 | 0 | 0 | 0 | 0 | 0 | 0 | 0 | 0 | 0
F2_Industrial_Electronics Manufacturing_New_Process_Natural Gas_Process Heating_E1 | F2 | Industrial | Electronics Manufacturing | New | Process | Natural Gas | Process Heating | E1 | TRC BC Ratio | 0 | 0 | 0 | 0 | 0 | 0 | 0 | 0 | 0 | 0 | 0 | 0 | 0 | 0 | 0 | 0 | 0 | 0 | 0 | 0 | 0 | 0 | 0 | 0 | 0 | 0 | 0 | 0 | 0 | 0 | 0 | 0 | 0
F2_Industrial_Electronics Manufacturing_New_Process_Natural Gas_Process Heating_E2 | F2 | Industrial | Electronics Manufacturing | New | Process | Natural Gas | Process Heating | E2 | TRC BC Ratio | 0 | 0 | 0 | 0 | 0 | 0 | 0 | 0 | 0 | 0 | 0 | 0 | 0 | 0 | 0 | 0 | 0 | 0 | 0 | 0 | 0 | 0 | 0 | 0 | 0 | 0 | 0 | 0 | 0 | 0 | 0 | 0 | 0
F2_Industrial_Electronics Manufacturing_New_Process_Natural Gas_Process Heating_E3 | F2 | Industrial | Electronics Manufacturing | New | Process | Natural Gas | Process Heating | E3 | TRC BC Ratio | 0 | 0 | 0 | 0 | 0 | 0 | 0 | 0 | 0 | 0 | 0 | 0 | 0 | 0 | 0 | 0 | 0 | 0 | 0 | 0 | 0 | 0 | 0 | 0 | 0 | 0 | 0 | 0 | 0 | 0 | 0 | 0 | 0
F2_Industrial_Electronics Manufacturing_New_Process_Natural Gas_Process Heating_E4 | F2 | Industrial | Electronics Manufacturing | New | Process | Natural Gas | Process Heating | E4 | TRC BC Ratio | 0 | 0 | 0 | 0 | 0 | 0 | 0 | 0 | 0 | 0 | 0 | 0 | 0 | 0 | 0 | 0 | 0 | 0 | 0 | 0 | 0 | 0 | 0 | 0 | 0 | 0 | 0 | 0 | 0 | 0 | 0 | 0 | 0
F2_Industrial_Electronics Manufacturing_New_Process_Natural Gas_Process Heating_E5 | F2 | Industrial | Electronics Manufacturing | New | Process | Natural Gas | Process Heating | E5 | TRC BC Ratio | 0 | 0 | 0 | 0 | 0 | 0 | 0 | 0 | 0 | 0 | 0 | 0 | 0 | 0 | 0 | 0 | 0 | 0 | 0 | 0 | 0 | 0 | 0 | 0 | 0 | 0 | 0 | 0 | 0 | 0 | 0 | 0 | 0
F2_Industrial_Electronics Manufacturing_New_Process_Natural Gas_Process Heating_E6 | F2 | Industrial | Electronics Manufacturing | New | Process | Natural Gas | Process Heating | E6 | TRC BC Ratio | 0 | 0 | 0 | 0 | 0 | 0 | 0 | 0 | 0 | 0 | 0 | 0 | 0 | 0 | 0 | 0 | 0 | 0 | 0 | 0 | 0 | 0 | 0 | 0 | 0 | 0 | 0 | 0 | 0 | 0 | 0 | 0 | 0
F2_Industrial_Electronics Manufacturing_New_Process_Natural Gas_Process Heating_E7 | F2 | Industrial | Electronics Manufacturing | New | Process | Natural Gas | Process Heating | E7 | TRC BC Ratio | 0 | 0 | 0 | 0 | 0 | 0 | 0 | 0 | 0 | 0 | 0 | 0 | 0 | 0 | 0 | 0 | 0 | 0 | 0 | 0 | 0 | 0 | 0 | 0 | 0 | 0 | 0 | 0 | 0 | 0 | 0 | 0 | 0
F2_Industrial_Electronics Manufacturing_New_Process_Natural Gas_Process Heating_E8 | F2 | Industrial | Electronics Manufacturing | New | Process | Natural Gas | Process Heating | E8 | TRC BC Ratio | 0 | 0 | 0 | 0 | 0 | 0 | 0 | 0 | 0 | 0 | 0 | 0 | 0 | 0 | 0 | 0 | 0 | 0 | 0 | 0 | 0 | 0 | 0 | 0 | 0 | 0 | 0 | 0 | 0 | 0 | 0 | 0 | 0
F2_Industrial_Electronics Manufacturing_New_Process_Natural Gas_Process Heating_E9 | F2 | Industrial | Electronics Manufacturing | New | Process | Natural Gas | Process Heating | E9 | TRC BC Ratio | 0 | 0 | 0 | 0 | 0 | 0 | 0 | 0 | 0 | 0 | 0 | 0 | 0 | 0 | 0 | 0 | 0 | 0 | 0 | 0 | 0 | 0 | 0 | 0 | 0 | 0 | 0 | 0 | 0 | 0 | 0 | 0 | 0
F2_Industrial_Electronics Manufacturing_New_Process_Natural Gas_Process Heating_E10 | F2 | Industrial | Electronics Manufacturing | New | Process | Natural Gas | Process Heating | E10 | TRC BC Ratio | 0 | 0 | 0 | 0 | 0 | 0 | 0 | 0 | 0 | 0 | 0 | 0 | 0 | 0 | 0 | 0 | 0 | 0 | 0 | 0 | 0 | 0 | 0 | 0 | 0 | 0 | 0 | 0 | 0 | 0 | 0 | 0 | 0
F3_Industrial_Electronics Manufacturing_New_Process_Natural Gas_Process Heating_E1 | F3 | Industrial | Electronics Manufacturing | New | Process | Natural Gas | Process Heating | E1 | PACT BC Ratio | 0 | 0 | 0 | 0 | 0 | 0 | 0 | 0 | 0 | 0 | 0 | 0 | 0 | 0 | 0 | 0 | 0 | 0 | 0 | 0 | 0 | 0 | 0 | 0 | 0 | 0 | 0 | 0 | 0 | 0 | 0 | 0 | 0
F3_Industrial_Electronics Manufacturing_New_Process_Natural Gas_Process Heating_E2 | F3 | Industrial | Electronics Manufacturing | New | Process | Natural Gas | Process Heating | E2 | PACT BC Ratio | 0 | 0 | 0 | 0 | 0 | 0 | 0 | 0 | 0 | 0 | 0 | 0 | 0 | 0 | 0 | 0 | 0 | 0 | 0 | 0 | 0 | 0 | 0 | 0 | 0 | 0 | 0 | 0 | 0 | 0 | 0 | 0 | 0
F3_Industrial_Electronics Manufacturing_New_Process_Natural Gas_Process Heating_E3 | F3 | Industrial | Electronics Manufacturing | New | Process | Natural Gas | Process Heating | E3 | PACT BC Ratio | 0 | 0 | 0 | 0 | 0 | 0 | 0 | 0 | 0 | 0 | 0 | 0 | 0 | 0 | 0 | 0 | 0 | 0 | 0 | 0 | 0 | 0 | 0 | 0 | 0 | 0 | 0 | 0 | 0 | 0 | 0 | 0 | 0
F3_Industrial_Electronics Manufacturing_New_Process_Natural Gas_Process Heating_E4 | F3 | Industrial | Electronics Manufacturing | New | Process | Natural Gas | Process Heating | E4 | PACT BC Ratio | 0 | 0 | 0 | 0 | 0 | 0 | 0 | 0 | 0 | 0 | 0 | 0 | 0 | 0 | 0 | 0 | 0 | 0 | 0 | 0 | 0 | 0 | 0 | 0 | 0 | 0 | 0 | 0 | 0 | 0 | 0 | 0 | 0
F3_Industrial_Electronics Manufacturing_New_Process_Natural Gas_Process Heating_E5 | F3 | Industrial | Electronics Manufacturing | New | Process | Natural Gas | Process Heating | E5 | PACT BC Ratio | 0 | 0 | 0 | 0 | 0 | 0 | 0 | 0 | 0 | 0 | 0 | 0 | 0 | 0 | 0 | 0 | 0 | 0 | 0 | 0 | 0 | 0 | 0 | 0 | 0 | 0 | 0 | 0 | 0 | 0 | 0 | 0 | 0
F3_Industrial_Electronics Manufacturing_New_Process_Natural Gas_Process Heating_E6 | F3 | Industrial | Electronics Manufacturing | New | Process | Natural Gas | Process Heating | E6 | PACT BC Ratio | 0 | 0 | 0 | 0 | 0 | 0 | 0 | 0 | 0 | 0 | 0 | 0 | 0 | 0 | 0 | 0 | 0 | 0 | 0 | 0 | 0 | 0 | 0 | 0 | 0 | 0 | 0 | 0 | 0 | 0 | 0 | 0 | 0
F3_Industrial_Electronics Manufacturing_New_Process_Natural Gas_Process Heating_E7 | F3 | Industrial | Electronics Manufacturing | New | Process | Natural Gas | Process Heating | E7 | PACT BC Ratio | 0 | 0 | 0 | 0 | 0 | 0 | 0 | 0 | 0 | 0 | 0 | 0 | 0 | 0 | 0 | 0 | 0 | 0 | 0 | 0 | 0 | 0 | 0 | 0 | 0 | 0 | 0 | 0 | 0 | 0 | 0 | 0 | 0
F3_Industrial_Electronics Manufacturing_New_Process_Natural Gas_Process Heating_E8 | F3 | Industrial | Electronics Manufacturing | New | Process | Natural Gas | Process Heating | E8 | PACT BC Ratio | 0 | 0 | 0 | 0 | 0 | 0 | 0 | 0 | 0 | 0 | 0 | 0 | 0 | 0 | 0 | 0 | 0 | 0 | 0 | 0 | 0 | 0 | 0 | 0 | 0 | 0 | 0 | 0 | 0 | 0 | 0 | 0 | 0
F3_Industrial_Electronics Manufacturing_New_Process_Natural Gas_Process Heating_E9 | F3 | Industrial | Electronics Manufacturing | New | Process | Natural Gas | Process Heating | E9 | PACT BC Ratio | 0 | 0 | 0 | 0 | 0 | 0 | 0 | 0 | 0 | 0 | 0 | 0 | 0 | 0 | 0 | 0 | 0 | 0 | 0 | 0 | 0 | 0 | 0 | 0 | 0 | 0 | 0 | 0 | 0 | 0 | 0 | 0 | 0
F3_Industrial_Electronics Manufacturing_New_Process_Natural Gas_Process Heating_E10 | F3 | Industrial | Electronics Manufacturing | New | Process | Natural Gas | Process Heating | E10 | PACT BC Ratio | 0 | 0 | 0 | 0 | 0 | 0 | 0 | 0 | 0 | 0 | 0 | 0 | 0 | 0 | 0 | 0 | 0 | 0 | 0 | 0 | 0 | 0 | 0 | 0 | 0 | 0 | 0 | 0 | 0 | 0 | 0 | 0 | 0
F4_Industrial_Electronics Manufacturing_New_Process_Natural Gas_Process Heating_E1 | F4 | Industrial | Electronics Manufacturing | New | Process | Natural Gas | Process Heating | E1 | RVT BC Ratio | 0 | 0 | 0 | 0 | 0 | 0 | 0 | 0 | 0 | 0 | 0 | 0 | 0 | 0 | 0 | 0 | 0 | 0 | 0 | 0 | 0 | 0 | 0 | 0 | 0 | 0 | 0 | 0 | 0 | 0 | 0 | 0 | 0
F4_Industrial_Electronics Manufacturing_New_Process_Natural Gas_Process Heating_E2 | F4 | Industrial | Electronics Manufacturing | New | Process | Natural Gas | Process Heating | E2 | RVT BC Ratio | 0 | 0 | 0 | 0 | 0 | 0 | 0 | 0 | 0 | 0 | 0 | 0 | 0 | 0 | 0 | 0 | 0 | 0 | 0 | 0 | 0 | 0 | 0 | 0 | 0 | 0 | 0 | 0 | 0 | 0 | 0 | 0 | 0
F4_Industrial_Electronics Manufacturing_New_Process_Natural Gas_Process Heating_E3 | F4 | Industrial | Electronics Manufacturing | New | Process | Natural Gas | Process Heating | E3 | RVT BC Ratio | 0 | 0 | 0 | 0 | 0 | 0 | 0 | 0 | 0 | 0 | 0 | 0 | 0 | 0 | 0 | 0 | 0 | 0 | 0 | 0 | 0 | 0 | 0 | 0 | 0 | 0 | 0 | 0 | 0 | 0 | 0 | 0 | 0
F4_Industrial_Electronics Manufacturing_New_Process_Natural Gas_Process Heating_E4 | F4 | Industrial | Electronics Manufacturing | New | Process | Natural Gas | Process Heating | E4 | RVT BC Ratio | 0 | 0 | 0 | 0 | 0 | 0 | 0 | 0 | 0 | 0 | 0 | 0 | 0 | 0 | 0 | 0 | 0 | 0 | 0 | 0 | 0 | 0 | 0 | 0 | 0 | 0 | 0 | 0 | 0 | 0 | 0 | 0 | 0
F4_Industrial_Electronics Manufacturing_New_Process_Natural Gas_Process Heating_E5 | F4 | Industrial | Electronics Manufacturing | New | Process | Natural Gas | Process Heating | E5 | RVT BC Ratio | 0 | 0 | 0 | 0 | 0 | 0 | 0 | 0 | 0 | 0 | 0 | 0 | 0 | 0 | 0 | 0 | 0 | 0 | 0 | 0 | 0 | 0 | 0 | 0 | 0 | 0 | 0 | 0 | 0 | 0 | 0 | 0 | 0
F4_Industrial_Electronics Manufacturing_New_Process_Natural Gas_Process Heating_E6 | F4 | Industrial | Electronics Manufacturing | New | Process | Natural Gas | Process Heating | E6 | RVT BC Ratio | 0 | 0 | 0 | 0 | 0 | 0 | 0 | 0 | 0 | 0 | 0 | 0 | 0 | 0 | 0 | 0 | 0 | 0 | 0 | 0 | 0 | 0 | 0 | 0 | 0 | 0 | 0 | 0 | 0 | 0 | 0 | 0 | 0
F4_Industrial_Electronics Manufacturing_New_Process_Natural Gas_Process Heating_E7 | F4 | Industrial | Electronics Manufacturing | New | Process | Natural Gas | Process Heating | E7 | RVT BC Ratio | 0 | 0 | 0 | 0 | 0 | 0 | 0 | 0 | 0 | 0 | 0 | 0 | 0 | 0 | 0 | 0 | 0 | 0 | 0 | 0 | 0 | 0 | 0 | 0 | 0 | 0 | 0 | 0 | 0 | 0 | 0 | 0 | 0
F4_Industrial_Electronics Manufacturing_New_Process_Natural Gas_Process Heating_E8 | F4 | Industrial | Electronics Manufacturing | New | Process | Natural Gas | Process Heating | E8 | RVT BC Ratio | 0 | 0 | 0 | 0 | 0 | 0 | 0 | 0 | 0 | 0 | 0 | 0 | 0 | 0 | 0 | 0 | 0 | 0 | 0 | 0 | 0 | 0 | 0 | 0 | 0 | 0 | 0 | 0 | 0 | 0 | 0 | 0 | 0
F4_Industrial_Electronics Manufacturing_New_Process_Natural Gas_Process Heating_E9 | F4 | Industrial | Electronics Manufacturing | New | Process | Natural Gas | Process Heating | E9 | RVT BC Ratio | 0 | 0 | 0 | 0 | 0 | 0 | 0 | 0 | 0 | 0 | 0 | 0 | 0 | 0 | 0 | 0 | 0 | 0 | 0 | 0 | 0 | 0 | 0 | 0 | 0 | 0 | 0 | 0 | 0 | 0 | 0 | 0 | 0
F4_Industrial_Electronics Manufacturing_New_Process_Natural Gas_Process Heating_E10 | F4 | Industrial | Electronics Manufacturing | New | Process | Natural Gas | Process Heating | E10 | RVT BC Ratio | 0 | 0 | 0 | 0 | 0 | 0 | 0 | 0 | 0 | 0 | 0 | 0 | 0 | 0 | 0 | 0 | 0 | 0 | 0 | 0 | 0 | 0 | 0 | 0 | 0 | 0 | 0 | 0 | 0 | 0 | 0 | 0 | 0
F5_Industrial_Electronics Manufacturing_New_Process_Natural Gas_Process Heating_E1 | F5 | Industrial | Electronics Manufacturing | New | Process | Natural Gas | Process Heating | E1 | RIM BC Ratio | 0 | 0 | 0 | 0 | 0 | 0 | 0 | 0 | 0 | 0 | 0 | 0 | 0 | 0 | 0 | 0 | 0 | 0 | 0 | 0 | 0 | 0 | 0 | 0 | 0 | 0 | 0 | 0 | 0 | 0 | 0 | 0 | 0
F5_Industrial_Electronics Manufacturing_New_Process_Natural Gas_Process Heating_E2 | F5 | Industrial | Electronics Manufacturing | New | Process | Natural Gas | Process Heating | E2 | RIM BC Ratio | 0 | 0 | 0 | 0 | 0 | 0 | 0 | 0 | 0 | 0 | 0 | 0 | 0 | 0 | 0 | 0 | 0 | 0 | 0 | 0 | 0 | 0 | 0 | 0 | 0 | 0 | 0 | 0 | 0 | 0 | 0 | 0 | 0
F5_Industrial_Electronics Manufacturing_New_Process_Natural Gas_Process Heating_E3 | F5 | Industrial | Electronics Manufacturing | New | Process | Natural Gas | Process Heating | E3 | RIM BC Ratio | 0 | 0 | 0 | 0 | 0 | 0 | 0 | 0 | 0 | 0 | 0 | 0 | 0 | 0 | 0 | 0 | 0 | 0 | 0 | 0 | 0 | 0 | 0 | 0 | 0 | 0 | 0 | 0 | 0 | 0 | 0 | 0 | 0
F5_Industrial_Electronics Manufacturing_New_Process_Natural Gas_Process Heating_E4 | F5 | Industrial | Electronics Manufacturing | New | Process | Natural Gas | Process Heating | E4 | RIM BC Ratio | 0 | 0 | 0 | 0 | 0 | 0 | 0 | 0 | 0 | 0 | 0 | 0 | 0 | 0 | 0 | 0 | 0 | 0 | 0 | 0 | 0 | 0 | 0 | 0 | 0 | 0 | 0 | 0 | 0 | 0 | 0 | 0 | 0
F5_Industrial_Electronics Manufacturing_New_Process_Natural Gas_Process Heating_E5 | F5 | Industrial | Electronics Manufacturing | New | Process | Natural Gas | Process Heating | E5 | RIM BC Ratio | 0 | 0 | 0 | 0 | 0 | 0 | 0 | 0 | 0 | 0 | 0 | 0 | 0 | 0 | 0 | 0 | 0 | 0 | 0 | 0 | 0 | 0 | 0 | 0 | 0 | 0 | 0 | 0 | 0 | 0 | 0 | 0 | 0
F5_Industrial_Electronics Manufacturing_New_Process_Natural Gas_Process Heating_E6 | F5 | Industrial | Electronics Manufacturing | New | Process | Natural Gas | Process Heating | E6 | RIM BC Ratio | 0 | 0 | 0 | 0 | 0 | 0 | 0 | 0 | 0 | 0 | 0 | 0 | 0 | 0 | 0 | 0 | 0 | 0 | 0 | 0 | 0 | 0 | 0 | 0 | 0 | 0 | 0 | 0 | 0 | 0 | 0 | 0 | 0
F5_Industrial_Electronics Manufacturing_New_Process_Natural Gas_Process Heating_E7 | F5 | Industrial | Electronics Manufacturing | New | Process | Natural Gas | Process Heating | E7 | RIM BC Ratio | 0 | 0 | 0 | 0 | 0 | 0 | 0 | 0 | 0 | 0 | 0 | 0 | 0 | 0 | 0 | 0 | 0 | 0 | 0 | 0 | 0 | 0 | 0 | 0 | 0 | 0 | 0 | 0 | 0 | 0 | 0 | 0 | 0
F5_Industrial_Electronics Manufacturing_New_Process_Natural Gas_Process Heating_E8 | F5 | Industrial | Electronics Manufacturing | New | Process | Natural Gas | Process Heating | E8 | RIM BC Ratio | 0 | 0 | 0 | 0 | 0 | 0 | 0 | 0 | 0 | 0 | 0 | 0 | 0 | 0 | 0 | 0 | 0 | 0 | 0 | 0 | 0 | 0 | 0 | 0 | 0 | 0 | 0 | 0 | 0 | 0 | 0 | 0 | 0
F5_Industrial_Electronics Manufacturing_New_Process_Natural Gas_Process Heating_E9 | F5 | Industrial | Electronics Manufacturing | New | Process | Natural Gas | Process Heating | E9 | RIM BC Ratio | 0 | 0 | 0 | 0 | 0 | 0 | 0 | 0 | 0 | 0 | 0 | 0 | 0 | 0 | 0 | 0 | 0 | 0 | 0 | 0 | 0 | 0 | 0 | 0 | 0 | 0 | 0 | 0 | 0 | 0 | 0 | 0 | 0
F5_Industrial_Electronics Manufacturing_New_Process_Natural Gas_Process Heating_E10 | F5 | Industrial | Electronics Manufacturing | New | Process | Natural Gas | Process Heating | E10 | RIM BC Ratio | 0 | 0 | 0 | 0 | 0 | 0 | 0 | 0 | 0 | 0 | 0 | 0 | 0 | 0 | 0 | 0 | 0 | 0 | 0 | 0 | 0 | 0 | 0 | 0 | 0 | 0 | 0 | 0 | 0 | 0 | 0 | 0 | 0
F0_Industrial_Electronics Manufacturing_New_Process_Natural Gas_Process Boiler_E0 | F0 | Industrial | Electronics Manufacturing | New | Process | Natural Gas | Process Boiler | E0 | Economic Unit | 0 | 0 | 0 | 0 | 0 | 0 | 0 | 0 | 0 | 0 | 0 | 0 | 0 | 0 | 0 | 0 | 0 | 0 | 0 | 0 | 0 | 0 | 0 | 0 | 0 | 0 | 0 | 0 | 0 | 0 | 0 | 0 | 0
F1_Industrial_Electronics Manufacturing_New_Process_Natural Gas_Process Boiler_E1 | F1 | Industrial | Electronics Manufacturing | New | Process | Natural Gas | Process Boiler | E1 | CCE | 0 | 0 | 0 | 0 | 0 | 0 | 0 | 0 | 0 | 0 | 0 | 0 | 0 | 0 | 0 | 0 | 0 | 0 | 0 | 0 | 0 | 0 | 0 | 0 | 0 | 0 | 0 | 0 | 0 | 0 | 0 | 0 | 0
F1_Industrial_Electronics Manufacturing_New_Process_Natural Gas_Process Boiler_E2 | F1 | Industrial | Electronics Manufacturing | New | Process | Natural Gas | Process Boiler | E2 | CCE | 0 | 0 | 0 | 0 | 0 | 0 | 0 | 0 | 0 | 0 | 0 | 0 | 0 | 0 | 0 | 0 | 0 | 0 | 0 | 0 | 0 | 0 | 0 | 0 | 0 | 0 | 0 | 0 | 0 | 0 | 0 | 0 | 0
F1_Industrial_Electronics Manufacturing_New_Process_Natural Gas_Process Boiler_E3 | F1 | Industrial | Electronics Manufacturing | New | Process | Natural Gas | Process Boiler | E3 | CCE | 0 | 0 | 0 | 0 | 0 | 0 | 0 | 0 | 0 | 0 | 0 | 0 | 0 | 0 | 0 | 0 | 0 | 0 | 0 | 0 | 0 | 0 | 0 | 0 | 0 | 0 | 0 | 0 | 0 | 0 | 0 | 0 | 0
F1_Industrial_Electronics Manufacturing_New_Process_Natural Gas_Process Boiler_E4 | F1 | Industrial | Electronics Manufacturing | New | Process | Natural Gas | Process Boiler | E4 | CCE | 0 | 0 | 0 | 0 | 0 | 0 | 0 | 0 | 0 | 0 | 0 | 0 | 0 | 0 | 0 | 0 | 0 | 0 | 0 | 0 | 0 | 0 | 0 | 0 | 0 | 0 | 0 | 0 | 0 | 0 | 0 | 0 | 0
F1_Industrial_Electronics Manufacturing_New_Process_Natural Gas_Process Boiler_E5 | F1 | Industrial | Electronics Manufacturing | New | Process | Natural Gas | Process Boiler | E5 | CCE | 0 | 0 | 0 | 0 | 0 | 0 | 0 | 0 | 0 | 0 | 0 | 0 | 0 | 0 | 0 | 0 | 0 | 0 | 0 | 0 | 0 | 0 | 0 | 0 | 0 | 0 | 0 | 0 | 0 | 0 | 0 | 0 | 0
F1_Industrial_Electronics Manufacturing_New_Process_Natural Gas_Process Boiler_E6 | F1 | Industrial | Electronics Manufacturing | New | Process | Natural Gas | Process Boiler | E6 | CCE | 0 | 0 | 0 | 0 | 0 | 0 | 0 | 0 | 0 | 0 | 0 | 0 | 0 | 0 | 0 | 0 | 0 | 0 | 0 | 0 | 0 | 0 | 0 | 0 | 0 | 0 | 0 | 0 | 0 | 0 | 0 | 0 | 0
F1_Industrial_Electronics Manufacturing_New_Process_Natural Gas_Process Boiler_E7 | F1 | Industrial | Electronics Manufacturing | New | Process | Natural Gas | Process Boiler | E7 | CCE | 0 | 0 | 0 | 0 | 0 | 0 | 0 | 0 | 0 | 0 | 0 | 0 | 0 | 0 | 0 | 0 | 0 | 0 | 0 | 0 | 0 | 0 | 0 | 0 | 0 | 0 | 0 | 0 | 0 | 0 | 0 | 0 | 0
F1_Industrial_Electronics Manufacturing_New_Process_Natural Gas_Process Boiler_E8 | F1 | Industrial | Electronics Manufacturing | New | Process | Natural Gas | Process Boiler | E8 | CCE | 0 | 0 | 0 | 0 | 0 | 0 | 0 | 0 | 0 | 0 | 0 | 0 | 0 | 0 | 0 | 0 | 0 | 0 | 0 | 0 | 0 | 0 | 0 | 0 | 0 | 0 | 0 | 0 | 0 | 0 | 0 | 0 | 0
F1_Industrial_Electronics Manufacturing_New_Process_Natural Gas_Process Boiler_E9 | F1 | Industrial | Electronics Manufacturing | New | Process | Natural Gas | Process Boiler | E9 | CCE | 0 | 0 | 0 | 0 | 0 | 0 | 0 | 0 | 0 | 0 | 0 | 0 | 0 | 0 | 0 | 0 | 0 | 0 | 0 | 0 | 0 | 0 | 0 | 0 | 0 | 0 | 0 | 0 | 0 | 0 | 0 | 0 | 0
F1_Industrial_Electronics Manufacturing_New_Process_Natural Gas_Process Boiler_E10 | F1 | Industrial | Electronics Manufacturing | New | Process | Natural Gas | Process Boiler | E10 | CCE | 0 | 0 | 0 | 0 | 0 | 0 | 0 | 0 | 0 | 0 | 0 | 0 | 0 | 0 | 0 | 0 | 0 | 0 | 0 | 0 | 0 | 0 | 0 | 0 | 0 | 0 | 0 | 0 | 0 | 0 | 0 | 0 | 0
F2_Industrial_Electronics Manufacturing_New_Process_Natural Gas_Process Boiler_E1 | F2 | Industrial | Electronics Manufacturing | New | Process | Natural Gas | Process Boiler | E1 | TRC BC Ratio | 0 | 0 | 0 | 0 | 0 | 0 | 0 | 0 | 0 | 0 | 0 | 0 | 0 | 0 | 0 | 0 | 0 | 0 | 0 | 0 | 0 | 0 | 0 | 0 | 0 | 0 | 0 | 0 | 0 | 0 | 0 | 0 | 0
F2_Industrial_Electronics Manufacturing_New_Process_Natural Gas_Process Boiler_E2 | F2 | Industrial | Electronics Manufacturing | New | Process | Natural Gas | Process Boiler | E2 | TRC BC Ratio | 0 | 0 | 0 | 0 | 0 | 0 | 0 | 0 | 0 | 0 | 0 | 0 | 0 | 0 | 0 | 0 | 0 | 0 | 0 | 0 | 0 | 0 | 0 | 0 | 0 | 0 | 0 | 0 | 0 | 0 | 0 | 0 | 0
F2_Industrial_Electronics Manufacturing_New_Process_Natural Gas_Process Boiler_E3 | F2 | Industrial | Electronics Manufacturing | New | Process | Natural Gas | Process Boiler | E3 | TRC BC Ratio | 0 | 0 | 0 | 0 | 0 | 0 | 0 | 0 | 0 | 0 | 0 | 0 | 0 | 0 | 0 | 0 | 0 | 0 | 0 | 0 | 0 | 0 | 0 | 0 | 0 | 0 | 0 | 0 | 0 | 0 | 0 | 0 | 0
F2_Industrial_Electronics Manufacturing_New_Process_Natural Gas_Process Boiler_E4 | F2 | Industrial | Electronics Manufacturing | New | Process | Natural Gas | Process Boiler | E4 | TRC BC Ratio | 0 | 0 | 0 | 0 | 0 | 0 | 0 | 0 | 0 | 0 | 0 | 0 | 0 | 0 | 0 | 0 | 0 | 0 | 0 | 0 | 0 | 0 | 0 | 0 | 0 | 0 | 0 | 0 | 0 | 0 | 0 | 0 | 0
F2_Industrial_Electronics Manufacturing_New_Process_Natural Gas_Process Boiler_E5 | F2 | Industrial | Electronics Manufacturing | New | Process | Natural Gas | Process Boiler | E5 | TRC BC Ratio | 0 | 0 | 0 | 0 | 0 | 0 | 0 | 0 | 0 | 0 | 0 | 0 | 0 | 0 | 0 | 0 | 0 | 0 | 0 | 0 | 0 | 0 | 0 | 0 | 0 | 0 | 0 | 0 | 0 | 0 | 0 | 0 | 0
F2_Industrial_Electronics Manufacturing_New_Process_Natural Gas_Process Boiler_E6 | F2 | Industrial | Electronics Manufacturing | New | Process | Natural Gas | Process Boiler | E6 | TRC BC Ratio | 0 | 0 | 0 | 0 | 0 | 0 | 0 | 0 | 0 | 0 | 0 | 0 | 0 | 0 | 0 | 0 | 0 | 0 | 0 | 0 | 0 | 0 | 0 | 0 | 0 | 0 | 0 | 0 | 0 | 0 | 0 | 0 | 0
F2_Industrial_Electronics Manufacturing_New_Process_Natural Gas_Process Boiler_E7 | F2 | Industrial | Electronics Manufacturing | New | Process | Natural Gas | Process Boiler | E7 | TRC BC Ratio | 0 | 0 | 0 | 0 | 0 | 0 | 0 | 0 | 0 | 0 | 0 | 0 | 0 | 0 | 0 | 0 | 0 | 0 | 0 | 0 | 0 | 0 | 0 | 0 | 0 | 0 | 0 | 0 | 0 | 0 | 0 | 0 | 0
F2_Industrial_Electronics Manufacturing_New_Process_Natural Gas_Process Boiler_E8 | F2 | Industrial | Electronics Manufacturing | New | Process | Natural Gas | Process Boiler | E8 | TRC BC Ratio | 0 | 0 | 0 | 0 | 0 | 0 | 0 | 0 | 0 | 0 | 0 | 0 | 0 | 0 | 0 | 0 | 0 | 0 | 0 | 0 | 0 | 0 | 0 | 0 | 0 | 0 | 0 | 0 | 0 | 0 | 0 | 0 | 0
F2_Industrial_Electronics Manufacturing_New_Process_Natural Gas_Process Boiler_E9 | F2 | Industrial | Electronics Manufacturing | New | Process | Natural Gas | Process Boiler | E9 | TRC BC Ratio | 0 | 0 | 0 | 0 | 0 | 0 | 0 | 0 | 0 | 0 | 0 | 0 | 0 | 0 | 0 | 0 | 0 | 0 | 0 | 0 | 0 | 0 | 0 | 0 | 0 | 0 | 0 | 0 | 0 | 0 | 0 | 0 | 0
F2_Industrial_Electronics Manufacturing_New_Process_Natural Gas_Process Boiler_E10 | F2 | Industrial | Electronics Manufacturing | New | Process | Natural Gas | Process Boiler | E10 | TRC BC Ratio | 0 | 0 | 0 | 0 | 0 | 0 | 0 | 0 | 0 | 0 | 0 | 0 | 0 | 0 | 0 | 0 | 0 | 0 | 0 | 0 | 0 | 0 | 0 | 0 | 0 | 0 | 0 | 0 | 0 | 0 | 0 | 0 | 0
F3_Industrial_Electronics Manufacturing_New_Process_Natural Gas_Process Boiler_E1 | F3 | Industrial | Electronics Manufacturing | New | Process | Natural Gas | Process Boiler | E1 | PACT BC Ratio | 0 | 0 | 0 | 0 | 0 | 0 | 0 | 0 | 0 | 0 | 0 | 0 | 0 | 0 | 0 | 0 | 0 | 0 | 0 | 0 | 0 | 0 | 0 | 0 | 0 | 0 | 0 | 0 | 0 | 0 | 0 | 0 | 0
F3_Industrial_Electronics Manufacturing_New_Process_Natural Gas_Process Boiler_E2 | F3 | Industrial | Electronics Manufacturing | New | Process | Natural Gas | Process Boiler | E2 | PACT BC Ratio | 0 | 0 | 0 | 0 | 0 | 0 | 0 | 0 | 0 | 0 | 0 | 0 | 0 | 0 | 0 | 0 | 0 | 0 | 0 | 0 | 0 | 0 | 0 | 0 | 0 | 0 | 0 | 0 | 0 | 0 | 0 | 0 | 0
F3_Industrial_Electronics Manufacturing_New_Process_Natural Gas_Process Boiler_E3 | F3 | Industrial | Electronics Manufacturing | New | Process | Natural Gas | Process Boiler | E3 | PACT BC Ratio | 0 | 0 | 0 | 0 | 0 | 0 | 0 | 0 | 0 | 0 | 0 | 0 | 0 | 0 | 0 | 0 | 0 | 0 | 0 | 0 | 0 | 0 | 0 | 0 | 0 | 0 | 0 | 0 | 0 | 0 | 0 | 0 | 0
F3_Industrial_Electronics Manufacturing_New_Process_Natural Gas_Process Boiler_E4 | F3 | Industrial | Electronics Manufacturing | New | Process | Natural Gas | Process Boiler | E4 | PACT BC Ratio | 0 | 0 | 0 | 0 | 0 | 0 | 0 | 0 | 0 | 0 | 0 | 0 | 0 | 0 | 0 | 0 | 0 | 0 | 0 | 0 | 0 | 0 | 0 | 0 | 0 | 0 | 0 | 0 | 0 | 0 | 0 | 0 | 0
F3_Industrial_Electronics Manufacturing_New_Process_Natural Gas_Process Boiler_E5 | F3 | Industrial | Electronics Manufacturing | New | Process | Natural Gas | Process Boiler | E5 | PACT BC Ratio | 0 | 0 | 0 | 0 | 0 | 0 | 0 | 0 | 0 | 0 | 0 | 0 | 0 | 0 | 0 | 0 | 0 | 0 | 0 | 0 | 0 | 0 | 0 | 0 | 0 | 0 | 0 | 0 | 0 | 0 | 0 | 0 | 0
F3_Industrial_Electronics Manufacturing_New_Process_Natural Gas_Process Boiler_E6 | F3 | Industrial | Electronics Manufacturing | New | Process | Natural Gas | Process Boiler | E6 | PACT BC Ratio | 0 | 0 | 0 | 0 | 0 | 0 | 0 | 0 | 0 | 0 | 0 | 0 | 0 | 0 | 0 | 0 | 0 | 0 | 0 | 0 | 0 | 0 | 0 | 0 | 0 | 0 | 0 | 0 | 0 | 0 | 0 | 0 | 0
F3_Industrial_Electronics Manufacturing_New_Process_Natural Gas_Process Boiler_E7 | F3 | Industrial | Electronics Manufacturing | New | Process | Natural Gas | Process Boiler | E7 | PACT BC Ratio | 0 | 0 | 0 | 0 | 0 | 0 | 0 | 0 | 0 | 0 | 0 | 0 | 0 | 0 | 0 | 0 | 0 | 0 | 0 | 0 | 0 | 0 | 0 | 0 | 0 | 0 | 0 | 0 | 0 | 0 | 0 | 0 | 0
F3_Industrial_Electronics Manufacturing_New_Process_Natural Gas_Process Boiler_E8 | F3 | Industrial | Electronics Manufacturing | New | Process | Natural Gas | Process Boiler | E8 | PACT BC Ratio | 0 | 0 | 0 | 0 | 0 | 0 | 0 | 0 | 0 | 0 | 0 | 0 | 0 | 0 | 0 | 0 | 0 | 0 | 0 | 0 | 0 | 0 | 0 | 0 | 0 | 0 | 0 | 0 | 0 | 0 | 0 | 0 | 0
F3_Industrial_Electronics Manufacturing_New_Process_Natural Gas_Process Boiler_E9 | F3 | Industrial | Electronics Manufacturing | New | Process | Natural Gas | Process Boiler | E9 | PACT BC Ratio | 0 | 0 | 0 | 0 | 0 | 0 | 0 | 0 | 0 | 0 | 0 | 0 | 0 | 0 | 0 | 0 | 0 | 0 | 0 | 0 | 0 | 0 | 0 | 0 | 0 | 0 | 0 | 0 | 0 | 0 | 0 | 0 | 0
F3_Industrial_Electronics Manufacturing_New_Process_Natural Gas_Process Boiler_E10 | F3 | Industrial | Electronics Manufacturing | New | Process | Natural Gas | Process Boiler | E10 | PACT BC Ratio | 0 | 0 | 0 | 0 | 0 | 0 | 0 | 0 | 0 | 0 | 0 | 0 | 0 | 0 | 0 | 0 | 0 | 0 | 0 | 0 | 0 | 0 | 0 | 0 | 0 | 0 | 0 | 0 | 0 | 0 | 0 | 0 | 0
F4_Industrial_Electronics Manufacturing_New_Process_Natural Gas_Process Boiler_E1 | F4 | Industrial | Electronics Manufacturing | New | Process | Natural Gas | Process Boiler | E1 | RVT BC Ratio | 0 | 0 | 0 | 0 | 0 | 0 | 0 | 0 | 0 | 0 | 0 | 0 | 0 | 0 | 0 | 0 | 0 | 0 | 0 | 0 | 0 | 0 | 0 | 0 | 0 | 0 | 0 | 0 | 0 | 0 | 0 | 0 | 0
F4_Industrial_Electronics Manufacturing_New_Process_Natural Gas_Process Boiler_E2 | F4 | Industrial | Electronics Manufacturing | New | Process | Natural Gas | Process Boiler | E2 | RVT BC Ratio | 0 | 0 | 0 | 0 | 0 | 0 | 0 | 0 | 0 | 0 | 0 | 0 | 0 | 0 | 0 | 0 | 0 | 0 | 0 | 0 | 0 | 0 | 0 | 0 | 0 | 0 | 0 | 0 | 0 | 0 | 0 | 0 | 0
F4_Industrial_Electronics Manufacturing_New_Process_Natural Gas_Process Boiler_E3 | F4 | Industrial | Electronics Manufacturing | New | Process | Natural Gas | Process Boiler | E3 | RVT BC Ratio | 0 | 0 | 0 | 0 | 0 | 0 | 0 | 0 | 0 | 0 | 0 | 0 | 0 | 0 | 0 | 0 | 0 | 0 | 0 | 0 | 0 | 0 | 0 | 0 | 0 | 0 | 0 | 0 | 0 | 0 | 0 | 0 | 0
F4_Industrial_Electronics Manufacturing_New_Process_Natural Gas_Process Boiler_E4 | F4 | Industrial | Electronics Manufacturing | New | Process | Natural Gas | Process Boiler | E4 | RVT BC Ratio | 0 | 0 | 0 | 0 | 0 | 0 | 0 | 0 | 0 | 0 | 0 | 0 | 0 | 0 | 0 | 0 | 0 | 0 | 0 | 0 | 0 | 0 | 0 | 0 | 0 | 0 | 0 | 0 | 0 | 0 | 0 | 0 | 0
F4_Industrial_Electronics Manufacturing_New_Process_Natural Gas_Process Boiler_E5 | F4 | Industrial | Electronics Manufacturing | New | Process | Natural Gas | Process Boiler | E5 | RVT BC Ratio | 0 | 0 | 0 | 0 | 0 | 0 | 0 | 0 | 0 | 0 | 0 | 0 | 0 | 0 | 0 | 0 | 0 | 0 | 0 | 0 | 0 | 0 | 0 | 0 | 0 | 0 | 0 | 0 | 0 | 0 | 0 | 0 | 0
F4_Industrial_Electronics Manufacturing_New_Process_Natural Gas_Process Boiler_E6 | F4 | Industrial | Electronics Manufacturing | New | Process | Natural Gas | Process Boiler | E6 | RVT BC Ratio | 0 | 0 | 0 | 0 | 0 | 0 | 0 | 0 | 0 | 0 | 0 | 0 | 0 | 0 | 0 | 0 | 0 | 0 | 0 | 0 | 0 | 0 | 0 | 0 | 0 | 0 | 0 | 0 | 0 | 0 | 0 | 0 | 0
F4_Industrial_Electronics Manufacturing_New_Process_Natural Gas_Process Boiler_E7 | F4 | Industrial | Electronics Manufacturing | New | Process | Natural Gas | Process Boiler | E7 | RVT BC Ratio | 0 | 0 | 0 | 0 | 0 | 0 | 0 | 0 | 0 | 0 | 0 | 0 | 0 | 0 | 0 | 0 | 0 | 0 | 0 | 0 | 0 | 0 | 0 | 0 | 0 | 0 | 0 | 0 | 0 | 0 | 0 | 0 | 0
F4_Industrial_Electronics Manufacturing_New_Process_Natural Gas_Process Boiler_E8 | F4 | Industrial | Electronics Manufacturing | New | Process | Natural Gas | Process Boiler | E8 | RVT BC Ratio | 0 | 0 | 0 | 0 | 0 | 0 | 0 | 0 | 0 | 0 | 0 | 0 | 0 | 0 | 0 | 0 | 0 | 0 | 0 | 0 | 0 | 0 | 0 | 0 | 0 | 0 | 0 | 0 | 0 | 0 | 0 | 0 | 0
F4_Industrial_Electronics Manufacturing_New_Process_Natural Gas_Process Boiler_E9 | F4 | Industrial | Electronics Manufacturing | New | Process | Natural Gas | Process Boiler | E9 | RVT BC Ratio | 0 | 0 | 0 | 0 | 0 | 0 | 0 | 0 | 0 | 0 | 0 | 0 | 0 | 0 | 0 | 0 | 0 | 0 | 0 | 0 | 0 | 0 | 0 | 0 | 0 | 0 | 0 | 0 | 0 | 0 | 0 | 0 | 0
F4_Industrial_Electronics Manufacturing_New_Process_Natural Gas_Process Boiler_E10 | F4 | Industrial | Electronics Manufacturing | New | Process | Natural Gas | Process Boiler | E10 | RVT BC Ratio | 0 | 0 | 0 | 0 | 0 | 0 | 0 | 0 | 0 | 0 | 0 | 0 | 0 | 0 | 0 | 0 | 0 | 0 | 0 | 0 | 0 | 0 | 0 | 0 | 0 | 0 | 0 | 0 | 0 | 0 | 0 | 0 | 0
F5_Industrial_Electronics Manufacturing_New_Process_Natural Gas_Process Boiler_E1 | F5 | Industrial | Electronics Manufacturing | New | Process | Natural Gas | Process Boiler | E1 | RIM BC Ratio | 0 | 0 | 0 | 0 | 0 | 0 | 0 | 0 | 0 | 0 | 0 | 0 | 0 | 0 | 0 | 0 | 0 | 0 | 0 | 0 | 0 | 0 | 0 | 0 | 0 | 0 | 0 | 0 | 0 | 0 | 0 | 0 | 0
F5_Industrial_Electronics Manufacturing_New_Process_Natural Gas_Process Boiler_E2 | F5 | Industrial | Electronics Manufacturing | New | Process | Natural Gas | Process Boiler | E2 | RIM BC Ratio | 0 | 0 | 0 | 0 | 0 | 0 | 0 | 0 | 0 | 0 | 0 | 0 | 0 | 0 | 0 | 0 | 0 | 0 | 0 | 0 | 0 | 0 | 0 | 0 | 0 | 0 | 0 | 0 | 0 | 0 | 0 | 0 | 0
F5_Industrial_Electronics Manufacturing_New_Process_Natural Gas_Process Boiler_E3 | F5 | Industrial | Electronics Manufacturing | New | Process | Natural Gas | Process Boiler | E3 | RIM BC Ratio | 0 | 0 | 0 | 0 | 0 | 0 | 0 | 0 | 0 | 0 | 0 | 0 | 0 | 0 | 0 | 0 | 0 | 0 | 0 | 0 | 0 | 0 | 0 | 0 | 0 | 0 | 0 | 0 | 0 | 0 | 0 | 0 | 0
F5_Industrial_Electronics Manufacturing_New_Process_Natural Gas_Process Boiler_E4 | F5 | Industrial | Electronics Manufacturing | New | Process | Natural Gas | Process Boiler | E4 | RIM BC Ratio | 0 | 0 | 0 | 0 | 0 | 0 | 0 | 0 | 0 | 0 | 0 | 0 | 0 | 0 | 0 | 0 | 0 | 0 | 0 | 0 | 0 | 0 | 0 | 0 | 0 | 0 | 0 | 0 | 0 | 0 | 0 | 0 | 0
F5_Industrial_Electronics Manufacturing_New_Process_Natural Gas_Process Boiler_E5 | F5 | Industrial | Electronics Manufacturing | New | Process | Natural Gas | Process Boiler | E5 | RIM BC Ratio | 0 | 0 | 0 | 0 | 0 | 0 | 0 | 0 | 0 | 0 | 0 | 0 | 0 | 0 | 0 | 0 | 0 | 0 | 0 | 0 | 0 | 0 | 0 | 0 | 0 | 0 | 0 | 0 | 0 | 0 | 0 | 0 | 0
F5_Industrial_Electronics Manufacturing_New_Process_Natural Gas_Process Boiler_E6 | F5 | Industrial | Electronics Manufacturing | New | Process | Natural Gas | Process Boiler | E6 | RIM BC Ratio | 0 | 0 | 0 | 0 | 0 | 0 | 0 | 0 | 0 | 0 | 0 | 0 | 0 | 0 | 0 | 0 | 0 | 0 | 0 | 0 | 0 | 0 | 0 | 0 | 0 | 0 | 0 | 0 | 0 | 0 | 0 | 0 | 0
F5_Industrial_Electronics Manufacturing_New_Process_Natural Gas_Process Boiler_E7 | F5 | Industrial | Electronics Manufacturing | New | Process | Natural Gas | Process Boiler | E7 | RIM BC Ratio | 0 | 0 | 0 | 0 | 0 | 0 | 0 | 0 | 0 | 0 | 0 | 0 | 0 | 0 | 0 | 0 | 0 | 0 | 0 | 0 | 0 | 0 | 0 | 0 | 0 | 0 | 0 | 0 | 0 | 0 | 0 | 0 | 0
F5_Industrial_Electronics Manufacturing_New_Process_Natural Gas_Process Boiler_E8 | F5 | Industrial | Electronics Manufacturing | New | Process | Natural Gas | Process Boiler | E8 | RIM BC Ratio | 0 | 0 | 0 | 0 | 0 | 0 | 0 | 0 | 0 | 0 | 0 | 0 | 0 | 0 | 0 | 0 | 0 | 0 | 0 | 0 | 0 | 0 | 0 | 0 | 0 | 0 | 0 | 0 | 0 | 0 | 0 | 0 | 0
F5_Industrial_Electronics Manufacturing_New_Process_Natural Gas_Process Boiler_E9 | F5 | Industrial | Electronics Manufacturing | New | Process | Natural Gas | Process Boiler | E9 | RIM BC Ratio | 0 | 0 | 0 | 0 | 0 | 0 | 0 | 0 | 0 | 0 | 0 | 0 | 0 | 0 | 0 | 0 | 0 | 0 | 0 | 0 | 0 | 0 | 0 | 0 | 0 | 0 | 0 | 0 | 0 | 0 | 0 | 0 | 0
F5_Industrial_Electronics Manufacturing_New_Process_Natural Gas_Process Boiler_E10 | F5 | Industrial | Electronics Manufacturing | New | Process | Natural Gas | Process Boiler | E10 | RIM BC Ratio | 0 | 0 | 0 | 0 | 0 | 0 | 0 | 0 | 0 | 0 | 0 | 0 | 0 | 0 | 0 | 0 | 0 | 0 | 0 | 0 | 0 | 0 | 0 | 0 | 0 | 0 | 0 | 0 | 0 | 0 | 0 | 0 | 0
F0_Industrial_Electronics Manufacturing_New_Process_Natural Gas_Process Cooling_E0 | F0 | Industrial | Electronics Manufacturing | New | Process | Natural Gas | Process Cooling | E0 | Economic Unit | 0 | 0 | 0 | 0 | 0 | 0 | 0 | 0 | 0 | 0 | 0 | 0 | 0 | 0 | 0 | 0 | 0 | 0 | 0 | 0 | 0 | 0 | 0 | 0 | 0 | 0 | 0 | 0 | 0 | 0 | 0 | 0 | 0
F1_Industrial_Electronics Manufacturing_New_Process_Natural Gas_Process Cooling_E1 | F1 | Industrial | Electronics Manufacturing | New | Process | Natural Gas | Process Cooling | E1 | CCE | 0 | 0 | 0 | 0 | 0 | 0 | 0 | 0 | 0 | 0 | 0 | 0 | 0 | 0 | 0 | 0 | 0 | 0 | 0 | 0 | 0 | 0 | 0 | 0 | 0 | 0 | 0 | 0 | 0 | 0 | 0 | 0 | 0
F1_Industrial_Electronics Manufacturing_New_Process_Natural Gas_Process Cooling_E2 | F1 | Industrial | Electronics Manufacturing | New | Process | Natural Gas | Process Cooling | E2 | CCE | 0 | 0 | 0 | 0 | 0 | 0 | 0 | 0 | 0 | 0 | 0 | 0 | 0 | 0 | 0 | 0 | 0 | 0 | 0 | 0 | 0 | 0 | 0 | 0 | 0 | 0 | 0 | 0 | 0 | 0 | 0 | 0 | 0
F1_Industrial_Electronics Manufacturing_New_Process_Natural Gas_Process Cooling_E3 | F1 | Industrial | Electronics Manufacturing | New | Process | Natural Gas | Process Cooling | E3 | CCE | 0 | 0 | 0 | 0 | 0 | 0 | 0 | 0 | 0 | 0 | 0 | 0 | 0 | 0 | 0 | 0 | 0 | 0 | 0 | 0 | 0 | 0 | 0 | 0 | 0 | 0 | 0 | 0 | 0 | 0 | 0 | 0 | 0
F1_Industrial_Electronics Manufacturing_New_Process_Natural Gas_Process Cooling_E4 | F1 | Industrial | Electronics Manufacturing | New | Process | Natural Gas | Process Cooling | E4 | CCE | 0 | 0 | 0 | 0 | 0 | 0 | 0 | 0 | 0 | 0 | 0 | 0 | 0 | 0 | 0 | 0 | 0 | 0 | 0 | 0 | 0 | 0 | 0 | 0 | 0 | 0 | 0 | 0 | 0 | 0 | 0 | 0 | 0
F1_Industrial_Electronics Manufacturing_New_Process_Natural Gas_Process Cooling_E5 | F1 | Industrial | Electronics Manufacturing | New | Process | Natural Gas | Process Cooling | E5 | CCE | 0 | 0 | 0 | 0 | 0 | 0 | 0 | 0 | 0 | 0 | 0 | 0 | 0 | 0 | 0 | 0 | 0 | 0 | 0 | 0 | 0 | 0 | 0 | 0 | 0 | 0 | 0 | 0 | 0 | 0 | 0 | 0 | 0
F1_Industrial_Electronics Manufacturing_New_Process_Natural Gas_Process Cooling_E6 | F1 | Industrial | Electronics Manufacturing | New | Process | Natural Gas | Process Cooling | E6 | CCE | 0 | 0 | 0 | 0 | 0 | 0 | 0 | 0 | 0 | 0 | 0 | 0 | 0 | 0 | 0 | 0 | 0 | 0 | 0 | 0 | 0 | 0 | 0 | 0 | 0 | 0 | 0 | 0 | 0 | 0 | 0 | 0 | 0
F1_Industrial_Electronics Manufacturing_New_Process_Natural Gas_Process Cooling_E7 | F1 | Industrial | Electronics Manufacturing | New | Process | Natural Gas | Process Cooling | E7 | CCE | 0 | 0 | 0 | 0 | 0 | 0 | 0 | 0 | 0 | 0 | 0 | 0 | 0 | 0 | 0 | 0 | 0 | 0 | 0 | 0 | 0 | 0 | 0 | 0 | 0 | 0 | 0 | 0 | 0 | 0 | 0 | 0 | 0
F1_Industrial_Electronics Manufacturing_New_Process_Natural Gas_Process Cooling_E8 | F1 | Industrial | Electronics Manufacturing | New | Process | Natural Gas | Process Cooling | E8 | CCE | 0 | 0 | 0 | 0 | 0 | 0 | 0 | 0 | 0 | 0 | 0 | 0 | 0 | 0 | 0 | 0 | 0 | 0 | 0 | 0 | 0 | 0 | 0 | 0 | 0 | 0 | 0 | 0 | 0 | 0 | 0 | 0 | 0
F1_Industrial_Electronics Manufacturing_New_Process_Natural Gas_Process Cooling_E9 | F1 | Industrial | Electronics Manufacturing | New | Process | Natural Gas | Process Cooling | E9 | CCE | 0 | 0 | 0 | 0 | 0 | 0 | 0 | 0 | 0 | 0 | 0 | 0 | 0 | 0 | 0 | 0 | 0 | 0 | 0 | 0 | 0 | 0 | 0 | 0 | 0 | 0 | 0 | 0 | 0 | 0 | 0 | 0 | 0
F1_Industrial_Electronics Manufacturing_New_Process_Natural Gas_Process Cooling_E10 | F1 | Industrial | Electronics Manufacturing | New | Process | Natural Gas | Process Cooling | E10 | CCE | 0 | 0 | 0 | 0 | 0 | 0 | 0 | 0 | 0 | 0 | 0 | 0 | 0 | 0 | 0 | 0 | 0 | 0 | 0 | 0 | 0 | 0 | 0 | 0 | 0 | 0 | 0 | 0 | 0 | 0 | 0 | 0 | 0
F2_Industrial_Electronics Manufacturing_New_Process_Natural Gas_Process Cooling_E1 | F2 | Industrial | Electronics Manufacturing | New | Process | Natural Gas | Process Cooling | E1 | TRC BC Ratio | 0 | 0 | 0 | 0 | 0 | 0 | 0 | 0 | 0 | 0 | 0 | 0 | 0 | 0 | 0 | 0 | 0 | 0 | 0 | 0 | 0 | 0 | 0 | 0 | 0 | 0 | 0 | 0 | 0 | 0 | 0 | 0 | 0
F2_Industrial_Electronics Manufacturing_New_Process_Natural Gas_Process Cooling_E2 | F2 | Industrial | Electronics Manufacturing | New | Process | Natural Gas | Process Cooling | E2 | TRC BC Ratio | 0 | 0 | 0 | 0 | 0 | 0 | 0 | 0 | 0 | 0 | 0 | 0 | 0 | 0 | 0 | 0 | 0 | 0 | 0 | 0 | 0 | 0 | 0 | 0 | 0 | 0 | 0 | 0 | 0 | 0 | 0 | 0 | 0
F2_Industrial_Electronics Manufacturing_New_Process_Natural Gas_Process Cooling_E3 | F2 | Industrial | Electronics Manufacturing | New | Process | Natural Gas | Process Cooling | E3 | TRC BC Ratio | 0 | 0 | 0 | 0 | 0 | 0 | 0 | 0 | 0 | 0 | 0 | 0 | 0 | 0 | 0 | 0 | 0 | 0 | 0 | 0 | 0 | 0 | 0 | 0 | 0 | 0 | 0 | 0 | 0 | 0 | 0 | 0 | 0
F2_Industrial_Electronics Manufacturing_New_Process_Natural Gas_Process Cooling_E4 | F2 | Industrial | Electronics Manufacturing | New | Process | Natural Gas | Process Cooling | E4 | TRC BC Ratio | 0 | 0 | 0 | 0 | 0 | 0 | 0 | 0 | 0 | 0 | 0 | 0 | 0 | 0 | 0 | 0 | 0 | 0 | 0 | 0 | 0 | 0 | 0 | 0 | 0 | 0 | 0 | 0 | 0 | 0 | 0 | 0 | 0
F2_Industrial_Electronics Manufacturing_New_Process_Natural Gas_Process Cooling_E5 | F2 | Industrial | Electronics Manufacturing | New | Process | Natural Gas | Process Cooling | E5 | TRC BC Ratio | 0 | 0 | 0 | 0 | 0 | 0 | 0 | 0 | 0 | 0 | 0 | 0 | 0 | 0 | 0 | 0 | 0 | 0 | 0 | 0 | 0 | 0 | 0 | 0 | 0 | 0 | 0 | 0 | 0 | 0 | 0 | 0 | 0
F2_Industrial_Electronics Manufacturing_New_Process_Natural Gas_Process Cooling_E6 | F2 | Industrial | Electronics Manufacturing | New | Process | Natural Gas | Process Cooling | E6 | TRC BC Ratio | 0 | 0 | 0 | 0 | 0 | 0 | 0 | 0 | 0 | 0 | 0 | 0 | 0 | 0 | 0 | 0 | 0 | 0 | 0 | 0 | 0 | 0 | 0 | 0 | 0 | 0 | 0 | 0 | 0 | 0 | 0 | 0 | 0
F2_Industrial_Electronics Manufacturing_New_Process_Natural Gas_Process Cooling_E7 | F2 | Industrial | Electronics Manufacturing | New | Process | Natural Gas | Process Cooling | E7 | TRC BC Ratio | 0 | 0 | 0 | 0 | 0 | 0 | 0 | 0 | 0 | 0 | 0 | 0 | 0 | 0 | 0 | 0 | 0 | 0 | 0 | 0 | 0 | 0 | 0 | 0 | 0 | 0 | 0 | 0 | 0 | 0 | 0 | 0 | 0
F2_Industrial_Electronics Manufacturing_New_Process_Natural Gas_Process Cooling_E8 | F2 | Industrial | Electronics Manufacturing | New | Process | Natural Gas | Process Cooling | E8 | TRC BC Ratio | 0 | 0 | 0 | 0 | 0 | 0 | 0 | 0 | 0 | 0 | 0 | 0 | 0 | 0 | 0 | 0 | 0 | 0 | 0 | 0 | 0 | 0 | 0 | 0 | 0 | 0 | 0 | 0 | 0 | 0 | 0 | 0 | 0
F2_Industrial_Electronics Manufacturing_New_Process_Natural Gas_Process Cooling_E9 | F2 | Industrial | Electronics Manufacturing | New | Process | Natural Gas | Process Cooling | E9 | TRC BC Ratio | 0 | 0 | 0 | 0 | 0 | 0 | 0 | 0 | 0 | 0 | 0 | 0 | 0 | 0 | 0 | 0 | 0 | 0 | 0 | 0 | 0 | 0 | 0 | 0 | 0 | 0 | 0 | 0 | 0 | 0 | 0 | 0 | 0
F2_Industrial_Electronics Manufacturing_New_Process_Natural Gas_Process Cooling_E10 | F2 | Industrial | Electronics Manufacturing | New | Process | Natural Gas | Process Cooling | E10 | TRC BC Ratio | 0 | 0 | 0 | 0 | 0 | 0 | 0 | 0 | 0 | 0 | 0 | 0 | 0 | 0 | 0 | 0 | 0 | 0 | 0 | 0 | 0 | 0 | 0 | 0 | 0 | 0 | 0 | 0 | 0 | 0 | 0 | 0 | 0
F3_Industrial_Electronics Manufacturing_New_Process_Natural Gas_Process Cooling_E1 | F3 | Industrial | Electronics Manufacturing | New | Process | Natural Gas | Process Cooling | E1 | PACT BC Ratio | 0 | 0 | 0 | 0 | 0 | 0 | 0 | 0 | 0 | 0 | 0 | 0 | 0 | 0 | 0 | 0 | 0 | 0 | 0 | 0 | 0 | 0 | 0 | 0 | 0 | 0 | 0 | 0 | 0 | 0 | 0 | 0 | 0
F3_Industrial_Electronics Manufacturing_New_Process_Natural Gas_Process Cooling_E2 | F3 | Industrial | Electronics Manufacturing | New | Process | Natural Gas | Process Cooling | E2 | PACT BC Ratio | 0 | 0 | 0 | 0 | 0 | 0 | 0 | 0 | 0 | 0 | 0 | 0 | 0 | 0 | 0 | 0 | 0 | 0 | 0 | 0 | 0 | 0 | 0 | 0 | 0 | 0 | 0 | 0 | 0 | 0 | 0 | 0 | 0
F3_Industrial_Electronics Manufacturing_New_Process_Natural Gas_Process Cooling_E3 | F3 | Industrial | Electronics Manufacturing | New | Process | Natural Gas | Process Cooling | E3 | PACT BC Ratio | 0 | 0 | 0 | 0 | 0 | 0 | 0 | 0 | 0 | 0 | 0 | 0 | 0 | 0 | 0 | 0 | 0 | 0 | 0 | 0 | 0 | 0 | 0 | 0 | 0 | 0 | 0 | 0 | 0 | 0 | 0 | 0 | 0
F3_Industrial_Electronics Manufacturing_New_Process_Natural Gas_Process Cooling_E4 | F3 | Industrial | Electronics Manufacturing | New | Process | Natural Gas | Process Cooling | E4 | PACT BC Ratio | 0 | 0 | 0 | 0 | 0 | 0 | 0 | 0 | 0 | 0 | 0 | 0 | 0 | 0 | 0 | 0 | 0 | 0 | 0 | 0 | 0 | 0 | 0 | 0 | 0 | 0 | 0 | 0 | 0 | 0 | 0 | 0 | 0
F3_Industrial_Electronics Manufacturing_New_Process_Natural Gas_Process Cooling_E5 | F3 | Industrial | Electronics Manufacturing | New | Process | Natural Gas | Process Cooling | E5 | PACT BC Ratio | 0 | 0 | 0 | 0 | 0 | 0 | 0 | 0 | 0 | 0 | 0 | 0 | 0 | 0 | 0 | 0 | 0 | 0 | 0 | 0 | 0 | 0 | 0 | 0 | 0 | 0 | 0 | 0 | 0 | 0 | 0 | 0 | 0
F3_Industrial_Electronics Manufacturing_New_Process_Natural Gas_Process Cooling_E6 | F3 | Industrial | Electronics Manufacturing | New | Process | Natural Gas | Process Cooling | E6 | PACT BC Ratio | 0 | 0 | 0 | 0 | 0 | 0 | 0 | 0 | 0 | 0 | 0 | 0 | 0 | 0 | 0 | 0 | 0 | 0 | 0 | 0 | 0 | 0 | 0 | 0 | 0 | 0 | 0 | 0 | 0 | 0 | 0 | 0 | 0
F3_Industrial_Electronics Manufacturing_New_Process_Natural Gas_Process Cooling_E7 | F3 | Industrial | Electronics Manufacturing | New | Process | Natural Gas | Process Cooling | E7 | PACT BC Ratio | 0 | 0 | 0 | 0 | 0 | 0 | 0 | 0 | 0 | 0 | 0 | 0 | 0 | 0 | 0 | 0 | 0 | 0 | 0 | 0 | 0 | 0 | 0 | 0 | 0 | 0 | 0 | 0 | 0 | 0 | 0 | 0 | 0
F3_Industrial_Electronics Manufacturing_New_Process_Natural Gas_Process Cooling_E8 | F3 | Industrial | Electronics Manufacturing | New | Process | Natural Gas | Process Cooling | E8 | PACT BC Ratio | 0 | 0 | 0 | 0 | 0 | 0 | 0 | 0 | 0 | 0 | 0 | 0 | 0 | 0 | 0 | 0 | 0 | 0 | 0 | 0 | 0 | 0 | 0 | 0 | 0 | 0 | 0 | 0 | 0 | 0 | 0 | 0 | 0
F3_Industrial_Electronics Manufacturing_New_Process_Natural Gas_Process Cooling_E9 | F3 | Industrial | Electronics Manufacturing | New | Process | Natural Gas | Process Cooling | E9 | PACT BC Ratio | 0 | 0 | 0 | 0 | 0 | 0 | 0 | 0 | 0 | 0 | 0 | 0 | 0 | 0 | 0 | 0 | 0 | 0 | 0 | 0 | 0 | 0 | 0 | 0 | 0 | 0 | 0 | 0 | 0 | 0 | 0 | 0 | 0
F3_Industrial_Electronics Manufacturing_New_Process_Natural Gas_Process Cooling_E10 | F3 | Industrial | Electronics Manufacturing | New | Process | Natural Gas | Process Cooling | E10 | PACT BC Ratio | 0 | 0 | 0 | 0 | 0 | 0 | 0 | 0 | 0 | 0 | 0 | 0 | 0 | 0 | 0 | 0 | 0 | 0 | 0 | 0 | 0 | 0 | 0 | 0 | 0 | 0 | 0 | 0 | 0 | 0 | 0 | 0 | 0
F4_Industrial_Electronics Manufacturing_New_Process_Natural Gas_Process Cooling_E1 | F4 | Industrial | Electronics Manufacturing | New | Process | Natural Gas | Process Cooling | E1 | RVT BC Ratio | 0 | 0 | 0 | 0 | 0 | 0 | 0 | 0 | 0 | 0 | 0 | 0 | 0 | 0 | 0 | 0 | 0 | 0 | 0 | 0 | 0 | 0 | 0 | 0 | 0 | 0 | 0 | 0 | 0 | 0 | 0 | 0 | 0
F4_Industrial_Electronics Manufacturing_New_Process_Natural Gas_Process Cooling_E2 | F4 | Industrial | Electronics Manufacturing | New | Process | Natural Gas | Process Cooling | E2 | RVT BC Ratio | 0 | 0 | 0 | 0 | 0 | 0 | 0 | 0 | 0 | 0 | 0 | 0 | 0 | 0 | 0 | 0 | 0 | 0 | 0 | 0 | 0 | 0 | 0 | 0 | 0 | 0 | 0 | 0 | 0 | 0 | 0 | 0 | 0
F4_Industrial_Electronics Manufacturing_New_Process_Natural Gas_Process Cooling_E3 | F4 | Industrial | Electronics Manufacturing | New | Process | Natural Gas | Process Cooling | E3 | RVT BC Ratio | 0 | 0 | 0 | 0 | 0 | 0 | 0 | 0 | 0 | 0 | 0 | 0 | 0 | 0 | 0 | 0 | 0 | 0 | 0 | 0 | 0 | 0 | 0 | 0 | 0 | 0 | 0 | 0 | 0 | 0 | 0 | 0 | 0
F4_Industrial_Electronics Manufacturing_New_Process_Natural Gas_Process Cooling_E4 | F4 | Industrial | Electronics Manufacturing | New | Process | Natural Gas | Process Cooling | E4 | RVT BC Ratio | 0 | 0 | 0 | 0 | 0 | 0 | 0 | 0 | 0 | 0 | 0 | 0 | 0 | 0 | 0 | 0 | 0 | 0 | 0 | 0 | 0 | 0 | 0 | 0 | 0 | 0 | 0 | 0 | 0 | 0 | 0 | 0 | 0
F4_Industrial_Electronics Manufacturing_New_Process_Natural Gas_Process Cooling_E5 | F4 | Industrial | Electronics Manufacturing | New | Process | Natural Gas | Process Cooling | E5 | RVT BC Ratio | 0 | 0 | 0 | 0 | 0 | 0 | 0 | 0 | 0 | 0 | 0 | 0 | 0 | 0 | 0 | 0 | 0 | 0 | 0 | 0 | 0 | 0 | 0 | 0 | 0 | 0 | 0 | 0 | 0 | 0 | 0 | 0 | 0
F4_Industrial_Electronics Manufacturing_New_Process_Natural Gas_Process Cooling_E6 | F4 | Industrial | Electronics Manufacturing | New | Process | Natural Gas | Process Cooling | E6 | RVT BC Ratio | 0 | 0 | 0 | 0 | 0 | 0 | 0 | 0 | 0 | 0 | 0 | 0 | 0 | 0 | 0 | 0 | 0 | 0 | 0 | 0 | 0 | 0 | 0 | 0 | 0 | 0 | 0 | 0 | 0 | 0 | 0 | 0 | 0
F4_Industrial_Electronics Manufacturing_New_Process_Natural Gas_Process Cooling_E7 | F4 | Industrial | Electronics Manufacturing | New | Process | Natural Gas | Process Cooling | E7 | RVT BC Ratio | 0 | 0 | 0 | 0 | 0 | 0 | 0 | 0 | 0 | 0 | 0 | 0 | 0 | 0 | 0 | 0 | 0 | 0 | 0 | 0 | 0 | 0 | 0 | 0 | 0 | 0 | 0 | 0 | 0 | 0 | 0 | 0 | 0
F4_Industrial_Electronics Manufacturing_New_Process_Natural Gas_Process Cooling_E8 | F4 | Industrial | Electronics Manufacturing | New | Process | Natural Gas | Process Cooling | E8 | RVT BC Ratio | 0 | 0 | 0 | 0 | 0 | 0 | 0 | 0 | 0 | 0 | 0 | 0 | 0 | 0 | 0 | 0 | 0 | 0 | 0 | 0 | 0 | 0 | 0 | 0 | 0 | 0 | 0 | 0 | 0 | 0 | 0 | 0 | 0
F4_Industrial_Electronics Manufacturing_New_Process_Natural Gas_Process Cooling_E9 | F4 | Industrial | Electronics Manufacturing | New | Process | Natural Gas | Process Cooling | E9 | RVT BC Ratio | 0 | 0 | 0 | 0 | 0 | 0 | 0 | 0 | 0 | 0 | 0 | 0 | 0 | 0 | 0 | 0 | 0 | 0 | 0 | 0 | 0 | 0 | 0 | 0 | 0 | 0 | 0 | 0 | 0 | 0 | 0 | 0 | 0
F4_Industrial_Electronics Manufacturing_New_Process_Natural Gas_Process Cooling_E10 | F4 | Industrial | Electronics Manufacturing | New | Process | Natural Gas | Process Cooling | E10 | RVT BC Ratio | 0 | 0 | 0 | 0 | 0 | 0 | 0 | 0 | 0 | 0 | 0 | 0 | 0 | 0 | 0 | 0 | 0 | 0 | 0 | 0 | 0 | 0 | 0 | 0 | 0 | 0 | 0 | 0 | 0 | 0 | 0 | 0 | 0
F5_Industrial_Electronics Manufacturing_New_Process_Natural Gas_Process Cooling_E1 | F5 | Industrial | Electronics Manufacturing | New | Process | Natural Gas | Process Cooling | E1 | RIM BC Ratio | 0 | 0 | 0 | 0 | 0 | 0 | 0 | 0 | 0 | 0 | 0 | 0 | 0 | 0 | 0 | 0 | 0 | 0 | 0 | 0 | 0 | 0 | 0 | 0 | 0 | 0 | 0 | 0 | 0 | 0 | 0 | 0 | 0
F5_Industrial_Electronics Manufacturing_New_Process_Natural Gas_Process Cooling_E2 | F5 | Industrial | Electronics Manufacturing | New | Process | Natural Gas | Process Cooling | E2 | RIM BC Ratio | 0 | 0 | 0 | 0 | 0 | 0 | 0 | 0 | 0 | 0 | 0 | 0 | 0 | 0 | 0 | 0 | 0 | 0 | 0 | 0 | 0 | 0 | 0 | 0 | 0 | 0 | 0 | 0 | 0 | 0 | 0 | 0 | 0
F5_Industrial_Electronics Manufacturing_New_Process_Natural Gas_Process Cooling_E3 | F5 | Industrial | Electronics Manufacturing | New | Process | Natural Gas | Process Cooling | E3 | RIM BC Ratio | 0 | 0 | 0 | 0 | 0 | 0 | 0 | 0 | 0 | 0 | 0 | 0 | 0 | 0 | 0 | 0 | 0 | 0 | 0 | 0 | 0 | 0 | 0 | 0 | 0 | 0 | 0 | 0 | 0 | 0 | 0 | 0 | 0
F5_Industrial_Electronics Manufacturing_New_Process_Natural Gas_Process Cooling_E4 | F5 | Industrial | Electronics Manufacturing | New | Process | Natural Gas | Process Cooling | E4 | RIM BC Ratio | 0 | 0 | 0 | 0 | 0 | 0 | 0 | 0 | 0 | 0 | 0 | 0 | 0 | 0 | 0 | 0 | 0 | 0 | 0 | 0 | 0 | 0 | 0 | 0 | 0 | 0 | 0 | 0 | 0 | 0 | 0 | 0 | 0
F5_Industrial_Electronics Manufacturing_New_Process_Natural Gas_Process Cooling_E5 | F5 | Industrial | Electronics Manufacturing | New | Process | Natural Gas | Process Cooling | E5 | RIM BC Ratio | 0 | 0 | 0 | 0 | 0 | 0 | 0 | 0 | 0 | 0 | 0 | 0 | 0 | 0 | 0 | 0 | 0 | 0 | 0 | 0 | 0 | 0 | 0 | 0 | 0 | 0 | 0 | 0 | 0 | 0 | 0 | 0 | 0
F5_Industrial_Electronics Manufacturing_New_Process_Natural Gas_Process Cooling_E6 | F5 | Industrial | Electronics Manufacturing | New | Process | Natural Gas | Process Cooling | E6 | RIM BC Ratio | 0 | 0 | 0 | 0 | 0 | 0 | 0 | 0 | 0 | 0 | 0 | 0 | 0 | 0 | 0 | 0 | 0 | 0 | 0 | 0 | 0 | 0 | 0 | 0 | 0 | 0 | 0 | 0 | 0 | 0 | 0 | 0 | 0
F5_Industrial_Electronics Manufacturing_New_Process_Natural Gas_Process Cooling_E7 | F5 | Industrial | Electronics Manufacturing | New | Process | Natural Gas | Process Cooling | E7 | RIM BC Ratio | 0 | 0 | 0 | 0 | 0 | 0 | 0 | 0 | 0 | 0 | 0 | 0 | 0 | 0 | 0 | 0 | 0 | 0 | 0 | 0 | 0 | 0 | 0 | 0 | 0 | 0 | 0 | 0 | 0 | 0 | 0 | 0 | 0
F5_Industrial_Electronics Manufacturing_New_Process_Natural Gas_Process Cooling_E8 | F5 | Industrial | Electronics Manufacturing | New | Process | Natural Gas | Process Cooling | E8 | RIM BC Ratio | 0 | 0 | 0 | 0 | 0 | 0 | 0 | 0 | 0 | 0 | 0 | 0 | 0 | 0 | 0 | 0 | 0 | 0 | 0 | 0 | 0 | 0 | 0 | 0 | 0 | 0 | 0 | 0 | 0 | 0 | 0 | 0 | 0
F5_Industrial_Electronics Manufacturing_New_Process_Natural Gas_Process Cooling_E9 | F5 | Industrial | Electronics Manufacturing | New | Process | Natural Gas | Process Cooling | E9 | RIM BC Ratio | 0 | 0 | 0 | 0 | 0 | 0 | 0 | 0 | 0 | 0 | 0 | 0 | 0 | 0 | 0 | 0 | 0 | 0 | 0 | 0 | 0 | 0 | 0 | 0 | 0 | 0 | 0 | 0 | 0 | 0 | 0 | 0 | 0
F5_Industrial_Electronics Manufacturing_New_Process_Natural Gas_Process Cooling_E10 | F5 | Industrial | Electronics Manufacturing | New | Process | Natural Gas | Process Cooling | E10 | RIM BC Ratio | 0 | 0 | 0 | 0 | 0 | 0 | 0 | 0 | 0 | 0 | 0 | 0 | 0 | 0 | 0 | 0 | 0 | 0 | 0 | 0 | 0 | 0 | 0 | 0 | 0 | 0 | 0 | 0 | 0 | 0 | 0 | 0 | 0
F0_Industrial_Electronics Manufacturing_New_Process_Natural Gas_Other Process_E0 | F0 | Industrial | Electronics Manufacturing | New | Process | Natural Gas | Other Process | E0 | Economic Unit | 0 | 0 | 0 | 0 | 0 | 0 | 0 | 0 | 0 | 0 | 0 | 0 | 0 | 0 | 0 | 0 | 0 | 0 | 0 | 0 | 0 | 0 | 0 | 0 | 0 | 0 | 0 | 0 | 0 | 0 | 0 | 0 | 0
F1_Industrial_Electronics Manufacturing_New_Process_Natural Gas_Other Process_E1 | F1 | Industrial | Electronics Manufacturing | New | Process | Natural Gas | Other Process | E1 | CCE | 0 | 0 | 0 | 0 | 0 | 0 | 0 | 0 | 0 | 0 | 0 | 0 | 0 | 0 | 0 | 0 | 0 | 0 | 0 | 0 | 0 | 0 | 0 | 0 | 0 | 0 | 0 | 0 | 0 | 0 | 0 | 0 | 0
F1_Industrial_Electronics Manufacturing_New_Process_Natural Gas_Other Process_E2 | F1 | Industrial | Electronics Manufacturing | New | Process | Natural Gas | Other Process | E2 | CCE | 0 | 0 | 0 | 0 | 0 | 0 | 0 | 0 | 0 | 0 | 0 | 0 | 0 | 0 | 0 | 0 | 0 | 0 | 0 | 0 | 0 | 0 | 0 | 0 | 0 | 0 | 0 | 0 | 0 | 0 | 0 | 0 | 0
F1_Industrial_Electronics Manufacturing_New_Process_Natural Gas_Other Process_E3 | F1 | Industrial | Electronics Manufacturing | New | Process | Natural Gas | Other Process | E3 | CCE | 0 | 0 | 0 | 0 | 0 | 0 | 0 | 0 | 0 | 0 | 0 | 0 | 0 | 0 | 0 | 0 | 0 | 0 | 0 | 0 | 0 | 0 | 0 | 0 | 0 | 0 | 0 | 0 | 0 | 0 | 0 | 0 | 0
F1_Industrial_Electronics Manufacturing_New_Process_Natural Gas_Other Process_E4 | F1 | Industrial | Electronics Manufacturing | New | Process | Natural Gas | Other Process | E4 | CCE | 0 | 0 | 0 | 0 | 0 | 0 | 0 | 0 | 0 | 0 | 0 | 0 | 0 | 0 | 0 | 0 | 0 | 0 | 0 | 0 | 0 | 0 | 0 | 0 | 0 | 0 | 0 | 0 | 0 | 0 | 0 | 0 | 0
F1_Industrial_Electronics Manufacturing_New_Process_Natural Gas_Other Process_E5 | F1 | Industrial | Electronics Manufacturing | New | Process | Natural Gas | Other Process | E5 | CCE | 0 | 0 | 0 | 0 | 0 | 0 | 0 | 0 | 0 | 0 | 0 | 0 | 0 | 0 | 0 | 0 | 0 | 0 | 0 | 0 | 0 | 0 | 0 | 0 | 0 | 0 | 0 | 0 | 0 | 0 | 0 | 0 | 0
F1_Industrial_Electronics Manufacturing_New_Process_Natural Gas_Other Process_E6 | F1 | Industrial | Electronics Manufacturing | New | Process | Natural Gas | Other Process | E6 | CCE | 0 | 0 | 0 | 0 | 0 | 0 | 0 | 0 | 0 | 0 | 0 | 0 | 0 | 0 | 0 | 0 | 0 | 0 | 0 | 0 | 0 | 0 | 0 | 0 | 0 | 0 | 0 | 0 | 0 | 0 | 0 | 0 | 0
F1_Industrial_Electronics Manufacturing_New_Process_Natural Gas_Other Process_E7 | F1 | Industrial | Electronics Manufacturing | New | Process | Natural Gas | Other Process | E7 | CCE | 0 | 0 | 0 | 0 | 0 | 0 | 0 | 0 | 0 | 0 | 0 | 0 | 0 | 0 | 0 | 0 | 0 | 0 | 0 | 0 | 0 | 0 | 0 | 0 | 0 | 0 | 0 | 0 | 0 | 0 | 0 | 0 | 0
F1_Industrial_Electronics Manufacturing_New_Process_Natural Gas_Other Process_E8 | F1 | Industrial | Electronics Manufacturing | New | Process | Natural Gas | Other Process | E8 | CCE | 0 | 0 | 0 | 0 | 0 | 0 | 0 | 0 | 0 | 0 | 0 | 0 | 0 | 0 | 0 | 0 | 0 | 0 | 0 | 0 | 0 | 0 | 0 | 0 | 0 | 0 | 0 | 0 | 0 | 0 | 0 | 0 | 0
F1_Industrial_Electronics Manufacturing_New_Process_Natural Gas_Other Process_E9 | F1 | Industrial | Electronics Manufacturing | New | Process | Natural Gas | Other Process | E9 | CCE | 0 | 0 | 0 | 0 | 0 | 0 | 0 | 0 | 0 | 0 | 0 | 0 | 0 | 0 | 0 | 0 | 0 | 0 | 0 | 0 | 0 | 0 | 0 | 0 | 0 | 0 | 0 | 0 | 0 | 0 | 0 | 0 | 0
F1_Industrial_Electronics Manufacturing_New_Process_Natural Gas_Other Process_E10 | F1 | Industrial | Electronics Manufacturing | New | Process | Natural Gas | Other Process | E10 | CCE | 0 | 0 | 0 | 0 | 0 | 0 | 0 | 0 | 0 | 0 | 0 | 0 | 0 | 0 | 0 | 0 | 0 | 0 | 0 | 0 | 0 | 0 | 0 | 0 | 0 | 0 | 0 | 0 | 0 | 0 | 0 | 0 | 0
F2_Industrial_Electronics Manufacturing_New_Process_Natural Gas_Other Process_E1 | F2 | Industrial | Electronics Manufacturing | New | Process | Natural Gas | Other Process | E1 | TRC BC Ratio | 0 | 0 | 0 | 0 | 0 | 0 | 0 | 0 | 0 | 0 | 0 | 0 | 0 | 0 | 0 | 0 | 0 | 0 | 0 | 0 | 0 | 0 | 0 | 0 | 0 | 0 | 0 | 0 | 0 | 0 | 0 | 0 | 0
F2_Industrial_Electronics Manufacturing_New_Process_Natural Gas_Other Process_E2 | F2 | Industrial | Electronics Manufacturing | New | Process | Natural Gas | Other Process | E2 | TRC BC Ratio | 0 | 0 | 0 | 0 | 0 | 0 | 0 | 0 | 0 | 0 | 0 | 0 | 0 | 0 | 0 | 0 | 0 | 0 | 0 | 0 | 0 | 0 | 0 | 0 | 0 | 0 | 0 | 0 | 0 | 0 | 0 | 0 | 0
F2_Industrial_Electronics Manufacturing_New_Process_Natural Gas_Other Process_E3 | F2 | Industrial | Electronics Manufacturing | New | Process | Natural Gas | Other Process | E3 | TRC BC Ratio | 0 | 0 | 0 | 0 | 0 | 0 | 0 | 0 | 0 | 0 | 0 | 0 | 0 | 0 | 0 | 0 | 0 | 0 | 0 | 0 | 0 | 0 | 0 | 0 | 0 | 0 | 0 | 0 | 0 | 0 | 0 | 0 | 0
F2_Industrial_Electronics Manufacturing_New_Process_Natural Gas_Other Process_E4 | F2 | Industrial | Electronics Manufacturing | New | Process | Natural Gas | Other Process | E4 | TRC BC Ratio | 0 | 0 | 0 | 0 | 0 | 0 | 0 | 0 | 0 | 0 | 0 | 0 | 0 | 0 | 0 | 0 | 0 | 0 | 0 | 0 | 0 | 0 | 0 | 0 | 0 | 0 | 0 | 0 | 0 | 0 | 0 | 0 | 0
F2_Industrial_Electronics Manufacturing_New_Process_Natural Gas_Other Process_E5 | F2 | Industrial | Electronics Manufacturing | New | Process | Natural Gas | Other Process | E5 | TRC BC Ratio | 0 | 0 | 0 | 0 | 0 | 0 | 0 | 0 | 0 | 0 | 0 | 0 | 0 | 0 | 0 | 0 | 0 | 0 | 0 | 0 | 0 | 0 | 0 | 0 | 0 | 0 | 0 | 0 | 0 | 0 | 0 | 0 | 0
F2_Industrial_Electronics Manufacturing_New_Process_Natural Gas_Other Process_E6 | F2 | Industrial | Electronics Manufacturing | New | Process | Natural Gas | Other Process | E6 | TRC BC Ratio | 0 | 0 | 0 | 0 | 0 | 0 | 0 | 0 | 0 | 0 | 0 | 0 | 0 | 0 | 0 | 0 | 0 | 0 | 0 | 0 | 0 | 0 | 0 | 0 | 0 | 0 | 0 | 0 | 0 | 0 | 0 | 0 | 0
F2_Industrial_Electronics Manufacturing_New_Process_Natural Gas_Other Process_E7 | F2 | Industrial | Electronics Manufacturing | New | Process | Natural Gas | Other Process | E7 | TRC BC Ratio | 0 | 0 | 0 | 0 | 0 | 0 | 0 | 0 | 0 | 0 | 0 | 0 | 0 | 0 | 0 | 0 | 0 | 0 | 0 | 0 | 0 | 0 | 0 | 0 | 0 | 0 | 0 | 0 | 0 | 0 | 0 | 0 | 0
F2_Industrial_Electronics Manufacturing_New_Process_Natural Gas_Other Process_E8 | F2 | Industrial | Electronics Manufacturing | New | Process | Natural Gas | Other Process | E8 | TRC BC Ratio | 0 | 0 | 0 | 0 | 0 | 0 | 0 | 0 | 0 | 0 | 0 | 0 | 0 | 0 | 0 | 0 | 0 | 0 | 0 | 0 | 0 | 0 | 0 | 0 | 0 | 0 | 0 | 0 | 0 | 0 | 0 | 0 | 0
F2_Industrial_Electronics Manufacturing_New_Process_Natural Gas_Other Process_E9 | F2 | Industrial | Electronics Manufacturing | New | Process | Natural Gas | Other Process | E9 | TRC BC Ratio | 0 | 0 | 0 | 0 | 0 | 0 | 0 | 0 | 0 | 0 | 0 | 0 | 0 | 0 | 0 | 0 | 0 | 0 | 0 | 0 | 0 | 0 | 0 | 0 | 0 | 0 | 0 | 0 | 0 | 0 | 0 | 0 | 0
F2_Industrial_Electronics Manufacturing_New_Process_Natural Gas_Other Process_E10 | F2 | Industrial | Electronics Manufacturing | New | Process | Natural Gas | Other Process | E10 | TRC BC Ratio | 0 | 0 | 0 | 0 | 0 | 0 | 0 | 0 | 0 | 0 | 0 | 0 | 0 | 0 | 0 | 0 | 0 | 0 | 0 | 0 | 0 | 0 | 0 | 0 | 0 | 0 | 0 | 0 | 0 | 0 | 0 | 0 | 0
F3_Industrial_Electronics Manufacturing_New_Process_Natural Gas_Other Process_E1 | F3 | Industrial | Electronics Manufacturing | New | Process | Natural Gas | Other Process | E1 | PACT BC Ratio | 0 | 0 | 0 | 0 | 0 | 0 | 0 | 0 | 0 | 0 | 0 | 0 | 0 | 0 | 0 | 0 | 0 | 0 | 0 | 0 | 0 | 0 | 0 | 0 | 0 | 0 | 0 | 0 | 0 | 0 | 0 | 0 | 0
F3_Industrial_Electronics Manufacturing_New_Process_Natural Gas_Other Process_E2 | F3 | Industrial | Electronics Manufacturing | New | Process | Natural Gas | Other Process | E2 | PACT BC Ratio | 0 | 0 | 0 | 0 | 0 | 0 | 0 | 0 | 0 | 0 | 0 | 0 | 0 | 0 | 0 | 0 | 0 | 0 | 0 | 0 | 0 | 0 | 0 | 0 | 0 | 0 | 0 | 0 | 0 | 0 | 0 | 0 | 0
F3_Industrial_Electronics Manufacturing_New_Process_Natural Gas_Other Process_E3 | F3 | Industrial | Electronics Manufacturing | New | Process | Natural Gas | Other Process | E3 | PACT BC Ratio | 0 | 0 | 0 | 0 | 0 | 0 | 0 | 0 | 0 | 0 | 0 | 0 | 0 | 0 | 0 | 0 | 0 | 0 | 0 | 0 | 0 | 0 | 0 | 0 | 0 | 0 | 0 | 0 | 0 | 0 | 0 | 0 | 0
F3_Industrial_Electronics Manufacturing_New_Process_Natural Gas_Other Process_E4 | F3 | Industrial | Electronics Manufacturing | New | Process | Natural Gas | Other Process | E4 | PACT BC Ratio | 0 | 0 | 0 | 0 | 0 | 0 | 0 | 0 | 0 | 0 | 0 | 0 | 0 | 0 | 0 | 0 | 0 | 0 | 0 | 0 | 0 | 0 | 0 | 0 | 0 | 0 | 0 | 0 | 0 | 0 | 0 | 0 | 0
F3_Industrial_Electronics Manufacturing_New_Process_Natural Gas_Other Process_E5 | F3 | Industrial | Electronics Manufacturing | New | Process | Natural Gas | Other Process | E5 | PACT BC Ratio | 0 | 0 | 0 | 0 | 0 | 0 | 0 | 0 | 0 | 0 | 0 | 0 | 0 | 0 | 0 | 0 | 0 | 0 | 0 | 0 | 0 | 0 | 0 | 0 | 0 | 0 | 0 | 0 | 0 | 0 | 0 | 0 | 0
F3_Industrial_Electronics Manufacturing_New_Process_Natural Gas_Other Process_E6 | F3 | Industrial | Electronics Manufacturing | New | Process | Natural Gas | Other Process | E6 | PACT BC Ratio | 0 | 0 | 0 | 0 | 0 | 0 | 0 | 0 | 0 | 0 | 0 | 0 | 0 | 0 | 0 | 0 | 0 | 0 | 0 | 0 | 0 | 0 | 0 | 0 | 0 | 0 | 0 | 0 | 0 | 0 | 0 | 0 | 0
F3_Industrial_Electronics Manufacturing_New_Process_Natural Gas_Other Process_E7 | F3 | Industrial | Electronics Manufacturing | New | Process | Natural Gas | Other Process | E7 | PACT BC Ratio | 0 | 0 | 0 | 0 | 0 | 0 | 0 | 0 | 0 | 0 | 0 | 0 | 0 | 0 | 0 | 0 | 0 | 0 | 0 | 0 | 0 | 0 | 0 | 0 | 0 | 0 | 0 | 0 | 0 | 0 | 0 | 0 | 0
F3_Industrial_Electronics Manufacturing_New_Process_Natural Gas_Other Process_E8 | F3 | Industrial | Electronics Manufacturing | New | Process | Natural Gas | Other Process | E8 | PACT BC Ratio | 0 | 0 | 0 | 0 | 0 | 0 | 0 | 0 | 0 | 0 | 0 | 0 | 0 | 0 | 0 | 0 | 0 | 0 | 0 | 0 | 0 | 0 | 0 | 0 | 0 | 0 | 0 | 0 | 0 | 0 | 0 | 0 | 0
F3_Industrial_Electronics Manufacturing_New_Process_Natural Gas_Other Process_E9 | F3 | Industrial | Electronics Manufacturing | New | Process | Natural Gas | Other Process | E9 | PACT BC Ratio | 0 | 0 | 0 | 0 | 0 | 0 | 0 | 0 | 0 | 0 | 0 | 0 | 0 | 0 | 0 | 0 | 0 | 0 | 0 | 0 | 0 | 0 | 0 | 0 | 0 | 0 | 0 | 0 | 0 | 0 | 0 | 0 | 0
F3_Industrial_Electronics Manufacturing_New_Process_Natural Gas_Other Process_E10 | F3 | Industrial | Electronics Manufacturing | New | Process | Natural Gas | Other Process | E10 | PACT BC Ratio | 0 | 0 | 0 | 0 | 0 | 0 | 0 | 0 | 0 | 0 | 0 | 0 | 0 | 0 | 0 | 0 | 0 | 0 | 0 | 0 | 0 | 0 | 0 | 0 | 0 | 0 | 0 | 0 | 0 | 0 | 0 | 0 | 0
F4_Industrial_Electronics Manufacturing_New_Process_Natural Gas_Other Process_E1 | F4 | Industrial | Electronics Manufacturing | New | Process | Natural Gas | Other Process | E1 | RVT BC Ratio | 0 | 0 | 0 | 0 | 0 | 0 | 0 | 0 | 0 | 0 | 0 | 0 | 0 | 0 | 0 | 0 | 0 | 0 | 0 | 0 | 0 | 0 | 0 | 0 | 0 | 0 | 0 | 0 | 0 | 0 | 0 | 0 | 0
F4_Industrial_Electronics Manufacturing_New_Process_Natural Gas_Other Process_E2 | F4 | Industrial | Electronics Manufacturing | New | Process | Natural Gas | Other Process | E2 | RVT BC Ratio | 0 | 0 | 0 | 0 | 0 | 0 | 0 | 0 | 0 | 0 | 0 | 0 | 0 | 0 | 0 | 0 | 0 | 0 | 0 | 0 | 0 | 0 | 0 | 0 | 0 | 0 | 0 | 0 | 0 | 0 | 0 | 0 | 0
F4_Industrial_Electronics Manufacturing_New_Process_Natural Gas_Other Process_E3 | F4 | Industrial | Electronics Manufacturing | New | Process | Natural Gas | Other Process | E3 | RVT BC Ratio | 0 | 0 | 0 | 0 | 0 | 0 | 0 | 0 | 0 | 0 | 0 | 0 | 0 | 0 | 0 | 0 | 0 | 0 | 0 | 0 | 0 | 0 | 0 | 0 | 0 | 0 | 0 | 0 | 0 | 0 | 0 | 0 | 0
F4_Industrial_Electronics Manufacturing_New_Process_Natural Gas_Other Process_E4 | F4 | Industrial | Electronics Manufacturing | New | Process | Natural Gas | Other Process | E4 | RVT BC Ratio | 0 | 0 | 0 | 0 | 0 | 0 | 0 | 0 | 0 | 0 | 0 | 0 | 0 | 0 | 0 | 0 | 0 | 0 | 0 | 0 | 0 | 0 | 0 | 0 | 0 | 0 | 0 | 0 | 0 | 0 | 0 | 0 | 0
F4_Industrial_Electronics Manufacturing_New_Process_Natural Gas_Other Process_E5 | F4 | Industrial | Electronics Manufacturing | New | Process | Natural Gas | Other Process | E5 | RVT BC Ratio | 0 | 0 | 0 | 0 | 0 | 0 | 0 | 0 | 0 | 0 | 0 | 0 | 0 | 0 | 0 | 0 | 0 | 0 | 0 | 0 | 0 | 0 | 0 | 0 | 0 | 0 | 0 | 0 | 0 | 0 | 0 | 0 | 0
F4_Industrial_Electronics Manufacturing_New_Process_Natural Gas_Other Process_E6 | F4 | Industrial | Electronics Manufacturing | New | Process | Natural Gas | Other Process | E6 | RVT BC Ratio | 0 | 0 | 0 | 0 | 0 | 0 | 0 | 0 | 0 | 0 | 0 | 0 | 0 | 0 | 0 | 0 | 0 | 0 | 0 | 0 | 0 | 0 | 0 | 0 | 0 | 0 | 0 | 0 | 0 | 0 | 0 | 0 | 0
F4_Industrial_Electronics Manufacturing_New_Process_Natural Gas_Other Process_E7 | F4 | Industrial | Electronics Manufacturing | New | Process | Natural Gas | Other Process | E7 | RVT BC Ratio | 0 | 0 | 0 | 0 | 0 | 0 | 0 | 0 | 0 | 0 | 0 | 0 | 0 | 0 | 0 | 0 | 0 | 0 | 0 | 0 | 0 | 0 | 0 | 0 | 0 | 0 | 0 | 0 | 0 | 0 | 0 | 0 | 0
F4_Industrial_Electronics Manufacturing_New_Process_Natural Gas_Other Process_E8 | F4 | Industrial | Electronics Manufacturing | New | Process | Natural Gas | Other Process | E8 | RVT BC Ratio | 0 | 0 | 0 | 0 | 0 | 0 | 0 | 0 | 0 | 0 | 0 | 0 | 0 | 0 | 0 | 0 | 0 | 0 | 0 | 0 | 0 | 0 | 0 | 0 | 0 | 0 | 0 | 0 | 0 | 0 | 0 | 0 | 0
F4_Industrial_Electronics Manufacturing_New_Process_Natural Gas_Other Process_E9 | F4 | Industrial | Electronics Manufacturing | New | Process | Natural Gas | Other Process | E9 | RVT BC Ratio | 0 | 0 | 0 | 0 | 0 | 0 | 0 | 0 | 0 | 0 | 0 | 0 | 0 | 0 | 0 | 0 | 0 | 0 | 0 | 0 | 0 | 0 | 0 | 0 | 0 | 0 | 0 | 0 | 0 | 0 | 0 | 0 | 0
F4_Industrial_Electronics Manufacturing_New_Process_Natural Gas_Other Process_E10 | F4 | Industrial | Electronics Manufacturing | New | Process | Natural Gas | Other Process | E10 | RVT BC Ratio | 0 | 0 | 0 | 0 | 0 | 0 | 0 | 0 | 0 | 0 | 0 | 0 | 0 | 0 | 0 | 0 | 0 | 0 | 0 | 0 | 0 | 0 | 0 | 0 | 0 | 0 | 0 | 0 | 0 | 0 | 0 | 0 | 0
F5_Industrial_Electronics Manufacturing_New_Process_Natural Gas_Other Process_E1 | F5 | Industrial | Electronics Manufacturing | New | Process | Natural Gas | Other Process | E1 | RIM BC Ratio | 0 | 0 | 0 | 0 | 0 | 0 | 0 | 0 | 0 | 0 | 0 | 0 | 0 | 0 | 0 | 0 | 0 | 0 | 0 | 0 | 0 | 0 | 0 | 0 | 0 | 0 | 0 | 0 | 0 | 0 | 0 | 0 | 0
F5_Industrial_Electronics Manufacturing_New_Process_Natural Gas_Other Process_E2 | F5 | Industrial | Electronics Manufacturing | New | Process | Natural Gas | Other Process | E2 | RIM BC Ratio | 0 | 0 | 0 | 0 | 0 | 0 | 0 | 0 | 0 | 0 | 0 | 0 | 0 | 0 | 0 | 0 | 0 | 0 | 0 | 0 | 0 | 0 | 0 | 0 | 0 | 0 | 0 | 0 | 0 | 0 | 0 | 0 | 0
F5_Industrial_Electronics Manufacturing_New_Process_Natural Gas_Other Process_E3 | F5 | Industrial | Electronics Manufacturing | New | Process | Natural Gas | Other Process | E3 | RIM BC Ratio | 0 | 0 | 0 | 0 | 0 | 0 | 0 | 0 | 0 | 0 | 0 | 0 | 0 | 0 | 0 | 0 | 0 | 0 | 0 | 0 | 0 | 0 | 0 | 0 | 0 | 0 | 0 | 0 | 0 | 0 | 0 | 0 | 0
F5_Industrial_Electronics Manufacturing_New_Process_Natural Gas_Other Process_E4 | F5 | Industrial | Electronics Manufacturing | New | Process | Natural Gas | Other Process | E4 | RIM BC Ratio | 0 | 0 | 0 | 0 | 0 | 0 | 0 | 0 | 0 | 0 | 0 | 0 | 0 | 0 | 0 | 0 | 0 | 0 | 0 | 0 | 0 | 0 | 0 | 0 | 0 | 0 | 0 | 0 | 0 | 0 | 0 | 0 | 0
F5_Industrial_Electronics Manufacturing_New_Process_Natural Gas_Other Process_E5 | F5 | Industrial | Electronics Manufacturing | New | Process | Natural Gas | Other Process | E5 | RIM BC Ratio | 0 | 0 | 0 | 0 | 0 | 0 | 0 | 0 | 0 | 0 | 0 | 0 | 0 | 0 | 0 | 0 | 0 | 0 | 0 | 0 | 0 | 0 | 0 | 0 | 0 | 0 | 0 | 0 | 0 | 0 | 0 | 0 | 0
F5_Industrial_Electronics Manufacturing_New_Process_Natural Gas_Other Process_E6 | F5 | Industrial | Electronics Manufacturing | New | Process | Natural Gas | Other Process | E6 | RIM BC Ratio | 0 | 0 | 0 | 0 | 0 | 0 | 0 | 0 | 0 | 0 | 0 | 0 | 0 | 0 | 0 | 0 | 0 | 0 | 0 | 0 | 0 | 0 | 0 | 0 | 0 | 0 | 0 | 0 | 0 | 0 | 0 | 0 | 0
F5_Industrial_Electronics Manufacturing_New_Process_Natural Gas_Other Process_E7 | F5 | Industrial | Electronics Manufacturing | New | Process | Natural Gas | Other Process | E7 | RIM BC Ratio | 0 | 0 | 0 | 0 | 0 | 0 | 0 | 0 | 0 | 0 | 0 | 0 | 0 | 0 | 0 | 0 | 0 | 0 | 0 | 0 | 0 | 0 | 0 | 0 | 0 | 0 | 0 | 0 | 0 | 0 | 0 | 0 | 0
F5_Industrial_Electronics Manufacturing_New_Process_Natural Gas_Other Process_E8 | F5 | Industrial | Electronics Manufacturing | New | Process | Natural Gas | Other Process | E8 | RIM BC Ratio | 0 | 0 | 0 | 0 | 0 | 0 | 0 | 0 | 0 | 0 | 0 | 0 | 0 | 0 | 0 | 0 | 0 | 0 | 0 | 0 | 0 | 0 | 0 | 0 | 0 | 0 | 0 | 0 | 0 | 0 | 0 | 0 | 0
F5_Industrial_Electronics Manufacturing_New_Process_Natural Gas_Other Process_E9 | F5 | Industrial | Electronics Manufacturing | New | Process | Natural Gas | Other Process | E9 | RIM BC Ratio | 0 | 0 | 0 | 0 | 0 | 0 | 0 | 0 | 0 | 0 | 0 | 0 | 0 | 0 | 0 | 0 | 0 | 0 | 0 | 0 | 0 | 0 | 0 | 0 | 0 | 0 | 0 | 0 | 0 | 0 | 0 | 0 | 0
F5_Industrial_Electronics Manufacturing_New_Process_Natural Gas_Other Process_E10 | F5 | Industrial | Electronics Manufacturing | New | Process | Natural Gas | Other Process | E10 | RIM BC Ratio | 0 | 0 | 0 | 0 | 0 | 0 | 0 | 0 | 0 | 0 | 0 | 0 | 0 | 0 | 0 | 0 | 0 | 0 | 0 | 0 | 0 | 0 | 0 | 0 | 0 | 0 | 0 | 0 | 0 | 0 | 0 | 0 | 0
F0_Industrial_Electronics Manufacturing_New_Miscellaneous_Natural Gas_Miscellaneous_E0 | F0 | Industrial | Electronics Manufacturing | New | Miscellaneous | Natural Gas | Miscellaneous | E0 | Economic Unit | 0 | 0 | 0 | 0 | 0 | 0 | 0 | 0 | 0 | 0 | 0 | 0 | 0 | 0 | 0 | 0 | 0 | 0 | 0 | 0 | 0 | 0 | 0 | 0 | 0 | 0 | 0 | 0 | 0 | 0 | 0 | 0 | 0
F1_Industrial_Electronics Manufacturing_New_Miscellaneous_Natural Gas_Miscellaneous_E1 | F1 | Industrial | Electronics Manufacturing | New | Miscellaneous | Natural Gas | Miscellaneous | E1 | CCE | 0 | 0 | 0 | 0 | 0 | 0 | 0 | 0 | 0 | 0 | 0 | 0 | 0 | 0 | 0 | 0 | 0 | 0 | 0 | 0 | 0 | 0 | 0 | 0 | 0 | 0 | 0 | 0 | 0 | 0 | 0 | 0 | 0
F1_Industrial_Electronics Manufacturing_New_Miscellaneous_Natural Gas_Miscellaneous_E2 | F1 | Industrial | Electronics Manufacturing | New | Miscellaneous | Natural Gas | Miscellaneous | E2 | CCE | 0 | 0 | 0 | 0 | 0 | 0 | 0 | 0 | 0 | 0 | 0 | 0 | 0 | 0 | 0 | 0 | 0 | 0 | 0 | 0 | 0 | 0 | 0 | 0 | 0 | 0 | 0 | 0 | 0 | 0 | 0 | 0 | 0
F1_Industrial_Electronics Manufacturing_New_Miscellaneous_Natural Gas_Miscellaneous_E3 | F1 | Industrial | Electronics Manufacturing | New | Miscellaneous | Natural Gas | Miscellaneous | E3 | CCE | 0 | 0 | 0 | 0 | 0 | 0 | 0 | 0 | 0 | 0 | 0 | 0 | 0 | 0 | 0 | 0 | 0 | 0 | 0 | 0 | 0 | 0 | 0 | 0 | 0 | 0 | 0 | 0 | 0 | 0 | 0 | 0 | 0
F1_Industrial_Electronics Manufacturing_New_Miscellaneous_Natural Gas_Miscellaneous_E4 | F1 | Industrial | Electronics Manufacturing | New | Miscellaneous | Natural Gas | Miscellaneous | E4 | CCE | 0 | 0 | 0 | 0 | 0 | 0 | 0 | 0 | 0 | 0 | 0 | 0 | 0 | 0 | 0 | 0 | 0 | 0 | 0 | 0 | 0 | 0 | 0 | 0 | 0 | 0 | 0 | 0 | 0 | 0 | 0 | 0 | 0
F1_Industrial_Electronics Manufacturing_New_Miscellaneous_Natural Gas_Miscellaneous_E5 | F1 | Industrial | Electronics Manufacturing | New | Miscellaneous | Natural Gas | Miscellaneous | E5 | CCE | 0 | 0 | 0 | 0 | 0 | 0 | 0 | 0 | 0 | 0 | 0 | 0 | 0 | 0 | 0 | 0 | 0 | 0 | 0 | 0 | 0 | 0 | 0 | 0 | 0 | 0 | 0 | 0 | 0 | 0 | 0 | 0 | 0
F1_Industrial_Electronics Manufacturing_New_Miscellaneous_Natural Gas_Miscellaneous_E6 | F1 | Industrial | Electronics Manufacturing | New | Miscellaneous | Natural Gas | Miscellaneous | E6 | CCE | 0 | 0 | 0 | 0 | 0 | 0 | 0 | 0 | 0 | 0 | 0 | 0 | 0 | 0 | 0 | 0 | 0 | 0 | 0 | 0 | 0 | 0 | 0 | 0 | 0 | 0 | 0 | 0 | 0 | 0 | 0 | 0 | 0
F1_Industrial_Electronics Manufacturing_New_Miscellaneous_Natural Gas_Miscellaneous_E7 | F1 | Industrial | Electronics Manufacturing | New | Miscellaneous | Natural Gas | Miscellaneous | E7 | CCE | 0 | 0 | 0 | 0 | 0 | 0 | 0 | 0 | 0 | 0 | 0 | 0 | 0 | 0 | 0 | 0 | 0 | 0 | 0 | 0 | 0 | 0 | 0 | 0 | 0 | 0 | 0 | 0 | 0 | 0 | 0 | 0 | 0
F1_Industrial_Electronics Manufacturing_New_Miscellaneous_Natural Gas_Miscellaneous_E8 | F1 | Industrial | Electronics Manufacturing | New | Miscellaneous | Natural Gas | Miscellaneous | E8 | CCE | 0 | 0 | 0 | 0 | 0 | 0 | 0 | 0 | 0 | 0 | 0 | 0 | 0 | 0 | 0 | 0 | 0 | 0 | 0 | 0 | 0 | 0 | 0 | 0 | 0 | 0 | 0 | 0 | 0 | 0 | 0 | 0 | 0
F1_Industrial_Electronics Manufacturing_New_Miscellaneous_Natural Gas_Miscellaneous_E9 | F1 | Industrial | Electronics Manufacturing | New | Miscellaneous | Natural Gas | Miscellaneous | E9 | CCE | 0 | 0 | 0 | 0 | 0 | 0 | 0 | 0 | 0 | 0 | 0 | 0 | 0 | 0 | 0 | 0 | 0 | 0 | 0 | 0 | 0 | 0 | 0 | 0 | 0 | 0 | 0 | 0 | 0 | 0 | 0 | 0 | 0
F1_Industrial_Electronics Manufacturing_New_Miscellaneous_Natural Gas_Miscellaneous_E10 | F1 | Industrial | Electronics Manufacturing | New | Miscellaneous | Natural Gas | Miscellaneous | E10 | CCE | 0 | 0 | 0 | 0 | 0 | 0 | 0 | 0 | 0 | 0 | 0 | 0 | 0 | 0 | 0 | 0 | 0 | 0 | 0 | 0 | 0 | 0 | 0 | 0 | 0 | 0 | 0 | 0 | 0 | 0 | 0 | 0 | 0
F2_Industrial_Electronics Manufacturing_New_Miscellaneous_Natural Gas_Miscellaneous_E1 | F2 | Industrial | Electronics Manufacturing | New | Miscellaneous | Natural Gas | Miscellaneous | E1 | TRC BC Ratio | 0 | 0 | 0 | 0 | 0 | 0 | 0 | 0 | 0 | 0 | 0 | 0 | 0 | 0 | 0 | 0 | 0 | 0 | 0 | 0 | 0 | 0 | 0 | 0 | 0 | 0 | 0 | 0 | 0 | 0 | 0 | 0 | 0
F2_Industrial_Electronics Manufacturing_New_Miscellaneous_Natural Gas_Miscellaneous_E2 | F2 | Industrial | Electronics Manufacturing | New | Miscellaneous | Natural Gas | Miscellaneous | E2 | TRC BC Ratio | 0 | 0 | 0 | 0 | 0 | 0 | 0 | 0 | 0 | 0 | 0 | 0 | 0 | 0 | 0 | 0 | 0 | 0 | 0 | 0 | 0 | 0 | 0 | 0 | 0 | 0 | 0 | 0 | 0 | 0 | 0 | 0 | 0
F2_Industrial_Electronics Manufacturing_New_Miscellaneous_Natural Gas_Miscellaneous_E3 | F2 | Industrial | Electronics Manufacturing | New | Miscellaneous | Natural Gas | Miscellaneous | E3 | TRC BC Ratio | 0 | 0 | 0 | 0 | 0 | 0 | 0 | 0 | 0 | 0 | 0 | 0 | 0 | 0 | 0 | 0 | 0 | 0 | 0 | 0 | 0 | 0 | 0 | 0 | 0 | 0 | 0 | 0 | 0 | 0 | 0 | 0 | 0
F2_Industrial_Electronics Manufacturing_New_Miscellaneous_Natural Gas_Miscellaneous_E4 | F2 | Industrial | Electronics Manufacturing | New | Miscellaneous | Natural Gas | Miscellaneous | E4 | TRC BC Ratio | 0 | 0 | 0 | 0 | 0 | 0 | 0 | 0 | 0 | 0 | 0 | 0 | 0 | 0 | 0 | 0 | 0 | 0 | 0 | 0 | 0 | 0 | 0 | 0 | 0 | 0 | 0 | 0 | 0 | 0 | 0 | 0 | 0
F2_Industrial_Electronics Manufacturing_New_Miscellaneous_Natural Gas_Miscellaneous_E5 | F2 | Industrial | Electronics Manufacturing | New | Miscellaneous | Natural Gas | Miscellaneous | E5 | TRC BC Ratio | 0 | 0 | 0 | 0 | 0 | 0 | 0 | 0 | 0 | 0 | 0 | 0 | 0 | 0 | 0 | 0 | 0 | 0 | 0 | 0 | 0 | 0 | 0 | 0 | 0 | 0 | 0 | 0 | 0 | 0 | 0 | 0 | 0
F2_Industrial_Electronics Manufacturing_New_Miscellaneous_Natural Gas_Miscellaneous_E6 | F2 | Industrial | Electronics Manufacturing | New | Miscellaneous | Natural Gas | Miscellaneous | E6 | TRC BC Ratio | 0 | 0 | 0 | 0 | 0 | 0 | 0 | 0 | 0 | 0 | 0 | 0 | 0 | 0 | 0 | 0 | 0 | 0 | 0 | 0 | 0 | 0 | 0 | 0 | 0 | 0 | 0 | 0 | 0 | 0 | 0 | 0 | 0
F2_Industrial_Electronics Manufacturing_New_Miscellaneous_Natural Gas_Miscellaneous_E7 | F2 | Industrial | Electronics Manufacturing | New | Miscellaneous | Natural Gas | Miscellaneous | E7 | TRC BC Ratio | 0 | 0 | 0 | 0 | 0 | 0 | 0 | 0 | 0 | 0 | 0 | 0 | 0 | 0 | 0 | 0 | 0 | 0 | 0 | 0 | 0 | 0 | 0 | 0 | 0 | 0 | 0 | 0 | 0 | 0 | 0 | 0 | 0
F2_Industrial_Electronics Manufacturing_New_Miscellaneous_Natural Gas_Miscellaneous_E8 | F2 | Industrial | Electronics Manufacturing | New | Miscellaneous | Natural Gas | Miscellaneous | E8 | TRC BC Ratio | 0 | 0 | 0 | 0 | 0 | 0 | 0 | 0 | 0 | 0 | 0 | 0 | 0 | 0 | 0 | 0 | 0 | 0 | 0 | 0 | 0 | 0 | 0 | 0 | 0 | 0 | 0 | 0 | 0 | 0 | 0 | 0 | 0
F2_Industrial_Electronics Manufacturing_New_Miscellaneous_Natural Gas_Miscellaneous_E9 | F2 | Industrial | Electronics Manufacturing | New | Miscellaneous | Natural Gas | Miscellaneous | E9 | TRC BC Ratio | 0 | 0 | 0 | 0 | 0 | 0 | 0 | 0 | 0 | 0 | 0 | 0 | 0 | 0 | 0 | 0 | 0 | 0 | 0 | 0 | 0 | 0 | 0 | 0 | 0 | 0 | 0 | 0 | 0 | 0 | 0 | 0 | 0
F2_Industrial_Electronics Manufacturing_New_Miscellaneous_Natural Gas_Miscellaneous_E10 | F2 | Industrial | Electronics Manufacturing | New | Miscellaneous | Natural Gas | Miscellaneous | E10 | TRC BC Ratio | 0 | 0 | 0 | 0 | 0 | 0 | 0 | 0 | 0 | 0 | 0 | 0 | 0 | 0 | 0 | 0 | 0 | 0 | 0 | 0 | 0 | 0 | 0 | 0 | 0 | 0 | 0 | 0 | 0 | 0 | 0 | 0 | 0
F3_Industrial_Electronics Manufacturing_New_Miscellaneous_Natural Gas_Miscellaneous_E1 | F3 | Industrial | Electronics Manufacturing | New | Miscellaneous | Natural Gas | Miscellaneous | E1 | PACT BC Ratio | 0 | 0 | 0 | 0 | 0 | 0 | 0 | 0 | 0 | 0 | 0 | 0 | 0 | 0 | 0 | 0 | 0 | 0 | 0 | 0 | 0 | 0 | 0 | 0 | 0 | 0 | 0 | 0 | 0 | 0 | 0 | 0 | 0
F3_Industrial_Electronics Manufacturing_New_Miscellaneous_Natural Gas_Miscellaneous_E2 | F3 | Industrial | Electronics Manufacturing | New | Miscellaneous | Natural Gas | Miscellaneous | E2 | PACT BC Ratio | 0 | 0 | 0 | 0 | 0 | 0 | 0 | 0 | 0 | 0 | 0 | 0 | 0 | 0 | 0 | 0 | 0 | 0 | 0 | 0 | 0 | 0 | 0 | 0 | 0 | 0 | 0 | 0 | 0 | 0 | 0 | 0 | 0
F3_Industrial_Electronics Manufacturing_New_Miscellaneous_Natural Gas_Miscellaneous_E3 | F3 | Industrial | Electronics Manufacturing | New | Miscellaneous | Natural Gas | Miscellaneous | E3 | PACT BC Ratio | 0 | 0 | 0 | 0 | 0 | 0 | 0 | 0 | 0 | 0 | 0 | 0 | 0 | 0 | 0 | 0 | 0 | 0 | 0 | 0 | 0 | 0 | 0 | 0 | 0 | 0 | 0 | 0 | 0 | 0 | 0 | 0 | 0
F3_Industrial_Electronics Manufacturing_New_Miscellaneous_Natural Gas_Miscellaneous_E4 | F3 | Industrial | Electronics Manufacturing | New | Miscellaneous | Natural Gas | Miscellaneous | E4 | PACT BC Ratio | 0 | 0 | 0 | 0 | 0 | 0 | 0 | 0 | 0 | 0 | 0 | 0 | 0 | 0 | 0 | 0 | 0 | 0 | 0 | 0 | 0 | 0 | 0 | 0 | 0 | 0 | 0 | 0 | 0 | 0 | 0 | 0 | 0
F3_Industrial_Electronics Manufacturing_New_Miscellaneous_Natural Gas_Miscellaneous_E5 | F3 | Industrial | Electronics Manufacturing | New | Miscellaneous | Natural Gas | Miscellaneous | E5 | PACT BC Ratio | 0 | 0 | 0 | 0 | 0 | 0 | 0 | 0 | 0 | 0 | 0 | 0 | 0 | 0 | 0 | 0 | 0 | 0 | 0 | 0 | 0 | 0 | 0 | 0 | 0 | 0 | 0 | 0 | 0 | 0 | 0 | 0 | 0
F3_Industrial_Electronics Manufacturing_New_Miscellaneous_Natural Gas_Miscellaneous_E6 | F3 | Industrial | Electronics Manufacturing | New | Miscellaneous | Natural Gas | Miscellaneous | E6 | PACT BC Ratio | 0 | 0 | 0 | 0 | 0 | 0 | 0 | 0 | 0 | 0 | 0 | 0 | 0 | 0 | 0 | 0 | 0 | 0 | 0 | 0 | 0 | 0 | 0 | 0 | 0 | 0 | 0 | 0 | 0 | 0 | 0 | 0 | 0
F3_Industrial_Electronics Manufacturing_New_Miscellaneous_Natural Gas_Miscellaneous_E7 | F3 | Industrial | Electronics Manufacturing | New | Miscellaneous | Natural Gas | Miscellaneous | E7 | PACT BC Ratio | 0 | 0 | 0 | 0 | 0 | 0 | 0 | 0 | 0 | 0 | 0 | 0 | 0 | 0 | 0 | 0 | 0 | 0 | 0 | 0 | 0 | 0 | 0 | 0 | 0 | 0 | 0 | 0 | 0 | 0 | 0 | 0 | 0
F3_Industrial_Electronics Manufacturing_New_Miscellaneous_Natural Gas_Miscellaneous_E8 | F3 | Industrial | Electronics Manufacturing | New | Miscellaneous | Natural Gas | Miscellaneous | E8 | PACT BC Ratio | 0 | 0 | 0 | 0 | 0 | 0 | 0 | 0 | 0 | 0 | 0 | 0 | 0 | 0 | 0 | 0 | 0 | 0 | 0 | 0 | 0 | 0 | 0 | 0 | 0 | 0 | 0 | 0 | 0 | 0 | 0 | 0 | 0
F3_Industrial_Electronics Manufacturing_New_Miscellaneous_Natural Gas_Miscellaneous_E9 | F3 | Industrial | Electronics Manufacturing | New | Miscellaneous | Natural Gas | Miscellaneous | E9 | PACT BC Ratio | 0 | 0 | 0 | 0 | 0 | 0 | 0 | 0 | 0 | 0 | 0 | 0 | 0 | 0 | 0 | 0 | 0 | 0 | 0 | 0 | 0 | 0 | 0 | 0 | 0 | 0 | 0 | 0 | 0 | 0 | 0 | 0 | 0
F3_Industrial_Electronics Manufacturing_New_Miscellaneous_Natural Gas_Miscellaneous_E10 | F3 | Industrial | Electronics Manufacturing | New | Miscellaneous | Natural Gas | Miscellaneous | E10 | PACT BC Ratio | 0 | 0 | 0 | 0 | 0 | 0 | 0 | 0 | 0 | 0 | 0 | 0 | 0 | 0 | 0 | 0 | 0 | 0 | 0 | 0 | 0 | 0 | 0 | 0 | 0 | 0 | 0 | 0 | 0 | 0 | 0 | 0 | 0
F4_Industrial_Electronics Manufacturing_New_Miscellaneous_Natural Gas_Miscellaneous_E1 | F4 | Industrial | Electronics Manufacturing | New | Miscellaneous | Natural Gas | Miscellaneous | E1 | RVT BC Ratio | 0 | 0 | 0 | 0 | 0 | 0 | 0 | 0 | 0 | 0 | 0 | 0 | 0 | 0 | 0 | 0 | 0 | 0 | 0 | 0 | 0 | 0 | 0 | 0 | 0 | 0 | 0 | 0 | 0 | 0 | 0 | 0 | 0
F4_Industrial_Electronics Manufacturing_New_Miscellaneous_Natural Gas_Miscellaneous_E2 | F4 | Industrial | Electronics Manufacturing | New | Miscellaneous | Natural Gas | Miscellaneous | E2 | RVT BC Ratio | 0 | 0 | 0 | 0 | 0 | 0 | 0 | 0 | 0 | 0 | 0 | 0 | 0 | 0 | 0 | 0 | 0 | 0 | 0 | 0 | 0 | 0 | 0 | 0 | 0 | 0 | 0 | 0 | 0 | 0 | 0 | 0 | 0
F4_Industrial_Electronics Manufacturing_New_Miscellaneous_Natural Gas_Miscellaneous_E3 | F4 | Industrial | Electronics Manufacturing | New | Miscellaneous | Natural Gas | Miscellaneous | E3 | RVT BC Ratio | 0 | 0 | 0 | 0 | 0 | 0 | 0 | 0 | 0 | 0 | 0 | 0 | 0 | 0 | 0 | 0 | 0 | 0 | 0 | 0 | 0 | 0 | 0 | 0 | 0 | 0 | 0 | 0 | 0 | 0 | 0 | 0 | 0
F4_Industrial_Electronics Manufacturing_New_Miscellaneous_Natural Gas_Miscellaneous_E4 | F4 | Industrial | Electronics Manufacturing | New | Miscellaneous | Natural Gas | Miscellaneous | E4 | RVT BC Ratio | 0 | 0 | 0 | 0 | 0 | 0 | 0 | 0 | 0 | 0 | 0 | 0 | 0 | 0 | 0 | 0 | 0 | 0 | 0 | 0 | 0 | 0 | 0 | 0 | 0 | 0 | 0 | 0 | 0 | 0 | 0 | 0 | 0
F4_Industrial_Electronics Manufacturing_New_Miscellaneous_Natural Gas_Miscellaneous_E5 | F4 | Industrial | Electronics Manufacturing | New | Miscellaneous | Natural Gas | Miscellaneous | E5 | RVT BC Ratio | 0 | 0 | 0 | 0 | 0 | 0 | 0 | 0 | 0 | 0 | 0 | 0 | 0 | 0 | 0 | 0 | 0 | 0 | 0 | 0 | 0 | 0 | 0 | 0 | 0 | 0 | 0 | 0 | 0 | 0 | 0 | 0 | 0
F4_Industrial_Electronics Manufacturing_New_Miscellaneous_Natural Gas_Miscellaneous_E6 | F4 | Industrial | Electronics Manufacturing | New | Miscellaneous | Natural Gas | Miscellaneous | E6 | RVT BC Ratio | 0 | 0 | 0 | 0 | 0 | 0 | 0 | 0 | 0 | 0 | 0 | 0 | 0 | 0 | 0 | 0 | 0 | 0 | 0 | 0 | 0 | 0 | 0 | 0 | 0 | 0 | 0 | 0 | 0 | 0 | 0 | 0 | 0
F4_Industrial_Electronics Manufacturing_New_Miscellaneous_Natural Gas_Miscellaneous_E7 | F4 | Industrial | Electronics Manufacturing | New | Miscellaneous | Natural Gas | Miscellaneous | E7 | RVT BC Ratio | 0 | 0 | 0 | 0 | 0 | 0 | 0 | 0 | 0 | 0 | 0 | 0 | 0 | 0 | 0 | 0 | 0 | 0 | 0 | 0 | 0 | 0 | 0 | 0 | 0 | 0 | 0 | 0 | 0 | 0 | 0 | 0 | 0
F4_Industrial_Electronics Manufacturing_New_Miscellaneous_Natural Gas_Miscellaneous_E8 | F4 | Industrial | Electronics Manufacturing | New | Miscellaneous | Natural Gas | Miscellaneous | E8 | RVT BC Ratio | 0 | 0 | 0 | 0 | 0 | 0 | 0 | 0 | 0 | 0 | 0 | 0 | 0 | 0 | 0 | 0 | 0 | 0 | 0 | 0 | 0 | 0 | 0 | 0 | 0 | 0 | 0 | 0 | 0 | 0 | 0 | 0 | 0
F4_Industrial_Electronics Manufacturing_New_Miscellaneous_Natural Gas_Miscellaneous_E9 | F4 | Industrial | Electronics Manufacturing | New | Miscellaneous | Natural Gas | Miscellaneous | E9 | RVT BC Ratio | 0 | 0 | 0 | 0 | 0 | 0 | 0 | 0 | 0 | 0 | 0 | 0 | 0 | 0 | 0 | 0 | 0 | 0 | 0 | 0 | 0 | 0 | 0 | 0 | 0 | 0 | 0 | 0 | 0 | 0 | 0 | 0 | 0
F4_Industrial_Electronics Manufacturing_New_Miscellaneous_Natural Gas_Miscellaneous_E10 | F4 | Industrial | Electronics Manufacturing | New | Miscellaneous | Natural Gas | Miscellaneous | E10 | RVT BC Ratio | 0 | 0 | 0 | 0 | 0 | 0 | 0 | 0 | 0 | 0 | 0 | 0 | 0 | 0 | 0 | 0 | 0 | 0 | 0 | 0 | 0 | 0 | 0 | 0 | 0 | 0 | 0 | 0 | 0 | 0 | 0 | 0 | 0
F5_Industrial_Electronics Manufacturing_New_Miscellaneous_Natural Gas_Miscellaneous_E1 | F5 | Industrial | Electronics Manufacturing | New | Miscellaneous | Natural Gas | Miscellaneous | E1 | RIM BC Ratio | 0 | 0 | 0 | 0 | 0 | 0 | 0 | 0 | 0 | 0 | 0 | 0 | 0 | 0 | 0 | 0 | 0 | 0 | 0 | 0 | 0 | 0 | 0 | 0 | 0 | 0 | 0 | 0 | 0 | 0 | 0 | 0 | 0
F5_Industrial_Electronics Manufacturing_New_Miscellaneous_Natural Gas_Miscellaneous_E2 | F5 | Industrial | Electronics Manufacturing | New | Miscellaneous | Natural Gas | Miscellaneous | E2 | RIM BC Ratio | 0 | 0 | 0 | 0 | 0 | 0 | 0 | 0 | 0 | 0 | 0 | 0 | 0 | 0 | 0 | 0 | 0 | 0 | 0 | 0 | 0 | 0 | 0 | 0 | 0 | 0 | 0 | 0 | 0 | 0 | 0 | 0 | 0
F5_Industrial_Electronics Manufacturing_New_Miscellaneous_Natural Gas_Miscellaneous_E3 | F5 | Industrial | Electronics Manufacturing | New | Miscellaneous | Natural Gas | Miscellaneous | E3 | RIM BC Ratio | 0 | 0 | 0 | 0 | 0 | 0 | 0 | 0 | 0 | 0 | 0 | 0 | 0 | 0 | 0 | 0 | 0 | 0 | 0 | 0 | 0 | 0 | 0 | 0 | 0 | 0 | 0 | 0 | 0 | 0 | 0 | 0 | 0
F5_Industrial_Electronics Manufacturing_New_Miscellaneous_Natural Gas_Miscellaneous_E4 | F5 | Industrial | Electronics Manufacturing | New | Miscellaneous | Natural Gas | Miscellaneous | E4 | RIM BC Ratio | 0 | 0 | 0 | 0 | 0 | 0 | 0 | 0 | 0 | 0 | 0 | 0 | 0 | 0 | 0 | 0 | 0 | 0 | 0 | 0 | 0 | 0 | 0 | 0 | 0 | 0 | 0 | 0 | 0 | 0 | 0 | 0 | 0
F5_Industrial_Electronics Manufacturing_New_Miscellaneous_Natural Gas_Miscellaneous_E5 | F5 | Industrial | Electronics Manufacturing | New | Miscellaneous | Natural Gas | Miscellaneous | E5 | RIM BC Ratio | 0 | 0 | 0 | 0 | 0 | 0 | 0 | 0 | 0 | 0 | 0 | 0 | 0 | 0 | 0 | 0 | 0 | 0 | 0 | 0 | 0 | 0 | 0 | 0 | 0 | 0 | 0 | 0 | 0 | 0 | 0 | 0 | 0
F5_Industrial_Electronics Manufacturing_New_Miscellaneous_Natural Gas_Miscellaneous_E6 | F5 | Industrial | Electronics Manufacturing | New | Miscellaneous | Natural Gas | Miscellaneous | E6 | RIM BC Ratio | 0 | 0 | 0 | 0 | 0 | 0 | 0 | 0 | 0 | 0 | 0 | 0 | 0 | 0 | 0 | 0 | 0 | 0 | 0 | 0 | 0 | 0 | 0 | 0 | 0 | 0 | 0 | 0 | 0 | 0 | 0 | 0 | 0
F5_Industrial_Electronics Manufacturing_New_Miscellaneous_Natural Gas_Miscellaneous_E7 | F5 | Industrial | Electronics Manufacturing | New | Miscellaneous | Natural Gas | Miscellaneous | E7 | RIM BC Ratio | 0 | 0 | 0 | 0 | 0 | 0 | 0 | 0 | 0 | 0 | 0 | 0 | 0 | 0 | 0 | 0 | 0 | 0 | 0 | 0 | 0 | 0 | 0 | 0 | 0 | 0 | 0 | 0 | 0 | 0 | 0 | 0 | 0
F5_Industrial_Electronics Manufacturing_New_Miscellaneous_Natural Gas_Miscellaneous_E8 | F5 | Industrial | Electronics Manufacturing | New | Miscellaneous | Natural Gas | Miscellaneous | E8 | RIM BC Ratio | 0 | 0 | 0 | 0 | 0 | 0 | 0 | 0 | 0 | 0 | 0 | 0 | 0 | 0 | 0 | 0 | 0 | 0 | 0 | 0 | 0 | 0 | 0 | 0 | 0 | 0 | 0 | 0 | 0 | 0 | 0 | 0 | 0
F5_Industrial_Electronics Manufacturing_New_Miscellaneous_Natural Gas_Miscellaneous_E9 | F5 | Industrial | Electronics Manufacturing | New | Miscellaneous | Natural Gas | Miscellaneous | E9 | RIM BC Ratio | 0 | 0 | 0 | 0 | 0 | 0 | 0 | 0 | 0 | 0 | 0 | 0 | 0 | 0 | 0 | 0 | 0 | 0 | 0 | 0 | 0 | 0 | 0 | 0 | 0 | 0 | 0 | 0 | 0 | 0 | 0 | 0 | 0
F5_Industrial_Electronics Manufacturing_New_Miscellaneous_Natural Gas_Miscellaneous_E10 | F5 | Industrial | Electronics Manufacturing | New | Miscellaneous | Natural Gas | Miscellaneous | E10 | RIM BC Ratio | 0 | 0 | 0 | 0 | 0 | 0 | 0 | 0 | 0 | 0 | 0 | 0 | 0 | 0 | 0 | 0 | 0 | 0 | 0 | 0 | 0 | 0 | 0 | 0 | 0 | 0 | 0 | 0 | 0 | 0 | 0 | 0 | 0
F0_Industrial_Stone, Clay, Glass_Existing_Space Heating_Natural Gas_Furnace_E0 | F0 | Industrial | Stone, Clay, Glass | Existing | Space Heating | Natural Gas | Furnace | E0 | Economic Unit | 0 | 0 | 0 | 0 | 0 | 0 | 0 | 0 | 0 | 0 | 0 | 0 | 0 | 0 | 0 | 0 | 0 | 0 | 0 | 0 | 0 | 0 | 0 | 0 | 0 | 0 | 0 | 0 | 0 | 0 | 0 | 0 | 0
F1_Industrial_Stone, Clay, Glass_Existing_Space Heating_Natural Gas_Furnace_E1 | F1 | Industrial | Stone, Clay, Glass | Existing | Space Heating | Natural Gas | Furnace | E1 | CCE | 0 | 0 | 0 | 0 | 0 | 0 | 0 | 0 | 0 | 0 | 0 | 0 | 0 | 0 | 0 | 0 | 0 | 0 | 0 | 0 | 0 | 0 | 0 | 0 | 0 | 0 | 0 | 0 | 0 | 0 | 0 | 0 | 0
F1_Industrial_Stone, Clay, Glass_Existing_Space Heating_Natural Gas_Furnace_E2 | F1 | Industrial | Stone, Clay, Glass | Existing | Space Heating | Natural Gas | Furnace | E2 | CCE | 0 | 0 | 0 | 0 | 0 | 0 | 0 | 0 | 0 | 0 | 0 | 0 | 0 | 0 | 0 | 0 | 0 | 0 | 0 | 0 | 0 | 0 | 0 | 0 | 0 | 0 | 0 | 0 | 0 | 0 | 0 | 0 | 0
F1_Industrial_Stone, Clay, Glass_Existing_Space Heating_Natural Gas_Furnace_E3 | F1 | Industrial | Stone, Clay, Glass | Existing | Space Heating | Natural Gas | Furnace | E3 | CCE | 0 | 0 | 0 | 0 | 0 | 0 | 0 | 0 | 0 | 0 | 0 | 0 | 0 | 0 | 0 | 0 | 0 | 0 | 0 | 0 | 0 | 0 | 0 | 0 | 0 | 0 | 0 | 0 | 0 | 0 | 0 | 0 | 0
F1_Industrial_Stone, Clay, Glass_Existing_Space Heating_Natural Gas_Furnace_E4 | F1 | Industrial | Stone, Clay, Glass | Existing | Space Heating | Natural Gas | Furnace | E4 | CCE | 0 | 0 | 0 | 0 | 0 | 0 | 0 | 0 | 0 | 0 | 0 | 0 | 0 | 0 | 0 | 0 | 0 | 0 | 0 | 0 | 0 | 0 | 0 | 0 | 0 | 0 | 0 | 0 | 0 | 0 | 0 | 0 | 0
F1_Industrial_Stone, Clay, Glass_Existing_Space Heating_Natural Gas_Furnace_E5 | F1 | Industrial | Stone, Clay, Glass | Existing | Space Heating | Natural Gas | Furnace | E5 | CCE | 0 | 0 | 0 | 0 | 0 | 0 | 0 | 0 | 0 | 0 | 0 | 0 | 0 | 0 | 0 | 0 | 0 | 0 | 0 | 0 | 0 | 0 | 0 | 0 | 0 | 0 | 0 | 0 | 0 | 0 | 0 | 0 | 0
F1_Industrial_Stone, Clay, Glass_Existing_Space Heating_Natural Gas_Furnace_E6 | F1 | Industrial | Stone, Clay, Glass | Existing | Space Heating | Natural Gas | Furnace | E6 | CCE | 0 | 0 | 0 | 0 | 0 | 0 | 0 | 0 | 0 | 0 | 0 | 0 | 0 | 0 | 0 | 0 | 0 | 0 | 0 | 0 | 0 | 0 | 0 | 0 | 0 | 0 | 0 | 0 | 0 | 0 | 0 | 0 | 0
F1_Industrial_Stone, Clay, Glass_Existing_Space Heating_Natural Gas_Furnace_E7 | F1 | Industrial | Stone, Clay, Glass | Existing | Space Heating | Natural Gas | Furnace | E7 | CCE | 0 | 0 | 0 | 0 | 0 | 0 | 0 | 0 | 0 | 0 | 0 | 0 | 0 | 0 | 0 | 0 | 0 | 0 | 0 | 0 | 0 | 0 | 0 | 0 | 0 | 0 | 0 | 0 | 0 | 0 | 0 | 0 | 0
F1_Industrial_Stone, Clay, Glass_Existing_Space Heating_Natural Gas_Furnace_E8 | F1 | Industrial | Stone, Clay, Glass | Existing | Space Heating | Natural Gas | Furnace | E8 | CCE | 0 | 0 | 0 | 0 | 0 | 0 | 0 | 0 | 0 | 0 | 0 | 0 | 0 | 0 | 0 | 0 | 0 | 0 | 0 | 0 | 0 | 0 | 0 | 0 | 0 | 0 | 0 | 0 | 0 | 0 | 0 | 0 | 0
F1_Industrial_Stone, Clay, Glass_Existing_Space Heating_Natural Gas_Furnace_E9 | F1 | Industrial | Stone, Clay, Glass | Existing | Space Heating | Natural Gas | Furnace | E9 | CCE | 0 | 0 | 0 | 0 | 0 | 0 | 0 | 0 | 0 | 0 | 0 | 0 | 0 | 0 | 0 | 0 | 0 | 0 | 0 | 0 | 0 | 0 | 0 | 0 | 0 | 0 | 0 | 0 | 0 | 0 | 0 | 0 | 0
F1_Industrial_Stone, Clay, Glass_Existing_Space Heating_Natural Gas_Furnace_E10 | F1 | Industrial | Stone, Clay, Glass | Existing | Space Heating | Natural Gas | Furnace | E10 | CCE | 0 | 0 | 0 | 0 | 0 | 0 | 0 | 0 | 0 | 0 | 0 | 0 | 0 | 0 | 0 | 0 | 0 | 0 | 0 | 0 | 0 | 0 | 0 | 0 | 0 | 0 | 0 | 0 | 0 | 0 | 0 | 0 | 0
F2_Industrial_Stone, Clay, Glass_Existing_Space Heating_Natural Gas_Furnace_E1 | F2 | Industrial | Stone, Clay, Glass | Existing | Space Heating | Natural Gas | Furnace | E1 | TRC BC Ratio | 0 | 0 | 0 | 0 | 0 | 0 | 0 | 0 | 0 | 0 | 0 | 0 | 0 | 0 | 0 | 0 | 0 | 0 | 0 | 0 | 0 | 0 | 0 | 0 | 0 | 0 | 0 | 0 | 0 | 0 | 0 | 0 | 0
F2_Industrial_Stone, Clay, Glass_Existing_Space Heating_Natural Gas_Furnace_E2 | F2 | Industrial | Stone, Clay, Glass | Existing | Space Heating | Natural Gas | Furnace | E2 | TRC BC Ratio | 0 | 0 | 0 | 0 | 0 | 0 | 0 | 0 | 0 | 0 | 0 | 0 | 0 | 0 | 0 | 0 | 0 | 0 | 0 | 0 | 0 | 0 | 0 | 0 | 0 | 0 | 0 | 0 | 0 | 0 | 0 | 0 | 0
F2_Industrial_Stone, Clay, Glass_Existing_Space Heating_Natural Gas_Furnace_E3 | F2 | Industrial | Stone, Clay, Glass | Existing | Space Heating | Natural Gas | Furnace | E3 | TRC BC Ratio | 0 | 0 | 0 | 0 | 0 | 0 | 0 | 0 | 0 | 0 | 0 | 0 | 0 | 0 | 0 | 0 | 0 | 0 | 0 | 0 | 0 | 0 | 0 | 0 | 0 | 0 | 0 | 0 | 0 | 0 | 0 | 0 | 0
F2_Industrial_Stone, Clay, Glass_Existing_Space Heating_Natural Gas_Furnace_E4 | F2 | Industrial | Stone, Clay, Glass | Existing | Space Heating | Natural Gas | Furnace | E4 | TRC BC Ratio | 0 | 0 | 0 | 0 | 0 | 0 | 0 | 0 | 0 | 0 | 0 | 0 | 0 | 0 | 0 | 0 | 0 | 0 | 0 | 0 | 0 | 0 | 0 | 0 | 0 | 0 | 0 | 0 | 0 | 0 | 0 | 0 | 0
F2_Industrial_Stone, Clay, Glass_Existing_Space Heating_Natural Gas_Furnace_E5 | F2 | Industrial | Stone, Clay, Glass | Existing | Space Heating | Natural Gas | Furnace | E5 | TRC BC Ratio | 0 | 0 | 0 | 0 | 0 | 0 | 0 | 0 | 0 | 0 | 0 | 0 | 0 | 0 | 0 | 0 | 0 | 0 | 0 | 0 | 0 | 0 | 0 | 0 | 0 | 0 | 0 | 0 | 0 | 0 | 0 | 0 | 0
F2_Industrial_Stone, Clay, Glass_Existing_Space Heating_Natural Gas_Furnace_E6 | F2 | Industrial | Stone, Clay, Glass | Existing | Space Heating | Natural Gas | Furnace | E6 | TRC BC Ratio | 0 | 0 | 0 | 0 | 0 | 0 | 0 | 0 | 0 | 0 | 0 | 0 | 0 | 0 | 0 | 0 | 0 | 0 | 0 | 0 | 0 | 0 | 0 | 0 | 0 | 0 | 0 | 0 | 0 | 0 | 0 | 0 | 0
F2_Industrial_Stone, Clay, Glass_Existing_Space Heating_Natural Gas_Furnace_E7 | F2 | Industrial | Stone, Clay, Glass | Existing | Space Heating | Natural Gas | Furnace | E7 | TRC BC Ratio | 0 | 0 | 0 | 0 | 0 | 0 | 0 | 0 | 0 | 0 | 0 | 0 | 0 | 0 | 0 | 0 | 0 | 0 | 0 | 0 | 0 | 0 | 0 | 0 | 0 | 0 | 0 | 0 | 0 | 0 | 0 | 0 | 0
F2_Industrial_Stone, Clay, Glass_Existing_Space Heating_Natural Gas_Furnace_E8 | F2 | Industrial | Stone, Clay, Glass | Existing | Space Heating | Natural Gas | Furnace | E8 | TRC BC Ratio | 0 | 0 | 0 | 0 | 0 | 0 | 0 | 0 | 0 | 0 | 0 | 0 | 0 | 0 | 0 | 0 | 0 | 0 | 0 | 0 | 0 | 0 | 0 | 0 | 0 | 0 | 0 | 0 | 0 | 0 | 0 | 0 | 0
F2_Industrial_Stone, Clay, Glass_Existing_Space Heating_Natural Gas_Furnace_E9 | F2 | Industrial | Stone, Clay, Glass | Existing | Space Heating | Natural Gas | Furnace | E9 | TRC BC Ratio | 0 | 0 | 0 | 0 | 0 | 0 | 0 | 0 | 0 | 0 | 0 | 0 | 0 | 0 | 0 | 0 | 0 | 0 | 0 | 0 | 0 | 0 | 0 | 0 | 0 | 0 | 0 | 0 | 0 | 0 | 0 | 0 | 0
F2_Industrial_Stone, Clay, Glass_Existing_Space Heating_Natural Gas_Furnace_E10 | F2 | Industrial | Stone, Clay, Glass | Existing | Space Heating | Natural Gas | Furnace | E10 | TRC BC Ratio | 0 | 0 | 0 | 0 | 0 | 0 | 0 | 0 | 0 | 0 | 0 | 0 | 0 | 0 | 0 | 0 | 0 | 0 | 0 | 0 | 0 | 0 | 0 | 0 | 0 | 0 | 0 | 0 | 0 | 0 | 0 | 0 | 0
F3_Industrial_Stone, Clay, Glass_Existing_Space Heating_Natural Gas_Furnace_E1 | F3 | Industrial | Stone, Clay, Glass | Existing | Space Heating | Natural Gas | Furnace | E1 | PACT BC Ratio | 0 | 0 | 0 | 0 | 0 | 0 | 0 | 0 | 0 | 0 | 0 | 0 | 0 | 0 | 0 | 0 | 0 | 0 | 0 | 0 | 0 | 0 | 0 | 0 | 0 | 0 | 0 | 0 | 0 | 0 | 0 | 0 | 0
F3_Industrial_Stone, Clay, Glass_Existing_Space Heating_Natural Gas_Furnace_E2 | F3 | Industrial | Stone, Clay, Glass | Existing | Space Heating | Natural Gas | Furnace | E2 | PACT BC Ratio | 0 | 0 | 0 | 0 | 0 | 0 | 0 | 0 | 0 | 0 | 0 | 0 | 0 | 0 | 0 | 0 | 0 | 0 | 0 | 0 | 0 | 0 | 0 | 0 | 0 | 0 | 0 | 0 | 0 | 0 | 0 | 0 | 0
F3_Industrial_Stone, Clay, Glass_Existing_Space Heating_Natural Gas_Furnace_E3 | F3 | Industrial | Stone, Clay, Glass | Existing | Space Heating | Natural Gas | Furnace | E3 | PACT BC Ratio | 0 | 0 | 0 | 0 | 0 | 0 | 0 | 0 | 0 | 0 | 0 | 0 | 0 | 0 | 0 | 0 | 0 | 0 | 0 | 0 | 0 | 0 | 0 | 0 | 0 | 0 | 0 | 0 | 0 | 0 | 0 | 0 | 0
F3_Industrial_Stone, Clay, Glass_Existing_Space Heating_Natural Gas_Furnace_E4 | F3 | Industrial | Stone, Clay, Glass | Existing | Space Heating | Natural Gas | Furnace | E4 | PACT BC Ratio | 0 | 0 | 0 | 0 | 0 | 0 | 0 | 0 | 0 | 0 | 0 | 0 | 0 | 0 | 0 | 0 | 0 | 0 | 0 | 0 | 0 | 0 | 0 | 0 | 0 | 0 | 0 | 0 | 0 | 0 | 0 | 0 | 0
F3_Industrial_Stone, Clay, Glass_Existing_Space Heating_Natural Gas_Furnace_E5 | F3 | Industrial | Stone, Clay, Glass | Existing | Space Heating | Natural Gas | Furnace | E5 | PACT BC Ratio | 0 | 0 | 0 | 0 | 0 | 0 | 0 | 0 | 0 | 0 | 0 | 0 | 0 | 0 | 0 | 0 | 0 | 0 | 0 | 0 | 0 | 0 | 0 | 0 | 0 | 0 | 0 | 0 | 0 | 0 | 0 | 0 | 0
F3_Industrial_Stone, Clay, Glass_Existing_Space Heating_Natural Gas_Furnace_E6 | F3 | Industrial | Stone, Clay, Glass | Existing | Space Heating | Natural Gas | Furnace | E6 | PACT BC Ratio | 0 | 0 | 0 | 0 | 0 | 0 | 0 | 0 | 0 | 0 | 0 | 0 | 0 | 0 | 0 | 0 | 0 | 0 | 0 | 0 | 0 | 0 | 0 | 0 | 0 | 0 | 0 | 0 | 0 | 0 | 0 | 0 | 0
F3_Industrial_Stone, Clay, Glass_Existing_Space Heating_Natural Gas_Furnace_E7 | F3 | Industrial | Stone, Clay, Glass | Existing | Space Heating | Natural Gas | Furnace | E7 | PACT BC Ratio | 0 | 0 | 0 | 0 | 0 | 0 | 0 | 0 | 0 | 0 | 0 | 0 | 0 | 0 | 0 | 0 | 0 | 0 | 0 | 0 | 0 | 0 | 0 | 0 | 0 | 0 | 0 | 0 | 0 | 0 | 0 | 0 | 0
F3_Industrial_Stone, Clay, Glass_Existing_Space Heating_Natural Gas_Furnace_E8 | F3 | Industrial | Stone, Clay, Glass | Existing | Space Heating | Natural Gas | Furnace | E8 | PACT BC Ratio | 0 | 0 | 0 | 0 | 0 | 0 | 0 | 0 | 0 | 0 | 0 | 0 | 0 | 0 | 0 | 0 | 0 | 0 | 0 | 0 | 0 | 0 | 0 | 0 | 0 | 0 | 0 | 0 | 0 | 0 | 0 | 0 | 0
F3_Industrial_Stone, Clay, Glass_Existing_Space Heating_Natural Gas_Furnace_E9 | F3 | Industrial | Stone, Clay, Glass | Existing | Space Heating | Natural Gas | Furnace | E9 | PACT BC Ratio | 0 | 0 | 0 | 0 | 0 | 0 | 0 | 0 | 0 | 0 | 0 | 0 | 0 | 0 | 0 | 0 | 0 | 0 | 0 | 0 | 0 | 0 | 0 | 0 | 0 | 0 | 0 | 0 | 0 | 0 | 0 | 0 | 0
F3_Industrial_Stone, Clay, Glass_Existing_Space Heating_Natural Gas_Furnace_E10 | F3 | Industrial | Stone, Clay, Glass | Existing | Space Heating | Natural Gas | Furnace | E10 | PACT BC Ratio | 0 | 0 | 0 | 0 | 0 | 0 | 0 | 0 | 0 | 0 | 0 | 0 | 0 | 0 | 0 | 0 | 0 | 0 | 0 | 0 | 0 | 0 | 0 | 0 | 0 | 0 | 0 | 0 | 0 | 0 | 0 | 0 | 0
F4_Industrial_Stone, Clay, Glass_Existing_Space Heating_Natural Gas_Furnace_E1 | F4 | Industrial | Stone, Clay, Glass | Existing | Space Heating | Natural Gas | Furnace | E1 | RVT BC Ratio | 0 | 0 | 0 | 0 | 0 | 0 | 0 | 0 | 0 | 0 | 0 | 0 | 0 | 0 | 0 | 0 | 0 | 0 | 0 | 0 | 0 | 0 | 0 | 0 | 0 | 0 | 0 | 0 | 0 | 0 | 0 | 0 | 0
F4_Industrial_Stone, Clay, Glass_Existing_Space Heating_Natural Gas_Furnace_E2 | F4 | Industrial | Stone, Clay, Glass | Existing | Space Heating | Natural Gas | Furnace | E2 | RVT BC Ratio | 0 | 0 | 0 | 0 | 0 | 0 | 0 | 0 | 0 | 0 | 0 | 0 | 0 | 0 | 0 | 0 | 0 | 0 | 0 | 0 | 0 | 0 | 0 | 0 | 0 | 0 | 0 | 0 | 0 | 0 | 0 | 0 | 0
F4_Industrial_Stone, Clay, Glass_Existing_Space Heating_Natural Gas_Furnace_E3 | F4 | Industrial | Stone, Clay, Glass | Existing | Space Heating | Natural Gas | Furnace | E3 | RVT BC Ratio | 0 | 0 | 0 | 0 | 0 | 0 | 0 | 0 | 0 | 0 | 0 | 0 | 0 | 0 | 0 | 0 | 0 | 0 | 0 | 0 | 0 | 0 | 0 | 0 | 0 | 0 | 0 | 0 | 0 | 0 | 0 | 0 | 0
F4_Industrial_Stone, Clay, Glass_Existing_Space Heating_Natural Gas_Furnace_E4 | F4 | Industrial | Stone, Clay, Glass | Existing | Space Heating | Natural Gas | Furnace | E4 | RVT BC Ratio | 0 | 0 | 0 | 0 | 0 | 0 | 0 | 0 | 0 | 0 | 0 | 0 | 0 | 0 | 0 | 0 | 0 | 0 | 0 | 0 | 0 | 0 | 0 | 0 | 0 | 0 | 0 | 0 | 0 | 0 | 0 | 0 | 0
F4_Industrial_Stone, Clay, Glass_Existing_Space Heating_Natural Gas_Furnace_E5 | F4 | Industrial | Stone, Clay, Glass | Existing | Space Heating | Natural Gas | Furnace | E5 | RVT BC Ratio | 0 | 0 | 0 | 0 | 0 | 0 | 0 | 0 | 0 | 0 | 0 | 0 | 0 | 0 | 0 | 0 | 0 | 0 | 0 | 0 | 0 | 0 | 0 | 0 | 0 | 0 | 0 | 0 | 0 | 0 | 0 | 0 | 0
F4_Industrial_Stone, Clay, Glass_Existing_Space Heating_Natural Gas_Furnace_E6 | F4 | Industrial | Stone, Clay, Glass | Existing | Space Heating | Natural Gas | Furnace | E6 | RVT BC Ratio | 0 | 0 | 0 | 0 | 0 | 0 | 0 | 0 | 0 | 0 | 0 | 0 | 0 | 0 | 0 | 0 | 0 | 0 | 0 | 0 | 0 | 0 | 0 | 0 | 0 | 0 | 0 | 0 | 0 | 0 | 0 | 0 | 0
F4_Industrial_Stone, Clay, Glass_Existing_Space Heating_Natural Gas_Furnace_E7 | F4 | Industrial | Stone, Clay, Glass | Existing | Space Heating | Natural Gas | Furnace | E7 | RVT BC Ratio | 0 | 0 | 0 | 0 | 0 | 0 | 0 | 0 | 0 | 0 | 0 | 0 | 0 | 0 | 0 | 0 | 0 | 0 | 0 | 0 | 0 | 0 | 0 | 0 | 0 | 0 | 0 | 0 | 0 | 0 | 0 | 0 | 0
F4_Industrial_Stone, Clay, Glass_Existing_Space Heating_Natural Gas_Furnace_E8 | F4 | Industrial | Stone, Clay, Glass | Existing | Space Heating | Natural Gas | Furnace | E8 | RVT BC Ratio | 0 | 0 | 0 | 0 | 0 | 0 | 0 | 0 | 0 | 0 | 0 | 0 | 0 | 0 | 0 | 0 | 0 | 0 | 0 | 0 | 0 | 0 | 0 | 0 | 0 | 0 | 0 | 0 | 0 | 0 | 0 | 0 | 0
F4_Industrial_Stone, Clay, Glass_Existing_Space Heating_Natural Gas_Furnace_E9 | F4 | Industrial | Stone, Clay, Glass | Existing | Space Heating | Natural Gas | Furnace | E9 | RVT BC Ratio | 0 | 0 | 0 | 0 | 0 | 0 | 0 | 0 | 0 | 0 | 0 | 0 | 0 | 0 | 0 | 0 | 0 | 0 | 0 | 0 | 0 | 0 | 0 | 0 | 0 | 0 | 0 | 0 | 0 | 0 | 0 | 0 | 0
F4_Industrial_Stone, Clay, Glass_Existing_Space Heating_Natural Gas_Furnace_E10 | F4 | Industrial | Stone, Clay, Glass | Existing | Space Heating | Natural Gas | Furnace | E10 | RVT BC Ratio | 0 | 0 | 0 | 0 | 0 | 0 | 0 | 0 | 0 | 0 | 0 | 0 | 0 | 0 | 0 | 0 | 0 | 0 | 0 | 0 | 0 | 0 | 0 | 0 | 0 | 0 | 0 | 0 | 0 | 0 | 0 | 0 | 0
F5_Industrial_Stone, Clay, Glass_Existing_Space Heating_Natural Gas_Furnace_E1 | F5 | Industrial | Stone, Clay, Glass | Existing | Space Heating | Natural Gas | Furnace | E1 | RIM BC Ratio | 0 | 0 | 0 | 0 | 0 | 0 | 0 | 0 | 0 | 0 | 0 | 0 | 0 | 0 | 0 | 0 | 0 | 0 | 0 | 0 | 0 | 0 | 0 | 0 | 0 | 0 | 0 | 0 | 0 | 0 | 0 | 0 | 0
F5_Industrial_Stone, Clay, Glass_Existing_Space Heating_Natural Gas_Furnace_E2 | F5 | Industrial | Stone, Clay, Glass | Existing | Space Heating | Natural Gas | Furnace | E2 | RIM BC Ratio | 0 | 0 | 0 | 0 | 0 | 0 | 0 | 0 | 0 | 0 | 0 | 0 | 0 | 0 | 0 | 0 | 0 | 0 | 0 | 0 | 0 | 0 | 0 | 0 | 0 | 0 | 0 | 0 | 0 | 0 | 0 | 0 | 0
F5_Industrial_Stone, Clay, Glass_Existing_Space Heating_Natural Gas_Furnace_E3 | F5 | Industrial | Stone, Clay, Glass | Existing | Space Heating | Natural Gas | Furnace | E3 | RIM BC Ratio | 0 | 0 | 0 | 0 | 0 | 0 | 0 | 0 | 0 | 0 | 0 | 0 | 0 | 0 | 0 | 0 | 0 | 0 | 0 | 0 | 0 | 0 | 0 | 0 | 0 | 0 | 0 | 0 | 0 | 0 | 0 | 0 | 0
F5_Industrial_Stone, Clay, Glass_Existing_Space Heating_Natural Gas_Furnace_E4 | F5 | Industrial | Stone, Clay, Glass | Existing | Space Heating | Natural Gas | Furnace | E4 | RIM BC Ratio | 0 | 0 | 0 | 0 | 0 | 0 | 0 | 0 | 0 | 0 | 0 | 0 | 0 | 0 | 0 | 0 | 0 | 0 | 0 | 0 | 0 | 0 | 0 | 0 | 0 | 0 | 0 | 0 | 0 | 0 | 0 | 0 | 0
F5_Industrial_Stone, Clay, Glass_Existing_Space Heating_Natural Gas_Furnace_E5 | F5 | Industrial | Stone, Clay, Glass | Existing | Space Heating | Natural Gas | Furnace | E5 | RIM BC Ratio | 0 | 0 | 0 | 0 | 0 | 0 | 0 | 0 | 0 | 0 | 0 | 0 | 0 | 0 | 0 | 0 | 0 | 0 | 0 | 0 | 0 | 0 | 0 | 0 | 0 | 0 | 0 | 0 | 0 | 0 | 0 | 0 | 0
F5_Industrial_Stone, Clay, Glass_Existing_Space Heating_Natural Gas_Furnace_E6 | F5 | Industrial | Stone, Clay, Glass | Existing | Space Heating | Natural Gas | Furnace | E6 | RIM BC Ratio | 0 | 0 | 0 | 0 | 0 | 0 | 0 | 0 | 0 | 0 | 0 | 0 | 0 | 0 | 0 | 0 | 0 | 0 | 0 | 0 | 0 | 0 | 0 | 0 | 0 | 0 | 0 | 0 | 0 | 0 | 0 | 0 | 0
F5_Industrial_Stone, Clay, Glass_Existing_Space Heating_Natural Gas_Furnace_E7 | F5 | Industrial | Stone, Clay, Glass | Existing | Space Heating | Natural Gas | Furnace | E7 | RIM BC Ratio | 0 | 0 | 0 | 0 | 0 | 0 | 0 | 0 | 0 | 0 | 0 | 0 | 0 | 0 | 0 | 0 | 0 | 0 | 0 | 0 | 0 | 0 | 0 | 0 | 0 | 0 | 0 | 0 | 0 | 0 | 0 | 0 | 0
F5_Industrial_Stone, Clay, Glass_Existing_Space Heating_Natural Gas_Furnace_E8 | F5 | Industrial | Stone, Clay, Glass | Existing | Space Heating | Natural Gas | Furnace | E8 | RIM BC Ratio | 0 | 0 | 0 | 0 | 0 | 0 | 0 | 0 | 0 | 0 | 0 | 0 | 0 | 0 | 0 | 0 | 0 | 0 | 0 | 0 | 0 | 0 | 0 | 0 | 0 | 0 | 0 | 0 | 0 | 0 | 0 | 0 | 0
F5_Industrial_Stone, Clay, Glass_Existing_Space Heating_Natural Gas_Furnace_E9 | F5 | Industrial | Stone, Clay, Glass | Existing | Space Heating | Natural Gas | Furnace | E9 | RIM BC Ratio | 0 | 0 | 0 | 0 | 0 | 0 | 0 | 0 | 0 | 0 | 0 | 0 | 0 | 0 | 0 | 0 | 0 | 0 | 0 | 0 | 0 | 0 | 0 | 0 | 0 | 0 | 0 | 0 | 0 | 0 | 0 | 0 | 0
F5_Industrial_Stone, Clay, Glass_Existing_Space Heating_Natural Gas_Furnace_E10 | F5 | Industrial | Stone, Clay, Glass | Existing | Space Heating | Natural Gas | Furnace | E10 | RIM BC Ratio | 0 | 0 | 0 | 0 | 0 | 0 | 0 | 0 | 0 | 0 | 0 | 0 | 0 | 0 | 0 | 0 | 0 | 0 | 0 | 0 | 0 | 0 | 0 | 0 | 0 | 0 | 0 | 0 | 0 | 0 | 0 | 0 | 0
F0_Industrial_Stone, Clay, Glass_Existing_Space Heating_Natural Gas_Boiler_E0 | F0 | Industrial | Stone, Clay, Glass | Existing | Space Heating | Natural Gas | Boiler | E0 | Economic Unit | 0 | 0 | 0 | 0 | 0 | 0 | 0 | 0 | 0 | 0 | 0 | 0 | 0 | 0 | 0 | 0 | 0 | 0 | 0 | 0 | 0 | 0 | 0 | 0 | 0 | 0 | 0 | 0 | 0 | 0 | 0 | 0 | 0
F1_Industrial_Stone, Clay, Glass_Existing_Space Heating_Natural Gas_Boiler_E1 | F1 | Industrial | Stone, Clay, Glass | Existing | Space Heating | Natural Gas | Boiler | E1 | CCE | 0 | 0 | 0 | 0 | 0 | 0 | 0 | 0 | 0 | 0 | 0 | 0 | 0 | 0 | 0 | 0 | 0 | 0 | 0 | 0 | 0 | 0 | 0 | 0 | 0 | 0 | 0 | 0 | 0 | 0 | 0 | 0 | 0
F1_Industrial_Stone, Clay, Glass_Existing_Space Heating_Natural Gas_Boiler_E2 | F1 | Industrial | Stone, Clay, Glass | Existing | Space Heating | Natural Gas | Boiler | E2 | CCE | 0 | 0 | 0 | 0 | 0 | 0 | 0 | 0 | 0 | 0 | 0 | 0 | 0 | 0 | 0 | 0 | 0 | 0 | 0 | 0 | 0 | 0 | 0 | 0 | 0 | 0 | 0 | 0 | 0 | 0 | 0 | 0 | 0
F1_Industrial_Stone, Clay, Glass_Existing_Space Heating_Natural Gas_Boiler_E3 | F1 | Industrial | Stone, Clay, Glass | Existing | Space Heating | Natural Gas | Boiler | E3 | CCE | 0 | 0 | 0 | 0 | 0 | 0 | 0 | 0 | 0 | 0 | 0 | 0 | 0 | 0 | 0 | 0 | 0 | 0 | 0 | 0 | 0 | 0 | 0 | 0 | 0 | 0 | 0 | 0 | 0 | 0 | 0 | 0 | 0
F1_Industrial_Stone, Clay, Glass_Existing_Space Heating_Natural Gas_Boiler_E4 | F1 | Industrial | Stone, Clay, Glass | Existing | Space Heating | Natural Gas | Boiler | E4 | CCE | 0 | 0 | 0 | 0 | 0 | 0 | 0 | 0 | 0 | 0 | 0 | 0 | 0 | 0 | 0 | 0 | 0 | 0 | 0 | 0 | 0 | 0 | 0 | 0 | 0 | 0 | 0 | 0 | 0 | 0 | 0 | 0 | 0
F1_Industrial_Stone, Clay, Glass_Existing_Space Heating_Natural Gas_Boiler_E5 | F1 | Industrial | Stone, Clay, Glass | Existing | Space Heating | Natural Gas | Boiler | E5 | CCE | 0 | 0 | 0 | 0 | 0 | 0 | 0 | 0 | 0 | 0 | 0 | 0 | 0 | 0 | 0 | 0 | 0 | 0 | 0 | 0 | 0 | 0 | 0 | 0 | 0 | 0 | 0 | 0 | 0 | 0 | 0 | 0 | 0
F1_Industrial_Stone, Clay, Glass_Existing_Space Heating_Natural Gas_Boiler_E6 | F1 | Industrial | Stone, Clay, Glass | Existing | Space Heating | Natural Gas | Boiler | E6 | CCE | 0 | 0 | 0 | 0 | 0 | 0 | 0 | 0 | 0 | 0 | 0 | 0 | 0 | 0 | 0 | 0 | 0 | 0 | 0 | 0 | 0 | 0 | 0 | 0 | 0 | 0 | 0 | 0 | 0 | 0 | 0 | 0 | 0
F1_Industrial_Stone, Clay, Glass_Existing_Space Heating_Natural Gas_Boiler_E7 | F1 | Industrial | Stone, Clay, Glass | Existing | Space Heating | Natural Gas | Boiler | E7 | CCE | 0 | 0 | 0 | 0 | 0 | 0 | 0 | 0 | 0 | 0 | 0 | 0 | 0 | 0 | 0 | 0 | 0 | 0 | 0 | 0 | 0 | 0 | 0 | 0 | 0 | 0 | 0 | 0 | 0 | 0 | 0 | 0 | 0
F1_Industrial_Stone, Clay, Glass_Existing_Space Heating_Natural Gas_Boiler_E8 | F1 | Industrial | Stone, Clay, Glass | Existing | Space Heating | Natural Gas | Boiler | E8 | CCE | 0 | 0 | 0 | 0 | 0 | 0 | 0 | 0 | 0 | 0 | 0 | 0 | 0 | 0 | 0 | 0 | 0 | 0 | 0 | 0 | 0 | 0 | 0 | 0 | 0 | 0 | 0 | 0 | 0 | 0 | 0 | 0 | 0
F1_Industrial_Stone, Clay, Glass_Existing_Space Heating_Natural Gas_Boiler_E9 | F1 | Industrial | Stone, Clay, Glass | Existing | Space Heating | Natural Gas | Boiler | E9 | CCE | 0 | 0 | 0 | 0 | 0 | 0 | 0 | 0 | 0 | 0 | 0 | 0 | 0 | 0 | 0 | 0 | 0 | 0 | 0 | 0 | 0 | 0 | 0 | 0 | 0 | 0 | 0 | 0 | 0 | 0 | 0 | 0 | 0
F1_Industrial_Stone, Clay, Glass_Existing_Space Heating_Natural Gas_Boiler_E10 | F1 | Industrial | Stone, Clay, Glass | Existing | Space Heating | Natural Gas | Boiler | E10 | CCE | 0 | 0 | 0 | 0 | 0 | 0 | 0 | 0 | 0 | 0 | 0 | 0 | 0 | 0 | 0 | 0 | 0 | 0 | 0 | 0 | 0 | 0 | 0 | 0 | 0 | 0 | 0 | 0 | 0 | 0 | 0 | 0 | 0
F2_Industrial_Stone, Clay, Glass_Existing_Space Heating_Natural Gas_Boiler_E1 | F2 | Industrial | Stone, Clay, Glass | Existing | Space Heating | Natural Gas | Boiler | E1 | TRC BC Ratio | 0 | 0 | 0 | 0 | 0 | 0 | 0 | 0 | 0 | 0 | 0 | 0 | 0 | 0 | 0 | 0 | 0 | 0 | 0 | 0 | 0 | 0 | 0 | 0 | 0 | 0 | 0 | 0 | 0 | 0 | 0 | 0 | 0
F2_Industrial_Stone, Clay, Glass_Existing_Space Heating_Natural Gas_Boiler_E2 | F2 | Industrial | Stone, Clay, Glass | Existing | Space Heating | Natural Gas | Boiler | E2 | TRC BC Ratio | 0 | 0 | 0 | 0 | 0 | 0 | 0 | 0 | 0 | 0 | 0 | 0 | 0 | 0 | 0 | 0 | 0 | 0 | 0 | 0 | 0 | 0 | 0 | 0 | 0 | 0 | 0 | 0 | 0 | 0 | 0 | 0 | 0
F2_Industrial_Stone, Clay, Glass_Existing_Space Heating_Natural Gas_Boiler_E3 | F2 | Industrial | Stone, Clay, Glass | Existing | Space Heating | Natural Gas | Boiler | E3 | TRC BC Ratio | 0 | 0 | 0 | 0 | 0 | 0 | 0 | 0 | 0 | 0 | 0 | 0 | 0 | 0 | 0 | 0 | 0 | 0 | 0 | 0 | 0 | 0 | 0 | 0 | 0 | 0 | 0 | 0 | 0 | 0 | 0 | 0 | 0
F2_Industrial_Stone, Clay, Glass_Existing_Space Heating_Natural Gas_Boiler_E4 | F2 | Industrial | Stone, Clay, Glass | Existing | Space Heating | Natural Gas | Boiler | E4 | TRC BC Ratio | 0 | 0 | 0 | 0 | 0 | 0 | 0 | 0 | 0 | 0 | 0 | 0 | 0 | 0 | 0 | 0 | 0 | 0 | 0 | 0 | 0 | 0 | 0 | 0 | 0 | 0 | 0 | 0 | 0 | 0 | 0 | 0 | 0
F2_Industrial_Stone, Clay, Glass_Existing_Space Heating_Natural Gas_Boiler_E5 | F2 | Industrial | Stone, Clay, Glass | Existing | Space Heating | Natural Gas | Boiler | E5 | TRC BC Ratio | 0 | 0 | 0 | 0 | 0 | 0 | 0 | 0 | 0 | 0 | 0 | 0 | 0 | 0 | 0 | 0 | 0 | 0 | 0 | 0 | 0 | 0 | 0 | 0 | 0 | 0 | 0 | 0 | 0 | 0 | 0 | 0 | 0
F2_Industrial_Stone, Clay, Glass_Existing_Space Heating_Natural Gas_Boiler_E6 | F2 | Industrial | Stone, Clay, Glass | Existing | Space Heating | Natural Gas | Boiler | E6 | TRC BC Ratio | 0 | 0 | 0 | 0 | 0 | 0 | 0 | 0 | 0 | 0 | 0 | 0 | 0 | 0 | 0 | 0 | 0 | 0 | 0 | 0 | 0 | 0 | 0 | 0 | 0 | 0 | 0 | 0 | 0 | 0 | 0 | 0 | 0
F2_Industrial_Stone, Clay, Glass_Existing_Space Heating_Natural Gas_Boiler_E7 | F2 | Industrial | Stone, Clay, Glass | Existing | Space Heating | Natural Gas | Boiler | E7 | TRC BC Ratio | 0 | 0 | 0 | 0 | 0 | 0 | 0 | 0 | 0 | 0 | 0 | 0 | 0 | 0 | 0 | 0 | 0 | 0 | 0 | 0 | 0 | 0 | 0 | 0 | 0 | 0 | 0 | 0 | 0 | 0 | 0 | 0 | 0
F2_Industrial_Stone, Clay, Glass_Existing_Space Heating_Natural Gas_Boiler_E8 | F2 | Industrial | Stone, Clay, Glass | Existing | Space Heating | Natural Gas | Boiler | E8 | TRC BC Ratio | 0 | 0 | 0 | 0 | 0 | 0 | 0 | 0 | 0 | 0 | 0 | 0 | 0 | 0 | 0 | 0 | 0 | 0 | 0 | 0 | 0 | 0 | 0 | 0 | 0 | 0 | 0 | 0 | 0 | 0 | 0 | 0 | 0
F2_Industrial_Stone, Clay, Glass_Existing_Space Heating_Natural Gas_Boiler_E9 | F2 | Industrial | Stone, Clay, Glass | Existing | Space Heating | Natural Gas | Boiler | E9 | TRC BC Ratio | 0 | 0 | 0 | 0 | 0 | 0 | 0 | 0 | 0 | 0 | 0 | 0 | 0 | 0 | 0 | 0 | 0 | 0 | 0 | 0 | 0 | 0 | 0 | 0 | 0 | 0 | 0 | 0 | 0 | 0 | 0 | 0 | 0
F2_Industrial_Stone, Clay, Glass_Existing_Space Heating_Natural Gas_Boiler_E10 | F2 | Industrial | Stone, Clay, Glass | Existing | Space Heating | Natural Gas | Boiler | E10 | TRC BC Ratio | 0 | 0 | 0 | 0 | 0 | 0 | 0 | 0 | 0 | 0 | 0 | 0 | 0 | 0 | 0 | 0 | 0 | 0 | 0 | 0 | 0 | 0 | 0 | 0 | 0 | 0 | 0 | 0 | 0 | 0 | 0 | 0 | 0
F3_Industrial_Stone, Clay, Glass_Existing_Space Heating_Natural Gas_Boiler_E1 | F3 | Industrial | Stone, Clay, Glass | Existing | Space Heating | Natural Gas | Boiler | E1 | PACT BC Ratio | 0 | 0 | 0 | 0 | 0 | 0 | 0 | 0 | 0 | 0 | 0 | 0 | 0 | 0 | 0 | 0 | 0 | 0 | 0 | 0 | 0 | 0 | 0 | 0 | 0 | 0 | 0 | 0 | 0 | 0 | 0 | 0 | 0
F3_Industrial_Stone, Clay, Glass_Existing_Space Heating_Natural Gas_Boiler_E2 | F3 | Industrial | Stone, Clay, Glass | Existing | Space Heating | Natural Gas | Boiler | E2 | PACT BC Ratio | 0 | 0 | 0 | 0 | 0 | 0 | 0 | 0 | 0 | 0 | 0 | 0 | 0 | 0 | 0 | 0 | 0 | 0 | 0 | 0 | 0 | 0 | 0 | 0 | 0 | 0 | 0 | 0 | 0 | 0 | 0 | 0 | 0
F3_Industrial_Stone, Clay, Glass_Existing_Space Heating_Natural Gas_Boiler_E3 | F3 | Industrial | Stone, Clay, Glass | Existing | Space Heating | Natural Gas | Boiler | E3 | PACT BC Ratio | 0 | 0 | 0 | 0 | 0 | 0 | 0 | 0 | 0 | 0 | 0 | 0 | 0 | 0 | 0 | 0 | 0 | 0 | 0 | 0 | 0 | 0 | 0 | 0 | 0 | 0 | 0 | 0 | 0 | 0 | 0 | 0 | 0
F3_Industrial_Stone, Clay, Glass_Existing_Space Heating_Natural Gas_Boiler_E4 | F3 | Industrial | Stone, Clay, Glass | Existing | Space Heating | Natural Gas | Boiler | E4 | PACT BC Ratio | 0 | 0 | 0 | 0 | 0 | 0 | 0 | 0 | 0 | 0 | 0 | 0 | 0 | 0 | 0 | 0 | 0 | 0 | 0 | 0 | 0 | 0 | 0 | 0 | 0 | 0 | 0 | 0 | 0 | 0 | 0 | 0 | 0
F3_Industrial_Stone, Clay, Glass_Existing_Space Heating_Natural Gas_Boiler_E5 | F3 | Industrial | Stone, Clay, Glass | Existing | Space Heating | Natural Gas | Boiler | E5 | PACT BC Ratio | 0 | 0 | 0 | 0 | 0 | 0 | 0 | 0 | 0 | 0 | 0 | 0 | 0 | 0 | 0 | 0 | 0 | 0 | 0 | 0 | 0 | 0 | 0 | 0 | 0 | 0 | 0 | 0 | 0 | 0 | 0 | 0 | 0
F3_Industrial_Stone, Clay, Glass_Existing_Space Heating_Natural Gas_Boiler_E6 | F3 | Industrial | Stone, Clay, Glass | Existing | Space Heating | Natural Gas | Boiler | E6 | PACT BC Ratio | 0 | 0 | 0 | 0 | 0 | 0 | 0 | 0 | 0 | 0 | 0 | 0 | 0 | 0 | 0 | 0 | 0 | 0 | 0 | 0 | 0 | 0 | 0 | 0 | 0 | 0 | 0 | 0 | 0 | 0 | 0 | 0 | 0
F3_Industrial_Stone, Clay, Glass_Existing_Space Heating_Natural Gas_Boiler_E7 | F3 | Industrial | Stone, Clay, Glass | Existing | Space Heating | Natural Gas | Boiler | E7 | PACT BC Ratio | 0 | 0 | 0 | 0 | 0 | 0 | 0 | 0 | 0 | 0 | 0 | 0 | 0 | 0 | 0 | 0 | 0 | 0 | 0 | 0 | 0 | 0 | 0 | 0 | 0 | 0 | 0 | 0 | 0 | 0 | 0 | 0 | 0
F3_Industrial_Stone, Clay, Glass_Existing_Space Heating_Natural Gas_Boiler_E8 | F3 | Industrial | Stone, Clay, Glass | Existing | Space Heating | Natural Gas | Boiler | E8 | PACT BC Ratio | 0 | 0 | 0 | 0 | 0 | 0 | 0 | 0 | 0 | 0 | 0 | 0 | 0 | 0 | 0 | 0 | 0 | 0 | 0 | 0 | 0 | 0 | 0 | 0 | 0 | 0 | 0 | 0 | 0 | 0 | 0 | 0 | 0
F3_Industrial_Stone, Clay, Glass_Existing_Space Heating_Natural Gas_Boiler_E9 | F3 | Industrial | Stone, Clay, Glass | Existing | Space Heating | Natural Gas | Boiler | E9 | PACT BC Ratio | 0 | 0 | 0 | 0 | 0 | 0 | 0 | 0 | 0 | 0 | 0 | 0 | 0 | 0 | 0 | 0 | 0 | 0 | 0 | 0 | 0 | 0 | 0 | 0 | 0 | 0 | 0 | 0 | 0 | 0 | 0 | 0 | 0
F3_Industrial_Stone, Clay, Glass_Existing_Space Heating_Natural Gas_Boiler_E10 | F3 | Industrial | Stone, Clay, Glass | Existing | Space Heating | Natural Gas | Boiler | E10 | PACT BC Ratio | 0 | 0 | 0 | 0 | 0 | 0 | 0 | 0 | 0 | 0 | 0 | 0 | 0 | 0 | 0 | 0 | 0 | 0 | 0 | 0 | 0 | 0 | 0 | 0 | 0 | 0 | 0 | 0 | 0 | 0 | 0 | 0 | 0
F4_Industrial_Stone, Clay, Glass_Existing_Space Heating_Natural Gas_Boiler_E1 | F4 | Industrial | Stone, Clay, Glass | Existing | Space Heating | Natural Gas | Boiler | E1 | RVT BC Ratio | 0 | 0 | 0 | 0 | 0 | 0 | 0 | 0 | 0 | 0 | 0 | 0 | 0 | 0 | 0 | 0 | 0 | 0 | 0 | 0 | 0 | 0 | 0 | 0 | 0 | 0 | 0 | 0 | 0 | 0 | 0 | 0 | 0
F4_Industrial_Stone, Clay, Glass_Existing_Space Heating_Natural Gas_Boiler_E2 | F4 | Industrial | Stone, Clay, Glass | Existing | Space Heating | Natural Gas | Boiler | E2 | RVT BC Ratio | 0 | 0 | 0 | 0 | 0 | 0 | 0 | 0 | 0 | 0 | 0 | 0 | 0 | 0 | 0 | 0 | 0 | 0 | 0 | 0 | 0 | 0 | 0 | 0 | 0 | 0 | 0 | 0 | 0 | 0 | 0 | 0 | 0
F4_Industrial_Stone, Clay, Glass_Existing_Space Heating_Natural Gas_Boiler_E3 | F4 | Industrial | Stone, Clay, Glass | Existing | Space Heating | Natural Gas | Boiler | E3 | RVT BC Ratio | 0 | 0 | 0 | 0 | 0 | 0 | 0 | 0 | 0 | 0 | 0 | 0 | 0 | 0 | 0 | 0 | 0 | 0 | 0 | 0 | 0 | 0 | 0 | 0 | 0 | 0 | 0 | 0 | 0 | 0 | 0 | 0 | 0
F4_Industrial_Stone, Clay, Glass_Existing_Space Heating_Natural Gas_Boiler_E4 | F4 | Industrial | Stone, Clay, Glass | Existing | Space Heating | Natural Gas | Boiler | E4 | RVT BC Ratio | 0 | 0 | 0 | 0 | 0 | 0 | 0 | 0 | 0 | 0 | 0 | 0 | 0 | 0 | 0 | 0 | 0 | 0 | 0 | 0 | 0 | 0 | 0 | 0 | 0 | 0 | 0 | 0 | 0 | 0 | 0 | 0 | 0
F4_Industrial_Stone, Clay, Glass_Existing_Space Heating_Natural Gas_Boiler_E5 | F4 | Industrial | Stone, Clay, Glass | Existing | Space Heating | Natural Gas | Boiler | E5 | RVT BC Ratio | 0 | 0 | 0 | 0 | 0 | 0 | 0 | 0 | 0 | 0 | 0 | 0 | 0 | 0 | 0 | 0 | 0 | 0 | 0 | 0 | 0 | 0 | 0 | 0 | 0 | 0 | 0 | 0 | 0 | 0 | 0 | 0 | 0
F4_Industrial_Stone, Clay, Glass_Existing_Space Heating_Natural Gas_Boiler_E6 | F4 | Industrial | Stone, Clay, Glass | Existing | Space Heating | Natural Gas | Boiler | E6 | RVT BC Ratio | 0 | 0 | 0 | 0 | 0 | 0 | 0 | 0 | 0 | 0 | 0 | 0 | 0 | 0 | 0 | 0 | 0 | 0 | 0 | 0 | 0 | 0 | 0 | 0 | 0 | 0 | 0 | 0 | 0 | 0 | 0 | 0 | 0
F4_Industrial_Stone, Clay, Glass_Existing_Space Heating_Natural Gas_Boiler_E7 | F4 | Industrial | Stone, Clay, Glass | Existing | Space Heating | Natural Gas | Boiler | E7 | RVT BC Ratio | 0 | 0 | 0 | 0 | 0 | 0 | 0 | 0 | 0 | 0 | 0 | 0 | 0 | 0 | 0 | 0 | 0 | 0 | 0 | 0 | 0 | 0 | 0 | 0 | 0 | 0 | 0 | 0 | 0 | 0 | 0 | 0 | 0
F4_Industrial_Stone, Clay, Glass_Existing_Space Heating_Natural Gas_Boiler_E8 | F4 | Industrial | Stone, Clay, Glass | Existing | Space Heating | Natural Gas | Boiler | E8 | RVT BC Ratio | 0 | 0 | 0 | 0 | 0 | 0 | 0 | 0 | 0 | 0 | 0 | 0 | 0 | 0 | 0 | 0 | 0 | 0 | 0 | 0 | 0 | 0 | 0 | 0 | 0 | 0 | 0 | 0 | 0 | 0 | 0 | 0 | 0
F4_Industrial_Stone, Clay, Glass_Existing_Space Heating_Natural Gas_Boiler_E9 | F4 | Industrial | Stone, Clay, Glass | Existing | Space Heating | Natural Gas | Boiler | E9 | RVT BC Ratio | 0 | 0 | 0 | 0 | 0 | 0 | 0 | 0 | 0 | 0 | 0 | 0 | 0 | 0 | 0 | 0 | 0 | 0 | 0 | 0 | 0 | 0 | 0 | 0 | 0 | 0 | 0 | 0 | 0 | 0 | 0 | 0 | 0
F4_Industrial_Stone, Clay, Glass_Existing_Space Heating_Natural Gas_Boiler_E10 | F4 | Industrial | Stone, Clay, Glass | Existing | Space Heating | Natural Gas | Boiler | E10 | RVT BC Ratio | 0 | 0 | 0 | 0 | 0 | 0 | 0 | 0 | 0 | 0 | 0 | 0 | 0 | 0 | 0 | 0 | 0 | 0 | 0 | 0 | 0 | 0 | 0 | 0 | 0 | 0 | 0 | 0 | 0 | 0 | 0 | 0 | 0
F5_Industrial_Stone, Clay, Glass_Existing_Space Heating_Natural Gas_Boiler_E1 | F5 | Industrial | Stone, Clay, Glass | Existing | Space Heating | Natural Gas | Boiler | E1 | RIM BC Ratio | 0 | 0 | 0 | 0 | 0 | 0 | 0 | 0 | 0 | 0 | 0 | 0 | 0 | 0 | 0 | 0 | 0 | 0 | 0 | 0 | 0 | 0 | 0 | 0 | 0 | 0 | 0 | 0 | 0 | 0 | 0 | 0 | 0
F5_Industrial_Stone, Clay, Glass_Existing_Space Heating_Natural Gas_Boiler_E2 | F5 | Industrial | Stone, Clay, Glass | Existing | Space Heating | Natural Gas | Boiler | E2 | RIM BC Ratio | 0 | 0 | 0 | 0 | 0 | 0 | 0 | 0 | 0 | 0 | 0 | 0 | 0 | 0 | 0 | 0 | 0 | 0 | 0 | 0 | 0 | 0 | 0 | 0 | 0 | 0 | 0 | 0 | 0 | 0 | 0 | 0 | 0
F5_Industrial_Stone, Clay, Glass_Existing_Space Heating_Natural Gas_Boiler_E3 | F5 | Industrial | Stone, Clay, Glass | Existing | Space Heating | Natural Gas | Boiler | E3 | RIM BC Ratio | 0 | 0 | 0 | 0 | 0 | 0 | 0 | 0 | 0 | 0 | 0 | 0 | 0 | 0 | 0 | 0 | 0 | 0 | 0 | 0 | 0 | 0 | 0 | 0 | 0 | 0 | 0 | 0 | 0 | 0 | 0 | 0 | 0
F5_Industrial_Stone, Clay, Glass_Existing_Space Heating_Natural Gas_Boiler_E4 | F5 | Industrial | Stone, Clay, Glass | Existing | Space Heating | Natural Gas | Boiler | E4 | RIM BC Ratio | 0 | 0 | 0 | 0 | 0 | 0 | 0 | 0 | 0 | 0 | 0 | 0 | 0 | 0 | 0 | 0 | 0 | 0 | 0 | 0 | 0 | 0 | 0 | 0 | 0 | 0 | 0 | 0 | 0 | 0 | 0 | 0 | 0
F5_Industrial_Stone, Clay, Glass_Existing_Space Heating_Natural Gas_Boiler_E5 | F5 | Industrial | Stone, Clay, Glass | Existing | Space Heating | Natural Gas | Boiler | E5 | RIM BC Ratio | 0 | 0 | 0 | 0 | 0 | 0 | 0 | 0 | 0 | 0 | 0 | 0 | 0 | 0 | 0 | 0 | 0 | 0 | 0 | 0 | 0 | 0 | 0 | 0 | 0 | 0 | 0 | 0 | 0 | 0 | 0 | 0 | 0
F5_Industrial_Stone, Clay, Glass_Existing_Space Heating_Natural Gas_Boiler_E6 | F5 | Industrial | Stone, Clay, Glass | Existing | Space Heating | Natural Gas | Boiler | E6 | RIM BC Ratio | 0 | 0 | 0 | 0 | 0 | 0 | 0 | 0 | 0 | 0 | 0 | 0 | 0 | 0 | 0 | 0 | 0 | 0 | 0 | 0 | 0 | 0 | 0 | 0 | 0 | 0 | 0 | 0 | 0 | 0 | 0 | 0 | 0
F5_Industrial_Stone, Clay, Glass_Existing_Space Heating_Natural Gas_Boiler_E7 | F5 | Industrial | Stone, Clay, Glass | Existing | Space Heating | Natural Gas | Boiler | E7 | RIM BC Ratio | 0 | 0 | 0 | 0 | 0 | 0 | 0 | 0 | 0 | 0 | 0 | 0 | 0 | 0 | 0 | 0 | 0 | 0 | 0 | 0 | 0 | 0 | 0 | 0 | 0 | 0 | 0 | 0 | 0 | 0 | 0 | 0 | 0
F5_Industrial_Stone, Clay, Glass_Existing_Space Heating_Natural Gas_Boiler_E8 | F5 | Industrial | Stone, Clay, Glass | Existing | Space Heating | Natural Gas | Boiler | E8 | RIM BC Ratio | 0 | 0 | 0 | 0 | 0 | 0 | 0 | 0 | 0 | 0 | 0 | 0 | 0 | 0 | 0 | 0 | 0 | 0 | 0 | 0 | 0 | 0 | 0 | 0 | 0 | 0 | 0 | 0 | 0 | 0 | 0 | 0 | 0
F5_Industrial_Stone, Clay, Glass_Existing_Space Heating_Natural Gas_Boiler_E9 | F5 | Industrial | Stone, Clay, Glass | Existing | Space Heating | Natural Gas | Boiler | E9 | RIM BC Ratio | 0 | 0 | 0 | 0 | 0 | 0 | 0 | 0 | 0 | 0 | 0 | 0 | 0 | 0 | 0 | 0 | 0 | 0 | 0 | 0 | 0 | 0 | 0 | 0 | 0 | 0 | 0 | 0 | 0 | 0 | 0 | 0 | 0
F5_Industrial_Stone, Clay, Glass_Existing_Space Heating_Natural Gas_Boiler_E10 | F5 | Industrial | Stone, Clay, Glass | Existing | Space Heating | Natural Gas | Boiler | E10 | RIM BC Ratio | 0 | 0 | 0 | 0 | 0 | 0 | 0 | 0 | 0 | 0 | 0 | 0 | 0 | 0 | 0 | 0 | 0 | 0 | 0 | 0 | 0 | 0 | 0 | 0 | 0 | 0 | 0 | 0 | 0 | 0 | 0 | 0 | 0
F0_Industrial_Stone, Clay, Glass_Existing_Space Heating_Natural Gas_Unit Heater_E0 | F0 | Industrial | Stone, Clay, Glass | Existing | Space Heating | Natural Gas | Unit Heater | E0 | Economic Unit | 0 | 0 | 0 | 0 | 0 | 0 | 0 | 0 | 0 | 0 | 0 | 0 | 0 | 0 | 0 | 0 | 0 | 0 | 0 | 0 | 0 | 0 | 0 | 0 | 0 | 0 | 0 | 0 | 0 | 0 | 0 | 0 | 0
F1_Industrial_Stone, Clay, Glass_Existing_Space Heating_Natural Gas_Unit Heater_E1 | F1 | Industrial | Stone, Clay, Glass | Existing | Space Heating | Natural Gas | Unit Heater | E1 | CCE | 0 | 0 | 0 | 0 | 0 | 0 | 0 | 0 | 0 | 0 | 0 | 0 | 0 | 0 | 0 | 0 | 0 | 0 | 0 | 0 | 0 | 0 | 0 | 0 | 0 | 0 | 0 | 0 | 0 | 0 | 0 | 0 | 0
F1_Industrial_Stone, Clay, Glass_Existing_Space Heating_Natural Gas_Unit Heater_E2 | F1 | Industrial | Stone, Clay, Glass | Existing | Space Heating | Natural Gas | Unit Heater | E2 | CCE | 0 | 0 | 0 | 0 | 0 | 0 | 0 | 0 | 0 | 0 | 0 | 0 | 0 | 0 | 0 | 0 | 0 | 0 | 0 | 0 | 0 | 0 | 0 | 0 | 0 | 0 | 0 | 0 | 0 | 0 | 0 | 0 | 0
F1_Industrial_Stone, Clay, Glass_Existing_Space Heating_Natural Gas_Unit Heater_E3 | F1 | Industrial | Stone, Clay, Glass | Existing | Space Heating | Natural Gas | Unit Heater | E3 | CCE | 0 | 0 | 0 | 0 | 0 | 0 | 0 | 0 | 0 | 0 | 0 | 0 | 0 | 0 | 0 | 0 | 0 | 0 | 0 | 0 | 0 | 0 | 0 | 0 | 0 | 0 | 0 | 0 | 0 | 0 | 0 | 0 | 0
F1_Industrial_Stone, Clay, Glass_Existing_Space Heating_Natural Gas_Unit Heater_E4 | F1 | Industrial | Stone, Clay, Glass | Existing | Space Heating | Natural Gas | Unit Heater | E4 | CCE | 0 | 0 | 0 | 0 | 0 | 0 | 0 | 0 | 0 | 0 | 0 | 0 | 0 | 0 | 0 | 0 | 0 | 0 | 0 | 0 | 0 | 0 | 0 | 0 | 0 | 0 | 0 | 0 | 0 | 0 | 0 | 0 | 0
F1_Industrial_Stone, Clay, Glass_Existing_Space Heating_Natural Gas_Unit Heater_E5 | F1 | Industrial | Stone, Clay, Glass | Existing | Space Heating | Natural Gas | Unit Heater | E5 | CCE | 0 | 0 | 0 | 0 | 0 | 0 | 0 | 0 | 0 | 0 | 0 | 0 | 0 | 0 | 0 | 0 | 0 | 0 | 0 | 0 | 0 | 0 | 0 | 0 | 0 | 0 | 0 | 0 | 0 | 0 | 0 | 0 | 0
F1_Industrial_Stone, Clay, Glass_Existing_Space Heating_Natural Gas_Unit Heater_E6 | F1 | Industrial | Stone, Clay, Glass | Existing | Space Heating | Natural Gas | Unit Heater | E6 | CCE | 0 | 0 | 0 | 0 | 0 | 0 | 0 | 0 | 0 | 0 | 0 | 0 | 0 | 0 | 0 | 0 | 0 | 0 | 0 | 0 | 0 | 0 | 0 | 0 | 0 | 0 | 0 | 0 | 0 | 0 | 0 | 0 | 0
F1_Industrial_Stone, Clay, Glass_Existing_Space Heating_Natural Gas_Unit Heater_E7 | F1 | Industrial | Stone, Clay, Glass | Existing | Space Heating | Natural Gas | Unit Heater | E7 | CCE | 0 | 0 | 0 | 0 | 0 | 0 | 0 | 0 | 0 | 0 | 0 | 0 | 0 | 0 | 0 | 0 | 0 | 0 | 0 | 0 | 0 | 0 | 0 | 0 | 0 | 0 | 0 | 0 | 0 | 0 | 0 | 0 | 0
F1_Industrial_Stone, Clay, Glass_Existing_Space Heating_Natural Gas_Unit Heater_E8 | F1 | Industrial | Stone, Clay, Glass | Existing | Space Heating | Natural Gas | Unit Heater | E8 | CCE | 0 | 0 | 0 | 0 | 0 | 0 | 0 | 0 | 0 | 0 | 0 | 0 | 0 | 0 | 0 | 0 | 0 | 0 | 0 | 0 | 0 | 0 | 0 | 0 | 0 | 0 | 0 | 0 | 0 | 0 | 0 | 0 | 0
F1_Industrial_Stone, Clay, Glass_Existing_Space Heating_Natural Gas_Unit Heater_E9 | F1 | Industrial | Stone, Clay, Glass | Existing | Space Heating | Natural Gas | Unit Heater | E9 | CCE | 0 | 0 | 0 | 0 | 0 | 0 | 0 | 0 | 0 | 0 | 0 | 0 | 0 | 0 | 0 | 0 | 0 | 0 | 0 | 0 | 0 | 0 | 0 | 0 | 0 | 0 | 0 | 0 | 0 | 0 | 0 | 0 | 0
F1_Industrial_Stone, Clay, Glass_Existing_Space Heating_Natural Gas_Unit Heater_E10 | F1 | Industrial | Stone, Clay, Glass | Existing | Space Heating | Natural Gas | Unit Heater | E10 | CCE | 0 | 0 | 0 | 0 | 0 | 0 | 0 | 0 | 0 | 0 | 0 | 0 | 0 | 0 | 0 | 0 | 0 | 0 | 0 | 0 | 0 | 0 | 0 | 0 | 0 | 0 | 0 | 0 | 0 | 0 | 0 | 0 | 0
F2_Industrial_Stone, Clay, Glass_Existing_Space Heating_Natural Gas_Unit Heater_E1 | F2 | Industrial | Stone, Clay, Glass | Existing | Space Heating | Natural Gas | Unit Heater | E1 | TRC BC Ratio | 0 | 0 | 0 | 0 | 0 | 0 | 0 | 0 | 0 | 0 | 0 | 0 | 0 | 0 | 0 | 0 | 0 | 0 | 0 | 0 | 0 | 0 | 0 | 0 | 0 | 0 | 0 | 0 | 0 | 0 | 0 | 0 | 0
F2_Industrial_Stone, Clay, Glass_Existing_Space Heating_Natural Gas_Unit Heater_E2 | F2 | Industrial | Stone, Clay, Glass | Existing | Space Heating | Natural Gas | Unit Heater | E2 | TRC BC Ratio | 0 | 0 | 0 | 0 | 0 | 0 | 0 | 0 | 0 | 0 | 0 | 0 | 0 | 0 | 0 | 0 | 0 | 0 | 0 | 0 | 0 | 0 | 0 | 0 | 0 | 0 | 0 | 0 | 0 | 0 | 0 | 0 | 0
F2_Industrial_Stone, Clay, Glass_Existing_Space Heating_Natural Gas_Unit Heater_E3 | F2 | Industrial | Stone, Clay, Glass | Existing | Space Heating | Natural Gas | Unit Heater | E3 | TRC BC Ratio | 0 | 0 | 0 | 0 | 0 | 0 | 0 | 0 | 0 | 0 | 0 | 0 | 0 | 0 | 0 | 0 | 0 | 0 | 0 | 0 | 0 | 0 | 0 | 0 | 0 | 0 | 0 | 0 | 0 | 0 | 0 | 0 | 0
F2_Industrial_Stone, Clay, Glass_Existing_Space Heating_Natural Gas_Unit Heater_E4 | F2 | Industrial | Stone, Clay, Glass | Existing | Space Heating | Natural Gas | Unit Heater | E4 | TRC BC Ratio | 0 | 0 | 0 | 0 | 0 | 0 | 0 | 0 | 0 | 0 | 0 | 0 | 0 | 0 | 0 | 0 | 0 | 0 | 0 | 0 | 0 | 0 | 0 | 0 | 0 | 0 | 0 | 0 | 0 | 0 | 0 | 0 | 0
F2_Industrial_Stone, Clay, Glass_Existing_Space Heating_Natural Gas_Unit Heater_E5 | F2 | Industrial | Stone, Clay, Glass | Existing | Space Heating | Natural Gas | Unit Heater | E5 | TRC BC Ratio | 0 | 0 | 0 | 0 | 0 | 0 | 0 | 0 | 0 | 0 | 0 | 0 | 0 | 0 | 0 | 0 | 0 | 0 | 0 | 0 | 0 | 0 | 0 | 0 | 0 | 0 | 0 | 0 | 0 | 0 | 0 | 0 | 0
F2_Industrial_Stone, Clay, Glass_Existing_Space Heating_Natural Gas_Unit Heater_E6 | F2 | Industrial | Stone, Clay, Glass | Existing | Space Heating | Natural Gas | Unit Heater | E6 | TRC BC Ratio | 0 | 0 | 0 | 0 | 0 | 0 | 0 | 0 | 0 | 0 | 0 | 0 | 0 | 0 | 0 | 0 | 0 | 0 | 0 | 0 | 0 | 0 | 0 | 0 | 0 | 0 | 0 | 0 | 0 | 0 | 0 | 0 | 0
F2_Industrial_Stone, Clay, Glass_Existing_Space Heating_Natural Gas_Unit Heater_E7 | F2 | Industrial | Stone, Clay, Glass | Existing | Space Heating | Natural Gas | Unit Heater | E7 | TRC BC Ratio | 0 | 0 | 0 | 0 | 0 | 0 | 0 | 0 | 0 | 0 | 0 | 0 | 0 | 0 | 0 | 0 | 0 | 0 | 0 | 0 | 0 | 0 | 0 | 0 | 0 | 0 | 0 | 0 | 0 | 0 | 0 | 0 | 0
F2_Industrial_Stone, Clay, Glass_Existing_Space Heating_Natural Gas_Unit Heater_E8 | F2 | Industrial | Stone, Clay, Glass | Existing | Space Heating | Natural Gas | Unit Heater | E8 | TRC BC Ratio | 0 | 0 | 0 | 0 | 0 | 0 | 0 | 0 | 0 | 0 | 0 | 0 | 0 | 0 | 0 | 0 | 0 | 0 | 0 | 0 | 0 | 0 | 0 | 0 | 0 | 0 | 0 | 0 | 0 | 0 | 0 | 0 | 0
F2_Industrial_Stone, Clay, Glass_Existing_Space Heating_Natural Gas_Unit Heater_E9 | F2 | Industrial | Stone, Clay, Glass | Existing | Space Heating | Natural Gas | Unit Heater | E9 | TRC BC Ratio | 0 | 0 | 0 | 0 | 0 | 0 | 0 | 0 | 0 | 0 | 0 | 0 | 0 | 0 | 0 | 0 | 0 | 0 | 0 | 0 | 0 | 0 | 0 | 0 | 0 | 0 | 0 | 0 | 0 | 0 | 0 | 0 | 0
F2_Industrial_Stone, Clay, Glass_Existing_Space Heating_Natural Gas_Unit Heater_E10 | F2 | Industrial | Stone, Clay, Glass | Existing | Space Heating | Natural Gas | Unit Heater | E10 | TRC BC Ratio | 0 | 0 | 0 | 0 | 0 | 0 | 0 | 0 | 0 | 0 | 0 | 0 | 0 | 0 | 0 | 0 | 0 | 0 | 0 | 0 | 0 | 0 | 0 | 0 | 0 | 0 | 0 | 0 | 0 | 0 | 0 | 0 | 0
F3_Industrial_Stone, Clay, Glass_Existing_Space Heating_Natural Gas_Unit Heater_E1 | F3 | Industrial | Stone, Clay, Glass | Existing | Space Heating | Natural Gas | Unit Heater | E1 | PACT BC Ratio | 0 | 0 | 0 | 0 | 0 | 0 | 0 | 0 | 0 | 0 | 0 | 0 | 0 | 0 | 0 | 0 | 0 | 0 | 0 | 0 | 0 | 0 | 0 | 0 | 0 | 0 | 0 | 0 | 0 | 0 | 0 | 0 | 0
F3_Industrial_Stone, Clay, Glass_Existing_Space Heating_Natural Gas_Unit Heater_E2 | F3 | Industrial | Stone, Clay, Glass | Existing | Space Heating | Natural Gas | Unit Heater | E2 | PACT BC Ratio | 0 | 0 | 0 | 0 | 0 | 0 | 0 | 0 | 0 | 0 | 0 | 0 | 0 | 0 | 0 | 0 | 0 | 0 | 0 | 0 | 0 | 0 | 0 | 0 | 0 | 0 | 0 | 0 | 0 | 0 | 0 | 0 | 0
F3_Industrial_Stone, Clay, Glass_Existing_Space Heating_Natural Gas_Unit Heater_E3 | F3 | Industrial | Stone, Clay, Glass | Existing | Space Heating | Natural Gas | Unit Heater | E3 | PACT BC Ratio | 0 | 0 | 0 | 0 | 0 | 0 | 0 | 0 | 0 | 0 | 0 | 0 | 0 | 0 | 0 | 0 | 0 | 0 | 0 | 0 | 0 | 0 | 0 | 0 | 0 | 0 | 0 | 0 | 0 | 0 | 0 | 0 | 0
F3_Industrial_Stone, Clay, Glass_Existing_Space Heating_Natural Gas_Unit Heater_E4 | F3 | Industrial | Stone, Clay, Glass | Existing | Space Heating | Natural Gas | Unit Heater | E4 | PACT BC Ratio | 0 | 0 | 0 | 0 | 0 | 0 | 0 | 0 | 0 | 0 | 0 | 0 | 0 | 0 | 0 | 0 | 0 | 0 | 0 | 0 | 0 | 0 | 0 | 0 | 0 | 0 | 0 | 0 | 0 | 0 | 0 | 0 | 0
F3_Industrial_Stone, Clay, Glass_Existing_Space Heating_Natural Gas_Unit Heater_E5 | F3 | Industrial | Stone, Clay, Glass | Existing | Space Heating | Natural Gas | Unit Heater | E5 | PACT BC Ratio | 0 | 0 | 0 | 0 | 0 | 0 | 0 | 0 | 0 | 0 | 0 | 0 | 0 | 0 | 0 | 0 | 0 | 0 | 0 | 0 | 0 | 0 | 0 | 0 | 0 | 0 | 0 | 0 | 0 | 0 | 0 | 0 | 0
F3_Industrial_Stone, Clay, Glass_Existing_Space Heating_Natural Gas_Unit Heater_E6 | F3 | Industrial | Stone, Clay, Glass | Existing | Space Heating | Natural Gas | Unit Heater | E6 | PACT BC Ratio | 0 | 0 | 0 | 0 | 0 | 0 | 0 | 0 | 0 | 0 | 0 | 0 | 0 | 0 | 0 | 0 | 0 | 0 | 0 | 0 | 0 | 0 | 0 | 0 | 0 | 0 | 0 | 0 | 0 | 0 | 0 | 0 | 0
F3_Industrial_Stone, Clay, Glass_Existing_Space Heating_Natural Gas_Unit Heater_E7 | F3 | Industrial | Stone, Clay, Glass | Existing | Space Heating | Natural Gas | Unit Heater | E7 | PACT BC Ratio | 0 | 0 | 0 | 0 | 0 | 0 | 0 | 0 | 0 | 0 | 0 | 0 | 0 | 0 | 0 | 0 | 0 | 0 | 0 | 0 | 0 | 0 | 0 | 0 | 0 | 0 | 0 | 0 | 0 | 0 | 0 | 0 | 0
F3_Industrial_Stone, Clay, Glass_Existing_Space Heating_Natural Gas_Unit Heater_E8 | F3 | Industrial | Stone, Clay, Glass | Existing | Space Heating | Natural Gas | Unit Heater | E8 | PACT BC Ratio | 0 | 0 | 0 | 0 | 0 | 0 | 0 | 0 | 0 | 0 | 0 | 0 | 0 | 0 | 0 | 0 | 0 | 0 | 0 | 0 | 0 | 0 | 0 | 0 | 0 | 0 | 0 | 0 | 0 | 0 | 0 | 0 | 0
F3_Industrial_Stone, Clay, Glass_Existing_Space Heating_Natural Gas_Unit Heater_E9 | F3 | Industrial | Stone, Clay, Glass | Existing | Space Heating | Natural Gas | Unit Heater | E9 | PACT BC Ratio | 0 | 0 | 0 | 0 | 0 | 0 | 0 | 0 | 0 | 0 | 0 | 0 | 0 | 0 | 0 | 0 | 0 | 0 | 0 | 0 | 0 | 0 | 0 | 0 | 0 | 0 | 0 | 0 | 0 | 0 | 0 | 0 | 0
F3_Industrial_Stone, Clay, Glass_Existing_Space Heating_Natural Gas_Unit Heater_E10 | F3 | Industrial | Stone, Clay, Glass | Existing | Space Heating | Natural Gas | Unit Heater | E10 | PACT BC Ratio | 0 | 0 | 0 | 0 | 0 | 0 | 0 | 0 | 0 | 0 | 0 | 0 | 0 | 0 | 0 | 0 | 0 | 0 | 0 | 0 | 0 | 0 | 0 | 0 | 0 | 0 | 0 | 0 | 0 | 0 | 0 | 0 | 0
F4_Industrial_Stone, Clay, Glass_Existing_Space Heating_Natural Gas_Unit Heater_E1 | F4 | Industrial | Stone, Clay, Glass | Existing | Space Heating | Natural Gas | Unit Heater | E1 | RVT BC Ratio | 0 | 0 | 0 | 0 | 0 | 0 | 0 | 0 | 0 | 0 | 0 | 0 | 0 | 0 | 0 | 0 | 0 | 0 | 0 | 0 | 0 | 0 | 0 | 0 | 0 | 0 | 0 | 0 | 0 | 0 | 0 | 0 | 0
F4_Industrial_Stone, Clay, Glass_Existing_Space Heating_Natural Gas_Unit Heater_E2 | F4 | Industrial | Stone, Clay, Glass | Existing | Space Heating | Natural Gas | Unit Heater | E2 | RVT BC Ratio | 0 | 0 | 0 | 0 | 0 | 0 | 0 | 0 | 0 | 0 | 0 | 0 | 0 | 0 | 0 | 0 | 0 | 0 | 0 | 0 | 0 | 0 | 0 | 0 | 0 | 0 | 0 | 0 | 0 | 0 | 0 | 0 | 0
F4_Industrial_Stone, Clay, Glass_Existing_Space Heating_Natural Gas_Unit Heater_E3 | F4 | Industrial | Stone, Clay, Glass | Existing | Space Heating | Natural Gas | Unit Heater | E3 | RVT BC Ratio | 0 | 0 | 0 | 0 | 0 | 0 | 0 | 0 | 0 | 0 | 0 | 0 | 0 | 0 | 0 | 0 | 0 | 0 | 0 | 0 | 0 | 0 | 0 | 0 | 0 | 0 | 0 | 0 | 0 | 0 | 0 | 0 | 0
F4_Industrial_Stone, Clay, Glass_Existing_Space Heating_Natural Gas_Unit Heater_E4 | F4 | Industrial | Stone, Clay, Glass | Existing | Space Heating | Natural Gas | Unit Heater | E4 | RVT BC Ratio | 0 | 0 | 0 | 0 | 0 | 0 | 0 | 0 | 0 | 0 | 0 | 0 | 0 | 0 | 0 | 0 | 0 | 0 | 0 | 0 | 0 | 0 | 0 | 0 | 0 | 0 | 0 | 0 | 0 | 0 | 0 | 0 | 0
F4_Industrial_Stone, Clay, Glass_Existing_Space Heating_Natural Gas_Unit Heater_E5 | F4 | Industrial | Stone, Clay, Glass | Existing | Space Heating | Natural Gas | Unit Heater | E5 | RVT BC Ratio | 0 | 0 | 0 | 0 | 0 | 0 | 0 | 0 | 0 | 0 | 0 | 0 | 0 | 0 | 0 | 0 | 0 | 0 | 0 | 0 | 0 | 0 | 0 | 0 | 0 | 0 | 0 | 0 | 0 | 0 | 0 | 0 | 0
F4_Industrial_Stone, Clay, Glass_Existing_Space Heating_Natural Gas_Unit Heater_E6 | F4 | Industrial | Stone, Clay, Glass | Existing | Space Heating | Natural Gas | Unit Heater | E6 | RVT BC Ratio | 0 | 0 | 0 | 0 | 0 | 0 | 0 | 0 | 0 | 0 | 0 | 0 | 0 | 0 | 0 | 0 | 0 | 0 | 0 | 0 | 0 | 0 | 0 | 0 | 0 | 0 | 0 | 0 | 0 | 0 | 0 | 0 | 0
F4_Industrial_Stone, Clay, Glass_Existing_Space Heating_Natural Gas_Unit Heater_E7 | F4 | Industrial | Stone, Clay, Glass | Existing | Space Heating | Natural Gas | Unit Heater | E7 | RVT BC Ratio | 0 | 0 | 0 | 0 | 0 | 0 | 0 | 0 | 0 | 0 | 0 | 0 | 0 | 0 | 0 | 0 | 0 | 0 | 0 | 0 | 0 | 0 | 0 | 0 | 0 | 0 | 0 | 0 | 0 | 0 | 0 | 0 | 0
F4_Industrial_Stone, Clay, Glass_Existing_Space Heating_Natural Gas_Unit Heater_E8 | F4 | Industrial | Stone, Clay, Glass | Existing | Space Heating | Natural Gas | Unit Heater | E8 | RVT BC Ratio | 0 | 0 | 0 | 0 | 0 | 0 | 0 | 0 | 0 | 0 | 0 | 0 | 0 | 0 | 0 | 0 | 0 | 0 | 0 | 0 | 0 | 0 | 0 | 0 | 0 | 0 | 0 | 0 | 0 | 0 | 0 | 0 | 0
F4_Industrial_Stone, Clay, Glass_Existing_Space Heating_Natural Gas_Unit Heater_E9 | F4 | Industrial | Stone, Clay, Glass | Existing | Space Heating | Natural Gas | Unit Heater | E9 | RVT BC Ratio | 0 | 0 | 0 | 0 | 0 | 0 | 0 | 0 | 0 | 0 | 0 | 0 | 0 | 0 | 0 | 0 | 0 | 0 | 0 | 0 | 0 | 0 | 0 | 0 | 0 | 0 | 0 | 0 | 0 | 0 | 0 | 0 | 0
F4_Industrial_Stone, Clay, Glass_Existing_Space Heating_Natural Gas_Unit Heater_E10 | F4 | Industrial | Stone, Clay, Glass | Existing | Space Heating | Natural Gas | Unit Heater | E10 | RVT BC Ratio | 0 | 0 | 0 | 0 | 0 | 0 | 0 | 0 | 0 | 0 | 0 | 0 | 0 | 0 | 0 | 0 | 0 | 0 | 0 | 0 | 0 | 0 | 0 | 0 | 0 | 0 | 0 | 0 | 0 | 0 | 0 | 0 | 0
F5_Industrial_Stone, Clay, Glass_Existing_Space Heating_Natural Gas_Unit Heater_E1 | F5 | Industrial | Stone, Clay, Glass | Existing | Space Heating | Natural Gas | Unit Heater | E1 | RIM BC Ratio | 0 | 0 | 0 | 0 | 0 | 0 | 0 | 0 | 0 | 0 | 0 | 0 | 0 | 0 | 0 | 0 | 0 | 0 | 0 | 0 | 0 | 0 | 0 | 0 | 0 | 0 | 0 | 0 | 0 | 0 | 0 | 0 | 0
F5_Industrial_Stone, Clay, Glass_Existing_Space Heating_Natural Gas_Unit Heater_E2 | F5 | Industrial | Stone, Clay, Glass | Existing | Space Heating | Natural Gas | Unit Heater | E2 | RIM BC Ratio | 0 | 0 | 0 | 0 | 0 | 0 | 0 | 0 | 0 | 0 | 0 | 0 | 0 | 0 | 0 | 0 | 0 | 0 | 0 | 0 | 0 | 0 | 0 | 0 | 0 | 0 | 0 | 0 | 0 | 0 | 0 | 0 | 0
F5_Industrial_Stone, Clay, Glass_Existing_Space Heating_Natural Gas_Unit Heater_E3 | F5 | Industrial | Stone, Clay, Glass | Existing | Space Heating | Natural Gas | Unit Heater | E3 | RIM BC Ratio | 0 | 0 | 0 | 0 | 0 | 0 | 0 | 0 | 0 | 0 | 0 | 0 | 0 | 0 | 0 | 0 | 0 | 0 | 0 | 0 | 0 | 0 | 0 | 0 | 0 | 0 | 0 | 0 | 0 | 0 | 0 | 0 | 0
F5_Industrial_Stone, Clay, Glass_Existing_Space Heating_Natural Gas_Unit Heater_E4 | F5 | Industrial | Stone, Clay, Glass | Existing | Space Heating | Natural Gas | Unit Heater | E4 | RIM BC Ratio | 0 | 0 | 0 | 0 | 0 | 0 | 0 | 0 | 0 | 0 | 0 | 0 | 0 | 0 | 0 | 0 | 0 | 0 | 0 | 0 | 0 | 0 | 0 | 0 | 0 | 0 | 0 | 0 | 0 | 0 | 0 | 0 | 0
F5_Industrial_Stone, Clay, Glass_Existing_Space Heating_Natural Gas_Unit Heater_E5 | F5 | Industrial | Stone, Clay, Glass | Existing | Space Heating | Natural Gas | Unit Heater | E5 | RIM BC Ratio | 0 | 0 | 0 | 0 | 0 | 0 | 0 | 0 | 0 | 0 | 0 | 0 | 0 | 0 | 0 | 0 | 0 | 0 | 0 | 0 | 0 | 0 | 0 | 0 | 0 | 0 | 0 | 0 | 0 | 0 | 0 | 0 | 0
F5_Industrial_Stone, Clay, Glass_Existing_Space Heating_Natural Gas_Unit Heater_E6 | F5 | Industrial | Stone, Clay, Glass | Existing | Space Heating | Natural Gas | Unit Heater | E6 | RIM BC Ratio | 0 | 0 | 0 | 0 | 0 | 0 | 0 | 0 | 0 | 0 | 0 | 0 | 0 | 0 | 0 | 0 | 0 | 0 | 0 | 0 | 0 | 0 | 0 | 0 | 0 | 0 | 0 | 0 | 0 | 0 | 0 | 0 | 0
F5_Industrial_Stone, Clay, Glass_Existing_Space Heating_Natural Gas_Unit Heater_E7 | F5 | Industrial | Stone, Clay, Glass | Existing | Space Heating | Natural Gas | Unit Heater | E7 | RIM BC Ratio | 0 | 0 | 0 | 0 | 0 | 0 | 0 | 0 | 0 | 0 | 0 | 0 | 0 | 0 | 0 | 0 | 0 | 0 | 0 | 0 | 0 | 0 | 0 | 0 | 0 | 0 | 0 | 0 | 0 | 0 | 0 | 0 | 0
F5_Industrial_Stone, Clay, Glass_Existing_Space Heating_Natural Gas_Unit Heater_E8 | F5 | Industrial | Stone, Clay, Glass | Existing | Space Heating | Natural Gas | Unit Heater | E8 | RIM BC Ratio | 0 | 0 | 0 | 0 | 0 | 0 | 0 | 0 | 0 | 0 | 0 | 0 | 0 | 0 | 0 | 0 | 0 | 0 | 0 | 0 | 0 | 0 | 0 | 0 | 0 | 0 | 0 | 0 | 0 | 0 | 0 | 0 | 0
F5_Industrial_Stone, Clay, Glass_Existing_Space Heating_Natural Gas_Unit Heater_E9 | F5 | Industrial | Stone, Clay, Glass | Existing | Space Heating | Natural Gas | Unit Heater | E9 | RIM BC Ratio | 0 | 0 | 0 | 0 | 0 | 0 | 0 | 0 | 0 | 0 | 0 | 0 | 0 | 0 | 0 | 0 | 0 | 0 | 0 | 0 | 0 | 0 | 0 | 0 | 0 | 0 | 0 | 0 | 0 | 0 | 0 | 0 | 0
F5_Industrial_Stone, Clay, Glass_Existing_Space Heating_Natural Gas_Unit Heater_E10 | F5 | Industrial | Stone, Clay, Glass | Existing | Space Heating | Natural Gas | Unit Heater | E10 | RIM BC Ratio | 0 | 0 | 0 | 0 | 0 | 0 | 0 | 0 | 0 | 0 | 0 | 0 | 0 | 0 | 0 | 0 | 0 | 0 | 0 | 0 | 0 | 0 | 0 | 0 | 0 | 0 | 0 | 0 | 0 | 0 | 0 | 0 | 0
F0_Industrial_Stone, Clay, Glass_Existing_Process_Natural Gas_Process Heating_E0 | F0 | Industrial | Stone, Clay, Glass | Existing | Process | Natural Gas | Process Heating | E0 | Economic Unit | 0 | 0 | 0 | 0 | 0 | 0 | 0 | 0 | 0 | 0 | 0 | 0 | 0 | 0 | 0 | 0 | 0 | 0 | 0 | 0 | 0 | 0 | 0 | 0 | 0 | 0 | 0 | 0 | 0 | 0 | 0 | 0 | 0
F1_Industrial_Stone, Clay, Glass_Existing_Process_Natural Gas_Process Heating_E1 | F1 | Industrial | Stone, Clay, Glass | Existing | Process | Natural Gas | Process Heating | E1 | CCE | 0 | 0 | 0 | 0 | 0 | 0 | 0 | 0 | 0 | 0 | 0 | 0 | 0 | 0 | 0 | 0 | 0 | 0 | 0 | 0 | 0 | 0 | 0 | 0 | 0 | 0 | 0 | 0 | 0 | 0 | 0 | 0 | 0
F1_Industrial_Stone, Clay, Glass_Existing_Process_Natural Gas_Process Heating_E2 | F1 | Industrial | Stone, Clay, Glass | Existing | Process | Natural Gas | Process Heating | E2 | CCE | 0 | 0 | 0 | 0 | 0 | 0 | 0 | 0 | 0 | 0 | 0 | 0 | 0 | 0 | 0 | 0 | 0 | 0 | 0 | 0 | 0 | 0 | 0 | 0 | 0 | 0 | 0 | 0 | 0 | 0 | 0 | 0 | 0
F1_Industrial_Stone, Clay, Glass_Existing_Process_Natural Gas_Process Heating_E3 | F1 | Industrial | Stone, Clay, Glass | Existing | Process | Natural Gas | Process Heating | E3 | CCE | 0 | 0 | 0 | 0 | 0 | 0 | 0 | 0 | 0 | 0 | 0 | 0 | 0 | 0 | 0 | 0 | 0 | 0 | 0 | 0 | 0 | 0 | 0 | 0 | 0 | 0 | 0 | 0 | 0 | 0 | 0 | 0 | 0
F1_Industrial_Stone, Clay, Glass_Existing_Process_Natural Gas_Process Heating_E4 | F1 | Industrial | Stone, Clay, Glass | Existing | Process | Natural Gas | Process Heating | E4 | CCE | 0 | 0 | 0 | 0 | 0 | 0 | 0 | 0 | 0 | 0 | 0 | 0 | 0 | 0 | 0 | 0 | 0 | 0 | 0 | 0 | 0 | 0 | 0 | 0 | 0 | 0 | 0 | 0 | 0 | 0 | 0 | 0 | 0
F1_Industrial_Stone, Clay, Glass_Existing_Process_Natural Gas_Process Heating_E5 | F1 | Industrial | Stone, Clay, Glass | Existing | Process | Natural Gas | Process Heating | E5 | CCE | 0 | 0 | 0 | 0 | 0 | 0 | 0 | 0 | 0 | 0 | 0 | 0 | 0 | 0 | 0 | 0 | 0 | 0 | 0 | 0 | 0 | 0 | 0 | 0 | 0 | 0 | 0 | 0 | 0 | 0 | 0 | 0 | 0
F1_Industrial_Stone, Clay, Glass_Existing_Process_Natural Gas_Process Heating_E6 | F1 | Industrial | Stone, Clay, Glass | Existing | Process | Natural Gas | Process Heating | E6 | CCE | 0 | 0 | 0 | 0 | 0 | 0 | 0 | 0 | 0 | 0 | 0 | 0 | 0 | 0 | 0 | 0 | 0 | 0 | 0 | 0 | 0 | 0 | 0 | 0 | 0 | 0 | 0 | 0 | 0 | 0 | 0 | 0 | 0
F1_Industrial_Stone, Clay, Glass_Existing_Process_Natural Gas_Process Heating_E7 | F1 | Industrial | Stone, Clay, Glass | Existing | Process | Natural Gas | Process Heating | E7 | CCE | 0 | 0 | 0 | 0 | 0 | 0 | 0 | 0 | 0 | 0 | 0 | 0 | 0 | 0 | 0 | 0 | 0 | 0 | 0 | 0 | 0 | 0 | 0 | 0 | 0 | 0 | 0 | 0 | 0 | 0 | 0 | 0 | 0
F1_Industrial_Stone, Clay, Glass_Existing_Process_Natural Gas_Process Heating_E8 | F1 | Industrial | Stone, Clay, Glass | Existing | Process | Natural Gas | Process Heating | E8 | CCE | 0 | 0 | 0 | 0 | 0 | 0 | 0 | 0 | 0 | 0 | 0 | 0 | 0 | 0 | 0 | 0 | 0 | 0 | 0 | 0 | 0 | 0 | 0 | 0 | 0 | 0 | 0 | 0 | 0 | 0 | 0 | 0 | 0
F1_Industrial_Stone, Clay, Glass_Existing_Process_Natural Gas_Process Heating_E9 | F1 | Industrial | Stone, Clay, Glass | Existing | Process | Natural Gas | Process Heating | E9 | CCE | 0 | 0 | 0 | 0 | 0 | 0 | 0 | 0 | 0 | 0 | 0 | 0 | 0 | 0 | 0 | 0 | 0 | 0 | 0 | 0 | 0 | 0 | 0 | 0 | 0 | 0 | 0 | 0 | 0 | 0 | 0 | 0 | 0
F1_Industrial_Stone, Clay, Glass_Existing_Process_Natural Gas_Process Heating_E10 | F1 | Industrial | Stone, Clay, Glass | Existing | Process | Natural Gas | Process Heating | E10 | CCE | 0 | 0 | 0 | 0 | 0 | 0 | 0 | 0 | 0 | 0 | 0 | 0 | 0 | 0 | 0 | 0 | 0 | 0 | 0 | 0 | 0 | 0 | 0 | 0 | 0 | 0 | 0 | 0 | 0 | 0 | 0 | 0 | 0
F2_Industrial_Stone, Clay, Glass_Existing_Process_Natural Gas_Process Heating_E1 | F2 | Industrial | Stone, Clay, Glass | Existing | Process | Natural Gas | Process Heating | E1 | TRC BC Ratio | 0 | 0 | 0 | 0 | 0 | 0 | 0 | 0 | 0 | 0 | 0 | 0 | 0 | 0 | 0 | 0 | 0 | 0 | 0 | 0 | 0 | 0 | 0 | 0 | 0 | 0 | 0 | 0 | 0 | 0 | 0 | 0 | 0
F2_Industrial_Stone, Clay, Glass_Existing_Process_Natural Gas_Process Heating_E2 | F2 | Industrial | Stone, Clay, Glass | Existing | Process | Natural Gas | Process Heating | E2 | TRC BC Ratio | 0 | 0 | 0 | 0 | 0 | 0 | 0 | 0 | 0 | 0 | 0 | 0 | 0 | 0 | 0 | 0 | 0 | 0 | 0 | 0 | 0 | 0 | 0 | 0 | 0 | 0 | 0 | 0 | 0 | 0 | 0 | 0 | 0
F2_Industrial_Stone, Clay, Glass_Existing_Process_Natural Gas_Process Heating_E3 | F2 | Industrial | Stone, Clay, Glass | Existing | Process | Natural Gas | Process Heating | E3 | TRC BC Ratio | 0 | 0 | 0 | 0 | 0 | 0 | 0 | 0 | 0 | 0 | 0 | 0 | 0 | 0 | 0 | 0 | 0 | 0 | 0 | 0 | 0 | 0 | 0 | 0 | 0 | 0 | 0 | 0 | 0 | 0 | 0 | 0 | 0
F2_Industrial_Stone, Clay, Glass_Existing_Process_Natural Gas_Process Heating_E4 | F2 | Industrial | Stone, Clay, Glass | Existing | Process | Natural Gas | Process Heating | E4 | TRC BC Ratio | 0 | 0 | 0 | 0 | 0 | 0 | 0 | 0 | 0 | 0 | 0 | 0 | 0 | 0 | 0 | 0 | 0 | 0 | 0 | 0 | 0 | 0 | 0 | 0 | 0 | 0 | 0 | 0 | 0 | 0 | 0 | 0 | 0
F2_Industrial_Stone, Clay, Glass_Existing_Process_Natural Gas_Process Heating_E5 | F2 | Industrial | Stone, Clay, Glass | Existing | Process | Natural Gas | Process Heating | E5 | TRC BC Ratio | 0 | 0 | 0 | 0 | 0 | 0 | 0 | 0 | 0 | 0 | 0 | 0 | 0 | 0 | 0 | 0 | 0 | 0 | 0 | 0 | 0 | 0 | 0 | 0 | 0 | 0 | 0 | 0 | 0 | 0 | 0 | 0 | 0
F2_Industrial_Stone, Clay, Glass_Existing_Process_Natural Gas_Process Heating_E6 | F2 | Industrial | Stone, Clay, Glass | Existing | Process | Natural Gas | Process Heating | E6 | TRC BC Ratio | 0 | 0 | 0 | 0 | 0 | 0 | 0 | 0 | 0 | 0 | 0 | 0 | 0 | 0 | 0 | 0 | 0 | 0 | 0 | 0 | 0 | 0 | 0 | 0 | 0 | 0 | 0 | 0 | 0 | 0 | 0 | 0 | 0
F2_Industrial_Stone, Clay, Glass_Existing_Process_Natural Gas_Process Heating_E7 | F2 | Industrial | Stone, Clay, Glass | Existing | Process | Natural Gas | Process Heating | E7 | TRC BC Ratio | 0 | 0 | 0 | 0 | 0 | 0 | 0 | 0 | 0 | 0 | 0 | 0 | 0 | 0 | 0 | 0 | 0 | 0 | 0 | 0 | 0 | 0 | 0 | 0 | 0 | 0 | 0 | 0 | 0 | 0 | 0 | 0 | 0
F2_Industrial_Stone, Clay, Glass_Existing_Process_Natural Gas_Process Heating_E8 | F2 | Industrial | Stone, Clay, Glass | Existing | Process | Natural Gas | Process Heating | E8 | TRC BC Ratio | 0 | 0 | 0 | 0 | 0 | 0 | 0 | 0 | 0 | 0 | 0 | 0 | 0 | 0 | 0 | 0 | 0 | 0 | 0 | 0 | 0 | 0 | 0 | 0 | 0 | 0 | 0 | 0 | 0 | 0 | 0 | 0 | 0
F2_Industrial_Stone, Clay, Glass_Existing_Process_Natural Gas_Process Heating_E9 | F2 | Industrial | Stone, Clay, Glass | Existing | Process | Natural Gas | Process Heating | E9 | TRC BC Ratio | 0 | 0 | 0 | 0 | 0 | 0 | 0 | 0 | 0 | 0 | 0 | 0 | 0 | 0 | 0 | 0 | 0 | 0 | 0 | 0 | 0 | 0 | 0 | 0 | 0 | 0 | 0 | 0 | 0 | 0 | 0 | 0 | 0
F2_Industrial_Stone, Clay, Glass_Existing_Process_Natural Gas_Process Heating_E10 | F2 | Industrial | Stone, Clay, Glass | Existing | Process | Natural Gas | Process Heating | E10 | TRC BC Ratio | 0 | 0 | 0 | 0 | 0 | 0 | 0 | 0 | 0 | 0 | 0 | 0 | 0 | 0 | 0 | 0 | 0 | 0 | 0 | 0 | 0 | 0 | 0 | 0 | 0 | 0 | 0 | 0 | 0 | 0 | 0 | 0 | 0
F3_Industrial_Stone, Clay, Glass_Existing_Process_Natural Gas_Process Heating_E1 | F3 | Industrial | Stone, Clay, Glass | Existing | Process | Natural Gas | Process Heating | E1 | PACT BC Ratio | 0 | 0 | 0 | 0 | 0 | 0 | 0 | 0 | 0 | 0 | 0 | 0 | 0 | 0 | 0 | 0 | 0 | 0 | 0 | 0 | 0 | 0 | 0 | 0 | 0 | 0 | 0 | 0 | 0 | 0 | 0 | 0 | 0
F3_Industrial_Stone, Clay, Glass_Existing_Process_Natural Gas_Process Heating_E2 | F3 | Industrial | Stone, Clay, Glass | Existing | Process | Natural Gas | Process Heating | E2 | PACT BC Ratio | 0 | 0 | 0 | 0 | 0 | 0 | 0 | 0 | 0 | 0 | 0 | 0 | 0 | 0 | 0 | 0 | 0 | 0 | 0 | 0 | 0 | 0 | 0 | 0 | 0 | 0 | 0 | 0 | 0 | 0 | 0 | 0 | 0
F3_Industrial_Stone, Clay, Glass_Existing_Process_Natural Gas_Process Heating_E3 | F3 | Industrial | Stone, Clay, Glass | Existing | Process | Natural Gas | Process Heating | E3 | PACT BC Ratio | 0 | 0 | 0 | 0 | 0 | 0 | 0 | 0 | 0 | 0 | 0 | 0 | 0 | 0 | 0 | 0 | 0 | 0 | 0 | 0 | 0 | 0 | 0 | 0 | 0 | 0 | 0 | 0 | 0 | 0 | 0 | 0 | 0
F3_Industrial_Stone, Clay, Glass_Existing_Process_Natural Gas_Process Heating_E4 | F3 | Industrial | Stone, Clay, Glass | Existing | Process | Natural Gas | Process Heating | E4 | PACT BC Ratio | 0 | 0 | 0 | 0 | 0 | 0 | 0 | 0 | 0 | 0 | 0 | 0 | 0 | 0 | 0 | 0 | 0 | 0 | 0 | 0 | 0 | 0 | 0 | 0 | 0 | 0 | 0 | 0 | 0 | 0 | 0 | 0 | 0
F3_Industrial_Stone, Clay, Glass_Existing_Process_Natural Gas_Process Heating_E5 | F3 | Industrial | Stone, Clay, Glass | Existing | Process | Natural Gas | Process Heating | E5 | PACT BC Ratio | 0 | 0 | 0 | 0 | 0 | 0 | 0 | 0 | 0 | 0 | 0 | 0 | 0 | 0 | 0 | 0 | 0 | 0 | 0 | 0 | 0 | 0 | 0 | 0 | 0 | 0 | 0 | 0 | 0 | 0 | 0 | 0 | 0
F3_Industrial_Stone, Clay, Glass_Existing_Process_Natural Gas_Process Heating_E6 | F3 | Industrial | Stone, Clay, Glass | Existing | Process | Natural Gas | Process Heating | E6 | PACT BC Ratio | 0 | 0 | 0 | 0 | 0 | 0 | 0 | 0 | 0 | 0 | 0 | 0 | 0 | 0 | 0 | 0 | 0 | 0 | 0 | 0 | 0 | 0 | 0 | 0 | 0 | 0 | 0 | 0 | 0 | 0 | 0 | 0 | 0
F3_Industrial_Stone, Clay, Glass_Existing_Process_Natural Gas_Process Heating_E7 | F3 | Industrial | Stone, Clay, Glass | Existing | Process | Natural Gas | Process Heating | E7 | PACT BC Ratio | 0 | 0 | 0 | 0 | 0 | 0 | 0 | 0 | 0 | 0 | 0 | 0 | 0 | 0 | 0 | 0 | 0 | 0 | 0 | 0 | 0 | 0 | 0 | 0 | 0 | 0 | 0 | 0 | 0 | 0 | 0 | 0 | 0
F3_Industrial_Stone, Clay, Glass_Existing_Process_Natural Gas_Process Heating_E8 | F3 | Industrial | Stone, Clay, Glass | Existing | Process | Natural Gas | Process Heating | E8 | PACT BC Ratio | 0 | 0 | 0 | 0 | 0 | 0 | 0 | 0 | 0 | 0 | 0 | 0 | 0 | 0 | 0 | 0 | 0 | 0 | 0 | 0 | 0 | 0 | 0 | 0 | 0 | 0 | 0 | 0 | 0 | 0 | 0 | 0 | 0
F3_Industrial_Stone, Clay, Glass_Existing_Process_Natural Gas_Process Heating_E9 | F3 | Industrial | Stone, Clay, Glass | Existing | Process | Natural Gas | Process Heating | E9 | PACT BC Ratio | 0 | 0 | 0 | 0 | 0 | 0 | 0 | 0 | 0 | 0 | 0 | 0 | 0 | 0 | 0 | 0 | 0 | 0 | 0 | 0 | 0 | 0 | 0 | 0 | 0 | 0 | 0 | 0 | 0 | 0 | 0 | 0 | 0
F3_Industrial_Stone, Clay, Glass_Existing_Process_Natural Gas_Process Heating_E10 | F3 | Industrial | Stone, Clay, Glass | Existing | Process | Natural Gas | Process Heating | E10 | PACT BC Ratio | 0 | 0 | 0 | 0 | 0 | 0 | 0 | 0 | 0 | 0 | 0 | 0 | 0 | 0 | 0 | 0 | 0 | 0 | 0 | 0 | 0 | 0 | 0 | 0 | 0 | 0 | 0 | 0 | 0 | 0 | 0 | 0 | 0
F4_Industrial_Stone, Clay, Glass_Existing_Process_Natural Gas_Process Heating_E1 | F4 | Industrial | Stone, Clay, Glass | Existing | Process | Natural Gas | Process Heating | E1 | RVT BC Ratio | 0 | 0 | 0 | 0 | 0 | 0 | 0 | 0 | 0 | 0 | 0 | 0 | 0 | 0 | 0 | 0 | 0 | 0 | 0 | 0 | 0 | 0 | 0 | 0 | 0 | 0 | 0 | 0 | 0 | 0 | 0 | 0 | 0
F4_Industrial_Stone, Clay, Glass_Existing_Process_Natural Gas_Process Heating_E2 | F4 | Industrial | Stone, Clay, Glass | Existing | Process | Natural Gas | Process Heating | E2 | RVT BC Ratio | 0 | 0 | 0 | 0 | 0 | 0 | 0 | 0 | 0 | 0 | 0 | 0 | 0 | 0 | 0 | 0 | 0 | 0 | 0 | 0 | 0 | 0 | 0 | 0 | 0 | 0 | 0 | 0 | 0 | 0 | 0 | 0 | 0
F4_Industrial_Stone, Clay, Glass_Existing_Process_Natural Gas_Process Heating_E3 | F4 | Industrial | Stone, Clay, Glass | Existing | Process | Natural Gas | Process Heating | E3 | RVT BC Ratio | 0 | 0 | 0 | 0 | 0 | 0 | 0 | 0 | 0 | 0 | 0 | 0 | 0 | 0 | 0 | 0 | 0 | 0 | 0 | 0 | 0 | 0 | 0 | 0 | 0 | 0 | 0 | 0 | 0 | 0 | 0 | 0 | 0
F4_Industrial_Stone, Clay, Glass_Existing_Process_Natural Gas_Process Heating_E4 | F4 | Industrial | Stone, Clay, Glass | Existing | Process | Natural Gas | Process Heating | E4 | RVT BC Ratio | 0 | 0 | 0 | 0 | 0 | 0 | 0 | 0 | 0 | 0 | 0 | 0 | 0 | 0 | 0 | 0 | 0 | 0 | 0 | 0 | 0 | 0 | 0 | 0 | 0 | 0 | 0 | 0 | 0 | 0 | 0 | 0 | 0
F4_Industrial_Stone, Clay, Glass_Existing_Process_Natural Gas_Process Heating_E5 | F4 | Industrial | Stone, Clay, Glass | Existing | Process | Natural Gas | Process Heating | E5 | RVT BC Ratio | 0 | 0 | 0 | 0 | 0 | 0 | 0 | 0 | 0 | 0 | 0 | 0 | 0 | 0 | 0 | 0 | 0 | 0 | 0 | 0 | 0 | 0 | 0 | 0 | 0 | 0 | 0 | 0 | 0 | 0 | 0 | 0 | 0
F4_Industrial_Stone, Clay, Glass_Existing_Process_Natural Gas_Process Heating_E6 | F4 | Industrial | Stone, Clay, Glass | Existing | Process | Natural Gas | Process Heating | E6 | RVT BC Ratio | 0 | 0 | 0 | 0 | 0 | 0 | 0 | 0 | 0 | 0 | 0 | 0 | 0 | 0 | 0 | 0 | 0 | 0 | 0 | 0 | 0 | 0 | 0 | 0 | 0 | 0 | 0 | 0 | 0 | 0 | 0 | 0 | 0
F4_Industrial_Stone, Clay, Glass_Existing_Process_Natural Gas_Process Heating_E7 | F4 | Industrial | Stone, Clay, Glass | Existing | Process | Natural Gas | Process Heating | E7 | RVT BC Ratio | 0 | 0 | 0 | 0 | 0 | 0 | 0 | 0 | 0 | 0 | 0 | 0 | 0 | 0 | 0 | 0 | 0 | 0 | 0 | 0 | 0 | 0 | 0 | 0 | 0 | 0 | 0 | 0 | 0 | 0 | 0 | 0 | 0
F4_Industrial_Stone, Clay, Glass_Existing_Process_Natural Gas_Process Heating_E8 | F4 | Industrial | Stone, Clay, Glass | Existing | Process | Natural Gas | Process Heating | E8 | RVT BC Ratio | 0 | 0 | 0 | 0 | 0 | 0 | 0 | 0 | 0 | 0 | 0 | 0 | 0 | 0 | 0 | 0 | 0 | 0 | 0 | 0 | 0 | 0 | 0 | 0 | 0 | 0 | 0 | 0 | 0 | 0 | 0 | 0 | 0
F4_Industrial_Stone, Clay, Glass_Existing_Process_Natural Gas_Process Heating_E9 | F4 | Industrial | Stone, Clay, Glass | Existing | Process | Natural Gas | Process Heating | E9 | RVT BC Ratio | 0 | 0 | 0 | 0 | 0 | 0 | 0 | 0 | 0 | 0 | 0 | 0 | 0 | 0 | 0 | 0 | 0 | 0 | 0 | 0 | 0 | 0 | 0 | 0 | 0 | 0 | 0 | 0 | 0 | 0 | 0 | 0 | 0
F4_Industrial_Stone, Clay, Glass_Existing_Process_Natural Gas_Process Heating_E10 | F4 | Industrial | Stone, Clay, Glass | Existing | Process | Natural Gas | Process Heating | E10 | RVT BC Ratio | 0 | 0 | 0 | 0 | 0 | 0 | 0 | 0 | 0 | 0 | 0 | 0 | 0 | 0 | 0 | 0 | 0 | 0 | 0 | 0 | 0 | 0 | 0 | 0 | 0 | 0 | 0 | 0 | 0 | 0 | 0 | 0 | 0
F5_Industrial_Stone, Clay, Glass_Existing_Process_Natural Gas_Process Heating_E1 | F5 | Industrial | Stone, Clay, Glass | Existing | Process | Natural Gas | Process Heating | E1 | RIM BC Ratio | 0 | 0 | 0 | 0 | 0 | 0 | 0 | 0 | 0 | 0 | 0 | 0 | 0 | 0 | 0 | 0 | 0 | 0 | 0 | 0 | 0 | 0 | 0 | 0 | 0 | 0 | 0 | 0 | 0 | 0 | 0 | 0 | 0
F5_Industrial_Stone, Clay, Glass_Existing_Process_Natural Gas_Process Heating_E2 | F5 | Industrial | Stone, Clay, Glass | Existing | Process | Natural Gas | Process Heating | E2 | RIM BC Ratio | 0 | 0 | 0 | 0 | 0 | 0 | 0 | 0 | 0 | 0 | 0 | 0 | 0 | 0 | 0 | 0 | 0 | 0 | 0 | 0 | 0 | 0 | 0 | 0 | 0 | 0 | 0 | 0 | 0 | 0 | 0 | 0 | 0
F5_Industrial_Stone, Clay, Glass_Existing_Process_Natural Gas_Process Heating_E3 | F5 | Industrial | Stone, Clay, Glass | Existing | Process | Natural Gas | Process Heating | E3 | RIM BC Ratio | 0 | 0 | 0 | 0 | 0 | 0 | 0 | 0 | 0 | 0 | 0 | 0 | 0 | 0 | 0 | 0 | 0 | 0 | 0 | 0 | 0 | 0 | 0 | 0 | 0 | 0 | 0 | 0 | 0 | 0 | 0 | 0 | 0
F5_Industrial_Stone, Clay, Glass_Existing_Process_Natural Gas_Process Heating_E4 | F5 | Industrial | Stone, Clay, Glass | Existing | Process | Natural Gas | Process Heating | E4 | RIM BC Ratio | 0 | 0 | 0 | 0 | 0 | 0 | 0 | 0 | 0 | 0 | 0 | 0 | 0 | 0 | 0 | 0 | 0 | 0 | 0 | 0 | 0 | 0 | 0 | 0 | 0 | 0 | 0 | 0 | 0 | 0 | 0 | 0 | 0
F5_Industrial_Stone, Clay, Glass_Existing_Process_Natural Gas_Process Heating_E5 | F5 | Industrial | Stone, Clay, Glass | Existing | Process | Natural Gas | Process Heating | E5 | RIM BC Ratio | 0 | 0 | 0 | 0 | 0 | 0 | 0 | 0 | 0 | 0 | 0 | 0 | 0 | 0 | 0 | 0 | 0 | 0 | 0 | 0 | 0 | 0 | 0 | 0 | 0 | 0 | 0 | 0 | 0 | 0 | 0 | 0 | 0
F5_Industrial_Stone, Clay, Glass_Existing_Process_Natural Gas_Process Heating_E6 | F5 | Industrial | Stone, Clay, Glass | Existing | Process | Natural Gas | Process Heating | E6 | RIM BC Ratio | 0 | 0 | 0 | 0 | 0 | 0 | 0 | 0 | 0 | 0 | 0 | 0 | 0 | 0 | 0 | 0 | 0 | 0 | 0 | 0 | 0 | 0 | 0 | 0 | 0 | 0 | 0 | 0 | 0 | 0 | 0 | 0 | 0
F5_Industrial_Stone, Clay, Glass_Existing_Process_Natural Gas_Process Heating_E7 | F5 | Industrial | Stone, Clay, Glass | Existing | Process | Natural Gas | Process Heating | E7 | RIM BC Ratio | 0 | 0 | 0 | 0 | 0 | 0 | 0 | 0 | 0 | 0 | 0 | 0 | 0 | 0 | 0 | 0 | 0 | 0 | 0 | 0 | 0 | 0 | 0 | 0 | 0 | 0 | 0 | 0 | 0 | 0 | 0 | 0 | 0
F5_Industrial_Stone, Clay, Glass_Existing_Process_Natural Gas_Process Heating_E8 | F5 | Industrial | Stone, Clay, Glass | Existing | Process | Natural Gas | Process Heating | E8 | RIM BC Ratio | 0 | 0 | 0 | 0 | 0 | 0 | 0 | 0 | 0 | 0 | 0 | 0 | 0 | 0 | 0 | 0 | 0 | 0 | 0 | 0 | 0 | 0 | 0 | 0 | 0 | 0 | 0 | 0 | 0 | 0 | 0 | 0 | 0
F5_Industrial_Stone, Clay, Glass_Existing_Process_Natural Gas_Process Heating_E9 | F5 | Industrial | Stone, Clay, Glass | Existing | Process | Natural Gas | Process Heating | E9 | RIM BC Ratio | 0 | 0 | 0 | 0 | 0 | 0 | 0 | 0 | 0 | 0 | 0 | 0 | 0 | 0 | 0 | 0 | 0 | 0 | 0 | 0 | 0 | 0 | 0 | 0 | 0 | 0 | 0 | 0 | 0 | 0 | 0 | 0 | 0
F5_Industrial_Stone, Clay, Glass_Existing_Process_Natural Gas_Process Heating_E10 | F5 | Industrial | Stone, Clay, Glass | Existing | Process | Natural Gas | Process Heating | E10 | RIM BC Ratio | 0 | 0 | 0 | 0 | 0 | 0 | 0 | 0 | 0 | 0 | 0 | 0 | 0 | 0 | 0 | 0 | 0 | 0 | 0 | 0 | 0 | 0 | 0 | 0 | 0 | 0 | 0 | 0 | 0 | 0 | 0 | 0 | 0
F0_Industrial_Stone, Clay, Glass_Existing_Process_Natural Gas_Process Boiler_E0 | F0 | Industrial | Stone, Clay, Glass | Existing | Process | Natural Gas | Process Boiler | E0 | Economic Unit | 0 | 0 | 0 | 0 | 0 | 0 | 0 | 0 | 0 | 0 | 0 | 0 | 0 | 0 | 0 | 0 | 0 | 0 | 0 | 0 | 0 | 0 | 0 | 0 | 0 | 0 | 0 | 0 | 0 | 0 | 0 | 0 | 0
F1_Industrial_Stone, Clay, Glass_Existing_Process_Natural Gas_Process Boiler_E1 | F1 | Industrial | Stone, Clay, Glass | Existing | Process | Natural Gas | Process Boiler | E1 | CCE | 0 | 0 | 0 | 0 | 0 | 0 | 0 | 0 | 0 | 0 | 0 | 0 | 0 | 0 | 0 | 0 | 0 | 0 | 0 | 0 | 0 | 0 | 0 | 0 | 0 | 0 | 0 | 0 | 0 | 0 | 0 | 0 | 0
F1_Industrial_Stone, Clay, Glass_Existing_Process_Natural Gas_Process Boiler_E2 | F1 | Industrial | Stone, Clay, Glass | Existing | Process | Natural Gas | Process Boiler | E2 | CCE | 0 | 0 | 0 | 0 | 0 | 0 | 0 | 0 | 0 | 0 | 0 | 0 | 0 | 0 | 0 | 0 | 0 | 0 | 0 | 0 | 0 | 0 | 0 | 0 | 0 | 0 | 0 | 0 | 0 | 0 | 0 | 0 | 0
F1_Industrial_Stone, Clay, Glass_Existing_Process_Natural Gas_Process Boiler_E3 | F1 | Industrial | Stone, Clay, Glass | Existing | Process | Natural Gas | Process Boiler | E3 | CCE | 0 | 0 | 0 | 0 | 0 | 0 | 0 | 0 | 0 | 0 | 0 | 0 | 0 | 0 | 0 | 0 | 0 | 0 | 0 | 0 | 0 | 0 | 0 | 0 | 0 | 0 | 0 | 0 | 0 | 0 | 0 | 0 | 0
F1_Industrial_Stone, Clay, Glass_Existing_Process_Natural Gas_Process Boiler_E4 | F1 | Industrial | Stone, Clay, Glass | Existing | Process | Natural Gas | Process Boiler | E4 | CCE | 0 | 0 | 0 | 0 | 0 | 0 | 0 | 0 | 0 | 0 | 0 | 0 | 0 | 0 | 0 | 0 | 0 | 0 | 0 | 0 | 0 | 0 | 0 | 0 | 0 | 0 | 0 | 0 | 0 | 0 | 0 | 0 | 0
F1_Industrial_Stone, Clay, Glass_Existing_Process_Natural Gas_Process Boiler_E5 | F1 | Industrial | Stone, Clay, Glass | Existing | Process | Natural Gas | Process Boiler | E5 | CCE | 0 | 0 | 0 | 0 | 0 | 0 | 0 | 0 | 0 | 0 | 0 | 0 | 0 | 0 | 0 | 0 | 0 | 0 | 0 | 0 | 0 | 0 | 0 | 0 | 0 | 0 | 0 | 0 | 0 | 0 | 0 | 0 | 0
F1_Industrial_Stone, Clay, Glass_Existing_Process_Natural Gas_Process Boiler_E6 | F1 | Industrial | Stone, Clay, Glass | Existing | Process | Natural Gas | Process Boiler | E6 | CCE | 0 | 0 | 0 | 0 | 0 | 0 | 0 | 0 | 0 | 0 | 0 | 0 | 0 | 0 | 0 | 0 | 0 | 0 | 0 | 0 | 0 | 0 | 0 | 0 | 0 | 0 | 0 | 0 | 0 | 0 | 0 | 0 | 0
F1_Industrial_Stone, Clay, Glass_Existing_Process_Natural Gas_Process Boiler_E7 | F1 | Industrial | Stone, Clay, Glass | Existing | Process | Natural Gas | Process Boiler | E7 | CCE | 0 | 0 | 0 | 0 | 0 | 0 | 0 | 0 | 0 | 0 | 0 | 0 | 0 | 0 | 0 | 0 | 0 | 0 | 0 | 0 | 0 | 0 | 0 | 0 | 0 | 0 | 0 | 0 | 0 | 0 | 0 | 0 | 0
F1_Industrial_Stone, Clay, Glass_Existing_Process_Natural Gas_Process Boiler_E8 | F1 | Industrial | Stone, Clay, Glass | Existing | Process | Natural Gas | Process Boiler | E8 | CCE | 0 | 0 | 0 | 0 | 0 | 0 | 0 | 0 | 0 | 0 | 0 | 0 | 0 | 0 | 0 | 0 | 0 | 0 | 0 | 0 | 0 | 0 | 0 | 0 | 0 | 0 | 0 | 0 | 0 | 0 | 0 | 0 | 0
F1_Industrial_Stone, Clay, Glass_Existing_Process_Natural Gas_Process Boiler_E9 | F1 | Industrial | Stone, Clay, Glass | Existing | Process | Natural Gas | Process Boiler | E9 | CCE | 0 | 0 | 0 | 0 | 0 | 0 | 0 | 0 | 0 | 0 | 0 | 0 | 0 | 0 | 0 | 0 | 0 | 0 | 0 | 0 | 0 | 0 | 0 | 0 | 0 | 0 | 0 | 0 | 0 | 0 | 0 | 0 | 0
F1_Industrial_Stone, Clay, Glass_Existing_Process_Natural Gas_Process Boiler_E10 | F1 | Industrial | Stone, Clay, Glass | Existing | Process | Natural Gas | Process Boiler | E10 | CCE | 0 | 0 | 0 | 0 | 0 | 0 | 0 | 0 | 0 | 0 | 0 | 0 | 0 | 0 | 0 | 0 | 0 | 0 | 0 | 0 | 0 | 0 | 0 | 0 | 0 | 0 | 0 | 0 | 0 | 0 | 0 | 0 | 0
F2_Industrial_Stone, Clay, Glass_Existing_Process_Natural Gas_Process Boiler_E1 | F2 | Industrial | Stone, Clay, Glass | Existing | Process | Natural Gas | Process Boiler | E1 | TRC BC Ratio | 0 | 0 | 0 | 0 | 0 | 0 | 0 | 0 | 0 | 0 | 0 | 0 | 0 | 0 | 0 | 0 | 0 | 0 | 0 | 0 | 0 | 0 | 0 | 0 | 0 | 0 | 0 | 0 | 0 | 0 | 0 | 0 | 0
F2_Industrial_Stone, Clay, Glass_Existing_Process_Natural Gas_Process Boiler_E2 | F2 | Industrial | Stone, Clay, Glass | Existing | Process | Natural Gas | Process Boiler | E2 | TRC BC Ratio | 0 | 0 | 0 | 0 | 0 | 0 | 0 | 0 | 0 | 0 | 0 | 0 | 0 | 0 | 0 | 0 | 0 | 0 | 0 | 0 | 0 | 0 | 0 | 0 | 0 | 0 | 0 | 0 | 0 | 0 | 0 | 0 | 0
F2_Industrial_Stone, Clay, Glass_Existing_Process_Natural Gas_Process Boiler_E3 | F2 | Industrial | Stone, Clay, Glass | Existing | Process | Natural Gas | Process Boiler | E3 | TRC BC Ratio | 0 | 0 | 0 | 0 | 0 | 0 | 0 | 0 | 0 | 0 | 0 | 0 | 0 | 0 | 0 | 0 | 0 | 0 | 0 | 0 | 0 | 0 | 0 | 0 | 0 | 0 | 0 | 0 | 0 | 0 | 0 | 0 | 0
F2_Industrial_Stone, Clay, Glass_Existing_Process_Natural Gas_Process Boiler_E4 | F2 | Industrial | Stone, Clay, Glass | Existing | Process | Natural Gas | Process Boiler | E4 | TRC BC Ratio | 0 | 0 | 0 | 0 | 0 | 0 | 0 | 0 | 0 | 0 | 0 | 0 | 0 | 0 | 0 | 0 | 0 | 0 | 0 | 0 | 0 | 0 | 0 | 0 | 0 | 0 | 0 | 0 | 0 | 0 | 0 | 0 | 0
F2_Industrial_Stone, Clay, Glass_Existing_Process_Natural Gas_Process Boiler_E5 | F2 | Industrial | Stone, Clay, Glass | Existing | Process | Natural Gas | Process Boiler | E5 | TRC BC Ratio | 0 | 0 | 0 | 0 | 0 | 0 | 0 | 0 | 0 | 0 | 0 | 0 | 0 | 0 | 0 | 0 | 0 | 0 | 0 | 0 | 0 | 0 | 0 | 0 | 0 | 0 | 0 | 0 | 0 | 0 | 0 | 0 | 0
F2_Industrial_Stone, Clay, Glass_Existing_Process_Natural Gas_Process Boiler_E6 | F2 | Industrial | Stone, Clay, Glass | Existing | Process | Natural Gas | Process Boiler | E6 | TRC BC Ratio | 0 | 0 | 0 | 0 | 0 | 0 | 0 | 0 | 0 | 0 | 0 | 0 | 0 | 0 | 0 | 0 | 0 | 0 | 0 | 0 | 0 | 0 | 0 | 0 | 0 | 0 | 0 | 0 | 0 | 0 | 0 | 0 | 0
F2_Industrial_Stone, Clay, Glass_Existing_Process_Natural Gas_Process Boiler_E7 | F2 | Industrial | Stone, Clay, Glass | Existing | Process | Natural Gas | Process Boiler | E7 | TRC BC Ratio | 0 | 0 | 0 | 0 | 0 | 0 | 0 | 0 | 0 | 0 | 0 | 0 | 0 | 0 | 0 | 0 | 0 | 0 | 0 | 0 | 0 | 0 | 0 | 0 | 0 | 0 | 0 | 0 | 0 | 0 | 0 | 0 | 0
F2_Industrial_Stone, Clay, Glass_Existing_Process_Natural Gas_Process Boiler_E8 | F2 | Industrial | Stone, Clay, Glass | Existing | Process | Natural Gas | Process Boiler | E8 | TRC BC Ratio | 0 | 0 | 0 | 0 | 0 | 0 | 0 | 0 | 0 | 0 | 0 | 0 | 0 | 0 | 0 | 0 | 0 | 0 | 0 | 0 | 0 | 0 | 0 | 0 | 0 | 0 | 0 | 0 | 0 | 0 | 0 | 0 | 0
F2_Industrial_Stone, Clay, Glass_Existing_Process_Natural Gas_Process Boiler_E9 | F2 | Industrial | Stone, Clay, Glass | Existing | Process | Natural Gas | Process Boiler | E9 | TRC BC Ratio | 0 | 0 | 0 | 0 | 0 | 0 | 0 | 0 | 0 | 0 | 0 | 0 | 0 | 0 | 0 | 0 | 0 | 0 | 0 | 0 | 0 | 0 | 0 | 0 | 0 | 0 | 0 | 0 | 0 | 0 | 0 | 0 | 0
F2_Industrial_Stone, Clay, Glass_Existing_Process_Natural Gas_Process Boiler_E10 | F2 | Industrial | Stone, Clay, Glass | Existing | Process | Natural Gas | Process Boiler | E10 | TRC BC Ratio | 0 | 0 | 0 | 0 | 0 | 0 | 0 | 0 | 0 | 0 | 0 | 0 | 0 | 0 | 0 | 0 | 0 | 0 | 0 | 0 | 0 | 0 | 0 | 0 | 0 | 0 | 0 | 0 | 0 | 0 | 0 | 0 | 0
F3_Industrial_Stone, Clay, Glass_Existing_Process_Natural Gas_Process Boiler_E1 | F3 | Industrial | Stone, Clay, Glass | Existing | Process | Natural Gas | Process Boiler | E1 | PACT BC Ratio | 0 | 0 | 0 | 0 | 0 | 0 | 0 | 0 | 0 | 0 | 0 | 0 | 0 | 0 | 0 | 0 | 0 | 0 | 0 | 0 | 0 | 0 | 0 | 0 | 0 | 0 | 0 | 0 | 0 | 0 | 0 | 0 | 0
F3_Industrial_Stone, Clay, Glass_Existing_Process_Natural Gas_Process Boiler_E2 | F3 | Industrial | Stone, Clay, Glass | Existing | Process | Natural Gas | Process Boiler | E2 | PACT BC Ratio | 0 | 0 | 0 | 0 | 0 | 0 | 0 | 0 | 0 | 0 | 0 | 0 | 0 | 0 | 0 | 0 | 0 | 0 | 0 | 0 | 0 | 0 | 0 | 0 | 0 | 0 | 0 | 0 | 0 | 0 | 0 | 0 | 0
F3_Industrial_Stone, Clay, Glass_Existing_Process_Natural Gas_Process Boiler_E3 | F3 | Industrial | Stone, Clay, Glass | Existing | Process | Natural Gas | Process Boiler | E3 | PACT BC Ratio | 0 | 0 | 0 | 0 | 0 | 0 | 0 | 0 | 0 | 0 | 0 | 0 | 0 | 0 | 0 | 0 | 0 | 0 | 0 | 0 | 0 | 0 | 0 | 0 | 0 | 0 | 0 | 0 | 0 | 0 | 0 | 0 | 0
F3_Industrial_Stone, Clay, Glass_Existing_Process_Natural Gas_Process Boiler_E4 | F3 | Industrial | Stone, Clay, Glass | Existing | Process | Natural Gas | Process Boiler | E4 | PACT BC Ratio | 0 | 0 | 0 | 0 | 0 | 0 | 0 | 0 | 0 | 0 | 0 | 0 | 0 | 0 | 0 | 0 | 0 | 0 | 0 | 0 | 0 | 0 | 0 | 0 | 0 | 0 | 0 | 0 | 0 | 0 | 0 | 0 | 0
F3_Industrial_Stone, Clay, Glass_Existing_Process_Natural Gas_Process Boiler_E5 | F3 | Industrial | Stone, Clay, Glass | Existing | Process | Natural Gas | Process Boiler | E5 | PACT BC Ratio | 0 | 0 | 0 | 0 | 0 | 0 | 0 | 0 | 0 | 0 | 0 | 0 | 0 | 0 | 0 | 0 | 0 | 0 | 0 | 0 | 0 | 0 | 0 | 0 | 0 | 0 | 0 | 0 | 0 | 0 | 0 | 0 | 0
F3_Industrial_Stone, Clay, Glass_Existing_Process_Natural Gas_Process Boiler_E6 | F3 | Industrial | Stone, Clay, Glass | Existing | Process | Natural Gas | Process Boiler | E6 | PACT BC Ratio | 0 | 0 | 0 | 0 | 0 | 0 | 0 | 0 | 0 | 0 | 0 | 0 | 0 | 0 | 0 | 0 | 0 | 0 | 0 | 0 | 0 | 0 | 0 | 0 | 0 | 0 | 0 | 0 | 0 | 0 | 0 | 0 | 0
F3_Industrial_Stone, Clay, Glass_Existing_Process_Natural Gas_Process Boiler_E7 | F3 | Industrial | Stone, Clay, Glass | Existing | Process | Natural Gas | Process Boiler | E7 | PACT BC Ratio | 0 | 0 | 0 | 0 | 0 | 0 | 0 | 0 | 0 | 0 | 0 | 0 | 0 | 0 | 0 | 0 | 0 | 0 | 0 | 0 | 0 | 0 | 0 | 0 | 0 | 0 | 0 | 0 | 0 | 0 | 0 | 0 | 0
F3_Industrial_Stone, Clay, Glass_Existing_Process_Natural Gas_Process Boiler_E8 | F3 | Industrial | Stone, Clay, Glass | Existing | Process | Natural Gas | Process Boiler | E8 | PACT BC Ratio | 0 | 0 | 0 | 0 | 0 | 0 | 0 | 0 | 0 | 0 | 0 | 0 | 0 | 0 | 0 | 0 | 0 | 0 | 0 | 0 | 0 | 0 | 0 | 0 | 0 | 0 | 0 | 0 | 0 | 0 | 0 | 0 | 0
F3_Industrial_Stone, Clay, Glass_Existing_Process_Natural Gas_Process Boiler_E9 | F3 | Industrial | Stone, Clay, Glass | Existing | Process | Natural Gas | Process Boiler | E9 | PACT BC Ratio | 0 | 0 | 0 | 0 | 0 | 0 | 0 | 0 | 0 | 0 | 0 | 0 | 0 | 0 | 0 | 0 | 0 | 0 | 0 | 0 | 0 | 0 | 0 | 0 | 0 | 0 | 0 | 0 | 0 | 0 | 0 | 0 | 0
F3_Industrial_Stone, Clay, Glass_Existing_Process_Natural Gas_Process Boiler_E10 | F3 | Industrial | Stone, Clay, Glass | Existing | Process | Natural Gas | Process Boiler | E10 | PACT BC Ratio | 0 | 0 | 0 | 0 | 0 | 0 | 0 | 0 | 0 | 0 | 0 | 0 | 0 | 0 | 0 | 0 | 0 | 0 | 0 | 0 | 0 | 0 | 0 | 0 | 0 | 0 | 0 | 0 | 0 | 0 | 0 | 0 | 0
F4_Industrial_Stone, Clay, Glass_Existing_Process_Natural Gas_Process Boiler_E1 | F4 | Industrial | Stone, Clay, Glass | Existing | Process | Natural Gas | Process Boiler | E1 | RVT BC Ratio | 0 | 0 | 0 | 0 | 0 | 0 | 0 | 0 | 0 | 0 | 0 | 0 | 0 | 0 | 0 | 0 | 0 | 0 | 0 | 0 | 0 | 0 | 0 | 0 | 0 | 0 | 0 | 0 | 0 | 0 | 0 | 0 | 0
F4_Industrial_Stone, Clay, Glass_Existing_Process_Natural Gas_Process Boiler_E2 | F4 | Industrial | Stone, Clay, Glass | Existing | Process | Natural Gas | Process Boiler | E2 | RVT BC Ratio | 0 | 0 | 0 | 0 | 0 | 0 | 0 | 0 | 0 | 0 | 0 | 0 | 0 | 0 | 0 | 0 | 0 | 0 | 0 | 0 | 0 | 0 | 0 | 0 | 0 | 0 | 0 | 0 | 0 | 0 | 0 | 0 | 0
F4_Industrial_Stone, Clay, Glass_Existing_Process_Natural Gas_Process Boiler_E3 | F4 | Industrial | Stone, Clay, Glass | Existing | Process | Natural Gas | Process Boiler | E3 | RVT BC Ratio | 0 | 0 | 0 | 0 | 0 | 0 | 0 | 0 | 0 | 0 | 0 | 0 | 0 | 0 | 0 | 0 | 0 | 0 | 0 | 0 | 0 | 0 | 0 | 0 | 0 | 0 | 0 | 0 | 0 | 0 | 0 | 0 | 0
F4_Industrial_Stone, Clay, Glass_Existing_Process_Natural Gas_Process Boiler_E4 | F4 | Industrial | Stone, Clay, Glass | Existing | Process | Natural Gas | Process Boiler | E4 | RVT BC Ratio | 0 | 0 | 0 | 0 | 0 | 0 | 0 | 0 | 0 | 0 | 0 | 0 | 0 | 0 | 0 | 0 | 0 | 0 | 0 | 0 | 0 | 0 | 0 | 0 | 0 | 0 | 0 | 0 | 0 | 0 | 0 | 0 | 0
F4_Industrial_Stone, Clay, Glass_Existing_Process_Natural Gas_Process Boiler_E5 | F4 | Industrial | Stone, Clay, Glass | Existing | Process | Natural Gas | Process Boiler | E5 | RVT BC Ratio | 0 | 0 | 0 | 0 | 0 | 0 | 0 | 0 | 0 | 0 | 0 | 0 | 0 | 0 | 0 | 0 | 0 | 0 | 0 | 0 | 0 | 0 | 0 | 0 | 0 | 0 | 0 | 0 | 0 | 0 | 0 | 0 | 0
F4_Industrial_Stone, Clay, Glass_Existing_Process_Natural Gas_Process Boiler_E6 | F4 | Industrial | Stone, Clay, Glass | Existing | Process | Natural Gas | Process Boiler | E6 | RVT BC Ratio | 0 | 0 | 0 | 0 | 0 | 0 | 0 | 0 | 0 | 0 | 0 | 0 | 0 | 0 | 0 | 0 | 0 | 0 | 0 | 0 | 0 | 0 | 0 | 0 | 0 | 0 | 0 | 0 | 0 | 0 | 0 | 0 | 0
F4_Industrial_Stone, Clay, Glass_Existing_Process_Natural Gas_Process Boiler_E7 | F4 | Industrial | Stone, Clay, Glass | Existing | Process | Natural Gas | Process Boiler | E7 | RVT BC Ratio | 0 | 0 | 0 | 0 | 0 | 0 | 0 | 0 | 0 | 0 | 0 | 0 | 0 | 0 | 0 | 0 | 0 | 0 | 0 | 0 | 0 | 0 | 0 | 0 | 0 | 0 | 0 | 0 | 0 | 0 | 0 | 0 | 0
F4_Industrial_Stone, Clay, Glass_Existing_Process_Natural Gas_Process Boiler_E8 | F4 | Industrial | Stone, Clay, Glass | Existing | Process | Natural Gas | Process Boiler | E8 | RVT BC Ratio | 0 | 0 | 0 | 0 | 0 | 0 | 0 | 0 | 0 | 0 | 0 | 0 | 0 | 0 | 0 | 0 | 0 | 0 | 0 | 0 | 0 | 0 | 0 | 0 | 0 | 0 | 0 | 0 | 0 | 0 | 0 | 0 | 0
F4_Industrial_Stone, Clay, Glass_Existing_Process_Natural Gas_Process Boiler_E9 | F4 | Industrial | Stone, Clay, Glass | Existing | Process | Natural Gas | Process Boiler | E9 | RVT BC Ratio | 0 | 0 | 0 | 0 | 0 | 0 | 0 | 0 | 0 | 0 | 0 | 0 | 0 | 0 | 0 | 0 | 0 | 0 | 0 | 0 | 0 | 0 | 0 | 0 | 0 | 0 | 0 | 0 | 0 | 0 | 0 | 0 | 0
F4_Industrial_Stone, Clay, Glass_Existing_Process_Natural Gas_Process Boiler_E10 | F4 | Industrial | Stone, Clay, Glass | Existing | Process | Natural Gas | Process Boiler | E10 | RVT BC Ratio | 0 | 0 | 0 | 0 | 0 | 0 | 0 | 0 | 0 | 0 | 0 | 0 | 0 | 0 | 0 | 0 | 0 | 0 | 0 | 0 | 0 | 0 | 0 | 0 | 0 | 0 | 0 | 0 | 0 | 0 | 0 | 0 | 0
F5_Industrial_Stone, Clay, Glass_Existing_Process_Natural Gas_Process Boiler_E1 | F5 | Industrial | Stone, Clay, Glass | Existing | Process | Natural Gas | Process Boiler | E1 | RIM BC Ratio | 0 | 0 | 0 | 0 | 0 | 0 | 0 | 0 | 0 | 0 | 0 | 0 | 0 | 0 | 0 | 0 | 0 | 0 | 0 | 0 | 0 | 0 | 0 | 0 | 0 | 0 | 0 | 0 | 0 | 0 | 0 | 0 | 0
F5_Industrial_Stone, Clay, Glass_Existing_Process_Natural Gas_Process Boiler_E2 | F5 | Industrial | Stone, Clay, Glass | Existing | Process | Natural Gas | Process Boiler | E2 | RIM BC Ratio | 0 | 0 | 0 | 0 | 0 | 0 | 0 | 0 | 0 | 0 | 0 | 0 | 0 | 0 | 0 | 0 | 0 | 0 | 0 | 0 | 0 | 0 | 0 | 0 | 0 | 0 | 0 | 0 | 0 | 0 | 0 | 0 | 0
F5_Industrial_Stone, Clay, Glass_Existing_Process_Natural Gas_Process Boiler_E3 | F5 | Industrial | Stone, Clay, Glass | Existing | Process | Natural Gas | Process Boiler | E3 | RIM BC Ratio | 0 | 0 | 0 | 0 | 0 | 0 | 0 | 0 | 0 | 0 | 0 | 0 | 0 | 0 | 0 | 0 | 0 | 0 | 0 | 0 | 0 | 0 | 0 | 0 | 0 | 0 | 0 | 0 | 0 | 0 | 0 | 0 | 0
F5_Industrial_Stone, Clay, Glass_Existing_Process_Natural Gas_Process Boiler_E4 | F5 | Industrial | Stone, Clay, Glass | Existing | Process | Natural Gas | Process Boiler | E4 | RIM BC Ratio | 0 | 0 | 0 | 0 | 0 | 0 | 0 | 0 | 0 | 0 | 0 | 0 | 0 | 0 | 0 | 0 | 0 | 0 | 0 | 0 | 0 | 0 | 0 | 0 | 0 | 0 | 0 | 0 | 0 | 0 | 0 | 0 | 0
F5_Industrial_Stone, Clay, Glass_Existing_Process_Natural Gas_Process Boiler_E5 | F5 | Industrial | Stone, Clay, Glass | Existing | Process | Natural Gas | Process Boiler | E5 | RIM BC Ratio | 0 | 0 | 0 | 0 | 0 | 0 | 0 | 0 | 0 | 0 | 0 | 0 | 0 | 0 | 0 | 0 | 0 | 0 | 0 | 0 | 0 | 0 | 0 | 0 | 0 | 0 | 0 | 0 | 0 | 0 | 0 | 0 | 0
F5_Industrial_Stone, Clay, Glass_Existing_Process_Natural Gas_Process Boiler_E6 | F5 | Industrial | Stone, Clay, Glass | Existing | Process | Natural Gas | Process Boiler | E6 | RIM BC Ratio | 0 | 0 | 0 | 0 | 0 | 0 | 0 | 0 | 0 | 0 | 0 | 0 | 0 | 0 | 0 | 0 | 0 | 0 | 0 | 0 | 0 | 0 | 0 | 0 | 0 | 0 | 0 | 0 | 0 | 0 | 0 | 0 | 0
F5_Industrial_Stone, Clay, Glass_Existing_Process_Natural Gas_Process Boiler_E7 | F5 | Industrial | Stone, Clay, Glass | Existing | Process | Natural Gas | Process Boiler | E7 | RIM BC Ratio | 0 | 0 | 0 | 0 | 0 | 0 | 0 | 0 | 0 | 0 | 0 | 0 | 0 | 0 | 0 | 0 | 0 | 0 | 0 | 0 | 0 | 0 | 0 | 0 | 0 | 0 | 0 | 0 | 0 | 0 | 0 | 0 | 0
F5_Industrial_Stone, Clay, Glass_Existing_Process_Natural Gas_Process Boiler_E8 | F5 | Industrial | Stone, Clay, Glass | Existing | Process | Natural Gas | Process Boiler | E8 | RIM BC Ratio | 0 | 0 | 0 | 0 | 0 | 0 | 0 | 0 | 0 | 0 | 0 | 0 | 0 | 0 | 0 | 0 | 0 | 0 | 0 | 0 | 0 | 0 | 0 | 0 | 0 | 0 | 0 | 0 | 0 | 0 | 0 | 0 | 0
F5_Industrial_Stone, Clay, Glass_Existing_Process_Natural Gas_Process Boiler_E9 | F5 | Industrial | Stone, Clay, Glass | Existing | Process | Natural Gas | Process Boiler | E9 | RIM BC Ratio | 0 | 0 | 0 | 0 | 0 | 0 | 0 | 0 | 0 | 0 | 0 | 0 | 0 | 0 | 0 | 0 | 0 | 0 | 0 | 0 | 0 | 0 | 0 | 0 | 0 | 0 | 0 | 0 | 0 | 0 | 0 | 0 | 0
F5_Industrial_Stone, Clay, Glass_Existing_Process_Natural Gas_Process Boiler_E10 | F5 | Industrial | Stone, Clay, Glass | Existing | Process | Natural Gas | Process Boiler | E10 | RIM BC Ratio | 0 | 0 | 0 | 0 | 0 | 0 | 0 | 0 | 0 | 0 | 0 | 0 | 0 | 0 | 0 | 0 | 0 | 0 | 0 | 0 | 0 | 0 | 0 | 0 | 0 | 0 | 0 | 0 | 0 | 0 | 0 | 0 | 0
F0_Industrial_Stone, Clay, Glass_Existing_Process_Natural Gas_Process Cooling_E0 | F0 | Industrial | Stone, Clay, Glass | Existing | Process | Natural Gas | Process Cooling | E0 | Economic Unit | 0 | 0 | 0 | 0 | 0 | 0 | 0 | 0 | 0 | 0 | 0 | 0 | 0 | 0 | 0 | 0 | 0 | 0 | 0 | 0 | 0 | 0 | 0 | 0 | 0 | 0 | 0 | 0 | 0 | 0 | 0 | 0 | 0
F1_Industrial_Stone, Clay, Glass_Existing_Process_Natural Gas_Process Cooling_E1 | F1 | Industrial | Stone, Clay, Glass | Existing | Process | Natural Gas | Process Cooling | E1 | CCE | 0 | 0 | 0 | 0 | 0 | 0 | 0 | 0 | 0 | 0 | 0 | 0 | 0 | 0 | 0 | 0 | 0 | 0 | 0 | 0 | 0 | 0 | 0 | 0 | 0 | 0 | 0 | 0 | 0 | 0 | 0 | 0 | 0
F1_Industrial_Stone, Clay, Glass_Existing_Process_Natural Gas_Process Cooling_E2 | F1 | Industrial | Stone, Clay, Glass | Existing | Process | Natural Gas | Process Cooling | E2 | CCE | 0 | 0 | 0 | 0 | 0 | 0 | 0 | 0 | 0 | 0 | 0 | 0 | 0 | 0 | 0 | 0 | 0 | 0 | 0 | 0 | 0 | 0 | 0 | 0 | 0 | 0 | 0 | 0 | 0 | 0 | 0 | 0 | 0
F1_Industrial_Stone, Clay, Glass_Existing_Process_Natural Gas_Process Cooling_E3 | F1 | Industrial | Stone, Clay, Glass | Existing | Process | Natural Gas | Process Cooling | E3 | CCE | 0 | 0 | 0 | 0 | 0 | 0 | 0 | 0 | 0 | 0 | 0 | 0 | 0 | 0 | 0 | 0 | 0 | 0 | 0 | 0 | 0 | 0 | 0 | 0 | 0 | 0 | 0 | 0 | 0 | 0 | 0 | 0 | 0
F1_Industrial_Stone, Clay, Glass_Existing_Process_Natural Gas_Process Cooling_E4 | F1 | Industrial | Stone, Clay, Glass | Existing | Process | Natural Gas | Process Cooling | E4 | CCE | 0 | 0 | 0 | 0 | 0 | 0 | 0 | 0 | 0 | 0 | 0 | 0 | 0 | 0 | 0 | 0 | 0 | 0 | 0 | 0 | 0 | 0 | 0 | 0 | 0 | 0 | 0 | 0 | 0 | 0 | 0 | 0 | 0
F1_Industrial_Stone, Clay, Glass_Existing_Process_Natural Gas_Process Cooling_E5 | F1 | Industrial | Stone, Clay, Glass | Existing | Process | Natural Gas | Process Cooling | E5 | CCE | 0 | 0 | 0 | 0 | 0 | 0 | 0 | 0 | 0 | 0 | 0 | 0 | 0 | 0 | 0 | 0 | 0 | 0 | 0 | 0 | 0 | 0 | 0 | 0 | 0 | 0 | 0 | 0 | 0 | 0 | 0 | 0 | 0
F1_Industrial_Stone, Clay, Glass_Existing_Process_Natural Gas_Process Cooling_E6 | F1 | Industrial | Stone, Clay, Glass | Existing | Process | Natural Gas | Process Cooling | E6 | CCE | 0 | 0 | 0 | 0 | 0 | 0 | 0 | 0 | 0 | 0 | 0 | 0 | 0 | 0 | 0 | 0 | 0 | 0 | 0 | 0 | 0 | 0 | 0 | 0 | 0 | 0 | 0 | 0 | 0 | 0 | 0 | 0 | 0
F1_Industrial_Stone, Clay, Glass_Existing_Process_Natural Gas_Process Cooling_E7 | F1 | Industrial | Stone, Clay, Glass | Existing | Process | Natural Gas | Process Cooling | E7 | CCE | 0 | 0 | 0 | 0 | 0 | 0 | 0 | 0 | 0 | 0 | 0 | 0 | 0 | 0 | 0 | 0 | 0 | 0 | 0 | 0 | 0 | 0 | 0 | 0 | 0 | 0 | 0 | 0 | 0 | 0 | 0 | 0 | 0
F1_Industrial_Stone, Clay, Glass_Existing_Process_Natural Gas_Process Cooling_E8 | F1 | Industrial | Stone, Clay, Glass | Existing | Process | Natural Gas | Process Cooling | E8 | CCE | 0 | 0 | 0 | 0 | 0 | 0 | 0 | 0 | 0 | 0 | 0 | 0 | 0 | 0 | 0 | 0 | 0 | 0 | 0 | 0 | 0 | 0 | 0 | 0 | 0 | 0 | 0 | 0 | 0 | 0 | 0 | 0 | 0
F1_Industrial_Stone, Clay, Glass_Existing_Process_Natural Gas_Process Cooling_E9 | F1 | Industrial | Stone, Clay, Glass | Existing | Process | Natural Gas | Process Cooling | E9 | CCE | 0 | 0 | 0 | 0 | 0 | 0 | 0 | 0 | 0 | 0 | 0 | 0 | 0 | 0 | 0 | 0 | 0 | 0 | 0 | 0 | 0 | 0 | 0 | 0 | 0 | 0 | 0 | 0 | 0 | 0 | 0 | 0 | 0
F1_Industrial_Stone, Clay, Glass_Existing_Process_Natural Gas_Process Cooling_E10 | F1 | Industrial | Stone, Clay, Glass | Existing | Process | Natural Gas | Process Cooling | E10 | CCE | 0 | 0 | 0 | 0 | 0 | 0 | 0 | 0 | 0 | 0 | 0 | 0 | 0 | 0 | 0 | 0 | 0 | 0 | 0 | 0 | 0 | 0 | 0 | 0 | 0 | 0 | 0 | 0 | 0 | 0 | 0 | 0 | 0
F2_Industrial_Stone, Clay, Glass_Existing_Process_Natural Gas_Process Cooling_E1 | F2 | Industrial | Stone, Clay, Glass | Existing | Process | Natural Gas | Process Cooling | E1 | TRC BC Ratio | 0 | 0 | 0 | 0 | 0 | 0 | 0 | 0 | 0 | 0 | 0 | 0 | 0 | 0 | 0 | 0 | 0 | 0 | 0 | 0 | 0 | 0 | 0 | 0 | 0 | 0 | 0 | 0 | 0 | 0 | 0 | 0 | 0
F2_Industrial_Stone, Clay, Glass_Existing_Process_Natural Gas_Process Cooling_E2 | F2 | Industrial | Stone, Clay, Glass | Existing | Process | Natural Gas | Process Cooling | E2 | TRC BC Ratio | 0 | 0 | 0 | 0 | 0 | 0 | 0 | 0 | 0 | 0 | 0 | 0 | 0 | 0 | 0 | 0 | 0 | 0 | 0 | 0 | 0 | 0 | 0 | 0 | 0 | 0 | 0 | 0 | 0 | 0 | 0 | 0 | 0
F2_Industrial_Stone, Clay, Glass_Existing_Process_Natural Gas_Process Cooling_E3 | F2 | Industrial | Stone, Clay, Glass | Existing | Process | Natural Gas | Process Cooling | E3 | TRC BC Ratio | 0 | 0 | 0 | 0 | 0 | 0 | 0 | 0 | 0 | 0 | 0 | 0 | 0 | 0 | 0 | 0 | 0 | 0 | 0 | 0 | 0 | 0 | 0 | 0 | 0 | 0 | 0 | 0 | 0 | 0 | 0 | 0 | 0
F2_Industrial_Stone, Clay, Glass_Existing_Process_Natural Gas_Process Cooling_E4 | F2 | Industrial | Stone, Clay, Glass | Existing | Process | Natural Gas | Process Cooling | E4 | TRC BC Ratio | 0 | 0 | 0 | 0 | 0 | 0 | 0 | 0 | 0 | 0 | 0 | 0 | 0 | 0 | 0 | 0 | 0 | 0 | 0 | 0 | 0 | 0 | 0 | 0 | 0 | 0 | 0 | 0 | 0 | 0 | 0 | 0 | 0
F2_Industrial_Stone, Clay, Glass_Existing_Process_Natural Gas_Process Cooling_E5 | F2 | Industrial | Stone, Clay, Glass | Existing | Process | Natural Gas | Process Cooling | E5 | TRC BC Ratio | 0 | 0 | 0 | 0 | 0 | 0 | 0 | 0 | 0 | 0 | 0 | 0 | 0 | 0 | 0 | 0 | 0 | 0 | 0 | 0 | 0 | 0 | 0 | 0 | 0 | 0 | 0 | 0 | 0 | 0 | 0 | 0 | 0
F2_Industrial_Stone, Clay, Glass_Existing_Process_Natural Gas_Process Cooling_E6 | F2 | Industrial | Stone, Clay, Glass | Existing | Process | Natural Gas | Process Cooling | E6 | TRC BC Ratio | 0 | 0 | 0 | 0 | 0 | 0 | 0 | 0 | 0 | 0 | 0 | 0 | 0 | 0 | 0 | 0 | 0 | 0 | 0 | 0 | 0 | 0 | 0 | 0 | 0 | 0 | 0 | 0 | 0 | 0 | 0 | 0 | 0
F2_Industrial_Stone, Clay, Glass_Existing_Process_Natural Gas_Process Cooling_E7 | F2 | Industrial | Stone, Clay, Glass | Existing | Process | Natural Gas | Process Cooling | E7 | TRC BC Ratio | 0 | 0 | 0 | 0 | 0 | 0 | 0 | 0 | 0 | 0 | 0 | 0 | 0 | 0 | 0 | 0 | 0 | 0 | 0 | 0 | 0 | 0 | 0 | 0 | 0 | 0 | 0 | 0 | 0 | 0 | 0 | 0 | 0
F2_Industrial_Stone, Clay, Glass_Existing_Process_Natural Gas_Process Cooling_E8 | F2 | Industrial | Stone, Clay, Glass | Existing | Process | Natural Gas | Process Cooling | E8 | TRC BC Ratio | 0 | 0 | 0 | 0 | 0 | 0 | 0 | 0 | 0 | 0 | 0 | 0 | 0 | 0 | 0 | 0 | 0 | 0 | 0 | 0 | 0 | 0 | 0 | 0 | 0 | 0 | 0 | 0 | 0 | 0 | 0 | 0 | 0
F2_Industrial_Stone, Clay, Glass_Existing_Process_Natural Gas_Process Cooling_E9 | F2 | Industrial | Stone, Clay, Glass | Existing | Process | Natural Gas | Process Cooling | E9 | TRC BC Ratio | 0 | 0 | 0 | 0 | 0 | 0 | 0 | 0 | 0 | 0 | 0 | 0 | 0 | 0 | 0 | 0 | 0 | 0 | 0 | 0 | 0 | 0 | 0 | 0 | 0 | 0 | 0 | 0 | 0 | 0 | 0 | 0 | 0
F2_Industrial_Stone, Clay, Glass_Existing_Process_Natural Gas_Process Cooling_E10 | F2 | Industrial | Stone, Clay, Glass | Existing | Process | Natural Gas | Process Cooling | E10 | TRC BC Ratio | 0 | 0 | 0 | 0 | 0 | 0 | 0 | 0 | 0 | 0 | 0 | 0 | 0 | 0 | 0 | 0 | 0 | 0 | 0 | 0 | 0 | 0 | 0 | 0 | 0 | 0 | 0 | 0 | 0 | 0 | 0 | 0 | 0
F3_Industrial_Stone, Clay, Glass_Existing_Process_Natural Gas_Process Cooling_E1 | F3 | Industrial | Stone, Clay, Glass | Existing | Process | Natural Gas | Process Cooling | E1 | PACT BC Ratio | 0 | 0 | 0 | 0 | 0 | 0 | 0 | 0 | 0 | 0 | 0 | 0 | 0 | 0 | 0 | 0 | 0 | 0 | 0 | 0 | 0 | 0 | 0 | 0 | 0 | 0 | 0 | 0 | 0 | 0 | 0 | 0 | 0
F3_Industrial_Stone, Clay, Glass_Existing_Process_Natural Gas_Process Cooling_E2 | F3 | Industrial | Stone, Clay, Glass | Existing | Process | Natural Gas | Process Cooling | E2 | PACT BC Ratio | 0 | 0 | 0 | 0 | 0 | 0 | 0 | 0 | 0 | 0 | 0 | 0 | 0 | 0 | 0 | 0 | 0 | 0 | 0 | 0 | 0 | 0 | 0 | 0 | 0 | 0 | 0 | 0 | 0 | 0 | 0 | 0 | 0
F3_Industrial_Stone, Clay, Glass_Existing_Process_Natural Gas_Process Cooling_E3 | F3 | Industrial | Stone, Clay, Glass | Existing | Process | Natural Gas | Process Cooling | E3 | PACT BC Ratio | 0 | 0 | 0 | 0 | 0 | 0 | 0 | 0 | 0 | 0 | 0 | 0 | 0 | 0 | 0 | 0 | 0 | 0 | 0 | 0 | 0 | 0 | 0 | 0 | 0 | 0 | 0 | 0 | 0 | 0 | 0 | 0 | 0
F3_Industrial_Stone, Clay, Glass_Existing_Process_Natural Gas_Process Cooling_E4 | F3 | Industrial | Stone, Clay, Glass | Existing | Process | Natural Gas | Process Cooling | E4 | PACT BC Ratio | 0 | 0 | 0 | 0 | 0 | 0 | 0 | 0 | 0 | 0 | 0 | 0 | 0 | 0 | 0 | 0 | 0 | 0 | 0 | 0 | 0 | 0 | 0 | 0 | 0 | 0 | 0 | 0 | 0 | 0 | 0 | 0 | 0
F3_Industrial_Stone, Clay, Glass_Existing_Process_Natural Gas_Process Cooling_E5 | F3 | Industrial | Stone, Clay, Glass | Existing | Process | Natural Gas | Process Cooling | E5 | PACT BC Ratio | 0 | 0 | 0 | 0 | 0 | 0 | 0 | 0 | 0 | 0 | 0 | 0 | 0 | 0 | 0 | 0 | 0 | 0 | 0 | 0 | 0 | 0 | 0 | 0 | 0 | 0 | 0 | 0 | 0 | 0 | 0 | 0 | 0
F3_Industrial_Stone, Clay, Glass_Existing_Process_Natural Gas_Process Cooling_E6 | F3 | Industrial | Stone, Clay, Glass | Existing | Process | Natural Gas | Process Cooling | E6 | PACT BC Ratio | 0 | 0 | 0 | 0 | 0 | 0 | 0 | 0 | 0 | 0 | 0 | 0 | 0 | 0 | 0 | 0 | 0 | 0 | 0 | 0 | 0 | 0 | 0 | 0 | 0 | 0 | 0 | 0 | 0 | 0 | 0 | 0 | 0
F3_Industrial_Stone, Clay, Glass_Existing_Process_Natural Gas_Process Cooling_E7 | F3 | Industrial | Stone, Clay, Glass | Existing | Process | Natural Gas | Process Cooling | E7 | PACT BC Ratio | 0 | 0 | 0 | 0 | 0 | 0 | 0 | 0 | 0 | 0 | 0 | 0 | 0 | 0 | 0 | 0 | 0 | 0 | 0 | 0 | 0 | 0 | 0 | 0 | 0 | 0 | 0 | 0 | 0 | 0 | 0 | 0 | 0
F3_Industrial_Stone, Clay, Glass_Existing_Process_Natural Gas_Process Cooling_E8 | F3 | Industrial | Stone, Clay, Glass | Existing | Process | Natural Gas | Process Cooling | E8 | PACT BC Ratio | 0 | 0 | 0 | 0 | 0 | 0 | 0 | 0 | 0 | 0 | 0 | 0 | 0 | 0 | 0 | 0 | 0 | 0 | 0 | 0 | 0 | 0 | 0 | 0 | 0 | 0 | 0 | 0 | 0 | 0 | 0 | 0 | 0
F3_Industrial_Stone, Clay, Glass_Existing_Process_Natural Gas_Process Cooling_E9 | F3 | Industrial | Stone, Clay, Glass | Existing | Process | Natural Gas | Process Cooling | E9 | PACT BC Ratio | 0 | 0 | 0 | 0 | 0 | 0 | 0 | 0 | 0 | 0 | 0 | 0 | 0 | 0 | 0 | 0 | 0 | 0 | 0 | 0 | 0 | 0 | 0 | 0 | 0 | 0 | 0 | 0 | 0 | 0 | 0 | 0 | 0
F3_Industrial_Stone, Clay, Glass_Existing_Process_Natural Gas_Process Cooling_E10 | F3 | Industrial | Stone, Clay, Glass | Existing | Process | Natural Gas | Process Cooling | E10 | PACT BC Ratio | 0 | 0 | 0 | 0 | 0 | 0 | 0 | 0 | 0 | 0 | 0 | 0 | 0 | 0 | 0 | 0 | 0 | 0 | 0 | 0 | 0 | 0 | 0 | 0 | 0 | 0 | 0 | 0 | 0 | 0 | 0 | 0 | 0
F4_Industrial_Stone, Clay, Glass_Existing_Process_Natural Gas_Process Cooling_E1 | F4 | Industrial | Stone, Clay, Glass | Existing | Process | Natural Gas | Process Cooling | E1 | RVT BC Ratio | 0 | 0 | 0 | 0 | 0 | 0 | 0 | 0 | 0 | 0 | 0 | 0 | 0 | 0 | 0 | 0 | 0 | 0 | 0 | 0 | 0 | 0 | 0 | 0 | 0 | 0 | 0 | 0 | 0 | 0 | 0 | 0 | 0
F4_Industrial_Stone, Clay, Glass_Existing_Process_Natural Gas_Process Cooling_E2 | F4 | Industrial | Stone, Clay, Glass | Existing | Process | Natural Gas | Process Cooling | E2 | RVT BC Ratio | 0 | 0 | 0 | 0 | 0 | 0 | 0 | 0 | 0 | 0 | 0 | 0 | 0 | 0 | 0 | 0 | 0 | 0 | 0 | 0 | 0 | 0 | 0 | 0 | 0 | 0 | 0 | 0 | 0 | 0 | 0 | 0 | 0
F4_Industrial_Stone, Clay, Glass_Existing_Process_Natural Gas_Process Cooling_E3 | F4 | Industrial | Stone, Clay, Glass | Existing | Process | Natural Gas | Process Cooling | E3 | RVT BC Ratio | 0 | 0 | 0 | 0 | 0 | 0 | 0 | 0 | 0 | 0 | 0 | 0 | 0 | 0 | 0 | 0 | 0 | 0 | 0 | 0 | 0 | 0 | 0 | 0 | 0 | 0 | 0 | 0 | 0 | 0 | 0 | 0 | 0
F4_Industrial_Stone, Clay, Glass_Existing_Process_Natural Gas_Process Cooling_E4 | F4 | Industrial | Stone, Clay, Glass | Existing | Process | Natural Gas | Process Cooling | E4 | RVT BC Ratio | 0 | 0 | 0 | 0 | 0 | 0 | 0 | 0 | 0 | 0 | 0 | 0 | 0 | 0 | 0 | 0 | 0 | 0 | 0 | 0 | 0 | 0 | 0 | 0 | 0 | 0 | 0 | 0 | 0 | 0 | 0 | 0 | 0
F4_Industrial_Stone, Clay, Glass_Existing_Process_Natural Gas_Process Cooling_E5 | F4 | Industrial | Stone, Clay, Glass | Existing | Process | Natural Gas | Process Cooling | E5 | RVT BC Ratio | 0 | 0 | 0 | 0 | 0 | 0 | 0 | 0 | 0 | 0 | 0 | 0 | 0 | 0 | 0 | 0 | 0 | 0 | 0 | 0 | 0 | 0 | 0 | 0 | 0 | 0 | 0 | 0 | 0 | 0 | 0 | 0 | 0
F4_Industrial_Stone, Clay, Glass_Existing_Process_Natural Gas_Process Cooling_E6 | F4 | Industrial | Stone, Clay, Glass | Existing | Process | Natural Gas | Process Cooling | E6 | RVT BC Ratio | 0 | 0 | 0 | 0 | 0 | 0 | 0 | 0 | 0 | 0 | 0 | 0 | 0 | 0 | 0 | 0 | 0 | 0 | 0 | 0 | 0 | 0 | 0 | 0 | 0 | 0 | 0 | 0 | 0 | 0 | 0 | 0 | 0
F4_Industrial_Stone, Clay, Glass_Existing_Process_Natural Gas_Process Cooling_E7 | F4 | Industrial | Stone, Clay, Glass | Existing | Process | Natural Gas | Process Cooling | E7 | RVT BC Ratio | 0 | 0 | 0 | 0 | 0 | 0 | 0 | 0 | 0 | 0 | 0 | 0 | 0 | 0 | 0 | 0 | 0 | 0 | 0 | 0 | 0 | 0 | 0 | 0 | 0 | 0 | 0 | 0 | 0 | 0 | 0 | 0 | 0
F4_Industrial_Stone, Clay, Glass_Existing_Process_Natural Gas_Process Cooling_E8 | F4 | Industrial | Stone, Clay, Glass | Existing | Process | Natural Gas | Process Cooling | E8 | RVT BC Ratio | 0 | 0 | 0 | 0 | 0 | 0 | 0 | 0 | 0 | 0 | 0 | 0 | 0 | 0 | 0 | 0 | 0 | 0 | 0 | 0 | 0 | 0 | 0 | 0 | 0 | 0 | 0 | 0 | 0 | 0 | 0 | 0 | 0
F4_Industrial_Stone, Clay, Glass_Existing_Process_Natural Gas_Process Cooling_E9 | F4 | Industrial | Stone, Clay, Glass | Existing | Process | Natural Gas | Process Cooling | E9 | RVT BC Ratio | 0 | 0 | 0 | 0 | 0 | 0 | 0 | 0 | 0 | 0 | 0 | 0 | 0 | 0 | 0 | 0 | 0 | 0 | 0 | 0 | 0 | 0 | 0 | 0 | 0 | 0 | 0 | 0 | 0 | 0 | 0 | 0 | 0
F4_Industrial_Stone, Clay, Glass_Existing_Process_Natural Gas_Process Cooling_E10 | F4 | Industrial | Stone, Clay, Glass | Existing | Process | Natural Gas | Process Cooling | E10 | RVT BC Ratio | 0 | 0 | 0 | 0 | 0 | 0 | 0 | 0 | 0 | 0 | 0 | 0 | 0 | 0 | 0 | 0 | 0 | 0 | 0 | 0 | 0 | 0 | 0 | 0 | 0 | 0 | 0 | 0 | 0 | 0 | 0 | 0 | 0
F5_Industrial_Stone, Clay, Glass_Existing_Process_Natural Gas_Process Cooling_E1 | F5 | Industrial | Stone, Clay, Glass | Existing | Process | Natural Gas | Process Cooling | E1 | RIM BC Ratio | 0 | 0 | 0 | 0 | 0 | 0 | 0 | 0 | 0 | 0 | 0 | 0 | 0 | 0 | 0 | 0 | 0 | 0 | 0 | 0 | 0 | 0 | 0 | 0 | 0 | 0 | 0 | 0 | 0 | 0 | 0 | 0 | 0
F5_Industrial_Stone, Clay, Glass_Existing_Process_Natural Gas_Process Cooling_E2 | F5 | Industrial | Stone, Clay, Glass | Existing | Process | Natural Gas | Process Cooling | E2 | RIM BC Ratio | 0 | 0 | 0 | 0 | 0 | 0 | 0 | 0 | 0 | 0 | 0 | 0 | 0 | 0 | 0 | 0 | 0 | 0 | 0 | 0 | 0 | 0 | 0 | 0 | 0 | 0 | 0 | 0 | 0 | 0 | 0 | 0 | 0
F5_Industrial_Stone, Clay, Glass_Existing_Process_Natural Gas_Process Cooling_E3 | F5 | Industrial | Stone, Clay, Glass | Existing | Process | Natural Gas | Process Cooling | E3 | RIM BC Ratio | 0 | 0 | 0 | 0 | 0 | 0 | 0 | 0 | 0 | 0 | 0 | 0 | 0 | 0 | 0 | 0 | 0 | 0 | 0 | 0 | 0 | 0 | 0 | 0 | 0 | 0 | 0 | 0 | 0 | 0 | 0 | 0 | 0
F5_Industrial_Stone, Clay, Glass_Existing_Process_Natural Gas_Process Cooling_E4 | F5 | Industrial | Stone, Clay, Glass | Existing | Process | Natural Gas | Process Cooling | E4 | RIM BC Ratio | 0 | 0 | 0 | 0 | 0 | 0 | 0 | 0 | 0 | 0 | 0 | 0 | 0 | 0 | 0 | 0 | 0 | 0 | 0 | 0 | 0 | 0 | 0 | 0 | 0 | 0 | 0 | 0 | 0 | 0 | 0 | 0 | 0
F5_Industrial_Stone, Clay, Glass_Existing_Process_Natural Gas_Process Cooling_E5 | F5 | Industrial | Stone, Clay, Glass | Existing | Process | Natural Gas | Process Cooling | E5 | RIM BC Ratio | 0 | 0 | 0 | 0 | 0 | 0 | 0 | 0 | 0 | 0 | 0 | 0 | 0 | 0 | 0 | 0 | 0 | 0 | 0 | 0 | 0 | 0 | 0 | 0 | 0 | 0 | 0 | 0 | 0 | 0 | 0 | 0 | 0
F5_Industrial_Stone, Clay, Glass_Existing_Process_Natural Gas_Process Cooling_E6 | F5 | Industrial | Stone, Clay, Glass | Existing | Process | Natural Gas | Process Cooling | E6 | RIM BC Ratio | 0 | 0 | 0 | 0 | 0 | 0 | 0 | 0 | 0 | 0 | 0 | 0 | 0 | 0 | 0 | 0 | 0 | 0 | 0 | 0 | 0 | 0 | 0 | 0 | 0 | 0 | 0 | 0 | 0 | 0 | 0 | 0 | 0
F5_Industrial_Stone, Clay, Glass_Existing_Process_Natural Gas_Process Cooling_E7 | F5 | Industrial | Stone, Clay, Glass | Existing | Process | Natural Gas | Process Cooling | E7 | RIM BC Ratio | 0 | 0 | 0 | 0 | 0 | 0 | 0 | 0 | 0 | 0 | 0 | 0 | 0 | 0 | 0 | 0 | 0 | 0 | 0 | 0 | 0 | 0 | 0 | 0 | 0 | 0 | 0 | 0 | 0 | 0 | 0 | 0 | 0
F5_Industrial_Stone, Clay, Glass_Existing_Process_Natural Gas_Process Cooling_E8 | F5 | Industrial | Stone, Clay, Glass | Existing | Process | Natural Gas | Process Cooling | E8 | RIM BC Ratio | 0 | 0 | 0 | 0 | 0 | 0 | 0 | 0 | 0 | 0 | 0 | 0 | 0 | 0 | 0 | 0 | 0 | 0 | 0 | 0 | 0 | 0 | 0 | 0 | 0 | 0 | 0 | 0 | 0 | 0 | 0 | 0 | 0
F5_Industrial_Stone, Clay, Glass_Existing_Process_Natural Gas_Process Cooling_E9 | F5 | Industrial | Stone, Clay, Glass | Existing | Process | Natural Gas | Process Cooling | E9 | RIM BC Ratio | 0 | 0 | 0 | 0 | 0 | 0 | 0 | 0 | 0 | 0 | 0 | 0 | 0 | 0 | 0 | 0 | 0 | 0 | 0 | 0 | 0 | 0 | 0 | 0 | 0 | 0 | 0 | 0 | 0 | 0 | 0 | 0 | 0
F5_Industrial_Stone, Clay, Glass_Existing_Process_Natural Gas_Process Cooling_E10 | F5 | Industrial | Stone, Clay, Glass | Existing | Process | Natural Gas | Process Cooling | E10 | RIM BC Ratio | 0 | 0 | 0 | 0 | 0 | 0 | 0 | 0 | 0 | 0 | 0 | 0 | 0 | 0 | 0 | 0 | 0 | 0 | 0 | 0 | 0 | 0 | 0 | 0 | 0 | 0 | 0 | 0 | 0 | 0 | 0 | 0 | 0
F0_Industrial_Stone, Clay, Glass_Existing_Process_Natural Gas_Other Process_E0 | F0 | Industrial | Stone, Clay, Glass | Existing | Process | Natural Gas | Other Process | E0 | Economic Unit | 0 | 0 | 0 | 0 | 0 | 0 | 0 | 0 | 0 | 0 | 0 | 0 | 0 | 0 | 0 | 0 | 0 | 0 | 0 | 0 | 0 | 0 | 0 | 0 | 0 | 0 | 0 | 0 | 0 | 0 | 0 | 0 | 0
F1_Industrial_Stone, Clay, Glass_Existing_Process_Natural Gas_Other Process_E1 | F1 | Industrial | Stone, Clay, Glass | Existing | Process | Natural Gas | Other Process | E1 | CCE | 0 | 0 | 0 | 0 | 0 | 0 | 0 | 0 | 0 | 0 | 0 | 0 | 0 | 0 | 0 | 0 | 0 | 0 | 0 | 0 | 0 | 0 | 0 | 0 | 0 | 0 | 0 | 0 | 0 | 0 | 0 | 0 | 0
F1_Industrial_Stone, Clay, Glass_Existing_Process_Natural Gas_Other Process_E2 | F1 | Industrial | Stone, Clay, Glass | Existing | Process | Natural Gas | Other Process | E2 | CCE | 0 | 0 | 0 | 0 | 0 | 0 | 0 | 0 | 0 | 0 | 0 | 0 | 0 | 0 | 0 | 0 | 0 | 0 | 0 | 0 | 0 | 0 | 0 | 0 | 0 | 0 | 0 | 0 | 0 | 0 | 0 | 0 | 0
F1_Industrial_Stone, Clay, Glass_Existing_Process_Natural Gas_Other Process_E3 | F1 | Industrial | Stone, Clay, Glass | Existing | Process | Natural Gas | Other Process | E3 | CCE | 0 | 0 | 0 | 0 | 0 | 0 | 0 | 0 | 0 | 0 | 0 | 0 | 0 | 0 | 0 | 0 | 0 | 0 | 0 | 0 | 0 | 0 | 0 | 0 | 0 | 0 | 0 | 0 | 0 | 0 | 0 | 0 | 0
F1_Industrial_Stone, Clay, Glass_Existing_Process_Natural Gas_Other Process_E4 | F1 | Industrial | Stone, Clay, Glass | Existing | Process | Natural Gas | Other Process | E4 | CCE | 0 | 0 | 0 | 0 | 0 | 0 | 0 | 0 | 0 | 0 | 0 | 0 | 0 | 0 | 0 | 0 | 0 | 0 | 0 | 0 | 0 | 0 | 0 | 0 | 0 | 0 | 0 | 0 | 0 | 0 | 0 | 0 | 0
F1_Industrial_Stone, Clay, Glass_Existing_Process_Natural Gas_Other Process_E5 | F1 | Industrial | Stone, Clay, Glass | Existing | Process | Natural Gas | Other Process | E5 | CCE | 0 | 0 | 0 | 0 | 0 | 0 | 0 | 0 | 0 | 0 | 0 | 0 | 0 | 0 | 0 | 0 | 0 | 0 | 0 | 0 | 0 | 0 | 0 | 0 | 0 | 0 | 0 | 0 | 0 | 0 | 0 | 0 | 0
F1_Industrial_Stone, Clay, Glass_Existing_Process_Natural Gas_Other Process_E6 | F1 | Industrial | Stone, Clay, Glass | Existing | Process | Natural Gas | Other Process | E6 | CCE | 0 | 0 | 0 | 0 | 0 | 0 | 0 | 0 | 0 | 0 | 0 | 0 | 0 | 0 | 0 | 0 | 0 | 0 | 0 | 0 | 0 | 0 | 0 | 0 | 0 | 0 | 0 | 0 | 0 | 0 | 0 | 0 | 0
F1_Industrial_Stone, Clay, Glass_Existing_Process_Natural Gas_Other Process_E7 | F1 | Industrial | Stone, Clay, Glass | Existing | Process | Natural Gas | Other Process | E7 | CCE | 0 | 0 | 0 | 0 | 0 | 0 | 0 | 0 | 0 | 0 | 0 | 0 | 0 | 0 | 0 | 0 | 0 | 0 | 0 | 0 | 0 | 0 | 0 | 0 | 0 | 0 | 0 | 0 | 0 | 0 | 0 | 0 | 0
F1_Industrial_Stone, Clay, Glass_Existing_Process_Natural Gas_Other Process_E8 | F1 | Industrial | Stone, Clay, Glass | Existing | Process | Natural Gas | Other Process | E8 | CCE | 0 | 0 | 0 | 0 | 0 | 0 | 0 | 0 | 0 | 0 | 0 | 0 | 0 | 0 | 0 | 0 | 0 | 0 | 0 | 0 | 0 | 0 | 0 | 0 | 0 | 0 | 0 | 0 | 0 | 0 | 0 | 0 | 0
F1_Industrial_Stone, Clay, Glass_Existing_Process_Natural Gas_Other Process_E9 | F1 | Industrial | Stone, Clay, Glass | Existing | Process | Natural Gas | Other Process | E9 | CCE | 0 | 0 | 0 | 0 | 0 | 0 | 0 | 0 | 0 | 0 | 0 | 0 | 0 | 0 | 0 | 0 | 0 | 0 | 0 | 0 | 0 | 0 | 0 | 0 | 0 | 0 | 0 | 0 | 0 | 0 | 0 | 0 | 0
F1_Industrial_Stone, Clay, Glass_Existing_Process_Natural Gas_Other Process_E10 | F1 | Industrial | Stone, Clay, Glass | Existing | Process | Natural Gas | Other Process | E10 | CCE | 0 | 0 | 0 | 0 | 0 | 0 | 0 | 0 | 0 | 0 | 0 | 0 | 0 | 0 | 0 | 0 | 0 | 0 | 0 | 0 | 0 | 0 | 0 | 0 | 0 | 0 | 0 | 0 | 0 | 0 | 0 | 0 | 0
F2_Industrial_Stone, Clay, Glass_Existing_Process_Natural Gas_Other Process_E1 | F2 | Industrial | Stone, Clay, Glass | Existing | Process | Natural Gas | Other Process | E1 | TRC BC Ratio | 0 | 0 | 0 | 0 | 0 | 0 | 0 | 0 | 0 | 0 | 0 | 0 | 0 | 0 | 0 | 0 | 0 | 0 | 0 | 0 | 0 | 0 | 0 | 0 | 0 | 0 | 0 | 0 | 0 | 0 | 0 | 0 | 0
F2_Industrial_Stone, Clay, Glass_Existing_Process_Natural Gas_Other Process_E2 | F2 | Industrial | Stone, Clay, Glass | Existing | Process | Natural Gas | Other Process | E2 | TRC BC Ratio | 0 | 0 | 0 | 0 | 0 | 0 | 0 | 0 | 0 | 0 | 0 | 0 | 0 | 0 | 0 | 0 | 0 | 0 | 0 | 0 | 0 | 0 | 0 | 0 | 0 | 0 | 0 | 0 | 0 | 0 | 0 | 0 | 0
F2_Industrial_Stone, Clay, Glass_Existing_Process_Natural Gas_Other Process_E3 | F2 | Industrial | Stone, Clay, Glass | Existing | Process | Natural Gas | Other Process | E3 | TRC BC Ratio | 0 | 0 | 0 | 0 | 0 | 0 | 0 | 0 | 0 | 0 | 0 | 0 | 0 | 0 | 0 | 0 | 0 | 0 | 0 | 0 | 0 | 0 | 0 | 0 | 0 | 0 | 0 | 0 | 0 | 0 | 0 | 0 | 0
F2_Industrial_Stone, Clay, Glass_Existing_Process_Natural Gas_Other Process_E4 | F2 | Industrial | Stone, Clay, Glass | Existing | Process | Natural Gas | Other Process | E4 | TRC BC Ratio | 0 | 0 | 0 | 0 | 0 | 0 | 0 | 0 | 0 | 0 | 0 | 0 | 0 | 0 | 0 | 0 | 0 | 0 | 0 | 0 | 0 | 0 | 0 | 0 | 0 | 0 | 0 | 0 | 0 | 0 | 0 | 0 | 0
F2_Industrial_Stone, Clay, Glass_Existing_Process_Natural Gas_Other Process_E5 | F2 | Industrial | Stone, Clay, Glass | Existing | Process | Natural Gas | Other Process | E5 | TRC BC Ratio | 0 | 0 | 0 | 0 | 0 | 0 | 0 | 0 | 0 | 0 | 0 | 0 | 0 | 0 | 0 | 0 | 0 | 0 | 0 | 0 | 0 | 0 | 0 | 0 | 0 | 0 | 0 | 0 | 0 | 0 | 0 | 0 | 0
F2_Industrial_Stone, Clay, Glass_Existing_Process_Natural Gas_Other Process_E6 | F2 | Industrial | Stone, Clay, Glass | Existing | Process | Natural Gas | Other Process | E6 | TRC BC Ratio | 0 | 0 | 0 | 0 | 0 | 0 | 0 | 0 | 0 | 0 | 0 | 0 | 0 | 0 | 0 | 0 | 0 | 0 | 0 | 0 | 0 | 0 | 0 | 0 | 0 | 0 | 0 | 0 | 0 | 0 | 0 | 0 | 0
F2_Industrial_Stone, Clay, Glass_Existing_Process_Natural Gas_Other Process_E7 | F2 | Industrial | Stone, Clay, Glass | Existing | Process | Natural Gas | Other Process | E7 | TRC BC Ratio | 0 | 0 | 0 | 0 | 0 | 0 | 0 | 0 | 0 | 0 | 0 | 0 | 0 | 0 | 0 | 0 | 0 | 0 | 0 | 0 | 0 | 0 | 0 | 0 | 0 | 0 | 0 | 0 | 0 | 0 | 0 | 0 | 0
F2_Industrial_Stone, Clay, Glass_Existing_Process_Natural Gas_Other Process_E8 | F2 | Industrial | Stone, Clay, Glass | Existing | Process | Natural Gas | Other Process | E8 | TRC BC Ratio | 0 | 0 | 0 | 0 | 0 | 0 | 0 | 0 | 0 | 0 | 0 | 0 | 0 | 0 | 0 | 0 | 0 | 0 | 0 | 0 | 0 | 0 | 0 | 0 | 0 | 0 | 0 | 0 | 0 | 0 | 0 | 0 | 0
F2_Industrial_Stone, Clay, Glass_Existing_Process_Natural Gas_Other Process_E9 | F2 | Industrial | Stone, Clay, Glass | Existing | Process | Natural Gas | Other Process | E9 | TRC BC Ratio | 0 | 0 | 0 | 0 | 0 | 0 | 0 | 0 | 0 | 0 | 0 | 0 | 0 | 0 | 0 | 0 | 0 | 0 | 0 | 0 | 0 | 0 | 0 | 0 | 0 | 0 | 0 | 0 | 0 | 0 | 0 | 0 | 0
F2_Industrial_Stone, Clay, Glass_Existing_Process_Natural Gas_Other Process_E10 | F2 | Industrial | Stone, Clay, Glass | Existing | Process | Natural Gas | Other Process | E10 | TRC BC Ratio | 0 | 0 | 0 | 0 | 0 | 0 | 0 | 0 | 0 | 0 | 0 | 0 | 0 | 0 | 0 | 0 | 0 | 0 | 0 | 0 | 0 | 0 | 0 | 0 | 0 | 0 | 0 | 0 | 0 | 0 | 0 | 0 | 0
F3_Industrial_Stone, Clay, Glass_Existing_Process_Natural Gas_Other Process_E1 | F3 | Industrial | Stone, Clay, Glass | Existing | Process | Natural Gas | Other Process | E1 | PACT BC Ratio | 0 | 0 | 0 | 0 | 0 | 0 | 0 | 0 | 0 | 0 | 0 | 0 | 0 | 0 | 0 | 0 | 0 | 0 | 0 | 0 | 0 | 0 | 0 | 0 | 0 | 0 | 0 | 0 | 0 | 0 | 0 | 0 | 0
F3_Industrial_Stone, Clay, Glass_Existing_Process_Natural Gas_Other Process_E2 | F3 | Industrial | Stone, Clay, Glass | Existing | Process | Natural Gas | Other Process | E2 | PACT BC Ratio | 0 | 0 | 0 | 0 | 0 | 0 | 0 | 0 | 0 | 0 | 0 | 0 | 0 | 0 | 0 | 0 | 0 | 0 | 0 | 0 | 0 | 0 | 0 | 0 | 0 | 0 | 0 | 0 | 0 | 0 | 0 | 0 | 0
F3_Industrial_Stone, Clay, Glass_Existing_Process_Natural Gas_Other Process_E3 | F3 | Industrial | Stone, Clay, Glass | Existing | Process | Natural Gas | Other Process | E3 | PACT BC Ratio | 0 | 0 | 0 | 0 | 0 | 0 | 0 | 0 | 0 | 0 | 0 | 0 | 0 | 0 | 0 | 0 | 0 | 0 | 0 | 0 | 0 | 0 | 0 | 0 | 0 | 0 | 0 | 0 | 0 | 0 | 0 | 0 | 0
F3_Industrial_Stone, Clay, Glass_Existing_Process_Natural Gas_Other Process_E4 | F3 | Industrial | Stone, Clay, Glass | Existing | Process | Natural Gas | Other Process | E4 | PACT BC Ratio | 0 | 0 | 0 | 0 | 0 | 0 | 0 | 0 | 0 | 0 | 0 | 0 | 0 | 0 | 0 | 0 | 0 | 0 | 0 | 0 | 0 | 0 | 0 | 0 | 0 | 0 | 0 | 0 | 0 | 0 | 0 | 0 | 0
F3_Industrial_Stone, Clay, Glass_Existing_Process_Natural Gas_Other Process_E5 | F3 | Industrial | Stone, Clay, Glass | Existing | Process | Natural Gas | Other Process | E5 | PACT BC Ratio | 0 | 0 | 0 | 0 | 0 | 0 | 0 | 0 | 0 | 0 | 0 | 0 | 0 | 0 | 0 | 0 | 0 | 0 | 0 | 0 | 0 | 0 | 0 | 0 | 0 | 0 | 0 | 0 | 0 | 0 | 0 | 0 | 0
F3_Industrial_Stone, Clay, Glass_Existing_Process_Natural Gas_Other Process_E6 | F3 | Industrial | Stone, Clay, Glass | Existing | Process | Natural Gas | Other Process | E6 | PACT BC Ratio | 0 | 0 | 0 | 0 | 0 | 0 | 0 | 0 | 0 | 0 | 0 | 0 | 0 | 0 | 0 | 0 | 0 | 0 | 0 | 0 | 0 | 0 | 0 | 0 | 0 | 0 | 0 | 0 | 0 | 0 | 0 | 0 | 0
F3_Industrial_Stone, Clay, Glass_Existing_Process_Natural Gas_Other Process_E7 | F3 | Industrial | Stone, Clay, Glass | Existing | Process | Natural Gas | Other Process | E7 | PACT BC Ratio | 0 | 0 | 0 | 0 | 0 | 0 | 0 | 0 | 0 | 0 | 0 | 0 | 0 | 0 | 0 | 0 | 0 | 0 | 0 | 0 | 0 | 0 | 0 | 0 | 0 | 0 | 0 | 0 | 0 | 0 | 0 | 0 | 0
F3_Industrial_Stone, Clay, Glass_Existing_Process_Natural Gas_Other Process_E8 | F3 | Industrial | Stone, Clay, Glass | Existing | Process | Natural Gas | Other Process | E8 | PACT BC Ratio | 0 | 0 | 0 | 0 | 0 | 0 | 0 | 0 | 0 | 0 | 0 | 0 | 0 | 0 | 0 | 0 | 0 | 0 | 0 | 0 | 0 | 0 | 0 | 0 | 0 | 0 | 0 | 0 | 0 | 0 | 0 | 0 | 0
F3_Industrial_Stone, Clay, Glass_Existing_Process_Natural Gas_Other Process_E9 | F3 | Industrial | Stone, Clay, Glass | Existing | Process | Natural Gas | Other Process | E9 | PACT BC Ratio | 0 | 0 | 0 | 0 | 0 | 0 | 0 | 0 | 0 | 0 | 0 | 0 | 0 | 0 | 0 | 0 | 0 | 0 | 0 | 0 | 0 | 0 | 0 | 0 | 0 | 0 | 0 | 0 | 0 | 0 | 0 | 0 | 0
F3_Industrial_Stone, Clay, Glass_Existing_Process_Natural Gas_Other Process_E10 | F3 | Industrial | Stone, Clay, Glass | Existing | Process | Natural Gas | Other Process | E10 | PACT BC Ratio | 0 | 0 | 0 | 0 | 0 | 0 | 0 | 0 | 0 | 0 | 0 | 0 | 0 | 0 | 0 | 0 | 0 | 0 | 0 | 0 | 0 | 0 | 0 | 0 | 0 | 0 | 0 | 0 | 0 | 0 | 0 | 0 | 0
F4_Industrial_Stone, Clay, Glass_Existing_Process_Natural Gas_Other Process_E1 | F4 | Industrial | Stone, Clay, Glass | Existing | Process | Natural Gas | Other Process | E1 | RVT BC Ratio | 0 | 0 | 0 | 0 | 0 | 0 | 0 | 0 | 0 | 0 | 0 | 0 | 0 | 0 | 0 | 0 | 0 | 0 | 0 | 0 | 0 | 0 | 0 | 0 | 0 | 0 | 0 | 0 | 0 | 0 | 0 | 0 | 0
F4_Industrial_Stone, Clay, Glass_Existing_Process_Natural Gas_Other Process_E2 | F4 | Industrial | Stone, Clay, Glass | Existing | Process | Natural Gas | Other Process | E2 | RVT BC Ratio | 0 | 0 | 0 | 0 | 0 | 0 | 0 | 0 | 0 | 0 | 0 | 0 | 0 | 0 | 0 | 0 | 0 | 0 | 0 | 0 | 0 | 0 | 0 | 0 | 0 | 0 | 0 | 0 | 0 | 0 | 0 | 0 | 0
F4_Industrial_Stone, Clay, Glass_Existing_Process_Natural Gas_Other Process_E3 | F4 | Industrial | Stone, Clay, Glass | Existing | Process | Natural Gas | Other Process | E3 | RVT BC Ratio | 0 | 0 | 0 | 0 | 0 | 0 | 0 | 0 | 0 | 0 | 0 | 0 | 0 | 0 | 0 | 0 | 0 | 0 | 0 | 0 | 0 | 0 | 0 | 0 | 0 | 0 | 0 | 0 | 0 | 0 | 0 | 0 | 0
F4_Industrial_Stone, Clay, Glass_Existing_Process_Natural Gas_Other Process_E4 | F4 | Industrial | Stone, Clay, Glass | Existing | Process | Natural Gas | Other Process | E4 | RVT BC Ratio | 0 | 0 | 0 | 0 | 0 | 0 | 0 | 0 | 0 | 0 | 0 | 0 | 0 | 0 | 0 | 0 | 0 | 0 | 0 | 0 | 0 | 0 | 0 | 0 | 0 | 0 | 0 | 0 | 0 | 0 | 0 | 0 | 0
F4_Industrial_Stone, Clay, Glass_Existing_Process_Natural Gas_Other Process_E5 | F4 | Industrial | Stone, Clay, Glass | Existing | Process | Natural Gas | Other Process | E5 | RVT BC Ratio | 0 | 0 | 0 | 0 | 0 | 0 | 0 | 0 | 0 | 0 | 0 | 0 | 0 | 0 | 0 | 0 | 0 | 0 | 0 | 0 | 0 | 0 | 0 | 0 | 0 | 0 | 0 | 0 | 0 | 0 | 0 | 0 | 0
F4_Industrial_Stone, Clay, Glass_Existing_Process_Natural Gas_Other Process_E6 | F4 | Industrial | Stone, Clay, Glass | Existing | Process | Natural Gas | Other Process | E6 | RVT BC Ratio | 0 | 0 | 0 | 0 | 0 | 0 | 0 | 0 | 0 | 0 | 0 | 0 | 0 | 0 | 0 | 0 | 0 | 0 | 0 | 0 | 0 | 0 | 0 | 0 | 0 | 0 | 0 | 0 | 0 | 0 | 0 | 0 | 0
F4_Industrial_Stone, Clay, Glass_Existing_Process_Natural Gas_Other Process_E7 | F4 | Industrial | Stone, Clay, Glass | Existing | Process | Natural Gas | Other Process | E7 | RVT BC Ratio | 0 | 0 | 0 | 0 | 0 | 0 | 0 | 0 | 0 | 0 | 0 | 0 | 0 | 0 | 0 | 0 | 0 | 0 | 0 | 0 | 0 | 0 | 0 | 0 | 0 | 0 | 0 | 0 | 0 | 0 | 0 | 0 | 0
F4_Industrial_Stone, Clay, Glass_Existing_Process_Natural Gas_Other Process_E8 | F4 | Industrial | Stone, Clay, Glass | Existing | Process | Natural Gas | Other Process | E8 | RVT BC Ratio | 0 | 0 | 0 | 0 | 0 | 0 | 0 | 0 | 0 | 0 | 0 | 0 | 0 | 0 | 0 | 0 | 0 | 0 | 0 | 0 | 0 | 0 | 0 | 0 | 0 | 0 | 0 | 0 | 0 | 0 | 0 | 0 | 0
F4_Industrial_Stone, Clay, Glass_Existing_Process_Natural Gas_Other Process_E9 | F4 | Industrial | Stone, Clay, Glass | Existing | Process | Natural Gas | Other Process | E9 | RVT BC Ratio | 0 | 0 | 0 | 0 | 0 | 0 | 0 | 0 | 0 | 0 | 0 | 0 | 0 | 0 | 0 | 0 | 0 | 0 | 0 | 0 | 0 | 0 | 0 | 0 | 0 | 0 | 0 | 0 | 0 | 0 | 0 | 0 | 0
F4_Industrial_Stone, Clay, Glass_Existing_Process_Natural Gas_Other Process_E10 | F4 | Industrial | Stone, Clay, Glass | Existing | Process | Natural Gas | Other Process | E10 | RVT BC Ratio | 0 | 0 | 0 | 0 | 0 | 0 | 0 | 0 | 0 | 0 | 0 | 0 | 0 | 0 | 0 | 0 | 0 | 0 | 0 | 0 | 0 | 0 | 0 | 0 | 0 | 0 | 0 | 0 | 0 | 0 | 0 | 0 | 0
F5_Industrial_Stone, Clay, Glass_Existing_Process_Natural Gas_Other Process_E1 | F5 | Industrial | Stone, Clay, Glass | Existing | Process | Natural Gas | Other Process | E1 | RIM BC Ratio | 0 | 0 | 0 | 0 | 0 | 0 | 0 | 0 | 0 | 0 | 0 | 0 | 0 | 0 | 0 | 0 | 0 | 0 | 0 | 0 | 0 | 0 | 0 | 0 | 0 | 0 | 0 | 0 | 0 | 0 | 0 | 0 | 0
F5_Industrial_Stone, Clay, Glass_Existing_Process_Natural Gas_Other Process_E2 | F5 | Industrial | Stone, Clay, Glass | Existing | Process | Natural Gas | Other Process | E2 | RIM BC Ratio | 0 | 0 | 0 | 0 | 0 | 0 | 0 | 0 | 0 | 0 | 0 | 0 | 0 | 0 | 0 | 0 | 0 | 0 | 0 | 0 | 0 | 0 | 0 | 0 | 0 | 0 | 0 | 0 | 0 | 0 | 0 | 0 | 0
F5_Industrial_Stone, Clay, Glass_Existing_Process_Natural Gas_Other Process_E3 | F5 | Industrial | Stone, Clay, Glass | Existing | Process | Natural Gas | Other Process | E3 | RIM BC Ratio | 0 | 0 | 0 | 0 | 0 | 0 | 0 | 0 | 0 | 0 | 0 | 0 | 0 | 0 | 0 | 0 | 0 | 0 | 0 | 0 | 0 | 0 | 0 | 0 | 0 | 0 | 0 | 0 | 0 | 0 | 0 | 0 | 0
F5_Industrial_Stone, Clay, Glass_Existing_Process_Natural Gas_Other Process_E4 | F5 | Industrial | Stone, Clay, Glass | Existing | Process | Natural Gas | Other Process | E4 | RIM BC Ratio | 0 | 0 | 0 | 0 | 0 | 0 | 0 | 0 | 0 | 0 | 0 | 0 | 0 | 0 | 0 | 0 | 0 | 0 | 0 | 0 | 0 | 0 | 0 | 0 | 0 | 0 | 0 | 0 | 0 | 0 | 0 | 0 | 0
F5_Industrial_Stone, Clay, Glass_Existing_Process_Natural Gas_Other Process_E5 | F5 | Industrial | Stone, Clay, Glass | Existing | Process | Natural Gas | Other Process | E5 | RIM BC Ratio | 0 | 0 | 0 | 0 | 0 | 0 | 0 | 0 | 0 | 0 | 0 | 0 | 0 | 0 | 0 | 0 | 0 | 0 | 0 | 0 | 0 | 0 | 0 | 0 | 0 | 0 | 0 | 0 | 0 | 0 | 0 | 0 | 0
F5_Industrial_Stone, Clay, Glass_Existing_Process_Natural Gas_Other Process_E6 | F5 | Industrial | Stone, Clay, Glass | Existing | Process | Natural Gas | Other Process | E6 | RIM BC Ratio | 0 | 0 | 0 | 0 | 0 | 0 | 0 | 0 | 0 | 0 | 0 | 0 | 0 | 0 | 0 | 0 | 0 | 0 | 0 | 0 | 0 | 0 | 0 | 0 | 0 | 0 | 0 | 0 | 0 | 0 | 0 | 0 | 0
F5_Industrial_Stone, Clay, Glass_Existing_Process_Natural Gas_Other Process_E7 | F5 | Industrial | Stone, Clay, Glass | Existing | Process | Natural Gas | Other Process | E7 | RIM BC Ratio | 0 | 0 | 0 | 0 | 0 | 0 | 0 | 0 | 0 | 0 | 0 | 0 | 0 | 0 | 0 | 0 | 0 | 0 | 0 | 0 | 0 | 0 | 0 | 0 | 0 | 0 | 0 | 0 | 0 | 0 | 0 | 0 | 0
F5_Industrial_Stone, Clay, Glass_Existing_Process_Natural Gas_Other Process_E8 | F5 | Industrial | Stone, Clay, Glass | Existing | Process | Natural Gas | Other Process | E8 | RIM BC Ratio | 0 | 0 | 0 | 0 | 0 | 0 | 0 | 0 | 0 | 0 | 0 | 0 | 0 | 0 | 0 | 0 | 0 | 0 | 0 | 0 | 0 | 0 | 0 | 0 | 0 | 0 | 0 | 0 | 0 | 0 | 0 | 0 | 0
F5_Industrial_Stone, Clay, Glass_Existing_Process_Natural Gas_Other Process_E9 | F5 | Industrial | Stone, Clay, Glass | Existing | Process | Natural Gas | Other Process | E9 | RIM BC Ratio | 0 | 0 | 0 | 0 | 0 | 0 | 0 | 0 | 0 | 0 | 0 | 0 | 0 | 0 | 0 | 0 | 0 | 0 | 0 | 0 | 0 | 0 | 0 | 0 | 0 | 0 | 0 | 0 | 0 | 0 | 0 | 0 | 0
F5_Industrial_Stone, Clay, Glass_Existing_Process_Natural Gas_Other Process_E10 | F5 | Industrial | Stone, Clay, Glass | Existing | Process | Natural Gas | Other Process | E10 | RIM BC Ratio | 0 | 0 | 0 | 0 | 0 | 0 | 0 | 0 | 0 | 0 | 0 | 0 | 0 | 0 | 0 | 0 | 0 | 0 | 0 | 0 | 0 | 0 | 0 | 0 | 0 | 0 | 0 | 0 | 0 | 0 | 0 | 0 | 0
F0_Industrial_Stone, Clay, Glass_Existing_Miscellaneous_Natural Gas_Miscellaneous_E0 | F0 | Industrial | Stone, Clay, Glass | Existing | Miscellaneous | Natural Gas | Miscellaneous | E0 | Economic Unit | 0 | 0 | 0 | 0 | 0 | 0 | 0 | 0 | 0 | 0 | 0 | 0 | 0 | 0 | 0 | 0 | 0 | 0 | 0 | 0 | 0 | 0 | 0 | 0 | 0 | 0 | 0 | 0 | 0 | 0 | 0 | 0 | 0
F1_Industrial_Stone, Clay, Glass_Existing_Miscellaneous_Natural Gas_Miscellaneous_E1 | F1 | Industrial | Stone, Clay, Glass | Existing | Miscellaneous | Natural Gas | Miscellaneous | E1 | CCE | 0 | 0 | 0 | 0 | 0 | 0 | 0 | 0 | 0 | 0 | 0 | 0 | 0 | 0 | 0 | 0 | 0 | 0 | 0 | 0 | 0 | 0 | 0 | 0 | 0 | 0 | 0 | 0 | 0 | 0 | 0 | 0 | 0
F1_Industrial_Stone, Clay, Glass_Existing_Miscellaneous_Natural Gas_Miscellaneous_E2 | F1 | Industrial | Stone, Clay, Glass | Existing | Miscellaneous | Natural Gas | Miscellaneous | E2 | CCE | 0 | 0 | 0 | 0 | 0 | 0 | 0 | 0 | 0 | 0 | 0 | 0 | 0 | 0 | 0 | 0 | 0 | 0 | 0 | 0 | 0 | 0 | 0 | 0 | 0 | 0 | 0 | 0 | 0 | 0 | 0 | 0 | 0
F1_Industrial_Stone, Clay, Glass_Existing_Miscellaneous_Natural Gas_Miscellaneous_E3 | F1 | Industrial | Stone, Clay, Glass | Existing | Miscellaneous | Natural Gas | Miscellaneous | E3 | CCE | 0 | 0 | 0 | 0 | 0 | 0 | 0 | 0 | 0 | 0 | 0 | 0 | 0 | 0 | 0 | 0 | 0 | 0 | 0 | 0 | 0 | 0 | 0 | 0 | 0 | 0 | 0 | 0 | 0 | 0 | 0 | 0 | 0
F1_Industrial_Stone, Clay, Glass_Existing_Miscellaneous_Natural Gas_Miscellaneous_E4 | F1 | Industrial | Stone, Clay, Glass | Existing | Miscellaneous | Natural Gas | Miscellaneous | E4 | CCE | 0 | 0 | 0 | 0 | 0 | 0 | 0 | 0 | 0 | 0 | 0 | 0 | 0 | 0 | 0 | 0 | 0 | 0 | 0 | 0 | 0 | 0 | 0 | 0 | 0 | 0 | 0 | 0 | 0 | 0 | 0 | 0 | 0
F1_Industrial_Stone, Clay, Glass_Existing_Miscellaneous_Natural Gas_Miscellaneous_E5 | F1 | Industrial | Stone, Clay, Glass | Existing | Miscellaneous | Natural Gas | Miscellaneous | E5 | CCE | 0 | 0 | 0 | 0 | 0 | 0 | 0 | 0 | 0 | 0 | 0 | 0 | 0 | 0 | 0 | 0 | 0 | 0 | 0 | 0 | 0 | 0 | 0 | 0 | 0 | 0 | 0 | 0 | 0 | 0 | 0 | 0 | 0
F1_Industrial_Stone, Clay, Glass_Existing_Miscellaneous_Natural Gas_Miscellaneous_E6 | F1 | Industrial | Stone, Clay, Glass | Existing | Miscellaneous | Natural Gas | Miscellaneous | E6 | CCE | 0 | 0 | 0 | 0 | 0 | 0 | 0 | 0 | 0 | 0 | 0 | 0 | 0 | 0 | 0 | 0 | 0 | 0 | 0 | 0 | 0 | 0 | 0 | 0 | 0 | 0 | 0 | 0 | 0 | 0 | 0 | 0 | 0
F1_Industrial_Stone, Clay, Glass_Existing_Miscellaneous_Natural Gas_Miscellaneous_E7 | F1 | Industrial | Stone, Clay, Glass | Existing | Miscellaneous | Natural Gas | Miscellaneous | E7 | CCE | 0 | 0 | 0 | 0 | 0 | 0 | 0 | 0 | 0 | 0 | 0 | 0 | 0 | 0 | 0 | 0 | 0 | 0 | 0 | 0 | 0 | 0 | 0 | 0 | 0 | 0 | 0 | 0 | 0 | 0 | 0 | 0 | 0
F1_Industrial_Stone, Clay, Glass_Existing_Miscellaneous_Natural Gas_Miscellaneous_E8 | F1 | Industrial | Stone, Clay, Glass | Existing | Miscellaneous | Natural Gas | Miscellaneous | E8 | CCE | 0 | 0 | 0 | 0 | 0 | 0 | 0 | 0 | 0 | 0 | 0 | 0 | 0 | 0 | 0 | 0 | 0 | 0 | 0 | 0 | 0 | 0 | 0 | 0 | 0 | 0 | 0 | 0 | 0 | 0 | 0 | 0 | 0
F1_Industrial_Stone, Clay, Glass_Existing_Miscellaneous_Natural Gas_Miscellaneous_E9 | F1 | Industrial | Stone, Clay, Glass | Existing | Miscellaneous | Natural Gas | Miscellaneous | E9 | CCE | 0 | 0 | 0 | 0 | 0 | 0 | 0 | 0 | 0 | 0 | 0 | 0 | 0 | 0 | 0 | 0 | 0 | 0 | 0 | 0 | 0 | 0 | 0 | 0 | 0 | 0 | 0 | 0 | 0 | 0 | 0 | 0 | 0
F1_Industrial_Stone, Clay, Glass_Existing_Miscellaneous_Natural Gas_Miscellaneous_E10 | F1 | Industrial | Stone, Clay, Glass | Existing | Miscellaneous | Natural Gas | Miscellaneous | E10 | CCE | 0 | 0 | 0 | 0 | 0 | 0 | 0 | 0 | 0 | 0 | 0 | 0 | 0 | 0 | 0 | 0 | 0 | 0 | 0 | 0 | 0 | 0 | 0 | 0 | 0 | 0 | 0 | 0 | 0 | 0 | 0 | 0 | 0
F2_Industrial_Stone, Clay, Glass_Existing_Miscellaneous_Natural Gas_Miscellaneous_E1 | F2 | Industrial | Stone, Clay, Glass | Existing | Miscellaneous | Natural Gas | Miscellaneous | E1 | TRC BC Ratio | 0 | 0 | 0 | 0 | 0 | 0 | 0 | 0 | 0 | 0 | 0 | 0 | 0 | 0 | 0 | 0 | 0 | 0 | 0 | 0 | 0 | 0 | 0 | 0 | 0 | 0 | 0 | 0 | 0 | 0 | 0 | 0 | 0
F2_Industrial_Stone, Clay, Glass_Existing_Miscellaneous_Natural Gas_Miscellaneous_E2 | F2 | Industrial | Stone, Clay, Glass | Existing | Miscellaneous | Natural Gas | Miscellaneous | E2 | TRC BC Ratio | 0 | 0 | 0 | 0 | 0 | 0 | 0 | 0 | 0 | 0 | 0 | 0 | 0 | 0 | 0 | 0 | 0 | 0 | 0 | 0 | 0 | 0 | 0 | 0 | 0 | 0 | 0 | 0 | 0 | 0 | 0 | 0 | 0
F2_Industrial_Stone, Clay, Glass_Existing_Miscellaneous_Natural Gas_Miscellaneous_E3 | F2 | Industrial | Stone, Clay, Glass | Existing | Miscellaneous | Natural Gas | Miscellaneous | E3 | TRC BC Ratio | 0 | 0 | 0 | 0 | 0 | 0 | 0 | 0 | 0 | 0 | 0 | 0 | 0 | 0 | 0 | 0 | 0 | 0 | 0 | 0 | 0 | 0 | 0 | 0 | 0 | 0 | 0 | 0 | 0 | 0 | 0 | 0 | 0
F2_Industrial_Stone, Clay, Glass_Existing_Miscellaneous_Natural Gas_Miscellaneous_E4 | F2 | Industrial | Stone, Clay, Glass | Existing | Miscellaneous | Natural Gas | Miscellaneous | E4 | TRC BC Ratio | 0 | 0 | 0 | 0 | 0 | 0 | 0 | 0 | 0 | 0 | 0 | 0 | 0 | 0 | 0 | 0 | 0 | 0 | 0 | 0 | 0 | 0 | 0 | 0 | 0 | 0 | 0 | 0 | 0 | 0 | 0 | 0 | 0
F2_Industrial_Stone, Clay, Glass_Existing_Miscellaneous_Natural Gas_Miscellaneous_E5 | F2 | Industrial | Stone, Clay, Glass | Existing | Miscellaneous | Natural Gas | Miscellaneous | E5 | TRC BC Ratio | 0 | 0 | 0 | 0 | 0 | 0 | 0 | 0 | 0 | 0 | 0 | 0 | 0 | 0 | 0 | 0 | 0 | 0 | 0 | 0 | 0 | 0 | 0 | 0 | 0 | 0 | 0 | 0 | 0 | 0 | 0 | 0 | 0
F2_Industrial_Stone, Clay, Glass_Existing_Miscellaneous_Natural Gas_Miscellaneous_E6 | F2 | Industrial | Stone, Clay, Glass | Existing | Miscellaneous | Natural Gas | Miscellaneous | E6 | TRC BC Ratio | 0 | 0 | 0 | 0 | 0 | 0 | 0 | 0 | 0 | 0 | 0 | 0 | 0 | 0 | 0 | 0 | 0 | 0 | 0 | 0 | 0 | 0 | 0 | 0 | 0 | 0 | 0 | 0 | 0 | 0 | 0 | 0 | 0
F2_Industrial_Stone, Clay, Glass_Existing_Miscellaneous_Natural Gas_Miscellaneous_E7 | F2 | Industrial | Stone, Clay, Glass | Existing | Miscellaneous | Natural Gas | Miscellaneous | E7 | TRC BC Ratio | 0 | 0 | 0 | 0 | 0 | 0 | 0 | 0 | 0 | 0 | 0 | 0 | 0 | 0 | 0 | 0 | 0 | 0 | 0 | 0 | 0 | 0 | 0 | 0 | 0 | 0 | 0 | 0 | 0 | 0 | 0 | 0 | 0
F2_Industrial_Stone, Clay, Glass_Existing_Miscellaneous_Natural Gas_Miscellaneous_E8 | F2 | Industrial | Stone, Clay, Glass | Existing | Miscellaneous | Natural Gas | Miscellaneous | E8 | TRC BC Ratio | 0 | 0 | 0 | 0 | 0 | 0 | 0 | 0 | 0 | 0 | 0 | 0 | 0 | 0 | 0 | 0 | 0 | 0 | 0 | 0 | 0 | 0 | 0 | 0 | 0 | 0 | 0 | 0 | 0 | 0 | 0 | 0 | 0
F2_Industrial_Stone, Clay, Glass_Existing_Miscellaneous_Natural Gas_Miscellaneous_E9 | F2 | Industrial | Stone, Clay, Glass | Existing | Miscellaneous | Natural Gas | Miscellaneous | E9 | TRC BC Ratio | 0 | 0 | 0 | 0 | 0 | 0 | 0 | 0 | 0 | 0 | 0 | 0 | 0 | 0 | 0 | 0 | 0 | 0 | 0 | 0 | 0 | 0 | 0 | 0 | 0 | 0 | 0 | 0 | 0 | 0 | 0 | 0 | 0
F2_Industrial_Stone, Clay, Glass_Existing_Miscellaneous_Natural Gas_Miscellaneous_E10 | F2 | Industrial | Stone, Clay, Glass | Existing | Miscellaneous | Natural Gas | Miscellaneous | E10 | TRC BC Ratio | 0 | 0 | 0 | 0 | 0 | 0 | 0 | 0 | 0 | 0 | 0 | 0 | 0 | 0 | 0 | 0 | 0 | 0 | 0 | 0 | 0 | 0 | 0 | 0 | 0 | 0 | 0 | 0 | 0 | 0 | 0 | 0 | 0
F3_Industrial_Stone, Clay, Glass_Existing_Miscellaneous_Natural Gas_Miscellaneous_E1 | F3 | Industrial | Stone, Clay, Glass | Existing | Miscellaneous | Natural Gas | Miscellaneous | E1 | PACT BC Ratio | 0 | 0 | 0 | 0 | 0 | 0 | 0 | 0 | 0 | 0 | 0 | 0 | 0 | 0 | 0 | 0 | 0 | 0 | 0 | 0 | 0 | 0 | 0 | 0 | 0 | 0 | 0 | 0 | 0 | 0 | 0 | 0 | 0
F3_Industrial_Stone, Clay, Glass_Existing_Miscellaneous_Natural Gas_Miscellaneous_E2 | F3 | Industrial | Stone, Clay, Glass | Existing | Miscellaneous | Natural Gas | Miscellaneous | E2 | PACT BC Ratio | 0 | 0 | 0 | 0 | 0 | 0 | 0 | 0 | 0 | 0 | 0 | 0 | 0 | 0 | 0 | 0 | 0 | 0 | 0 | 0 | 0 | 0 | 0 | 0 | 0 | 0 | 0 | 0 | 0 | 0 | 0 | 0 | 0
F3_Industrial_Stone, Clay, Glass_Existing_Miscellaneous_Natural Gas_Miscellaneous_E3 | F3 | Industrial | Stone, Clay, Glass | Existing | Miscellaneous | Natural Gas | Miscellaneous | E3 | PACT BC Ratio | 0 | 0 | 0 | 0 | 0 | 0 | 0 | 0 | 0 | 0 | 0 | 0 | 0 | 0 | 0 | 0 | 0 | 0 | 0 | 0 | 0 | 0 | 0 | 0 | 0 | 0 | 0 | 0 | 0 | 0 | 0 | 0 | 0
F3_Industrial_Stone, Clay, Glass_Existing_Miscellaneous_Natural Gas_Miscellaneous_E4 | F3 | Industrial | Stone, Clay, Glass | Existing | Miscellaneous | Natural Gas | Miscellaneous | E4 | PACT BC Ratio | 0 | 0 | 0 | 0 | 0 | 0 | 0 | 0 | 0 | 0 | 0 | 0 | 0 | 0 | 0 | 0 | 0 | 0 | 0 | 0 | 0 | 0 | 0 | 0 | 0 | 0 | 0 | 0 | 0 | 0 | 0 | 0 | 0
F3_Industrial_Stone, Clay, Glass_Existing_Miscellaneous_Natural Gas_Miscellaneous_E5 | F3 | Industrial | Stone, Clay, Glass | Existing | Miscellaneous | Natural Gas | Miscellaneous | E5 | PACT BC Ratio | 0 | 0 | 0 | 0 | 0 | 0 | 0 | 0 | 0 | 0 | 0 | 0 | 0 | 0 | 0 | 0 | 0 | 0 | 0 | 0 | 0 | 0 | 0 | 0 | 0 | 0 | 0 | 0 | 0 | 0 | 0 | 0 | 0
F3_Industrial_Stone, Clay, Glass_Existing_Miscellaneous_Natural Gas_Miscellaneous_E6 | F3 | Industrial | Stone, Clay, Glass | Existing | Miscellaneous | Natural Gas | Miscellaneous | E6 | PACT BC Ratio | 0 | 0 | 0 | 0 | 0 | 0 | 0 | 0 | 0 | 0 | 0 | 0 | 0 | 0 | 0 | 0 | 0 | 0 | 0 | 0 | 0 | 0 | 0 | 0 | 0 | 0 | 0 | 0 | 0 | 0 | 0 | 0 | 0
F3_Industrial_Stone, Clay, Glass_Existing_Miscellaneous_Natural Gas_Miscellaneous_E7 | F3 | Industrial | Stone, Clay, Glass | Existing | Miscellaneous | Natural Gas | Miscellaneous | E7 | PACT BC Ratio | 0 | 0 | 0 | 0 | 0 | 0 | 0 | 0 | 0 | 0 | 0 | 0 | 0 | 0 | 0 | 0 | 0 | 0 | 0 | 0 | 0 | 0 | 0 | 0 | 0 | 0 | 0 | 0 | 0 | 0 | 0 | 0 | 0
F3_Industrial_Stone, Clay, Glass_Existing_Miscellaneous_Natural Gas_Miscellaneous_E8 | F3 | Industrial | Stone, Clay, Glass | Existing | Miscellaneous | Natural Gas | Miscellaneous | E8 | PACT BC Ratio | 0 | 0 | 0 | 0 | 0 | 0 | 0 | 0 | 0 | 0 | 0 | 0 | 0 | 0 | 0 | 0 | 0 | 0 | 0 | 0 | 0 | 0 | 0 | 0 | 0 | 0 | 0 | 0 | 0 | 0 | 0 | 0 | 0
F3_Industrial_Stone, Clay, Glass_Existing_Miscellaneous_Natural Gas_Miscellaneous_E9 | F3 | Industrial | Stone, Clay, Glass | Existing | Miscellaneous | Natural Gas | Miscellaneous | E9 | PACT BC Ratio | 0 | 0 | 0 | 0 | 0 | 0 | 0 | 0 | 0 | 0 | 0 | 0 | 0 | 0 | 0 | 0 | 0 | 0 | 0 | 0 | 0 | 0 | 0 | 0 | 0 | 0 | 0 | 0 | 0 | 0 | 0 | 0 | 0
F3_Industrial_Stone, Clay, Glass_Existing_Miscellaneous_Natural Gas_Miscellaneous_E10 | F3 | Industrial | Stone, Clay, Glass | Existing | Miscellaneous | Natural Gas | Miscellaneous | E10 | PACT BC Ratio | 0 | 0 | 0 | 0 | 0 | 0 | 0 | 0 | 0 | 0 | 0 | 0 | 0 | 0 | 0 | 0 | 0 | 0 | 0 | 0 | 0 | 0 | 0 | 0 | 0 | 0 | 0 | 0 | 0 | 0 | 0 | 0 | 0
F4_Industrial_Stone, Clay, Glass_Existing_Miscellaneous_Natural Gas_Miscellaneous_E1 | F4 | Industrial | Stone, Clay, Glass | Existing | Miscellaneous | Natural Gas | Miscellaneous | E1 | RVT BC Ratio | 0 | 0 | 0 | 0 | 0 | 0 | 0 | 0 | 0 | 0 | 0 | 0 | 0 | 0 | 0 | 0 | 0 | 0 | 0 | 0 | 0 | 0 | 0 | 0 | 0 | 0 | 0 | 0 | 0 | 0 | 0 | 0 | 0
F4_Industrial_Stone, Clay, Glass_Existing_Miscellaneous_Natural Gas_Miscellaneous_E2 | F4 | Industrial | Stone, Clay, Glass | Existing | Miscellaneous | Natural Gas | Miscellaneous | E2 | RVT BC Ratio | 0 | 0 | 0 | 0 | 0 | 0 | 0 | 0 | 0 | 0 | 0 | 0 | 0 | 0 | 0 | 0 | 0 | 0 | 0 | 0 | 0 | 0 | 0 | 0 | 0 | 0 | 0 | 0 | 0 | 0 | 0 | 0 | 0
F4_Industrial_Stone, Clay, Glass_Existing_Miscellaneous_Natural Gas_Miscellaneous_E3 | F4 | Industrial | Stone, Clay, Glass | Existing | Miscellaneous | Natural Gas | Miscellaneous | E3 | RVT BC Ratio | 0 | 0 | 0 | 0 | 0 | 0 | 0 | 0 | 0 | 0 | 0 | 0 | 0 | 0 | 0 | 0 | 0 | 0 | 0 | 0 | 0 | 0 | 0 | 0 | 0 | 0 | 0 | 0 | 0 | 0 | 0 | 0 | 0
F4_Industrial_Stone, Clay, Glass_Existing_Miscellaneous_Natural Gas_Miscellaneous_E4 | F4 | Industrial | Stone, Clay, Glass | Existing | Miscellaneous | Natural Gas | Miscellaneous | E4 | RVT BC Ratio | 0 | 0 | 0 | 0 | 0 | 0 | 0 | 0 | 0 | 0 | 0 | 0 | 0 | 0 | 0 | 0 | 0 | 0 | 0 | 0 | 0 | 0 | 0 | 0 | 0 | 0 | 0 | 0 | 0 | 0 | 0 | 0 | 0
F4_Industrial_Stone, Clay, Glass_Existing_Miscellaneous_Natural Gas_Miscellaneous_E5 | F4 | Industrial | Stone, Clay, Glass | Existing | Miscellaneous | Natural Gas | Miscellaneous | E5 | RVT BC Ratio | 0 | 0 | 0 | 0 | 0 | 0 | 0 | 0 | 0 | 0 | 0 | 0 | 0 | 0 | 0 | 0 | 0 | 0 | 0 | 0 | 0 | 0 | 0 | 0 | 0 | 0 | 0 | 0 | 0 | 0 | 0 | 0 | 0
F4_Industrial_Stone, Clay, Glass_Existing_Miscellaneous_Natural Gas_Miscellaneous_E6 | F4 | Industrial | Stone, Clay, Glass | Existing | Miscellaneous | Natural Gas | Miscellaneous | E6 | RVT BC Ratio | 0 | 0 | 0 | 0 | 0 | 0 | 0 | 0 | 0 | 0 | 0 | 0 | 0 | 0 | 0 | 0 | 0 | 0 | 0 | 0 | 0 | 0 | 0 | 0 | 0 | 0 | 0 | 0 | 0 | 0 | 0 | 0 | 0
F4_Industrial_Stone, Clay, Glass_Existing_Miscellaneous_Natural Gas_Miscellaneous_E7 | F4 | Industrial | Stone, Clay, Glass | Existing | Miscellaneous | Natural Gas | Miscellaneous | E7 | RVT BC Ratio | 0 | 0 | 0 | 0 | 0 | 0 | 0 | 0 | 0 | 0 | 0 | 0 | 0 | 0 | 0 | 0 | 0 | 0 | 0 | 0 | 0 | 0 | 0 | 0 | 0 | 0 | 0 | 0 | 0 | 0 | 0 | 0 | 0
F4_Industrial_Stone, Clay, Glass_Existing_Miscellaneous_Natural Gas_Miscellaneous_E8 | F4 | Industrial | Stone, Clay, Glass | Existing | Miscellaneous | Natural Gas | Miscellaneous | E8 | RVT BC Ratio | 0 | 0 | 0 | 0 | 0 | 0 | 0 | 0 | 0 | 0 | 0 | 0 | 0 | 0 | 0 | 0 | 0 | 0 | 0 | 0 | 0 | 0 | 0 | 0 | 0 | 0 | 0 | 0 | 0 | 0 | 0 | 0 | 0
F4_Industrial_Stone, Clay, Glass_Existing_Miscellaneous_Natural Gas_Miscellaneous_E9 | F4 | Industrial | Stone, Clay, Glass | Existing | Miscellaneous | Natural Gas | Miscellaneous | E9 | RVT BC Ratio | 0 | 0 | 0 | 0 | 0 | 0 | 0 | 0 | 0 | 0 | 0 | 0 | 0 | 0 | 0 | 0 | 0 | 0 | 0 | 0 | 0 | 0 | 0 | 0 | 0 | 0 | 0 | 0 | 0 | 0 | 0 | 0 | 0
F4_Industrial_Stone, Clay, Glass_Existing_Miscellaneous_Natural Gas_Miscellaneous_E10 | F4 | Industrial | Stone, Clay, Glass | Existing | Miscellaneous | Natural Gas | Miscellaneous | E10 | RVT BC Ratio | 0 | 0 | 0 | 0 | 0 | 0 | 0 | 0 | 0 | 0 | 0 | 0 | 0 | 0 | 0 | 0 | 0 | 0 | 0 | 0 | 0 | 0 | 0 | 0 | 0 | 0 | 0 | 0 | 0 | 0 | 0 | 0 | 0
F5_Industrial_Stone, Clay, Glass_Existing_Miscellaneous_Natural Gas_Miscellaneous_E1 | F5 | Industrial | Stone, Clay, Glass | Existing | Miscellaneous | Natural Gas | Miscellaneous | E1 | RIM BC Ratio | 0 | 0 | 0 | 0 | 0 | 0 | 0 | 0 | 0 | 0 | 0 | 0 | 0 | 0 | 0 | 0 | 0 | 0 | 0 | 0 | 0 | 0 | 0 | 0 | 0 | 0 | 0 | 0 | 0 | 0 | 0 | 0 | 0
F5_Industrial_Stone, Clay, Glass_Existing_Miscellaneous_Natural Gas_Miscellaneous_E2 | F5 | Industrial | Stone, Clay, Glass | Existing | Miscellaneous | Natural Gas | Miscellaneous | E2 | RIM BC Ratio | 0 | 0 | 0 | 0 | 0 | 0 | 0 | 0 | 0 | 0 | 0 | 0 | 0 | 0 | 0 | 0 | 0 | 0 | 0 | 0 | 0 | 0 | 0 | 0 | 0 | 0 | 0 | 0 | 0 | 0 | 0 | 0 | 0
F5_Industrial_Stone, Clay, Glass_Existing_Miscellaneous_Natural Gas_Miscellaneous_E3 | F5 | Industrial | Stone, Clay, Glass | Existing | Miscellaneous | Natural Gas | Miscellaneous | E3 | RIM BC Ratio | 0 | 0 | 0 | 0 | 0 | 0 | 0 | 0 | 0 | 0 | 0 | 0 | 0 | 0 | 0 | 0 | 0 | 0 | 0 | 0 | 0 | 0 | 0 | 0 | 0 | 0 | 0 | 0 | 0 | 0 | 0 | 0 | 0
F5_Industrial_Stone, Clay, Glass_Existing_Miscellaneous_Natural Gas_Miscellaneous_E4 | F5 | Industrial | Stone, Clay, Glass | Existing | Miscellaneous | Natural Gas | Miscellaneous | E4 | RIM BC Ratio | 0 | 0 | 0 | 0 | 0 | 0 | 0 | 0 | 0 | 0 | 0 | 0 | 0 | 0 | 0 | 0 | 0 | 0 | 0 | 0 | 0 | 0 | 0 | 0 | 0 | 0 | 0 | 0 | 0 | 0 | 0 | 0 | 0
F5_Industrial_Stone, Clay, Glass_Existing_Miscellaneous_Natural Gas_Miscellaneous_E5 | F5 | Industrial | Stone, Clay, Glass | Existing | Miscellaneous | Natural Gas | Miscellaneous | E5 | RIM BC Ratio | 0 | 0 | 0 | 0 | 0 | 0 | 0 | 0 | 0 | 0 | 0 | 0 | 0 | 0 | 0 | 0 | 0 | 0 | 0 | 0 | 0 | 0 | 0 | 0 | 0 | 0 | 0 | 0 | 0 | 0 | 0 | 0 | 0
F5_Industrial_Stone, Clay, Glass_Existing_Miscellaneous_Natural Gas_Miscellaneous_E6 | F5 | Industrial | Stone, Clay, Glass | Existing | Miscellaneous | Natural Gas | Miscellaneous | E6 | RIM BC Ratio | 0 | 0 | 0 | 0 | 0 | 0 | 0 | 0 | 0 | 0 | 0 | 0 | 0 | 0 | 0 | 0 | 0 | 0 | 0 | 0 | 0 | 0 | 0 | 0 | 0 | 0 | 0 | 0 | 0 | 0 | 0 | 0 | 0
F5_Industrial_Stone, Clay, Glass_Existing_Miscellaneous_Natural Gas_Miscellaneous_E7 | F5 | Industrial | Stone, Clay, Glass | Existing | Miscellaneous | Natural Gas | Miscellaneous | E7 | RIM BC Ratio | 0 | 0 | 0 | 0 | 0 | 0 | 0 | 0 | 0 | 0 | 0 | 0 | 0 | 0 | 0 | 0 | 0 | 0 | 0 | 0 | 0 | 0 | 0 | 0 | 0 | 0 | 0 | 0 | 0 | 0 | 0 | 0 | 0
F5_Industrial_Stone, Clay, Glass_Existing_Miscellaneous_Natural Gas_Miscellaneous_E8 | F5 | Industrial | Stone, Clay, Glass | Existing | Miscellaneous | Natural Gas | Miscellaneous | E8 | RIM BC Ratio | 0 | 0 | 0 | 0 | 0 | 0 | 0 | 0 | 0 | 0 | 0 | 0 | 0 | 0 | 0 | 0 | 0 | 0 | 0 | 0 | 0 | 0 | 0 | 0 | 0 | 0 | 0 | 0 | 0 | 0 | 0 | 0 | 0
F5_Industrial_Stone, Clay, Glass_Existing_Miscellaneous_Natural Gas_Miscellaneous_E9 | F5 | Industrial | Stone, Clay, Glass | Existing | Miscellaneous | Natural Gas | Miscellaneous | E9 | RIM BC Ratio | 0 | 0 | 0 | 0 | 0 | 0 | 0 | 0 | 0 | 0 | 0 | 0 | 0 | 0 | 0 | 0 | 0 | 0 | 0 | 0 | 0 | 0 | 0 | 0 | 0 | 0 | 0 | 0 | 0 | 0 | 0 | 0 | 0
F5_Industrial_Stone, Clay, Glass_Existing_Miscellaneous_Natural Gas_Miscellaneous_E10 | F5 | Industrial | Stone, Clay, Glass | Existing | Miscellaneous | Natural Gas | Miscellaneous | E10 | RIM BC Ratio | 0 | 0 | 0 | 0 | 0 | 0 | 0 | 0 | 0 | 0 | 0 | 0 | 0 | 0 | 0 | 0 | 0 | 0 | 0 | 0 | 0 | 0 | 0 | 0 | 0 | 0 | 0 | 0 | 0 | 0 | 0 | 0 | 0
F0_Industrial_Stone, Clay, Glass_New_Space Heating_Natural Gas_Furnace_E0 | F0 | Industrial | Stone, Clay, Glass | New | Space Heating | Natural Gas | Furnace | E0 | Economic Unit | 0 | 0 | 0 | 0 | 0 | 0 | 0 | 0 | 0 | 0 | 0 | 0 | 0 | 0 | 0 | 0 | 0 | 0 | 0 | 0 | 0 | 0 | 0 | 0 | 0 | 0 | 0 | 0 | 0 | 0 | 0 | 0 | 0
F1_Industrial_Stone, Clay, Glass_New_Space Heating_Natural Gas_Furnace_E1 | F1 | Industrial | Stone, Clay, Glass | New | Space Heating | Natural Gas | Furnace | E1 | CCE | 0 | 0 | 0 | 0 | 0 | 0 | 0 | 0 | 0 | 0 | 0 | 0 | 0 | 0 | 0 | 0 | 0 | 0 | 0 | 0 | 0 | 0 | 0 | 0 | 0 | 0 | 0 | 0 | 0 | 0 | 0 | 0 | 0
F1_Industrial_Stone, Clay, Glass_New_Space Heating_Natural Gas_Furnace_E2 | F1 | Industrial | Stone, Clay, Glass | New | Space Heating | Natural Gas | Furnace | E2 | CCE | 0 | 0 | 0 | 0 | 0 | 0 | 0 | 0 | 0 | 0 | 0 | 0 | 0 | 0 | 0 | 0 | 0 | 0 | 0 | 0 | 0 | 0 | 0 | 0 | 0 | 0 | 0 | 0 | 0 | 0 | 0 | 0 | 0
F1_Industrial_Stone, Clay, Glass_New_Space Heating_Natural Gas_Furnace_E3 | F1 | Industrial | Stone, Clay, Glass | New | Space Heating | Natural Gas | Furnace | E3 | CCE | 0 | 0 | 0 | 0 | 0 | 0 | 0 | 0 | 0 | 0 | 0 | 0 | 0 | 0 | 0 | 0 | 0 | 0 | 0 | 0 | 0 | 0 | 0 | 0 | 0 | 0 | 0 | 0 | 0 | 0 | 0 | 0 | 0
F1_Industrial_Stone, Clay, Glass_New_Space Heating_Natural Gas_Furnace_E4 | F1 | Industrial | Stone, Clay, Glass | New | Space Heating | Natural Gas | Furnace | E4 | CCE | 0 | 0 | 0 | 0 | 0 | 0 | 0 | 0 | 0 | 0 | 0 | 0 | 0 | 0 | 0 | 0 | 0 | 0 | 0 | 0 | 0 | 0 | 0 | 0 | 0 | 0 | 0 | 0 | 0 | 0 | 0 | 0 | 0
F1_Industrial_Stone, Clay, Glass_New_Space Heating_Natural Gas_Furnace_E5 | F1 | Industrial | Stone, Clay, Glass | New | Space Heating | Natural Gas | Furnace | E5 | CCE | 0 | 0 | 0 | 0 | 0 | 0 | 0 | 0 | 0 | 0 | 0 | 0 | 0 | 0 | 0 | 0 | 0 | 0 | 0 | 0 | 0 | 0 | 0 | 0 | 0 | 0 | 0 | 0 | 0 | 0 | 0 | 0 | 0
F1_Industrial_Stone, Clay, Glass_New_Space Heating_Natural Gas_Furnace_E6 | F1 | Industrial | Stone, Clay, Glass | New | Space Heating | Natural Gas | Furnace | E6 | CCE | 0 | 0 | 0 | 0 | 0 | 0 | 0 | 0 | 0 | 0 | 0 | 0 | 0 | 0 | 0 | 0 | 0 | 0 | 0 | 0 | 0 | 0 | 0 | 0 | 0 | 0 | 0 | 0 | 0 | 0 | 0 | 0 | 0
F1_Industrial_Stone, Clay, Glass_New_Space Heating_Natural Gas_Furnace_E7 | F1 | Industrial | Stone, Clay, Glass | New | Space Heating | Natural Gas | Furnace | E7 | CCE | 0 | 0 | 0 | 0 | 0 | 0 | 0 | 0 | 0 | 0 | 0 | 0 | 0 | 0 | 0 | 0 | 0 | 0 | 0 | 0 | 0 | 0 | 0 | 0 | 0 | 0 | 0 | 0 | 0 | 0 | 0 | 0 | 0
F1_Industrial_Stone, Clay, Glass_New_Space Heating_Natural Gas_Furnace_E8 | F1 | Industrial | Stone, Clay, Glass | New | Space Heating | Natural Gas | Furnace | E8 | CCE | 0 | 0 | 0 | 0 | 0 | 0 | 0 | 0 | 0 | 0 | 0 | 0 | 0 | 0 | 0 | 0 | 0 | 0 | 0 | 0 | 0 | 0 | 0 | 0 | 0 | 0 | 0 | 0 | 0 | 0 | 0 | 0 | 0
F1_Industrial_Stone, Clay, Glass_New_Space Heating_Natural Gas_Furnace_E9 | F1 | Industrial | Stone, Clay, Glass | New | Space Heating | Natural Gas | Furnace | E9 | CCE | 0 | 0 | 0 | 0 | 0 | 0 | 0 | 0 | 0 | 0 | 0 | 0 | 0 | 0 | 0 | 0 | 0 | 0 | 0 | 0 | 0 | 0 | 0 | 0 | 0 | 0 | 0 | 0 | 0 | 0 | 0 | 0 | 0
F1_Industrial_Stone, Clay, Glass_New_Space Heating_Natural Gas_Furnace_E10 | F1 | Industrial | Stone, Clay, Glass | New | Space Heating | Natural Gas | Furnace | E10 | CCE | 0 | 0 | 0 | 0 | 0 | 0 | 0 | 0 | 0 | 0 | 0 | 0 | 0 | 0 | 0 | 0 | 0 | 0 | 0 | 0 | 0 | 0 | 0 | 0 | 0 | 0 | 0 | 0 | 0 | 0 | 0 | 0 | 0
F2_Industrial_Stone, Clay, Glass_New_Space Heating_Natural Gas_Furnace_E1 | F2 | Industrial | Stone, Clay, Glass | New | Space Heating | Natural Gas | Furnace | E1 | TRC BC Ratio | 0 | 0 | 0 | 0 | 0 | 0 | 0 | 0 | 0 | 0 | 0 | 0 | 0 | 0 | 0 | 0 | 0 | 0 | 0 | 0 | 0 | 0 | 0 | 0 | 0 | 0 | 0 | 0 | 0 | 0 | 0 | 0 | 0
F2_Industrial_Stone, Clay, Glass_New_Space Heating_Natural Gas_Furnace_E2 | F2 | Industrial | Stone, Clay, Glass | New | Space Heating | Natural Gas | Furnace | E2 | TRC BC Ratio | 0 | 0 | 0 | 0 | 0 | 0 | 0 | 0 | 0 | 0 | 0 | 0 | 0 | 0 | 0 | 0 | 0 | 0 | 0 | 0 | 0 | 0 | 0 | 0 | 0 | 0 | 0 | 0 | 0 | 0 | 0 | 0 | 0
F2_Industrial_Stone, Clay, Glass_New_Space Heating_Natural Gas_Furnace_E3 | F2 | Industrial | Stone, Clay, Glass | New | Space Heating | Natural Gas | Furnace | E3 | TRC BC Ratio | 0 | 0 | 0 | 0 | 0 | 0 | 0 | 0 | 0 | 0 | 0 | 0 | 0 | 0 | 0 | 0 | 0 | 0 | 0 | 0 | 0 | 0 | 0 | 0 | 0 | 0 | 0 | 0 | 0 | 0 | 0 | 0 | 0
F2_Industrial_Stone, Clay, Glass_New_Space Heating_Natural Gas_Furnace_E4 | F2 | Industrial | Stone, Clay, Glass | New | Space Heating | Natural Gas | Furnace | E4 | TRC BC Ratio | 0 | 0 | 0 | 0 | 0 | 0 | 0 | 0 | 0 | 0 | 0 | 0 | 0 | 0 | 0 | 0 | 0 | 0 | 0 | 0 | 0 | 0 | 0 | 0 | 0 | 0 | 0 | 0 | 0 | 0 | 0 | 0 | 0
F2_Industrial_Stone, Clay, Glass_New_Space Heating_Natural Gas_Furnace_E5 | F2 | Industrial | Stone, Clay, Glass | New | Space Heating | Natural Gas | Furnace | E5 | TRC BC Ratio | 0 | 0 | 0 | 0 | 0 | 0 | 0 | 0 | 0 | 0 | 0 | 0 | 0 | 0 | 0 | 0 | 0 | 0 | 0 | 0 | 0 | 0 | 0 | 0 | 0 | 0 | 0 | 0 | 0 | 0 | 0 | 0 | 0
F2_Industrial_Stone, Clay, Glass_New_Space Heating_Natural Gas_Furnace_E6 | F2 | Industrial | Stone, Clay, Glass | New | Space Heating | Natural Gas | Furnace | E6 | TRC BC Ratio | 0 | 0 | 0 | 0 | 0 | 0 | 0 | 0 | 0 | 0 | 0 | 0 | 0 | 0 | 0 | 0 | 0 | 0 | 0 | 0 | 0 | 0 | 0 | 0 | 0 | 0 | 0 | 0 | 0 | 0 | 0 | 0 | 0
F2_Industrial_Stone, Clay, Glass_New_Space Heating_Natural Gas_Furnace_E7 | F2 | Industrial | Stone, Clay, Glass | New | Space Heating | Natural Gas | Furnace | E7 | TRC BC Ratio | 0 | 0 | 0 | 0 | 0 | 0 | 0 | 0 | 0 | 0 | 0 | 0 | 0 | 0 | 0 | 0 | 0 | 0 | 0 | 0 | 0 | 0 | 0 | 0 | 0 | 0 | 0 | 0 | 0 | 0 | 0 | 0 | 0
F2_Industrial_Stone, Clay, Glass_New_Space Heating_Natural Gas_Furnace_E8 | F2 | Industrial | Stone, Clay, Glass | New | Space Heating | Natural Gas | Furnace | E8 | TRC BC Ratio | 0 | 0 | 0 | 0 | 0 | 0 | 0 | 0 | 0 | 0 | 0 | 0 | 0 | 0 | 0 | 0 | 0 | 0 | 0 | 0 | 0 | 0 | 0 | 0 | 0 | 0 | 0 | 0 | 0 | 0 | 0 | 0 | 0
F2_Industrial_Stone, Clay, Glass_New_Space Heating_Natural Gas_Furnace_E9 | F2 | Industrial | Stone, Clay, Glass | New | Space Heating | Natural Gas | Furnace | E9 | TRC BC Ratio | 0 | 0 | 0 | 0 | 0 | 0 | 0 | 0 | 0 | 0 | 0 | 0 | 0 | 0 | 0 | 0 | 0 | 0 | 0 | 0 | 0 | 0 | 0 | 0 | 0 | 0 | 0 | 0 | 0 | 0 | 0 | 0 | 0
F2_Industrial_Stone, Clay, Glass_New_Space Heating_Natural Gas_Furnace_E10 | F2 | Industrial | Stone, Clay, Glass | New | Space Heating | Natural Gas | Furnace | E10 | TRC BC Ratio | 0 | 0 | 0 | 0 | 0 | 0 | 0 | 0 | 0 | 0 | 0 | 0 | 0 | 0 | 0 | 0 | 0 | 0 | 0 | 0 | 0 | 0 | 0 | 0 | 0 | 0 | 0 | 0 | 0 | 0 | 0 | 0 | 0
F3_Industrial_Stone, Clay, Glass_New_Space Heating_Natural Gas_Furnace_E1 | F3 | Industrial | Stone, Clay, Glass | New | Space Heating | Natural Gas | Furnace | E1 | PACT BC Ratio | 0 | 0 | 0 | 0 | 0 | 0 | 0 | 0 | 0 | 0 | 0 | 0 | 0 | 0 | 0 | 0 | 0 | 0 | 0 | 0 | 0 | 0 | 0 | 0 | 0 | 0 | 0 | 0 | 0 | 0 | 0 | 0 | 0
F3_Industrial_Stone, Clay, Glass_New_Space Heating_Natural Gas_Furnace_E2 | F3 | Industrial | Stone, Clay, Glass | New | Space Heating | Natural Gas | Furnace | E2 | PACT BC Ratio | 0 | 0 | 0 | 0 | 0 | 0 | 0 | 0 | 0 | 0 | 0 | 0 | 0 | 0 | 0 | 0 | 0 | 0 | 0 | 0 | 0 | 0 | 0 | 0 | 0 | 0 | 0 | 0 | 0 | 0 | 0 | 0 | 0
F3_Industrial_Stone, Clay, Glass_New_Space Heating_Natural Gas_Furnace_E3 | F3 | Industrial | Stone, Clay, Glass | New | Space Heating | Natural Gas | Furnace | E3 | PACT BC Ratio | 0 | 0 | 0 | 0 | 0 | 0 | 0 | 0 | 0 | 0 | 0 | 0 | 0 | 0 | 0 | 0 | 0 | 0 | 0 | 0 | 0 | 0 | 0 | 0 | 0 | 0 | 0 | 0 | 0 | 0 | 0 | 0 | 0
F3_Industrial_Stone, Clay, Glass_New_Space Heating_Natural Gas_Furnace_E4 | F3 | Industrial | Stone, Clay, Glass | New | Space Heating | Natural Gas | Furnace | E4 | PACT BC Ratio | 0 | 0 | 0 | 0 | 0 | 0 | 0 | 0 | 0 | 0 | 0 | 0 | 0 | 0 | 0 | 0 | 0 | 0 | 0 | 0 | 0 | 0 | 0 | 0 | 0 | 0 | 0 | 0 | 0 | 0 | 0 | 0 | 0
F3_Industrial_Stone, Clay, Glass_New_Space Heating_Natural Gas_Furnace_E5 | F3 | Industrial | Stone, Clay, Glass | New | Space Heating | Natural Gas | Furnace | E5 | PACT BC Ratio | 0 | 0 | 0 | 0 | 0 | 0 | 0 | 0 | 0 | 0 | 0 | 0 | 0 | 0 | 0 | 0 | 0 | 0 | 0 | 0 | 0 | 0 | 0 | 0 | 0 | 0 | 0 | 0 | 0 | 0 | 0 | 0 | 0
F3_Industrial_Stone, Clay, Glass_New_Space Heating_Natural Gas_Furnace_E6 | F3 | Industrial | Stone, Clay, Glass | New | Space Heating | Natural Gas | Furnace | E6 | PACT BC Ratio | 0 | 0 | 0 | 0 | 0 | 0 | 0 | 0 | 0 | 0 | 0 | 0 | 0 | 0 | 0 | 0 | 0 | 0 | 0 | 0 | 0 | 0 | 0 | 0 | 0 | 0 | 0 | 0 | 0 | 0 | 0 | 0 | 0
F3_Industrial_Stone, Clay, Glass_New_Space Heating_Natural Gas_Furnace_E7 | F3 | Industrial | Stone, Clay, Glass | New | Space Heating | Natural Gas | Furnace | E7 | PACT BC Ratio | 0 | 0 | 0 | 0 | 0 | 0 | 0 | 0 | 0 | 0 | 0 | 0 | 0 | 0 | 0 | 0 | 0 | 0 | 0 | 0 | 0 | 0 | 0 | 0 | 0 | 0 | 0 | 0 | 0 | 0 | 0 | 0 | 0
F3_Industrial_Stone, Clay, Glass_New_Space Heating_Natural Gas_Furnace_E8 | F3 | Industrial | Stone, Clay, Glass | New | Space Heating | Natural Gas | Furnace | E8 | PACT BC Ratio | 0 | 0 | 0 | 0 | 0 | 0 | 0 | 0 | 0 | 0 | 0 | 0 | 0 | 0 | 0 | 0 | 0 | 0 | 0 | 0 | 0 | 0 | 0 | 0 | 0 | 0 | 0 | 0 | 0 | 0 | 0 | 0 | 0
F3_Industrial_Stone, Clay, Glass_New_Space Heating_Natural Gas_Furnace_E9 | F3 | Industrial | Stone, Clay, Glass | New | Space Heating | Natural Gas | Furnace | E9 | PACT BC Ratio | 0 | 0 | 0 | 0 | 0 | 0 | 0 | 0 | 0 | 0 | 0 | 0 | 0 | 0 | 0 | 0 | 0 | 0 | 0 | 0 | 0 | 0 | 0 | 0 | 0 | 0 | 0 | 0 | 0 | 0 | 0 | 0 | 0
F3_Industrial_Stone, Clay, Glass_New_Space Heating_Natural Gas_Furnace_E10 | F3 | Industrial | Stone, Clay, Glass | New | Space Heating | Natural Gas | Furnace | E10 | PACT BC Ratio | 0 | 0 | 0 | 0 | 0 | 0 | 0 | 0 | 0 | 0 | 0 | 0 | 0 | 0 | 0 | 0 | 0 | 0 | 0 | 0 | 0 | 0 | 0 | 0 | 0 | 0 | 0 | 0 | 0 | 0 | 0 | 0 | 0
F4_Industrial_Stone, Clay, Glass_New_Space Heating_Natural Gas_Furnace_E1 | F4 | Industrial | Stone, Clay, Glass | New | Space Heating | Natural Gas | Furnace | E1 | RVT BC Ratio | 0 | 0 | 0 | 0 | 0 | 0 | 0 | 0 | 0 | 0 | 0 | 0 | 0 | 0 | 0 | 0 | 0 | 0 | 0 | 0 | 0 | 0 | 0 | 0 | 0 | 0 | 0 | 0 | 0 | 0 | 0 | 0 | 0
F4_Industrial_Stone, Clay, Glass_New_Space Heating_Natural Gas_Furnace_E2 | F4 | Industrial | Stone, Clay, Glass | New | Space Heating | Natural Gas | Furnace | E2 | RVT BC Ratio | 0 | 0 | 0 | 0 | 0 | 0 | 0 | 0 | 0 | 0 | 0 | 0 | 0 | 0 | 0 | 0 | 0 | 0 | 0 | 0 | 0 | 0 | 0 | 0 | 0 | 0 | 0 | 0 | 0 | 0 | 0 | 0 | 0
F4_Industrial_Stone, Clay, Glass_New_Space Heating_Natural Gas_Furnace_E3 | F4 | Industrial | Stone, Clay, Glass | New | Space Heating | Natural Gas | Furnace | E3 | RVT BC Ratio | 0 | 0 | 0 | 0 | 0 | 0 | 0 | 0 | 0 | 0 | 0 | 0 | 0 | 0 | 0 | 0 | 0 | 0 | 0 | 0 | 0 | 0 | 0 | 0 | 0 | 0 | 0 | 0 | 0 | 0 | 0 | 0 | 0
F4_Industrial_Stone, Clay, Glass_New_Space Heating_Natural Gas_Furnace_E4 | F4 | Industrial | Stone, Clay, Glass | New | Space Heating | Natural Gas | Furnace | E4 | RVT BC Ratio | 0 | 0 | 0 | 0 | 0 | 0 | 0 | 0 | 0 | 0 | 0 | 0 | 0 | 0 | 0 | 0 | 0 | 0 | 0 | 0 | 0 | 0 | 0 | 0 | 0 | 0 | 0 | 0 | 0 | 0 | 0 | 0 | 0
F4_Industrial_Stone, Clay, Glass_New_Space Heating_Natural Gas_Furnace_E5 | F4 | Industrial | Stone, Clay, Glass | New | Space Heating | Natural Gas | Furnace | E5 | RVT BC Ratio | 0 | 0 | 0 | 0 | 0 | 0 | 0 | 0 | 0 | 0 | 0 | 0 | 0 | 0 | 0 | 0 | 0 | 0 | 0 | 0 | 0 | 0 | 0 | 0 | 0 | 0 | 0 | 0 | 0 | 0 | 0 | 0 | 0
F4_Industrial_Stone, Clay, Glass_New_Space Heating_Natural Gas_Furnace_E6 | F4 | Industrial | Stone, Clay, Glass | New | Space Heating | Natural Gas | Furnace | E6 | RVT BC Ratio | 0 | 0 | 0 | 0 | 0 | 0 | 0 | 0 | 0 | 0 | 0 | 0 | 0 | 0 | 0 | 0 | 0 | 0 | 0 | 0 | 0 | 0 | 0 | 0 | 0 | 0 | 0 | 0 | 0 | 0 | 0 | 0 | 0
F4_Industrial_Stone, Clay, Glass_New_Space Heating_Natural Gas_Furnace_E7 | F4 | Industrial | Stone, Clay, Glass | New | Space Heating | Natural Gas | Furnace | E7 | RVT BC Ratio | 0 | 0 | 0 | 0 | 0 | 0 | 0 | 0 | 0 | 0 | 0 | 0 | 0 | 0 | 0 | 0 | 0 | 0 | 0 | 0 | 0 | 0 | 0 | 0 | 0 | 0 | 0 | 0 | 0 | 0 | 0 | 0 | 0
F4_Industrial_Stone, Clay, Glass_New_Space Heating_Natural Gas_Furnace_E8 | F4 | Industrial | Stone, Clay, Glass | New | Space Heating | Natural Gas | Furnace | E8 | RVT BC Ratio | 0 | 0 | 0 | 0 | 0 | 0 | 0 | 0 | 0 | 0 | 0 | 0 | 0 | 0 | 0 | 0 | 0 | 0 | 0 | 0 | 0 | 0 | 0 | 0 | 0 | 0 | 0 | 0 | 0 | 0 | 0 | 0 | 0
F4_Industrial_Stone, Clay, Glass_New_Space Heating_Natural Gas_Furnace_E9 | F4 | Industrial | Stone, Clay, Glass | New | Space Heating | Natural Gas | Furnace | E9 | RVT BC Ratio | 0 | 0 | 0 | 0 | 0 | 0 | 0 | 0 | 0 | 0 | 0 | 0 | 0 | 0 | 0 | 0 | 0 | 0 | 0 | 0 | 0 | 0 | 0 | 0 | 0 | 0 | 0 | 0 | 0 | 0 | 0 | 0 | 0
F4_Industrial_Stone, Clay, Glass_New_Space Heating_Natural Gas_Furnace_E10 | F4 | Industrial | Stone, Clay, Glass | New | Space Heating | Natural Gas | Furnace | E10 | RVT BC Ratio | 0 | 0 | 0 | 0 | 0 | 0 | 0 | 0 | 0 | 0 | 0 | 0 | 0 | 0 | 0 | 0 | 0 | 0 | 0 | 0 | 0 | 0 | 0 | 0 | 0 | 0 | 0 | 0 | 0 | 0 | 0 | 0 | 0
F5_Industrial_Stone, Clay, Glass_New_Space Heating_Natural Gas_Furnace_E1 | F5 | Industrial | Stone, Clay, Glass | New | Space Heating | Natural Gas | Furnace | E1 | RIM BC Ratio | 0 | 0 | 0 | 0 | 0 | 0 | 0 | 0 | 0 | 0 | 0 | 0 | 0 | 0 | 0 | 0 | 0 | 0 | 0 | 0 | 0 | 0 | 0 | 0 | 0 | 0 | 0 | 0 | 0 | 0 | 0 | 0 | 0
F5_Industrial_Stone, Clay, Glass_New_Space Heating_Natural Gas_Furnace_E2 | F5 | Industrial | Stone, Clay, Glass | New | Space Heating | Natural Gas | Furnace | E2 | RIM BC Ratio | 0 | 0 | 0 | 0 | 0 | 0 | 0 | 0 | 0 | 0 | 0 | 0 | 0 | 0 | 0 | 0 | 0 | 0 | 0 | 0 | 0 | 0 | 0 | 0 | 0 | 0 | 0 | 0 | 0 | 0 | 0 | 0 | 0
F5_Industrial_Stone, Clay, Glass_New_Space Heating_Natural Gas_Furnace_E3 | F5 | Industrial | Stone, Clay, Glass | New | Space Heating | Natural Gas | Furnace | E3 | RIM BC Ratio | 0 | 0 | 0 | 0 | 0 | 0 | 0 | 0 | 0 | 0 | 0 | 0 | 0 | 0 | 0 | 0 | 0 | 0 | 0 | 0 | 0 | 0 | 0 | 0 | 0 | 0 | 0 | 0 | 0 | 0 | 0 | 0 | 0
F5_Industrial_Stone, Clay, Glass_New_Space Heating_Natural Gas_Furnace_E4 | F5 | Industrial | Stone, Clay, Glass | New | Space Heating | Natural Gas | Furnace | E4 | RIM BC Ratio | 0 | 0 | 0 | 0 | 0 | 0 | 0 | 0 | 0 | 0 | 0 | 0 | 0 | 0 | 0 | 0 | 0 | 0 | 0 | 0 | 0 | 0 | 0 | 0 | 0 | 0 | 0 | 0 | 0 | 0 | 0 | 0 | 0
F5_Industrial_Stone, Clay, Glass_New_Space Heating_Natural Gas_Furnace_E5 | F5 | Industrial | Stone, Clay, Glass | New | Space Heating | Natural Gas | Furnace | E5 | RIM BC Ratio | 0 | 0 | 0 | 0 | 0 | 0 | 0 | 0 | 0 | 0 | 0 | 0 | 0 | 0 | 0 | 0 | 0 | 0 | 0 | 0 | 0 | 0 | 0 | 0 | 0 | 0 | 0 | 0 | 0 | 0 | 0 | 0 | 0
F5_Industrial_Stone, Clay, Glass_New_Space Heating_Natural Gas_Furnace_E6 | F5 | Industrial | Stone, Clay, Glass | New | Space Heating | Natural Gas | Furnace | E6 | RIM BC Ratio | 0 | 0 | 0 | 0 | 0 | 0 | 0 | 0 | 0 | 0 | 0 | 0 | 0 | 0 | 0 | 0 | 0 | 0 | 0 | 0 | 0 | 0 | 0 | 0 | 0 | 0 | 0 | 0 | 0 | 0 | 0 | 0 | 0
F5_Industrial_Stone, Clay, Glass_New_Space Heating_Natural Gas_Furnace_E7 | F5 | Industrial | Stone, Clay, Glass | New | Space Heating | Natural Gas | Furnace | E7 | RIM BC Ratio | 0 | 0 | 0 | 0 | 0 | 0 | 0 | 0 | 0 | 0 | 0 | 0 | 0 | 0 | 0 | 0 | 0 | 0 | 0 | 0 | 0 | 0 | 0 | 0 | 0 | 0 | 0 | 0 | 0 | 0 | 0 | 0 | 0
F5_Industrial_Stone, Clay, Glass_New_Space Heating_Natural Gas_Furnace_E8 | F5 | Industrial | Stone, Clay, Glass | New | Space Heating | Natural Gas | Furnace | E8 | RIM BC Ratio | 0 | 0 | 0 | 0 | 0 | 0 | 0 | 0 | 0 | 0 | 0 | 0 | 0 | 0 | 0 | 0 | 0 | 0 | 0 | 0 | 0 | 0 | 0 | 0 | 0 | 0 | 0 | 0 | 0 | 0 | 0 | 0 | 0
F5_Industrial_Stone, Clay, Glass_New_Space Heating_Natural Gas_Furnace_E9 | F5 | Industrial | Stone, Clay, Glass | New | Space Heating | Natural Gas | Furnace | E9 | RIM BC Ratio | 0 | 0 | 0 | 0 | 0 | 0 | 0 | 0 | 0 | 0 | 0 | 0 | 0 | 0 | 0 | 0 | 0 | 0 | 0 | 0 | 0 | 0 | 0 | 0 | 0 | 0 | 0 | 0 | 0 | 0 | 0 | 0 | 0
F5_Industrial_Stone, Clay, Glass_New_Space Heating_Natural Gas_Furnace_E10 | F5 | Industrial | Stone, Clay, Glass | New | Space Heating | Natural Gas | Furnace | E10 | RIM BC Ratio | 0 | 0 | 0 | 0 | 0 | 0 | 0 | 0 | 0 | 0 | 0 | 0 | 0 | 0 | 0 | 0 | 0 | 0 | 0 | 0 | 0 | 0 | 0 | 0 | 0 | 0 | 0 | 0 | 0 | 0 | 0 | 0 | 0
F0_Industrial_Stone, Clay, Glass_New_Space Heating_Natural Gas_Boiler_E0 | F0 | Industrial | Stone, Clay, Glass | New | Space Heating | Natural Gas | Boiler | E0 | Economic Unit | 0 | 0 | 0 | 0 | 0 | 0 | 0 | 0 | 0 | 0 | 0 | 0 | 0 | 0 | 0 | 0 | 0 | 0 | 0 | 0 | 0 | 0 | 0 | 0 | 0 | 0 | 0 | 0 | 0 | 0 | 0 | 0 | 0
F1_Industrial_Stone, Clay, Glass_New_Space Heating_Natural Gas_Boiler_E1 | F1 | Industrial | Stone, Clay, Glass | New | Space Heating | Natural Gas | Boiler | E1 | CCE | 0 | 0 | 0 | 0 | 0 | 0 | 0 | 0 | 0 | 0 | 0 | 0 | 0 | 0 | 0 | 0 | 0 | 0 | 0 | 0 | 0 | 0 | 0 | 0 | 0 | 0 | 0 | 0 | 0 | 0 | 0 | 0 | 0
F1_Industrial_Stone, Clay, Glass_New_Space Heating_Natural Gas_Boiler_E2 | F1 | Industrial | Stone, Clay, Glass | New | Space Heating | Natural Gas | Boiler | E2 | CCE | 0 | 0 | 0 | 0 | 0 | 0 | 0 | 0 | 0 | 0 | 0 | 0 | 0 | 0 | 0 | 0 | 0 | 0 | 0 | 0 | 0 | 0 | 0 | 0 | 0 | 0 | 0 | 0 | 0 | 0 | 0 | 0 | 0
F1_Industrial_Stone, Clay, Glass_New_Space Heating_Natural Gas_Boiler_E3 | F1 | Industrial | Stone, Clay, Glass | New | Space Heating | Natural Gas | Boiler | E3 | CCE | 0 | 0 | 0 | 0 | 0 | 0 | 0 | 0 | 0 | 0 | 0 | 0 | 0 | 0 | 0 | 0 | 0 | 0 | 0 | 0 | 0 | 0 | 0 | 0 | 0 | 0 | 0 | 0 | 0 | 0 | 0 | 0 | 0
F1_Industrial_Stone, Clay, Glass_New_Space Heating_Natural Gas_Boiler_E4 | F1 | Industrial | Stone, Clay, Glass | New | Space Heating | Natural Gas | Boiler | E4 | CCE | 0 | 0 | 0 | 0 | 0 | 0 | 0 | 0 | 0 | 0 | 0 | 0 | 0 | 0 | 0 | 0 | 0 | 0 | 0 | 0 | 0 | 0 | 0 | 0 | 0 | 0 | 0 | 0 | 0 | 0 | 0 | 0 | 0
F1_Industrial_Stone, Clay, Glass_New_Space Heating_Natural Gas_Boiler_E5 | F1 | Industrial | Stone, Clay, Glass | New | Space Heating | Natural Gas | Boiler | E5 | CCE | 0 | 0 | 0 | 0 | 0 | 0 | 0 | 0 | 0 | 0 | 0 | 0 | 0 | 0 | 0 | 0 | 0 | 0 | 0 | 0 | 0 | 0 | 0 | 0 | 0 | 0 | 0 | 0 | 0 | 0 | 0 | 0 | 0
F1_Industrial_Stone, Clay, Glass_New_Space Heating_Natural Gas_Boiler_E6 | F1 | Industrial | Stone, Clay, Glass | New | Space Heating | Natural Gas | Boiler | E6 | CCE | 0 | 0 | 0 | 0 | 0 | 0 | 0 | 0 | 0 | 0 | 0 | 0 | 0 | 0 | 0 | 0 | 0 | 0 | 0 | 0 | 0 | 0 | 0 | 0 | 0 | 0 | 0 | 0 | 0 | 0 | 0 | 0 | 0
F1_Industrial_Stone, Clay, Glass_New_Space Heating_Natural Gas_Boiler_E7 | F1 | Industrial | Stone, Clay, Glass | New | Space Heating | Natural Gas | Boiler | E7 | CCE | 0 | 0 | 0 | 0 | 0 | 0 | 0 | 0 | 0 | 0 | 0 | 0 | 0 | 0 | 0 | 0 | 0 | 0 | 0 | 0 | 0 | 0 | 0 | 0 | 0 | 0 | 0 | 0 | 0 | 0 | 0 | 0 | 0
F1_Industrial_Stone, Clay, Glass_New_Space Heating_Natural Gas_Boiler_E8 | F1 | Industrial | Stone, Clay, Glass | New | Space Heating | Natural Gas | Boiler | E8 | CCE | 0 | 0 | 0 | 0 | 0 | 0 | 0 | 0 | 0 | 0 | 0 | 0 | 0 | 0 | 0 | 0 | 0 | 0 | 0 | 0 | 0 | 0 | 0 | 0 | 0 | 0 | 0 | 0 | 0 | 0 | 0 | 0 | 0
F1_Industrial_Stone, Clay, Glass_New_Space Heating_Natural Gas_Boiler_E9 | F1 | Industrial | Stone, Clay, Glass | New | Space Heating | Natural Gas | Boiler | E9 | CCE | 0 | 0 | 0 | 0 | 0 | 0 | 0 | 0 | 0 | 0 | 0 | 0 | 0 | 0 | 0 | 0 | 0 | 0 | 0 | 0 | 0 | 0 | 0 | 0 | 0 | 0 | 0 | 0 | 0 | 0 | 0 | 0 | 0
F1_Industrial_Stone, Clay, Glass_New_Space Heating_Natural Gas_Boiler_E10 | F1 | Industrial | Stone, Clay, Glass | New | Space Heating | Natural Gas | Boiler | E10 | CCE | 0 | 0 | 0 | 0 | 0 | 0 | 0 | 0 | 0 | 0 | 0 | 0 | 0 | 0 | 0 | 0 | 0 | 0 | 0 | 0 | 0 | 0 | 0 | 0 | 0 | 0 | 0 | 0 | 0 | 0 | 0 | 0 | 0
F2_Industrial_Stone, Clay, Glass_New_Space Heating_Natural Gas_Boiler_E1 | F2 | Industrial | Stone, Clay, Glass | New | Space Heating | Natural Gas | Boiler | E1 | TRC BC Ratio | 0 | 0 | 0 | 0 | 0 | 0 | 0 | 0 | 0 | 0 | 0 | 0 | 0 | 0 | 0 | 0 | 0 | 0 | 0 | 0 | 0 | 0 | 0 | 0 | 0 | 0 | 0 | 0 | 0 | 0 | 0 | 0 | 0
F2_Industrial_Stone, Clay, Glass_New_Space Heating_Natural Gas_Boiler_E2 | F2 | Industrial | Stone, Clay, Glass | New | Space Heating | Natural Gas | Boiler | E2 | TRC BC Ratio | 0 | 0 | 0 | 0 | 0 | 0 | 0 | 0 | 0 | 0 | 0 | 0 | 0 | 0 | 0 | 0 | 0 | 0 | 0 | 0 | 0 | 0 | 0 | 0 | 0 | 0 | 0 | 0 | 0 | 0 | 0 | 0 | 0
F2_Industrial_Stone, Clay, Glass_New_Space Heating_Natural Gas_Boiler_E3 | F2 | Industrial | Stone, Clay, Glass | New | Space Heating | Natural Gas | Boiler | E3 | TRC BC Ratio | 0 | 0 | 0 | 0 | 0 | 0 | 0 | 0 | 0 | 0 | 0 | 0 | 0 | 0 | 0 | 0 | 0 | 0 | 0 | 0 | 0 | 0 | 0 | 0 | 0 | 0 | 0 | 0 | 0 | 0 | 0 | 0 | 0
F2_Industrial_Stone, Clay, Glass_New_Space Heating_Natural Gas_Boiler_E4 | F2 | Industrial | Stone, Clay, Glass | New | Space Heating | Natural Gas | Boiler | E4 | TRC BC Ratio | 0 | 0 | 0 | 0 | 0 | 0 | 0 | 0 | 0 | 0 | 0 | 0 | 0 | 0 | 0 | 0 | 0 | 0 | 0 | 0 | 0 | 0 | 0 | 0 | 0 | 0 | 0 | 0 | 0 | 0 | 0 | 0 | 0
F2_Industrial_Stone, Clay, Glass_New_Space Heating_Natural Gas_Boiler_E5 | F2 | Industrial | Stone, Clay, Glass | New | Space Heating | Natural Gas | Boiler | E5 | TRC BC Ratio | 0 | 0 | 0 | 0 | 0 | 0 | 0 | 0 | 0 | 0 | 0 | 0 | 0 | 0 | 0 | 0 | 0 | 0 | 0 | 0 | 0 | 0 | 0 | 0 | 0 | 0 | 0 | 0 | 0 | 0 | 0 | 0 | 0
F2_Industrial_Stone, Clay, Glass_New_Space Heating_Natural Gas_Boiler_E6 | F2 | Industrial | Stone, Clay, Glass | New | Space Heating | Natural Gas | Boiler | E6 | TRC BC Ratio | 0 | 0 | 0 | 0 | 0 | 0 | 0 | 0 | 0 | 0 | 0 | 0 | 0 | 0 | 0 | 0 | 0 | 0 | 0 | 0 | 0 | 0 | 0 | 0 | 0 | 0 | 0 | 0 | 0 | 0 | 0 | 0 | 0
F2_Industrial_Stone, Clay, Glass_New_Space Heating_Natural Gas_Boiler_E7 | F2 | Industrial | Stone, Clay, Glass | New | Space Heating | Natural Gas | Boiler | E7 | TRC BC Ratio | 0 | 0 | 0 | 0 | 0 | 0 | 0 | 0 | 0 | 0 | 0 | 0 | 0 | 0 | 0 | 0 | 0 | 0 | 0 | 0 | 0 | 0 | 0 | 0 | 0 | 0 | 0 | 0 | 0 | 0 | 0 | 0 | 0
F2_Industrial_Stone, Clay, Glass_New_Space Heating_Natural Gas_Boiler_E8 | F2 | Industrial | Stone, Clay, Glass | New | Space Heating | Natural Gas | Boiler | E8 | TRC BC Ratio | 0 | 0 | 0 | 0 | 0 | 0 | 0 | 0 | 0 | 0 | 0 | 0 | 0 | 0 | 0 | 0 | 0 | 0 | 0 | 0 | 0 | 0 | 0 | 0 | 0 | 0 | 0 | 0 | 0 | 0 | 0 | 0 | 0
F2_Industrial_Stone, Clay, Glass_New_Space Heating_Natural Gas_Boiler_E9 | F2 | Industrial | Stone, Clay, Glass | New | Space Heating | Natural Gas | Boiler | E9 | TRC BC Ratio | 0 | 0 | 0 | 0 | 0 | 0 | 0 | 0 | 0 | 0 | 0 | 0 | 0 | 0 | 0 | 0 | 0 | 0 | 0 | 0 | 0 | 0 | 0 | 0 | 0 | 0 | 0 | 0 | 0 | 0 | 0 | 0 | 0
F2_Industrial_Stone, Clay, Glass_New_Space Heating_Natural Gas_Boiler_E10 | F2 | Industrial | Stone, Clay, Glass | New | Space Heating | Natural Gas | Boiler | E10 | TRC BC Ratio | 0 | 0 | 0 | 0 | 0 | 0 | 0 | 0 | 0 | 0 | 0 | 0 | 0 | 0 | 0 | 0 | 0 | 0 | 0 | 0 | 0 | 0 | 0 | 0 | 0 | 0 | 0 | 0 | 0 | 0 | 0 | 0 | 0
F3_Industrial_Stone, Clay, Glass_New_Space Heating_Natural Gas_Boiler_E1 | F3 | Industrial | Stone, Clay, Glass | New | Space Heating | Natural Gas | Boiler | E1 | PACT BC Ratio | 0 | 0 | 0 | 0 | 0 | 0 | 0 | 0 | 0 | 0 | 0 | 0 | 0 | 0 | 0 | 0 | 0 | 0 | 0 | 0 | 0 | 0 | 0 | 0 | 0 | 0 | 0 | 0 | 0 | 0 | 0 | 0 | 0
F3_Industrial_Stone, Clay, Glass_New_Space Heating_Natural Gas_Boiler_E2 | F3 | Industrial | Stone, Clay, Glass | New | Space Heating | Natural Gas | Boiler | E2 | PACT BC Ratio | 0 | 0 | 0 | 0 | 0 | 0 | 0 | 0 | 0 | 0 | 0 | 0 | 0 | 0 | 0 | 0 | 0 | 0 | 0 | 0 | 0 | 0 | 0 | 0 | 0 | 0 | 0 | 0 | 0 | 0 | 0 | 0 | 0
F3_Industrial_Stone, Clay, Glass_New_Space Heating_Natural Gas_Boiler_E3 | F3 | Industrial | Stone, Clay, Glass | New | Space Heating | Natural Gas | Boiler | E3 | PACT BC Ratio | 0 | 0 | 0 | 0 | 0 | 0 | 0 | 0 | 0 | 0 | 0 | 0 | 0 | 0 | 0 | 0 | 0 | 0 | 0 | 0 | 0 | 0 | 0 | 0 | 0 | 0 | 0 | 0 | 0 | 0 | 0 | 0 | 0
F3_Industrial_Stone, Clay, Glass_New_Space Heating_Natural Gas_Boiler_E4 | F3 | Industrial | Stone, Clay, Glass | New | Space Heating | Natural Gas | Boiler | E4 | PACT BC Ratio | 0 | 0 | 0 | 0 | 0 | 0 | 0 | 0 | 0 | 0 | 0 | 0 | 0 | 0 | 0 | 0 | 0 | 0 | 0 | 0 | 0 | 0 | 0 | 0 | 0 | 0 | 0 | 0 | 0 | 0 | 0 | 0 | 0
F3_Industrial_Stone, Clay, Glass_New_Space Heating_Natural Gas_Boiler_E5 | F3 | Industrial | Stone, Clay, Glass | New | Space Heating | Natural Gas | Boiler | E5 | PACT BC Ratio | 0 | 0 | 0 | 0 | 0 | 0 | 0 | 0 | 0 | 0 | 0 | 0 | 0 | 0 | 0 | 0 | 0 | 0 | 0 | 0 | 0 | 0 | 0 | 0 | 0 | 0 | 0 | 0 | 0 | 0 | 0 | 0 | 0
F3_Industrial_Stone, Clay, Glass_New_Space Heating_Natural Gas_Boiler_E6 | F3 | Industrial | Stone, Clay, Glass | New | Space Heating | Natural Gas | Boiler | E6 | PACT BC Ratio | 0 | 0 | 0 | 0 | 0 | 0 | 0 | 0 | 0 | 0 | 0 | 0 | 0 | 0 | 0 | 0 | 0 | 0 | 0 | 0 | 0 | 0 | 0 | 0 | 0 | 0 | 0 | 0 | 0 | 0 | 0 | 0 | 0
F3_Industrial_Stone, Clay, Glass_New_Space Heating_Natural Gas_Boiler_E7 | F3 | Industrial | Stone, Clay, Glass | New | Space Heating | Natural Gas | Boiler | E7 | PACT BC Ratio | 0 | 0 | 0 | 0 | 0 | 0 | 0 | 0 | 0 | 0 | 0 | 0 | 0 | 0 | 0 | 0 | 0 | 0 | 0 | 0 | 0 | 0 | 0 | 0 | 0 | 0 | 0 | 0 | 0 | 0 | 0 | 0 | 0
F3_Industrial_Stone, Clay, Glass_New_Space Heating_Natural Gas_Boiler_E8 | F3 | Industrial | Stone, Clay, Glass | New | Space Heating | Natural Gas | Boiler | E8 | PACT BC Ratio | 0 | 0 | 0 | 0 | 0 | 0 | 0 | 0 | 0 | 0 | 0 | 0 | 0 | 0 | 0 | 0 | 0 | 0 | 0 | 0 | 0 | 0 | 0 | 0 | 0 | 0 | 0 | 0 | 0 | 0 | 0 | 0 | 0
F3_Industrial_Stone, Clay, Glass_New_Space Heating_Natural Gas_Boiler_E9 | F3 | Industrial | Stone, Clay, Glass | New | Space Heating | Natural Gas | Boiler | E9 | PACT BC Ratio | 0 | 0 | 0 | 0 | 0 | 0 | 0 | 0 | 0 | 0 | 0 | 0 | 0 | 0 | 0 | 0 | 0 | 0 | 0 | 0 | 0 | 0 | 0 | 0 | 0 | 0 | 0 | 0 | 0 | 0 | 0 | 0 | 0
F3_Industrial_Stone, Clay, Glass_New_Space Heating_Natural Gas_Boiler_E10 | F3 | Industrial | Stone, Clay, Glass | New | Space Heating | Natural Gas | Boiler | E10 | PACT BC Ratio | 0 | 0 | 0 | 0 | 0 | 0 | 0 | 0 | 0 | 0 | 0 | 0 | 0 | 0 | 0 | 0 | 0 | 0 | 0 | 0 | 0 | 0 | 0 | 0 | 0 | 0 | 0 | 0 | 0 | 0 | 0 | 0 | 0
F4_Industrial_Stone, Clay, Glass_New_Space Heating_Natural Gas_Boiler_E1 | F4 | Industrial | Stone, Clay, Glass | New | Space Heating | Natural Gas | Boiler | E1 | RVT BC Ratio | 0 | 0 | 0 | 0 | 0 | 0 | 0 | 0 | 0 | 0 | 0 | 0 | 0 | 0 | 0 | 0 | 0 | 0 | 0 | 0 | 0 | 0 | 0 | 0 | 0 | 0 | 0 | 0 | 0 | 0 | 0 | 0 | 0
F4_Industrial_Stone, Clay, Glass_New_Space Heating_Natural Gas_Boiler_E2 | F4 | Industrial | Stone, Clay, Glass | New | Space Heating | Natural Gas | Boiler | E2 | RVT BC Ratio | 0 | 0 | 0 | 0 | 0 | 0 | 0 | 0 | 0 | 0 | 0 | 0 | 0 | 0 | 0 | 0 | 0 | 0 | 0 | 0 | 0 | 0 | 0 | 0 | 0 | 0 | 0 | 0 | 0 | 0 | 0 | 0 | 0
F4_Industrial_Stone, Clay, Glass_New_Space Heating_Natural Gas_Boiler_E3 | F4 | Industrial | Stone, Clay, Glass | New | Space Heating | Natural Gas | Boiler | E3 | RVT BC Ratio | 0 | 0 | 0 | 0 | 0 | 0 | 0 | 0 | 0 | 0 | 0 | 0 | 0 | 0 | 0 | 0 | 0 | 0 | 0 | 0 | 0 | 0 | 0 | 0 | 0 | 0 | 0 | 0 | 0 | 0 | 0 | 0 | 0
F4_Industrial_Stone, Clay, Glass_New_Space Heating_Natural Gas_Boiler_E4 | F4 | Industrial | Stone, Clay, Glass | New | Space Heating | Natural Gas | Boiler | E4 | RVT BC Ratio | 0 | 0 | 0 | 0 | 0 | 0 | 0 | 0 | 0 | 0 | 0 | 0 | 0 | 0 | 0 | 0 | 0 | 0 | 0 | 0 | 0 | 0 | 0 | 0 | 0 | 0 | 0 | 0 | 0 | 0 | 0 | 0 | 0
F4_Industrial_Stone, Clay, Glass_New_Space Heating_Natural Gas_Boiler_E5 | F4 | Industrial | Stone, Clay, Glass | New | Space Heating | Natural Gas | Boiler | E5 | RVT BC Ratio | 0 | 0 | 0 | 0 | 0 | 0 | 0 | 0 | 0 | 0 | 0 | 0 | 0 | 0 | 0 | 0 | 0 | 0 | 0 | 0 | 0 | 0 | 0 | 0 | 0 | 0 | 0 | 0 | 0 | 0 | 0 | 0 | 0
F4_Industrial_Stone, Clay, Glass_New_Space Heating_Natural Gas_Boiler_E6 | F4 | Industrial | Stone, Clay, Glass | New | Space Heating | Natural Gas | Boiler | E6 | RVT BC Ratio | 0 | 0 | 0 | 0 | 0 | 0 | 0 | 0 | 0 | 0 | 0 | 0 | 0 | 0 | 0 | 0 | 0 | 0 | 0 | 0 | 0 | 0 | 0 | 0 | 0 | 0 | 0 | 0 | 0 | 0 | 0 | 0 | 0
F4_Industrial_Stone, Clay, Glass_New_Space Heating_Natural Gas_Boiler_E7 | F4 | Industrial | Stone, Clay, Glass | New | Space Heating | Natural Gas | Boiler | E7 | RVT BC Ratio | 0 | 0 | 0 | 0 | 0 | 0 | 0 | 0 | 0 | 0 | 0 | 0 | 0 | 0 | 0 | 0 | 0 | 0 | 0 | 0 | 0 | 0 | 0 | 0 | 0 | 0 | 0 | 0 | 0 | 0 | 0 | 0 | 0
F4_Industrial_Stone, Clay, Glass_New_Space Heating_Natural Gas_Boiler_E8 | F4 | Industrial | Stone, Clay, Glass | New | Space Heating | Natural Gas | Boiler | E8 | RVT BC Ratio | 0 | 0 | 0 | 0 | 0 | 0 | 0 | 0 | 0 | 0 | 0 | 0 | 0 | 0 | 0 | 0 | 0 | 0 | 0 | 0 | 0 | 0 | 0 | 0 | 0 | 0 | 0 | 0 | 0 | 0 | 0 | 0 | 0
F4_Industrial_Stone, Clay, Glass_New_Space Heating_Natural Gas_Boiler_E9 | F4 | Industrial | Stone, Clay, Glass | New | Space Heating | Natural Gas | Boiler | E9 | RVT BC Ratio | 0 | 0 | 0 | 0 | 0 | 0 | 0 | 0 | 0 | 0 | 0 | 0 | 0 | 0 | 0 | 0 | 0 | 0 | 0 | 0 | 0 | 0 | 0 | 0 | 0 | 0 | 0 | 0 | 0 | 0 | 0 | 0 | 0
F4_Industrial_Stone, Clay, Glass_New_Space Heating_Natural Gas_Boiler_E10 | F4 | Industrial | Stone, Clay, Glass | New | Space Heating | Natural Gas | Boiler | E10 | RVT BC Ratio | 0 | 0 | 0 | 0 | 0 | 0 | 0 | 0 | 0 | 0 | 0 | 0 | 0 | 0 | 0 | 0 | 0 | 0 | 0 | 0 | 0 | 0 | 0 | 0 | 0 | 0 | 0 | 0 | 0 | 0 | 0 | 0 | 0
F5_Industrial_Stone, Clay, Glass_New_Space Heating_Natural Gas_Boiler_E1 | F5 | Industrial | Stone, Clay, Glass | New | Space Heating | Natural Gas | Boiler | E1 | RIM BC Ratio | 0 | 0 | 0 | 0 | 0 | 0 | 0 | 0 | 0 | 0 | 0 | 0 | 0 | 0 | 0 | 0 | 0 | 0 | 0 | 0 | 0 | 0 | 0 | 0 | 0 | 0 | 0 | 0 | 0 | 0 | 0 | 0 | 0
F5_Industrial_Stone, Clay, Glass_New_Space Heating_Natural Gas_Boiler_E2 | F5 | Industrial | Stone, Clay, Glass | New | Space Heating | Natural Gas | Boiler | E2 | RIM BC Ratio | 0 | 0 | 0 | 0 | 0 | 0 | 0 | 0 | 0 | 0 | 0 | 0 | 0 | 0 | 0 | 0 | 0 | 0 | 0 | 0 | 0 | 0 | 0 | 0 | 0 | 0 | 0 | 0 | 0 | 0 | 0 | 0 | 0
F5_Industrial_Stone, Clay, Glass_New_Space Heating_Natural Gas_Boiler_E3 | F5 | Industrial | Stone, Clay, Glass | New | Space Heating | Natural Gas | Boiler | E3 | RIM BC Ratio | 0 | 0 | 0 | 0 | 0 | 0 | 0 | 0 | 0 | 0 | 0 | 0 | 0 | 0 | 0 | 0 | 0 | 0 | 0 | 0 | 0 | 0 | 0 | 0 | 0 | 0 | 0 | 0 | 0 | 0 | 0 | 0 | 0
F5_Industrial_Stone, Clay, Glass_New_Space Heating_Natural Gas_Boiler_E4 | F5 | Industrial | Stone, Clay, Glass | New | Space Heating | Natural Gas | Boiler | E4 | RIM BC Ratio | 0 | 0 | 0 | 0 | 0 | 0 | 0 | 0 | 0 | 0 | 0 | 0 | 0 | 0 | 0 | 0 | 0 | 0 | 0 | 0 | 0 | 0 | 0 | 0 | 0 | 0 | 0 | 0 | 0 | 0 | 0 | 0 | 0
F5_Industrial_Stone, Clay, Glass_New_Space Heating_Natural Gas_Boiler_E5 | F5 | Industrial | Stone, Clay, Glass | New | Space Heating | Natural Gas | Boiler | E5 | RIM BC Ratio | 0 | 0 | 0 | 0 | 0 | 0 | 0 | 0 | 0 | 0 | 0 | 0 | 0 | 0 | 0 | 0 | 0 | 0 | 0 | 0 | 0 | 0 | 0 | 0 | 0 | 0 | 0 | 0 | 0 | 0 | 0 | 0 | 0
F5_Industrial_Stone, Clay, Glass_New_Space Heating_Natural Gas_Boiler_E6 | F5 | Industrial | Stone, Clay, Glass | New | Space Heating | Natural Gas | Boiler | E6 | RIM BC Ratio | 0 | 0 | 0 | 0 | 0 | 0 | 0 | 0 | 0 | 0 | 0 | 0 | 0 | 0 | 0 | 0 | 0 | 0 | 0 | 0 | 0 | 0 | 0 | 0 | 0 | 0 | 0 | 0 | 0 | 0 | 0 | 0 | 0
F5_Industrial_Stone, Clay, Glass_New_Space Heating_Natural Gas_Boiler_E7 | F5 | Industrial | Stone, Clay, Glass | New | Space Heating | Natural Gas | Boiler | E7 | RIM BC Ratio | 0 | 0 | 0 | 0 | 0 | 0 | 0 | 0 | 0 | 0 | 0 | 0 | 0 | 0 | 0 | 0 | 0 | 0 | 0 | 0 | 0 | 0 | 0 | 0 | 0 | 0 | 0 | 0 | 0 | 0 | 0 | 0 | 0
F5_Industrial_Stone, Clay, Glass_New_Space Heating_Natural Gas_Boiler_E8 | F5 | Industrial | Stone, Clay, Glass | New | Space Heating | Natural Gas | Boiler | E8 | RIM BC Ratio | 0 | 0 | 0 | 0 | 0 | 0 | 0 | 0 | 0 | 0 | 0 | 0 | 0 | 0 | 0 | 0 | 0 | 0 | 0 | 0 | 0 | 0 | 0 | 0 | 0 | 0 | 0 | 0 | 0 | 0 | 0 | 0 | 0
F5_Industrial_Stone, Clay, Glass_New_Space Heating_Natural Gas_Boiler_E9 | F5 | Industrial | Stone, Clay, Glass | New | Space Heating | Natural Gas | Boiler | E9 | RIM BC Ratio | 0 | 0 | 0 | 0 | 0 | 0 | 0 | 0 | 0 | 0 | 0 | 0 | 0 | 0 | 0 | 0 | 0 | 0 | 0 | 0 | 0 | 0 | 0 | 0 | 0 | 0 | 0 | 0 | 0 | 0 | 0 | 0 | 0
F5_Industrial_Stone, Clay, Glass_New_Space Heating_Natural Gas_Boiler_E10 | F5 | Industrial | Stone, Clay, Glass | New | Space Heating | Natural Gas | Boiler | E10 | RIM BC Ratio | 0 | 0 | 0 | 0 | 0 | 0 | 0 | 0 | 0 | 0 | 0 | 0 | 0 | 0 | 0 | 0 | 0 | 0 | 0 | 0 | 0 | 0 | 0 | 0 | 0 | 0 | 0 | 0 | 0 | 0 | 0 | 0 | 0
F0_Industrial_Stone, Clay, Glass_New_Space Heating_Natural Gas_Unit Heater_E0 | F0 | Industrial | Stone, Clay, Glass | New | Space Heating | Natural Gas | Unit Heater | E0 | Economic Unit | 0 | 0 | 0 | 0 | 0 | 0 | 0 | 0 | 0 | 0 | 0 | 0 | 0 | 0 | 0 | 0 | 0 | 0 | 0 | 0 | 0 | 0 | 0 | 0 | 0 | 0 | 0 | 0 | 0 | 0 | 0 | 0 | 0
F1_Industrial_Stone, Clay, Glass_New_Space Heating_Natural Gas_Unit Heater_E1 | F1 | Industrial | Stone, Clay, Glass | New | Space Heating | Natural Gas | Unit Heater | E1 | CCE | 0 | 0 | 0 | 0 | 0 | 0 | 0 | 0 | 0 | 0 | 0 | 0 | 0 | 0 | 0 | 0 | 0 | 0 | 0 | 0 | 0 | 0 | 0 | 0 | 0 | 0 | 0 | 0 | 0 | 0 | 0 | 0 | 0
F1_Industrial_Stone, Clay, Glass_New_Space Heating_Natural Gas_Unit Heater_E2 | F1 | Industrial | Stone, Clay, Glass | New | Space Heating | Natural Gas | Unit Heater | E2 | CCE | 0 | 0 | 0 | 0 | 0 | 0 | 0 | 0 | 0 | 0 | 0 | 0 | 0 | 0 | 0 | 0 | 0 | 0 | 0 | 0 | 0 | 0 | 0 | 0 | 0 | 0 | 0 | 0 | 0 | 0 | 0 | 0 | 0
F1_Industrial_Stone, Clay, Glass_New_Space Heating_Natural Gas_Unit Heater_E3 | F1 | Industrial | Stone, Clay, Glass | New | Space Heating | Natural Gas | Unit Heater | E3 | CCE | 0 | 0 | 0 | 0 | 0 | 0 | 0 | 0 | 0 | 0 | 0 | 0 | 0 | 0 | 0 | 0 | 0 | 0 | 0 | 0 | 0 | 0 | 0 | 0 | 0 | 0 | 0 | 0 | 0 | 0 | 0 | 0 | 0
F1_Industrial_Stone, Clay, Glass_New_Space Heating_Natural Gas_Unit Heater_E4 | F1 | Industrial | Stone, Clay, Glass | New | Space Heating | Natural Gas | Unit Heater | E4 | CCE | 0 | 0 | 0 | 0 | 0 | 0 | 0 | 0 | 0 | 0 | 0 | 0 | 0 | 0 | 0 | 0 | 0 | 0 | 0 | 0 | 0 | 0 | 0 | 0 | 0 | 0 | 0 | 0 | 0 | 0 | 0 | 0 | 0
F1_Industrial_Stone, Clay, Glass_New_Space Heating_Natural Gas_Unit Heater_E5 | F1 | Industrial | Stone, Clay, Glass | New | Space Heating | Natural Gas | Unit Heater | E5 | CCE | 0 | 0 | 0 | 0 | 0 | 0 | 0 | 0 | 0 | 0 | 0 | 0 | 0 | 0 | 0 | 0 | 0 | 0 | 0 | 0 | 0 | 0 | 0 | 0 | 0 | 0 | 0 | 0 | 0 | 0 | 0 | 0 | 0
F1_Industrial_Stone, Clay, Glass_New_Space Heating_Natural Gas_Unit Heater_E6 | F1 | Industrial | Stone, Clay, Glass | New | Space Heating | Natural Gas | Unit Heater | E6 | CCE | 0 | 0 | 0 | 0 | 0 | 0 | 0 | 0 | 0 | 0 | 0 | 0 | 0 | 0 | 0 | 0 | 0 | 0 | 0 | 0 | 0 | 0 | 0 | 0 | 0 | 0 | 0 | 0 | 0 | 0 | 0 | 0 | 0
F1_Industrial_Stone, Clay, Glass_New_Space Heating_Natural Gas_Unit Heater_E7 | F1 | Industrial | Stone, Clay, Glass | New | Space Heating | Natural Gas | Unit Heater | E7 | CCE | 0 | 0 | 0 | 0 | 0 | 0 | 0 | 0 | 0 | 0 | 0 | 0 | 0 | 0 | 0 | 0 | 0 | 0 | 0 | 0 | 0 | 0 | 0 | 0 | 0 | 0 | 0 | 0 | 0 | 0 | 0 | 0 | 0
F1_Industrial_Stone, Clay, Glass_New_Space Heating_Natural Gas_Unit Heater_E8 | F1 | Industrial | Stone, Clay, Glass | New | Space Heating | Natural Gas | Unit Heater | E8 | CCE | 0 | 0 | 0 | 0 | 0 | 0 | 0 | 0 | 0 | 0 | 0 | 0 | 0 | 0 | 0 | 0 | 0 | 0 | 0 | 0 | 0 | 0 | 0 | 0 | 0 | 0 | 0 | 0 | 0 | 0 | 0 | 0 | 0
F1_Industrial_Stone, Clay, Glass_New_Space Heating_Natural Gas_Unit Heater_E9 | F1 | Industrial | Stone, Clay, Glass | New | Space Heating | Natural Gas | Unit Heater | E9 | CCE | 0 | 0 | 0 | 0 | 0 | 0 | 0 | 0 | 0 | 0 | 0 | 0 | 0 | 0 | 0 | 0 | 0 | 0 | 0 | 0 | 0 | 0 | 0 | 0 | 0 | 0 | 0 | 0 | 0 | 0 | 0 | 0 | 0
F1_Industrial_Stone, Clay, Glass_New_Space Heating_Natural Gas_Unit Heater_E10 | F1 | Industrial | Stone, Clay, Glass | New | Space Heating | Natural Gas | Unit Heater | E10 | CCE | 0 | 0 | 0 | 0 | 0 | 0 | 0 | 0 | 0 | 0 | 0 | 0 | 0 | 0 | 0 | 0 | 0 | 0 | 0 | 0 | 0 | 0 | 0 | 0 | 0 | 0 | 0 | 0 | 0 | 0 | 0 | 0 | 0
F2_Industrial_Stone, Clay, Glass_New_Space Heating_Natural Gas_Unit Heater_E1 | F2 | Industrial | Stone, Clay, Glass | New | Space Heating | Natural Gas | Unit Heater | E1 | TRC BC Ratio | 0 | 0 | 0 | 0 | 0 | 0 | 0 | 0 | 0 | 0 | 0 | 0 | 0 | 0 | 0 | 0 | 0 | 0 | 0 | 0 | 0 | 0 | 0 | 0 | 0 | 0 | 0 | 0 | 0 | 0 | 0 | 0 | 0
F2_Industrial_Stone, Clay, Glass_New_Space Heating_Natural Gas_Unit Heater_E2 | F2 | Industrial | Stone, Clay, Glass | New | Space Heating | Natural Gas | Unit Heater | E2 | TRC BC Ratio | 0 | 0 | 0 | 0 | 0 | 0 | 0 | 0 | 0 | 0 | 0 | 0 | 0 | 0 | 0 | 0 | 0 | 0 | 0 | 0 | 0 | 0 | 0 | 0 | 0 | 0 | 0 | 0 | 0 | 0 | 0 | 0 | 0
F2_Industrial_Stone, Clay, Glass_New_Space Heating_Natural Gas_Unit Heater_E3 | F2 | Industrial | Stone, Clay, Glass | New | Space Heating | Natural Gas | Unit Heater | E3 | TRC BC Ratio | 0 | 0 | 0 | 0 | 0 | 0 | 0 | 0 | 0 | 0 | 0 | 0 | 0 | 0 | 0 | 0 | 0 | 0 | 0 | 0 | 0 | 0 | 0 | 0 | 0 | 0 | 0 | 0 | 0 | 0 | 0 | 0 | 0
F2_Industrial_Stone, Clay, Glass_New_Space Heating_Natural Gas_Unit Heater_E4 | F2 | Industrial | Stone, Clay, Glass | New | Space Heating | Natural Gas | Unit Heater | E4 | TRC BC Ratio | 0 | 0 | 0 | 0 | 0 | 0 | 0 | 0 | 0 | 0 | 0 | 0 | 0 | 0 | 0 | 0 | 0 | 0 | 0 | 0 | 0 | 0 | 0 | 0 | 0 | 0 | 0 | 0 | 0 | 0 | 0 | 0 | 0
F2_Industrial_Stone, Clay, Glass_New_Space Heating_Natural Gas_Unit Heater_E5 | F2 | Industrial | Stone, Clay, Glass | New | Space Heating | Natural Gas | Unit Heater | E5 | TRC BC Ratio | 0 | 0 | 0 | 0 | 0 | 0 | 0 | 0 | 0 | 0 | 0 | 0 | 0 | 0 | 0 | 0 | 0 | 0 | 0 | 0 | 0 | 0 | 0 | 0 | 0 | 0 | 0 | 0 | 0 | 0 | 0 | 0 | 0
F2_Industrial_Stone, Clay, Glass_New_Space Heating_Natural Gas_Unit Heater_E6 | F2 | Industrial | Stone, Clay, Glass | New | Space Heating | Natural Gas | Unit Heater | E6 | TRC BC Ratio | 0 | 0 | 0 | 0 | 0 | 0 | 0 | 0 | 0 | 0 | 0 | 0 | 0 | 0 | 0 | 0 | 0 | 0 | 0 | 0 | 0 | 0 | 0 | 0 | 0 | 0 | 0 | 0 | 0 | 0 | 0 | 0 | 0
F2_Industrial_Stone, Clay, Glass_New_Space Heating_Natural Gas_Unit Heater_E7 | F2 | Industrial | Stone, Clay, Glass | New | Space Heating | Natural Gas | Unit Heater | E7 | TRC BC Ratio | 0 | 0 | 0 | 0 | 0 | 0 | 0 | 0 | 0 | 0 | 0 | 0 | 0 | 0 | 0 | 0 | 0 | 0 | 0 | 0 | 0 | 0 | 0 | 0 | 0 | 0 | 0 | 0 | 0 | 0 | 0 | 0 | 0
F2_Industrial_Stone, Clay, Glass_New_Space Heating_Natural Gas_Unit Heater_E8 | F2 | Industrial | Stone, Clay, Glass | New | Space Heating | Natural Gas | Unit Heater | E8 | TRC BC Ratio | 0 | 0 | 0 | 0 | 0 | 0 | 0 | 0 | 0 | 0 | 0 | 0 | 0 | 0 | 0 | 0 | 0 | 0 | 0 | 0 | 0 | 0 | 0 | 0 | 0 | 0 | 0 | 0 | 0 | 0 | 0 | 0 | 0
F2_Industrial_Stone, Clay, Glass_New_Space Heating_Natural Gas_Unit Heater_E9 | F2 | Industrial | Stone, Clay, Glass | New | Space Heating | Natural Gas | Unit Heater | E9 | TRC BC Ratio | 0 | 0 | 0 | 0 | 0 | 0 | 0 | 0 | 0 | 0 | 0 | 0 | 0 | 0 | 0 | 0 | 0 | 0 | 0 | 0 | 0 | 0 | 0 | 0 | 0 | 0 | 0 | 0 | 0 | 0 | 0 | 0 | 0
F2_Industrial_Stone, Clay, Glass_New_Space Heating_Natural Gas_Unit Heater_E10 | F2 | Industrial | Stone, Clay, Glass | New | Space Heating | Natural Gas | Unit Heater | E10 | TRC BC Ratio | 0 | 0 | 0 | 0 | 0 | 0 | 0 | 0 | 0 | 0 | 0 | 0 | 0 | 0 | 0 | 0 | 0 | 0 | 0 | 0 | 0 | 0 | 0 | 0 | 0 | 0 | 0 | 0 | 0 | 0 | 0 | 0 | 0
F3_Industrial_Stone, Clay, Glass_New_Space Heating_Natural Gas_Unit Heater_E1 | F3 | Industrial | Stone, Clay, Glass | New | Space Heating | Natural Gas | Unit Heater | E1 | PACT BC Ratio | 0 | 0 | 0 | 0 | 0 | 0 | 0 | 0 | 0 | 0 | 0 | 0 | 0 | 0 | 0 | 0 | 0 | 0 | 0 | 0 | 0 | 0 | 0 | 0 | 0 | 0 | 0 | 0 | 0 | 0 | 0 | 0 | 0
F3_Industrial_Stone, Clay, Glass_New_Space Heating_Natural Gas_Unit Heater_E2 | F3 | Industrial | Stone, Clay, Glass | New | Space Heating | Natural Gas | Unit Heater | E2 | PACT BC Ratio | 0 | 0 | 0 | 0 | 0 | 0 | 0 | 0 | 0 | 0 | 0 | 0 | 0 | 0 | 0 | 0 | 0 | 0 | 0 | 0 | 0 | 0 | 0 | 0 | 0 | 0 | 0 | 0 | 0 | 0 | 0 | 0 | 0
F3_Industrial_Stone, Clay, Glass_New_Space Heating_Natural Gas_Unit Heater_E3 | F3 | Industrial | Stone, Clay, Glass | New | Space Heating | Natural Gas | Unit Heater | E3 | PACT BC Ratio | 0 | 0 | 0 | 0 | 0 | 0 | 0 | 0 | 0 | 0 | 0 | 0 | 0 | 0 | 0 | 0 | 0 | 0 | 0 | 0 | 0 | 0 | 0 | 0 | 0 | 0 | 0 | 0 | 0 | 0 | 0 | 0 | 0
F3_Industrial_Stone, Clay, Glass_New_Space Heating_Natural Gas_Unit Heater_E4 | F3 | Industrial | Stone, Clay, Glass | New | Space Heating | Natural Gas | Unit Heater | E4 | PACT BC Ratio | 0 | 0 | 0 | 0 | 0 | 0 | 0 | 0 | 0 | 0 | 0 | 0 | 0 | 0 | 0 | 0 | 0 | 0 | 0 | 0 | 0 | 0 | 0 | 0 | 0 | 0 | 0 | 0 | 0 | 0 | 0 | 0 | 0
F3_Industrial_Stone, Clay, Glass_New_Space Heating_Natural Gas_Unit Heater_E5 | F3 | Industrial | Stone, Clay, Glass | New | Space Heating | Natural Gas | Unit Heater | E5 | PACT BC Ratio | 0 | 0 | 0 | 0 | 0 | 0 | 0 | 0 | 0 | 0 | 0 | 0 | 0 | 0 | 0 | 0 | 0 | 0 | 0 | 0 | 0 | 0 | 0 | 0 | 0 | 0 | 0 | 0 | 0 | 0 | 0 | 0 | 0
F3_Industrial_Stone, Clay, Glass_New_Space Heating_Natural Gas_Unit Heater_E6 | F3 | Industrial | Stone, Clay, Glass | New | Space Heating | Natural Gas | Unit Heater | E6 | PACT BC Ratio | 0 | 0 | 0 | 0 | 0 | 0 | 0 | 0 | 0 | 0 | 0 | 0 | 0 | 0 | 0 | 0 | 0 | 0 | 0 | 0 | 0 | 0 | 0 | 0 | 0 | 0 | 0 | 0 | 0 | 0 | 0 | 0 | 0
F3_Industrial_Stone, Clay, Glass_New_Space Heating_Natural Gas_Unit Heater_E7 | F3 | Industrial | Stone, Clay, Glass | New | Space Heating | Natural Gas | Unit Heater | E7 | PACT BC Ratio | 0 | 0 | 0 | 0 | 0 | 0 | 0 | 0 | 0 | 0 | 0 | 0 | 0 | 0 | 0 | 0 | 0 | 0 | 0 | 0 | 0 | 0 | 0 | 0 | 0 | 0 | 0 | 0 | 0 | 0 | 0 | 0 | 0
F3_Industrial_Stone, Clay, Glass_New_Space Heating_Natural Gas_Unit Heater_E8 | F3 | Industrial | Stone, Clay, Glass | New | Space Heating | Natural Gas | Unit Heater | E8 | PACT BC Ratio | 0 | 0 | 0 | 0 | 0 | 0 | 0 | 0 | 0 | 0 | 0 | 0 | 0 | 0 | 0 | 0 | 0 | 0 | 0 | 0 | 0 | 0 | 0 | 0 | 0 | 0 | 0 | 0 | 0 | 0 | 0 | 0 | 0
F3_Industrial_Stone, Clay, Glass_New_Space Heating_Natural Gas_Unit Heater_E9 | F3 | Industrial | Stone, Clay, Glass | New | Space Heating | Natural Gas | Unit Heater | E9 | PACT BC Ratio | 0 | 0 | 0 | 0 | 0 | 0 | 0 | 0 | 0 | 0 | 0 | 0 | 0 | 0 | 0 | 0 | 0 | 0 | 0 | 0 | 0 | 0 | 0 | 0 | 0 | 0 | 0 | 0 | 0 | 0 | 0 | 0 | 0
F3_Industrial_Stone, Clay, Glass_New_Space Heating_Natural Gas_Unit Heater_E10 | F3 | Industrial | Stone, Clay, Glass | New | Space Heating | Natural Gas | Unit Heater | E10 | PACT BC Ratio | 0 | 0 | 0 | 0 | 0 | 0 | 0 | 0 | 0 | 0 | 0 | 0 | 0 | 0 | 0 | 0 | 0 | 0 | 0 | 0 | 0 | 0 | 0 | 0 | 0 | 0 | 0 | 0 | 0 | 0 | 0 | 0 | 0
F4_Industrial_Stone, Clay, Glass_New_Space Heating_Natural Gas_Unit Heater_E1 | F4 | Industrial | Stone, Clay, Glass | New | Space Heating | Natural Gas | Unit Heater | E1 | RVT BC Ratio | 0 | 0 | 0 | 0 | 0 | 0 | 0 | 0 | 0 | 0 | 0 | 0 | 0 | 0 | 0 | 0 | 0 | 0 | 0 | 0 | 0 | 0 | 0 | 0 | 0 | 0 | 0 | 0 | 0 | 0 | 0 | 0 | 0
F4_Industrial_Stone, Clay, Glass_New_Space Heating_Natural Gas_Unit Heater_E2 | F4 | Industrial | Stone, Clay, Glass | New | Space Heating | Natural Gas | Unit Heater | E2 | RVT BC Ratio | 0 | 0 | 0 | 0 | 0 | 0 | 0 | 0 | 0 | 0 | 0 | 0 | 0 | 0 | 0 | 0 | 0 | 0 | 0 | 0 | 0 | 0 | 0 | 0 | 0 | 0 | 0 | 0 | 0 | 0 | 0 | 0 | 0
F4_Industrial_Stone, Clay, Glass_New_Space Heating_Natural Gas_Unit Heater_E3 | F4 | Industrial | Stone, Clay, Glass | New | Space Heating | Natural Gas | Unit Heater | E3 | RVT BC Ratio | 0 | 0 | 0 | 0 | 0 | 0 | 0 | 0 | 0 | 0 | 0 | 0 | 0 | 0 | 0 | 0 | 0 | 0 | 0 | 0 | 0 | 0 | 0 | 0 | 0 | 0 | 0 | 0 | 0 | 0 | 0 | 0 | 0
F4_Industrial_Stone, Clay, Glass_New_Space Heating_Natural Gas_Unit Heater_E4 | F4 | Industrial | Stone, Clay, Glass | New | Space Heating | Natural Gas | Unit Heater | E4 | RVT BC Ratio | 0 | 0 | 0 | 0 | 0 | 0 | 0 | 0 | 0 | 0 | 0 | 0 | 0 | 0 | 0 | 0 | 0 | 0 | 0 | 0 | 0 | 0 | 0 | 0 | 0 | 0 | 0 | 0 | 0 | 0 | 0 | 0 | 0
F4_Industrial_Stone, Clay, Glass_New_Space Heating_Natural Gas_Unit Heater_E5 | F4 | Industrial | Stone, Clay, Glass | New | Space Heating | Natural Gas | Unit Heater | E5 | RVT BC Ratio | 0 | 0 | 0 | 0 | 0 | 0 | 0 | 0 | 0 | 0 | 0 | 0 | 0 | 0 | 0 | 0 | 0 | 0 | 0 | 0 | 0 | 0 | 0 | 0 | 0 | 0 | 0 | 0 | 0 | 0 | 0 | 0 | 0
F4_Industrial_Stone, Clay, Glass_New_Space Heating_Natural Gas_Unit Heater_E6 | F4 | Industrial | Stone, Clay, Glass | New | Space Heating | Natural Gas | Unit Heater | E6 | RVT BC Ratio | 0 | 0 | 0 | 0 | 0 | 0 | 0 | 0 | 0 | 0 | 0 | 0 | 0 | 0 | 0 | 0 | 0 | 0 | 0 | 0 | 0 | 0 | 0 | 0 | 0 | 0 | 0 | 0 | 0 | 0 | 0 | 0 | 0
F4_Industrial_Stone, Clay, Glass_New_Space Heating_Natural Gas_Unit Heater_E7 | F4 | Industrial | Stone, Clay, Glass | New | Space Heating | Natural Gas | Unit Heater | E7 | RVT BC Ratio | 0 | 0 | 0 | 0 | 0 | 0 | 0 | 0 | 0 | 0 | 0 | 0 | 0 | 0 | 0 | 0 | 0 | 0 | 0 | 0 | 0 | 0 | 0 | 0 | 0 | 0 | 0 | 0 | 0 | 0 | 0 | 0 | 0
F4_Industrial_Stone, Clay, Glass_New_Space Heating_Natural Gas_Unit Heater_E8 | F4 | Industrial | Stone, Clay, Glass | New | Space Heating | Natural Gas | Unit Heater | E8 | RVT BC Ratio | 0 | 0 | 0 | 0 | 0 | 0 | 0 | 0 | 0 | 0 | 0 | 0 | 0 | 0 | 0 | 0 | 0 | 0 | 0 | 0 | 0 | 0 | 0 | 0 | 0 | 0 | 0 | 0 | 0 | 0 | 0 | 0 | 0
F4_Industrial_Stone, Clay, Glass_New_Space Heating_Natural Gas_Unit Heater_E9 | F4 | Industrial | Stone, Clay, Glass | New | Space Heating | Natural Gas | Unit Heater | E9 | RVT BC Ratio | 0 | 0 | 0 | 0 | 0 | 0 | 0 | 0 | 0 | 0 | 0 | 0 | 0 | 0 | 0 | 0 | 0 | 0 | 0 | 0 | 0 | 0 | 0 | 0 | 0 | 0 | 0 | 0 | 0 | 0 | 0 | 0 | 0
F4_Industrial_Stone, Clay, Glass_New_Space Heating_Natural Gas_Unit Heater_E10 | F4 | Industrial | Stone, Clay, Glass | New | Space Heating | Natural Gas | Unit Heater | E10 | RVT BC Ratio | 0 | 0 | 0 | 0 | 0 | 0 | 0 | 0 | 0 | 0 | 0 | 0 | 0 | 0 | 0 | 0 | 0 | 0 | 0 | 0 | 0 | 0 | 0 | 0 | 0 | 0 | 0 | 0 | 0 | 0 | 0 | 0 | 0
F5_Industrial_Stone, Clay, Glass_New_Space Heating_Natural Gas_Unit Heater_E1 | F5 | Industrial | Stone, Clay, Glass | New | Space Heating | Natural Gas | Unit Heater | E1 | RIM BC Ratio | 0 | 0 | 0 | 0 | 0 | 0 | 0 | 0 | 0 | 0 | 0 | 0 | 0 | 0 | 0 | 0 | 0 | 0 | 0 | 0 | 0 | 0 | 0 | 0 | 0 | 0 | 0 | 0 | 0 | 0 | 0 | 0 | 0
F5_Industrial_Stone, Clay, Glass_New_Space Heating_Natural Gas_Unit Heater_E2 | F5 | Industrial | Stone, Clay, Glass | New | Space Heating | Natural Gas | Unit Heater | E2 | RIM BC Ratio | 0 | 0 | 0 | 0 | 0 | 0 | 0 | 0 | 0 | 0 | 0 | 0 | 0 | 0 | 0 | 0 | 0 | 0 | 0 | 0 | 0 | 0 | 0 | 0 | 0 | 0 | 0 | 0 | 0 | 0 | 0 | 0 | 0
F5_Industrial_Stone, Clay, Glass_New_Space Heating_Natural Gas_Unit Heater_E3 | F5 | Industrial | Stone, Clay, Glass | New | Space Heating | Natural Gas | Unit Heater | E3 | RIM BC Ratio | 0 | 0 | 0 | 0 | 0 | 0 | 0 | 0 | 0 | 0 | 0 | 0 | 0 | 0 | 0 | 0 | 0 | 0 | 0 | 0 | 0 | 0 | 0 | 0 | 0 | 0 | 0 | 0 | 0 | 0 | 0 | 0 | 0
F5_Industrial_Stone, Clay, Glass_New_Space Heating_Natural Gas_Unit Heater_E4 | F5 | Industrial | Stone, Clay, Glass | New | Space Heating | Natural Gas | Unit Heater | E4 | RIM BC Ratio | 0 | 0 | 0 | 0 | 0 | 0 | 0 | 0 | 0 | 0 | 0 | 0 | 0 | 0 | 0 | 0 | 0 | 0 | 0 | 0 | 0 | 0 | 0 | 0 | 0 | 0 | 0 | 0 | 0 | 0 | 0 | 0 | 0
F5_Industrial_Stone, Clay, Glass_New_Space Heating_Natural Gas_Unit Heater_E5 | F5 | Industrial | Stone, Clay, Glass | New | Space Heating | Natural Gas | Unit Heater | E5 | RIM BC Ratio | 0 | 0 | 0 | 0 | 0 | 0 | 0 | 0 | 0 | 0 | 0 | 0 | 0 | 0 | 0 | 0 | 0 | 0 | 0 | 0 | 0 | 0 | 0 | 0 | 0 | 0 | 0 | 0 | 0 | 0 | 0 | 0 | 0
F5_Industrial_Stone, Clay, Glass_New_Space Heating_Natural Gas_Unit Heater_E6 | F5 | Industrial | Stone, Clay, Glass | New | Space Heating | Natural Gas | Unit Heater | E6 | RIM BC Ratio | 0 | 0 | 0 | 0 | 0 | 0 | 0 | 0 | 0 | 0 | 0 | 0 | 0 | 0 | 0 | 0 | 0 | 0 | 0 | 0 | 0 | 0 | 0 | 0 | 0 | 0 | 0 | 0 | 0 | 0 | 0 | 0 | 0
F5_Industrial_Stone, Clay, Glass_New_Space Heating_Natural Gas_Unit Heater_E7 | F5 | Industrial | Stone, Clay, Glass | New | Space Heating | Natural Gas | Unit Heater | E7 | RIM BC Ratio | 0 | 0 | 0 | 0 | 0 | 0 | 0 | 0 | 0 | 0 | 0 | 0 | 0 | 0 | 0 | 0 | 0 | 0 | 0 | 0 | 0 | 0 | 0 | 0 | 0 | 0 | 0 | 0 | 0 | 0 | 0 | 0 | 0
F5_Industrial_Stone, Clay, Glass_New_Space Heating_Natural Gas_Unit Heater_E8 | F5 | Industrial | Stone, Clay, Glass | New | Space Heating | Natural Gas | Unit Heater | E8 | RIM BC Ratio | 0 | 0 | 0 | 0 | 0 | 0 | 0 | 0 | 0 | 0 | 0 | 0 | 0 | 0 | 0 | 0 | 0 | 0 | 0 | 0 | 0 | 0 | 0 | 0 | 0 | 0 | 0 | 0 | 0 | 0 | 0 | 0 | 0
F5_Industrial_Stone, Clay, Glass_New_Space Heating_Natural Gas_Unit Heater_E9 | F5 | Industrial | Stone, Clay, Glass | New | Space Heating | Natural Gas | Unit Heater | E9 | RIM BC Ratio | 0 | 0 | 0 | 0 | 0 | 0 | 0 | 0 | 0 | 0 | 0 | 0 | 0 | 0 | 0 | 0 | 0 | 0 | 0 | 0 | 0 | 0 | 0 | 0 | 0 | 0 | 0 | 0 | 0 | 0 | 0 | 0 | 0
F5_Industrial_Stone, Clay, Glass_New_Space Heating_Natural Gas_Unit Heater_E10 | F5 | Industrial | Stone, Clay, Glass | New | Space Heating | Natural Gas | Unit Heater | E10 | RIM BC Ratio | 0 | 0 | 0 | 0 | 0 | 0 | 0 | 0 | 0 | 0 | 0 | 0 | 0 | 0 | 0 | 0 | 0 | 0 | 0 | 0 | 0 | 0 | 0 | 0 | 0 | 0 | 0 | 0 | 0 | 0 | 0 | 0 | 0
F0_Industrial_Stone, Clay, Glass_New_Process_Natural Gas_Process Heating_E0 | F0 | Industrial | Stone, Clay, Glass | New | Process | Natural Gas | Process Heating | E0 | Economic Unit | 0 | 0 | 0 | 0 | 0 | 0 | 0 | 0 | 0 | 0 | 0 | 0 | 0 | 0 | 0 | 0 | 0 | 0 | 0 | 0 | 0 | 0 | 0 | 0 | 0 | 0 | 0 | 0 | 0 | 0 | 0 | 0 | 0
F1_Industrial_Stone, Clay, Glass_New_Process_Natural Gas_Process Heating_E1 | F1 | Industrial | Stone, Clay, Glass | New | Process | Natural Gas | Process Heating | E1 | CCE | 0 | 0 | 0 | 0 | 0 | 0 | 0 | 0 | 0 | 0 | 0 | 0 | 0 | 0 | 0 | 0 | 0 | 0 | 0 | 0 | 0 | 0 | 0 | 0 | 0 | 0 | 0 | 0 | 0 | 0 | 0 | 0 | 0
F1_Industrial_Stone, Clay, Glass_New_Process_Natural Gas_Process Heating_E2 | F1 | Industrial | Stone, Clay, Glass | New | Process | Natural Gas | Process Heating | E2 | CCE | 0 | 0 | 0 | 0 | 0 | 0 | 0 | 0 | 0 | 0 | 0 | 0 | 0 | 0 | 0 | 0 | 0 | 0 | 0 | 0 | 0 | 0 | 0 | 0 | 0 | 0 | 0 | 0 | 0 | 0 | 0 | 0 | 0
F1_Industrial_Stone, Clay, Glass_New_Process_Natural Gas_Process Heating_E3 | F1 | Industrial | Stone, Clay, Glass | New | Process | Natural Gas | Process Heating | E3 | CCE | 0 | 0 | 0 | 0 | 0 | 0 | 0 | 0 | 0 | 0 | 0 | 0 | 0 | 0 | 0 | 0 | 0 | 0 | 0 | 0 | 0 | 0 | 0 | 0 | 0 | 0 | 0 | 0 | 0 | 0 | 0 | 0 | 0
F1_Industrial_Stone, Clay, Glass_New_Process_Natural Gas_Process Heating_E4 | F1 | Industrial | Stone, Clay, Glass | New | Process | Natural Gas | Process Heating | E4 | CCE | 0 | 0 | 0 | 0 | 0 | 0 | 0 | 0 | 0 | 0 | 0 | 0 | 0 | 0 | 0 | 0 | 0 | 0 | 0 | 0 | 0 | 0 | 0 | 0 | 0 | 0 | 0 | 0 | 0 | 0 | 0 | 0 | 0
F1_Industrial_Stone, Clay, Glass_New_Process_Natural Gas_Process Heating_E5 | F1 | Industrial | Stone, Clay, Glass | New | Process | Natural Gas | Process Heating | E5 | CCE | 0 | 0 | 0 | 0 | 0 | 0 | 0 | 0 | 0 | 0 | 0 | 0 | 0 | 0 | 0 | 0 | 0 | 0 | 0 | 0 | 0 | 0 | 0 | 0 | 0 | 0 | 0 | 0 | 0 | 0 | 0 | 0 | 0
F1_Industrial_Stone, Clay, Glass_New_Process_Natural Gas_Process Heating_E6 | F1 | Industrial | Stone, Clay, Glass | New | Process | Natural Gas | Process Heating | E6 | CCE | 0 | 0 | 0 | 0 | 0 | 0 | 0 | 0 | 0 | 0 | 0 | 0 | 0 | 0 | 0 | 0 | 0 | 0 | 0 | 0 | 0 | 0 | 0 | 0 | 0 | 0 | 0 | 0 | 0 | 0 | 0 | 0 | 0
F1_Industrial_Stone, Clay, Glass_New_Process_Natural Gas_Process Heating_E7 | F1 | Industrial | Stone, Clay, Glass | New | Process | Natural Gas | Process Heating | E7 | CCE | 0 | 0 | 0 | 0 | 0 | 0 | 0 | 0 | 0 | 0 | 0 | 0 | 0 | 0 | 0 | 0 | 0 | 0 | 0 | 0 | 0 | 0 | 0 | 0 | 0 | 0 | 0 | 0 | 0 | 0 | 0 | 0 | 0
F1_Industrial_Stone, Clay, Glass_New_Process_Natural Gas_Process Heating_E8 | F1 | Industrial | Stone, Clay, Glass | New | Process | Natural Gas | Process Heating | E8 | CCE | 0 | 0 | 0 | 0 | 0 | 0 | 0 | 0 | 0 | 0 | 0 | 0 | 0 | 0 | 0 | 0 | 0 | 0 | 0 | 0 | 0 | 0 | 0 | 0 | 0 | 0 | 0 | 0 | 0 | 0 | 0 | 0 | 0
F1_Industrial_Stone, Clay, Glass_New_Process_Natural Gas_Process Heating_E9 | F1 | Industrial | Stone, Clay, Glass | New | Process | Natural Gas | Process Heating | E9 | CCE | 0 | 0 | 0 | 0 | 0 | 0 | 0 | 0 | 0 | 0 | 0 | 0 | 0 | 0 | 0 | 0 | 0 | 0 | 0 | 0 | 0 | 0 | 0 | 0 | 0 | 0 | 0 | 0 | 0 | 0 | 0 | 0 | 0
F1_Industrial_Stone, Clay, Glass_New_Process_Natural Gas_Process Heating_E10 | F1 | Industrial | Stone, Clay, Glass | New | Process | Natural Gas | Process Heating | E10 | CCE | 0 | 0 | 0 | 0 | 0 | 0 | 0 | 0 | 0 | 0 | 0 | 0 | 0 | 0 | 0 | 0 | 0 | 0 | 0 | 0 | 0 | 0 | 0 | 0 | 0 | 0 | 0 | 0 | 0 | 0 | 0 | 0 | 0
F2_Industrial_Stone, Clay, Glass_New_Process_Natural Gas_Process Heating_E1 | F2 | Industrial | Stone, Clay, Glass | New | Process | Natural Gas | Process Heating | E1 | TRC BC Ratio | 0 | 0 | 0 | 0 | 0 | 0 | 0 | 0 | 0 | 0 | 0 | 0 | 0 | 0 | 0 | 0 | 0 | 0 | 0 | 0 | 0 | 0 | 0 | 0 | 0 | 0 | 0 | 0 | 0 | 0 | 0 | 0 | 0
F2_Industrial_Stone, Clay, Glass_New_Process_Natural Gas_Process Heating_E2 | F2 | Industrial | Stone, Clay, Glass | New | Process | Natural Gas | Process Heating | E2 | TRC BC Ratio | 0 | 0 | 0 | 0 | 0 | 0 | 0 | 0 | 0 | 0 | 0 | 0 | 0 | 0 | 0 | 0 | 0 | 0 | 0 | 0 | 0 | 0 | 0 | 0 | 0 | 0 | 0 | 0 | 0 | 0 | 0 | 0 | 0
F2_Industrial_Stone, Clay, Glass_New_Process_Natural Gas_Process Heating_E3 | F2 | Industrial | Stone, Clay, Glass | New | Process | Natural Gas | Process Heating | E3 | TRC BC Ratio | 0 | 0 | 0 | 0 | 0 | 0 | 0 | 0 | 0 | 0 | 0 | 0 | 0 | 0 | 0 | 0 | 0 | 0 | 0 | 0 | 0 | 0 | 0 | 0 | 0 | 0 | 0 | 0 | 0 | 0 | 0 | 0 | 0
F2_Industrial_Stone, Clay, Glass_New_Process_Natural Gas_Process Heating_E4 | F2 | Industrial | Stone, Clay, Glass | New | Process | Natural Gas | Process Heating | E4 | TRC BC Ratio | 0 | 0 | 0 | 0 | 0 | 0 | 0 | 0 | 0 | 0 | 0 | 0 | 0 | 0 | 0 | 0 | 0 | 0 | 0 | 0 | 0 | 0 | 0 | 0 | 0 | 0 | 0 | 0 | 0 | 0 | 0 | 0 | 0
F2_Industrial_Stone, Clay, Glass_New_Process_Natural Gas_Process Heating_E5 | F2 | Industrial | Stone, Clay, Glass | New | Process | Natural Gas | Process Heating | E5 | TRC BC Ratio | 0 | 0 | 0 | 0 | 0 | 0 | 0 | 0 | 0 | 0 | 0 | 0 | 0 | 0 | 0 | 0 | 0 | 0 | 0 | 0 | 0 | 0 | 0 | 0 | 0 | 0 | 0 | 0 | 0 | 0 | 0 | 0 | 0
F2_Industrial_Stone, Clay, Glass_New_Process_Natural Gas_Process Heating_E6 | F2 | Industrial | Stone, Clay, Glass | New | Process | Natural Gas | Process Heating | E6 | TRC BC Ratio | 0 | 0 | 0 | 0 | 0 | 0 | 0 | 0 | 0 | 0 | 0 | 0 | 0 | 0 | 0 | 0 | 0 | 0 | 0 | 0 | 0 | 0 | 0 | 0 | 0 | 0 | 0 | 0 | 0 | 0 | 0 | 0 | 0
F2_Industrial_Stone, Clay, Glass_New_Process_Natural Gas_Process Heating_E7 | F2 | Industrial | Stone, Clay, Glass | New | Process | Natural Gas | Process Heating | E7 | TRC BC Ratio | 0 | 0 | 0 | 0 | 0 | 0 | 0 | 0 | 0 | 0 | 0 | 0 | 0 | 0 | 0 | 0 | 0 | 0 | 0 | 0 | 0 | 0 | 0 | 0 | 0 | 0 | 0 | 0 | 0 | 0 | 0 | 0 | 0
F2_Industrial_Stone, Clay, Glass_New_Process_Natural Gas_Process Heating_E8 | F2 | Industrial | Stone, Clay, Glass | New | Process | Natural Gas | Process Heating | E8 | TRC BC Ratio | 0 | 0 | 0 | 0 | 0 | 0 | 0 | 0 | 0 | 0 | 0 | 0 | 0 | 0 | 0 | 0 | 0 | 0 | 0 | 0 | 0 | 0 | 0 | 0 | 0 | 0 | 0 | 0 | 0 | 0 | 0 | 0 | 0
F2_Industrial_Stone, Clay, Glass_New_Process_Natural Gas_Process Heating_E9 | F2 | Industrial | Stone, Clay, Glass | New | Process | Natural Gas | Process Heating | E9 | TRC BC Ratio | 0 | 0 | 0 | 0 | 0 | 0 | 0 | 0 | 0 | 0 | 0 | 0 | 0 | 0 | 0 | 0 | 0 | 0 | 0 | 0 | 0 | 0 | 0 | 0 | 0 | 0 | 0 | 0 | 0 | 0 | 0 | 0 | 0
F2_Industrial_Stone, Clay, Glass_New_Process_Natural Gas_Process Heating_E10 | F2 | Industrial | Stone, Clay, Glass | New | Process | Natural Gas | Process Heating | E10 | TRC BC Ratio | 0 | 0 | 0 | 0 | 0 | 0 | 0 | 0 | 0 | 0 | 0 | 0 | 0 | 0 | 0 | 0 | 0 | 0 | 0 | 0 | 0 | 0 | 0 | 0 | 0 | 0 | 0 | 0 | 0 | 0 | 0 | 0 | 0
F3_Industrial_Stone, Clay, Glass_New_Process_Natural Gas_Process Heating_E1 | F3 | Industrial | Stone, Clay, Glass | New | Process | Natural Gas | Process Heating | E1 | PACT BC Ratio | 0 | 0 | 0 | 0 | 0 | 0 | 0 | 0 | 0 | 0 | 0 | 0 | 0 | 0 | 0 | 0 | 0 | 0 | 0 | 0 | 0 | 0 | 0 | 0 | 0 | 0 | 0 | 0 | 0 | 0 | 0 | 0 | 0
F3_Industrial_Stone, Clay, Glass_New_Process_Natural Gas_Process Heating_E2 | F3 | Industrial | Stone, Clay, Glass | New | Process | Natural Gas | Process Heating | E2 | PACT BC Ratio | 0 | 0 | 0 | 0 | 0 | 0 | 0 | 0 | 0 | 0 | 0 | 0 | 0 | 0 | 0 | 0 | 0 | 0 | 0 | 0 | 0 | 0 | 0 | 0 | 0 | 0 | 0 | 0 | 0 | 0 | 0 | 0 | 0
F3_Industrial_Stone, Clay, Glass_New_Process_Natural Gas_Process Heating_E3 | F3 | Industrial | Stone, Clay, Glass | New | Process | Natural Gas | Process Heating | E3 | PACT BC Ratio | 0 | 0 | 0 | 0 | 0 | 0 | 0 | 0 | 0 | 0 | 0 | 0 | 0 | 0 | 0 | 0 | 0 | 0 | 0 | 0 | 0 | 0 | 0 | 0 | 0 | 0 | 0 | 0 | 0 | 0 | 0 | 0 | 0
F3_Industrial_Stone, Clay, Glass_New_Process_Natural Gas_Process Heating_E4 | F3 | Industrial | Stone, Clay, Glass | New | Process | Natural Gas | Process Heating | E4 | PACT BC Ratio | 0 | 0 | 0 | 0 | 0 | 0 | 0 | 0 | 0 | 0 | 0 | 0 | 0 | 0 | 0 | 0 | 0 | 0 | 0 | 0 | 0 | 0 | 0 | 0 | 0 | 0 | 0 | 0 | 0 | 0 | 0 | 0 | 0
F3_Industrial_Stone, Clay, Glass_New_Process_Natural Gas_Process Heating_E5 | F3 | Industrial | Stone, Clay, Glass | New | Process | Natural Gas | Process Heating | E5 | PACT BC Ratio | 0 | 0 | 0 | 0 | 0 | 0 | 0 | 0 | 0 | 0 | 0 | 0 | 0 | 0 | 0 | 0 | 0 | 0 | 0 | 0 | 0 | 0 | 0 | 0 | 0 | 0 | 0 | 0 | 0 | 0 | 0 | 0 | 0
F3_Industrial_Stone, Clay, Glass_New_Process_Natural Gas_Process Heating_E6 | F3 | Industrial | Stone, Clay, Glass | New | Process | Natural Gas | Process Heating | E6 | PACT BC Ratio | 0 | 0 | 0 | 0 | 0 | 0 | 0 | 0 | 0 | 0 | 0 | 0 | 0 | 0 | 0 | 0 | 0 | 0 | 0 | 0 | 0 | 0 | 0 | 0 | 0 | 0 | 0 | 0 | 0 | 0 | 0 | 0 | 0
F3_Industrial_Stone, Clay, Glass_New_Process_Natural Gas_Process Heating_E7 | F3 | Industrial | Stone, Clay, Glass | New | Process | Natural Gas | Process Heating | E7 | PACT BC Ratio | 0 | 0 | 0 | 0 | 0 | 0 | 0 | 0 | 0 | 0 | 0 | 0 | 0 | 0 | 0 | 0 | 0 | 0 | 0 | 0 | 0 | 0 | 0 | 0 | 0 | 0 | 0 | 0 | 0 | 0 | 0 | 0 | 0
F3_Industrial_Stone, Clay, Glass_New_Process_Natural Gas_Process Heating_E8 | F3 | Industrial | Stone, Clay, Glass | New | Process | Natural Gas | Process Heating | E8 | PACT BC Ratio | 0 | 0 | 0 | 0 | 0 | 0 | 0 | 0 | 0 | 0 | 0 | 0 | 0 | 0 | 0 | 0 | 0 | 0 | 0 | 0 | 0 | 0 | 0 | 0 | 0 | 0 | 0 | 0 | 0 | 0 | 0 | 0 | 0
F3_Industrial_Stone, Clay, Glass_New_Process_Natural Gas_Process Heating_E9 | F3 | Industrial | Stone, Clay, Glass | New | Process | Natural Gas | Process Heating | E9 | PACT BC Ratio | 0 | 0 | 0 | 0 | 0 | 0 | 0 | 0 | 0 | 0 | 0 | 0 | 0 | 0 | 0 | 0 | 0 | 0 | 0 | 0 | 0 | 0 | 0 | 0 | 0 | 0 | 0 | 0 | 0 | 0 | 0 | 0 | 0
F3_Industrial_Stone, Clay, Glass_New_Process_Natural Gas_Process Heating_E10 | F3 | Industrial | Stone, Clay, Glass | New | Process | Natural Gas | Process Heating | E10 | PACT BC Ratio | 0 | 0 | 0 | 0 | 0 | 0 | 0 | 0 | 0 | 0 | 0 | 0 | 0 | 0 | 0 | 0 | 0 | 0 | 0 | 0 | 0 | 0 | 0 | 0 | 0 | 0 | 0 | 0 | 0 | 0 | 0 | 0 | 0
F4_Industrial_Stone, Clay, Glass_New_Process_Natural Gas_Process Heating_E1 | F4 | Industrial | Stone, Clay, Glass | New | Process | Natural Gas | Process Heating | E1 | RVT BC Ratio | 0 | 0 | 0 | 0 | 0 | 0 | 0 | 0 | 0 | 0 | 0 | 0 | 0 | 0 | 0 | 0 | 0 | 0 | 0 | 0 | 0 | 0 | 0 | 0 | 0 | 0 | 0 | 0 | 0 | 0 | 0 | 0 | 0
F4_Industrial_Stone, Clay, Glass_New_Process_Natural Gas_Process Heating_E2 | F4 | Industrial | Stone, Clay, Glass | New | Process | Natural Gas | Process Heating | E2 | RVT BC Ratio | 0 | 0 | 0 | 0 | 0 | 0 | 0 | 0 | 0 | 0 | 0 | 0 | 0 | 0 | 0 | 0 | 0 | 0 | 0 | 0 | 0 | 0 | 0 | 0 | 0 | 0 | 0 | 0 | 0 | 0 | 0 | 0 | 0
F4_Industrial_Stone, Clay, Glass_New_Process_Natural Gas_Process Heating_E3 | F4 | Industrial | Stone, Clay, Glass | New | Process | Natural Gas | Process Heating | E3 | RVT BC Ratio | 0 | 0 | 0 | 0 | 0 | 0 | 0 | 0 | 0 | 0 | 0 | 0 | 0 | 0 | 0 | 0 | 0 | 0 | 0 | 0 | 0 | 0 | 0 | 0 | 0 | 0 | 0 | 0 | 0 | 0 | 0 | 0 | 0
F4_Industrial_Stone, Clay, Glass_New_Process_Natural Gas_Process Heating_E4 | F4 | Industrial | Stone, Clay, Glass | New | Process | Natural Gas | Process Heating | E4 | RVT BC Ratio | 0 | 0 | 0 | 0 | 0 | 0 | 0 | 0 | 0 | 0 | 0 | 0 | 0 | 0 | 0 | 0 | 0 | 0 | 0 | 0 | 0 | 0 | 0 | 0 | 0 | 0 | 0 | 0 | 0 | 0 | 0 | 0 | 0
F4_Industrial_Stone, Clay, Glass_New_Process_Natural Gas_Process Heating_E5 | F4 | Industrial | Stone, Clay, Glass | New | Process | Natural Gas | Process Heating | E5 | RVT BC Ratio | 0 | 0 | 0 | 0 | 0 | 0 | 0 | 0 | 0 | 0 | 0 | 0 | 0 | 0 | 0 | 0 | 0 | 0 | 0 | 0 | 0 | 0 | 0 | 0 | 0 | 0 | 0 | 0 | 0 | 0 | 0 | 0 | 0
F4_Industrial_Stone, Clay, Glass_New_Process_Natural Gas_Process Heating_E6 | F4 | Industrial | Stone, Clay, Glass | New | Process | Natural Gas | Process Heating | E6 | RVT BC Ratio | 0 | 0 | 0 | 0 | 0 | 0 | 0 | 0 | 0 | 0 | 0 | 0 | 0 | 0 | 0 | 0 | 0 | 0 | 0 | 0 | 0 | 0 | 0 | 0 | 0 | 0 | 0 | 0 | 0 | 0 | 0 | 0 | 0
F4_Industrial_Stone, Clay, Glass_New_Process_Natural Gas_Process Heating_E7 | F4 | Industrial | Stone, Clay, Glass | New | Process | Natural Gas | Process Heating | E7 | RVT BC Ratio | 0 | 0 | 0 | 0 | 0 | 0 | 0 | 0 | 0 | 0 | 0 | 0 | 0 | 0 | 0 | 0 | 0 | 0 | 0 | 0 | 0 | 0 | 0 | 0 | 0 | 0 | 0 | 0 | 0 | 0 | 0 | 0 | 0
F4_Industrial_Stone, Clay, Glass_New_Process_Natural Gas_Process Heating_E8 | F4 | Industrial | Stone, Clay, Glass | New | Process | Natural Gas | Process Heating | E8 | RVT BC Ratio | 0 | 0 | 0 | 0 | 0 | 0 | 0 | 0 | 0 | 0 | 0 | 0 | 0 | 0 | 0 | 0 | 0 | 0 | 0 | 0 | 0 | 0 | 0 | 0 | 0 | 0 | 0 | 0 | 0 | 0 | 0 | 0 | 0
F4_Industrial_Stone, Clay, Glass_New_Process_Natural Gas_Process Heating_E9 | F4 | Industrial | Stone, Clay, Glass | New | Process | Natural Gas | Process Heating | E9 | RVT BC Ratio | 0 | 0 | 0 | 0 | 0 | 0 | 0 | 0 | 0 | 0 | 0 | 0 | 0 | 0 | 0 | 0 | 0 | 0 | 0 | 0 | 0 | 0 | 0 | 0 | 0 | 0 | 0 | 0 | 0 | 0 | 0 | 0 | 0
F4_Industrial_Stone, Clay, Glass_New_Process_Natural Gas_Process Heating_E10 | F4 | Industrial | Stone, Clay, Glass | New | Process | Natural Gas | Process Heating | E10 | RVT BC Ratio | 0 | 0 | 0 | 0 | 0 | 0 | 0 | 0 | 0 | 0 | 0 | 0 | 0 | 0 | 0 | 0 | 0 | 0 | 0 | 0 | 0 | 0 | 0 | 0 | 0 | 0 | 0 | 0 | 0 | 0 | 0 | 0 | 0
F5_Industrial_Stone, Clay, Glass_New_Process_Natural Gas_Process Heating_E1 | F5 | Industrial | Stone, Clay, Glass | New | Process | Natural Gas | Process Heating | E1 | RIM BC Ratio | 0 | 0 | 0 | 0 | 0 | 0 | 0 | 0 | 0 | 0 | 0 | 0 | 0 | 0 | 0 | 0 | 0 | 0 | 0 | 0 | 0 | 0 | 0 | 0 | 0 | 0 | 0 | 0 | 0 | 0 | 0 | 0 | 0
F5_Industrial_Stone, Clay, Glass_New_Process_Natural Gas_Process Heating_E2 | F5 | Industrial | Stone, Clay, Glass | New | Process | Natural Gas | Process Heating | E2 | RIM BC Ratio | 0 | 0 | 0 | 0 | 0 | 0 | 0 | 0 | 0 | 0 | 0 | 0 | 0 | 0 | 0 | 0 | 0 | 0 | 0 | 0 | 0 | 0 | 0 | 0 | 0 | 0 | 0 | 0 | 0 | 0 | 0 | 0 | 0
F5_Industrial_Stone, Clay, Glass_New_Process_Natural Gas_Process Heating_E3 | F5 | Industrial | Stone, Clay, Glass | New | Process | Natural Gas | Process Heating | E3 | RIM BC Ratio | 0 | 0 | 0 | 0 | 0 | 0 | 0 | 0 | 0 | 0 | 0 | 0 | 0 | 0 | 0 | 0 | 0 | 0 | 0 | 0 | 0 | 0 | 0 | 0 | 0 | 0 | 0 | 0 | 0 | 0 | 0 | 0 | 0
F5_Industrial_Stone, Clay, Glass_New_Process_Natural Gas_Process Heating_E4 | F5 | Industrial | Stone, Clay, Glass | New | Process | Natural Gas | Process Heating | E4 | RIM BC Ratio | 0 | 0 | 0 | 0 | 0 | 0 | 0 | 0 | 0 | 0 | 0 | 0 | 0 | 0 | 0 | 0 | 0 | 0 | 0 | 0 | 0 | 0 | 0 | 0 | 0 | 0 | 0 | 0 | 0 | 0 | 0 | 0 | 0
F5_Industrial_Stone, Clay, Glass_New_Process_Natural Gas_Process Heating_E5 | F5 | Industrial | Stone, Clay, Glass | New | Process | Natural Gas | Process Heating | E5 | RIM BC Ratio | 0 | 0 | 0 | 0 | 0 | 0 | 0 | 0 | 0 | 0 | 0 | 0 | 0 | 0 | 0 | 0 | 0 | 0 | 0 | 0 | 0 | 0 | 0 | 0 | 0 | 0 | 0 | 0 | 0 | 0 | 0 | 0 | 0
F5_Industrial_Stone, Clay, Glass_New_Process_Natural Gas_Process Heating_E6 | F5 | Industrial | Stone, Clay, Glass | New | Process | Natural Gas | Process Heating | E6 | RIM BC Ratio | 0 | 0 | 0 | 0 | 0 | 0 | 0 | 0 | 0 | 0 | 0 | 0 | 0 | 0 | 0 | 0 | 0 | 0 | 0 | 0 | 0 | 0 | 0 | 0 | 0 | 0 | 0 | 0 | 0 | 0 | 0 | 0 | 0
F5_Industrial_Stone, Clay, Glass_New_Process_Natural Gas_Process Heating_E7 | F5 | Industrial | Stone, Clay, Glass | New | Process | Natural Gas | Process Heating | E7 | RIM BC Ratio | 0 | 0 | 0 | 0 | 0 | 0 | 0 | 0 | 0 | 0 | 0 | 0 | 0 | 0 | 0 | 0 | 0 | 0 | 0 | 0 | 0 | 0 | 0 | 0 | 0 | 0 | 0 | 0 | 0 | 0 | 0 | 0 | 0
F5_Industrial_Stone, Clay, Glass_New_Process_Natural Gas_Process Heating_E8 | F5 | Industrial | Stone, Clay, Glass | New | Process | Natural Gas | Process Heating | E8 | RIM BC Ratio | 0 | 0 | 0 | 0 | 0 | 0 | 0 | 0 | 0 | 0 | 0 | 0 | 0 | 0 | 0 | 0 | 0 | 0 | 0 | 0 | 0 | 0 | 0 | 0 | 0 | 0 | 0 | 0 | 0 | 0 | 0 | 0 | 0
F5_Industrial_Stone, Clay, Glass_New_Process_Natural Gas_Process Heating_E9 | F5 | Industrial | Stone, Clay, Glass | New | Process | Natural Gas | Process Heating | E9 | RIM BC Ratio | 0 | 0 | 0 | 0 | 0 | 0 | 0 | 0 | 0 | 0 | 0 | 0 | 0 | 0 | 0 | 0 | 0 | 0 | 0 | 0 | 0 | 0 | 0 | 0 | 0 | 0 | 0 | 0 | 0 | 0 | 0 | 0 | 0
F5_Industrial_Stone, Clay, Glass_New_Process_Natural Gas_Process Heating_E10 | F5 | Industrial | Stone, Clay, Glass | New | Process | Natural Gas | Process Heating | E10 | RIM BC Ratio | 0 | 0 | 0 | 0 | 0 | 0 | 0 | 0 | 0 | 0 | 0 | 0 | 0 | 0 | 0 | 0 | 0 | 0 | 0 | 0 | 0 | 0 | 0 | 0 | 0 | 0 | 0 | 0 | 0 | 0 | 0 | 0 | 0
F0_Industrial_Stone, Clay, Glass_New_Process_Natural Gas_Process Boiler_E0 | F0 | Industrial | Stone, Clay, Glass | New | Process | Natural Gas | Process Boiler | E0 | Economic Unit | 0 | 0 | 0 | 0 | 0 | 0 | 0 | 0 | 0 | 0 | 0 | 0 | 0 | 0 | 0 | 0 | 0 | 0 | 0 | 0 | 0 | 0 | 0 | 0 | 0 | 0 | 0 | 0 | 0 | 0 | 0 | 0 | 0
F1_Industrial_Stone, Clay, Glass_New_Process_Natural Gas_Process Boiler_E1 | F1 | Industrial | Stone, Clay, Glass | New | Process | Natural Gas | Process Boiler | E1 | CCE | 0 | 0 | 0 | 0 | 0 | 0 | 0 | 0 | 0 | 0 | 0 | 0 | 0 | 0 | 0 | 0 | 0 | 0 | 0 | 0 | 0 | 0 | 0 | 0 | 0 | 0 | 0 | 0 | 0 | 0 | 0 | 0 | 0
F1_Industrial_Stone, Clay, Glass_New_Process_Natural Gas_Process Boiler_E2 | F1 | Industrial | Stone, Clay, Glass | New | Process | Natural Gas | Process Boiler | E2 | CCE | 0 | 0 | 0 | 0 | 0 | 0 | 0 | 0 | 0 | 0 | 0 | 0 | 0 | 0 | 0 | 0 | 0 | 0 | 0 | 0 | 0 | 0 | 0 | 0 | 0 | 0 | 0 | 0 | 0 | 0 | 0 | 0 | 0
F1_Industrial_Stone, Clay, Glass_New_Process_Natural Gas_Process Boiler_E3 | F1 | Industrial | Stone, Clay, Glass | New | Process | Natural Gas | Process Boiler | E3 | CCE | 0 | 0 | 0 | 0 | 0 | 0 | 0 | 0 | 0 | 0 | 0 | 0 | 0 | 0 | 0 | 0 | 0 | 0 | 0 | 0 | 0 | 0 | 0 | 0 | 0 | 0 | 0 | 0 | 0 | 0 | 0 | 0 | 0
F1_Industrial_Stone, Clay, Glass_New_Process_Natural Gas_Process Boiler_E4 | F1 | Industrial | Stone, Clay, Glass | New | Process | Natural Gas | Process Boiler | E4 | CCE | 0 | 0 | 0 | 0 | 0 | 0 | 0 | 0 | 0 | 0 | 0 | 0 | 0 | 0 | 0 | 0 | 0 | 0 | 0 | 0 | 0 | 0 | 0 | 0 | 0 | 0 | 0 | 0 | 0 | 0 | 0 | 0 | 0
F1_Industrial_Stone, Clay, Glass_New_Process_Natural Gas_Process Boiler_E5 | F1 | Industrial | Stone, Clay, Glass | New | Process | Natural Gas | Process Boiler | E5 | CCE | 0 | 0 | 0 | 0 | 0 | 0 | 0 | 0 | 0 | 0 | 0 | 0 | 0 | 0 | 0 | 0 | 0 | 0 | 0 | 0 | 0 | 0 | 0 | 0 | 0 | 0 | 0 | 0 | 0 | 0 | 0 | 0 | 0
F1_Industrial_Stone, Clay, Glass_New_Process_Natural Gas_Process Boiler_E6 | F1 | Industrial | Stone, Clay, Glass | New | Process | Natural Gas | Process Boiler | E6 | CCE | 0 | 0 | 0 | 0 | 0 | 0 | 0 | 0 | 0 | 0 | 0 | 0 | 0 | 0 | 0 | 0 | 0 | 0 | 0 | 0 | 0 | 0 | 0 | 0 | 0 | 0 | 0 | 0 | 0 | 0 | 0 | 0 | 0
F1_Industrial_Stone, Clay, Glass_New_Process_Natural Gas_Process Boiler_E7 | F1 | Industrial | Stone, Clay, Glass | New | Process | Natural Gas | Process Boiler | E7 | CCE | 0 | 0 | 0 | 0 | 0 | 0 | 0 | 0 | 0 | 0 | 0 | 0 | 0 | 0 | 0 | 0 | 0 | 0 | 0 | 0 | 0 | 0 | 0 | 0 | 0 | 0 | 0 | 0 | 0 | 0 | 0 | 0 | 0
F1_Industrial_Stone, Clay, Glass_New_Process_Natural Gas_Process Boiler_E8 | F1 | Industrial | Stone, Clay, Glass | New | Process | Natural Gas | Process Boiler | E8 | CCE | 0 | 0 | 0 | 0 | 0 | 0 | 0 | 0 | 0 | 0 | 0 | 0 | 0 | 0 | 0 | 0 | 0 | 0 | 0 | 0 | 0 | 0 | 0 | 0 | 0 | 0 | 0 | 0 | 0 | 0 | 0 | 0 | 0
F1_Industrial_Stone, Clay, Glass_New_Process_Natural Gas_Process Boiler_E9 | F1 | Industrial | Stone, Clay, Glass | New | Process | Natural Gas | Process Boiler | E9 | CCE | 0 | 0 | 0 | 0 | 0 | 0 | 0 | 0 | 0 | 0 | 0 | 0 | 0 | 0 | 0 | 0 | 0 | 0 | 0 | 0 | 0 | 0 | 0 | 0 | 0 | 0 | 0 | 0 | 0 | 0 | 0 | 0 | 0
F1_Industrial_Stone, Clay, Glass_New_Process_Natural Gas_Process Boiler_E10 | F1 | Industrial | Stone, Clay, Glass | New | Process | Natural Gas | Process Boiler | E10 | CCE | 0 | 0 | 0 | 0 | 0 | 0 | 0 | 0 | 0 | 0 | 0 | 0 | 0 | 0 | 0 | 0 | 0 | 0 | 0 | 0 | 0 | 0 | 0 | 0 | 0 | 0 | 0 | 0 | 0 | 0 | 0 | 0 | 0
F2_Industrial_Stone, Clay, Glass_New_Process_Natural Gas_Process Boiler_E1 | F2 | Industrial | Stone, Clay, Glass | New | Process | Natural Gas | Process Boiler | E1 | TRC BC Ratio | 0 | 0 | 0 | 0 | 0 | 0 | 0 | 0 | 0 | 0 | 0 | 0 | 0 | 0 | 0 | 0 | 0 | 0 | 0 | 0 | 0 | 0 | 0 | 0 | 0 | 0 | 0 | 0 | 0 | 0 | 0 | 0 | 0
F2_Industrial_Stone, Clay, Glass_New_Process_Natural Gas_Process Boiler_E2 | F2 | Industrial | Stone, Clay, Glass | New | Process | Natural Gas | Process Boiler | E2 | TRC BC Ratio | 0 | 0 | 0 | 0 | 0 | 0 | 0 | 0 | 0 | 0 | 0 | 0 | 0 | 0 | 0 | 0 | 0 | 0 | 0 | 0 | 0 | 0 | 0 | 0 | 0 | 0 | 0 | 0 | 0 | 0 | 0 | 0 | 0
F2_Industrial_Stone, Clay, Glass_New_Process_Natural Gas_Process Boiler_E3 | F2 | Industrial | Stone, Clay, Glass | New | Process | Natural Gas | Process Boiler | E3 | TRC BC Ratio | 0 | 0 | 0 | 0 | 0 | 0 | 0 | 0 | 0 | 0 | 0 | 0 | 0 | 0 | 0 | 0 | 0 | 0 | 0 | 0 | 0 | 0 | 0 | 0 | 0 | 0 | 0 | 0 | 0 | 0 | 0 | 0 | 0
F2_Industrial_Stone, Clay, Glass_New_Process_Natural Gas_Process Boiler_E4 | F2 | Industrial | Stone, Clay, Glass | New | Process | Natural Gas | Process Boiler | E4 | TRC BC Ratio | 0 | 0 | 0 | 0 | 0 | 0 | 0 | 0 | 0 | 0 | 0 | 0 | 0 | 0 | 0 | 0 | 0 | 0 | 0 | 0 | 0 | 0 | 0 | 0 | 0 | 0 | 0 | 0 | 0 | 0 | 0 | 0 | 0
F2_Industrial_Stone, Clay, Glass_New_Process_Natural Gas_Process Boiler_E5 | F2 | Industrial | Stone, Clay, Glass | New | Process | Natural Gas | Process Boiler | E5 | TRC BC Ratio | 0 | 0 | 0 | 0 | 0 | 0 | 0 | 0 | 0 | 0 | 0 | 0 | 0 | 0 | 0 | 0 | 0 | 0 | 0 | 0 | 0 | 0 | 0 | 0 | 0 | 0 | 0 | 0 | 0 | 0 | 0 | 0 | 0
F2_Industrial_Stone, Clay, Glass_New_Process_Natural Gas_Process Boiler_E6 | F2 | Industrial | Stone, Clay, Glass | New | Process | Natural Gas | Process Boiler | E6 | TRC BC Ratio | 0 | 0 | 0 | 0 | 0 | 0 | 0 | 0 | 0 | 0 | 0 | 0 | 0 | 0 | 0 | 0 | 0 | 0 | 0 | 0 | 0 | 0 | 0 | 0 | 0 | 0 | 0 | 0 | 0 | 0 | 0 | 0 | 0
F2_Industrial_Stone, Clay, Glass_New_Process_Natural Gas_Process Boiler_E7 | F2 | Industrial | Stone, Clay, Glass | New | Process | Natural Gas | Process Boiler | E7 | TRC BC Ratio | 0 | 0 | 0 | 0 | 0 | 0 | 0 | 0 | 0 | 0 | 0 | 0 | 0 | 0 | 0 | 0 | 0 | 0 | 0 | 0 | 0 | 0 | 0 | 0 | 0 | 0 | 0 | 0 | 0 | 0 | 0 | 0 | 0
F2_Industrial_Stone, Clay, Glass_New_Process_Natural Gas_Process Boiler_E8 | F2 | Industrial | Stone, Clay, Glass | New | Process | Natural Gas | Process Boiler | E8 | TRC BC Ratio | 0 | 0 | 0 | 0 | 0 | 0 | 0 | 0 | 0 | 0 | 0 | 0 | 0 | 0 | 0 | 0 | 0 | 0 | 0 | 0 | 0 | 0 | 0 | 0 | 0 | 0 | 0 | 0 | 0 | 0 | 0 | 0 | 0
F2_Industrial_Stone, Clay, Glass_New_Process_Natural Gas_Process Boiler_E9 | F2 | Industrial | Stone, Clay, Glass | New | Process | Natural Gas | Process Boiler | E9 | TRC BC Ratio | 0 | 0 | 0 | 0 | 0 | 0 | 0 | 0 | 0 | 0 | 0 | 0 | 0 | 0 | 0 | 0 | 0 | 0 | 0 | 0 | 0 | 0 | 0 | 0 | 0 | 0 | 0 | 0 | 0 | 0 | 0 | 0 | 0
F2_Industrial_Stone, Clay, Glass_New_Process_Natural Gas_Process Boiler_E10 | F2 | Industrial | Stone, Clay, Glass | New | Process | Natural Gas | Process Boiler | E10 | TRC BC Ratio | 0 | 0 | 0 | 0 | 0 | 0 | 0 | 0 | 0 | 0 | 0 | 0 | 0 | 0 | 0 | 0 | 0 | 0 | 0 | 0 | 0 | 0 | 0 | 0 | 0 | 0 | 0 | 0 | 0 | 0 | 0 | 0 | 0
F3_Industrial_Stone, Clay, Glass_New_Process_Natural Gas_Process Boiler_E1 | F3 | Industrial | Stone, Clay, Glass | New | Process | Natural Gas | Process Boiler | E1 | PACT BC Ratio | 0 | 0 | 0 | 0 | 0 | 0 | 0 | 0 | 0 | 0 | 0 | 0 | 0 | 0 | 0 | 0 | 0 | 0 | 0 | 0 | 0 | 0 | 0 | 0 | 0 | 0 | 0 | 0 | 0 | 0 | 0 | 0 | 0
F3_Industrial_Stone, Clay, Glass_New_Process_Natural Gas_Process Boiler_E2 | F3 | Industrial | Stone, Clay, Glass | New | Process | Natural Gas | Process Boiler | E2 | PACT BC Ratio | 0 | 0 | 0 | 0 | 0 | 0 | 0 | 0 | 0 | 0 | 0 | 0 | 0 | 0 | 0 | 0 | 0 | 0 | 0 | 0 | 0 | 0 | 0 | 0 | 0 | 0 | 0 | 0 | 0 | 0 | 0 | 0 | 0
F3_Industrial_Stone, Clay, Glass_New_Process_Natural Gas_Process Boiler_E3 | F3 | Industrial | Stone, Clay, Glass | New | Process | Natural Gas | Process Boiler | E3 | PACT BC Ratio | 0 | 0 | 0 | 0 | 0 | 0 | 0 | 0 | 0 | 0 | 0 | 0 | 0 | 0 | 0 | 0 | 0 | 0 | 0 | 0 | 0 | 0 | 0 | 0 | 0 | 0 | 0 | 0 | 0 | 0 | 0 | 0 | 0
F3_Industrial_Stone, Clay, Glass_New_Process_Natural Gas_Process Boiler_E4 | F3 | Industrial | Stone, Clay, Glass | New | Process | Natural Gas | Process Boiler | E4 | PACT BC Ratio | 0 | 0 | 0 | 0 | 0 | 0 | 0 | 0 | 0 | 0 | 0 | 0 | 0 | 0 | 0 | 0 | 0 | 0 | 0 | 0 | 0 | 0 | 0 | 0 | 0 | 0 | 0 | 0 | 0 | 0 | 0 | 0 | 0
F3_Industrial_Stone, Clay, Glass_New_Process_Natural Gas_Process Boiler_E5 | F3 | Industrial | Stone, Clay, Glass | New | Process | Natural Gas | Process Boiler | E5 | PACT BC Ratio | 0 | 0 | 0 | 0 | 0 | 0 | 0 | 0 | 0 | 0 | 0 | 0 | 0 | 0 | 0 | 0 | 0 | 0 | 0 | 0 | 0 | 0 | 0 | 0 | 0 | 0 | 0 | 0 | 0 | 0 | 0 | 0 | 0
F3_Industrial_Stone, Clay, Glass_New_Process_Natural Gas_Process Boiler_E6 | F3 | Industrial | Stone, Clay, Glass | New | Process | Natural Gas | Process Boiler | E6 | PACT BC Ratio | 0 | 0 | 0 | 0 | 0 | 0 | 0 | 0 | 0 | 0 | 0 | 0 | 0 | 0 | 0 | 0 | 0 | 0 | 0 | 0 | 0 | 0 | 0 | 0 | 0 | 0 | 0 | 0 | 0 | 0 | 0 | 0 | 0
F3_Industrial_Stone, Clay, Glass_New_Process_Natural Gas_Process Boiler_E7 | F3 | Industrial | Stone, Clay, Glass | New | Process | Natural Gas | Process Boiler | E7 | PACT BC Ratio | 0 | 0 | 0 | 0 | 0 | 0 | 0 | 0 | 0 | 0 | 0 | 0 | 0 | 0 | 0 | 0 | 0 | 0 | 0 | 0 | 0 | 0 | 0 | 0 | 0 | 0 | 0 | 0 | 0 | 0 | 0 | 0 | 0
F3_Industrial_Stone, Clay, Glass_New_Process_Natural Gas_Process Boiler_E8 | F3 | Industrial | Stone, Clay, Glass | New | Process | Natural Gas | Process Boiler | E8 | PACT BC Ratio | 0 | 0 | 0 | 0 | 0 | 0 | 0 | 0 | 0 | 0 | 0 | 0 | 0 | 0 | 0 | 0 | 0 | 0 | 0 | 0 | 0 | 0 | 0 | 0 | 0 | 0 | 0 | 0 | 0 | 0 | 0 | 0 | 0
F3_Industrial_Stone, Clay, Glass_New_Process_Natural Gas_Process Boiler_E9 | F3 | Industrial | Stone, Clay, Glass | New | Process | Natural Gas | Process Boiler | E9 | PACT BC Ratio | 0 | 0 | 0 | 0 | 0 | 0 | 0 | 0 | 0 | 0 | 0 | 0 | 0 | 0 | 0 | 0 | 0 | 0 | 0 | 0 | 0 | 0 | 0 | 0 | 0 | 0 | 0 | 0 | 0 | 0 | 0 | 0 | 0
F3_Industrial_Stone, Clay, Glass_New_Process_Natural Gas_Process Boiler_E10 | F3 | Industrial | Stone, Clay, Glass | New | Process | Natural Gas | Process Boiler | E10 | PACT BC Ratio | 0 | 0 | 0 | 0 | 0 | 0 | 0 | 0 | 0 | 0 | 0 | 0 | 0 | 0 | 0 | 0 | 0 | 0 | 0 | 0 | 0 | 0 | 0 | 0 | 0 | 0 | 0 | 0 | 0 | 0 | 0 | 0 | 0
F4_Industrial_Stone, Clay, Glass_New_Process_Natural Gas_Process Boiler_E1 | F4 | Industrial | Stone, Clay, Glass | New | Process | Natural Gas | Process Boiler | E1 | RVT BC Ratio | 0 | 0 | 0 | 0 | 0 | 0 | 0 | 0 | 0 | 0 | 0 | 0 | 0 | 0 | 0 | 0 | 0 | 0 | 0 | 0 | 0 | 0 | 0 | 0 | 0 | 0 | 0 | 0 | 0 | 0 | 0 | 0 | 0
F4_Industrial_Stone, Clay, Glass_New_Process_Natural Gas_Process Boiler_E2 | F4 | Industrial | Stone, Clay, Glass | New | Process | Natural Gas | Process Boiler | E2 | RVT BC Ratio | 0 | 0 | 0 | 0 | 0 | 0 | 0 | 0 | 0 | 0 | 0 | 0 | 0 | 0 | 0 | 0 | 0 | 0 | 0 | 0 | 0 | 0 | 0 | 0 | 0 | 0 | 0 | 0 | 0 | 0 | 0 | 0 | 0
F4_Industrial_Stone, Clay, Glass_New_Process_Natural Gas_Process Boiler_E3 | F4 | Industrial | Stone, Clay, Glass | New | Process | Natural Gas | Process Boiler | E3 | RVT BC Ratio | 0 | 0 | 0 | 0 | 0 | 0 | 0 | 0 | 0 | 0 | 0 | 0 | 0 | 0 | 0 | 0 | 0 | 0 | 0 | 0 | 0 | 0 | 0 | 0 | 0 | 0 | 0 | 0 | 0 | 0 | 0 | 0 | 0
F4_Industrial_Stone, Clay, Glass_New_Process_Natural Gas_Process Boiler_E4 | F4 | Industrial | Stone, Clay, Glass | New | Process | Natural Gas | Process Boiler | E4 | RVT BC Ratio | 0 | 0 | 0 | 0 | 0 | 0 | 0 | 0 | 0 | 0 | 0 | 0 | 0 | 0 | 0 | 0 | 0 | 0 | 0 | 0 | 0 | 0 | 0 | 0 | 0 | 0 | 0 | 0 | 0 | 0 | 0 | 0 | 0
F4_Industrial_Stone, Clay, Glass_New_Process_Natural Gas_Process Boiler_E5 | F4 | Industrial | Stone, Clay, Glass | New | Process | Natural Gas | Process Boiler | E5 | RVT BC Ratio | 0 | 0 | 0 | 0 | 0 | 0 | 0 | 0 | 0 | 0 | 0 | 0 | 0 | 0 | 0 | 0 | 0 | 0 | 0 | 0 | 0 | 0 | 0 | 0 | 0 | 0 | 0 | 0 | 0 | 0 | 0 | 0 | 0
F4_Industrial_Stone, Clay, Glass_New_Process_Natural Gas_Process Boiler_E6 | F4 | Industrial | Stone, Clay, Glass | New | Process | Natural Gas | Process Boiler | E6 | RVT BC Ratio | 0 | 0 | 0 | 0 | 0 | 0 | 0 | 0 | 0 | 0 | 0 | 0 | 0 | 0 | 0 | 0 | 0 | 0 | 0 | 0 | 0 | 0 | 0 | 0 | 0 | 0 | 0 | 0 | 0 | 0 | 0 | 0 | 0
F4_Industrial_Stone, Clay, Glass_New_Process_Natural Gas_Process Boiler_E7 | F4 | Industrial | Stone, Clay, Glass | New | Process | Natural Gas | Process Boiler | E7 | RVT BC Ratio | 0 | 0 | 0 | 0 | 0 | 0 | 0 | 0 | 0 | 0 | 0 | 0 | 0 | 0 | 0 | 0 | 0 | 0 | 0 | 0 | 0 | 0 | 0 | 0 | 0 | 0 | 0 | 0 | 0 | 0 | 0 | 0 | 0
F4_Industrial_Stone, Clay, Glass_New_Process_Natural Gas_Process Boiler_E8 | F4 | Industrial | Stone, Clay, Glass | New | Process | Natural Gas | Process Boiler | E8 | RVT BC Ratio | 0 | 0 | 0 | 0 | 0 | 0 | 0 | 0 | 0 | 0 | 0 | 0 | 0 | 0 | 0 | 0 | 0 | 0 | 0 | 0 | 0 | 0 | 0 | 0 | 0 | 0 | 0 | 0 | 0 | 0 | 0 | 0 | 0
F4_Industrial_Stone, Clay, Glass_New_Process_Natural Gas_Process Boiler_E9 | F4 | Industrial | Stone, Clay, Glass | New | Process | Natural Gas | Process Boiler | E9 | RVT BC Ratio | 0 | 0 | 0 | 0 | 0 | 0 | 0 | 0 | 0 | 0 | 0 | 0 | 0 | 0 | 0 | 0 | 0 | 0 | 0 | 0 | 0 | 0 | 0 | 0 | 0 | 0 | 0 | 0 | 0 | 0 | 0 | 0 | 0
F4_Industrial_Stone, Clay, Glass_New_Process_Natural Gas_Process Boiler_E10 | F4 | Industrial | Stone, Clay, Glass | New | Process | Natural Gas | Process Boiler | E10 | RVT BC Ratio | 0 | 0 | 0 | 0 | 0 | 0 | 0 | 0 | 0 | 0 | 0 | 0 | 0 | 0 | 0 | 0 | 0 | 0 | 0 | 0 | 0 | 0 | 0 | 0 | 0 | 0 | 0 | 0 | 0 | 0 | 0 | 0 | 0
F5_Industrial_Stone, Clay, Glass_New_Process_Natural Gas_Process Boiler_E1 | F5 | Industrial | Stone, Clay, Glass | New | Process | Natural Gas | Process Boiler | E1 | RIM BC Ratio | 0 | 0 | 0 | 0 | 0 | 0 | 0 | 0 | 0 | 0 | 0 | 0 | 0 | 0 | 0 | 0 | 0 | 0 | 0 | 0 | 0 | 0 | 0 | 0 | 0 | 0 | 0 | 0 | 0 | 0 | 0 | 0 | 0
F5_Industrial_Stone, Clay, Glass_New_Process_Natural Gas_Process Boiler_E2 | F5 | Industrial | Stone, Clay, Glass | New | Process | Natural Gas | Process Boiler | E2 | RIM BC Ratio | 0 | 0 | 0 | 0 | 0 | 0 | 0 | 0 | 0 | 0 | 0 | 0 | 0 | 0 | 0 | 0 | 0 | 0 | 0 | 0 | 0 | 0 | 0 | 0 | 0 | 0 | 0 | 0 | 0 | 0 | 0 | 0 | 0
F5_Industrial_Stone, Clay, Glass_New_Process_Natural Gas_Process Boiler_E3 | F5 | Industrial | Stone, Clay, Glass | New | Process | Natural Gas | Process Boiler | E3 | RIM BC Ratio | 0 | 0 | 0 | 0 | 0 | 0 | 0 | 0 | 0 | 0 | 0 | 0 | 0 | 0 | 0 | 0 | 0 | 0 | 0 | 0 | 0 | 0 | 0 | 0 | 0 | 0 | 0 | 0 | 0 | 0 | 0 | 0 | 0
F5_Industrial_Stone, Clay, Glass_New_Process_Natural Gas_Process Boiler_E4 | F5 | Industrial | Stone, Clay, Glass | New | Process | Natural Gas | Process Boiler | E4 | RIM BC Ratio | 0 | 0 | 0 | 0 | 0 | 0 | 0 | 0 | 0 | 0 | 0 | 0 | 0 | 0 | 0 | 0 | 0 | 0 | 0 | 0 | 0 | 0 | 0 | 0 | 0 | 0 | 0 | 0 | 0 | 0 | 0 | 0 | 0
F5_Industrial_Stone, Clay, Glass_New_Process_Natural Gas_Process Boiler_E5 | F5 | Industrial | Stone, Clay, Glass | New | Process | Natural Gas | Process Boiler | E5 | RIM BC Ratio | 0 | 0 | 0 | 0 | 0 | 0 | 0 | 0 | 0 | 0 | 0 | 0 | 0 | 0 | 0 | 0 | 0 | 0 | 0 | 0 | 0 | 0 | 0 | 0 | 0 | 0 | 0 | 0 | 0 | 0 | 0 | 0 | 0
F5_Industrial_Stone, Clay, Glass_New_Process_Natural Gas_Process Boiler_E6 | F5 | Industrial | Stone, Clay, Glass | New | Process | Natural Gas | Process Boiler | E6 | RIM BC Ratio | 0 | 0 | 0 | 0 | 0 | 0 | 0 | 0 | 0 | 0 | 0 | 0 | 0 | 0 | 0 | 0 | 0 | 0 | 0 | 0 | 0 | 0 | 0 | 0 | 0 | 0 | 0 | 0 | 0 | 0 | 0 | 0 | 0
F5_Industrial_Stone, Clay, Glass_New_Process_Natural Gas_Process Boiler_E7 | F5 | Industrial | Stone, Clay, Glass | New | Process | Natural Gas | Process Boiler | E7 | RIM BC Ratio | 0 | 0 | 0 | 0 | 0 | 0 | 0 | 0 | 0 | 0 | 0 | 0 | 0 | 0 | 0 | 0 | 0 | 0 | 0 | 0 | 0 | 0 | 0 | 0 | 0 | 0 | 0 | 0 | 0 | 0 | 0 | 0 | 0
F5_Industrial_Stone, Clay, Glass_New_Process_Natural Gas_Process Boiler_E8 | F5 | Industrial | Stone, Clay, Glass | New | Process | Natural Gas | Process Boiler | E8 | RIM BC Ratio | 0 | 0 | 0 | 0 | 0 | 0 | 0 | 0 | 0 | 0 | 0 | 0 | 0 | 0 | 0 | 0 | 0 | 0 | 0 | 0 | 0 | 0 | 0 | 0 | 0 | 0 | 0 | 0 | 0 | 0 | 0 | 0 | 0
F5_Industrial_Stone, Clay, Glass_New_Process_Natural Gas_Process Boiler_E9 | F5 | Industrial | Stone, Clay, Glass | New | Process | Natural Gas | Process Boiler | E9 | RIM BC Ratio | 0 | 0 | 0 | 0 | 0 | 0 | 0 | 0 | 0 | 0 | 0 | 0 | 0 | 0 | 0 | 0 | 0 | 0 | 0 | 0 | 0 | 0 | 0 | 0 | 0 | 0 | 0 | 0 | 0 | 0 | 0 | 0 | 0
F5_Industrial_Stone, Clay, Glass_New_Process_Natural Gas_Process Boiler_E10 | F5 | Industrial | Stone, Clay, Glass | New | Process | Natural Gas | Process Boiler | E10 | RIM BC Ratio | 0 | 0 | 0 | 0 | 0 | 0 | 0 | 0 | 0 | 0 | 0 | 0 | 0 | 0 | 0 | 0 | 0 | 0 | 0 | 0 | 0 | 0 | 0 | 0 | 0 | 0 | 0 | 0 | 0 | 0 | 0 | 0 | 0
F0_Industrial_Stone, Clay, Glass_New_Process_Natural Gas_Process Cooling_E0 | F0 | Industrial | Stone, Clay, Glass | New | Process | Natural Gas | Process Cooling | E0 | Economic Unit | 0 | 0 | 0 | 0 | 0 | 0 | 0 | 0 | 0 | 0 | 0 | 0 | 0 | 0 | 0 | 0 | 0 | 0 | 0 | 0 | 0 | 0 | 0 | 0 | 0 | 0 | 0 | 0 | 0 | 0 | 0 | 0 | 0
F1_Industrial_Stone, Clay, Glass_New_Process_Natural Gas_Process Cooling_E1 | F1 | Industrial | Stone, Clay, Glass | New | Process | Natural Gas | Process Cooling | E1 | CCE | 0 | 0 | 0 | 0 | 0 | 0 | 0 | 0 | 0 | 0 | 0 | 0 | 0 | 0 | 0 | 0 | 0 | 0 | 0 | 0 | 0 | 0 | 0 | 0 | 0 | 0 | 0 | 0 | 0 | 0 | 0 | 0 | 0
F1_Industrial_Stone, Clay, Glass_New_Process_Natural Gas_Process Cooling_E2 | F1 | Industrial | Stone, Clay, Glass | New | Process | Natural Gas | Process Cooling | E2 | CCE | 0 | 0 | 0 | 0 | 0 | 0 | 0 | 0 | 0 | 0 | 0 | 0 | 0 | 0 | 0 | 0 | 0 | 0 | 0 | 0 | 0 | 0 | 0 | 0 | 0 | 0 | 0 | 0 | 0 | 0 | 0 | 0 | 0
F1_Industrial_Stone, Clay, Glass_New_Process_Natural Gas_Process Cooling_E3 | F1 | Industrial | Stone, Clay, Glass | New | Process | Natural Gas | Process Cooling | E3 | CCE | 0 | 0 | 0 | 0 | 0 | 0 | 0 | 0 | 0 | 0 | 0 | 0 | 0 | 0 | 0 | 0 | 0 | 0 | 0 | 0 | 0 | 0 | 0 | 0 | 0 | 0 | 0 | 0 | 0 | 0 | 0 | 0 | 0
F1_Industrial_Stone, Clay, Glass_New_Process_Natural Gas_Process Cooling_E4 | F1 | Industrial | Stone, Clay, Glass | New | Process | Natural Gas | Process Cooling | E4 | CCE | 0 | 0 | 0 | 0 | 0 | 0 | 0 | 0 | 0 | 0 | 0 | 0 | 0 | 0 | 0 | 0 | 0 | 0 | 0 | 0 | 0 | 0 | 0 | 0 | 0 | 0 | 0 | 0 | 0 | 0 | 0 | 0 | 0
F1_Industrial_Stone, Clay, Glass_New_Process_Natural Gas_Process Cooling_E5 | F1 | Industrial | Stone, Clay, Glass | New | Process | Natural Gas | Process Cooling | E5 | CCE | 0 | 0 | 0 | 0 | 0 | 0 | 0 | 0 | 0 | 0 | 0 | 0 | 0 | 0 | 0 | 0 | 0 | 0 | 0 | 0 | 0 | 0 | 0 | 0 | 0 | 0 | 0 | 0 | 0 | 0 | 0 | 0 | 0
F1_Industrial_Stone, Clay, Glass_New_Process_Natural Gas_Process Cooling_E6 | F1 | Industrial | Stone, Clay, Glass | New | Process | Natural Gas | Process Cooling | E6 | CCE | 0 | 0 | 0 | 0 | 0 | 0 | 0 | 0 | 0 | 0 | 0 | 0 | 0 | 0 | 0 | 0 | 0 | 0 | 0 | 0 | 0 | 0 | 0 | 0 | 0 | 0 | 0 | 0 | 0 | 0 | 0 | 0 | 0
F1_Industrial_Stone, Clay, Glass_New_Process_Natural Gas_Process Cooling_E7 | F1 | Industrial | Stone, Clay, Glass | New | Process | Natural Gas | Process Cooling | E7 | CCE | 0 | 0 | 0 | 0 | 0 | 0 | 0 | 0 | 0 | 0 | 0 | 0 | 0 | 0 | 0 | 0 | 0 | 0 | 0 | 0 | 0 | 0 | 0 | 0 | 0 | 0 | 0 | 0 | 0 | 0 | 0 | 0 | 0
F1_Industrial_Stone, Clay, Glass_New_Process_Natural Gas_Process Cooling_E8 | F1 | Industrial | Stone, Clay, Glass | New | Process | Natural Gas | Process Cooling | E8 | CCE | 0 | 0 | 0 | 0 | 0 | 0 | 0 | 0 | 0 | 0 | 0 | 0 | 0 | 0 | 0 | 0 | 0 | 0 | 0 | 0 | 0 | 0 | 0 | 0 | 0 | 0 | 0 | 0 | 0 | 0 | 0 | 0 | 0
F1_Industrial_Stone, Clay, Glass_New_Process_Natural Gas_Process Cooling_E9 | F1 | Industrial | Stone, Clay, Glass | New | Process | Natural Gas | Process Cooling | E9 | CCE | 0 | 0 | 0 | 0 | 0 | 0 | 0 | 0 | 0 | 0 | 0 | 0 | 0 | 0 | 0 | 0 | 0 | 0 | 0 | 0 | 0 | 0 | 0 | 0 | 0 | 0 | 0 | 0 | 0 | 0 | 0 | 0 | 0
F1_Industrial_Stone, Clay, Glass_New_Process_Natural Gas_Process Cooling_E10 | F1 | Industrial | Stone, Clay, Glass | New | Process | Natural Gas | Process Cooling | E10 | CCE | 0 | 0 | 0 | 0 | 0 | 0 | 0 | 0 | 0 | 0 | 0 | 0 | 0 | 0 | 0 | 0 | 0 | 0 | 0 | 0 | 0 | 0 | 0 | 0 | 0 | 0 | 0 | 0 | 0 | 0 | 0 | 0 | 0
F2_Industrial_Stone, Clay, Glass_New_Process_Natural Gas_Process Cooling_E1 | F2 | Industrial | Stone, Clay, Glass | New | Process | Natural Gas | Process Cooling | E1 | TRC BC Ratio | 0 | 0 | 0 | 0 | 0 | 0 | 0 | 0 | 0 | 0 | 0 | 0 | 0 | 0 | 0 | 0 | 0 | 0 | 0 | 0 | 0 | 0 | 0 | 0 | 0 | 0 | 0 | 0 | 0 | 0 | 0 | 0 | 0
F2_Industrial_Stone, Clay, Glass_New_Process_Natural Gas_Process Cooling_E2 | F2 | Industrial | Stone, Clay, Glass | New | Process | Natural Gas | Process Cooling | E2 | TRC BC Ratio | 0 | 0 | 0 | 0 | 0 | 0 | 0 | 0 | 0 | 0 | 0 | 0 | 0 | 0 | 0 | 0 | 0 | 0 | 0 | 0 | 0 | 0 | 0 | 0 | 0 | 0 | 0 | 0 | 0 | 0 | 0 | 0 | 0
F2_Industrial_Stone, Clay, Glass_New_Process_Natural Gas_Process Cooling_E3 | F2 | Industrial | Stone, Clay, Glass | New | Process | Natural Gas | Process Cooling | E3 | TRC BC Ratio | 0 | 0 | 0 | 0 | 0 | 0 | 0 | 0 | 0 | 0 | 0 | 0 | 0 | 0 | 0 | 0 | 0 | 0 | 0 | 0 | 0 | 0 | 0 | 0 | 0 | 0 | 0 | 0 | 0 | 0 | 0 | 0 | 0
F2_Industrial_Stone, Clay, Glass_New_Process_Natural Gas_Process Cooling_E4 | F2 | Industrial | Stone, Clay, Glass | New | Process | Natural Gas | Process Cooling | E4 | TRC BC Ratio | 0 | 0 | 0 | 0 | 0 | 0 | 0 | 0 | 0 | 0 | 0 | 0 | 0 | 0 | 0 | 0 | 0 | 0 | 0 | 0 | 0 | 0 | 0 | 0 | 0 | 0 | 0 | 0 | 0 | 0 | 0 | 0 | 0
F2_Industrial_Stone, Clay, Glass_New_Process_Natural Gas_Process Cooling_E5 | F2 | Industrial | Stone, Clay, Glass | New | Process | Natural Gas | Process Cooling | E5 | TRC BC Ratio | 0 | 0 | 0 | 0 | 0 | 0 | 0 | 0 | 0 | 0 | 0 | 0 | 0 | 0 | 0 | 0 | 0 | 0 | 0 | 0 | 0 | 0 | 0 | 0 | 0 | 0 | 0 | 0 | 0 | 0 | 0 | 0 | 0
F2_Industrial_Stone, Clay, Glass_New_Process_Natural Gas_Process Cooling_E6 | F2 | Industrial | Stone, Clay, Glass | New | Process | Natural Gas | Process Cooling | E6 | TRC BC Ratio | 0 | 0 | 0 | 0 | 0 | 0 | 0 | 0 | 0 | 0 | 0 | 0 | 0 | 0 | 0 | 0 | 0 | 0 | 0 | 0 | 0 | 0 | 0 | 0 | 0 | 0 | 0 | 0 | 0 | 0 | 0 | 0 | 0
F2_Industrial_Stone, Clay, Glass_New_Process_Natural Gas_Process Cooling_E7 | F2 | Industrial | Stone, Clay, Glass | New | Process | Natural Gas | Process Cooling | E7 | TRC BC Ratio | 0 | 0 | 0 | 0 | 0 | 0 | 0 | 0 | 0 | 0 | 0 | 0 | 0 | 0 | 0 | 0 | 0 | 0 | 0 | 0 | 0 | 0 | 0 | 0 | 0 | 0 | 0 | 0 | 0 | 0 | 0 | 0 | 0
F2_Industrial_Stone, Clay, Glass_New_Process_Natural Gas_Process Cooling_E8 | F2 | Industrial | Stone, Clay, Glass | New | Process | Natural Gas | Process Cooling | E8 | TRC BC Ratio | 0 | 0 | 0 | 0 | 0 | 0 | 0 | 0 | 0 | 0 | 0 | 0 | 0 | 0 | 0 | 0 | 0 | 0 | 0 | 0 | 0 | 0 | 0 | 0 | 0 | 0 | 0 | 0 | 0 | 0 | 0 | 0 | 0
F2_Industrial_Stone, Clay, Glass_New_Process_Natural Gas_Process Cooling_E9 | F2 | Industrial | Stone, Clay, Glass | New | Process | Natural Gas | Process Cooling | E9 | TRC BC Ratio | 0 | 0 | 0 | 0 | 0 | 0 | 0 | 0 | 0 | 0 | 0 | 0 | 0 | 0 | 0 | 0 | 0 | 0 | 0 | 0 | 0 | 0 | 0 | 0 | 0 | 0 | 0 | 0 | 0 | 0 | 0 | 0 | 0
F2_Industrial_Stone, Clay, Glass_New_Process_Natural Gas_Process Cooling_E10 | F2 | Industrial | Stone, Clay, Glass | New | Process | Natural Gas | Process Cooling | E10 | TRC BC Ratio | 0 | 0 | 0 | 0 | 0 | 0 | 0 | 0 | 0 | 0 | 0 | 0 | 0 | 0 | 0 | 0 | 0 | 0 | 0 | 0 | 0 | 0 | 0 | 0 | 0 | 0 | 0 | 0 | 0 | 0 | 0 | 0 | 0
F3_Industrial_Stone, Clay, Glass_New_Process_Natural Gas_Process Cooling_E1 | F3 | Industrial | Stone, Clay, Glass | New | Process | Natural Gas | Process Cooling | E1 | PACT BC Ratio | 0 | 0 | 0 | 0 | 0 | 0 | 0 | 0 | 0 | 0 | 0 | 0 | 0 | 0 | 0 | 0 | 0 | 0 | 0 | 0 | 0 | 0 | 0 | 0 | 0 | 0 | 0 | 0 | 0 | 0 | 0 | 0 | 0
F3_Industrial_Stone, Clay, Glass_New_Process_Natural Gas_Process Cooling_E2 | F3 | Industrial | Stone, Clay, Glass | New | Process | Natural Gas | Process Cooling | E2 | PACT BC Ratio | 0 | 0 | 0 | 0 | 0 | 0 | 0 | 0 | 0 | 0 | 0 | 0 | 0 | 0 | 0 | 0 | 0 | 0 | 0 | 0 | 0 | 0 | 0 | 0 | 0 | 0 | 0 | 0 | 0 | 0 | 0 | 0 | 0
F3_Industrial_Stone, Clay, Glass_New_Process_Natural Gas_Process Cooling_E3 | F3 | Industrial | Stone, Clay, Glass | New | Process | Natural Gas | Process Cooling | E3 | PACT BC Ratio | 0 | 0 | 0 | 0 | 0 | 0 | 0 | 0 | 0 | 0 | 0 | 0 | 0 | 0 | 0 | 0 | 0 | 0 | 0 | 0 | 0 | 0 | 0 | 0 | 0 | 0 | 0 | 0 | 0 | 0 | 0 | 0 | 0
F3_Industrial_Stone, Clay, Glass_New_Process_Natural Gas_Process Cooling_E4 | F3 | Industrial | Stone, Clay, Glass | New | Process | Natural Gas | Process Cooling | E4 | PACT BC Ratio | 0 | 0 | 0 | 0 | 0 | 0 | 0 | 0 | 0 | 0 | 0 | 0 | 0 | 0 | 0 | 0 | 0 | 0 | 0 | 0 | 0 | 0 | 0 | 0 | 0 | 0 | 0 | 0 | 0 | 0 | 0 | 0 | 0
F3_Industrial_Stone, Clay, Glass_New_Process_Natural Gas_Process Cooling_E5 | F3 | Industrial | Stone, Clay, Glass | New | Process | Natural Gas | Process Cooling | E5 | PACT BC Ratio | 0 | 0 | 0 | 0 | 0 | 0 | 0 | 0 | 0 | 0 | 0 | 0 | 0 | 0 | 0 | 0 | 0 | 0 | 0 | 0 | 0 | 0 | 0 | 0 | 0 | 0 | 0 | 0 | 0 | 0 | 0 | 0 | 0
F3_Industrial_Stone, Clay, Glass_New_Process_Natural Gas_Process Cooling_E6 | F3 | Industrial | Stone, Clay, Glass | New | Process | Natural Gas | Process Cooling | E6 | PACT BC Ratio | 0 | 0 | 0 | 0 | 0 | 0 | 0 | 0 | 0 | 0 | 0 | 0 | 0 | 0 | 0 | 0 | 0 | 0 | 0 | 0 | 0 | 0 | 0 | 0 | 0 | 0 | 0 | 0 | 0 | 0 | 0 | 0 | 0
F3_Industrial_Stone, Clay, Glass_New_Process_Natural Gas_Process Cooling_E7 | F3 | Industrial | Stone, Clay, Glass | New | Process | Natural Gas | Process Cooling | E7 | PACT BC Ratio | 0 | 0 | 0 | 0 | 0 | 0 | 0 | 0 | 0 | 0 | 0 | 0 | 0 | 0 | 0 | 0 | 0 | 0 | 0 | 0 | 0 | 0 | 0 | 0 | 0 | 0 | 0 | 0 | 0 | 0 | 0 | 0 | 0
F3_Industrial_Stone, Clay, Glass_New_Process_Natural Gas_Process Cooling_E8 | F3 | Industrial | Stone, Clay, Glass | New | Process | Natural Gas | Process Cooling | E8 | PACT BC Ratio | 0 | 0 | 0 | 0 | 0 | 0 | 0 | 0 | 0 | 0 | 0 | 0 | 0 | 0 | 0 | 0 | 0 | 0 | 0 | 0 | 0 | 0 | 0 | 0 | 0 | 0 | 0 | 0 | 0 | 0 | 0 | 0 | 0
F3_Industrial_Stone, Clay, Glass_New_Process_Natural Gas_Process Cooling_E9 | F3 | Industrial | Stone, Clay, Glass | New | Process | Natural Gas | Process Cooling | E9 | PACT BC Ratio | 0 | 0 | 0 | 0 | 0 | 0 | 0 | 0 | 0 | 0 | 0 | 0 | 0 | 0 | 0 | 0 | 0 | 0 | 0 | 0 | 0 | 0 | 0 | 0 | 0 | 0 | 0 | 0 | 0 | 0 | 0 | 0 | 0
F3_Industrial_Stone, Clay, Glass_New_Process_Natural Gas_Process Cooling_E10 | F3 | Industrial | Stone, Clay, Glass | New | Process | Natural Gas | Process Cooling | E10 | PACT BC Ratio | 0 | 0 | 0 | 0 | 0 | 0 | 0 | 0 | 0 | 0 | 0 | 0 | 0 | 0 | 0 | 0 | 0 | 0 | 0 | 0 | 0 | 0 | 0 | 0 | 0 | 0 | 0 | 0 | 0 | 0 | 0 | 0 | 0
F4_Industrial_Stone, Clay, Glass_New_Process_Natural Gas_Process Cooling_E1 | F4 | Industrial | Stone, Clay, Glass | New | Process | Natural Gas | Process Cooling | E1 | RVT BC Ratio | 0 | 0 | 0 | 0 | 0 | 0 | 0 | 0 | 0 | 0 | 0 | 0 | 0 | 0 | 0 | 0 | 0 | 0 | 0 | 0 | 0 | 0 | 0 | 0 | 0 | 0 | 0 | 0 | 0 | 0 | 0 | 0 | 0
F4_Industrial_Stone, Clay, Glass_New_Process_Natural Gas_Process Cooling_E2 | F4 | Industrial | Stone, Clay, Glass | New | Process | Natural Gas | Process Cooling | E2 | RVT BC Ratio | 0 | 0 | 0 | 0 | 0 | 0 | 0 | 0 | 0 | 0 | 0 | 0 | 0 | 0 | 0 | 0 | 0 | 0 | 0 | 0 | 0 | 0 | 0 | 0 | 0 | 0 | 0 | 0 | 0 | 0 | 0 | 0 | 0
F4_Industrial_Stone, Clay, Glass_New_Process_Natural Gas_Process Cooling_E3 | F4 | Industrial | Stone, Clay, Glass | New | Process | Natural Gas | Process Cooling | E3 | RVT BC Ratio | 0 | 0 | 0 | 0 | 0 | 0 | 0 | 0 | 0 | 0 | 0 | 0 | 0 | 0 | 0 | 0 | 0 | 0 | 0 | 0 | 0 | 0 | 0 | 0 | 0 | 0 | 0 | 0 | 0 | 0 | 0 | 0 | 0
F4_Industrial_Stone, Clay, Glass_New_Process_Natural Gas_Process Cooling_E4 | F4 | Industrial | Stone, Clay, Glass | New | Process | Natural Gas | Process Cooling | E4 | RVT BC Ratio | 0 | 0 | 0 | 0 | 0 | 0 | 0 | 0 | 0 | 0 | 0 | 0 | 0 | 0 | 0 | 0 | 0 | 0 | 0 | 0 | 0 | 0 | 0 | 0 | 0 | 0 | 0 | 0 | 0 | 0 | 0 | 0 | 0
F4_Industrial_Stone, Clay, Glass_New_Process_Natural Gas_Process Cooling_E5 | F4 | Industrial | Stone, Clay, Glass | New | Process | Natural Gas | Process Cooling | E5 | RVT BC Ratio | 0 | 0 | 0 | 0 | 0 | 0 | 0 | 0 | 0 | 0 | 0 | 0 | 0 | 0 | 0 | 0 | 0 | 0 | 0 | 0 | 0 | 0 | 0 | 0 | 0 | 0 | 0 | 0 | 0 | 0 | 0 | 0 | 0
F4_Industrial_Stone, Clay, Glass_New_Process_Natural Gas_Process Cooling_E6 | F4 | Industrial | Stone, Clay, Glass | New | Process | Natural Gas | Process Cooling | E6 | RVT BC Ratio | 0 | 0 | 0 | 0 | 0 | 0 | 0 | 0 | 0 | 0 | 0 | 0 | 0 | 0 | 0 | 0 | 0 | 0 | 0 | 0 | 0 | 0 | 0 | 0 | 0 | 0 | 0 | 0 | 0 | 0 | 0 | 0 | 0
F4_Industrial_Stone, Clay, Glass_New_Process_Natural Gas_Process Cooling_E7 | F4 | Industrial | Stone, Clay, Glass | New | Process | Natural Gas | Process Cooling | E7 | RVT BC Ratio | 0 | 0 | 0 | 0 | 0 | 0 | 0 | 0 | 0 | 0 | 0 | 0 | 0 | 0 | 0 | 0 | 0 | 0 | 0 | 0 | 0 | 0 | 0 | 0 | 0 | 0 | 0 | 0 | 0 | 0 | 0 | 0 | 0
F4_Industrial_Stone, Clay, Glass_New_Process_Natural Gas_Process Cooling_E8 | F4 | Industrial | Stone, Clay, Glass | New | Process | Natural Gas | Process Cooling | E8 | RVT BC Ratio | 0 | 0 | 0 | 0 | 0 | 0 | 0 | 0 | 0 | 0 | 0 | 0 | 0 | 0 | 0 | 0 | 0 | 0 | 0 | 0 | 0 | 0 | 0 | 0 | 0 | 0 | 0 | 0 | 0 | 0 | 0 | 0 | 0
F4_Industrial_Stone, Clay, Glass_New_Process_Natural Gas_Process Cooling_E9 | F4 | Industrial | Stone, Clay, Glass | New | Process | Natural Gas | Process Cooling | E9 | RVT BC Ratio | 0 | 0 | 0 | 0 | 0 | 0 | 0 | 0 | 0 | 0 | 0 | 0 | 0 | 0 | 0 | 0 | 0 | 0 | 0 | 0 | 0 | 0 | 0 | 0 | 0 | 0 | 0 | 0 | 0 | 0 | 0 | 0 | 0
F4_Industrial_Stone, Clay, Glass_New_Process_Natural Gas_Process Cooling_E10 | F4 | Industrial | Stone, Clay, Glass | New | Process | Natural Gas | Process Cooling | E10 | RVT BC Ratio | 0 | 0 | 0 | 0 | 0 | 0 | 0 | 0 | 0 | 0 | 0 | 0 | 0 | 0 | 0 | 0 | 0 | 0 | 0 | 0 | 0 | 0 | 0 | 0 | 0 | 0 | 0 | 0 | 0 | 0 | 0 | 0 | 0
F5_Industrial_Stone, Clay, Glass_New_Process_Natural Gas_Process Cooling_E1 | F5 | Industrial | Stone, Clay, Glass | New | Process | Natural Gas | Process Cooling | E1 | RIM BC Ratio | 0 | 0 | 0 | 0 | 0 | 0 | 0 | 0 | 0 | 0 | 0 | 0 | 0 | 0 | 0 | 0 | 0 | 0 | 0 | 0 | 0 | 0 | 0 | 0 | 0 | 0 | 0 | 0 | 0 | 0 | 0 | 0 | 0
F5_Industrial_Stone, Clay, Glass_New_Process_Natural Gas_Process Cooling_E2 | F5 | Industrial | Stone, Clay, Glass | New | Process | Natural Gas | Process Cooling | E2 | RIM BC Ratio | 0 | 0 | 0 | 0 | 0 | 0 | 0 | 0 | 0 | 0 | 0 | 0 | 0 | 0 | 0 | 0 | 0 | 0 | 0 | 0 | 0 | 0 | 0 | 0 | 0 | 0 | 0 | 0 | 0 | 0 | 0 | 0 | 0
F5_Industrial_Stone, Clay, Glass_New_Process_Natural Gas_Process Cooling_E3 | F5 | Industrial | Stone, Clay, Glass | New | Process | Natural Gas | Process Cooling | E3 | RIM BC Ratio | 0 | 0 | 0 | 0 | 0 | 0 | 0 | 0 | 0 | 0 | 0 | 0 | 0 | 0 | 0 | 0 | 0 | 0 | 0 | 0 | 0 | 0 | 0 | 0 | 0 | 0 | 0 | 0 | 0 | 0 | 0 | 0 | 0
F5_Industrial_Stone, Clay, Glass_New_Process_Natural Gas_Process Cooling_E4 | F5 | Industrial | Stone, Clay, Glass | New | Process | Natural Gas | Process Cooling | E4 | RIM BC Ratio | 0 | 0 | 0 | 0 | 0 | 0 | 0 | 0 | 0 | 0 | 0 | 0 | 0 | 0 | 0 | 0 | 0 | 0 | 0 | 0 | 0 | 0 | 0 | 0 | 0 | 0 | 0 | 0 | 0 | 0 | 0 | 0 | 0
F5_Industrial_Stone, Clay, Glass_New_Process_Natural Gas_Process Cooling_E5 | F5 | Industrial | Stone, Clay, Glass | New | Process | Natural Gas | Process Cooling | E5 | RIM BC Ratio | 0 | 0 | 0 | 0 | 0 | 0 | 0 | 0 | 0 | 0 | 0 | 0 | 0 | 0 | 0 | 0 | 0 | 0 | 0 | 0 | 0 | 0 | 0 | 0 | 0 | 0 | 0 | 0 | 0 | 0 | 0 | 0 | 0
F5_Industrial_Stone, Clay, Glass_New_Process_Natural Gas_Process Cooling_E6 | F5 | Industrial | Stone, Clay, Glass | New | Process | Natural Gas | Process Cooling | E6 | RIM BC Ratio | 0 | 0 | 0 | 0 | 0 | 0 | 0 | 0 | 0 | 0 | 0 | 0 | 0 | 0 | 0 | 0 | 0 | 0 | 0 | 0 | 0 | 0 | 0 | 0 | 0 | 0 | 0 | 0 | 0 | 0 | 0 | 0 | 0
F5_Industrial_Stone, Clay, Glass_New_Process_Natural Gas_Process Cooling_E7 | F5 | Industrial | Stone, Clay, Glass | New | Process | Natural Gas | Process Cooling | E7 | RIM BC Ratio | 0 | 0 | 0 | 0 | 0 | 0 | 0 | 0 | 0 | 0 | 0 | 0 | 0 | 0 | 0 | 0 | 0 | 0 | 0 | 0 | 0 | 0 | 0 | 0 | 0 | 0 | 0 | 0 | 0 | 0 | 0 | 0 | 0
F5_Industrial_Stone, Clay, Glass_New_Process_Natural Gas_Process Cooling_E8 | F5 | Industrial | Stone, Clay, Glass | New | Process | Natural Gas | Process Cooling | E8 | RIM BC Ratio | 0 | 0 | 0 | 0 | 0 | 0 | 0 | 0 | 0 | 0 | 0 | 0 | 0 | 0 | 0 | 0 | 0 | 0 | 0 | 0 | 0 | 0 | 0 | 0 | 0 | 0 | 0 | 0 | 0 | 0 | 0 | 0 | 0
F5_Industrial_Stone, Clay, Glass_New_Process_Natural Gas_Process Cooling_E9 | F5 | Industrial | Stone, Clay, Glass | New | Process | Natural Gas | Process Cooling | E9 | RIM BC Ratio | 0 | 0 | 0 | 0 | 0 | 0 | 0 | 0 | 0 | 0 | 0 | 0 | 0 | 0 | 0 | 0 | 0 | 0 | 0 | 0 | 0 | 0 | 0 | 0 | 0 | 0 | 0 | 0 | 0 | 0 | 0 | 0 | 0
F5_Industrial_Stone, Clay, Glass_New_Process_Natural Gas_Process Cooling_E10 | F5 | Industrial | Stone, Clay, Glass | New | Process | Natural Gas | Process Cooling | E10 | RIM BC Ratio | 0 | 0 | 0 | 0 | 0 | 0 | 0 | 0 | 0 | 0 | 0 | 0 | 0 | 0 | 0 | 0 | 0 | 0 | 0 | 0 | 0 | 0 | 0 | 0 | 0 | 0 | 0 | 0 | 0 | 0 | 0 | 0 | 0
F0_Industrial_Stone, Clay, Glass_New_Process_Natural Gas_Other Process_E0 | F0 | Industrial | Stone, Clay, Glass | New | Process | Natural Gas | Other Process | E0 | Economic Unit | 0 | 0 | 0 | 0 | 0 | 0 | 0 | 0 | 0 | 0 | 0 | 0 | 0 | 0 | 0 | 0 | 0 | 0 | 0 | 0 | 0 | 0 | 0 | 0 | 0 | 0 | 0 | 0 | 0 | 0 | 0 | 0 | 0
F1_Industrial_Stone, Clay, Glass_New_Process_Natural Gas_Other Process_E1 | F1 | Industrial | Stone, Clay, Glass | New | Process | Natural Gas | Other Process | E1 | CCE | 0 | 0 | 0 | 0 | 0 | 0 | 0 | 0 | 0 | 0 | 0 | 0 | 0 | 0 | 0 | 0 | 0 | 0 | 0 | 0 | 0 | 0 | 0 | 0 | 0 | 0 | 0 | 0 | 0 | 0 | 0 | 0 | 0
F1_Industrial_Stone, Clay, Glass_New_Process_Natural Gas_Other Process_E2 | F1 | Industrial | Stone, Clay, Glass | New | Process | Natural Gas | Other Process | E2 | CCE | 0 | 0 | 0 | 0 | 0 | 0 | 0 | 0 | 0 | 0 | 0 | 0 | 0 | 0 | 0 | 0 | 0 | 0 | 0 | 0 | 0 | 0 | 0 | 0 | 0 | 0 | 0 | 0 | 0 | 0 | 0 | 0 | 0
F1_Industrial_Stone, Clay, Glass_New_Process_Natural Gas_Other Process_E3 | F1 | Industrial | Stone, Clay, Glass | New | Process | Natural Gas | Other Process | E3 | CCE | 0 | 0 | 0 | 0 | 0 | 0 | 0 | 0 | 0 | 0 | 0 | 0 | 0 | 0 | 0 | 0 | 0 | 0 | 0 | 0 | 0 | 0 | 0 | 0 | 0 | 0 | 0 | 0 | 0 | 0 | 0 | 0 | 0
F1_Industrial_Stone, Clay, Glass_New_Process_Natural Gas_Other Process_E4 | F1 | Industrial | Stone, Clay, Glass | New | Process | Natural Gas | Other Process | E4 | CCE | 0 | 0 | 0 | 0 | 0 | 0 | 0 | 0 | 0 | 0 | 0 | 0 | 0 | 0 | 0 | 0 | 0 | 0 | 0 | 0 | 0 | 0 | 0 | 0 | 0 | 0 | 0 | 0 | 0 | 0 | 0 | 0 | 0
F1_Industrial_Stone, Clay, Glass_New_Process_Natural Gas_Other Process_E5 | F1 | Industrial | Stone, Clay, Glass | New | Process | Natural Gas | Other Process | E5 | CCE | 0 | 0 | 0 | 0 | 0 | 0 | 0 | 0 | 0 | 0 | 0 | 0 | 0 | 0 | 0 | 0 | 0 | 0 | 0 | 0 | 0 | 0 | 0 | 0 | 0 | 0 | 0 | 0 | 0 | 0 | 0 | 0 | 0
F1_Industrial_Stone, Clay, Glass_New_Process_Natural Gas_Other Process_E6 | F1 | Industrial | Stone, Clay, Glass | New | Process | Natural Gas | Other Process | E6 | CCE | 0 | 0 | 0 | 0 | 0 | 0 | 0 | 0 | 0 | 0 | 0 | 0 | 0 | 0 | 0 | 0 | 0 | 0 | 0 | 0 | 0 | 0 | 0 | 0 | 0 | 0 | 0 | 0 | 0 | 0 | 0 | 0 | 0
F1_Industrial_Stone, Clay, Glass_New_Process_Natural Gas_Other Process_E7 | F1 | Industrial | Stone, Clay, Glass | New | Process | Natural Gas | Other Process | E7 | CCE | 0 | 0 | 0 | 0 | 0 | 0 | 0 | 0 | 0 | 0 | 0 | 0 | 0 | 0 | 0 | 0 | 0 | 0 | 0 | 0 | 0 | 0 | 0 | 0 | 0 | 0 | 0 | 0 | 0 | 0 | 0 | 0 | 0
F1_Industrial_Stone, Clay, Glass_New_Process_Natural Gas_Other Process_E8 | F1 | Industrial | Stone, Clay, Glass | New | Process | Natural Gas | Other Process | E8 | CCE | 0 | 0 | 0 | 0 | 0 | 0 | 0 | 0 | 0 | 0 | 0 | 0 | 0 | 0 | 0 | 0 | 0 | 0 | 0 | 0 | 0 | 0 | 0 | 0 | 0 | 0 | 0 | 0 | 0 | 0 | 0 | 0 | 0
F1_Industrial_Stone, Clay, Glass_New_Process_Natural Gas_Other Process_E9 | F1 | Industrial | Stone, Clay, Glass | New | Process | Natural Gas | Other Process | E9 | CCE | 0 | 0 | 0 | 0 | 0 | 0 | 0 | 0 | 0 | 0 | 0 | 0 | 0 | 0 | 0 | 0 | 0 | 0 | 0 | 0 | 0 | 0 | 0 | 0 | 0 | 0 | 0 | 0 | 0 | 0 | 0 | 0 | 0
F1_Industrial_Stone, Clay, Glass_New_Process_Natural Gas_Other Process_E10 | F1 | Industrial | Stone, Clay, Glass | New | Process | Natural Gas | Other Process | E10 | CCE | 0 | 0 | 0 | 0 | 0 | 0 | 0 | 0 | 0 | 0 | 0 | 0 | 0 | 0 | 0 | 0 | 0 | 0 | 0 | 0 | 0 | 0 | 0 | 0 | 0 | 0 | 0 | 0 | 0 | 0 | 0 | 0 | 0
F2_Industrial_Stone, Clay, Glass_New_Process_Natural Gas_Other Process_E1 | F2 | Industrial | Stone, Clay, Glass | New | Process | Natural Gas | Other Process | E1 | TRC BC Ratio | 0 | 0 | 0 | 0 | 0 | 0 | 0 | 0 | 0 | 0 | 0 | 0 | 0 | 0 | 0 | 0 | 0 | 0 | 0 | 0 | 0 | 0 | 0 | 0 | 0 | 0 | 0 | 0 | 0 | 0 | 0 | 0 | 0
F2_Industrial_Stone, Clay, Glass_New_Process_Natural Gas_Other Process_E2 | F2 | Industrial | Stone, Clay, Glass | New | Process | Natural Gas | Other Process | E2 | TRC BC Ratio | 0 | 0 | 0 | 0 | 0 | 0 | 0 | 0 | 0 | 0 | 0 | 0 | 0 | 0 | 0 | 0 | 0 | 0 | 0 | 0 | 0 | 0 | 0 | 0 | 0 | 0 | 0 | 0 | 0 | 0 | 0 | 0 | 0
F2_Industrial_Stone, Clay, Glass_New_Process_Natural Gas_Other Process_E3 | F2 | Industrial | Stone, Clay, Glass | New | Process | Natural Gas | Other Process | E3 | TRC BC Ratio | 0 | 0 | 0 | 0 | 0 | 0 | 0 | 0 | 0 | 0 | 0 | 0 | 0 | 0 | 0 | 0 | 0 | 0 | 0 | 0 | 0 | 0 | 0 | 0 | 0 | 0 | 0 | 0 | 0 | 0 | 0 | 0 | 0
F2_Industrial_Stone, Clay, Glass_New_Process_Natural Gas_Other Process_E4 | F2 | Industrial | Stone, Clay, Glass | New | Process | Natural Gas | Other Process | E4 | TRC BC Ratio | 0 | 0 | 0 | 0 | 0 | 0 | 0 | 0 | 0 | 0 | 0 | 0 | 0 | 0 | 0 | 0 | 0 | 0 | 0 | 0 | 0 | 0 | 0 | 0 | 0 | 0 | 0 | 0 | 0 | 0 | 0 | 0 | 0
F2_Industrial_Stone, Clay, Glass_New_Process_Natural Gas_Other Process_E5 | F2 | Industrial | Stone, Clay, Glass | New | Process | Natural Gas | Other Process | E5 | TRC BC Ratio | 0 | 0 | 0 | 0 | 0 | 0 | 0 | 0 | 0 | 0 | 0 | 0 | 0 | 0 | 0 | 0 | 0 | 0 | 0 | 0 | 0 | 0 | 0 | 0 | 0 | 0 | 0 | 0 | 0 | 0 | 0 | 0 | 0
F2_Industrial_Stone, Clay, Glass_New_Process_Natural Gas_Other Process_E6 | F2 | Industrial | Stone, Clay, Glass | New | Process | Natural Gas | Other Process | E6 | TRC BC Ratio | 0 | 0 | 0 | 0 | 0 | 0 | 0 | 0 | 0 | 0 | 0 | 0 | 0 | 0 | 0 | 0 | 0 | 0 | 0 | 0 | 0 | 0 | 0 | 0 | 0 | 0 | 0 | 0 | 0 | 0 | 0 | 0 | 0
F2_Industrial_Stone, Clay, Glass_New_Process_Natural Gas_Other Process_E7 | F2 | Industrial | Stone, Clay, Glass | New | Process | Natural Gas | Other Process | E7 | TRC BC Ratio | 0 | 0 | 0 | 0 | 0 | 0 | 0 | 0 | 0 | 0 | 0 | 0 | 0 | 0 | 0 | 0 | 0 | 0 | 0 | 0 | 0 | 0 | 0 | 0 | 0 | 0 | 0 | 0 | 0 | 0 | 0 | 0 | 0
F2_Industrial_Stone, Clay, Glass_New_Process_Natural Gas_Other Process_E8 | F2 | Industrial | Stone, Clay, Glass | New | Process | Natural Gas | Other Process | E8 | TRC BC Ratio | 0 | 0 | 0 | 0 | 0 | 0 | 0 | 0 | 0 | 0 | 0 | 0 | 0 | 0 | 0 | 0 | 0 | 0 | 0 | 0 | 0 | 0 | 0 | 0 | 0 | 0 | 0 | 0 | 0 | 0 | 0 | 0 | 0
F2_Industrial_Stone, Clay, Glass_New_Process_Natural Gas_Other Process_E9 | F2 | Industrial | Stone, Clay, Glass | New | Process | Natural Gas | Other Process | E9 | TRC BC Ratio | 0 | 0 | 0 | 0 | 0 | 0 | 0 | 0 | 0 | 0 | 0 | 0 | 0 | 0 | 0 | 0 | 0 | 0 | 0 | 0 | 0 | 0 | 0 | 0 | 0 | 0 | 0 | 0 | 0 | 0 | 0 | 0 | 0
F2_Industrial_Stone, Clay, Glass_New_Process_Natural Gas_Other Process_E10 | F2 | Industrial | Stone, Clay, Glass | New | Process | Natural Gas | Other Process | E10 | TRC BC Ratio | 0 | 0 | 0 | 0 | 0 | 0 | 0 | 0 | 0 | 0 | 0 | 0 | 0 | 0 | 0 | 0 | 0 | 0 | 0 | 0 | 0 | 0 | 0 | 0 | 0 | 0 | 0 | 0 | 0 | 0 | 0 | 0 | 0
F3_Industrial_Stone, Clay, Glass_New_Process_Natural Gas_Other Process_E1 | F3 | Industrial | Stone, Clay, Glass | New | Process | Natural Gas | Other Process | E1 | PACT BC Ratio | 0 | 0 | 0 | 0 | 0 | 0 | 0 | 0 | 0 | 0 | 0 | 0 | 0 | 0 | 0 | 0 | 0 | 0 | 0 | 0 | 0 | 0 | 0 | 0 | 0 | 0 | 0 | 0 | 0 | 0 | 0 | 0 | 0
F3_Industrial_Stone, Clay, Glass_New_Process_Natural Gas_Other Process_E2 | F3 | Industrial | Stone, Clay, Glass | New | Process | Natural Gas | Other Process | E2 | PACT BC Ratio | 0 | 0 | 0 | 0 | 0 | 0 | 0 | 0 | 0 | 0 | 0 | 0 | 0 | 0 | 0 | 0 | 0 | 0 | 0 | 0 | 0 | 0 | 0 | 0 | 0 | 0 | 0 | 0 | 0 | 0 | 0 | 0 | 0
F3_Industrial_Stone, Clay, Glass_New_Process_Natural Gas_Other Process_E3 | F3 | Industrial | Stone, Clay, Glass | New | Process | Natural Gas | Other Process | E3 | PACT BC Ratio | 0 | 0 | 0 | 0 | 0 | 0 | 0 | 0 | 0 | 0 | 0 | 0 | 0 | 0 | 0 | 0 | 0 | 0 | 0 | 0 | 0 | 0 | 0 | 0 | 0 | 0 | 0 | 0 | 0 | 0 | 0 | 0 | 0
F3_Industrial_Stone, Clay, Glass_New_Process_Natural Gas_Other Process_E4 | F3 | Industrial | Stone, Clay, Glass | New | Process | Natural Gas | Other Process | E4 | PACT BC Ratio | 0 | 0 | 0 | 0 | 0 | 0 | 0 | 0 | 0 | 0 | 0 | 0 | 0 | 0 | 0 | 0 | 0 | 0 | 0 | 0 | 0 | 0 | 0 | 0 | 0 | 0 | 0 | 0 | 0 | 0 | 0 | 0 | 0
F3_Industrial_Stone, Clay, Glass_New_Process_Natural Gas_Other Process_E5 | F3 | Industrial | Stone, Clay, Glass | New | Process | Natural Gas | Other Process | E5 | PACT BC Ratio | 0 | 0 | 0 | 0 | 0 | 0 | 0 | 0 | 0 | 0 | 0 | 0 | 0 | 0 | 0 | 0 | 0 | 0 | 0 | 0 | 0 | 0 | 0 | 0 | 0 | 0 | 0 | 0 | 0 | 0 | 0 | 0 | 0
F3_Industrial_Stone, Clay, Glass_New_Process_Natural Gas_Other Process_E6 | F3 | Industrial | Stone, Clay, Glass | New | Process | Natural Gas | Other Process | E6 | PACT BC Ratio | 0 | 0 | 0 | 0 | 0 | 0 | 0 | 0 | 0 | 0 | 0 | 0 | 0 | 0 | 0 | 0 | 0 | 0 | 0 | 0 | 0 | 0 | 0 | 0 | 0 | 0 | 0 | 0 | 0 | 0 | 0 | 0 | 0
F3_Industrial_Stone, Clay, Glass_New_Process_Natural Gas_Other Process_E7 | F3 | Industrial | Stone, Clay, Glass | New | Process | Natural Gas | Other Process | E7 | PACT BC Ratio | 0 | 0 | 0 | 0 | 0 | 0 | 0 | 0 | 0 | 0 | 0 | 0 | 0 | 0 | 0 | 0 | 0 | 0 | 0 | 0 | 0 | 0 | 0 | 0 | 0 | 0 | 0 | 0 | 0 | 0 | 0 | 0 | 0
F3_Industrial_Stone, Clay, Glass_New_Process_Natural Gas_Other Process_E8 | F3 | Industrial | Stone, Clay, Glass | New | Process | Natural Gas | Other Process | E8 | PACT BC Ratio | 0 | 0 | 0 | 0 | 0 | 0 | 0 | 0 | 0 | 0 | 0 | 0 | 0 | 0 | 0 | 0 | 0 | 0 | 0 | 0 | 0 | 0 | 0 | 0 | 0 | 0 | 0 | 0 | 0 | 0 | 0 | 0 | 0
F3_Industrial_Stone, Clay, Glass_New_Process_Natural Gas_Other Process_E9 | F3 | Industrial | Stone, Clay, Glass | New | Process | Natural Gas | Other Process | E9 | PACT BC Ratio | 0 | 0 | 0 | 0 | 0 | 0 | 0 | 0 | 0 | 0 | 0 | 0 | 0 | 0 | 0 | 0 | 0 | 0 | 0 | 0 | 0 | 0 | 0 | 0 | 0 | 0 | 0 | 0 | 0 | 0 | 0 | 0 | 0
F3_Industrial_Stone, Clay, Glass_New_Process_Natural Gas_Other Process_E10 | F3 | Industrial | Stone, Clay, Glass | New | Process | Natural Gas | Other Process | E10 | PACT BC Ratio | 0 | 0 | 0 | 0 | 0 | 0 | 0 | 0 | 0 | 0 | 0 | 0 | 0 | 0 | 0 | 0 | 0 | 0 | 0 | 0 | 0 | 0 | 0 | 0 | 0 | 0 | 0 | 0 | 0 | 0 | 0 | 0 | 0
F4_Industrial_Stone, Clay, Glass_New_Process_Natural Gas_Other Process_E1 | F4 | Industrial | Stone, Clay, Glass | New | Process | Natural Gas | Other Process | E1 | RVT BC Ratio | 0 | 0 | 0 | 0 | 0 | 0 | 0 | 0 | 0 | 0 | 0 | 0 | 0 | 0 | 0 | 0 | 0 | 0 | 0 | 0 | 0 | 0 | 0 | 0 | 0 | 0 | 0 | 0 | 0 | 0 | 0 | 0 | 0
F4_Industrial_Stone, Clay, Glass_New_Process_Natural Gas_Other Process_E2 | F4 | Industrial | Stone, Clay, Glass | New | Process | Natural Gas | Other Process | E2 | RVT BC Ratio | 0 | 0 | 0 | 0 | 0 | 0 | 0 | 0 | 0 | 0 | 0 | 0 | 0 | 0 | 0 | 0 | 0 | 0 | 0 | 0 | 0 | 0 | 0 | 0 | 0 | 0 | 0 | 0 | 0 | 0 | 0 | 0 | 0
F4_Industrial_Stone, Clay, Glass_New_Process_Natural Gas_Other Process_E3 | F4 | Industrial | Stone, Clay, Glass | New | Process | Natural Gas | Other Process | E3 | RVT BC Ratio | 0 | 0 | 0 | 0 | 0 | 0 | 0 | 0 | 0 | 0 | 0 | 0 | 0 | 0 | 0 | 0 | 0 | 0 | 0 | 0 | 0 | 0 | 0 | 0 | 0 | 0 | 0 | 0 | 0 | 0 | 0 | 0 | 0
F4_Industrial_Stone, Clay, Glass_New_Process_Natural Gas_Other Process_E4 | F4 | Industrial | Stone, Clay, Glass | New | Process | Natural Gas | Other Process | E4 | RVT BC Ratio | 0 | 0 | 0 | 0 | 0 | 0 | 0 | 0 | 0 | 0 | 0 | 0 | 0 | 0 | 0 | 0 | 0 | 0 | 0 | 0 | 0 | 0 | 0 | 0 | 0 | 0 | 0 | 0 | 0 | 0 | 0 | 0 | 0
F4_Industrial_Stone, Clay, Glass_New_Process_Natural Gas_Other Process_E5 | F4 | Industrial | Stone, Clay, Glass | New | Process | Natural Gas | Other Process | E5 | RVT BC Ratio | 0 | 0 | 0 | 0 | 0 | 0 | 0 | 0 | 0 | 0 | 0 | 0 | 0 | 0 | 0 | 0 | 0 | 0 | 0 | 0 | 0 | 0 | 0 | 0 | 0 | 0 | 0 | 0 | 0 | 0 | 0 | 0 | 0
F4_Industrial_Stone, Clay, Glass_New_Process_Natural Gas_Other Process_E6 | F4 | Industrial | Stone, Clay, Glass | New | Process | Natural Gas | Other Process | E6 | RVT BC Ratio | 0 | 0 | 0 | 0 | 0 | 0 | 0 | 0 | 0 | 0 | 0 | 0 | 0 | 0 | 0 | 0 | 0 | 0 | 0 | 0 | 0 | 0 | 0 | 0 | 0 | 0 | 0 | 0 | 0 | 0 | 0 | 0 | 0
F4_Industrial_Stone, Clay, Glass_New_Process_Natural Gas_Other Process_E7 | F4 | Industrial | Stone, Clay, Glass | New | Process | Natural Gas | Other Process | E7 | RVT BC Ratio | 0 | 0 | 0 | 0 | 0 | 0 | 0 | 0 | 0 | 0 | 0 | 0 | 0 | 0 | 0 | 0 | 0 | 0 | 0 | 0 | 0 | 0 | 0 | 0 | 0 | 0 | 0 | 0 | 0 | 0 | 0 | 0 | 0
F4_Industrial_Stone, Clay, Glass_New_Process_Natural Gas_Other Process_E8 | F4 | Industrial | Stone, Clay, Glass | New | Process | Natural Gas | Other Process | E8 | RVT BC Ratio | 0 | 0 | 0 | 0 | 0 | 0 | 0 | 0 | 0 | 0 | 0 | 0 | 0 | 0 | 0 | 0 | 0 | 0 | 0 | 0 | 0 | 0 | 0 | 0 | 0 | 0 | 0 | 0 | 0 | 0 | 0 | 0 | 0
F4_Industrial_Stone, Clay, Glass_New_Process_Natural Gas_Other Process_E9 | F4 | Industrial | Stone, Clay, Glass | New | Process | Natural Gas | Other Process | E9 | RVT BC Ratio | 0 | 0 | 0 | 0 | 0 | 0 | 0 | 0 | 0 | 0 | 0 | 0 | 0 | 0 | 0 | 0 | 0 | 0 | 0 | 0 | 0 | 0 | 0 | 0 | 0 | 0 | 0 | 0 | 0 | 0 | 0 | 0 | 0
F4_Industrial_Stone, Clay, Glass_New_Process_Natural Gas_Other Process_E10 | F4 | Industrial | Stone, Clay, Glass | New | Process | Natural Gas | Other Process | E10 | RVT BC Ratio | 0 | 0 | 0 | 0 | 0 | 0 | 0 | 0 | 0 | 0 | 0 | 0 | 0 | 0 | 0 | 0 | 0 | 0 | 0 | 0 | 0 | 0 | 0 | 0 | 0 | 0 | 0 | 0 | 0 | 0 | 0 | 0 | 0
F5_Industrial_Stone, Clay, Glass_New_Process_Natural Gas_Other Process_E1 | F5 | Industrial | Stone, Clay, Glass | New | Process | Natural Gas | Other Process | E1 | RIM BC Ratio | 0 | 0 | 0 | 0 | 0 | 0 | 0 | 0 | 0 | 0 | 0 | 0 | 0 | 0 | 0 | 0 | 0 | 0 | 0 | 0 | 0 | 0 | 0 | 0 | 0 | 0 | 0 | 0 | 0 | 0 | 0 | 0 | 0
F5_Industrial_Stone, Clay, Glass_New_Process_Natural Gas_Other Process_E2 | F5 | Industrial | Stone, Clay, Glass | New | Process | Natural Gas | Other Process | E2 | RIM BC Ratio | 0 | 0 | 0 | 0 | 0 | 0 | 0 | 0 | 0 | 0 | 0 | 0 | 0 | 0 | 0 | 0 | 0 | 0 | 0 | 0 | 0 | 0 | 0 | 0 | 0 | 0 | 0 | 0 | 0 | 0 | 0 | 0 | 0
F5_Industrial_Stone, Clay, Glass_New_Process_Natural Gas_Other Process_E3 | F5 | Industrial | Stone, Clay, Glass | New | Process | Natural Gas | Other Process | E3 | RIM BC Ratio | 0 | 0 | 0 | 0 | 0 | 0 | 0 | 0 | 0 | 0 | 0 | 0 | 0 | 0 | 0 | 0 | 0 | 0 | 0 | 0 | 0 | 0 | 0 | 0 | 0 | 0 | 0 | 0 | 0 | 0 | 0 | 0 | 0
F5_Industrial_Stone, Clay, Glass_New_Process_Natural Gas_Other Process_E4 | F5 | Industrial | Stone, Clay, Glass | New | Process | Natural Gas | Other Process | E4 | RIM BC Ratio | 0 | 0 | 0 | 0 | 0 | 0 | 0 | 0 | 0 | 0 | 0 | 0 | 0 | 0 | 0 | 0 | 0 | 0 | 0 | 0 | 0 | 0 | 0 | 0 | 0 | 0 | 0 | 0 | 0 | 0 | 0 | 0 | 0
F5_Industrial_Stone, Clay, Glass_New_Process_Natural Gas_Other Process_E5 | F5 | Industrial | Stone, Clay, Glass | New | Process | Natural Gas | Other Process | E5 | RIM BC Ratio | 0 | 0 | 0 | 0 | 0 | 0 | 0 | 0 | 0 | 0 | 0 | 0 | 0 | 0 | 0 | 0 | 0 | 0 | 0 | 0 | 0 | 0 | 0 | 0 | 0 | 0 | 0 | 0 | 0 | 0 | 0 | 0 | 0
F5_Industrial_Stone, Clay, Glass_New_Process_Natural Gas_Other Process_E6 | F5 | Industrial | Stone, Clay, Glass | New | Process | Natural Gas | Other Process | E6 | RIM BC Ratio | 0 | 0 | 0 | 0 | 0 | 0 | 0 | 0 | 0 | 0 | 0 | 0 | 0 | 0 | 0 | 0 | 0 | 0 | 0 | 0 | 0 | 0 | 0 | 0 | 0 | 0 | 0 | 0 | 0 | 0 | 0 | 0 | 0
F5_Industrial_Stone, Clay, Glass_New_Process_Natural Gas_Other Process_E7 | F5 | Industrial | Stone, Clay, Glass | New | Process | Natural Gas | Other Process | E7 | RIM BC Ratio | 0 | 0 | 0 | 0 | 0 | 0 | 0 | 0 | 0 | 0 | 0 | 0 | 0 | 0 | 0 | 0 | 0 | 0 | 0 | 0 | 0 | 0 | 0 | 0 | 0 | 0 | 0 | 0 | 0 | 0 | 0 | 0 | 0
F5_Industrial_Stone, Clay, Glass_New_Process_Natural Gas_Other Process_E8 | F5 | Industrial | Stone, Clay, Glass | New | Process | Natural Gas | Other Process | E8 | RIM BC Ratio | 0 | 0 | 0 | 0 | 0 | 0 | 0 | 0 | 0 | 0 | 0 | 0 | 0 | 0 | 0 | 0 | 0 | 0 | 0 | 0 | 0 | 0 | 0 | 0 | 0 | 0 | 0 | 0 | 0 | 0 | 0 | 0 | 0
F5_Industrial_Stone, Clay, Glass_New_Process_Natural Gas_Other Process_E9 | F5 | Industrial | Stone, Clay, Glass | New | Process | Natural Gas | Other Process | E9 | RIM BC Ratio | 0 | 0 | 0 | 0 | 0 | 0 | 0 | 0 | 0 | 0 | 0 | 0 | 0 | 0 | 0 | 0 | 0 | 0 | 0 | 0 | 0 | 0 | 0 | 0 | 0 | 0 | 0 | 0 | 0 | 0 | 0 | 0 | 0
F5_Industrial_Stone, Clay, Glass_New_Process_Natural Gas_Other Process_E10 | F5 | Industrial | Stone, Clay, Glass | New | Process | Natural Gas | Other Process | E10 | RIM BC Ratio | 0 | 0 | 0 | 0 | 0 | 0 | 0 | 0 | 0 | 0 | 0 | 0 | 0 | 0 | 0 | 0 | 0 | 0 | 0 | 0 | 0 | 0 | 0 | 0 | 0 | 0 | 0 | 0 | 0 | 0 | 0 | 0 | 0
F0_Industrial_Stone, Clay, Glass_New_Miscellaneous_Natural Gas_Miscellaneous_E0 | F0 | Industrial | Stone, Clay, Glass | New | Miscellaneous | Natural Gas | Miscellaneous | E0 | Economic Unit | 0 | 0 | 0 | 0 | 0 | 0 | 0 | 0 | 0 | 0 | 0 | 0 | 0 | 0 | 0 | 0 | 0 | 0 | 0 | 0 | 0 | 0 | 0 | 0 | 0 | 0 | 0 | 0 | 0 | 0 | 0 | 0 | 0
F1_Industrial_Stone, Clay, Glass_New_Miscellaneous_Natural Gas_Miscellaneous_E1 | F1 | Industrial | Stone, Clay, Glass | New | Miscellaneous | Natural Gas | Miscellaneous | E1 | CCE | 0 | 0 | 0 | 0 | 0 | 0 | 0 | 0 | 0 | 0 | 0 | 0 | 0 | 0 | 0 | 0 | 0 | 0 | 0 | 0 | 0 | 0 | 0 | 0 | 0 | 0 | 0 | 0 | 0 | 0 | 0 | 0 | 0
F1_Industrial_Stone, Clay, Glass_New_Miscellaneous_Natural Gas_Miscellaneous_E2 | F1 | Industrial | Stone, Clay, Glass | New | Miscellaneous | Natural Gas | Miscellaneous | E2 | CCE | 0 | 0 | 0 | 0 | 0 | 0 | 0 | 0 | 0 | 0 | 0 | 0 | 0 | 0 | 0 | 0 | 0 | 0 | 0 | 0 | 0 | 0 | 0 | 0 | 0 | 0 | 0 | 0 | 0 | 0 | 0 | 0 | 0
F1_Industrial_Stone, Clay, Glass_New_Miscellaneous_Natural Gas_Miscellaneous_E3 | F1 | Industrial | Stone, Clay, Glass | New | Miscellaneous | Natural Gas | Miscellaneous | E3 | CCE | 0 | 0 | 0 | 0 | 0 | 0 | 0 | 0 | 0 | 0 | 0 | 0 | 0 | 0 | 0 | 0 | 0 | 0 | 0 | 0 | 0 | 0 | 0 | 0 | 0 | 0 | 0 | 0 | 0 | 0 | 0 | 0 | 0
F1_Industrial_Stone, Clay, Glass_New_Miscellaneous_Natural Gas_Miscellaneous_E4 | F1 | Industrial | Stone, Clay, Glass | New | Miscellaneous | Natural Gas | Miscellaneous | E4 | CCE | 0 | 0 | 0 | 0 | 0 | 0 | 0 | 0 | 0 | 0 | 0 | 0 | 0 | 0 | 0 | 0 | 0 | 0 | 0 | 0 | 0 | 0 | 0 | 0 | 0 | 0 | 0 | 0 | 0 | 0 | 0 | 0 | 0
F1_Industrial_Stone, Clay, Glass_New_Miscellaneous_Natural Gas_Miscellaneous_E5 | F1 | Industrial | Stone, Clay, Glass | New | Miscellaneous | Natural Gas | Miscellaneous | E5 | CCE | 0 | 0 | 0 | 0 | 0 | 0 | 0 | 0 | 0 | 0 | 0 | 0 | 0 | 0 | 0 | 0 | 0 | 0 | 0 | 0 | 0 | 0 | 0 | 0 | 0 | 0 | 0 | 0 | 0 | 0 | 0 | 0 | 0
F1_Industrial_Stone, Clay, Glass_New_Miscellaneous_Natural Gas_Miscellaneous_E6 | F1 | Industrial | Stone, Clay, Glass | New | Miscellaneous | Natural Gas | Miscellaneous | E6 | CCE | 0 | 0 | 0 | 0 | 0 | 0 | 0 | 0 | 0 | 0 | 0 | 0 | 0 | 0 | 0 | 0 | 0 | 0 | 0 | 0 | 0 | 0 | 0 | 0 | 0 | 0 | 0 | 0 | 0 | 0 | 0 | 0 | 0
F1_Industrial_Stone, Clay, Glass_New_Miscellaneous_Natural Gas_Miscellaneous_E7 | F1 | Industrial | Stone, Clay, Glass | New | Miscellaneous | Natural Gas | Miscellaneous | E7 | CCE | 0 | 0 | 0 | 0 | 0 | 0 | 0 | 0 | 0 | 0 | 0 | 0 | 0 | 0 | 0 | 0 | 0 | 0 | 0 | 0 | 0 | 0 | 0 | 0 | 0 | 0 | 0 | 0 | 0 | 0 | 0 | 0 | 0
F1_Industrial_Stone, Clay, Glass_New_Miscellaneous_Natural Gas_Miscellaneous_E8 | F1 | Industrial | Stone, Clay, Glass | New | Miscellaneous | Natural Gas | Miscellaneous | E8 | CCE | 0 | 0 | 0 | 0 | 0 | 0 | 0 | 0 | 0 | 0 | 0 | 0 | 0 | 0 | 0 | 0 | 0 | 0 | 0 | 0 | 0 | 0 | 0 | 0 | 0 | 0 | 0 | 0 | 0 | 0 | 0 | 0 | 0
F1_Industrial_Stone, Clay, Glass_New_Miscellaneous_Natural Gas_Miscellaneous_E9 | F1 | Industrial | Stone, Clay, Glass | New | Miscellaneous | Natural Gas | Miscellaneous | E9 | CCE | 0 | 0 | 0 | 0 | 0 | 0 | 0 | 0 | 0 | 0 | 0 | 0 | 0 | 0 | 0 | 0 | 0 | 0 | 0 | 0 | 0 | 0 | 0 | 0 | 0 | 0 | 0 | 0 | 0 | 0 | 0 | 0 | 0
F1_Industrial_Stone, Clay, Glass_New_Miscellaneous_Natural Gas_Miscellaneous_E10 | F1 | Industrial | Stone, Clay, Glass | New | Miscellaneous | Natural Gas | Miscellaneous | E10 | CCE | 0 | 0 | 0 | 0 | 0 | 0 | 0 | 0 | 0 | 0 | 0 | 0 | 0 | 0 | 0 | 0 | 0 | 0 | 0 | 0 | 0 | 0 | 0 | 0 | 0 | 0 | 0 | 0 | 0 | 0 | 0 | 0 | 0
F2_Industrial_Stone, Clay, Glass_New_Miscellaneous_Natural Gas_Miscellaneous_E1 | F2 | Industrial | Stone, Clay, Glass | New | Miscellaneous | Natural Gas | Miscellaneous | E1 | TRC BC Ratio | 0 | 0 | 0 | 0 | 0 | 0 | 0 | 0 | 0 | 0 | 0 | 0 | 0 | 0 | 0 | 0 | 0 | 0 | 0 | 0 | 0 | 0 | 0 | 0 | 0 | 0 | 0 | 0 | 0 | 0 | 0 | 0 | 0
F2_Industrial_Stone, Clay, Glass_New_Miscellaneous_Natural Gas_Miscellaneous_E2 | F2 | Industrial | Stone, Clay, Glass | New | Miscellaneous | Natural Gas | Miscellaneous | E2 | TRC BC Ratio | 0 | 0 | 0 | 0 | 0 | 0 | 0 | 0 | 0 | 0 | 0 | 0 | 0 | 0 | 0 | 0 | 0 | 0 | 0 | 0 | 0 | 0 | 0 | 0 | 0 | 0 | 0 | 0 | 0 | 0 | 0 | 0 | 0
F2_Industrial_Stone, Clay, Glass_New_Miscellaneous_Natural Gas_Miscellaneous_E3 | F2 | Industrial | Stone, Clay, Glass | New | Miscellaneous | Natural Gas | Miscellaneous | E3 | TRC BC Ratio | 0 | 0 | 0 | 0 | 0 | 0 | 0 | 0 | 0 | 0 | 0 | 0 | 0 | 0 | 0 | 0 | 0 | 0 | 0 | 0 | 0 | 0 | 0 | 0 | 0 | 0 | 0 | 0 | 0 | 0 | 0 | 0 | 0
F2_Industrial_Stone, Clay, Glass_New_Miscellaneous_Natural Gas_Miscellaneous_E4 | F2 | Industrial | Stone, Clay, Glass | New | Miscellaneous | Natural Gas | Miscellaneous | E4 | TRC BC Ratio | 0 | 0 | 0 | 0 | 0 | 0 | 0 | 0 | 0 | 0 | 0 | 0 | 0 | 0 | 0 | 0 | 0 | 0 | 0 | 0 | 0 | 0 | 0 | 0 | 0 | 0 | 0 | 0 | 0 | 0 | 0 | 0 | 0
F2_Industrial_Stone, Clay, Glass_New_Miscellaneous_Natural Gas_Miscellaneous_E5 | F2 | Industrial | Stone, Clay, Glass | New | Miscellaneous | Natural Gas | Miscellaneous | E5 | TRC BC Ratio | 0 | 0 | 0 | 0 | 0 | 0 | 0 | 0 | 0 | 0 | 0 | 0 | 0 | 0 | 0 | 0 | 0 | 0 | 0 | 0 | 0 | 0 | 0 | 0 | 0 | 0 | 0 | 0 | 0 | 0 | 0 | 0 | 0
F2_Industrial_Stone, Clay, Glass_New_Miscellaneous_Natural Gas_Miscellaneous_E6 | F2 | Industrial | Stone, Clay, Glass | New | Miscellaneous | Natural Gas | Miscellaneous | E6 | TRC BC Ratio | 0 | 0 | 0 | 0 | 0 | 0 | 0 | 0 | 0 | 0 | 0 | 0 | 0 | 0 | 0 | 0 | 0 | 0 | 0 | 0 | 0 | 0 | 0 | 0 | 0 | 0 | 0 | 0 | 0 | 0 | 0 | 0 | 0
F2_Industrial_Stone, Clay, Glass_New_Miscellaneous_Natural Gas_Miscellaneous_E7 | F2 | Industrial | Stone, Clay, Glass | New | Miscellaneous | Natural Gas | Miscellaneous | E7 | TRC BC Ratio | 0 | 0 | 0 | 0 | 0 | 0 | 0 | 0 | 0 | 0 | 0 | 0 | 0 | 0 | 0 | 0 | 0 | 0 | 0 | 0 | 0 | 0 | 0 | 0 | 0 | 0 | 0 | 0 | 0 | 0 | 0 | 0 | 0
F2_Industrial_Stone, Clay, Glass_New_Miscellaneous_Natural Gas_Miscellaneous_E8 | F2 | Industrial | Stone, Clay, Glass | New | Miscellaneous | Natural Gas | Miscellaneous | E8 | TRC BC Ratio | 0 | 0 | 0 | 0 | 0 | 0 | 0 | 0 | 0 | 0 | 0 | 0 | 0 | 0 | 0 | 0 | 0 | 0 | 0 | 0 | 0 | 0 | 0 | 0 | 0 | 0 | 0 | 0 | 0 | 0 | 0 | 0 | 0
F2_Industrial_Stone, Clay, Glass_New_Miscellaneous_Natural Gas_Miscellaneous_E9 | F2 | Industrial | Stone, Clay, Glass | New | Miscellaneous | Natural Gas | Miscellaneous | E9 | TRC BC Ratio | 0 | 0 | 0 | 0 | 0 | 0 | 0 | 0 | 0 | 0 | 0 | 0 | 0 | 0 | 0 | 0 | 0 | 0 | 0 | 0 | 0 | 0 | 0 | 0 | 0 | 0 | 0 | 0 | 0 | 0 | 0 | 0 | 0
F2_Industrial_Stone, Clay, Glass_New_Miscellaneous_Natural Gas_Miscellaneous_E10 | F2 | Industrial | Stone, Clay, Glass | New | Miscellaneous | Natural Gas | Miscellaneous | E10 | TRC BC Ratio | 0 | 0 | 0 | 0 | 0 | 0 | 0 | 0 | 0 | 0 | 0 | 0 | 0 | 0 | 0 | 0 | 0 | 0 | 0 | 0 | 0 | 0 | 0 | 0 | 0 | 0 | 0 | 0 | 0 | 0 | 0 | 0 | 0
F3_Industrial_Stone, Clay, Glass_New_Miscellaneous_Natural Gas_Miscellaneous_E1 | F3 | Industrial | Stone, Clay, Glass | New | Miscellaneous | Natural Gas | Miscellaneous | E1 | PACT BC Ratio | 0 | 0 | 0 | 0 | 0 | 0 | 0 | 0 | 0 | 0 | 0 | 0 | 0 | 0 | 0 | 0 | 0 | 0 | 0 | 0 | 0 | 0 | 0 | 0 | 0 | 0 | 0 | 0 | 0 | 0 | 0 | 0 | 0
F3_Industrial_Stone, Clay, Glass_New_Miscellaneous_Natural Gas_Miscellaneous_E2 | F3 | Industrial | Stone, Clay, Glass | New | Miscellaneous | Natural Gas | Miscellaneous | E2 | PACT BC Ratio | 0 | 0 | 0 | 0 | 0 | 0 | 0 | 0 | 0 | 0 | 0 | 0 | 0 | 0 | 0 | 0 | 0 | 0 | 0 | 0 | 0 | 0 | 0 | 0 | 0 | 0 | 0 | 0 | 0 | 0 | 0 | 0 | 0
F3_Industrial_Stone, Clay, Glass_New_Miscellaneous_Natural Gas_Miscellaneous_E3 | F3 | Industrial | Stone, Clay, Glass | New | Miscellaneous | Natural Gas | Miscellaneous | E3 | PACT BC Ratio | 0 | 0 | 0 | 0 | 0 | 0 | 0 | 0 | 0 | 0 | 0 | 0 | 0 | 0 | 0 | 0 | 0 | 0 | 0 | 0 | 0 | 0 | 0 | 0 | 0 | 0 | 0 | 0 | 0 | 0 | 0 | 0 | 0
F3_Industrial_Stone, Clay, Glass_New_Miscellaneous_Natural Gas_Miscellaneous_E4 | F3 | Industrial | Stone, Clay, Glass | New | Miscellaneous | Natural Gas | Miscellaneous | E4 | PACT BC Ratio | 0 | 0 | 0 | 0 | 0 | 0 | 0 | 0 | 0 | 0 | 0 | 0 | 0 | 0 | 0 | 0 | 0 | 0 | 0 | 0 | 0 | 0 | 0 | 0 | 0 | 0 | 0 | 0 | 0 | 0 | 0 | 0 | 0
F3_Industrial_Stone, Clay, Glass_New_Miscellaneous_Natural Gas_Miscellaneous_E5 | F3 | Industrial | Stone, Clay, Glass | New | Miscellaneous | Natural Gas | Miscellaneous | E5 | PACT BC Ratio | 0 | 0 | 0 | 0 | 0 | 0 | 0 | 0 | 0 | 0 | 0 | 0 | 0 | 0 | 0 | 0 | 0 | 0 | 0 | 0 | 0 | 0 | 0 | 0 | 0 | 0 | 0 | 0 | 0 | 0 | 0 | 0 | 0
F3_Industrial_Stone, Clay, Glass_New_Miscellaneous_Natural Gas_Miscellaneous_E6 | F3 | Industrial | Stone, Clay, Glass | New | Miscellaneous | Natural Gas | Miscellaneous | E6 | PACT BC Ratio | 0 | 0 | 0 | 0 | 0 | 0 | 0 | 0 | 0 | 0 | 0 | 0 | 0 | 0 | 0 | 0 | 0 | 0 | 0 | 0 | 0 | 0 | 0 | 0 | 0 | 0 | 0 | 0 | 0 | 0 | 0 | 0 | 0
F3_Industrial_Stone, Clay, Glass_New_Miscellaneous_Natural Gas_Miscellaneous_E7 | F3 | Industrial | Stone, Clay, Glass | New | Miscellaneous | Natural Gas | Miscellaneous | E7 | PACT BC Ratio | 0 | 0 | 0 | 0 | 0 | 0 | 0 | 0 | 0 | 0 | 0 | 0 | 0 | 0 | 0 | 0 | 0 | 0 | 0 | 0 | 0 | 0 | 0 | 0 | 0 | 0 | 0 | 0 | 0 | 0 | 0 | 0 | 0
F3_Industrial_Stone, Clay, Glass_New_Miscellaneous_Natural Gas_Miscellaneous_E8 | F3 | Industrial | Stone, Clay, Glass | New | Miscellaneous | Natural Gas | Miscellaneous | E8 | PACT BC Ratio | 0 | 0 | 0 | 0 | 0 | 0 | 0 | 0 | 0 | 0 | 0 | 0 | 0 | 0 | 0 | 0 | 0 | 0 | 0 | 0 | 0 | 0 | 0 | 0 | 0 | 0 | 0 | 0 | 0 | 0 | 0 | 0 | 0
F3_Industrial_Stone, Clay, Glass_New_Miscellaneous_Natural Gas_Miscellaneous_E9 | F3 | Industrial | Stone, Clay, Glass | New | Miscellaneous | Natural Gas | Miscellaneous | E9 | PACT BC Ratio | 0 | 0 | 0 | 0 | 0 | 0 | 0 | 0 | 0 | 0 | 0 | 0 | 0 | 0 | 0 | 0 | 0 | 0 | 0 | 0 | 0 | 0 | 0 | 0 | 0 | 0 | 0 | 0 | 0 | 0 | 0 | 0 | 0
F3_Industrial_Stone, Clay, Glass_New_Miscellaneous_Natural Gas_Miscellaneous_E10 | F3 | Industrial | Stone, Clay, Glass | New | Miscellaneous | Natural Gas | Miscellaneous | E10 | PACT BC Ratio | 0 | 0 | 0 | 0 | 0 | 0 | 0 | 0 | 0 | 0 | 0 | 0 | 0 | 0 | 0 | 0 | 0 | 0 | 0 | 0 | 0 | 0 | 0 | 0 | 0 | 0 | 0 | 0 | 0 | 0 | 0 | 0 | 0
F4_Industrial_Stone, Clay, Glass_New_Miscellaneous_Natural Gas_Miscellaneous_E1 | F4 | Industrial | Stone, Clay, Glass | New | Miscellaneous | Natural Gas | Miscellaneous | E1 | RVT BC Ratio | 0 | 0 | 0 | 0 | 0 | 0 | 0 | 0 | 0 | 0 | 0 | 0 | 0 | 0 | 0 | 0 | 0 | 0 | 0 | 0 | 0 | 0 | 0 | 0 | 0 | 0 | 0 | 0 | 0 | 0 | 0 | 0 | 0
F4_Industrial_Stone, Clay, Glass_New_Miscellaneous_Natural Gas_Miscellaneous_E2 | F4 | Industrial | Stone, Clay, Glass | New | Miscellaneous | Natural Gas | Miscellaneous | E2 | RVT BC Ratio | 0 | 0 | 0 | 0 | 0 | 0 | 0 | 0 | 0 | 0 | 0 | 0 | 0 | 0 | 0 | 0 | 0 | 0 | 0 | 0 | 0 | 0 | 0 | 0 | 0 | 0 | 0 | 0 | 0 | 0 | 0 | 0 | 0
F4_Industrial_Stone, Clay, Glass_New_Miscellaneous_Natural Gas_Miscellaneous_E3 | F4 | Industrial | Stone, Clay, Glass | New | Miscellaneous | Natural Gas | Miscellaneous | E3 | RVT BC Ratio | 0 | 0 | 0 | 0 | 0 | 0 | 0 | 0 | 0 | 0 | 0 | 0 | 0 | 0 | 0 | 0 | 0 | 0 | 0 | 0 | 0 | 0 | 0 | 0 | 0 | 0 | 0 | 0 | 0 | 0 | 0 | 0 | 0
F4_Industrial_Stone, Clay, Glass_New_Miscellaneous_Natural Gas_Miscellaneous_E4 | F4 | Industrial | Stone, Clay, Glass | New | Miscellaneous | Natural Gas | Miscellaneous | E4 | RVT BC Ratio | 0 | 0 | 0 | 0 | 0 | 0 | 0 | 0 | 0 | 0 | 0 | 0 | 0 | 0 | 0 | 0 | 0 | 0 | 0 | 0 | 0 | 0 | 0 | 0 | 0 | 0 | 0 | 0 | 0 | 0 | 0 | 0 | 0
F4_Industrial_Stone, Clay, Glass_New_Miscellaneous_Natural Gas_Miscellaneous_E5 | F4 | Industrial | Stone, Clay, Glass | New | Miscellaneous | Natural Gas | Miscellaneous | E5 | RVT BC Ratio | 0 | 0 | 0 | 0 | 0 | 0 | 0 | 0 | 0 | 0 | 0 | 0 | 0 | 0 | 0 | 0 | 0 | 0 | 0 | 0 | 0 | 0 | 0 | 0 | 0 | 0 | 0 | 0 | 0 | 0 | 0 | 0 | 0
F4_Industrial_Stone, Clay, Glass_New_Miscellaneous_Natural Gas_Miscellaneous_E6 | F4 | Industrial | Stone, Clay, Glass | New | Miscellaneous | Natural Gas | Miscellaneous | E6 | RVT BC Ratio | 0 | 0 | 0 | 0 | 0 | 0 | 0 | 0 | 0 | 0 | 0 | 0 | 0 | 0 | 0 | 0 | 0 | 0 | 0 | 0 | 0 | 0 | 0 | 0 | 0 | 0 | 0 | 0 | 0 | 0 | 0 | 0 | 0
F4_Industrial_Stone, Clay, Glass_New_Miscellaneous_Natural Gas_Miscellaneous_E7 | F4 | Industrial | Stone, Clay, Glass | New | Miscellaneous | Natural Gas | Miscellaneous | E7 | RVT BC Ratio | 0 | 0 | 0 | 0 | 0 | 0 | 0 | 0 | 0 | 0 | 0 | 0 | 0 | 0 | 0 | 0 | 0 | 0 | 0 | 0 | 0 | 0 | 0 | 0 | 0 | 0 | 0 | 0 | 0 | 0 | 0 | 0 | 0
F4_Industrial_Stone, Clay, Glass_New_Miscellaneous_Natural Gas_Miscellaneous_E8 | F4 | Industrial | Stone, Clay, Glass | New | Miscellaneous | Natural Gas | Miscellaneous | E8 | RVT BC Ratio | 0 | 0 | 0 | 0 | 0 | 0 | 0 | 0 | 0 | 0 | 0 | 0 | 0 | 0 | 0 | 0 | 0 | 0 | 0 | 0 | 0 | 0 | 0 | 0 | 0 | 0 | 0 | 0 | 0 | 0 | 0 | 0 | 0
F4_Industrial_Stone, Clay, Glass_New_Miscellaneous_Natural Gas_Miscellaneous_E9 | F4 | Industrial | Stone, Clay, Glass | New | Miscellaneous | Natural Gas | Miscellaneous | E9 | RVT BC Ratio | 0 | 0 | 0 | 0 | 0 | 0 | 0 | 0 | 0 | 0 | 0 | 0 | 0 | 0 | 0 | 0 | 0 | 0 | 0 | 0 | 0 | 0 | 0 | 0 | 0 | 0 | 0 | 0 | 0 | 0 | 0 | 0 | 0
F4_Industrial_Stone, Clay, Glass_New_Miscellaneous_Natural Gas_Miscellaneous_E10 | F4 | Industrial | Stone, Clay, Glass | New | Miscellaneous | Natural Gas | Miscellaneous | E10 | RVT BC Ratio | 0 | 0 | 0 | 0 | 0 | 0 | 0 | 0 | 0 | 0 | 0 | 0 | 0 | 0 | 0 | 0 | 0 | 0 | 0 | 0 | 0 | 0 | 0 | 0 | 0 | 0 | 0 | 0 | 0 | 0 | 0 | 0 | 0
F5_Industrial_Stone, Clay, Glass_New_Miscellaneous_Natural Gas_Miscellaneous_E1 | F5 | Industrial | Stone, Clay, Glass | New | Miscellaneous | Natural Gas | Miscellaneous | E1 | RIM BC Ratio | 0 | 0 | 0 | 0 | 0 | 0 | 0 | 0 | 0 | 0 | 0 | 0 | 0 | 0 | 0 | 0 | 0 | 0 | 0 | 0 | 0 | 0 | 0 | 0 | 0 | 0 | 0 | 0 | 0 | 0 | 0 | 0 | 0
F5_Industrial_Stone, Clay, Glass_New_Miscellaneous_Natural Gas_Miscellaneous_E2 | F5 | Industrial | Stone, Clay, Glass | New | Miscellaneous | Natural Gas | Miscellaneous | E2 | RIM BC Ratio | 0 | 0 | 0 | 0 | 0 | 0 | 0 | 0 | 0 | 0 | 0 | 0 | 0 | 0 | 0 | 0 | 0 | 0 | 0 | 0 | 0 | 0 | 0 | 0 | 0 | 0 | 0 | 0 | 0 | 0 | 0 | 0 | 0
F5_Industrial_Stone, Clay, Glass_New_Miscellaneous_Natural Gas_Miscellaneous_E3 | F5 | Industrial | Stone, Clay, Glass | New | Miscellaneous | Natural Gas | Miscellaneous | E3 | RIM BC Ratio | 0 | 0 | 0 | 0 | 0 | 0 | 0 | 0 | 0 | 0 | 0 | 0 | 0 | 0 | 0 | 0 | 0 | 0 | 0 | 0 | 0 | 0 | 0 | 0 | 0 | 0 | 0 | 0 | 0 | 0 | 0 | 0 | 0
F5_Industrial_Stone, Clay, Glass_New_Miscellaneous_Natural Gas_Miscellaneous_E4 | F5 | Industrial | Stone, Clay, Glass | New | Miscellaneous | Natural Gas | Miscellaneous | E4 | RIM BC Ratio | 0 | 0 | 0 | 0 | 0 | 0 | 0 | 0 | 0 | 0 | 0 | 0 | 0 | 0 | 0 | 0 | 0 | 0 | 0 | 0 | 0 | 0 | 0 | 0 | 0 | 0 | 0 | 0 | 0 | 0 | 0 | 0 | 0
F5_Industrial_Stone, Clay, Glass_New_Miscellaneous_Natural Gas_Miscellaneous_E5 | F5 | Industrial | Stone, Clay, Glass | New | Miscellaneous | Natural Gas | Miscellaneous | E5 | RIM BC Ratio | 0 | 0 | 0 | 0 | 0 | 0 | 0 | 0 | 0 | 0 | 0 | 0 | 0 | 0 | 0 | 0 | 0 | 0 | 0 | 0 | 0 | 0 | 0 | 0 | 0 | 0 | 0 | 0 | 0 | 0 | 0 | 0 | 0
F5_Industrial_Stone, Clay, Glass_New_Miscellaneous_Natural Gas_Miscellaneous_E6 | F5 | Industrial | Stone, Clay, Glass | New | Miscellaneous | Natural Gas | Miscellaneous | E6 | RIM BC Ratio | 0 | 0 | 0 | 0 | 0 | 0 | 0 | 0 | 0 | 0 | 0 | 0 | 0 | 0 | 0 | 0 | 0 | 0 | 0 | 0 | 0 | 0 | 0 | 0 | 0 | 0 | 0 | 0 | 0 | 0 | 0 | 0 | 0
F5_Industrial_Stone, Clay, Glass_New_Miscellaneous_Natural Gas_Miscellaneous_E7 | F5 | Industrial | Stone, Clay, Glass | New | Miscellaneous | Natural Gas | Miscellaneous | E7 | RIM BC Ratio | 0 | 0 | 0 | 0 | 0 | 0 | 0 | 0 | 0 | 0 | 0 | 0 | 0 | 0 | 0 | 0 | 0 | 0 | 0 | 0 | 0 | 0 | 0 | 0 | 0 | 0 | 0 | 0 | 0 | 0 | 0 | 0 | 0
F5_Industrial_Stone, Clay, Glass_New_Miscellaneous_Natural Gas_Miscellaneous_E8 | F5 | Industrial | Stone, Clay, Glass | New | Miscellaneous | Natural Gas | Miscellaneous | E8 | RIM BC Ratio | 0 | 0 | 0 | 0 | 0 | 0 | 0 | 0 | 0 | 0 | 0 | 0 | 0 | 0 | 0 | 0 | 0 | 0 | 0 | 0 | 0 | 0 | 0 | 0 | 0 | 0 | 0 | 0 | 0 | 0 | 0 | 0 | 0
F5_Industrial_Stone, Clay, Glass_New_Miscellaneous_Natural Gas_Miscellaneous_E9 | F5 | Industrial | Stone, Clay, Glass | New | Miscellaneous | Natural Gas | Miscellaneous | E9 | RIM BC Ratio | 0 | 0 | 0 | 0 | 0 | 0 | 0 | 0 | 0 | 0 | 0 | 0 | 0 | 0 | 0 | 0 | 0 | 0 | 0 | 0 | 0 | 0 | 0 | 0 | 0 | 0 | 0 | 0 | 0 | 0 | 0 | 0 | 0
F5_Industrial_Stone, Clay, Glass_New_Miscellaneous_Natural Gas_Miscellaneous_E10 | F5 | Industrial | Stone, Clay, Glass | New | Miscellaneous | Natural Gas | Miscellaneous | E10 | RIM BC Ratio | 0 | 0 | 0 | 0 | 0 | 0 | 0 | 0 | 0 | 0 | 0 | 0 | 0 | 0 | 0 | 0 | 0 | 0 | 0 | 0 | 0 | 0 | 0 | 0 | 0 | 0 | 0 | 0 | 0 | 0 | 0 | 0 | 0
F0_Industrial_Food Processing_Existing_Space Heating_Natural Gas_Furnace_E0 | F0 | Industrial | Food Processing | Existing | Space Heating | Natural Gas | Furnace | E0 | Economic Unit | 0 | 0 | 0 | 0 | 0 | 0 | 0 | 0 | 0 | 0 | 0 | 0 | 0 | 0 | 0 | 0 | 0 | 0 | 0 | 0 | 0 | 0 | 0 | 0 | 0 | 0 | 0 | 0 | 0 | 0 | 0 | 0 | 0
F1_Industrial_Food Processing_Existing_Space Heating_Natural Gas_Furnace_E1 | F1 | Industrial | Food Processing | Existing | Space Heating | Natural Gas | Furnace | E1 | CCE | 0 | 0 | 0 | 0 | 0 | 0 | 0 | 0 | 0 | 0 | 0 | 0 | 0 | 0 | 0 | 0 | 0 | 0 | 0 | 0 | 0 | 0 | 0 | 0 | 0 | 0 | 0 | 0 | 0 | 0 | 0 | 0 | 0
F1_Industrial_Food Processing_Existing_Space Heating_Natural Gas_Furnace_E2 | F1 | Industrial | Food Processing | Existing | Space Heating | Natural Gas | Furnace | E2 | CCE | 0 | 0 | 0 | 0 | 0 | 0 | 0 | 0 | 0 | 0 | 0 | 0 | 0 | 0 | 0 | 0 | 0 | 0 | 0 | 0 | 0 | 0 | 0 | 0 | 0 | 0 | 0 | 0 | 0 | 0 | 0 | 0 | 0
F1_Industrial_Food Processing_Existing_Space Heating_Natural Gas_Furnace_E3 | F1 | Industrial | Food Processing | Existing | Space Heating | Natural Gas | Furnace | E3 | CCE | 0 | 0 | 0 | 0 | 0 | 0 | 0 | 0 | 0 | 0 | 0 | 0 | 0 | 0 | 0 | 0 | 0 | 0 | 0 | 0 | 0 | 0 | 0 | 0 | 0 | 0 | 0 | 0 | 0 | 0 | 0 | 0 | 0
F1_Industrial_Food Processing_Existing_Space Heating_Natural Gas_Furnace_E4 | F1 | Industrial | Food Processing | Existing | Space Heating | Natural Gas | Furnace | E4 | CCE | 0 | 0 | 0 | 0 | 0 | 0 | 0 | 0 | 0 | 0 | 0 | 0 | 0 | 0 | 0 | 0 | 0 | 0 | 0 | 0 | 0 | 0 | 0 | 0 | 0 | 0 | 0 | 0 | 0 | 0 | 0 | 0 | 0
F1_Industrial_Food Processing_Existing_Space Heating_Natural Gas_Furnace_E5 | F1 | Industrial | Food Processing | Existing | Space Heating | Natural Gas | Furnace | E5 | CCE | 0 | 0 | 0 | 0 | 0 | 0 | 0 | 0 | 0 | 0 | 0 | 0 | 0 | 0 | 0 | 0 | 0 | 0 | 0 | 0 | 0 | 0 | 0 | 0 | 0 | 0 | 0 | 0 | 0 | 0 | 0 | 0 | 0
F1_Industrial_Food Processing_Existing_Space Heating_Natural Gas_Furnace_E6 | F1 | Industrial | Food Processing | Existing | Space Heating | Natural Gas | Furnace | E6 | CCE | 0 | 0 | 0 | 0 | 0 | 0 | 0 | 0 | 0 | 0 | 0 | 0 | 0 | 0 | 0 | 0 | 0 | 0 | 0 | 0 | 0 | 0 | 0 | 0 | 0 | 0 | 0 | 0 | 0 | 0 | 0 | 0 | 0
F1_Industrial_Food Processing_Existing_Space Heating_Natural Gas_Furnace_E7 | F1 | Industrial | Food Processing | Existing | Space Heating | Natural Gas | Furnace | E7 | CCE | 0 | 0 | 0 | 0 | 0 | 0 | 0 | 0 | 0 | 0 | 0 | 0 | 0 | 0 | 0 | 0 | 0 | 0 | 0 | 0 | 0 | 0 | 0 | 0 | 0 | 0 | 0 | 0 | 0 | 0 | 0 | 0 | 0
F1_Industrial_Food Processing_Existing_Space Heating_Natural Gas_Furnace_E8 | F1 | Industrial | Food Processing | Existing | Space Heating | Natural Gas | Furnace | E8 | CCE | 0 | 0 | 0 | 0 | 0 | 0 | 0 | 0 | 0 | 0 | 0 | 0 | 0 | 0 | 0 | 0 | 0 | 0 | 0 | 0 | 0 | 0 | 0 | 0 | 0 | 0 | 0 | 0 | 0 | 0 | 0 | 0 | 0
F1_Industrial_Food Processing_Existing_Space Heating_Natural Gas_Furnace_E9 | F1 | Industrial | Food Processing | Existing | Space Heating | Natural Gas | Furnace | E9 | CCE | 0 | 0 | 0 | 0 | 0 | 0 | 0 | 0 | 0 | 0 | 0 | 0 | 0 | 0 | 0 | 0 | 0 | 0 | 0 | 0 | 0 | 0 | 0 | 0 | 0 | 0 | 0 | 0 | 0 | 0 | 0 | 0 | 0
F1_Industrial_Food Processing_Existing_Space Heating_Natural Gas_Furnace_E10 | F1 | Industrial | Food Processing | Existing | Space Heating | Natural Gas | Furnace | E10 | CCE | 0 | 0 | 0 | 0 | 0 | 0 | 0 | 0 | 0 | 0 | 0 | 0 | 0 | 0 | 0 | 0 | 0 | 0 | 0 | 0 | 0 | 0 | 0 | 0 | 0 | 0 | 0 | 0 | 0 | 0 | 0 | 0 | 0
F2_Industrial_Food Processing_Existing_Space Heating_Natural Gas_Furnace_E1 | F2 | Industrial | Food Processing | Existing | Space Heating | Natural Gas | Furnace | E1 | TRC BC Ratio | 0 | 0 | 0 | 0 | 0 | 0 | 0 | 0 | 0 | 0 | 0 | 0 | 0 | 0 | 0 | 0 | 0 | 0 | 0 | 0 | 0 | 0 | 0 | 0 | 0 | 0 | 0 | 0 | 0 | 0 | 0 | 0 | 0
F2_Industrial_Food Processing_Existing_Space Heating_Natural Gas_Furnace_E2 | F2 | Industrial | Food Processing | Existing | Space Heating | Natural Gas | Furnace | E2 | TRC BC Ratio | 0 | 0 | 0 | 0 | 0 | 0 | 0 | 0 | 0 | 0 | 0 | 0 | 0 | 0 | 0 | 0 | 0 | 0 | 0 | 0 | 0 | 0 | 0 | 0 | 0 | 0 | 0 | 0 | 0 | 0 | 0 | 0 | 0
F2_Industrial_Food Processing_Existing_Space Heating_Natural Gas_Furnace_E3 | F2 | Industrial | Food Processing | Existing | Space Heating | Natural Gas | Furnace | E3 | TRC BC Ratio | 0 | 0 | 0 | 0 | 0 | 0 | 0 | 0 | 0 | 0 | 0 | 0 | 0 | 0 | 0 | 0 | 0 | 0 | 0 | 0 | 0 | 0 | 0 | 0 | 0 | 0 | 0 | 0 | 0 | 0 | 0 | 0 | 0
F2_Industrial_Food Processing_Existing_Space Heating_Natural Gas_Furnace_E4 | F2 | Industrial | Food Processing | Existing | Space Heating | Natural Gas | Furnace | E4 | TRC BC Ratio | 0 | 0 | 0 | 0 | 0 | 0 | 0 | 0 | 0 | 0 | 0 | 0 | 0 | 0 | 0 | 0 | 0 | 0 | 0 | 0 | 0 | 0 | 0 | 0 | 0 | 0 | 0 | 0 | 0 | 0 | 0 | 0 | 0
F2_Industrial_Food Processing_Existing_Space Heating_Natural Gas_Furnace_E5 | F2 | Industrial | Food Processing | Existing | Space Heating | Natural Gas | Furnace | E5 | TRC BC Ratio | 0 | 0 | 0 | 0 | 0 | 0 | 0 | 0 | 0 | 0 | 0 | 0 | 0 | 0 | 0 | 0 | 0 | 0 | 0 | 0 | 0 | 0 | 0 | 0 | 0 | 0 | 0 | 0 | 0 | 0 | 0 | 0 | 0
F2_Industrial_Food Processing_Existing_Space Heating_Natural Gas_Furnace_E6 | F2 | Industrial | Food Processing | Existing | Space Heating | Natural Gas | Furnace | E6 | TRC BC Ratio | 0 | 0 | 0 | 0 | 0 | 0 | 0 | 0 | 0 | 0 | 0 | 0 | 0 | 0 | 0 | 0 | 0 | 0 | 0 | 0 | 0 | 0 | 0 | 0 | 0 | 0 | 0 | 0 | 0 | 0 | 0 | 0 | 0
F2_Industrial_Food Processing_Existing_Space Heating_Natural Gas_Furnace_E7 | F2 | Industrial | Food Processing | Existing | Space Heating | Natural Gas | Furnace | E7 | TRC BC Ratio | 0 | 0 | 0 | 0 | 0 | 0 | 0 | 0 | 0 | 0 | 0 | 0 | 0 | 0 | 0 | 0 | 0 | 0 | 0 | 0 | 0 | 0 | 0 | 0 | 0 | 0 | 0 | 0 | 0 | 0 | 0 | 0 | 0
F2_Industrial_Food Processing_Existing_Space Heating_Natural Gas_Furnace_E8 | F2 | Industrial | Food Processing | Existing | Space Heating | Natural Gas | Furnace | E8 | TRC BC Ratio | 0 | 0 | 0 | 0 | 0 | 0 | 0 | 0 | 0 | 0 | 0 | 0 | 0 | 0 | 0 | 0 | 0 | 0 | 0 | 0 | 0 | 0 | 0 | 0 | 0 | 0 | 0 | 0 | 0 | 0 | 0 | 0 | 0
F2_Industrial_Food Processing_Existing_Space Heating_Natural Gas_Furnace_E9 | F2 | Industrial | Food Processing | Existing | Space Heating | Natural Gas | Furnace | E9 | TRC BC Ratio | 0 | 0 | 0 | 0 | 0 | 0 | 0 | 0 | 0 | 0 | 0 | 0 | 0 | 0 | 0 | 0 | 0 | 0 | 0 | 0 | 0 | 0 | 0 | 0 | 0 | 0 | 0 | 0 | 0 | 0 | 0 | 0 | 0
F2_Industrial_Food Processing_Existing_Space Heating_Natural Gas_Furnace_E10 | F2 | Industrial | Food Processing | Existing | Space Heating | Natural Gas | Furnace | E10 | TRC BC Ratio | 0 | 0 | 0 | 0 | 0 | 0 | 0 | 0 | 0 | 0 | 0 | 0 | 0 | 0 | 0 | 0 | 0 | 0 | 0 | 0 | 0 | 0 | 0 | 0 | 0 | 0 | 0 | 0 | 0 | 0 | 0 | 0 | 0
F3_Industrial_Food Processing_Existing_Space Heating_Natural Gas_Furnace_E1 | F3 | Industrial | Food Processing | Existing | Space Heating | Natural Gas | Furnace | E1 | PACT BC Ratio | 0 | 0 | 0 | 0 | 0 | 0 | 0 | 0 | 0 | 0 | 0 | 0 | 0 | 0 | 0 | 0 | 0 | 0 | 0 | 0 | 0 | 0 | 0 | 0 | 0 | 0 | 0 | 0 | 0 | 0 | 0 | 0 | 0
F3_Industrial_Food Processing_Existing_Space Heating_Natural Gas_Furnace_E2 | F3 | Industrial | Food Processing | Existing | Space Heating | Natural Gas | Furnace | E2 | PACT BC Ratio | 0 | 0 | 0 | 0 | 0 | 0 | 0 | 0 | 0 | 0 | 0 | 0 | 0 | 0 | 0 | 0 | 0 | 0 | 0 | 0 | 0 | 0 | 0 | 0 | 0 | 0 | 0 | 0 | 0 | 0 | 0 | 0 | 0
F3_Industrial_Food Processing_Existing_Space Heating_Natural Gas_Furnace_E3 | F3 | Industrial | Food Processing | Existing | Space Heating | Natural Gas | Furnace | E3 | PACT BC Ratio | 0 | 0 | 0 | 0 | 0 | 0 | 0 | 0 | 0 | 0 | 0 | 0 | 0 | 0 | 0 | 0 | 0 | 0 | 0 | 0 | 0 | 0 | 0 | 0 | 0 | 0 | 0 | 0 | 0 | 0 | 0 | 0 | 0
F3_Industrial_Food Processing_Existing_Space Heating_Natural Gas_Furnace_E4 | F3 | Industrial | Food Processing | Existing | Space Heating | Natural Gas | Furnace | E4 | PACT BC Ratio | 0 | 0 | 0 | 0 | 0 | 0 | 0 | 0 | 0 | 0 | 0 | 0 | 0 | 0 | 0 | 0 | 0 | 0 | 0 | 0 | 0 | 0 | 0 | 0 | 0 | 0 | 0 | 0 | 0 | 0 | 0 | 0 | 0
F3_Industrial_Food Processing_Existing_Space Heating_Natural Gas_Furnace_E5 | F3 | Industrial | Food Processing | Existing | Space Heating | Natural Gas | Furnace | E5 | PACT BC Ratio | 0 | 0 | 0 | 0 | 0 | 0 | 0 | 0 | 0 | 0 | 0 | 0 | 0 | 0 | 0 | 0 | 0 | 0 | 0 | 0 | 0 | 0 | 0 | 0 | 0 | 0 | 0 | 0 | 0 | 0 | 0 | 0 | 0
F3_Industrial_Food Processing_Existing_Space Heating_Natural Gas_Furnace_E6 | F3 | Industrial | Food Processing | Existing | Space Heating | Natural Gas | Furnace | E6 | PACT BC Ratio | 0 | 0 | 0 | 0 | 0 | 0 | 0 | 0 | 0 | 0 | 0 | 0 | 0 | 0 | 0 | 0 | 0 | 0 | 0 | 0 | 0 | 0 | 0 | 0 | 0 | 0 | 0 | 0 | 0 | 0 | 0 | 0 | 0
F3_Industrial_Food Processing_Existing_Space Heating_Natural Gas_Furnace_E7 | F3 | Industrial | Food Processing | Existing | Space Heating | Natural Gas | Furnace | E7 | PACT BC Ratio | 0 | 0 | 0 | 0 | 0 | 0 | 0 | 0 | 0 | 0 | 0 | 0 | 0 | 0 | 0 | 0 | 0 | 0 | 0 | 0 | 0 | 0 | 0 | 0 | 0 | 0 | 0 | 0 | 0 | 0 | 0 | 0 | 0
F3_Industrial_Food Processing_Existing_Space Heating_Natural Gas_Furnace_E8 | F3 | Industrial | Food Processing | Existing | Space Heating | Natural Gas | Furnace | E8 | PACT BC Ratio | 0 | 0 | 0 | 0 | 0 | 0 | 0 | 0 | 0 | 0 | 0 | 0 | 0 | 0 | 0 | 0 | 0 | 0 | 0 | 0 | 0 | 0 | 0 | 0 | 0 | 0 | 0 | 0 | 0 | 0 | 0 | 0 | 0
F3_Industrial_Food Processing_Existing_Space Heating_Natural Gas_Furnace_E9 | F3 | Industrial | Food Processing | Existing | Space Heating | Natural Gas | Furnace | E9 | PACT BC Ratio | 0 | 0 | 0 | 0 | 0 | 0 | 0 | 0 | 0 | 0 | 0 | 0 | 0 | 0 | 0 | 0 | 0 | 0 | 0 | 0 | 0 | 0 | 0 | 0 | 0 | 0 | 0 | 0 | 0 | 0 | 0 | 0 | 0
F3_Industrial_Food Processing_Existing_Space Heating_Natural Gas_Furnace_E10 | F3 | Industrial | Food Processing | Existing | Space Heating | Natural Gas | Furnace | E10 | PACT BC Ratio | 0 | 0 | 0 | 0 | 0 | 0 | 0 | 0 | 0 | 0 | 0 | 0 | 0 | 0 | 0 | 0 | 0 | 0 | 0 | 0 | 0 | 0 | 0 | 0 | 0 | 0 | 0 | 0 | 0 | 0 | 0 | 0 | 0
F4_Industrial_Food Processing_Existing_Space Heating_Natural Gas_Furnace_E1 | F4 | Industrial | Food Processing | Existing | Space Heating | Natural Gas | Furnace | E1 | RVT BC Ratio | 0 | 0 | 0 | 0 | 0 | 0 | 0 | 0 | 0 | 0 | 0 | 0 | 0 | 0 | 0 | 0 | 0 | 0 | 0 | 0 | 0 | 0 | 0 | 0 | 0 | 0 | 0 | 0 | 0 | 0 | 0 | 0 | 0
F4_Industrial_Food Processing_Existing_Space Heating_Natural Gas_Furnace_E2 | F4 | Industrial | Food Processing | Existing | Space Heating | Natural Gas | Furnace | E2 | RVT BC Ratio | 0 | 0 | 0 | 0 | 0 | 0 | 0 | 0 | 0 | 0 | 0 | 0 | 0 | 0 | 0 | 0 | 0 | 0 | 0 | 0 | 0 | 0 | 0 | 0 | 0 | 0 | 0 | 0 | 0 | 0 | 0 | 0 | 0
F4_Industrial_Food Processing_Existing_Space Heating_Natural Gas_Furnace_E3 | F4 | Industrial | Food Processing | Existing | Space Heating | Natural Gas | Furnace | E3 | RVT BC Ratio | 0 | 0 | 0 | 0 | 0 | 0 | 0 | 0 | 0 | 0 | 0 | 0 | 0 | 0 | 0 | 0 | 0 | 0 | 0 | 0 | 0 | 0 | 0 | 0 | 0 | 0 | 0 | 0 | 0 | 0 | 0 | 0 | 0
F4_Industrial_Food Processing_Existing_Space Heating_Natural Gas_Furnace_E4 | F4 | Industrial | Food Processing | Existing | Space Heating | Natural Gas | Furnace | E4 | RVT BC Ratio | 0 | 0 | 0 | 0 | 0 | 0 | 0 | 0 | 0 | 0 | 0 | 0 | 0 | 0 | 0 | 0 | 0 | 0 | 0 | 0 | 0 | 0 | 0 | 0 | 0 | 0 | 0 | 0 | 0 | 0 | 0 | 0 | 0
F4_Industrial_Food Processing_Existing_Space Heating_Natural Gas_Furnace_E5 | F4 | Industrial | Food Processing | Existing | Space Heating | Natural Gas | Furnace | E5 | RVT BC Ratio | 0 | 0 | 0 | 0 | 0 | 0 | 0 | 0 | 0 | 0 | 0 | 0 | 0 | 0 | 0 | 0 | 0 | 0 | 0 | 0 | 0 | 0 | 0 | 0 | 0 | 0 | 0 | 0 | 0 | 0 | 0 | 0 | 0
F4_Industrial_Food Processing_Existing_Space Heating_Natural Gas_Furnace_E6 | F4 | Industrial | Food Processing | Existing | Space Heating | Natural Gas | Furnace | E6 | RVT BC Ratio | 0 | 0 | 0 | 0 | 0 | 0 | 0 | 0 | 0 | 0 | 0 | 0 | 0 | 0 | 0 | 0 | 0 | 0 | 0 | 0 | 0 | 0 | 0 | 0 | 0 | 0 | 0 | 0 | 0 | 0 | 0 | 0 | 0
F4_Industrial_Food Processing_Existing_Space Heating_Natural Gas_Furnace_E7 | F4 | Industrial | Food Processing | Existing | Space Heating | Natural Gas | Furnace | E7 | RVT BC Ratio | 0 | 0 | 0 | 0 | 0 | 0 | 0 | 0 | 0 | 0 | 0 | 0 | 0 | 0 | 0 | 0 | 0 | 0 | 0 | 0 | 0 | 0 | 0 | 0 | 0 | 0 | 0 | 0 | 0 | 0 | 0 | 0 | 0
F4_Industrial_Food Processing_Existing_Space Heating_Natural Gas_Furnace_E8 | F4 | Industrial | Food Processing | Existing | Space Heating | Natural Gas | Furnace | E8 | RVT BC Ratio | 0 | 0 | 0 | 0 | 0 | 0 | 0 | 0 | 0 | 0 | 0 | 0 | 0 | 0 | 0 | 0 | 0 | 0 | 0 | 0 | 0 | 0 | 0 | 0 | 0 | 0 | 0 | 0 | 0 | 0 | 0 | 0 | 0
F4_Industrial_Food Processing_Existing_Space Heating_Natural Gas_Furnace_E9 | F4 | Industrial | Food Processing | Existing | Space Heating | Natural Gas | Furnace | E9 | RVT BC Ratio | 0 | 0 | 0 | 0 | 0 | 0 | 0 | 0 | 0 | 0 | 0 | 0 | 0 | 0 | 0 | 0 | 0 | 0 | 0 | 0 | 0 | 0 | 0 | 0 | 0 | 0 | 0 | 0 | 0 | 0 | 0 | 0 | 0
F4_Industrial_Food Processing_Existing_Space Heating_Natural Gas_Furnace_E10 | F4 | Industrial | Food Processing | Existing | Space Heating | Natural Gas | Furnace | E10 | RVT BC Ratio | 0 | 0 | 0 | 0 | 0 | 0 | 0 | 0 | 0 | 0 | 0 | 0 | 0 | 0 | 0 | 0 | 0 | 0 | 0 | 0 | 0 | 0 | 0 | 0 | 0 | 0 | 0 | 0 | 0 | 0 | 0 | 0 | 0
F5_Industrial_Food Processing_Existing_Space Heating_Natural Gas_Furnace_E1 | F5 | Industrial | Food Processing | Existing | Space Heating | Natural Gas | Furnace | E1 | RIM BC Ratio | 0 | 0 | 0 | 0 | 0 | 0 | 0 | 0 | 0 | 0 | 0 | 0 | 0 | 0 | 0 | 0 | 0 | 0 | 0 | 0 | 0 | 0 | 0 | 0 | 0 | 0 | 0 | 0 | 0 | 0 | 0 | 0 | 0
F5_Industrial_Food Processing_Existing_Space Heating_Natural Gas_Furnace_E2 | F5 | Industrial | Food Processing | Existing | Space Heating | Natural Gas | Furnace | E2 | RIM BC Ratio | 0 | 0 | 0 | 0 | 0 | 0 | 0 | 0 | 0 | 0 | 0 | 0 | 0 | 0 | 0 | 0 | 0 | 0 | 0 | 0 | 0 | 0 | 0 | 0 | 0 | 0 | 0 | 0 | 0 | 0 | 0 | 0 | 0
F5_Industrial_Food Processing_Existing_Space Heating_Natural Gas_Furnace_E3 | F5 | Industrial | Food Processing | Existing | Space Heating | Natural Gas | Furnace | E3 | RIM BC Ratio | 0 | 0 | 0 | 0 | 0 | 0 | 0 | 0 | 0 | 0 | 0 | 0 | 0 | 0 | 0 | 0 | 0 | 0 | 0 | 0 | 0 | 0 | 0 | 0 | 0 | 0 | 0 | 0 | 0 | 0 | 0 | 0 | 0
F5_Industrial_Food Processing_Existing_Space Heating_Natural Gas_Furnace_E4 | F5 | Industrial | Food Processing | Existing | Space Heating | Natural Gas | Furnace | E4 | RIM BC Ratio | 0 | 0 | 0 | 0 | 0 | 0 | 0 | 0 | 0 | 0 | 0 | 0 | 0 | 0 | 0 | 0 | 0 | 0 | 0 | 0 | 0 | 0 | 0 | 0 | 0 | 0 | 0 | 0 | 0 | 0 | 0 | 0 | 0
F5_Industrial_Food Processing_Existing_Space Heating_Natural Gas_Furnace_E5 | F5 | Industrial | Food Processing | Existing | Space Heating | Natural Gas | Furnace | E5 | RIM BC Ratio | 0 | 0 | 0 | 0 | 0 | 0 | 0 | 0 | 0 | 0 | 0 | 0 | 0 | 0 | 0 | 0 | 0 | 0 | 0 | 0 | 0 | 0 | 0 | 0 | 0 | 0 | 0 | 0 | 0 | 0 | 0 | 0 | 0
F5_Industrial_Food Processing_Existing_Space Heating_Natural Gas_Furnace_E6 | F5 | Industrial | Food Processing | Existing | Space Heating | Natural Gas | Furnace | E6 | RIM BC Ratio | 0 | 0 | 0 | 0 | 0 | 0 | 0 | 0 | 0 | 0 | 0 | 0 | 0 | 0 | 0 | 0 | 0 | 0 | 0 | 0 | 0 | 0 | 0 | 0 | 0 | 0 | 0 | 0 | 0 | 0 | 0 | 0 | 0
F5_Industrial_Food Processing_Existing_Space Heating_Natural Gas_Furnace_E7 | F5 | Industrial | Food Processing | Existing | Space Heating | Natural Gas | Furnace | E7 | RIM BC Ratio | 0 | 0 | 0 | 0 | 0 | 0 | 0 | 0 | 0 | 0 | 0 | 0 | 0 | 0 | 0 | 0 | 0 | 0 | 0 | 0 | 0 | 0 | 0 | 0 | 0 | 0 | 0 | 0 | 0 | 0 | 0 | 0 | 0
F5_Industrial_Food Processing_Existing_Space Heating_Natural Gas_Furnace_E8 | F5 | Industrial | Food Processing | Existing | Space Heating | Natural Gas | Furnace | E8 | RIM BC Ratio | 0 | 0 | 0 | 0 | 0 | 0 | 0 | 0 | 0 | 0 | 0 | 0 | 0 | 0 | 0 | 0 | 0 | 0 | 0 | 0 | 0 | 0 | 0 | 0 | 0 | 0 | 0 | 0 | 0 | 0 | 0 | 0 | 0
F5_Industrial_Food Processing_Existing_Space Heating_Natural Gas_Furnace_E9 | F5 | Industrial | Food Processing | Existing | Space Heating | Natural Gas | Furnace | E9 | RIM BC Ratio | 0 | 0 | 0 | 0 | 0 | 0 | 0 | 0 | 0 | 0 | 0 | 0 | 0 | 0 | 0 | 0 | 0 | 0 | 0 | 0 | 0 | 0 | 0 | 0 | 0 | 0 | 0 | 0 | 0 | 0 | 0 | 0 | 0
F5_Industrial_Food Processing_Existing_Space Heating_Natural Gas_Furnace_E10 | F5 | Industrial | Food Processing | Existing | Space Heating | Natural Gas | Furnace | E10 | RIM BC Ratio | 0 | 0 | 0 | 0 | 0 | 0 | 0 | 0 | 0 | 0 | 0 | 0 | 0 | 0 | 0 | 0 | 0 | 0 | 0 | 0 | 0 | 0 | 0 | 0 | 0 | 0 | 0 | 0 | 0 | 0 | 0 | 0 | 0
F0_Industrial_Food Processing_Existing_Space Heating_Natural Gas_Boiler_E0 | F0 | Industrial | Food Processing | Existing | Space Heating | Natural Gas | Boiler | E0 | Economic Unit | 0 | 0 | 0 | 0 | 0 | 0 | 0 | 0 | 0 | 0 | 0 | 0 | 0 | 0 | 0 | 0 | 0 | 0 | 0 | 0 | 0 | 0 | 0 | 0 | 0 | 0 | 0 | 0 | 0 | 0 | 0 | 0 | 0
F1_Industrial_Food Processing_Existing_Space Heating_Natural Gas_Boiler_E1 | F1 | Industrial | Food Processing | Existing | Space Heating | Natural Gas | Boiler | E1 | CCE | 0 | 0 | 0 | 0 | 0 | 0 | 0 | 0 | 0 | 0 | 0 | 0 | 0 | 0 | 0 | 0 | 0 | 0 | 0 | 0 | 0 | 0 | 0 | 0 | 0 | 0 | 0 | 0 | 0 | 0 | 0 | 0 | 0
F1_Industrial_Food Processing_Existing_Space Heating_Natural Gas_Boiler_E2 | F1 | Industrial | Food Processing | Existing | Space Heating | Natural Gas | Boiler | E2 | CCE | 0 | 0 | 0 | 0 | 0 | 0 | 0 | 0 | 0 | 0 | 0 | 0 | 0 | 0 | 0 | 0 | 0 | 0 | 0 | 0 | 0 | 0 | 0 | 0 | 0 | 0 | 0 | 0 | 0 | 0 | 0 | 0 | 0
F1_Industrial_Food Processing_Existing_Space Heating_Natural Gas_Boiler_E3 | F1 | Industrial | Food Processing | Existing | Space Heating | Natural Gas | Boiler | E3 | CCE | 0 | 0 | 0 | 0 | 0 | 0 | 0 | 0 | 0 | 0 | 0 | 0 | 0 | 0 | 0 | 0 | 0 | 0 | 0 | 0 | 0 | 0 | 0 | 0 | 0 | 0 | 0 | 0 | 0 | 0 | 0 | 0 | 0
F1_Industrial_Food Processing_Existing_Space Heating_Natural Gas_Boiler_E4 | F1 | Industrial | Food Processing | Existing | Space Heating | Natural Gas | Boiler | E4 | CCE | 0 | 0 | 0 | 0 | 0 | 0 | 0 | 0 | 0 | 0 | 0 | 0 | 0 | 0 | 0 | 0 | 0 | 0 | 0 | 0 | 0 | 0 | 0 | 0 | 0 | 0 | 0 | 0 | 0 | 0 | 0 | 0 | 0
F1_Industrial_Food Processing_Existing_Space Heating_Natural Gas_Boiler_E5 | F1 | Industrial | Food Processing | Existing | Space Heating | Natural Gas | Boiler | E5 | CCE | 0 | 0 | 0 | 0 | 0 | 0 | 0 | 0 | 0 | 0 | 0 | 0 | 0 | 0 | 0 | 0 | 0 | 0 | 0 | 0 | 0 | 0 | 0 | 0 | 0 | 0 | 0 | 0 | 0 | 0 | 0 | 0 | 0
F1_Industrial_Food Processing_Existing_Space Heating_Natural Gas_Boiler_E6 | F1 | Industrial | Food Processing | Existing | Space Heating | Natural Gas | Boiler | E6 | CCE | 0 | 0 | 0 | 0 | 0 | 0 | 0 | 0 | 0 | 0 | 0 | 0 | 0 | 0 | 0 | 0 | 0 | 0 | 0 | 0 | 0 | 0 | 0 | 0 | 0 | 0 | 0 | 0 | 0 | 0 | 0 | 0 | 0
F1_Industrial_Food Processing_Existing_Space Heating_Natural Gas_Boiler_E7 | F1 | Industrial | Food Processing | Existing | Space Heating | Natural Gas | Boiler | E7 | CCE | 0 | 0 | 0 | 0 | 0 | 0 | 0 | 0 | 0 | 0 | 0 | 0 | 0 | 0 | 0 | 0 | 0 | 0 | 0 | 0 | 0 | 0 | 0 | 0 | 0 | 0 | 0 | 0 | 0 | 0 | 0 | 0 | 0
F1_Industrial_Food Processing_Existing_Space Heating_Natural Gas_Boiler_E8 | F1 | Industrial | Food Processing | Existing | Space Heating | Natural Gas | Boiler | E8 | CCE | 0 | 0 | 0 | 0 | 0 | 0 | 0 | 0 | 0 | 0 | 0 | 0 | 0 | 0 | 0 | 0 | 0 | 0 | 0 | 0 | 0 | 0 | 0 | 0 | 0 | 0 | 0 | 0 | 0 | 0 | 0 | 0 | 0
F1_Industrial_Food Processing_Existing_Space Heating_Natural Gas_Boiler_E9 | F1 | Industrial | Food Processing | Existing | Space Heating | Natural Gas | Boiler | E9 | CCE | 0 | 0 | 0 | 0 | 0 | 0 | 0 | 0 | 0 | 0 | 0 | 0 | 0 | 0 | 0 | 0 | 0 | 0 | 0 | 0 | 0 | 0 | 0 | 0 | 0 | 0 | 0 | 0 | 0 | 0 | 0 | 0 | 0
F1_Industrial_Food Processing_Existing_Space Heating_Natural Gas_Boiler_E10 | F1 | Industrial | Food Processing | Existing | Space Heating | Natural Gas | Boiler | E10 | CCE | 0 | 0 | 0 | 0 | 0 | 0 | 0 | 0 | 0 | 0 | 0 | 0 | 0 | 0 | 0 | 0 | 0 | 0 | 0 | 0 | 0 | 0 | 0 | 0 | 0 | 0 | 0 | 0 | 0 | 0 | 0 | 0 | 0
F2_Industrial_Food Processing_Existing_Space Heating_Natural Gas_Boiler_E1 | F2 | Industrial | Food Processing | Existing | Space Heating | Natural Gas | Boiler | E1 | TRC BC Ratio | 0 | 0 | 0 | 0 | 0 | 0 | 0 | 0 | 0 | 0 | 0 | 0 | 0 | 0 | 0 | 0 | 0 | 0 | 0 | 0 | 0 | 0 | 0 | 0 | 0 | 0 | 0 | 0 | 0 | 0 | 0 | 0 | 0
F2_Industrial_Food Processing_Existing_Space Heating_Natural Gas_Boiler_E2 | F2 | Industrial | Food Processing | Existing | Space Heating | Natural Gas | Boiler | E2 | TRC BC Ratio | 0 | 0 | 0 | 0 | 0 | 0 | 0 | 0 | 0 | 0 | 0 | 0 | 0 | 0 | 0 | 0 | 0 | 0 | 0 | 0 | 0 | 0 | 0 | 0 | 0 | 0 | 0 | 0 | 0 | 0 | 0 | 0 | 0
F2_Industrial_Food Processing_Existing_Space Heating_Natural Gas_Boiler_E3 | F2 | Industrial | Food Processing | Existing | Space Heating | Natural Gas | Boiler | E3 | TRC BC Ratio | 0 | 0 | 0 | 0 | 0 | 0 | 0 | 0 | 0 | 0 | 0 | 0 | 0 | 0 | 0 | 0 | 0 | 0 | 0 | 0 | 0 | 0 | 0 | 0 | 0 | 0 | 0 | 0 | 0 | 0 | 0 | 0 | 0
F2_Industrial_Food Processing_Existing_Space Heating_Natural Gas_Boiler_E4 | F2 | Industrial | Food Processing | Existing | Space Heating | Natural Gas | Boiler | E4 | TRC BC Ratio | 0 | 0 | 0 | 0 | 0 | 0 | 0 | 0 | 0 | 0 | 0 | 0 | 0 | 0 | 0 | 0 | 0 | 0 | 0 | 0 | 0 | 0 | 0 | 0 | 0 | 0 | 0 | 0 | 0 | 0 | 0 | 0 | 0
F2_Industrial_Food Processing_Existing_Space Heating_Natural Gas_Boiler_E5 | F2 | Industrial | Food Processing | Existing | Space Heating | Natural Gas | Boiler | E5 | TRC BC Ratio | 0 | 0 | 0 | 0 | 0 | 0 | 0 | 0 | 0 | 0 | 0 | 0 | 0 | 0 | 0 | 0 | 0 | 0 | 0 | 0 | 0 | 0 | 0 | 0 | 0 | 0 | 0 | 0 | 0 | 0 | 0 | 0 | 0
F2_Industrial_Food Processing_Existing_Space Heating_Natural Gas_Boiler_E6 | F2 | Industrial | Food Processing | Existing | Space Heating | Natural Gas | Boiler | E6 | TRC BC Ratio | 0 | 0 | 0 | 0 | 0 | 0 | 0 | 0 | 0 | 0 | 0 | 0 | 0 | 0 | 0 | 0 | 0 | 0 | 0 | 0 | 0 | 0 | 0 | 0 | 0 | 0 | 0 | 0 | 0 | 0 | 0 | 0 | 0
F2_Industrial_Food Processing_Existing_Space Heating_Natural Gas_Boiler_E7 | F2 | Industrial | Food Processing | Existing | Space Heating | Natural Gas | Boiler | E7 | TRC BC Ratio | 0 | 0 | 0 | 0 | 0 | 0 | 0 | 0 | 0 | 0 | 0 | 0 | 0 | 0 | 0 | 0 | 0 | 0 | 0 | 0 | 0 | 0 | 0 | 0 | 0 | 0 | 0 | 0 | 0 | 0 | 0 | 0 | 0
F2_Industrial_Food Processing_Existing_Space Heating_Natural Gas_Boiler_E8 | F2 | Industrial | Food Processing | Existing | Space Heating | Natural Gas | Boiler | E8 | TRC BC Ratio | 0 | 0 | 0 | 0 | 0 | 0 | 0 | 0 | 0 | 0 | 0 | 0 | 0 | 0 | 0 | 0 | 0 | 0 | 0 | 0 | 0 | 0 | 0 | 0 | 0 | 0 | 0 | 0 | 0 | 0 | 0 | 0 | 0
F2_Industrial_Food Processing_Existing_Space Heating_Natural Gas_Boiler_E9 | F2 | Industrial | Food Processing | Existing | Space Heating | Natural Gas | Boiler | E9 | TRC BC Ratio | 0 | 0 | 0 | 0 | 0 | 0 | 0 | 0 | 0 | 0 | 0 | 0 | 0 | 0 | 0 | 0 | 0 | 0 | 0 | 0 | 0 | 0 | 0 | 0 | 0 | 0 | 0 | 0 | 0 | 0 | 0 | 0 | 0
F2_Industrial_Food Processing_Existing_Space Heating_Natural Gas_Boiler_E10 | F2 | Industrial | Food Processing | Existing | Space Heating | Natural Gas | Boiler | E10 | TRC BC Ratio | 0 | 0 | 0 | 0 | 0 | 0 | 0 | 0 | 0 | 0 | 0 | 0 | 0 | 0 | 0 | 0 | 0 | 0 | 0 | 0 | 0 | 0 | 0 | 0 | 0 | 0 | 0 | 0 | 0 | 0 | 0 | 0 | 0
F3_Industrial_Food Processing_Existing_Space Heating_Natural Gas_Boiler_E1 | F3 | Industrial | Food Processing | Existing | Space Heating | Natural Gas | Boiler | E1 | PACT BC Ratio | 0 | 0 | 0 | 0 | 0 | 0 | 0 | 0 | 0 | 0 | 0 | 0 | 0 | 0 | 0 | 0 | 0 | 0 | 0 | 0 | 0 | 0 | 0 | 0 | 0 | 0 | 0 | 0 | 0 | 0 | 0 | 0 | 0
F3_Industrial_Food Processing_Existing_Space Heating_Natural Gas_Boiler_E2 | F3 | Industrial | Food Processing | Existing | Space Heating | Natural Gas | Boiler | E2 | PACT BC Ratio | 0 | 0 | 0 | 0 | 0 | 0 | 0 | 0 | 0 | 0 | 0 | 0 | 0 | 0 | 0 | 0 | 0 | 0 | 0 | 0 | 0 | 0 | 0 | 0 | 0 | 0 | 0 | 0 | 0 | 0 | 0 | 0 | 0
F3_Industrial_Food Processing_Existing_Space Heating_Natural Gas_Boiler_E3 | F3 | Industrial | Food Processing | Existing | Space Heating | Natural Gas | Boiler | E3 | PACT BC Ratio | 0 | 0 | 0 | 0 | 0 | 0 | 0 | 0 | 0 | 0 | 0 | 0 | 0 | 0 | 0 | 0 | 0 | 0 | 0 | 0 | 0 | 0 | 0 | 0 | 0 | 0 | 0 | 0 | 0 | 0 | 0 | 0 | 0
F3_Industrial_Food Processing_Existing_Space Heating_Natural Gas_Boiler_E4 | F3 | Industrial | Food Processing | Existing | Space Heating | Natural Gas | Boiler | E4 | PACT BC Ratio | 0 | 0 | 0 | 0 | 0 | 0 | 0 | 0 | 0 | 0 | 0 | 0 | 0 | 0 | 0 | 0 | 0 | 0 | 0 | 0 | 0 | 0 | 0 | 0 | 0 | 0 | 0 | 0 | 0 | 0 | 0 | 0 | 0
F3_Industrial_Food Processing_Existing_Space Heating_Natural Gas_Boiler_E5 | F3 | Industrial | Food Processing | Existing | Space Heating | Natural Gas | Boiler | E5 | PACT BC Ratio | 0 | 0 | 0 | 0 | 0 | 0 | 0 | 0 | 0 | 0 | 0 | 0 | 0 | 0 | 0 | 0 | 0 | 0 | 0 | 0 | 0 | 0 | 0 | 0 | 0 | 0 | 0 | 0 | 0 | 0 | 0 | 0 | 0
F3_Industrial_Food Processing_Existing_Space Heating_Natural Gas_Boiler_E6 | F3 | Industrial | Food Processing | Existing | Space Heating | Natural Gas | Boiler | E6 | PACT BC Ratio | 0 | 0 | 0 | 0 | 0 | 0 | 0 | 0 | 0 | 0 | 0 | 0 | 0 | 0 | 0 | 0 | 0 | 0 | 0 | 0 | 0 | 0 | 0 | 0 | 0 | 0 | 0 | 0 | 0 | 0 | 0 | 0 | 0
F3_Industrial_Food Processing_Existing_Space Heating_Natural Gas_Boiler_E7 | F3 | Industrial | Food Processing | Existing | Space Heating | Natural Gas | Boiler | E7 | PACT BC Ratio | 0 | 0 | 0 | 0 | 0 | 0 | 0 | 0 | 0 | 0 | 0 | 0 | 0 | 0 | 0 | 0 | 0 | 0 | 0 | 0 | 0 | 0 | 0 | 0 | 0 | 0 | 0 | 0 | 0 | 0 | 0 | 0 | 0
F3_Industrial_Food Processing_Existing_Space Heating_Natural Gas_Boiler_E8 | F3 | Industrial | Food Processing | Existing | Space Heating | Natural Gas | Boiler | E8 | PACT BC Ratio | 0 | 0 | 0 | 0 | 0 | 0 | 0 | 0 | 0 | 0 | 0 | 0 | 0 | 0 | 0 | 0 | 0 | 0 | 0 | 0 | 0 | 0 | 0 | 0 | 0 | 0 | 0 | 0 | 0 | 0 | 0 | 0 | 0
F3_Industrial_Food Processing_Existing_Space Heating_Natural Gas_Boiler_E9 | F3 | Industrial | Food Processing | Existing | Space Heating | Natural Gas | Boiler | E9 | PACT BC Ratio | 0 | 0 | 0 | 0 | 0 | 0 | 0 | 0 | 0 | 0 | 0 | 0 | 0 | 0 | 0 | 0 | 0 | 0 | 0 | 0 | 0 | 0 | 0 | 0 | 0 | 0 | 0 | 0 | 0 | 0 | 0 | 0 | 0
F3_Industrial_Food Processing_Existing_Space Heating_Natural Gas_Boiler_E10 | F3 | Industrial | Food Processing | Existing | Space Heating | Natural Gas | Boiler | E10 | PACT BC Ratio | 0 | 0 | 0 | 0 | 0 | 0 | 0 | 0 | 0 | 0 | 0 | 0 | 0 | 0 | 0 | 0 | 0 | 0 | 0 | 0 | 0 | 0 | 0 | 0 | 0 | 0 | 0 | 0 | 0 | 0 | 0 | 0 | 0
F4_Industrial_Food Processing_Existing_Space Heating_Natural Gas_Boiler_E1 | F4 | Industrial | Food Processing | Existing | Space Heating | Natural Gas | Boiler | E1 | RVT BC Ratio | 0 | 0 | 0 | 0 | 0 | 0 | 0 | 0 | 0 | 0 | 0 | 0 | 0 | 0 | 0 | 0 | 0 | 0 | 0 | 0 | 0 | 0 | 0 | 0 | 0 | 0 | 0 | 0 | 0 | 0 | 0 | 0 | 0
F4_Industrial_Food Processing_Existing_Space Heating_Natural Gas_Boiler_E2 | F4 | Industrial | Food Processing | Existing | Space Heating | Natural Gas | Boiler | E2 | RVT BC Ratio | 0 | 0 | 0 | 0 | 0 | 0 | 0 | 0 | 0 | 0 | 0 | 0 | 0 | 0 | 0 | 0 | 0 | 0 | 0 | 0 | 0 | 0 | 0 | 0 | 0 | 0 | 0 | 0 | 0 | 0 | 0 | 0 | 0
F4_Industrial_Food Processing_Existing_Space Heating_Natural Gas_Boiler_E3 | F4 | Industrial | Food Processing | Existing | Space Heating | Natural Gas | Boiler | E3 | RVT BC Ratio | 0 | 0 | 0 | 0 | 0 | 0 | 0 | 0 | 0 | 0 | 0 | 0 | 0 | 0 | 0 | 0 | 0 | 0 | 0 | 0 | 0 | 0 | 0 | 0 | 0 | 0 | 0 | 0 | 0 | 0 | 0 | 0 | 0
F4_Industrial_Food Processing_Existing_Space Heating_Natural Gas_Boiler_E4 | F4 | Industrial | Food Processing | Existing | Space Heating | Natural Gas | Boiler | E4 | RVT BC Ratio | 0 | 0 | 0 | 0 | 0 | 0 | 0 | 0 | 0 | 0 | 0 | 0 | 0 | 0 | 0 | 0 | 0 | 0 | 0 | 0 | 0 | 0 | 0 | 0 | 0 | 0 | 0 | 0 | 0 | 0 | 0 | 0 | 0
F4_Industrial_Food Processing_Existing_Space Heating_Natural Gas_Boiler_E5 | F4 | Industrial | Food Processing | Existing | Space Heating | Natural Gas | Boiler | E5 | RVT BC Ratio | 0 | 0 | 0 | 0 | 0 | 0 | 0 | 0 | 0 | 0 | 0 | 0 | 0 | 0 | 0 | 0 | 0 | 0 | 0 | 0 | 0 | 0 | 0 | 0 | 0 | 0 | 0 | 0 | 0 | 0 | 0 | 0 | 0
F4_Industrial_Food Processing_Existing_Space Heating_Natural Gas_Boiler_E6 | F4 | Industrial | Food Processing | Existing | Space Heating | Natural Gas | Boiler | E6 | RVT BC Ratio | 0 | 0 | 0 | 0 | 0 | 0 | 0 | 0 | 0 | 0 | 0 | 0 | 0 | 0 | 0 | 0 | 0 | 0 | 0 | 0 | 0 | 0 | 0 | 0 | 0 | 0 | 0 | 0 | 0 | 0 | 0 | 0 | 0
F4_Industrial_Food Processing_Existing_Space Heating_Natural Gas_Boiler_E7 | F4 | Industrial | Food Processing | Existing | Space Heating | Natural Gas | Boiler | E7 | RVT BC Ratio | 0 | 0 | 0 | 0 | 0 | 0 | 0 | 0 | 0 | 0 | 0 | 0 | 0 | 0 | 0 | 0 | 0 | 0 | 0 | 0 | 0 | 0 | 0 | 0 | 0 | 0 | 0 | 0 | 0 | 0 | 0 | 0 | 0
F4_Industrial_Food Processing_Existing_Space Heating_Natural Gas_Boiler_E8 | F4 | Industrial | Food Processing | Existing | Space Heating | Natural Gas | Boiler | E8 | RVT BC Ratio | 0 | 0 | 0 | 0 | 0 | 0 | 0 | 0 | 0 | 0 | 0 | 0 | 0 | 0 | 0 | 0 | 0 | 0 | 0 | 0 | 0 | 0 | 0 | 0 | 0 | 0 | 0 | 0 | 0 | 0 | 0 | 0 | 0
F4_Industrial_Food Processing_Existing_Space Heating_Natural Gas_Boiler_E9 | F4 | Industrial | Food Processing | Existing | Space Heating | Natural Gas | Boiler | E9 | RVT BC Ratio | 0 | 0 | 0 | 0 | 0 | 0 | 0 | 0 | 0 | 0 | 0 | 0 | 0 | 0 | 0 | 0 | 0 | 0 | 0 | 0 | 0 | 0 | 0 | 0 | 0 | 0 | 0 | 0 | 0 | 0 | 0 | 0 | 0
F4_Industrial_Food Processing_Existing_Space Heating_Natural Gas_Boiler_E10 | F4 | Industrial | Food Processing | Existing | Space Heating | Natural Gas | Boiler | E10 | RVT BC Ratio | 0 | 0 | 0 | 0 | 0 | 0 | 0 | 0 | 0 | 0 | 0 | 0 | 0 | 0 | 0 | 0 | 0 | 0 | 0 | 0 | 0 | 0 | 0 | 0 | 0 | 0 | 0 | 0 | 0 | 0 | 0 | 0 | 0
F5_Industrial_Food Processing_Existing_Space Heating_Natural Gas_Boiler_E1 | F5 | Industrial | Food Processing | Existing | Space Heating | Natural Gas | Boiler | E1 | RIM BC Ratio | 0 | 0 | 0 | 0 | 0 | 0 | 0 | 0 | 0 | 0 | 0 | 0 | 0 | 0 | 0 | 0 | 0 | 0 | 0 | 0 | 0 | 0 | 0 | 0 | 0 | 0 | 0 | 0 | 0 | 0 | 0 | 0 | 0
F5_Industrial_Food Processing_Existing_Space Heating_Natural Gas_Boiler_E2 | F5 | Industrial | Food Processing | Existing | Space Heating | Natural Gas | Boiler | E2 | RIM BC Ratio | 0 | 0 | 0 | 0 | 0 | 0 | 0 | 0 | 0 | 0 | 0 | 0 | 0 | 0 | 0 | 0 | 0 | 0 | 0 | 0 | 0 | 0 | 0 | 0 | 0 | 0 | 0 | 0 | 0 | 0 | 0 | 0 | 0
F5_Industrial_Food Processing_Existing_Space Heating_Natural Gas_Boiler_E3 | F5 | Industrial | Food Processing | Existing | Space Heating | Natural Gas | Boiler | E3 | RIM BC Ratio | 0 | 0 | 0 | 0 | 0 | 0 | 0 | 0 | 0 | 0 | 0 | 0 | 0 | 0 | 0 | 0 | 0 | 0 | 0 | 0 | 0 | 0 | 0 | 0 | 0 | 0 | 0 | 0 | 0 | 0 | 0 | 0 | 0
F5_Industrial_Food Processing_Existing_Space Heating_Natural Gas_Boiler_E4 | F5 | Industrial | Food Processing | Existing | Space Heating | Natural Gas | Boiler | E4 | RIM BC Ratio | 0 | 0 | 0 | 0 | 0 | 0 | 0 | 0 | 0 | 0 | 0 | 0 | 0 | 0 | 0 | 0 | 0 | 0 | 0 | 0 | 0 | 0 | 0 | 0 | 0 | 0 | 0 | 0 | 0 | 0 | 0 | 0 | 0
F5_Industrial_Food Processing_Existing_Space Heating_Natural Gas_Boiler_E5 | F5 | Industrial | Food Processing | Existing | Space Heating | Natural Gas | Boiler | E5 | RIM BC Ratio | 0 | 0 | 0 | 0 | 0 | 0 | 0 | 0 | 0 | 0 | 0 | 0 | 0 | 0 | 0 | 0 | 0 | 0 | 0 | 0 | 0 | 0 | 0 | 0 | 0 | 0 | 0 | 0 | 0 | 0 | 0 | 0 | 0
F5_Industrial_Food Processing_Existing_Space Heating_Natural Gas_Boiler_E6 | F5 | Industrial | Food Processing | Existing | Space Heating | Natural Gas | Boiler | E6 | RIM BC Ratio | 0 | 0 | 0 | 0 | 0 | 0 | 0 | 0 | 0 | 0 | 0 | 0 | 0 | 0 | 0 | 0 | 0 | 0 | 0 | 0 | 0 | 0 | 0 | 0 | 0 | 0 | 0 | 0 | 0 | 0 | 0 | 0 | 0
F5_Industrial_Food Processing_Existing_Space Heating_Natural Gas_Boiler_E7 | F5 | Industrial | Food Processing | Existing | Space Heating | Natural Gas | Boiler | E7 | RIM BC Ratio | 0 | 0 | 0 | 0 | 0 | 0 | 0 | 0 | 0 | 0 | 0 | 0 | 0 | 0 | 0 | 0 | 0 | 0 | 0 | 0 | 0 | 0 | 0 | 0 | 0 | 0 | 0 | 0 | 0 | 0 | 0 | 0 | 0
F5_Industrial_Food Processing_Existing_Space Heating_Natural Gas_Boiler_E8 | F5 | Industrial | Food Processing | Existing | Space Heating | Natural Gas | Boiler | E8 | RIM BC Ratio | 0 | 0 | 0 | 0 | 0 | 0 | 0 | 0 | 0 | 0 | 0 | 0 | 0 | 0 | 0 | 0 | 0 | 0 | 0 | 0 | 0 | 0 | 0 | 0 | 0 | 0 | 0 | 0 | 0 | 0 | 0 | 0 | 0
F5_Industrial_Food Processing_Existing_Space Heating_Natural Gas_Boiler_E9 | F5 | Industrial | Food Processing | Existing | Space Heating | Natural Gas | Boiler | E9 | RIM BC Ratio | 0 | 0 | 0 | 0 | 0 | 0 | 0 | 0 | 0 | 0 | 0 | 0 | 0 | 0 | 0 | 0 | 0 | 0 | 0 | 0 | 0 | 0 | 0 | 0 | 0 | 0 | 0 | 0 | 0 | 0 | 0 | 0 | 0
F5_Industrial_Food Processing_Existing_Space Heating_Natural Gas_Boiler_E10 | F5 | Industrial | Food Processing | Existing | Space Heating | Natural Gas | Boiler | E10 | RIM BC Ratio | 0 | 0 | 0 | 0 | 0 | 0 | 0 | 0 | 0 | 0 | 0 | 0 | 0 | 0 | 0 | 0 | 0 | 0 | 0 | 0 | 0 | 0 | 0 | 0 | 0 | 0 | 0 | 0 | 0 | 0 | 0 | 0 | 0
F0_Industrial_Food Processing_Existing_Space Heating_Natural Gas_Unit Heater_E0 | F0 | Industrial | Food Processing | Existing | Space Heating | Natural Gas | Unit Heater | E0 | Economic Unit | 0 | 0 | 0 | 0 | 0 | 0 | 0 | 0 | 0 | 0 | 0 | 0 | 0 | 0 | 0 | 0 | 0 | 0 | 0 | 0 | 0 | 0 | 0 | 0 | 0 | 0 | 0 | 0 | 0 | 0 | 0 | 0 | 0
F1_Industrial_Food Processing_Existing_Space Heating_Natural Gas_Unit Heater_E1 | F1 | Industrial | Food Processing | Existing | Space Heating | Natural Gas | Unit Heater | E1 | CCE | 0 | 0 | 0 | 0 | 0 | 0 | 0 | 0 | 0 | 0 | 0 | 0 | 0 | 0 | 0 | 0 | 0 | 0 | 0 | 0 | 0 | 0 | 0 | 0 | 0 | 0 | 0 | 0 | 0 | 0 | 0 | 0 | 0
F1_Industrial_Food Processing_Existing_Space Heating_Natural Gas_Unit Heater_E2 | F1 | Industrial | Food Processing | Existing | Space Heating | Natural Gas | Unit Heater | E2 | CCE | 0 | 0 | 0 | 0 | 0 | 0 | 0 | 0 | 0 | 0 | 0 | 0 | 0 | 0 | 0 | 0 | 0 | 0 | 0 | 0 | 0 | 0 | 0 | 0 | 0 | 0 | 0 | 0 | 0 | 0 | 0 | 0 | 0
F1_Industrial_Food Processing_Existing_Space Heating_Natural Gas_Unit Heater_E3 | F1 | Industrial | Food Processing | Existing | Space Heating | Natural Gas | Unit Heater | E3 | CCE | 0 | 0 | 0 | 0 | 0 | 0 | 0 | 0 | 0 | 0 | 0 | 0 | 0 | 0 | 0 | 0 | 0 | 0 | 0 | 0 | 0 | 0 | 0 | 0 | 0 | 0 | 0 | 0 | 0 | 0 | 0 | 0 | 0
F1_Industrial_Food Processing_Existing_Space Heating_Natural Gas_Unit Heater_E4 | F1 | Industrial | Food Processing | Existing | Space Heating | Natural Gas | Unit Heater | E4 | CCE | 0 | 0 | 0 | 0 | 0 | 0 | 0 | 0 | 0 | 0 | 0 | 0 | 0 | 0 | 0 | 0 | 0 | 0 | 0 | 0 | 0 | 0 | 0 | 0 | 0 | 0 | 0 | 0 | 0 | 0 | 0 | 0 | 0
F1_Industrial_Food Processing_Existing_Space Heating_Natural Gas_Unit Heater_E5 | F1 | Industrial | Food Processing | Existing | Space Heating | Natural Gas | Unit Heater | E5 | CCE | 0 | 0 | 0 | 0 | 0 | 0 | 0 | 0 | 0 | 0 | 0 | 0 | 0 | 0 | 0 | 0 | 0 | 0 | 0 | 0 | 0 | 0 | 0 | 0 | 0 | 0 | 0 | 0 | 0 | 0 | 0 | 0 | 0
F1_Industrial_Food Processing_Existing_Space Heating_Natural Gas_Unit Heater_E6 | F1 | Industrial | Food Processing | Existing | Space Heating | Natural Gas | Unit Heater | E6 | CCE | 0 | 0 | 0 | 0 | 0 | 0 | 0 | 0 | 0 | 0 | 0 | 0 | 0 | 0 | 0 | 0 | 0 | 0 | 0 | 0 | 0 | 0 | 0 | 0 | 0 | 0 | 0 | 0 | 0 | 0 | 0 | 0 | 0
F1_Industrial_Food Processing_Existing_Space Heating_Natural Gas_Unit Heater_E7 | F1 | Industrial | Food Processing | Existing | Space Heating | Natural Gas | Unit Heater | E7 | CCE | 0 | 0 | 0 | 0 | 0 | 0 | 0 | 0 | 0 | 0 | 0 | 0 | 0 | 0 | 0 | 0 | 0 | 0 | 0 | 0 | 0 | 0 | 0 | 0 | 0 | 0 | 0 | 0 | 0 | 0 | 0 | 0 | 0
F1_Industrial_Food Processing_Existing_Space Heating_Natural Gas_Unit Heater_E8 | F1 | Industrial | Food Processing | Existing | Space Heating | Natural Gas | Unit Heater | E8 | CCE | 0 | 0 | 0 | 0 | 0 | 0 | 0 | 0 | 0 | 0 | 0 | 0 | 0 | 0 | 0 | 0 | 0 | 0 | 0 | 0 | 0 | 0 | 0 | 0 | 0 | 0 | 0 | 0 | 0 | 0 | 0 | 0 | 0
F1_Industrial_Food Processing_Existing_Space Heating_Natural Gas_Unit Heater_E9 | F1 | Industrial | Food Processing | Existing | Space Heating | Natural Gas | Unit Heater | E9 | CCE | 0 | 0 | 0 | 0 | 0 | 0 | 0 | 0 | 0 | 0 | 0 | 0 | 0 | 0 | 0 | 0 | 0 | 0 | 0 | 0 | 0 | 0 | 0 | 0 | 0 | 0 | 0 | 0 | 0 | 0 | 0 | 0 | 0
F1_Industrial_Food Processing_Existing_Space Heating_Natural Gas_Unit Heater_E10 | F1 | Industrial | Food Processing | Existing | Space Heating | Natural Gas | Unit Heater | E10 | CCE | 0 | 0 | 0 | 0 | 0 | 0 | 0 | 0 | 0 | 0 | 0 | 0 | 0 | 0 | 0 | 0 | 0 | 0 | 0 | 0 | 0 | 0 | 0 | 0 | 0 | 0 | 0 | 0 | 0 | 0 | 0 | 0 | 0
F2_Industrial_Food Processing_Existing_Space Heating_Natural Gas_Unit Heater_E1 | F2 | Industrial | Food Processing | Existing | Space Heating | Natural Gas | Unit Heater | E1 | TRC BC Ratio | 0 | 0 | 0 | 0 | 0 | 0 | 0 | 0 | 0 | 0 | 0 | 0 | 0 | 0 | 0 | 0 | 0 | 0 | 0 | 0 | 0 | 0 | 0 | 0 | 0 | 0 | 0 | 0 | 0 | 0 | 0 | 0 | 0
F2_Industrial_Food Processing_Existing_Space Heating_Natural Gas_Unit Heater_E2 | F2 | Industrial | Food Processing | Existing | Space Heating | Natural Gas | Unit Heater | E2 | TRC BC Ratio | 0 | 0 | 0 | 0 | 0 | 0 | 0 | 0 | 0 | 0 | 0 | 0 | 0 | 0 | 0 | 0 | 0 | 0 | 0 | 0 | 0 | 0 | 0 | 0 | 0 | 0 | 0 | 0 | 0 | 0 | 0 | 0 | 0
F2_Industrial_Food Processing_Existing_Space Heating_Natural Gas_Unit Heater_E3 | F2 | Industrial | Food Processing | Existing | Space Heating | Natural Gas | Unit Heater | E3 | TRC BC Ratio | 0 | 0 | 0 | 0 | 0 | 0 | 0 | 0 | 0 | 0 | 0 | 0 | 0 | 0 | 0 | 0 | 0 | 0 | 0 | 0 | 0 | 0 | 0 | 0 | 0 | 0 | 0 | 0 | 0 | 0 | 0 | 0 | 0
F2_Industrial_Food Processing_Existing_Space Heating_Natural Gas_Unit Heater_E4 | F2 | Industrial | Food Processing | Existing | Space Heating | Natural Gas | Unit Heater | E4 | TRC BC Ratio | 0 | 0 | 0 | 0 | 0 | 0 | 0 | 0 | 0 | 0 | 0 | 0 | 0 | 0 | 0 | 0 | 0 | 0 | 0 | 0 | 0 | 0 | 0 | 0 | 0 | 0 | 0 | 0 | 0 | 0 | 0 | 0 | 0
F2_Industrial_Food Processing_Existing_Space Heating_Natural Gas_Unit Heater_E5 | F2 | Industrial | Food Processing | Existing | Space Heating | Natural Gas | Unit Heater | E5 | TRC BC Ratio | 0 | 0 | 0 | 0 | 0 | 0 | 0 | 0 | 0 | 0 | 0 | 0 | 0 | 0 | 0 | 0 | 0 | 0 | 0 | 0 | 0 | 0 | 0 | 0 | 0 | 0 | 0 | 0 | 0 | 0 | 0 | 0 | 0
F2_Industrial_Food Processing_Existing_Space Heating_Natural Gas_Unit Heater_E6 | F2 | Industrial | Food Processing | Existing | Space Heating | Natural Gas | Unit Heater | E6 | TRC BC Ratio | 0 | 0 | 0 | 0 | 0 | 0 | 0 | 0 | 0 | 0 | 0 | 0 | 0 | 0 | 0 | 0 | 0 | 0 | 0 | 0 | 0 | 0 | 0 | 0 | 0 | 0 | 0 | 0 | 0 | 0 | 0 | 0 | 0
F2_Industrial_Food Processing_Existing_Space Heating_Natural Gas_Unit Heater_E7 | F2 | Industrial | Food Processing | Existing | Space Heating | Natural Gas | Unit Heater | E7 | TRC BC Ratio | 0 | 0 | 0 | 0 | 0 | 0 | 0 | 0 | 0 | 0 | 0 | 0 | 0 | 0 | 0 | 0 | 0 | 0 | 0 | 0 | 0 | 0 | 0 | 0 | 0 | 0 | 0 | 0 | 0 | 0 | 0 | 0 | 0
F2_Industrial_Food Processing_Existing_Space Heating_Natural Gas_Unit Heater_E8 | F2 | Industrial | Food Processing | Existing | Space Heating | Natural Gas | Unit Heater | E8 | TRC BC Ratio | 0 | 0 | 0 | 0 | 0 | 0 | 0 | 0 | 0 | 0 | 0 | 0 | 0 | 0 | 0 | 0 | 0 | 0 | 0 | 0 | 0 | 0 | 0 | 0 | 0 | 0 | 0 | 0 | 0 | 0 | 0 | 0 | 0
F2_Industrial_Food Processing_Existing_Space Heating_Natural Gas_Unit Heater_E9 | F2 | Industrial | Food Processing | Existing | Space Heating | Natural Gas | Unit Heater | E9 | TRC BC Ratio | 0 | 0 | 0 | 0 | 0 | 0 | 0 | 0 | 0 | 0 | 0 | 0 | 0 | 0 | 0 | 0 | 0 | 0 | 0 | 0 | 0 | 0 | 0 | 0 | 0 | 0 | 0 | 0 | 0 | 0 | 0 | 0 | 0
F2_Industrial_Food Processing_Existing_Space Heating_Natural Gas_Unit Heater_E10 | F2 | Industrial | Food Processing | Existing | Space Heating | Natural Gas | Unit Heater | E10 | TRC BC Ratio | 0 | 0 | 0 | 0 | 0 | 0 | 0 | 0 | 0 | 0 | 0 | 0 | 0 | 0 | 0 | 0 | 0 | 0 | 0 | 0 | 0 | 0 | 0 | 0 | 0 | 0 | 0 | 0 | 0 | 0 | 0 | 0 | 0
F3_Industrial_Food Processing_Existing_Space Heating_Natural Gas_Unit Heater_E1 | F3 | Industrial | Food Processing | Existing | Space Heating | Natural Gas | Unit Heater | E1 | PACT BC Ratio | 0 | 0 | 0 | 0 | 0 | 0 | 0 | 0 | 0 | 0 | 0 | 0 | 0 | 0 | 0 | 0 | 0 | 0 | 0 | 0 | 0 | 0 | 0 | 0 | 0 | 0 | 0 | 0 | 0 | 0 | 0 | 0 | 0
F3_Industrial_Food Processing_Existing_Space Heating_Natural Gas_Unit Heater_E2 | F3 | Industrial | Food Processing | Existing | Space Heating | Natural Gas | Unit Heater | E2 | PACT BC Ratio | 0 | 0 | 0 | 0 | 0 | 0 | 0 | 0 | 0 | 0 | 0 | 0 | 0 | 0 | 0 | 0 | 0 | 0 | 0 | 0 | 0 | 0 | 0 | 0 | 0 | 0 | 0 | 0 | 0 | 0 | 0 | 0 | 0
F3_Industrial_Food Processing_Existing_Space Heating_Natural Gas_Unit Heater_E3 | F3 | Industrial | Food Processing | Existing | Space Heating | Natural Gas | Unit Heater | E3 | PACT BC Ratio | 0 | 0 | 0 | 0 | 0 | 0 | 0 | 0 | 0 | 0 | 0 | 0 | 0 | 0 | 0 | 0 | 0 | 0 | 0 | 0 | 0 | 0 | 0 | 0 | 0 | 0 | 0 | 0 | 0 | 0 | 0 | 0 | 0
F3_Industrial_Food Processing_Existing_Space Heating_Natural Gas_Unit Heater_E4 | F3 | Industrial | Food Processing | Existing | Space Heating | Natural Gas | Unit Heater | E4 | PACT BC Ratio | 0 | 0 | 0 | 0 | 0 | 0 | 0 | 0 | 0 | 0 | 0 | 0 | 0 | 0 | 0 | 0 | 0 | 0 | 0 | 0 | 0 | 0 | 0 | 0 | 0 | 0 | 0 | 0 | 0 | 0 | 0 | 0 | 0
F3_Industrial_Food Processing_Existing_Space Heating_Natural Gas_Unit Heater_E5 | F3 | Industrial | Food Processing | Existing | Space Heating | Natural Gas | Unit Heater | E5 | PACT BC Ratio | 0 | 0 | 0 | 0 | 0 | 0 | 0 | 0 | 0 | 0 | 0 | 0 | 0 | 0 | 0 | 0 | 0 | 0 | 0 | 0 | 0 | 0 | 0 | 0 | 0 | 0 | 0 | 0 | 0 | 0 | 0 | 0 | 0
F3_Industrial_Food Processing_Existing_Space Heating_Natural Gas_Unit Heater_E6 | F3 | Industrial | Food Processing | Existing | Space Heating | Natural Gas | Unit Heater | E6 | PACT BC Ratio | 0 | 0 | 0 | 0 | 0 | 0 | 0 | 0 | 0 | 0 | 0 | 0 | 0 | 0 | 0 | 0 | 0 | 0 | 0 | 0 | 0 | 0 | 0 | 0 | 0 | 0 | 0 | 0 | 0 | 0 | 0 | 0 | 0
F3_Industrial_Food Processing_Existing_Space Heating_Natural Gas_Unit Heater_E7 | F3 | Industrial | Food Processing | Existing | Space Heating | Natural Gas | Unit Heater | E7 | PACT BC Ratio | 0 | 0 | 0 | 0 | 0 | 0 | 0 | 0 | 0 | 0 | 0 | 0 | 0 | 0 | 0 | 0 | 0 | 0 | 0 | 0 | 0 | 0 | 0 | 0 | 0 | 0 | 0 | 0 | 0 | 0 | 0 | 0 | 0
F3_Industrial_Food Processing_Existing_Space Heating_Natural Gas_Unit Heater_E8 | F3 | Industrial | Food Processing | Existing | Space Heating | Natural Gas | Unit Heater | E8 | PACT BC Ratio | 0 | 0 | 0 | 0 | 0 | 0 | 0 | 0 | 0 | 0 | 0 | 0 | 0 | 0 | 0 | 0 | 0 | 0 | 0 | 0 | 0 | 0 | 0 | 0 | 0 | 0 | 0 | 0 | 0 | 0 | 0 | 0 | 0
F3_Industrial_Food Processing_Existing_Space Heating_Natural Gas_Unit Heater_E9 | F3 | Industrial | Food Processing | Existing | Space Heating | Natural Gas | Unit Heater | E9 | PACT BC Ratio | 0 | 0 | 0 | 0 | 0 | 0 | 0 | 0 | 0 | 0 | 0 | 0 | 0 | 0 | 0 | 0 | 0 | 0 | 0 | 0 | 0 | 0 | 0 | 0 | 0 | 0 | 0 | 0 | 0 | 0 | 0 | 0 | 0
F3_Industrial_Food Processing_Existing_Space Heating_Natural Gas_Unit Heater_E10 | F3 | Industrial | Food Processing | Existing | Space Heating | Natural Gas | Unit Heater | E10 | PACT BC Ratio | 0 | 0 | 0 | 0 | 0 | 0 | 0 | 0 | 0 | 0 | 0 | 0 | 0 | 0 | 0 | 0 | 0 | 0 | 0 | 0 | 0 | 0 | 0 | 0 | 0 | 0 | 0 | 0 | 0 | 0 | 0 | 0 | 0
F4_Industrial_Food Processing_Existing_Space Heating_Natural Gas_Unit Heater_E1 | F4 | Industrial | Food Processing | Existing | Space Heating | Natural Gas | Unit Heater | E1 | RVT BC Ratio | 0 | 0 | 0 | 0 | 0 | 0 | 0 | 0 | 0 | 0 | 0 | 0 | 0 | 0 | 0 | 0 | 0 | 0 | 0 | 0 | 0 | 0 | 0 | 0 | 0 | 0 | 0 | 0 | 0 | 0 | 0 | 0 | 0
F4_Industrial_Food Processing_Existing_Space Heating_Natural Gas_Unit Heater_E2 | F4 | Industrial | Food Processing | Existing | Space Heating | Natural Gas | Unit Heater | E2 | RVT BC Ratio | 0 | 0 | 0 | 0 | 0 | 0 | 0 | 0 | 0 | 0 | 0 | 0 | 0 | 0 | 0 | 0 | 0 | 0 | 0 | 0 | 0 | 0 | 0 | 0 | 0 | 0 | 0 | 0 | 0 | 0 | 0 | 0 | 0
F4_Industrial_Food Processing_Existing_Space Heating_Natural Gas_Unit Heater_E3 | F4 | Industrial | Food Processing | Existing | Space Heating | Natural Gas | Unit Heater | E3 | RVT BC Ratio | 0 | 0 | 0 | 0 | 0 | 0 | 0 | 0 | 0 | 0 | 0 | 0 | 0 | 0 | 0 | 0 | 0 | 0 | 0 | 0 | 0 | 0 | 0 | 0 | 0 | 0 | 0 | 0 | 0 | 0 | 0 | 0 | 0
F4_Industrial_Food Processing_Existing_Space Heating_Natural Gas_Unit Heater_E4 | F4 | Industrial | Food Processing | Existing | Space Heating | Natural Gas | Unit Heater | E4 | RVT BC Ratio | 0 | 0 | 0 | 0 | 0 | 0 | 0 | 0 | 0 | 0 | 0 | 0 | 0 | 0 | 0 | 0 | 0 | 0 | 0 | 0 | 0 | 0 | 0 | 0 | 0 | 0 | 0 | 0 | 0 | 0 | 0 | 0 | 0
F4_Industrial_Food Processing_Existing_Space Heating_Natural Gas_Unit Heater_E5 | F4 | Industrial | Food Processing | Existing | Space Heating | Natural Gas | Unit Heater | E5 | RVT BC Ratio | 0 | 0 | 0 | 0 | 0 | 0 | 0 | 0 | 0 | 0 | 0 | 0 | 0 | 0 | 0 | 0 | 0 | 0 | 0 | 0 | 0 | 0 | 0 | 0 | 0 | 0 | 0 | 0 | 0 | 0 | 0 | 0 | 0
F4_Industrial_Food Processing_Existing_Space Heating_Natural Gas_Unit Heater_E6 | F4 | Industrial | Food Processing | Existing | Space Heating | Natural Gas | Unit Heater | E6 | RVT BC Ratio | 0 | 0 | 0 | 0 | 0 | 0 | 0 | 0 | 0 | 0 | 0 | 0 | 0 | 0 | 0 | 0 | 0 | 0 | 0 | 0 | 0 | 0 | 0 | 0 | 0 | 0 | 0 | 0 | 0 | 0 | 0 | 0 | 0
F4_Industrial_Food Processing_Existing_Space Heating_Natural Gas_Unit Heater_E7 | F4 | Industrial | Food Processing | Existing | Space Heating | Natural Gas | Unit Heater | E7 | RVT BC Ratio | 0 | 0 | 0 | 0 | 0 | 0 | 0 | 0 | 0 | 0 | 0 | 0 | 0 | 0 | 0 | 0 | 0 | 0 | 0 | 0 | 0 | 0 | 0 | 0 | 0 | 0 | 0 | 0 | 0 | 0 | 0 | 0 | 0
F4_Industrial_Food Processing_Existing_Space Heating_Natural Gas_Unit Heater_E8 | F4 | Industrial | Food Processing | Existing | Space Heating | Natural Gas | Unit Heater | E8 | RVT BC Ratio | 0 | 0 | 0 | 0 | 0 | 0 | 0 | 0 | 0 | 0 | 0 | 0 | 0 | 0 | 0 | 0 | 0 | 0 | 0 | 0 | 0 | 0 | 0 | 0 | 0 | 0 | 0 | 0 | 0 | 0 | 0 | 0 | 0
F4_Industrial_Food Processing_Existing_Space Heating_Natural Gas_Unit Heater_E9 | F4 | Industrial | Food Processing | Existing | Space Heating | Natural Gas | Unit Heater | E9 | RVT BC Ratio | 0 | 0 | 0 | 0 | 0 | 0 | 0 | 0 | 0 | 0 | 0 | 0 | 0 | 0 | 0 | 0 | 0 | 0 | 0 | 0 | 0 | 0 | 0 | 0 | 0 | 0 | 0 | 0 | 0 | 0 | 0 | 0 | 0
F4_Industrial_Food Processing_Existing_Space Heating_Natural Gas_Unit Heater_E10 | F4 | Industrial | Food Processing | Existing | Space Heating | Natural Gas | Unit Heater | E10 | RVT BC Ratio | 0 | 0 | 0 | 0 | 0 | 0 | 0 | 0 | 0 | 0 | 0 | 0 | 0 | 0 | 0 | 0 | 0 | 0 | 0 | 0 | 0 | 0 | 0 | 0 | 0 | 0 | 0 | 0 | 0 | 0 | 0 | 0 | 0
F5_Industrial_Food Processing_Existing_Space Heating_Natural Gas_Unit Heater_E1 | F5 | Industrial | Food Processing | Existing | Space Heating | Natural Gas | Unit Heater | E1 | RIM BC Ratio | 0 | 0 | 0 | 0 | 0 | 0 | 0 | 0 | 0 | 0 | 0 | 0 | 0 | 0 | 0 | 0 | 0 | 0 | 0 | 0 | 0 | 0 | 0 | 0 | 0 | 0 | 0 | 0 | 0 | 0 | 0 | 0 | 0
F5_Industrial_Food Processing_Existing_Space Heating_Natural Gas_Unit Heater_E2 | F5 | Industrial | Food Processing | Existing | Space Heating | Natural Gas | Unit Heater | E2 | RIM BC Ratio | 0 | 0 | 0 | 0 | 0 | 0 | 0 | 0 | 0 | 0 | 0 | 0 | 0 | 0 | 0 | 0 | 0 | 0 | 0 | 0 | 0 | 0 | 0 | 0 | 0 | 0 | 0 | 0 | 0 | 0 | 0 | 0 | 0
F5_Industrial_Food Processing_Existing_Space Heating_Natural Gas_Unit Heater_E3 | F5 | Industrial | Food Processing | Existing | Space Heating | Natural Gas | Unit Heater | E3 | RIM BC Ratio | 0 | 0 | 0 | 0 | 0 | 0 | 0 | 0 | 0 | 0 | 0 | 0 | 0 | 0 | 0 | 0 | 0 | 0 | 0 | 0 | 0 | 0 | 0 | 0 | 0 | 0 | 0 | 0 | 0 | 0 | 0 | 0 | 0
F5_Industrial_Food Processing_Existing_Space Heating_Natural Gas_Unit Heater_E4 | F5 | Industrial | Food Processing | Existing | Space Heating | Natural Gas | Unit Heater | E4 | RIM BC Ratio | 0 | 0 | 0 | 0 | 0 | 0 | 0 | 0 | 0 | 0 | 0 | 0 | 0 | 0 | 0 | 0 | 0 | 0 | 0 | 0 | 0 | 0 | 0 | 0 | 0 | 0 | 0 | 0 | 0 | 0 | 0 | 0 | 0
F5_Industrial_Food Processing_Existing_Space Heating_Natural Gas_Unit Heater_E5 | F5 | Industrial | Food Processing | Existing | Space Heating | Natural Gas | Unit Heater | E5 | RIM BC Ratio | 0 | 0 | 0 | 0 | 0 | 0 | 0 | 0 | 0 | 0 | 0 | 0 | 0 | 0 | 0 | 0 | 0 | 0 | 0 | 0 | 0 | 0 | 0 | 0 | 0 | 0 | 0 | 0 | 0 | 0 | 0 | 0 | 0
F5_Industrial_Food Processing_Existing_Space Heating_Natural Gas_Unit Heater_E6 | F5 | Industrial | Food Processing | Existing | Space Heating | Natural Gas | Unit Heater | E6 | RIM BC Ratio | 0 | 0 | 0 | 0 | 0 | 0 | 0 | 0 | 0 | 0 | 0 | 0 | 0 | 0 | 0 | 0 | 0 | 0 | 0 | 0 | 0 | 0 | 0 | 0 | 0 | 0 | 0 | 0 | 0 | 0 | 0 | 0 | 0
F5_Industrial_Food Processing_Existing_Space Heating_Natural Gas_Unit Heater_E7 | F5 | Industrial | Food Processing | Existing | Space Heating | Natural Gas | Unit Heater | E7 | RIM BC Ratio | 0 | 0 | 0 | 0 | 0 | 0 | 0 | 0 | 0 | 0 | 0 | 0 | 0 | 0 | 0 | 0 | 0 | 0 | 0 | 0 | 0 | 0 | 0 | 0 | 0 | 0 | 0 | 0 | 0 | 0 | 0 | 0 | 0
F5_Industrial_Food Processing_Existing_Space Heating_Natural Gas_Unit Heater_E8 | F5 | Industrial | Food Processing | Existing | Space Heating | Natural Gas | Unit Heater | E8 | RIM BC Ratio | 0 | 0 | 0 | 0 | 0 | 0 | 0 | 0 | 0 | 0 | 0 | 0 | 0 | 0 | 0 | 0 | 0 | 0 | 0 | 0 | 0 | 0 | 0 | 0 | 0 | 0 | 0 | 0 | 0 | 0 | 0 | 0 | 0
F5_Industrial_Food Processing_Existing_Space Heating_Natural Gas_Unit Heater_E9 | F5 | Industrial | Food Processing | Existing | Space Heating | Natural Gas | Unit Heater | E9 | RIM BC Ratio | 0 | 0 | 0 | 0 | 0 | 0 | 0 | 0 | 0 | 0 | 0 | 0 | 0 | 0 | 0 | 0 | 0 | 0 | 0 | 0 | 0 | 0 | 0 | 0 | 0 | 0 | 0 | 0 | 0 | 0 | 0 | 0 | 0
F5_Industrial_Food Processing_Existing_Space Heating_Natural Gas_Unit Heater_E10 | F5 | Industrial | Food Processing | Existing | Space Heating | Natural Gas | Unit Heater | E10 | RIM BC Ratio | 0 | 0 | 0 | 0 | 0 | 0 | 0 | 0 | 0 | 0 | 0 | 0 | 0 | 0 | 0 | 0 | 0 | 0 | 0 | 0 | 0 | 0 | 0 | 0 | 0 | 0 | 0 | 0 | 0 | 0 | 0 | 0 | 0
F0_Industrial_Food Processing_Existing_Process_Natural Gas_Process Heating_E0 | F0 | Industrial | Food Processing | Existing | Process | Natural Gas | Process Heating | E0 | Economic Unit | 0 | 0 | 0 | 0 | 0 | 0 | 0 | 0 | 0 | 0 | 0 | 0 | 0 | 0 | 0 | 0 | 0 | 0 | 0 | 0 | 0 | 0 | 0 | 0 | 0 | 0 | 0 | 0 | 0 | 0 | 0 | 0 | 0
F1_Industrial_Food Processing_Existing_Process_Natural Gas_Process Heating_E1 | F1 | Industrial | Food Processing | Existing | Process | Natural Gas | Process Heating | E1 | CCE | 0 | 0 | 0 | 0 | 0 | 0 | 0 | 0 | 0 | 0 | 0 | 0 | 0 | 0 | 0 | 0 | 0 | 0 | 0 | 0 | 0 | 0 | 0 | 0 | 0 | 0 | 0 | 0 | 0 | 0 | 0 | 0 | 0
F1_Industrial_Food Processing_Existing_Process_Natural Gas_Process Heating_E2 | F1 | Industrial | Food Processing | Existing | Process | Natural Gas | Process Heating | E2 | CCE | 0 | 0 | 0 | 0 | 0 | 0 | 0 | 0 | 0 | 0 | 0 | 0 | 0 | 0 | 0 | 0 | 0 | 0 | 0 | 0 | 0 | 0 | 0 | 0 | 0 | 0 | 0 | 0 | 0 | 0 | 0 | 0 | 0
F1_Industrial_Food Processing_Existing_Process_Natural Gas_Process Heating_E3 | F1 | Industrial | Food Processing | Existing | Process | Natural Gas | Process Heating | E3 | CCE | 0 | 0 | 0 | 0 | 0 | 0 | 0 | 0 | 0 | 0 | 0 | 0 | 0 | 0 | 0 | 0 | 0 | 0 | 0 | 0 | 0 | 0 | 0 | 0 | 0 | 0 | 0 | 0 | 0 | 0 | 0 | 0 | 0
F1_Industrial_Food Processing_Existing_Process_Natural Gas_Process Heating_E4 | F1 | Industrial | Food Processing | Existing | Process | Natural Gas | Process Heating | E4 | CCE | 0 | 0 | 0 | 0 | 0 | 0 | 0 | 0 | 0 | 0 | 0 | 0 | 0 | 0 | 0 | 0 | 0 | 0 | 0 | 0 | 0 | 0 | 0 | 0 | 0 | 0 | 0 | 0 | 0 | 0 | 0 | 0 | 0
F1_Industrial_Food Processing_Existing_Process_Natural Gas_Process Heating_E5 | F1 | Industrial | Food Processing | Existing | Process | Natural Gas | Process Heating | E5 | CCE | 0 | 0 | 0 | 0 | 0 | 0 | 0 | 0 | 0 | 0 | 0 | 0 | 0 | 0 | 0 | 0 | 0 | 0 | 0 | 0 | 0 | 0 | 0 | 0 | 0 | 0 | 0 | 0 | 0 | 0 | 0 | 0 | 0
F1_Industrial_Food Processing_Existing_Process_Natural Gas_Process Heating_E6 | F1 | Industrial | Food Processing | Existing | Process | Natural Gas | Process Heating | E6 | CCE | 0 | 0 | 0 | 0 | 0 | 0 | 0 | 0 | 0 | 0 | 0 | 0 | 0 | 0 | 0 | 0 | 0 | 0 | 0 | 0 | 0 | 0 | 0 | 0 | 0 | 0 | 0 | 0 | 0 | 0 | 0 | 0 | 0
F1_Industrial_Food Processing_Existing_Process_Natural Gas_Process Heating_E7 | F1 | Industrial | Food Processing | Existing | Process | Natural Gas | Process Heating | E7 | CCE | 0 | 0 | 0 | 0 | 0 | 0 | 0 | 0 | 0 | 0 | 0 | 0 | 0 | 0 | 0 | 0 | 0 | 0 | 0 | 0 | 0 | 0 | 0 | 0 | 0 | 0 | 0 | 0 | 0 | 0 | 0 | 0 | 0
F1_Industrial_Food Processing_Existing_Process_Natural Gas_Process Heating_E8 | F1 | Industrial | Food Processing | Existing | Process | Natural Gas | Process Heating | E8 | CCE | 0 | 0 | 0 | 0 | 0 | 0 | 0 | 0 | 0 | 0 | 0 | 0 | 0 | 0 | 0 | 0 | 0 | 0 | 0 | 0 | 0 | 0 | 0 | 0 | 0 | 0 | 0 | 0 | 0 | 0 | 0 | 0 | 0
F1_Industrial_Food Processing_Existing_Process_Natural Gas_Process Heating_E9 | F1 | Industrial | Food Processing | Existing | Process | Natural Gas | Process Heating | E9 | CCE | 0 | 0 | 0 | 0 | 0 | 0 | 0 | 0 | 0 | 0 | 0 | 0 | 0 | 0 | 0 | 0 | 0 | 0 | 0 | 0 | 0 | 0 | 0 | 0 | 0 | 0 | 0 | 0 | 0 | 0 | 0 | 0 | 0
F1_Industrial_Food Processing_Existing_Process_Natural Gas_Process Heating_E10 | F1 | Industrial | Food Processing | Existing | Process | Natural Gas | Process Heating | E10 | CCE | 0 | 0 | 0 | 0 | 0 | 0 | 0 | 0 | 0 | 0 | 0 | 0 | 0 | 0 | 0 | 0 | 0 | 0 | 0 | 0 | 0 | 0 | 0 | 0 | 0 | 0 | 0 | 0 | 0 | 0 | 0 | 0 | 0
F2_Industrial_Food Processing_Existing_Process_Natural Gas_Process Heating_E1 | F2 | Industrial | Food Processing | Existing | Process | Natural Gas | Process Heating | E1 | TRC BC Ratio | 0 | 0 | 0 | 0 | 0 | 0 | 0 | 0 | 0 | 0 | 0 | 0 | 0 | 0 | 0 | 0 | 0 | 0 | 0 | 0 | 0 | 0 | 0 | 0 | 0 | 0 | 0 | 0 | 0 | 0 | 0 | 0 | 0
F2_Industrial_Food Processing_Existing_Process_Natural Gas_Process Heating_E2 | F2 | Industrial | Food Processing | Existing | Process | Natural Gas | Process Heating | E2 | TRC BC Ratio | 0 | 0 | 0 | 0 | 0 | 0 | 0 | 0 | 0 | 0 | 0 | 0 | 0 | 0 | 0 | 0 | 0 | 0 | 0 | 0 | 0 | 0 | 0 | 0 | 0 | 0 | 0 | 0 | 0 | 0 | 0 | 0 | 0
F2_Industrial_Food Processing_Existing_Process_Natural Gas_Process Heating_E3 | F2 | Industrial | Food Processing | Existing | Process | Natural Gas | Process Heating | E3 | TRC BC Ratio | 0 | 0 | 0 | 0 | 0 | 0 | 0 | 0 | 0 | 0 | 0 | 0 | 0 | 0 | 0 | 0 | 0 | 0 | 0 | 0 | 0 | 0 | 0 | 0 | 0 | 0 | 0 | 0 | 0 | 0 | 0 | 0 | 0
F2_Industrial_Food Processing_Existing_Process_Natural Gas_Process Heating_E4 | F2 | Industrial | Food Processing | Existing | Process | Natural Gas | Process Heating | E4 | TRC BC Ratio | 0 | 0 | 0 | 0 | 0 | 0 | 0 | 0 | 0 | 0 | 0 | 0 | 0 | 0 | 0 | 0 | 0 | 0 | 0 | 0 | 0 | 0 | 0 | 0 | 0 | 0 | 0 | 0 | 0 | 0 | 0 | 0 | 0
F2_Industrial_Food Processing_Existing_Process_Natural Gas_Process Heating_E5 | F2 | Industrial | Food Processing | Existing | Process | Natural Gas | Process Heating | E5 | TRC BC Ratio | 0 | 0 | 0 | 0 | 0 | 0 | 0 | 0 | 0 | 0 | 0 | 0 | 0 | 0 | 0 | 0 | 0 | 0 | 0 | 0 | 0 | 0 | 0 | 0 | 0 | 0 | 0 | 0 | 0 | 0 | 0 | 0 | 0
F2_Industrial_Food Processing_Existing_Process_Natural Gas_Process Heating_E6 | F2 | Industrial | Food Processing | Existing | Process | Natural Gas | Process Heating | E6 | TRC BC Ratio | 0 | 0 | 0 | 0 | 0 | 0 | 0 | 0 | 0 | 0 | 0 | 0 | 0 | 0 | 0 | 0 | 0 | 0 | 0 | 0 | 0 | 0 | 0 | 0 | 0 | 0 | 0 | 0 | 0 | 0 | 0 | 0 | 0
F2_Industrial_Food Processing_Existing_Process_Natural Gas_Process Heating_E7 | F2 | Industrial | Food Processing | Existing | Process | Natural Gas | Process Heating | E7 | TRC BC Ratio | 0 | 0 | 0 | 0 | 0 | 0 | 0 | 0 | 0 | 0 | 0 | 0 | 0 | 0 | 0 | 0 | 0 | 0 | 0 | 0 | 0 | 0 | 0 | 0 | 0 | 0 | 0 | 0 | 0 | 0 | 0 | 0 | 0
F2_Industrial_Food Processing_Existing_Process_Natural Gas_Process Heating_E8 | F2 | Industrial | Food Processing | Existing | Process | Natural Gas | Process Heating | E8 | TRC BC Ratio | 0 | 0 | 0 | 0 | 0 | 0 | 0 | 0 | 0 | 0 | 0 | 0 | 0 | 0 | 0 | 0 | 0 | 0 | 0 | 0 | 0 | 0 | 0 | 0 | 0 | 0 | 0 | 0 | 0 | 0 | 0 | 0 | 0
F2_Industrial_Food Processing_Existing_Process_Natural Gas_Process Heating_E9 | F2 | Industrial | Food Processing | Existing | Process | Natural Gas | Process Heating | E9 | TRC BC Ratio | 0 | 0 | 0 | 0 | 0 | 0 | 0 | 0 | 0 | 0 | 0 | 0 | 0 | 0 | 0 | 0 | 0 | 0 | 0 | 0 | 0 | 0 | 0 | 0 | 0 | 0 | 0 | 0 | 0 | 0 | 0 | 0 | 0
F2_Industrial_Food Processing_Existing_Process_Natural Gas_Process Heating_E10 | F2 | Industrial | Food Processing | Existing | Process | Natural Gas | Process Heating | E10 | TRC BC Ratio | 0 | 0 | 0 | 0 | 0 | 0 | 0 | 0 | 0 | 0 | 0 | 0 | 0 | 0 | 0 | 0 | 0 | 0 | 0 | 0 | 0 | 0 | 0 | 0 | 0 | 0 | 0 | 0 | 0 | 0 | 0 | 0 | 0
F3_Industrial_Food Processing_Existing_Process_Natural Gas_Process Heating_E1 | F3 | Industrial | Food Processing | Existing | Process | Natural Gas | Process Heating | E1 | PACT BC Ratio | 0 | 0 | 0 | 0 | 0 | 0 | 0 | 0 | 0 | 0 | 0 | 0 | 0 | 0 | 0 | 0 | 0 | 0 | 0 | 0 | 0 | 0 | 0 | 0 | 0 | 0 | 0 | 0 | 0 | 0 | 0 | 0 | 0
F3_Industrial_Food Processing_Existing_Process_Natural Gas_Process Heating_E2 | F3 | Industrial | Food Processing | Existing | Process | Natural Gas | Process Heating | E2 | PACT BC Ratio | 0 | 0 | 0 | 0 | 0 | 0 | 0 | 0 | 0 | 0 | 0 | 0 | 0 | 0 | 0 | 0 | 0 | 0 | 0 | 0 | 0 | 0 | 0 | 0 | 0 | 0 | 0 | 0 | 0 | 0 | 0 | 0 | 0
F3_Industrial_Food Processing_Existing_Process_Natural Gas_Process Heating_E3 | F3 | Industrial | Food Processing | Existing | Process | Natural Gas | Process Heating | E3 | PACT BC Ratio | 0 | 0 | 0 | 0 | 0 | 0 | 0 | 0 | 0 | 0 | 0 | 0 | 0 | 0 | 0 | 0 | 0 | 0 | 0 | 0 | 0 | 0 | 0 | 0 | 0 | 0 | 0 | 0 | 0 | 0 | 0 | 0 | 0
F3_Industrial_Food Processing_Existing_Process_Natural Gas_Process Heating_E4 | F3 | Industrial | Food Processing | Existing | Process | Natural Gas | Process Heating | E4 | PACT BC Ratio | 0 | 0 | 0 | 0 | 0 | 0 | 0 | 0 | 0 | 0 | 0 | 0 | 0 | 0 | 0 | 0 | 0 | 0 | 0 | 0 | 0 | 0 | 0 | 0 | 0 | 0 | 0 | 0 | 0 | 0 | 0 | 0 | 0
F3_Industrial_Food Processing_Existing_Process_Natural Gas_Process Heating_E5 | F3 | Industrial | Food Processing | Existing | Process | Natural Gas | Process Heating | E5 | PACT BC Ratio | 0 | 0 | 0 | 0 | 0 | 0 | 0 | 0 | 0 | 0 | 0 | 0 | 0 | 0 | 0 | 0 | 0 | 0 | 0 | 0 | 0 | 0 | 0 | 0 | 0 | 0 | 0 | 0 | 0 | 0 | 0 | 0 | 0
F3_Industrial_Food Processing_Existing_Process_Natural Gas_Process Heating_E6 | F3 | Industrial | Food Processing | Existing | Process | Natural Gas | Process Heating | E6 | PACT BC Ratio | 0 | 0 | 0 | 0 | 0 | 0 | 0 | 0 | 0 | 0 | 0 | 0 | 0 | 0 | 0 | 0 | 0 | 0 | 0 | 0 | 0 | 0 | 0 | 0 | 0 | 0 | 0 | 0 | 0 | 0 | 0 | 0 | 0
F3_Industrial_Food Processing_Existing_Process_Natural Gas_Process Heating_E7 | F3 | Industrial | Food Processing | Existing | Process | Natural Gas | Process Heating | E7 | PACT BC Ratio | 0 | 0 | 0 | 0 | 0 | 0 | 0 | 0 | 0 | 0 | 0 | 0 | 0 | 0 | 0 | 0 | 0 | 0 | 0 | 0 | 0 | 0 | 0 | 0 | 0 | 0 | 0 | 0 | 0 | 0 | 0 | 0 | 0
F3_Industrial_Food Processing_Existing_Process_Natural Gas_Process Heating_E8 | F3 | Industrial | Food Processing | Existing | Process | Natural Gas | Process Heating | E8 | PACT BC Ratio | 0 | 0 | 0 | 0 | 0 | 0 | 0 | 0 | 0 | 0 | 0 | 0 | 0 | 0 | 0 | 0 | 0 | 0 | 0 | 0 | 0 | 0 | 0 | 0 | 0 | 0 | 0 | 0 | 0 | 0 | 0 | 0 | 0
F3_Industrial_Food Processing_Existing_Process_Natural Gas_Process Heating_E9 | F3 | Industrial | Food Processing | Existing | Process | Natural Gas | Process Heating | E9 | PACT BC Ratio | 0 | 0 | 0 | 0 | 0 | 0 | 0 | 0 | 0 | 0 | 0 | 0 | 0 | 0 | 0 | 0 | 0 | 0 | 0 | 0 | 0 | 0 | 0 | 0 | 0 | 0 | 0 | 0 | 0 | 0 | 0 | 0 | 0
F3_Industrial_Food Processing_Existing_Process_Natural Gas_Process Heating_E10 | F3 | Industrial | Food Processing | Existing | Process | Natural Gas | Process Heating | E10 | PACT BC Ratio | 0 | 0 | 0 | 0 | 0 | 0 | 0 | 0 | 0 | 0 | 0 | 0 | 0 | 0 | 0 | 0 | 0 | 0 | 0 | 0 | 0 | 0 | 0 | 0 | 0 | 0 | 0 | 0 | 0 | 0 | 0 | 0 | 0
F4_Industrial_Food Processing_Existing_Process_Natural Gas_Process Heating_E1 | F4 | Industrial | Food Processing | Existing | Process | Natural Gas | Process Heating | E1 | RVT BC Ratio | 0 | 0 | 0 | 0 | 0 | 0 | 0 | 0 | 0 | 0 | 0 | 0 | 0 | 0 | 0 | 0 | 0 | 0 | 0 | 0 | 0 | 0 | 0 | 0 | 0 | 0 | 0 | 0 | 0 | 0 | 0 | 0 | 0
F4_Industrial_Food Processing_Existing_Process_Natural Gas_Process Heating_E2 | F4 | Industrial | Food Processing | Existing | Process | Natural Gas | Process Heating | E2 | RVT BC Ratio | 0 | 0 | 0 | 0 | 0 | 0 | 0 | 0 | 0 | 0 | 0 | 0 | 0 | 0 | 0 | 0 | 0 | 0 | 0 | 0 | 0 | 0 | 0 | 0 | 0 | 0 | 0 | 0 | 0 | 0 | 0 | 0 | 0
F4_Industrial_Food Processing_Existing_Process_Natural Gas_Process Heating_E3 | F4 | Industrial | Food Processing | Existing | Process | Natural Gas | Process Heating | E3 | RVT BC Ratio | 0 | 0 | 0 | 0 | 0 | 0 | 0 | 0 | 0 | 0 | 0 | 0 | 0 | 0 | 0 | 0 | 0 | 0 | 0 | 0 | 0 | 0 | 0 | 0 | 0 | 0 | 0 | 0 | 0 | 0 | 0 | 0 | 0
F4_Industrial_Food Processing_Existing_Process_Natural Gas_Process Heating_E4 | F4 | Industrial | Food Processing | Existing | Process | Natural Gas | Process Heating | E4 | RVT BC Ratio | 0 | 0 | 0 | 0 | 0 | 0 | 0 | 0 | 0 | 0 | 0 | 0 | 0 | 0 | 0 | 0 | 0 | 0 | 0 | 0 | 0 | 0 | 0 | 0 | 0 | 0 | 0 | 0 | 0 | 0 | 0 | 0 | 0
F4_Industrial_Food Processing_Existing_Process_Natural Gas_Process Heating_E5 | F4 | Industrial | Food Processing | Existing | Process | Natural Gas | Process Heating | E5 | RVT BC Ratio | 0 | 0 | 0 | 0 | 0 | 0 | 0 | 0 | 0 | 0 | 0 | 0 | 0 | 0 | 0 | 0 | 0 | 0 | 0 | 0 | 0 | 0 | 0 | 0 | 0 | 0 | 0 | 0 | 0 | 0 | 0 | 0 | 0
F4_Industrial_Food Processing_Existing_Process_Natural Gas_Process Heating_E6 | F4 | Industrial | Food Processing | Existing | Process | Natural Gas | Process Heating | E6 | RVT BC Ratio | 0 | 0 | 0 | 0 | 0 | 0 | 0 | 0 | 0 | 0 | 0 | 0 | 0 | 0 | 0 | 0 | 0 | 0 | 0 | 0 | 0 | 0 | 0 | 0 | 0 | 0 | 0 | 0 | 0 | 0 | 0 | 0 | 0
F4_Industrial_Food Processing_Existing_Process_Natural Gas_Process Heating_E7 | F4 | Industrial | Food Processing | Existing | Process | Natural Gas | Process Heating | E7 | RVT BC Ratio | 0 | 0 | 0 | 0 | 0 | 0 | 0 | 0 | 0 | 0 | 0 | 0 | 0 | 0 | 0 | 0 | 0 | 0 | 0 | 0 | 0 | 0 | 0 | 0 | 0 | 0 | 0 | 0 | 0 | 0 | 0 | 0 | 0
F4_Industrial_Food Processing_Existing_Process_Natural Gas_Process Heating_E8 | F4 | Industrial | Food Processing | Existing | Process | Natural Gas | Process Heating | E8 | RVT BC Ratio | 0 | 0 | 0 | 0 | 0 | 0 | 0 | 0 | 0 | 0 | 0 | 0 | 0 | 0 | 0 | 0 | 0 | 0 | 0 | 0 | 0 | 0 | 0 | 0 | 0 | 0 | 0 | 0 | 0 | 0 | 0 | 0 | 0
F4_Industrial_Food Processing_Existing_Process_Natural Gas_Process Heating_E9 | F4 | Industrial | Food Processing | Existing | Process | Natural Gas | Process Heating | E9 | RVT BC Ratio | 0 | 0 | 0 | 0 | 0 | 0 | 0 | 0 | 0 | 0 | 0 | 0 | 0 | 0 | 0 | 0 | 0 | 0 | 0 | 0 | 0 | 0 | 0 | 0 | 0 | 0 | 0 | 0 | 0 | 0 | 0 | 0 | 0
F4_Industrial_Food Processing_Existing_Process_Natural Gas_Process Heating_E10 | F4 | Industrial | Food Processing | Existing | Process | Natural Gas | Process Heating | E10 | RVT BC Ratio | 0 | 0 | 0 | 0 | 0 | 0 | 0 | 0 | 0 | 0 | 0 | 0 | 0 | 0 | 0 | 0 | 0 | 0 | 0 | 0 | 0 | 0 | 0 | 0 | 0 | 0 | 0 | 0 | 0 | 0 | 0 | 0 | 0
F5_Industrial_Food Processing_Existing_Process_Natural Gas_Process Heating_E1 | F5 | Industrial | Food Processing | Existing | Process | Natural Gas | Process Heating | E1 | RIM BC Ratio | 0 | 0 | 0 | 0 | 0 | 0 | 0 | 0 | 0 | 0 | 0 | 0 | 0 | 0 | 0 | 0 | 0 | 0 | 0 | 0 | 0 | 0 | 0 | 0 | 0 | 0 | 0 | 0 | 0 | 0 | 0 | 0 | 0
F5_Industrial_Food Processing_Existing_Process_Natural Gas_Process Heating_E2 | F5 | Industrial | Food Processing | Existing | Process | Natural Gas | Process Heating | E2 | RIM BC Ratio | 0 | 0 | 0 | 0 | 0 | 0 | 0 | 0 | 0 | 0 | 0 | 0 | 0 | 0 | 0 | 0 | 0 | 0 | 0 | 0 | 0 | 0 | 0 | 0 | 0 | 0 | 0 | 0 | 0 | 0 | 0 | 0 | 0
F5_Industrial_Food Processing_Existing_Process_Natural Gas_Process Heating_E3 | F5 | Industrial | Food Processing | Existing | Process | Natural Gas | Process Heating | E3 | RIM BC Ratio | 0 | 0 | 0 | 0 | 0 | 0 | 0 | 0 | 0 | 0 | 0 | 0 | 0 | 0 | 0 | 0 | 0 | 0 | 0 | 0 | 0 | 0 | 0 | 0 | 0 | 0 | 0 | 0 | 0 | 0 | 0 | 0 | 0
F5_Industrial_Food Processing_Existing_Process_Natural Gas_Process Heating_E4 | F5 | Industrial | Food Processing | Existing | Process | Natural Gas | Process Heating | E4 | RIM BC Ratio | 0 | 0 | 0 | 0 | 0 | 0 | 0 | 0 | 0 | 0 | 0 | 0 | 0 | 0 | 0 | 0 | 0 | 0 | 0 | 0 | 0 | 0 | 0 | 0 | 0 | 0 | 0 | 0 | 0 | 0 | 0 | 0 | 0
F5_Industrial_Food Processing_Existing_Process_Natural Gas_Process Heating_E5 | F5 | Industrial | Food Processing | Existing | Process | Natural Gas | Process Heating | E5 | RIM BC Ratio | 0 | 0 | 0 | 0 | 0 | 0 | 0 | 0 | 0 | 0 | 0 | 0 | 0 | 0 | 0 | 0 | 0 | 0 | 0 | 0 | 0 | 0 | 0 | 0 | 0 | 0 | 0 | 0 | 0 | 0 | 0 | 0 | 0
F5_Industrial_Food Processing_Existing_Process_Natural Gas_Process Heating_E6 | F5 | Industrial | Food Processing | Existing | Process | Natural Gas | Process Heating | E6 | RIM BC Ratio | 0 | 0 | 0 | 0 | 0 | 0 | 0 | 0 | 0 | 0 | 0 | 0 | 0 | 0 | 0 | 0 | 0 | 0 | 0 | 0 | 0 | 0 | 0 | 0 | 0 | 0 | 0 | 0 | 0 | 0 | 0 | 0 | 0
F5_Industrial_Food Processing_Existing_Process_Natural Gas_Process Heating_E7 | F5 | Industrial | Food Processing | Existing | Process | Natural Gas | Process Heating | E7 | RIM BC Ratio | 0 | 0 | 0 | 0 | 0 | 0 | 0 | 0 | 0 | 0 | 0 | 0 | 0 | 0 | 0 | 0 | 0 | 0 | 0 | 0 | 0 | 0 | 0 | 0 | 0 | 0 | 0 | 0 | 0 | 0 | 0 | 0 | 0
F5_Industrial_Food Processing_Existing_Process_Natural Gas_Process Heating_E8 | F5 | Industrial | Food Processing | Existing | Process | Natural Gas | Process Heating | E8 | RIM BC Ratio | 0 | 0 | 0 | 0 | 0 | 0 | 0 | 0 | 0 | 0 | 0 | 0 | 0 | 0 | 0 | 0 | 0 | 0 | 0 | 0 | 0 | 0 | 0 | 0 | 0 | 0 | 0 | 0 | 0 | 0 | 0 | 0 | 0
F5_Industrial_Food Processing_Existing_Process_Natural Gas_Process Heating_E9 | F5 | Industrial | Food Processing | Existing | Process | Natural Gas | Process Heating | E9 | RIM BC Ratio | 0 | 0 | 0 | 0 | 0 | 0 | 0 | 0 | 0 | 0 | 0 | 0 | 0 | 0 | 0 | 0 | 0 | 0 | 0 | 0 | 0 | 0 | 0 | 0 | 0 | 0 | 0 | 0 | 0 | 0 | 0 | 0 | 0
F5_Industrial_Food Processing_Existing_Process_Natural Gas_Process Heating_E10 | F5 | Industrial | Food Processing | Existing | Process | Natural Gas | Process Heating | E10 | RIM BC Ratio | 0 | 0 | 0 | 0 | 0 | 0 | 0 | 0 | 0 | 0 | 0 | 0 | 0 | 0 | 0 | 0 | 0 | 0 | 0 | 0 | 0 | 0 | 0 | 0 | 0 | 0 | 0 | 0 | 0 | 0 | 0 | 0 | 0
F0_Industrial_Food Processing_Existing_Process_Natural Gas_Process Boiler_E0 | F0 | Industrial | Food Processing | Existing | Process | Natural Gas | Process Boiler | E0 | Economic Unit | 0 | 0 | 0 | 0 | 0 | 0 | 0 | 0 | 0 | 0 | 0 | 0 | 0 | 0 | 0 | 0 | 0 | 0 | 0 | 0 | 0 | 0 | 0 | 0 | 0 | 0 | 0 | 0 | 0 | 0 | 0 | 0 | 0
F1_Industrial_Food Processing_Existing_Process_Natural Gas_Process Boiler_E1 | F1 | Industrial | Food Processing | Existing | Process | Natural Gas | Process Boiler | E1 | CCE | 0 | 0 | 0 | 0 | 0 | 0 | 0 | 0 | 0 | 0 | 0 | 0 | 0 | 0 | 0 | 0 | 0 | 0 | 0 | 0 | 0 | 0 | 0 | 0 | 0 | 0 | 0 | 0 | 0 | 0 | 0 | 0 | 0
F1_Industrial_Food Processing_Existing_Process_Natural Gas_Process Boiler_E2 | F1 | Industrial | Food Processing | Existing | Process | Natural Gas | Process Boiler | E2 | CCE | 0 | 0 | 0 | 0 | 0 | 0 | 0 | 0 | 0 | 0 | 0 | 0 | 0 | 0 | 0 | 0 | 0 | 0 | 0 | 0 | 0 | 0 | 0 | 0 | 0 | 0 | 0 | 0 | 0 | 0 | 0 | 0 | 0
F1_Industrial_Food Processing_Existing_Process_Natural Gas_Process Boiler_E3 | F1 | Industrial | Food Processing | Existing | Process | Natural Gas | Process Boiler | E3 | CCE | 0 | 0 | 0 | 0 | 0 | 0 | 0 | 0 | 0 | 0 | 0 | 0 | 0 | 0 | 0 | 0 | 0 | 0 | 0 | 0 | 0 | 0 | 0 | 0 | 0 | 0 | 0 | 0 | 0 | 0 | 0 | 0 | 0
F1_Industrial_Food Processing_Existing_Process_Natural Gas_Process Boiler_E4 | F1 | Industrial | Food Processing | Existing | Process | Natural Gas | Process Boiler | E4 | CCE | 0 | 0 | 0 | 0 | 0 | 0 | 0 | 0 | 0 | 0 | 0 | 0 | 0 | 0 | 0 | 0 | 0 | 0 | 0 | 0 | 0 | 0 | 0 | 0 | 0 | 0 | 0 | 0 | 0 | 0 | 0 | 0 | 0
F1_Industrial_Food Processing_Existing_Process_Natural Gas_Process Boiler_E5 | F1 | Industrial | Food Processing | Existing | Process | Natural Gas | Process Boiler | E5 | CCE | 0 | 0 | 0 | 0 | 0 | 0 | 0 | 0 | 0 | 0 | 0 | 0 | 0 | 0 | 0 | 0 | 0 | 0 | 0 | 0 | 0 | 0 | 0 | 0 | 0 | 0 | 0 | 0 | 0 | 0 | 0 | 0 | 0
F1_Industrial_Food Processing_Existing_Process_Natural Gas_Process Boiler_E6 | F1 | Industrial | Food Processing | Existing | Process | Natural Gas | Process Boiler | E6 | CCE | 0 | 0 | 0 | 0 | 0 | 0 | 0 | 0 | 0 | 0 | 0 | 0 | 0 | 0 | 0 | 0 | 0 | 0 | 0 | 0 | 0 | 0 | 0 | 0 | 0 | 0 | 0 | 0 | 0 | 0 | 0 | 0 | 0
F1_Industrial_Food Processing_Existing_Process_Natural Gas_Process Boiler_E7 | F1 | Industrial | Food Processing | Existing | Process | Natural Gas | Process Boiler | E7 | CCE | 0 | 0 | 0 | 0 | 0 | 0 | 0 | 0 | 0 | 0 | 0 | 0 | 0 | 0 | 0 | 0 | 0 | 0 | 0 | 0 | 0 | 0 | 0 | 0 | 0 | 0 | 0 | 0 | 0 | 0 | 0 | 0 | 0
F1_Industrial_Food Processing_Existing_Process_Natural Gas_Process Boiler_E8 | F1 | Industrial | Food Processing | Existing | Process | Natural Gas | Process Boiler | E8 | CCE | 0 | 0 | 0 | 0 | 0 | 0 | 0 | 0 | 0 | 0 | 0 | 0 | 0 | 0 | 0 | 0 | 0 | 0 | 0 | 0 | 0 | 0 | 0 | 0 | 0 | 0 | 0 | 0 | 0 | 0 | 0 | 0 | 0
F1_Industrial_Food Processing_Existing_Process_Natural Gas_Process Boiler_E9 | F1 | Industrial | Food Processing | Existing | Process | Natural Gas | Process Boiler | E9 | CCE | 0 | 0 | 0 | 0 | 0 | 0 | 0 | 0 | 0 | 0 | 0 | 0 | 0 | 0 | 0 | 0 | 0 | 0 | 0 | 0 | 0 | 0 | 0 | 0 | 0 | 0 | 0 | 0 | 0 | 0 | 0 | 0 | 0
F1_Industrial_Food Processing_Existing_Process_Natural Gas_Process Boiler_E10 | F1 | Industrial | Food Processing | Existing | Process | Natural Gas | Process Boiler | E10 | CCE | 0 | 0 | 0 | 0 | 0 | 0 | 0 | 0 | 0 | 0 | 0 | 0 | 0 | 0 | 0 | 0 | 0 | 0 | 0 | 0 | 0 | 0 | 0 | 0 | 0 | 0 | 0 | 0 | 0 | 0 | 0 | 0 | 0
F2_Industrial_Food Processing_Existing_Process_Natural Gas_Process Boiler_E1 | F2 | Industrial | Food Processing | Existing | Process | Natural Gas | Process Boiler | E1 | TRC BC Ratio | 0 | 0 | 0 | 0 | 0 | 0 | 0 | 0 | 0 | 0 | 0 | 0 | 0 | 0 | 0 | 0 | 0 | 0 | 0 | 0 | 0 | 0 | 0 | 0 | 0 | 0 | 0 | 0 | 0 | 0 | 0 | 0 | 0
F2_Industrial_Food Processing_Existing_Process_Natural Gas_Process Boiler_E2 | F2 | Industrial | Food Processing | Existing | Process | Natural Gas | Process Boiler | E2 | TRC BC Ratio | 0 | 0 | 0 | 0 | 0 | 0 | 0 | 0 | 0 | 0 | 0 | 0 | 0 | 0 | 0 | 0 | 0 | 0 | 0 | 0 | 0 | 0 | 0 | 0 | 0 | 0 | 0 | 0 | 0 | 0 | 0 | 0 | 0
F2_Industrial_Food Processing_Existing_Process_Natural Gas_Process Boiler_E3 | F2 | Industrial | Food Processing | Existing | Process | Natural Gas | Process Boiler | E3 | TRC BC Ratio | 0 | 0 | 0 | 0 | 0 | 0 | 0 | 0 | 0 | 0 | 0 | 0 | 0 | 0 | 0 | 0 | 0 | 0 | 0 | 0 | 0 | 0 | 0 | 0 | 0 | 0 | 0 | 0 | 0 | 0 | 0 | 0 | 0
F2_Industrial_Food Processing_Existing_Process_Natural Gas_Process Boiler_E4 | F2 | Industrial | Food Processing | Existing | Process | Natural Gas | Process Boiler | E4 | TRC BC Ratio | 0 | 0 | 0 | 0 | 0 | 0 | 0 | 0 | 0 | 0 | 0 | 0 | 0 | 0 | 0 | 0 | 0 | 0 | 0 | 0 | 0 | 0 | 0 | 0 | 0 | 0 | 0 | 0 | 0 | 0 | 0 | 0 | 0
F2_Industrial_Food Processing_Existing_Process_Natural Gas_Process Boiler_E5 | F2 | Industrial | Food Processing | Existing | Process | Natural Gas | Process Boiler | E5 | TRC BC Ratio | 0 | 0 | 0 | 0 | 0 | 0 | 0 | 0 | 0 | 0 | 0 | 0 | 0 | 0 | 0 | 0 | 0 | 0 | 0 | 0 | 0 | 0 | 0 | 0 | 0 | 0 | 0 | 0 | 0 | 0 | 0 | 0 | 0
F2_Industrial_Food Processing_Existing_Process_Natural Gas_Process Boiler_E6 | F2 | Industrial | Food Processing | Existing | Process | Natural Gas | Process Boiler | E6 | TRC BC Ratio | 0 | 0 | 0 | 0 | 0 | 0 | 0 | 0 | 0 | 0 | 0 | 0 | 0 | 0 | 0 | 0 | 0 | 0 | 0 | 0 | 0 | 0 | 0 | 0 | 0 | 0 | 0 | 0 | 0 | 0 | 0 | 0 | 0
F2_Industrial_Food Processing_Existing_Process_Natural Gas_Process Boiler_E7 | F2 | Industrial | Food Processing | Existing | Process | Natural Gas | Process Boiler | E7 | TRC BC Ratio | 0 | 0 | 0 | 0 | 0 | 0 | 0 | 0 | 0 | 0 | 0 | 0 | 0 | 0 | 0 | 0 | 0 | 0 | 0 | 0 | 0 | 0 | 0 | 0 | 0 | 0 | 0 | 0 | 0 | 0 | 0 | 0 | 0
F2_Industrial_Food Processing_Existing_Process_Natural Gas_Process Boiler_E8 | F2 | Industrial | Food Processing | Existing | Process | Natural Gas | Process Boiler | E8 | TRC BC Ratio | 0 | 0 | 0 | 0 | 0 | 0 | 0 | 0 | 0 | 0 | 0 | 0 | 0 | 0 | 0 | 0 | 0 | 0 | 0 | 0 | 0 | 0 | 0 | 0 | 0 | 0 | 0 | 0 | 0 | 0 | 0 | 0 | 0
F2_Industrial_Food Processing_Existing_Process_Natural Gas_Process Boiler_E9 | F2 | Industrial | Food Processing | Existing | Process | Natural Gas | Process Boiler | E9 | TRC BC Ratio | 0 | 0 | 0 | 0 | 0 | 0 | 0 | 0 | 0 | 0 | 0 | 0 | 0 | 0 | 0 | 0 | 0 | 0 | 0 | 0 | 0 | 0 | 0 | 0 | 0 | 0 | 0 | 0 | 0 | 0 | 0 | 0 | 0
F2_Industrial_Food Processing_Existing_Process_Natural Gas_Process Boiler_E10 | F2 | Industrial | Food Processing | Existing | Process | Natural Gas | Process Boiler | E10 | TRC BC Ratio | 0 | 0 | 0 | 0 | 0 | 0 | 0 | 0 | 0 | 0 | 0 | 0 | 0 | 0 | 0 | 0 | 0 | 0 | 0 | 0 | 0 | 0 | 0 | 0 | 0 | 0 | 0 | 0 | 0 | 0 | 0 | 0 | 0
F3_Industrial_Food Processing_Existing_Process_Natural Gas_Process Boiler_E1 | F3 | Industrial | Food Processing | Existing | Process | Natural Gas | Process Boiler | E1 | PACT BC Ratio | 0 | 0 | 0 | 0 | 0 | 0 | 0 | 0 | 0 | 0 | 0 | 0 | 0 | 0 | 0 | 0 | 0 | 0 | 0 | 0 | 0 | 0 | 0 | 0 | 0 | 0 | 0 | 0 | 0 | 0 | 0 | 0 | 0
F3_Industrial_Food Processing_Existing_Process_Natural Gas_Process Boiler_E2 | F3 | Industrial | Food Processing | Existing | Process | Natural Gas | Process Boiler | E2 | PACT BC Ratio | 0 | 0 | 0 | 0 | 0 | 0 | 0 | 0 | 0 | 0 | 0 | 0 | 0 | 0 | 0 | 0 | 0 | 0 | 0 | 0 | 0 | 0 | 0 | 0 | 0 | 0 | 0 | 0 | 0 | 0 | 0 | 0 | 0
F3_Industrial_Food Processing_Existing_Process_Natural Gas_Process Boiler_E3 | F3 | Industrial | Food Processing | Existing | Process | Natural Gas | Process Boiler | E3 | PACT BC Ratio | 0 | 0 | 0 | 0 | 0 | 0 | 0 | 0 | 0 | 0 | 0 | 0 | 0 | 0 | 0 | 0 | 0 | 0 | 0 | 0 | 0 | 0 | 0 | 0 | 0 | 0 | 0 | 0 | 0 | 0 | 0 | 0 | 0
F3_Industrial_Food Processing_Existing_Process_Natural Gas_Process Boiler_E4 | F3 | Industrial | Food Processing | Existing | Process | Natural Gas | Process Boiler | E4 | PACT BC Ratio | 0 | 0 | 0 | 0 | 0 | 0 | 0 | 0 | 0 | 0 | 0 | 0 | 0 | 0 | 0 | 0 | 0 | 0 | 0 | 0 | 0 | 0 | 0 | 0 | 0 | 0 | 0 | 0 | 0 | 0 | 0 | 0 | 0
F3_Industrial_Food Processing_Existing_Process_Natural Gas_Process Boiler_E5 | F3 | Industrial | Food Processing | Existing | Process | Natural Gas | Process Boiler | E5 | PACT BC Ratio | 0 | 0 | 0 | 0 | 0 | 0 | 0 | 0 | 0 | 0 | 0 | 0 | 0 | 0 | 0 | 0 | 0 | 0 | 0 | 0 | 0 | 0 | 0 | 0 | 0 | 0 | 0 | 0 | 0 | 0 | 0 | 0 | 0
F3_Industrial_Food Processing_Existing_Process_Natural Gas_Process Boiler_E6 | F3 | Industrial | Food Processing | Existing | Process | Natural Gas | Process Boiler | E6 | PACT BC Ratio | 0 | 0 | 0 | 0 | 0 | 0 | 0 | 0 | 0 | 0 | 0 | 0 | 0 | 0 | 0 | 0 | 0 | 0 | 0 | 0 | 0 | 0 | 0 | 0 | 0 | 0 | 0 | 0 | 0 | 0 | 0 | 0 | 0
F3_Industrial_Food Processing_Existing_Process_Natural Gas_Process Boiler_E7 | F3 | Industrial | Food Processing | Existing | Process | Natural Gas | Process Boiler | E7 | PACT BC Ratio | 0 | 0 | 0 | 0 | 0 | 0 | 0 | 0 | 0 | 0 | 0 | 0 | 0 | 0 | 0 | 0 | 0 | 0 | 0 | 0 | 0 | 0 | 0 | 0 | 0 | 0 | 0 | 0 | 0 | 0 | 0 | 0 | 0
F3_Industrial_Food Processing_Existing_Process_Natural Gas_Process Boiler_E8 | F3 | Industrial | Food Processing | Existing | Process | Natural Gas | Process Boiler | E8 | PACT BC Ratio | 0 | 0 | 0 | 0 | 0 | 0 | 0 | 0 | 0 | 0 | 0 | 0 | 0 | 0 | 0 | 0 | 0 | 0 | 0 | 0 | 0 | 0 | 0 | 0 | 0 | 0 | 0 | 0 | 0 | 0 | 0 | 0 | 0
F3_Industrial_Food Processing_Existing_Process_Natural Gas_Process Boiler_E9 | F3 | Industrial | Food Processing | Existing | Process | Natural Gas | Process Boiler | E9 | PACT BC Ratio | 0 | 0 | 0 | 0 | 0 | 0 | 0 | 0 | 0 | 0 | 0 | 0 | 0 | 0 | 0 | 0 | 0 | 0 | 0 | 0 | 0 | 0 | 0 | 0 | 0 | 0 | 0 | 0 | 0 | 0 | 0 | 0 | 0
F3_Industrial_Food Processing_Existing_Process_Natural Gas_Process Boiler_E10 | F3 | Industrial | Food Processing | Existing | Process | Natural Gas | Process Boiler | E10 | PACT BC Ratio | 0 | 0 | 0 | 0 | 0 | 0 | 0 | 0 | 0 | 0 | 0 | 0 | 0 | 0 | 0 | 0 | 0 | 0 | 0 | 0 | 0 | 0 | 0 | 0 | 0 | 0 | 0 | 0 | 0 | 0 | 0 | 0 | 0
F4_Industrial_Food Processing_Existing_Process_Natural Gas_Process Boiler_E1 | F4 | Industrial | Food Processing | Existing | Process | Natural Gas | Process Boiler | E1 | RVT BC Ratio | 0 | 0 | 0 | 0 | 0 | 0 | 0 | 0 | 0 | 0 | 0 | 0 | 0 | 0 | 0 | 0 | 0 | 0 | 0 | 0 | 0 | 0 | 0 | 0 | 0 | 0 | 0 | 0 | 0 | 0 | 0 | 0 | 0
F4_Industrial_Food Processing_Existing_Process_Natural Gas_Process Boiler_E2 | F4 | Industrial | Food Processing | Existing | Process | Natural Gas | Process Boiler | E2 | RVT BC Ratio | 0 | 0 | 0 | 0 | 0 | 0 | 0 | 0 | 0 | 0 | 0 | 0 | 0 | 0 | 0 | 0 | 0 | 0 | 0 | 0 | 0 | 0 | 0 | 0 | 0 | 0 | 0 | 0 | 0 | 0 | 0 | 0 | 0
F4_Industrial_Food Processing_Existing_Process_Natural Gas_Process Boiler_E3 | F4 | Industrial | Food Processing | Existing | Process | Natural Gas | Process Boiler | E3 | RVT BC Ratio | 0 | 0 | 0 | 0 | 0 | 0 | 0 | 0 | 0 | 0 | 0 | 0 | 0 | 0 | 0 | 0 | 0 | 0 | 0 | 0 | 0 | 0 | 0 | 0 | 0 | 0 | 0 | 0 | 0 | 0 | 0 | 0 | 0
F4_Industrial_Food Processing_Existing_Process_Natural Gas_Process Boiler_E4 | F4 | Industrial | Food Processing | Existing | Process | Natural Gas | Process Boiler | E4 | RVT BC Ratio | 0 | 0 | 0 | 0 | 0 | 0 | 0 | 0 | 0 | 0 | 0 | 0 | 0 | 0 | 0 | 0 | 0 | 0 | 0 | 0 | 0 | 0 | 0 | 0 | 0 | 0 | 0 | 0 | 0 | 0 | 0 | 0 | 0
F4_Industrial_Food Processing_Existing_Process_Natural Gas_Process Boiler_E5 | F4 | Industrial | Food Processing | Existing | Process | Natural Gas | Process Boiler | E5 | RVT BC Ratio | 0 | 0 | 0 | 0 | 0 | 0 | 0 | 0 | 0 | 0 | 0 | 0 | 0 | 0 | 0 | 0 | 0 | 0 | 0 | 0 | 0 | 0 | 0 | 0 | 0 | 0 | 0 | 0 | 0 | 0 | 0 | 0 | 0
F4_Industrial_Food Processing_Existing_Process_Natural Gas_Process Boiler_E6 | F4 | Industrial | Food Processing | Existing | Process | Natural Gas | Process Boiler | E6 | RVT BC Ratio | 0 | 0 | 0 | 0 | 0 | 0 | 0 | 0 | 0 | 0 | 0 | 0 | 0 | 0 | 0 | 0 | 0 | 0 | 0 | 0 | 0 | 0 | 0 | 0 | 0 | 0 | 0 | 0 | 0 | 0 | 0 | 0 | 0
F4_Industrial_Food Processing_Existing_Process_Natural Gas_Process Boiler_E7 | F4 | Industrial | Food Processing | Existing | Process | Natural Gas | Process Boiler | E7 | RVT BC Ratio | 0 | 0 | 0 | 0 | 0 | 0 | 0 | 0 | 0 | 0 | 0 | 0 | 0 | 0 | 0 | 0 | 0 | 0 | 0 | 0 | 0 | 0 | 0 | 0 | 0 | 0 | 0 | 0 | 0 | 0 | 0 | 0 | 0
F4_Industrial_Food Processing_Existing_Process_Natural Gas_Process Boiler_E8 | F4 | Industrial | Food Processing | Existing | Process | Natural Gas | Process Boiler | E8 | RVT BC Ratio | 0 | 0 | 0 | 0 | 0 | 0 | 0 | 0 | 0 | 0 | 0 | 0 | 0 | 0 | 0 | 0 | 0 | 0 | 0 | 0 | 0 | 0 | 0 | 0 | 0 | 0 | 0 | 0 | 0 | 0 | 0 | 0 | 0
F4_Industrial_Food Processing_Existing_Process_Natural Gas_Process Boiler_E9 | F4 | Industrial | Food Processing | Existing | Process | Natural Gas | Process Boiler | E9 | RVT BC Ratio | 0 | 0 | 0 | 0 | 0 | 0 | 0 | 0 | 0 | 0 | 0 | 0 | 0 | 0 | 0 | 0 | 0 | 0 | 0 | 0 | 0 | 0 | 0 | 0 | 0 | 0 | 0 | 0 | 0 | 0 | 0 | 0 | 0
F4_Industrial_Food Processing_Existing_Process_Natural Gas_Process Boiler_E10 | F4 | Industrial | Food Processing | Existing | Process | Natural Gas | Process Boiler | E10 | RVT BC Ratio | 0 | 0 | 0 | 0 | 0 | 0 | 0 | 0 | 0 | 0 | 0 | 0 | 0 | 0 | 0 | 0 | 0 | 0 | 0 | 0 | 0 | 0 | 0 | 0 | 0 | 0 | 0 | 0 | 0 | 0 | 0 | 0 | 0
F5_Industrial_Food Processing_Existing_Process_Natural Gas_Process Boiler_E1 | F5 | Industrial | Food Processing | Existing | Process | Natural Gas | Process Boiler | E1 | RIM BC Ratio | 0 | 0 | 0 | 0 | 0 | 0 | 0 | 0 | 0 | 0 | 0 | 0 | 0 | 0 | 0 | 0 | 0 | 0 | 0 | 0 | 0 | 0 | 0 | 0 | 0 | 0 | 0 | 0 | 0 | 0 | 0 | 0 | 0
F5_Industrial_Food Processing_Existing_Process_Natural Gas_Process Boiler_E2 | F5 | Industrial | Food Processing | Existing | Process | Natural Gas | Process Boiler | E2 | RIM BC Ratio | 0 | 0 | 0 | 0 | 0 | 0 | 0 | 0 | 0 | 0 | 0 | 0 | 0 | 0 | 0 | 0 | 0 | 0 | 0 | 0 | 0 | 0 | 0 | 0 | 0 | 0 | 0 | 0 | 0 | 0 | 0 | 0 | 0
F5_Industrial_Food Processing_Existing_Process_Natural Gas_Process Boiler_E3 | F5 | Industrial | Food Processing | Existing | Process | Natural Gas | Process Boiler | E3 | RIM BC Ratio | 0 | 0 | 0 | 0 | 0 | 0 | 0 | 0 | 0 | 0 | 0 | 0 | 0 | 0 | 0 | 0 | 0 | 0 | 0 | 0 | 0 | 0 | 0 | 0 | 0 | 0 | 0 | 0 | 0 | 0 | 0 | 0 | 0
F5_Industrial_Food Processing_Existing_Process_Natural Gas_Process Boiler_E4 | F5 | Industrial | Food Processing | Existing | Process | Natural Gas | Process Boiler | E4 | RIM BC Ratio | 0 | 0 | 0 | 0 | 0 | 0 | 0 | 0 | 0 | 0 | 0 | 0 | 0 | 0 | 0 | 0 | 0 | 0 | 0 | 0 | 0 | 0 | 0 | 0 | 0 | 0 | 0 | 0 | 0 | 0 | 0 | 0 | 0
F5_Industrial_Food Processing_Existing_Process_Natural Gas_Process Boiler_E5 | F5 | Industrial | Food Processing | Existing | Process | Natural Gas | Process Boiler | E5 | RIM BC Ratio | 0 | 0 | 0 | 0 | 0 | 0 | 0 | 0 | 0 | 0 | 0 | 0 | 0 | 0 | 0 | 0 | 0 | 0 | 0 | 0 | 0 | 0 | 0 | 0 | 0 | 0 | 0 | 0 | 0 | 0 | 0 | 0 | 0
F5_Industrial_Food Processing_Existing_Process_Natural Gas_Process Boiler_E6 | F5 | Industrial | Food Processing | Existing | Process | Natural Gas | Process Boiler | E6 | RIM BC Ratio | 0 | 0 | 0 | 0 | 0 | 0 | 0 | 0 | 0 | 0 | 0 | 0 | 0 | 0 | 0 | 0 | 0 | 0 | 0 | 0 | 0 | 0 | 0 | 0 | 0 | 0 | 0 | 0 | 0 | 0 | 0 | 0 | 0
F5_Industrial_Food Processing_Existing_Process_Natural Gas_Process Boiler_E7 | F5 | Industrial | Food Processing | Existing | Process | Natural Gas | Process Boiler | E7 | RIM BC Ratio | 0 | 0 | 0 | 0 | 0 | 0 | 0 | 0 | 0 | 0 | 0 | 0 | 0 | 0 | 0 | 0 | 0 | 0 | 0 | 0 | 0 | 0 | 0 | 0 | 0 | 0 | 0 | 0 | 0 | 0 | 0 | 0 | 0
F5_Industrial_Food Processing_Existing_Process_Natural Gas_Process Boiler_E8 | F5 | Industrial | Food Processing | Existing | Process | Natural Gas | Process Boiler | E8 | RIM BC Ratio | 0 | 0 | 0 | 0 | 0 | 0 | 0 | 0 | 0 | 0 | 0 | 0 | 0 | 0 | 0 | 0 | 0 | 0 | 0 | 0 | 0 | 0 | 0 | 0 | 0 | 0 | 0 | 0 | 0 | 0 | 0 | 0 | 0
F5_Industrial_Food Processing_Existing_Process_Natural Gas_Process Boiler_E9 | F5 | Industrial | Food Processing | Existing | Process | Natural Gas | Process Boiler | E9 | RIM BC Ratio | 0 | 0 | 0 | 0 | 0 | 0 | 0 | 0 | 0 | 0 | 0 | 0 | 0 | 0 | 0 | 0 | 0 | 0 | 0 | 0 | 0 | 0 | 0 | 0 | 0 | 0 | 0 | 0 | 0 | 0 | 0 | 0 | 0
F5_Industrial_Food Processing_Existing_Process_Natural Gas_Process Boiler_E10 | F5 | Industrial | Food Processing | Existing | Process | Natural Gas | Process Boiler | E10 | RIM BC Ratio | 0 | 0 | 0 | 0 | 0 | 0 | 0 | 0 | 0 | 0 | 0 | 0 | 0 | 0 | 0 | 0 | 0 | 0 | 0 | 0 | 0 | 0 | 0 | 0 | 0 | 0 | 0 | 0 | 0 | 0 | 0 | 0 | 0
F0_Industrial_Food Processing_Existing_Process_Natural Gas_Process Cooling_E0 | F0 | Industrial | Food Processing | Existing | Process | Natural Gas | Process Cooling | E0 | Economic Unit | 0 | 0 | 0 | 0 | 0 | 0 | 0 | 0 | 0 | 0 | 0 | 0 | 0 | 0 | 0 | 0 | 0 | 0 | 0 | 0 | 0 | 0 | 0 | 0 | 0 | 0 | 0 | 0 | 0 | 0 | 0 | 0 | 0
F1_Industrial_Food Processing_Existing_Process_Natural Gas_Process Cooling_E1 | F1 | Industrial | Food Processing | Existing | Process | Natural Gas | Process Cooling | E1 | CCE | 0 | 0 | 0 | 0 | 0 | 0 | 0 | 0 | 0 | 0 | 0 | 0 | 0 | 0 | 0 | 0 | 0 | 0 | 0 | 0 | 0 | 0 | 0 | 0 | 0 | 0 | 0 | 0 | 0 | 0 | 0 | 0 | 0
F1_Industrial_Food Processing_Existing_Process_Natural Gas_Process Cooling_E2 | F1 | Industrial | Food Processing | Existing | Process | Natural Gas | Process Cooling | E2 | CCE | 0 | 0 | 0 | 0 | 0 | 0 | 0 | 0 | 0 | 0 | 0 | 0 | 0 | 0 | 0 | 0 | 0 | 0 | 0 | 0 | 0 | 0 | 0 | 0 | 0 | 0 | 0 | 0 | 0 | 0 | 0 | 0 | 0
F1_Industrial_Food Processing_Existing_Process_Natural Gas_Process Cooling_E3 | F1 | Industrial | Food Processing | Existing | Process | Natural Gas | Process Cooling | E3 | CCE | 0 | 0 | 0 | 0 | 0 | 0 | 0 | 0 | 0 | 0 | 0 | 0 | 0 | 0 | 0 | 0 | 0 | 0 | 0 | 0 | 0 | 0 | 0 | 0 | 0 | 0 | 0 | 0 | 0 | 0 | 0 | 0 | 0
F1_Industrial_Food Processing_Existing_Process_Natural Gas_Process Cooling_E4 | F1 | Industrial | Food Processing | Existing | Process | Natural Gas | Process Cooling | E4 | CCE | 0 | 0 | 0 | 0 | 0 | 0 | 0 | 0 | 0 | 0 | 0 | 0 | 0 | 0 | 0 | 0 | 0 | 0 | 0 | 0 | 0 | 0 | 0 | 0 | 0 | 0 | 0 | 0 | 0 | 0 | 0 | 0 | 0
F1_Industrial_Food Processing_Existing_Process_Natural Gas_Process Cooling_E5 | F1 | Industrial | Food Processing | Existing | Process | Natural Gas | Process Cooling | E5 | CCE | 0 | 0 | 0 | 0 | 0 | 0 | 0 | 0 | 0 | 0 | 0 | 0 | 0 | 0 | 0 | 0 | 0 | 0 | 0 | 0 | 0 | 0 | 0 | 0 | 0 | 0 | 0 | 0 | 0 | 0 | 0 | 0 | 0
F1_Industrial_Food Processing_Existing_Process_Natural Gas_Process Cooling_E6 | F1 | Industrial | Food Processing | Existing | Process | Natural Gas | Process Cooling | E6 | CCE | 0 | 0 | 0 | 0 | 0 | 0 | 0 | 0 | 0 | 0 | 0 | 0 | 0 | 0 | 0 | 0 | 0 | 0 | 0 | 0 | 0 | 0 | 0 | 0 | 0 | 0 | 0 | 0 | 0 | 0 | 0 | 0 | 0
F1_Industrial_Food Processing_Existing_Process_Natural Gas_Process Cooling_E7 | F1 | Industrial | Food Processing | Existing | Process | Natural Gas | Process Cooling | E7 | CCE | 0 | 0 | 0 | 0 | 0 | 0 | 0 | 0 | 0 | 0 | 0 | 0 | 0 | 0 | 0 | 0 | 0 | 0 | 0 | 0 | 0 | 0 | 0 | 0 | 0 | 0 | 0 | 0 | 0 | 0 | 0 | 0 | 0
F1_Industrial_Food Processing_Existing_Process_Natural Gas_Process Cooling_E8 | F1 | Industrial | Food Processing | Existing | Process | Natural Gas | Process Cooling | E8 | CCE | 0 | 0 | 0 | 0 | 0 | 0 | 0 | 0 | 0 | 0 | 0 | 0 | 0 | 0 | 0 | 0 | 0 | 0 | 0 | 0 | 0 | 0 | 0 | 0 | 0 | 0 | 0 | 0 | 0 | 0 | 0 | 0 | 0
F1_Industrial_Food Processing_Existing_Process_Natural Gas_Process Cooling_E9 | F1 | Industrial | Food Processing | Existing | Process | Natural Gas | Process Cooling | E9 | CCE | 0 | 0 | 0 | 0 | 0 | 0 | 0 | 0 | 0 | 0 | 0 | 0 | 0 | 0 | 0 | 0 | 0 | 0 | 0 | 0 | 0 | 0 | 0 | 0 | 0 | 0 | 0 | 0 | 0 | 0 | 0 | 0 | 0
F1_Industrial_Food Processing_Existing_Process_Natural Gas_Process Cooling_E10 | F1 | Industrial | Food Processing | Existing | Process | Natural Gas | Process Cooling | E10 | CCE | 0 | 0 | 0 | 0 | 0 | 0 | 0 | 0 | 0 | 0 | 0 | 0 | 0 | 0 | 0 | 0 | 0 | 0 | 0 | 0 | 0 | 0 | 0 | 0 | 0 | 0 | 0 | 0 | 0 | 0 | 0 | 0 | 0
F2_Industrial_Food Processing_Existing_Process_Natural Gas_Process Cooling_E1 | F2 | Industrial | Food Processing | Existing | Process | Natural Gas | Process Cooling | E1 | TRC BC Ratio | 0 | 0 | 0 | 0 | 0 | 0 | 0 | 0 | 0 | 0 | 0 | 0 | 0 | 0 | 0 | 0 | 0 | 0 | 0 | 0 | 0 | 0 | 0 | 0 | 0 | 0 | 0 | 0 | 0 | 0 | 0 | 0 | 0
F2_Industrial_Food Processing_Existing_Process_Natural Gas_Process Cooling_E2 | F2 | Industrial | Food Processing | Existing | Process | Natural Gas | Process Cooling | E2 | TRC BC Ratio | 0 | 0 | 0 | 0 | 0 | 0 | 0 | 0 | 0 | 0 | 0 | 0 | 0 | 0 | 0 | 0 | 0 | 0 | 0 | 0 | 0 | 0 | 0 | 0 | 0 | 0 | 0 | 0 | 0 | 0 | 0 | 0 | 0
F2_Industrial_Food Processing_Existing_Process_Natural Gas_Process Cooling_E3 | F2 | Industrial | Food Processing | Existing | Process | Natural Gas | Process Cooling | E3 | TRC BC Ratio | 0 | 0 | 0 | 0 | 0 | 0 | 0 | 0 | 0 | 0 | 0 | 0 | 0 | 0 | 0 | 0 | 0 | 0 | 0 | 0 | 0 | 0 | 0 | 0 | 0 | 0 | 0 | 0 | 0 | 0 | 0 | 0 | 0
F2_Industrial_Food Processing_Existing_Process_Natural Gas_Process Cooling_E4 | F2 | Industrial | Food Processing | Existing | Process | Natural Gas | Process Cooling | E4 | TRC BC Ratio | 0 | 0 | 0 | 0 | 0 | 0 | 0 | 0 | 0 | 0 | 0 | 0 | 0 | 0 | 0 | 0 | 0 | 0 | 0 | 0 | 0 | 0 | 0 | 0 | 0 | 0 | 0 | 0 | 0 | 0 | 0 | 0 | 0
F2_Industrial_Food Processing_Existing_Process_Natural Gas_Process Cooling_E5 | F2 | Industrial | Food Processing | Existing | Process | Natural Gas | Process Cooling | E5 | TRC BC Ratio | 0 | 0 | 0 | 0 | 0 | 0 | 0 | 0 | 0 | 0 | 0 | 0 | 0 | 0 | 0 | 0 | 0 | 0 | 0 | 0 | 0 | 0 | 0 | 0 | 0 | 0 | 0 | 0 | 0 | 0 | 0 | 0 | 0
F2_Industrial_Food Processing_Existing_Process_Natural Gas_Process Cooling_E6 | F2 | Industrial | Food Processing | Existing | Process | Natural Gas | Process Cooling | E6 | TRC BC Ratio | 0 | 0 | 0 | 0 | 0 | 0 | 0 | 0 | 0 | 0 | 0 | 0 | 0 | 0 | 0 | 0 | 0 | 0 | 0 | 0 | 0 | 0 | 0 | 0 | 0 | 0 | 0 | 0 | 0 | 0 | 0 | 0 | 0
F2_Industrial_Food Processing_Existing_Process_Natural Gas_Process Cooling_E7 | F2 | Industrial | Food Processing | Existing | Process | Natural Gas | Process Cooling | E7 | TRC BC Ratio | 0 | 0 | 0 | 0 | 0 | 0 | 0 | 0 | 0 | 0 | 0 | 0 | 0 | 0 | 0 | 0 | 0 | 0 | 0 | 0 | 0 | 0 | 0 | 0 | 0 | 0 | 0 | 0 | 0 | 0 | 0 | 0 | 0
F2_Industrial_Food Processing_Existing_Process_Natural Gas_Process Cooling_E8 | F2 | Industrial | Food Processing | Existing | Process | Natural Gas | Process Cooling | E8 | TRC BC Ratio | 0 | 0 | 0 | 0 | 0 | 0 | 0 | 0 | 0 | 0 | 0 | 0 | 0 | 0 | 0 | 0 | 0 | 0 | 0 | 0 | 0 | 0 | 0 | 0 | 0 | 0 | 0 | 0 | 0 | 0 | 0 | 0 | 0
F2_Industrial_Food Processing_Existing_Process_Natural Gas_Process Cooling_E9 | F2 | Industrial | Food Processing | Existing | Process | Natural Gas | Process Cooling | E9 | TRC BC Ratio | 0 | 0 | 0 | 0 | 0 | 0 | 0 | 0 | 0 | 0 | 0 | 0 | 0 | 0 | 0 | 0 | 0 | 0 | 0 | 0 | 0 | 0 | 0 | 0 | 0 | 0 | 0 | 0 | 0 | 0 | 0 | 0 | 0
F2_Industrial_Food Processing_Existing_Process_Natural Gas_Process Cooling_E10 | F2 | Industrial | Food Processing | Existing | Process | Natural Gas | Process Cooling | E10 | TRC BC Ratio | 0 | 0 | 0 | 0 | 0 | 0 | 0 | 0 | 0 | 0 | 0 | 0 | 0 | 0 | 0 | 0 | 0 | 0 | 0 | 0 | 0 | 0 | 0 | 0 | 0 | 0 | 0 | 0 | 0 | 0 | 0 | 0 | 0
F3_Industrial_Food Processing_Existing_Process_Natural Gas_Process Cooling_E1 | F3 | Industrial | Food Processing | Existing | Process | Natural Gas | Process Cooling | E1 | PACT BC Ratio | 0 | 0 | 0 | 0 | 0 | 0 | 0 | 0 | 0 | 0 | 0 | 0 | 0 | 0 | 0 | 0 | 0 | 0 | 0 | 0 | 0 | 0 | 0 | 0 | 0 | 0 | 0 | 0 | 0 | 0 | 0 | 0 | 0
F3_Industrial_Food Processing_Existing_Process_Natural Gas_Process Cooling_E2 | F3 | Industrial | Food Processing | Existing | Process | Natural Gas | Process Cooling | E2 | PACT BC Ratio | 0 | 0 | 0 | 0 | 0 | 0 | 0 | 0 | 0 | 0 | 0 | 0 | 0 | 0 | 0 | 0 | 0 | 0 | 0 | 0 | 0 | 0 | 0 | 0 | 0 | 0 | 0 | 0 | 0 | 0 | 0 | 0 | 0
F3_Industrial_Food Processing_Existing_Process_Natural Gas_Process Cooling_E3 | F3 | Industrial | Food Processing | Existing | Process | Natural Gas | Process Cooling | E3 | PACT BC Ratio | 0 | 0 | 0 | 0 | 0 | 0 | 0 | 0 | 0 | 0 | 0 | 0 | 0 | 0 | 0 | 0 | 0 | 0 | 0 | 0 | 0 | 0 | 0 | 0 | 0 | 0 | 0 | 0 | 0 | 0 | 0 | 0 | 0
F3_Industrial_Food Processing_Existing_Process_Natural Gas_Process Cooling_E4 | F3 | Industrial | Food Processing | Existing | Process | Natural Gas | Process Cooling | E4 | PACT BC Ratio | 0 | 0 | 0 | 0 | 0 | 0 | 0 | 0 | 0 | 0 | 0 | 0 | 0 | 0 | 0 | 0 | 0 | 0 | 0 | 0 | 0 | 0 | 0 | 0 | 0 | 0 | 0 | 0 | 0 | 0 | 0 | 0 | 0
F3_Industrial_Food Processing_Existing_Process_Natural Gas_Process Cooling_E5 | F3 | Industrial | Food Processing | Existing | Process | Natural Gas | Process Cooling | E5 | PACT BC Ratio | 0 | 0 | 0 | 0 | 0 | 0 | 0 | 0 | 0 | 0 | 0 | 0 | 0 | 0 | 0 | 0 | 0 | 0 | 0 | 0 | 0 | 0 | 0 | 0 | 0 | 0 | 0 | 0 | 0 | 0 | 0 | 0 | 0
F3_Industrial_Food Processing_Existing_Process_Natural Gas_Process Cooling_E6 | F3 | Industrial | Food Processing | Existing | Process | Natural Gas | Process Cooling | E6 | PACT BC Ratio | 0 | 0 | 0 | 0 | 0 | 0 | 0 | 0 | 0 | 0 | 0 | 0 | 0 | 0 | 0 | 0 | 0 | 0 | 0 | 0 | 0 | 0 | 0 | 0 | 0 | 0 | 0 | 0 | 0 | 0 | 0 | 0 | 0
F3_Industrial_Food Processing_Existing_Process_Natural Gas_Process Cooling_E7 | F3 | Industrial | Food Processing | Existing | Process | Natural Gas | Process Cooling | E7 | PACT BC Ratio | 0 | 0 | 0 | 0 | 0 | 0 | 0 | 0 | 0 | 0 | 0 | 0 | 0 | 0 | 0 | 0 | 0 | 0 | 0 | 0 | 0 | 0 | 0 | 0 | 0 | 0 | 0 | 0 | 0 | 0 | 0 | 0 | 0
F3_Industrial_Food Processing_Existing_Process_Natural Gas_Process Cooling_E8 | F3 | Industrial | Food Processing | Existing | Process | Natural Gas | Process Cooling | E8 | PACT BC Ratio | 0 | 0 | 0 | 0 | 0 | 0 | 0 | 0 | 0 | 0 | 0 | 0 | 0 | 0 | 0 | 0 | 0 | 0 | 0 | 0 | 0 | 0 | 0 | 0 | 0 | 0 | 0 | 0 | 0 | 0 | 0 | 0 | 0
F3_Industrial_Food Processing_Existing_Process_Natural Gas_Process Cooling_E9 | F3 | Industrial | Food Processing | Existing | Process | Natural Gas | Process Cooling | E9 | PACT BC Ratio | 0 | 0 | 0 | 0 | 0 | 0 | 0 | 0 | 0 | 0 | 0 | 0 | 0 | 0 | 0 | 0 | 0 | 0 | 0 | 0 | 0 | 0 | 0 | 0 | 0 | 0 | 0 | 0 | 0 | 0 | 0 | 0 | 0
F3_Industrial_Food Processing_Existing_Process_Natural Gas_Process Cooling_E10 | F3 | Industrial | Food Processing | Existing | Process | Natural Gas | Process Cooling | E10 | PACT BC Ratio | 0 | 0 | 0 | 0 | 0 | 0 | 0 | 0 | 0 | 0 | 0 | 0 | 0 | 0 | 0 | 0 | 0 | 0 | 0 | 0 | 0 | 0 | 0 | 0 | 0 | 0 | 0 | 0 | 0 | 0 | 0 | 0 | 0
F4_Industrial_Food Processing_Existing_Process_Natural Gas_Process Cooling_E1 | F4 | Industrial | Food Processing | Existing | Process | Natural Gas | Process Cooling | E1 | RVT BC Ratio | 0 | 0 | 0 | 0 | 0 | 0 | 0 | 0 | 0 | 0 | 0 | 0 | 0 | 0 | 0 | 0 | 0 | 0 | 0 | 0 | 0 | 0 | 0 | 0 | 0 | 0 | 0 | 0 | 0 | 0 | 0 | 0 | 0
F4_Industrial_Food Processing_Existing_Process_Natural Gas_Process Cooling_E2 | F4 | Industrial | Food Processing | Existing | Process | Natural Gas | Process Cooling | E2 | RVT BC Ratio | 0 | 0 | 0 | 0 | 0 | 0 | 0 | 0 | 0 | 0 | 0 | 0 | 0 | 0 | 0 | 0 | 0 | 0 | 0 | 0 | 0 | 0 | 0 | 0 | 0 | 0 | 0 | 0 | 0 | 0 | 0 | 0 | 0
F4_Industrial_Food Processing_Existing_Process_Natural Gas_Process Cooling_E3 | F4 | Industrial | Food Processing | Existing | Process | Natural Gas | Process Cooling | E3 | RVT BC Ratio | 0 | 0 | 0 | 0 | 0 | 0 | 0 | 0 | 0 | 0 | 0 | 0 | 0 | 0 | 0 | 0 | 0 | 0 | 0 | 0 | 0 | 0 | 0 | 0 | 0 | 0 | 0 | 0 | 0 | 0 | 0 | 0 | 0
F4_Industrial_Food Processing_Existing_Process_Natural Gas_Process Cooling_E4 | F4 | Industrial | Food Processing | Existing | Process | Natural Gas | Process Cooling | E4 | RVT BC Ratio | 0 | 0 | 0 | 0 | 0 | 0 | 0 | 0 | 0 | 0 | 0 | 0 | 0 | 0 | 0 | 0 | 0 | 0 | 0 | 0 | 0 | 0 | 0 | 0 | 0 | 0 | 0 | 0 | 0 | 0 | 0 | 0 | 0
F4_Industrial_Food Processing_Existing_Process_Natural Gas_Process Cooling_E5 | F4 | Industrial | Food Processing | Existing | Process | Natural Gas | Process Cooling | E5 | RVT BC Ratio | 0 | 0 | 0 | 0 | 0 | 0 | 0 | 0 | 0 | 0 | 0 | 0 | 0 | 0 | 0 | 0 | 0 | 0 | 0 | 0 | 0 | 0 | 0 | 0 | 0 | 0 | 0 | 0 | 0 | 0 | 0 | 0 | 0
F4_Industrial_Food Processing_Existing_Process_Natural Gas_Process Cooling_E6 | F4 | Industrial | Food Processing | Existing | Process | Natural Gas | Process Cooling | E6 | RVT BC Ratio | 0 | 0 | 0 | 0 | 0 | 0 | 0 | 0 | 0 | 0 | 0 | 0 | 0 | 0 | 0 | 0 | 0 | 0 | 0 | 0 | 0 | 0 | 0 | 0 | 0 | 0 | 0 | 0 | 0 | 0 | 0 | 0 | 0
F4_Industrial_Food Processing_Existing_Process_Natural Gas_Process Cooling_E7 | F4 | Industrial | Food Processing | Existing | Process | Natural Gas | Process Cooling | E7 | RVT BC Ratio | 0 | 0 | 0 | 0 | 0 | 0 | 0 | 0 | 0 | 0 | 0 | 0 | 0 | 0 | 0 | 0 | 0 | 0 | 0 | 0 | 0 | 0 | 0 | 0 | 0 | 0 | 0 | 0 | 0 | 0 | 0 | 0 | 0
F4_Industrial_Food Processing_Existing_Process_Natural Gas_Process Cooling_E8 | F4 | Industrial | Food Processing | Existing | Process | Natural Gas | Process Cooling | E8 | RVT BC Ratio | 0 | 0 | 0 | 0 | 0 | 0 | 0 | 0 | 0 | 0 | 0 | 0 | 0 | 0 | 0 | 0 | 0 | 0 | 0 | 0 | 0 | 0 | 0 | 0 | 0 | 0 | 0 | 0 | 0 | 0 | 0 | 0 | 0
F4_Industrial_Food Processing_Existing_Process_Natural Gas_Process Cooling_E9 | F4 | Industrial | Food Processing | Existing | Process | Natural Gas | Process Cooling | E9 | RVT BC Ratio | 0 | 0 | 0 | 0 | 0 | 0 | 0 | 0 | 0 | 0 | 0 | 0 | 0 | 0 | 0 | 0 | 0 | 0 | 0 | 0 | 0 | 0 | 0 | 0 | 0 | 0 | 0 | 0 | 0 | 0 | 0 | 0 | 0
F4_Industrial_Food Processing_Existing_Process_Natural Gas_Process Cooling_E10 | F4 | Industrial | Food Processing | Existing | Process | Natural Gas | Process Cooling | E10 | RVT BC Ratio | 0 | 0 | 0 | 0 | 0 | 0 | 0 | 0 | 0 | 0 | 0 | 0 | 0 | 0 | 0 | 0 | 0 | 0 | 0 | 0 | 0 | 0 | 0 | 0 | 0 | 0 | 0 | 0 | 0 | 0 | 0 | 0 | 0
F5_Industrial_Food Processing_Existing_Process_Natural Gas_Process Cooling_E1 | F5 | Industrial | Food Processing | Existing | Process | Natural Gas | Process Cooling | E1 | RIM BC Ratio | 0 | 0 | 0 | 0 | 0 | 0 | 0 | 0 | 0 | 0 | 0 | 0 | 0 | 0 | 0 | 0 | 0 | 0 | 0 | 0 | 0 | 0 | 0 | 0 | 0 | 0 | 0 | 0 | 0 | 0 | 0 | 0 | 0
F5_Industrial_Food Processing_Existing_Process_Natural Gas_Process Cooling_E2 | F5 | Industrial | Food Processing | Existing | Process | Natural Gas | Process Cooling | E2 | RIM BC Ratio | 0 | 0 | 0 | 0 | 0 | 0 | 0 | 0 | 0 | 0 | 0 | 0 | 0 | 0 | 0 | 0 | 0 | 0 | 0 | 0 | 0 | 0 | 0 | 0 | 0 | 0 | 0 | 0 | 0 | 0 | 0 | 0 | 0
F5_Industrial_Food Processing_Existing_Process_Natural Gas_Process Cooling_E3 | F5 | Industrial | Food Processing | Existing | Process | Natural Gas | Process Cooling | E3 | RIM BC Ratio | 0 | 0 | 0 | 0 | 0 | 0 | 0 | 0 | 0 | 0 | 0 | 0 | 0 | 0 | 0 | 0 | 0 | 0 | 0 | 0 | 0 | 0 | 0 | 0 | 0 | 0 | 0 | 0 | 0 | 0 | 0 | 0 | 0
F5_Industrial_Food Processing_Existing_Process_Natural Gas_Process Cooling_E4 | F5 | Industrial | Food Processing | Existing | Process | Natural Gas | Process Cooling | E4 | RIM BC Ratio | 0 | 0 | 0 | 0 | 0 | 0 | 0 | 0 | 0 | 0 | 0 | 0 | 0 | 0 | 0 | 0 | 0 | 0 | 0 | 0 | 0 | 0 | 0 | 0 | 0 | 0 | 0 | 0 | 0 | 0 | 0 | 0 | 0
F5_Industrial_Food Processing_Existing_Process_Natural Gas_Process Cooling_E5 | F5 | Industrial | Food Processing | Existing | Process | Natural Gas | Process Cooling | E5 | RIM BC Ratio | 0 | 0 | 0 | 0 | 0 | 0 | 0 | 0 | 0 | 0 | 0 | 0 | 0 | 0 | 0 | 0 | 0 | 0 | 0 | 0 | 0 | 0 | 0 | 0 | 0 | 0 | 0 | 0 | 0 | 0 | 0 | 0 | 0
F5_Industrial_Food Processing_Existing_Process_Natural Gas_Process Cooling_E6 | F5 | Industrial | Food Processing | Existing | Process | Natural Gas | Process Cooling | E6 | RIM BC Ratio | 0 | 0 | 0 | 0 | 0 | 0 | 0 | 0 | 0 | 0 | 0 | 0 | 0 | 0 | 0 | 0 | 0 | 0 | 0 | 0 | 0 | 0 | 0 | 0 | 0 | 0 | 0 | 0 | 0 | 0 | 0 | 0 | 0
F5_Industrial_Food Processing_Existing_Process_Natural Gas_Process Cooling_E7 | F5 | Industrial | Food Processing | Existing | Process | Natural Gas | Process Cooling | E7 | RIM BC Ratio | 0 | 0 | 0 | 0 | 0 | 0 | 0 | 0 | 0 | 0 | 0 | 0 | 0 | 0 | 0 | 0 | 0 | 0 | 0 | 0 | 0 | 0 | 0 | 0 | 0 | 0 | 0 | 0 | 0 | 0 | 0 | 0 | 0
F5_Industrial_Food Processing_Existing_Process_Natural Gas_Process Cooling_E8 | F5 | Industrial | Food Processing | Existing | Process | Natural Gas | Process Cooling | E8 | RIM BC Ratio | 0 | 0 | 0 | 0 | 0 | 0 | 0 | 0 | 0 | 0 | 0 | 0 | 0 | 0 | 0 | 0 | 0 | 0 | 0 | 0 | 0 | 0 | 0 | 0 | 0 | 0 | 0 | 0 | 0 | 0 | 0 | 0 | 0
F5_Industrial_Food Processing_Existing_Process_Natural Gas_Process Cooling_E9 | F5 | Industrial | Food Processing | Existing | Process | Natural Gas | Process Cooling | E9 | RIM BC Ratio | 0 | 0 | 0 | 0 | 0 | 0 | 0 | 0 | 0 | 0 | 0 | 0 | 0 | 0 | 0 | 0 | 0 | 0 | 0 | 0 | 0 | 0 | 0 | 0 | 0 | 0 | 0 | 0 | 0 | 0 | 0 | 0 | 0
F5_Industrial_Food Processing_Existing_Process_Natural Gas_Process Cooling_E10 | F5 | Industrial | Food Processing | Existing | Process | Natural Gas | Process Cooling | E10 | RIM BC Ratio | 0 | 0 | 0 | 0 | 0 | 0 | 0 | 0 | 0 | 0 | 0 | 0 | 0 | 0 | 0 | 0 | 0 | 0 | 0 | 0 | 0 | 0 | 0 | 0 | 0 | 0 | 0 | 0 | 0 | 0 | 0 | 0 | 0
F0_Industrial_Food Processing_Existing_Process_Natural Gas_Other Process_E0 | F0 | Industrial | Food Processing | Existing | Process | Natural Gas | Other Process | E0 | Economic Unit | 0 | 0 | 0 | 0 | 0 | 0 | 0 | 0 | 0 | 0 | 0 | 0 | 0 | 0 | 0 | 0 | 0 | 0 | 0 | 0 | 0 | 0 | 0 | 0 | 0 | 0 | 0 | 0 | 0 | 0 | 0 | 0 | 0
F1_Industrial_Food Processing_Existing_Process_Natural Gas_Other Process_E1 | F1 | Industrial | Food Processing | Existing | Process | Natural Gas | Other Process | E1 | CCE | 0 | 0 | 0 | 0 | 0 | 0 | 0 | 0 | 0 | 0 | 0 | 0 | 0 | 0 | 0 | 0 | 0 | 0 | 0 | 0 | 0 | 0 | 0 | 0 | 0 | 0 | 0 | 0 | 0 | 0 | 0 | 0 | 0
F1_Industrial_Food Processing_Existing_Process_Natural Gas_Other Process_E2 | F1 | Industrial | Food Processing | Existing | Process | Natural Gas | Other Process | E2 | CCE | 0 | 0 | 0 | 0 | 0 | 0 | 0 | 0 | 0 | 0 | 0 | 0 | 0 | 0 | 0 | 0 | 0 | 0 | 0 | 0 | 0 | 0 | 0 | 0 | 0 | 0 | 0 | 0 | 0 | 0 | 0 | 0 | 0
F1_Industrial_Food Processing_Existing_Process_Natural Gas_Other Process_E3 | F1 | Industrial | Food Processing | Existing | Process | Natural Gas | Other Process | E3 | CCE | 0 | 0 | 0 | 0 | 0 | 0 | 0 | 0 | 0 | 0 | 0 | 0 | 0 | 0 | 0 | 0 | 0 | 0 | 0 | 0 | 0 | 0 | 0 | 0 | 0 | 0 | 0 | 0 | 0 | 0 | 0 | 0 | 0
F1_Industrial_Food Processing_Existing_Process_Natural Gas_Other Process_E4 | F1 | Industrial | Food Processing | Existing | Process | Natural Gas | Other Process | E4 | CCE | 0 | 0 | 0 | 0 | 0 | 0 | 0 | 0 | 0 | 0 | 0 | 0 | 0 | 0 | 0 | 0 | 0 | 0 | 0 | 0 | 0 | 0 | 0 | 0 | 0 | 0 | 0 | 0 | 0 | 0 | 0 | 0 | 0
F1_Industrial_Food Processing_Existing_Process_Natural Gas_Other Process_E5 | F1 | Industrial | Food Processing | Existing | Process | Natural Gas | Other Process | E5 | CCE | 0 | 0 | 0 | 0 | 0 | 0 | 0 | 0 | 0 | 0 | 0 | 0 | 0 | 0 | 0 | 0 | 0 | 0 | 0 | 0 | 0 | 0 | 0 | 0 | 0 | 0 | 0 | 0 | 0 | 0 | 0 | 0 | 0
F1_Industrial_Food Processing_Existing_Process_Natural Gas_Other Process_E6 | F1 | Industrial | Food Processing | Existing | Process | Natural Gas | Other Process | E6 | CCE | 0 | 0 | 0 | 0 | 0 | 0 | 0 | 0 | 0 | 0 | 0 | 0 | 0 | 0 | 0 | 0 | 0 | 0 | 0 | 0 | 0 | 0 | 0 | 0 | 0 | 0 | 0 | 0 | 0 | 0 | 0 | 0 | 0
F1_Industrial_Food Processing_Existing_Process_Natural Gas_Other Process_E7 | F1 | Industrial | Food Processing | Existing | Process | Natural Gas | Other Process | E7 | CCE | 0 | 0 | 0 | 0 | 0 | 0 | 0 | 0 | 0 | 0 | 0 | 0 | 0 | 0 | 0 | 0 | 0 | 0 | 0 | 0 | 0 | 0 | 0 | 0 | 0 | 0 | 0 | 0 | 0 | 0 | 0 | 0 | 0
F1_Industrial_Food Processing_Existing_Process_Natural Gas_Other Process_E8 | F1 | Industrial | Food Processing | Existing | Process | Natural Gas | Other Process | E8 | CCE | 0 | 0 | 0 | 0 | 0 | 0 | 0 | 0 | 0 | 0 | 0 | 0 | 0 | 0 | 0 | 0 | 0 | 0 | 0 | 0 | 0 | 0 | 0 | 0 | 0 | 0 | 0 | 0 | 0 | 0 | 0 | 0 | 0
F1_Industrial_Food Processing_Existing_Process_Natural Gas_Other Process_E9 | F1 | Industrial | Food Processing | Existing | Process | Natural Gas | Other Process | E9 | CCE | 0 | 0 | 0 | 0 | 0 | 0 | 0 | 0 | 0 | 0 | 0 | 0 | 0 | 0 | 0 | 0 | 0 | 0 | 0 | 0 | 0 | 0 | 0 | 0 | 0 | 0 | 0 | 0 | 0 | 0 | 0 | 0 | 0
F1_Industrial_Food Processing_Existing_Process_Natural Gas_Other Process_E10 | F1 | Industrial | Food Processing | Existing | Process | Natural Gas | Other Process | E10 | CCE | 0 | 0 | 0 | 0 | 0 | 0 | 0 | 0 | 0 | 0 | 0 | 0 | 0 | 0 | 0 | 0 | 0 | 0 | 0 | 0 | 0 | 0 | 0 | 0 | 0 | 0 | 0 | 0 | 0 | 0 | 0 | 0 | 0
F2_Industrial_Food Processing_Existing_Process_Natural Gas_Other Process_E1 | F2 | Industrial | Food Processing | Existing | Process | Natural Gas | Other Process | E1 | TRC BC Ratio | 0 | 0 | 0 | 0 | 0 | 0 | 0 | 0 | 0 | 0 | 0 | 0 | 0 | 0 | 0 | 0 | 0 | 0 | 0 | 0 | 0 | 0 | 0 | 0 | 0 | 0 | 0 | 0 | 0 | 0 | 0 | 0 | 0
F2_Industrial_Food Processing_Existing_Process_Natural Gas_Other Process_E2 | F2 | Industrial | Food Processing | Existing | Process | Natural Gas | Other Process | E2 | TRC BC Ratio | 0 | 0 | 0 | 0 | 0 | 0 | 0 | 0 | 0 | 0 | 0 | 0 | 0 | 0 | 0 | 0 | 0 | 0 | 0 | 0 | 0 | 0 | 0 | 0 | 0 | 0 | 0 | 0 | 0 | 0 | 0 | 0 | 0
F2_Industrial_Food Processing_Existing_Process_Natural Gas_Other Process_E3 | F2 | Industrial | Food Processing | Existing | Process | Natural Gas | Other Process | E3 | TRC BC Ratio | 0 | 0 | 0 | 0 | 0 | 0 | 0 | 0 | 0 | 0 | 0 | 0 | 0 | 0 | 0 | 0 | 0 | 0 | 0 | 0 | 0 | 0 | 0 | 0 | 0 | 0 | 0 | 0 | 0 | 0 | 0 | 0 | 0
F2_Industrial_Food Processing_Existing_Process_Natural Gas_Other Process_E4 | F2 | Industrial | Food Processing | Existing | Process | Natural Gas | Other Process | E4 | TRC BC Ratio | 0 | 0 | 0 | 0 | 0 | 0 | 0 | 0 | 0 | 0 | 0 | 0 | 0 | 0 | 0 | 0 | 0 | 0 | 0 | 0 | 0 | 0 | 0 | 0 | 0 | 0 | 0 | 0 | 0 | 0 | 0 | 0 | 0
F2_Industrial_Food Processing_Existing_Process_Natural Gas_Other Process_E5 | F2 | Industrial | Food Processing | Existing | Process | Natural Gas | Other Process | E5 | TRC BC Ratio | 0 | 0 | 0 | 0 | 0 | 0 | 0 | 0 | 0 | 0 | 0 | 0 | 0 | 0 | 0 | 0 | 0 | 0 | 0 | 0 | 0 | 0 | 0 | 0 | 0 | 0 | 0 | 0 | 0 | 0 | 0 | 0 | 0
F2_Industrial_Food Processing_Existing_Process_Natural Gas_Other Process_E6 | F2 | Industrial | Food Processing | Existing | Process | Natural Gas | Other Process | E6 | TRC BC Ratio | 0 | 0 | 0 | 0 | 0 | 0 | 0 | 0 | 0 | 0 | 0 | 0 | 0 | 0 | 0 | 0 | 0 | 0 | 0 | 0 | 0 | 0 | 0 | 0 | 0 | 0 | 0 | 0 | 0 | 0 | 0 | 0 | 0
F2_Industrial_Food Processing_Existing_Process_Natural Gas_Other Process_E7 | F2 | Industrial | Food Processing | Existing | Process | Natural Gas | Other Process | E7 | TRC BC Ratio | 0 | 0 | 0 | 0 | 0 | 0 | 0 | 0 | 0 | 0 | 0 | 0 | 0 | 0 | 0 | 0 | 0 | 0 | 0 | 0 | 0 | 0 | 0 | 0 | 0 | 0 | 0 | 0 | 0 | 0 | 0 | 0 | 0
F2_Industrial_Food Processing_Existing_Process_Natural Gas_Other Process_E8 | F2 | Industrial | Food Processing | Existing | Process | Natural Gas | Other Process | E8 | TRC BC Ratio | 0 | 0 | 0 | 0 | 0 | 0 | 0 | 0 | 0 | 0 | 0 | 0 | 0 | 0 | 0 | 0 | 0 | 0 | 0 | 0 | 0 | 0 | 0 | 0 | 0 | 0 | 0 | 0 | 0 | 0 | 0 | 0 | 0
F2_Industrial_Food Processing_Existing_Process_Natural Gas_Other Process_E9 | F2 | Industrial | Food Processing | Existing | Process | Natural Gas | Other Process | E9 | TRC BC Ratio | 0 | 0 | 0 | 0 | 0 | 0 | 0 | 0 | 0 | 0 | 0 | 0 | 0 | 0 | 0 | 0 | 0 | 0 | 0 | 0 | 0 | 0 | 0 | 0 | 0 | 0 | 0 | 0 | 0 | 0 | 0 | 0 | 0
F2_Industrial_Food Processing_Existing_Process_Natural Gas_Other Process_E10 | F2 | Industrial | Food Processing | Existing | Process | Natural Gas | Other Process | E10 | TRC BC Ratio | 0 | 0 | 0 | 0 | 0 | 0 | 0 | 0 | 0 | 0 | 0 | 0 | 0 | 0 | 0 | 0 | 0 | 0 | 0 | 0 | 0 | 0 | 0 | 0 | 0 | 0 | 0 | 0 | 0 | 0 | 0 | 0 | 0
F3_Industrial_Food Processing_Existing_Process_Natural Gas_Other Process_E1 | F3 | Industrial | Food Processing | Existing | Process | Natural Gas | Other Process | E1 | PACT BC Ratio | 0 | 0 | 0 | 0 | 0 | 0 | 0 | 0 | 0 | 0 | 0 | 0 | 0 | 0 | 0 | 0 | 0 | 0 | 0 | 0 | 0 | 0 | 0 | 0 | 0 | 0 | 0 | 0 | 0 | 0 | 0 | 0 | 0
F3_Industrial_Food Processing_Existing_Process_Natural Gas_Other Process_E2 | F3 | Industrial | Food Processing | Existing | Process | Natural Gas | Other Process | E2 | PACT BC Ratio | 0 | 0 | 0 | 0 | 0 | 0 | 0 | 0 | 0 | 0 | 0 | 0 | 0 | 0 | 0 | 0 | 0 | 0 | 0 | 0 | 0 | 0 | 0 | 0 | 0 | 0 | 0 | 0 | 0 | 0 | 0 | 0 | 0
F3_Industrial_Food Processing_Existing_Process_Natural Gas_Other Process_E3 | F3 | Industrial | Food Processing | Existing | Process | Natural Gas | Other Process | E3 | PACT BC Ratio | 0 | 0 | 0 | 0 | 0 | 0 | 0 | 0 | 0 | 0 | 0 | 0 | 0 | 0 | 0 | 0 | 0 | 0 | 0 | 0 | 0 | 0 | 0 | 0 | 0 | 0 | 0 | 0 | 0 | 0 | 0 | 0 | 0
F3_Industrial_Food Processing_Existing_Process_Natural Gas_Other Process_E4 | F3 | Industrial | Food Processing | Existing | Process | Natural Gas | Other Process | E4 | PACT BC Ratio | 0 | 0 | 0 | 0 | 0 | 0 | 0 | 0 | 0 | 0 | 0 | 0 | 0 | 0 | 0 | 0 | 0 | 0 | 0 | 0 | 0 | 0 | 0 | 0 | 0 | 0 | 0 | 0 | 0 | 0 | 0 | 0 | 0
F3_Industrial_Food Processing_Existing_Process_Natural Gas_Other Process_E5 | F3 | Industrial | Food Processing | Existing | Process | Natural Gas | Other Process | E5 | PACT BC Ratio | 0 | 0 | 0 | 0 | 0 | 0 | 0 | 0 | 0 | 0 | 0 | 0 | 0 | 0 | 0 | 0 | 0 | 0 | 0 | 0 | 0 | 0 | 0 | 0 | 0 | 0 | 0 | 0 | 0 | 0 | 0 | 0 | 0
F3_Industrial_Food Processing_Existing_Process_Natural Gas_Other Process_E6 | F3 | Industrial | Food Processing | Existing | Process | Natural Gas | Other Process | E6 | PACT BC Ratio | 0 | 0 | 0 | 0 | 0 | 0 | 0 | 0 | 0 | 0 | 0 | 0 | 0 | 0 | 0 | 0 | 0 | 0 | 0 | 0 | 0 | 0 | 0 | 0 | 0 | 0 | 0 | 0 | 0 | 0 | 0 | 0 | 0
F3_Industrial_Food Processing_Existing_Process_Natural Gas_Other Process_E7 | F3 | Industrial | Food Processing | Existing | Process | Natural Gas | Other Process | E7 | PACT BC Ratio | 0 | 0 | 0 | 0 | 0 | 0 | 0 | 0 | 0 | 0 | 0 | 0 | 0 | 0 | 0 | 0 | 0 | 0 | 0 | 0 | 0 | 0 | 0 | 0 | 0 | 0 | 0 | 0 | 0 | 0 | 0 | 0 | 0
F3_Industrial_Food Processing_Existing_Process_Natural Gas_Other Process_E8 | F3 | Industrial | Food Processing | Existing | Process | Natural Gas | Other Process | E8 | PACT BC Ratio | 0 | 0 | 0 | 0 | 0 | 0 | 0 | 0 | 0 | 0 | 0 | 0 | 0 | 0 | 0 | 0 | 0 | 0 | 0 | 0 | 0 | 0 | 0 | 0 | 0 | 0 | 0 | 0 | 0 | 0 | 0 | 0 | 0
F3_Industrial_Food Processing_Existing_Process_Natural Gas_Other Process_E9 | F3 | Industrial | Food Processing | Existing | Process | Natural Gas | Other Process | E9 | PACT BC Ratio | 0 | 0 | 0 | 0 | 0 | 0 | 0 | 0 | 0 | 0 | 0 | 0 | 0 | 0 | 0 | 0 | 0 | 0 | 0 | 0 | 0 | 0 | 0 | 0 | 0 | 0 | 0 | 0 | 0 | 0 | 0 | 0 | 0
F3_Industrial_Food Processing_Existing_Process_Natural Gas_Other Process_E10 | F3 | Industrial | Food Processing | Existing | Process | Natural Gas | Other Process | E10 | PACT BC Ratio | 0 | 0 | 0 | 0 | 0 | 0 | 0 | 0 | 0 | 0 | 0 | 0 | 0 | 0 | 0 | 0 | 0 | 0 | 0 | 0 | 0 | 0 | 0 | 0 | 0 | 0 | 0 | 0 | 0 | 0 | 0 | 0 | 0
F4_Industrial_Food Processing_Existing_Process_Natural Gas_Other Process_E1 | F4 | Industrial | Food Processing | Existing | Process | Natural Gas | Other Process | E1 | RVT BC Ratio | 0 | 0 | 0 | 0 | 0 | 0 | 0 | 0 | 0 | 0 | 0 | 0 | 0 | 0 | 0 | 0 | 0 | 0 | 0 | 0 | 0 | 0 | 0 | 0 | 0 | 0 | 0 | 0 | 0 | 0 | 0 | 0 | 0
F4_Industrial_Food Processing_Existing_Process_Natural Gas_Other Process_E2 | F4 | Industrial | Food Processing | Existing | Process | Natural Gas | Other Process | E2 | RVT BC Ratio | 0 | 0 | 0 | 0 | 0 | 0 | 0 | 0 | 0 | 0 | 0 | 0 | 0 | 0 | 0 | 0 | 0 | 0 | 0 | 0 | 0 | 0 | 0 | 0 | 0 | 0 | 0 | 0 | 0 | 0 | 0 | 0 | 0
F4_Industrial_Food Processing_Existing_Process_Natural Gas_Other Process_E3 | F4 | Industrial | Food Processing | Existing | Process | Natural Gas | Other Process | E3 | RVT BC Ratio | 0 | 0 | 0 | 0 | 0 | 0 | 0 | 0 | 0 | 0 | 0 | 0 | 0 | 0 | 0 | 0 | 0 | 0 | 0 | 0 | 0 | 0 | 0 | 0 | 0 | 0 | 0 | 0 | 0 | 0 | 0 | 0 | 0
F4_Industrial_Food Processing_Existing_Process_Natural Gas_Other Process_E4 | F4 | Industrial | Food Processing | Existing | Process | Natural Gas | Other Process | E4 | RVT BC Ratio | 0 | 0 | 0 | 0 | 0 | 0 | 0 | 0 | 0 | 0 | 0 | 0 | 0 | 0 | 0 | 0 | 0 | 0 | 0 | 0 | 0 | 0 | 0 | 0 | 0 | 0 | 0 | 0 | 0 | 0 | 0 | 0 | 0
F4_Industrial_Food Processing_Existing_Process_Natural Gas_Other Process_E5 | F4 | Industrial | Food Processing | Existing | Process | Natural Gas | Other Process | E5 | RVT BC Ratio | 0 | 0 | 0 | 0 | 0 | 0 | 0 | 0 | 0 | 0 | 0 | 0 | 0 | 0 | 0 | 0 | 0 | 0 | 0 | 0 | 0 | 0 | 0 | 0 | 0 | 0 | 0 | 0 | 0 | 0 | 0 | 0 | 0
F4_Industrial_Food Processing_Existing_Process_Natural Gas_Other Process_E6 | F4 | Industrial | Food Processing | Existing | Process | Natural Gas | Other Process | E6 | RVT BC Ratio | 0 | 0 | 0 | 0 | 0 | 0 | 0 | 0 | 0 | 0 | 0 | 0 | 0 | 0 | 0 | 0 | 0 | 0 | 0 | 0 | 0 | 0 | 0 | 0 | 0 | 0 | 0 | 0 | 0 | 0 | 0 | 0 | 0
F4_Industrial_Food Processing_Existing_Process_Natural Gas_Other Process_E7 | F4 | Industrial | Food Processing | Existing | Process | Natural Gas | Other Process | E7 | RVT BC Ratio | 0 | 0 | 0 | 0 | 0 | 0 | 0 | 0 | 0 | 0 | 0 | 0 | 0 | 0 | 0 | 0 | 0 | 0 | 0 | 0 | 0 | 0 | 0 | 0 | 0 | 0 | 0 | 0 | 0 | 0 | 0 | 0 | 0
F4_Industrial_Food Processing_Existing_Process_Natural Gas_Other Process_E8 | F4 | Industrial | Food Processing | Existing | Process | Natural Gas | Other Process | E8 | RVT BC Ratio | 0 | 0 | 0 | 0 | 0 | 0 | 0 | 0 | 0 | 0 | 0 | 0 | 0 | 0 | 0 | 0 | 0 | 0 | 0 | 0 | 0 | 0 | 0 | 0 | 0 | 0 | 0 | 0 | 0 | 0 | 0 | 0 | 0
F4_Industrial_Food Processing_Existing_Process_Natural Gas_Other Process_E9 | F4 | Industrial | Food Processing | Existing | Process | Natural Gas | Other Process | E9 | RVT BC Ratio | 0 | 0 | 0 | 0 | 0 | 0 | 0 | 0 | 0 | 0 | 0 | 0 | 0 | 0 | 0 | 0 | 0 | 0 | 0 | 0 | 0 | 0 | 0 | 0 | 0 | 0 | 0 | 0 | 0 | 0 | 0 | 0 | 0
F4_Industrial_Food Processing_Existing_Process_Natural Gas_Other Process_E10 | F4 | Industrial | Food Processing | Existing | Process | Natural Gas | Other Process | E10 | RVT BC Ratio | 0 | 0 | 0 | 0 | 0 | 0 | 0 | 0 | 0 | 0 | 0 | 0 | 0 | 0 | 0 | 0 | 0 | 0 | 0 | 0 | 0 | 0 | 0 | 0 | 0 | 0 | 0 | 0 | 0 | 0 | 0 | 0 | 0
F5_Industrial_Food Processing_Existing_Process_Natural Gas_Other Process_E1 | F5 | Industrial | Food Processing | Existing | Process | Natural Gas | Other Process | E1 | RIM BC Ratio | 0 | 0 | 0 | 0 | 0 | 0 | 0 | 0 | 0 | 0 | 0 | 0 | 0 | 0 | 0 | 0 | 0 | 0 | 0 | 0 | 0 | 0 | 0 | 0 | 0 | 0 | 0 | 0 | 0 | 0 | 0 | 0 | 0
F5_Industrial_Food Processing_Existing_Process_Natural Gas_Other Process_E2 | F5 | Industrial | Food Processing | Existing | Process | Natural Gas | Other Process | E2 | RIM BC Ratio | 0 | 0 | 0 | 0 | 0 | 0 | 0 | 0 | 0 | 0 | 0 | 0 | 0 | 0 | 0 | 0 | 0 | 0 | 0 | 0 | 0 | 0 | 0 | 0 | 0 | 0 | 0 | 0 | 0 | 0 | 0 | 0 | 0
F5_Industrial_Food Processing_Existing_Process_Natural Gas_Other Process_E3 | F5 | Industrial | Food Processing | Existing | Process | Natural Gas | Other Process | E3 | RIM BC Ratio | 0 | 0 | 0 | 0 | 0 | 0 | 0 | 0 | 0 | 0 | 0 | 0 | 0 | 0 | 0 | 0 | 0 | 0 | 0 | 0 | 0 | 0 | 0 | 0 | 0 | 0 | 0 | 0 | 0 | 0 | 0 | 0 | 0
F5_Industrial_Food Processing_Existing_Process_Natural Gas_Other Process_E4 | F5 | Industrial | Food Processing | Existing | Process | Natural Gas | Other Process | E4 | RIM BC Ratio | 0 | 0 | 0 | 0 | 0 | 0 | 0 | 0 | 0 | 0 | 0 | 0 | 0 | 0 | 0 | 0 | 0 | 0 | 0 | 0 | 0 | 0 | 0 | 0 | 0 | 0 | 0 | 0 | 0 | 0 | 0 | 0 | 0
F5_Industrial_Food Processing_Existing_Process_Natural Gas_Other Process_E5 | F5 | Industrial | Food Processing | Existing | Process | Natural Gas | Other Process | E5 | RIM BC Ratio | 0 | 0 | 0 | 0 | 0 | 0 | 0 | 0 | 0 | 0 | 0 | 0 | 0 | 0 | 0 | 0 | 0 | 0 | 0 | 0 | 0 | 0 | 0 | 0 | 0 | 0 | 0 | 0 | 0 | 0 | 0 | 0 | 0
F5_Industrial_Food Processing_Existing_Process_Natural Gas_Other Process_E6 | F5 | Industrial | Food Processing | Existing | Process | Natural Gas | Other Process | E6 | RIM BC Ratio | 0 | 0 | 0 | 0 | 0 | 0 | 0 | 0 | 0 | 0 | 0 | 0 | 0 | 0 | 0 | 0 | 0 | 0 | 0 | 0 | 0 | 0 | 0 | 0 | 0 | 0 | 0 | 0 | 0 | 0 | 0 | 0 | 0
F5_Industrial_Food Processing_Existing_Process_Natural Gas_Other Process_E7 | F5 | Industrial | Food Processing | Existing | Process | Natural Gas | Other Process | E7 | RIM BC Ratio | 0 | 0 | 0 | 0 | 0 | 0 | 0 | 0 | 0 | 0 | 0 | 0 | 0 | 0 | 0 | 0 | 0 | 0 | 0 | 0 | 0 | 0 | 0 | 0 | 0 | 0 | 0 | 0 | 0 | 0 | 0 | 0 | 0
F5_Industrial_Food Processing_Existing_Process_Natural Gas_Other Process_E8 | F5 | Industrial | Food Processing | Existing | Process | Natural Gas | Other Process | E8 | RIM BC Ratio | 0 | 0 | 0 | 0 | 0 | 0 | 0 | 0 | 0 | 0 | 0 | 0 | 0 | 0 | 0 | 0 | 0 | 0 | 0 | 0 | 0 | 0 | 0 | 0 | 0 | 0 | 0 | 0 | 0 | 0 | 0 | 0 | 0
F5_Industrial_Food Processing_Existing_Process_Natural Gas_Other Process_E9 | F5 | Industrial | Food Processing | Existing | Process | Natural Gas | Other Process | E9 | RIM BC Ratio | 0 | 0 | 0 | 0 | 0 | 0 | 0 | 0 | 0 | 0 | 0 | 0 | 0 | 0 | 0 | 0 | 0 | 0 | 0 | 0 | 0 | 0 | 0 | 0 | 0 | 0 | 0 | 0 | 0 | 0 | 0 | 0 | 0
F5_Industrial_Food Processing_Existing_Process_Natural Gas_Other Process_E10 | F5 | Industrial | Food Processing | Existing | Process | Natural Gas | Other Process | E10 | RIM BC Ratio | 0 | 0 | 0 | 0 | 0 | 0 | 0 | 0 | 0 | 0 | 0 | 0 | 0 | 0 | 0 | 0 | 0 | 0 | 0 | 0 | 0 | 0 | 0 | 0 | 0 | 0 | 0 | 0 | 0 | 0 | 0 | 0 | 0
F0_Industrial_Food Processing_Existing_Miscellaneous_Natural Gas_Miscellaneous_E0 | F0 | Industrial | Food Processing | Existing | Miscellaneous | Natural Gas | Miscellaneous | E0 | Economic Unit | 0 | 0 | 0 | 0 | 0 | 0 | 0 | 0 | 0 | 0 | 0 | 0 | 0 | 0 | 0 | 0 | 0 | 0 | 0 | 0 | 0 | 0 | 0 | 0 | 0 | 0 | 0 | 0 | 0 | 0 | 0 | 0 | 0
F1_Industrial_Food Processing_Existing_Miscellaneous_Natural Gas_Miscellaneous_E1 | F1 | Industrial | Food Processing | Existing | Miscellaneous | Natural Gas | Miscellaneous | E1 | CCE | 0 | 0 | 0 | 0 | 0 | 0 | 0 | 0 | 0 | 0 | 0 | 0 | 0 | 0 | 0 | 0 | 0 | 0 | 0 | 0 | 0 | 0 | 0 | 0 | 0 | 0 | 0 | 0 | 0 | 0 | 0 | 0 | 0
F1_Industrial_Food Processing_Existing_Miscellaneous_Natural Gas_Miscellaneous_E2 | F1 | Industrial | Food Processing | Existing | Miscellaneous | Natural Gas | Miscellaneous | E2 | CCE | 0 | 0 | 0 | 0 | 0 | 0 | 0 | 0 | 0 | 0 | 0 | 0 | 0 | 0 | 0 | 0 | 0 | 0 | 0 | 0 | 0 | 0 | 0 | 0 | 0 | 0 | 0 | 0 | 0 | 0 | 0 | 0 | 0
F1_Industrial_Food Processing_Existing_Miscellaneous_Natural Gas_Miscellaneous_E3 | F1 | Industrial | Food Processing | Existing | Miscellaneous | Natural Gas | Miscellaneous | E3 | CCE | 0 | 0 | 0 | 0 | 0 | 0 | 0 | 0 | 0 | 0 | 0 | 0 | 0 | 0 | 0 | 0 | 0 | 0 | 0 | 0 | 0 | 0 | 0 | 0 | 0 | 0 | 0 | 0 | 0 | 0 | 0 | 0 | 0
F1_Industrial_Food Processing_Existing_Miscellaneous_Natural Gas_Miscellaneous_E4 | F1 | Industrial | Food Processing | Existing | Miscellaneous | Natural Gas | Miscellaneous | E4 | CCE | 0 | 0 | 0 | 0 | 0 | 0 | 0 | 0 | 0 | 0 | 0 | 0 | 0 | 0 | 0 | 0 | 0 | 0 | 0 | 0 | 0 | 0 | 0 | 0 | 0 | 0 | 0 | 0 | 0 | 0 | 0 | 0 | 0
F1_Industrial_Food Processing_Existing_Miscellaneous_Natural Gas_Miscellaneous_E5 | F1 | Industrial | Food Processing | Existing | Miscellaneous | Natural Gas | Miscellaneous | E5 | CCE | 0 | 0 | 0 | 0 | 0 | 0 | 0 | 0 | 0 | 0 | 0 | 0 | 0 | 0 | 0 | 0 | 0 | 0 | 0 | 0 | 0 | 0 | 0 | 0 | 0 | 0 | 0 | 0 | 0 | 0 | 0 | 0 | 0
F1_Industrial_Food Processing_Existing_Miscellaneous_Natural Gas_Miscellaneous_E6 | F1 | Industrial | Food Processing | Existing | Miscellaneous | Natural Gas | Miscellaneous | E6 | CCE | 0 | 0 | 0 | 0 | 0 | 0 | 0 | 0 | 0 | 0 | 0 | 0 | 0 | 0 | 0 | 0 | 0 | 0 | 0 | 0 | 0 | 0 | 0 | 0 | 0 | 0 | 0 | 0 | 0 | 0 | 0 | 0 | 0
F1_Industrial_Food Processing_Existing_Miscellaneous_Natural Gas_Miscellaneous_E7 | F1 | Industrial | Food Processing | Existing | Miscellaneous | Natural Gas | Miscellaneous | E7 | CCE | 0 | 0 | 0 | 0 | 0 | 0 | 0 | 0 | 0 | 0 | 0 | 0 | 0 | 0 | 0 | 0 | 0 | 0 | 0 | 0 | 0 | 0 | 0 | 0 | 0 | 0 | 0 | 0 | 0 | 0 | 0 | 0 | 0
F1_Industrial_Food Processing_Existing_Miscellaneous_Natural Gas_Miscellaneous_E8 | F1 | Industrial | Food Processing | Existing | Miscellaneous | Natural Gas | Miscellaneous | E8 | CCE | 0 | 0 | 0 | 0 | 0 | 0 | 0 | 0 | 0 | 0 | 0 | 0 | 0 | 0 | 0 | 0 | 0 | 0 | 0 | 0 | 0 | 0 | 0 | 0 | 0 | 0 | 0 | 0 | 0 | 0 | 0 | 0 | 0
F1_Industrial_Food Processing_Existing_Miscellaneous_Natural Gas_Miscellaneous_E9 | F1 | Industrial | Food Processing | Existing | Miscellaneous | Natural Gas | Miscellaneous | E9 | CCE | 0 | 0 | 0 | 0 | 0 | 0 | 0 | 0 | 0 | 0 | 0 | 0 | 0 | 0 | 0 | 0 | 0 | 0 | 0 | 0 | 0 | 0 | 0 | 0 | 0 | 0 | 0 | 0 | 0 | 0 | 0 | 0 | 0
F1_Industrial_Food Processing_Existing_Miscellaneous_Natural Gas_Miscellaneous_E10 | F1 | Industrial | Food Processing | Existing | Miscellaneous | Natural Gas | Miscellaneous | E10 | CCE | 0 | 0 | 0 | 0 | 0 | 0 | 0 | 0 | 0 | 0 | 0 | 0 | 0 | 0 | 0 | 0 | 0 | 0 | 0 | 0 | 0 | 0 | 0 | 0 | 0 | 0 | 0 | 0 | 0 | 0 | 0 | 0 | 0
F2_Industrial_Food Processing_Existing_Miscellaneous_Natural Gas_Miscellaneous_E1 | F2 | Industrial | Food Processing | Existing | Miscellaneous | Natural Gas | Miscellaneous | E1 | TRC BC Ratio | 0 | 0 | 0 | 0 | 0 | 0 | 0 | 0 | 0 | 0 | 0 | 0 | 0 | 0 | 0 | 0 | 0 | 0 | 0 | 0 | 0 | 0 | 0 | 0 | 0 | 0 | 0 | 0 | 0 | 0 | 0 | 0 | 0
F2_Industrial_Food Processing_Existing_Miscellaneous_Natural Gas_Miscellaneous_E2 | F2 | Industrial | Food Processing | Existing | Miscellaneous | Natural Gas | Miscellaneous | E2 | TRC BC Ratio | 0 | 0 | 0 | 0 | 0 | 0 | 0 | 0 | 0 | 0 | 0 | 0 | 0 | 0 | 0 | 0 | 0 | 0 | 0 | 0 | 0 | 0 | 0 | 0 | 0 | 0 | 0 | 0 | 0 | 0 | 0 | 0 | 0
F2_Industrial_Food Processing_Existing_Miscellaneous_Natural Gas_Miscellaneous_E3 | F2 | Industrial | Food Processing | Existing | Miscellaneous | Natural Gas | Miscellaneous | E3 | TRC BC Ratio | 0 | 0 | 0 | 0 | 0 | 0 | 0 | 0 | 0 | 0 | 0 | 0 | 0 | 0 | 0 | 0 | 0 | 0 | 0 | 0 | 0 | 0 | 0 | 0 | 0 | 0 | 0 | 0 | 0 | 0 | 0 | 0 | 0
F2_Industrial_Food Processing_Existing_Miscellaneous_Natural Gas_Miscellaneous_E4 | F2 | Industrial | Food Processing | Existing | Miscellaneous | Natural Gas | Miscellaneous | E4 | TRC BC Ratio | 0 | 0 | 0 | 0 | 0 | 0 | 0 | 0 | 0 | 0 | 0 | 0 | 0 | 0 | 0 | 0 | 0 | 0 | 0 | 0 | 0 | 0 | 0 | 0 | 0 | 0 | 0 | 0 | 0 | 0 | 0 | 0 | 0
F2_Industrial_Food Processing_Existing_Miscellaneous_Natural Gas_Miscellaneous_E5 | F2 | Industrial | Food Processing | Existing | Miscellaneous | Natural Gas | Miscellaneous | E5 | TRC BC Ratio | 0 | 0 | 0 | 0 | 0 | 0 | 0 | 0 | 0 | 0 | 0 | 0 | 0 | 0 | 0 | 0 | 0 | 0 | 0 | 0 | 0 | 0 | 0 | 0 | 0 | 0 | 0 | 0 | 0 | 0 | 0 | 0 | 0
F2_Industrial_Food Processing_Existing_Miscellaneous_Natural Gas_Miscellaneous_E6 | F2 | Industrial | Food Processing | Existing | Miscellaneous | Natural Gas | Miscellaneous | E6 | TRC BC Ratio | 0 | 0 | 0 | 0 | 0 | 0 | 0 | 0 | 0 | 0 | 0 | 0 | 0 | 0 | 0 | 0 | 0 | 0 | 0 | 0 | 0 | 0 | 0 | 0 | 0 | 0 | 0 | 0 | 0 | 0 | 0 | 0 | 0
F2_Industrial_Food Processing_Existing_Miscellaneous_Natural Gas_Miscellaneous_E7 | F2 | Industrial | Food Processing | Existing | Miscellaneous | Natural Gas | Miscellaneous | E7 | TRC BC Ratio | 0 | 0 | 0 | 0 | 0 | 0 | 0 | 0 | 0 | 0 | 0 | 0 | 0 | 0 | 0 | 0 | 0 | 0 | 0 | 0 | 0 | 0 | 0 | 0 | 0 | 0 | 0 | 0 | 0 | 0 | 0 | 0 | 0
F2_Industrial_Food Processing_Existing_Miscellaneous_Natural Gas_Miscellaneous_E8 | F2 | Industrial | Food Processing | Existing | Miscellaneous | Natural Gas | Miscellaneous | E8 | TRC BC Ratio | 0 | 0 | 0 | 0 | 0 | 0 | 0 | 0 | 0 | 0 | 0 | 0 | 0 | 0 | 0 | 0 | 0 | 0 | 0 | 0 | 0 | 0 | 0 | 0 | 0 | 0 | 0 | 0 | 0 | 0 | 0 | 0 | 0
F2_Industrial_Food Processing_Existing_Miscellaneous_Natural Gas_Miscellaneous_E9 | F2 | Industrial | Food Processing | Existing | Miscellaneous | Natural Gas | Miscellaneous | E9 | TRC BC Ratio | 0 | 0 | 0 | 0 | 0 | 0 | 0 | 0 | 0 | 0 | 0 | 0 | 0 | 0 | 0 | 0 | 0 | 0 | 0 | 0 | 0 | 0 | 0 | 0 | 0 | 0 | 0 | 0 | 0 | 0 | 0 | 0 | 0
F2_Industrial_Food Processing_Existing_Miscellaneous_Natural Gas_Miscellaneous_E10 | F2 | Industrial | Food Processing | Existing | Miscellaneous | Natural Gas | Miscellaneous | E10 | TRC BC Ratio | 0 | 0 | 0 | 0 | 0 | 0 | 0 | 0 | 0 | 0 | 0 | 0 | 0 | 0 | 0 | 0 | 0 | 0 | 0 | 0 | 0 | 0 | 0 | 0 | 0 | 0 | 0 | 0 | 0 | 0 | 0 | 0 | 0
F3_Industrial_Food Processing_Existing_Miscellaneous_Natural Gas_Miscellaneous_E1 | F3 | Industrial | Food Processing | Existing | Miscellaneous | Natural Gas | Miscellaneous | E1 | PACT BC Ratio | 0 | 0 | 0 | 0 | 0 | 0 | 0 | 0 | 0 | 0 | 0 | 0 | 0 | 0 | 0 | 0 | 0 | 0 | 0 | 0 | 0 | 0 | 0 | 0 | 0 | 0 | 0 | 0 | 0 | 0 | 0 | 0 | 0
F3_Industrial_Food Processing_Existing_Miscellaneous_Natural Gas_Miscellaneous_E2 | F3 | Industrial | Food Processing | Existing | Miscellaneous | Natural Gas | Miscellaneous | E2 | PACT BC Ratio | 0 | 0 | 0 | 0 | 0 | 0 | 0 | 0 | 0 | 0 | 0 | 0 | 0 | 0 | 0 | 0 | 0 | 0 | 0 | 0 | 0 | 0 | 0 | 0 | 0 | 0 | 0 | 0 | 0 | 0 | 0 | 0 | 0
F3_Industrial_Food Processing_Existing_Miscellaneous_Natural Gas_Miscellaneous_E3 | F3 | Industrial | Food Processing | Existing | Miscellaneous | Natural Gas | Miscellaneous | E3 | PACT BC Ratio | 0 | 0 | 0 | 0 | 0 | 0 | 0 | 0 | 0 | 0 | 0 | 0 | 0 | 0 | 0 | 0 | 0 | 0 | 0 | 0 | 0 | 0 | 0 | 0 | 0 | 0 | 0 | 0 | 0 | 0 | 0 | 0 | 0
F3_Industrial_Food Processing_Existing_Miscellaneous_Natural Gas_Miscellaneous_E4 | F3 | Industrial | Food Processing | Existing | Miscellaneous | Natural Gas | Miscellaneous | E4 | PACT BC Ratio | 0 | 0 | 0 | 0 | 0 | 0 | 0 | 0 | 0 | 0 | 0 | 0 | 0 | 0 | 0 | 0 | 0 | 0 | 0 | 0 | 0 | 0 | 0 | 0 | 0 | 0 | 0 | 0 | 0 | 0 | 0 | 0 | 0
F3_Industrial_Food Processing_Existing_Miscellaneous_Natural Gas_Miscellaneous_E5 | F3 | Industrial | Food Processing | Existing | Miscellaneous | Natural Gas | Miscellaneous | E5 | PACT BC Ratio | 0 | 0 | 0 | 0 | 0 | 0 | 0 | 0 | 0 | 0 | 0 | 0 | 0 | 0 | 0 | 0 | 0 | 0 | 0 | 0 | 0 | 0 | 0 | 0 | 0 | 0 | 0 | 0 | 0 | 0 | 0 | 0 | 0
F3_Industrial_Food Processing_Existing_Miscellaneous_Natural Gas_Miscellaneous_E6 | F3 | Industrial | Food Processing | Existing | Miscellaneous | Natural Gas | Miscellaneous | E6 | PACT BC Ratio | 0 | 0 | 0 | 0 | 0 | 0 | 0 | 0 | 0 | 0 | 0 | 0 | 0 | 0 | 0 | 0 | 0 | 0 | 0 | 0 | 0 | 0 | 0 | 0 | 0 | 0 | 0 | 0 | 0 | 0 | 0 | 0 | 0
F3_Industrial_Food Processing_Existing_Miscellaneous_Natural Gas_Miscellaneous_E7 | F3 | Industrial | Food Processing | Existing | Miscellaneous | Natural Gas | Miscellaneous | E7 | PACT BC Ratio | 0 | 0 | 0 | 0 | 0 | 0 | 0 | 0 | 0 | 0 | 0 | 0 | 0 | 0 | 0 | 0 | 0 | 0 | 0 | 0 | 0 | 0 | 0 | 0 | 0 | 0 | 0 | 0 | 0 | 0 | 0 | 0 | 0
F3_Industrial_Food Processing_Existing_Miscellaneous_Natural Gas_Miscellaneous_E8 | F3 | Industrial | Food Processing | Existing | Miscellaneous | Natural Gas | Miscellaneous | E8 | PACT BC Ratio | 0 | 0 | 0 | 0 | 0 | 0 | 0 | 0 | 0 | 0 | 0 | 0 | 0 | 0 | 0 | 0 | 0 | 0 | 0 | 0 | 0 | 0 | 0 | 0 | 0 | 0 | 0 | 0 | 0 | 0 | 0 | 0 | 0
F3_Industrial_Food Processing_Existing_Miscellaneous_Natural Gas_Miscellaneous_E9 | F3 | Industrial | Food Processing | Existing | Miscellaneous | Natural Gas | Miscellaneous | E9 | PACT BC Ratio | 0 | 0 | 0 | 0 | 0 | 0 | 0 | 0 | 0 | 0 | 0 | 0 | 0 | 0 | 0 | 0 | 0 | 0 | 0 | 0 | 0 | 0 | 0 | 0 | 0 | 0 | 0 | 0 | 0 | 0 | 0 | 0 | 0
F3_Industrial_Food Processing_Existing_Miscellaneous_Natural Gas_Miscellaneous_E10 | F3 | Industrial | Food Processing | Existing | Miscellaneous | Natural Gas | Miscellaneous | E10 | PACT BC Ratio | 0 | 0 | 0 | 0 | 0 | 0 | 0 | 0 | 0 | 0 | 0 | 0 | 0 | 0 | 0 | 0 | 0 | 0 | 0 | 0 | 0 | 0 | 0 | 0 | 0 | 0 | 0 | 0 | 0 | 0 | 0 | 0 | 0
F4_Industrial_Food Processing_Existing_Miscellaneous_Natural Gas_Miscellaneous_E1 | F4 | Industrial | Food Processing | Existing | Miscellaneous | Natural Gas | Miscellaneous | E1 | RVT BC Ratio | 0 | 0 | 0 | 0 | 0 | 0 | 0 | 0 | 0 | 0 | 0 | 0 | 0 | 0 | 0 | 0 | 0 | 0 | 0 | 0 | 0 | 0 | 0 | 0 | 0 | 0 | 0 | 0 | 0 | 0 | 0 | 0 | 0
F4_Industrial_Food Processing_Existing_Miscellaneous_Natural Gas_Miscellaneous_E2 | F4 | Industrial | Food Processing | Existing | Miscellaneous | Natural Gas | Miscellaneous | E2 | RVT BC Ratio | 0 | 0 | 0 | 0 | 0 | 0 | 0 | 0 | 0 | 0 | 0 | 0 | 0 | 0 | 0 | 0 | 0 | 0 | 0 | 0 | 0 | 0 | 0 | 0 | 0 | 0 | 0 | 0 | 0 | 0 | 0 | 0 | 0
F4_Industrial_Food Processing_Existing_Miscellaneous_Natural Gas_Miscellaneous_E3 | F4 | Industrial | Food Processing | Existing | Miscellaneous | Natural Gas | Miscellaneous | E3 | RVT BC Ratio | 0 | 0 | 0 | 0 | 0 | 0 | 0 | 0 | 0 | 0 | 0 | 0 | 0 | 0 | 0 | 0 | 0 | 0 | 0 | 0 | 0 | 0 | 0 | 0 | 0 | 0 | 0 | 0 | 0 | 0 | 0 | 0 | 0
F4_Industrial_Food Processing_Existing_Miscellaneous_Natural Gas_Miscellaneous_E4 | F4 | Industrial | Food Processing | Existing | Miscellaneous | Natural Gas | Miscellaneous | E4 | RVT BC Ratio | 0 | 0 | 0 | 0 | 0 | 0 | 0 | 0 | 0 | 0 | 0 | 0 | 0 | 0 | 0 | 0 | 0 | 0 | 0 | 0 | 0 | 0 | 0 | 0 | 0 | 0 | 0 | 0 | 0 | 0 | 0 | 0 | 0
F4_Industrial_Food Processing_Existing_Miscellaneous_Natural Gas_Miscellaneous_E5 | F4 | Industrial | Food Processing | Existing | Miscellaneous | Natural Gas | Miscellaneous | E5 | RVT BC Ratio | 0 | 0 | 0 | 0 | 0 | 0 | 0 | 0 | 0 | 0 | 0 | 0 | 0 | 0 | 0 | 0 | 0 | 0 | 0 | 0 | 0 | 0 | 0 | 0 | 0 | 0 | 0 | 0 | 0 | 0 | 0 | 0 | 0
F4_Industrial_Food Processing_Existing_Miscellaneous_Natural Gas_Miscellaneous_E6 | F4 | Industrial | Food Processing | Existing | Miscellaneous | Natural Gas | Miscellaneous | E6 | RVT BC Ratio | 0 | 0 | 0 | 0 | 0 | 0 | 0 | 0 | 0 | 0 | 0 | 0 | 0 | 0 | 0 | 0 | 0 | 0 | 0 | 0 | 0 | 0 | 0 | 0 | 0 | 0 | 0 | 0 | 0 | 0 | 0 | 0 | 0
F4_Industrial_Food Processing_Existing_Miscellaneous_Natural Gas_Miscellaneous_E7 | F4 | Industrial | Food Processing | Existing | Miscellaneous | Natural Gas | Miscellaneous | E7 | RVT BC Ratio | 0 | 0 | 0 | 0 | 0 | 0 | 0 | 0 | 0 | 0 | 0 | 0 | 0 | 0 | 0 | 0 | 0 | 0 | 0 | 0 | 0 | 0 | 0 | 0 | 0 | 0 | 0 | 0 | 0 | 0 | 0 | 0 | 0
F4_Industrial_Food Processing_Existing_Miscellaneous_Natural Gas_Miscellaneous_E8 | F4 | Industrial | Food Processing | Existing | Miscellaneous | Natural Gas | Miscellaneous | E8 | RVT BC Ratio | 0 | 0 | 0 | 0 | 0 | 0 | 0 | 0 | 0 | 0 | 0 | 0 | 0 | 0 | 0 | 0 | 0 | 0 | 0 | 0 | 0 | 0 | 0 | 0 | 0 | 0 | 0 | 0 | 0 | 0 | 0 | 0 | 0
F4_Industrial_Food Processing_Existing_Miscellaneous_Natural Gas_Miscellaneous_E9 | F4 | Industrial | Food Processing | Existing | Miscellaneous | Natural Gas | Miscellaneous | E9 | RVT BC Ratio | 0 | 0 | 0 | 0 | 0 | 0 | 0 | 0 | 0 | 0 | 0 | 0 | 0 | 0 | 0 | 0 | 0 | 0 | 0 | 0 | 0 | 0 | 0 | 0 | 0 | 0 | 0 | 0 | 0 | 0 | 0 | 0 | 0
F4_Industrial_Food Processing_Existing_Miscellaneous_Natural Gas_Miscellaneous_E10 | F4 | Industrial | Food Processing | Existing | Miscellaneous | Natural Gas | Miscellaneous | E10 | RVT BC Ratio | 0 | 0 | 0 | 0 | 0 | 0 | 0 | 0 | 0 | 0 | 0 | 0 | 0 | 0 | 0 | 0 | 0 | 0 | 0 | 0 | 0 | 0 | 0 | 0 | 0 | 0 | 0 | 0 | 0 | 0 | 0 | 0 | 0
F5_Industrial_Food Processing_Existing_Miscellaneous_Natural Gas_Miscellaneous_E1 | F5 | Industrial | Food Processing | Existing | Miscellaneous | Natural Gas | Miscellaneous | E1 | RIM BC Ratio | 0 | 0 | 0 | 0 | 0 | 0 | 0 | 0 | 0 | 0 | 0 | 0 | 0 | 0 | 0 | 0 | 0 | 0 | 0 | 0 | 0 | 0 | 0 | 0 | 0 | 0 | 0 | 0 | 0 | 0 | 0 | 0 | 0
F5_Industrial_Food Processing_Existing_Miscellaneous_Natural Gas_Miscellaneous_E2 | F5 | Industrial | Food Processing | Existing | Miscellaneous | Natural Gas | Miscellaneous | E2 | RIM BC Ratio | 0 | 0 | 0 | 0 | 0 | 0 | 0 | 0 | 0 | 0 | 0 | 0 | 0 | 0 | 0 | 0 | 0 | 0 | 0 | 0 | 0 | 0 | 0 | 0 | 0 | 0 | 0 | 0 | 0 | 0 | 0 | 0 | 0
F5_Industrial_Food Processing_Existing_Miscellaneous_Natural Gas_Miscellaneous_E3 | F5 | Industrial | Food Processing | Existing | Miscellaneous | Natural Gas | Miscellaneous | E3 | RIM BC Ratio | 0 | 0 | 0 | 0 | 0 | 0 | 0 | 0 | 0 | 0 | 0 | 0 | 0 | 0 | 0 | 0 | 0 | 0 | 0 | 0 | 0 | 0 | 0 | 0 | 0 | 0 | 0 | 0 | 0 | 0 | 0 | 0 | 0
F5_Industrial_Food Processing_Existing_Miscellaneous_Natural Gas_Miscellaneous_E4 | F5 | Industrial | Food Processing | Existing | Miscellaneous | Natural Gas | Miscellaneous | E4 | RIM BC Ratio | 0 | 0 | 0 | 0 | 0 | 0 | 0 | 0 | 0 | 0 | 0 | 0 | 0 | 0 | 0 | 0 | 0 | 0 | 0 | 0 | 0 | 0 | 0 | 0 | 0 | 0 | 0 | 0 | 0 | 0 | 0 | 0 | 0
F5_Industrial_Food Processing_Existing_Miscellaneous_Natural Gas_Miscellaneous_E5 | F5 | Industrial | Food Processing | Existing | Miscellaneous | Natural Gas | Miscellaneous | E5 | RIM BC Ratio | 0 | 0 | 0 | 0 | 0 | 0 | 0 | 0 | 0 | 0 | 0 | 0 | 0 | 0 | 0 | 0 | 0 | 0 | 0 | 0 | 0 | 0 | 0 | 0 | 0 | 0 | 0 | 0 | 0 | 0 | 0 | 0 | 0
F5_Industrial_Food Processing_Existing_Miscellaneous_Natural Gas_Miscellaneous_E6 | F5 | Industrial | Food Processing | Existing | Miscellaneous | Natural Gas | Miscellaneous | E6 | RIM BC Ratio | 0 | 0 | 0 | 0 | 0 | 0 | 0 | 0 | 0 | 0 | 0 | 0 | 0 | 0 | 0 | 0 | 0 | 0 | 0 | 0 | 0 | 0 | 0 | 0 | 0 | 0 | 0 | 0 | 0 | 0 | 0 | 0 | 0
F5_Industrial_Food Processing_Existing_Miscellaneous_Natural Gas_Miscellaneous_E7 | F5 | Industrial | Food Processing | Existing | Miscellaneous | Natural Gas | Miscellaneous | E7 | RIM BC Ratio | 0 | 0 | 0 | 0 | 0 | 0 | 0 | 0 | 0 | 0 | 0 | 0 | 0 | 0 | 0 | 0 | 0 | 0 | 0 | 0 | 0 | 0 | 0 | 0 | 0 | 0 | 0 | 0 | 0 | 0 | 0 | 0 | 0
F5_Industrial_Food Processing_Existing_Miscellaneous_Natural Gas_Miscellaneous_E8 | F5 | Industrial | Food Processing | Existing | Miscellaneous | Natural Gas | Miscellaneous | E8 | RIM BC Ratio | 0 | 0 | 0 | 0 | 0 | 0 | 0 | 0 | 0 | 0 | 0 | 0 | 0 | 0 | 0 | 0 | 0 | 0 | 0 | 0 | 0 | 0 | 0 | 0 | 0 | 0 | 0 | 0 | 0 | 0 | 0 | 0 | 0
F5_Industrial_Food Processing_Existing_Miscellaneous_Natural Gas_Miscellaneous_E9 | F5 | Industrial | Food Processing | Existing | Miscellaneous | Natural Gas | Miscellaneous | E9 | RIM BC Ratio | 0 | 0 | 0 | 0 | 0 | 0 | 0 | 0 | 0 | 0 | 0 | 0 | 0 | 0 | 0 | 0 | 0 | 0 | 0 | 0 | 0 | 0 | 0 | 0 | 0 | 0 | 0 | 0 | 0 | 0 | 0 | 0 | 0
F5_Industrial_Food Processing_Existing_Miscellaneous_Natural Gas_Miscellaneous_E10 | F5 | Industrial | Food Processing | Existing | Miscellaneous | Natural Gas | Miscellaneous | E10 | RIM BC Ratio | 0 | 0 | 0 | 0 | 0 | 0 | 0 | 0 | 0 | 0 | 0 | 0 | 0 | 0 | 0 | 0 | 0 | 0 | 0 | 0 | 0 | 0 | 0 | 0 | 0 | 0 | 0 | 0 | 0 | 0 | 0 | 0 | 0
F0_Industrial_Food Processing_New_Space Heating_Natural Gas_Furnace_E0 | F0 | Industrial | Food Processing | New | Space Heating | Natural Gas | Furnace | E0 | Economic Unit | 0 | 0 | 0 | 0 | 0 | 0 | 0 | 0 | 0 | 0 | 0 | 0 | 0 | 0 | 0 | 0 | 0 | 0 | 0 | 0 | 0 | 0 | 0 | 0 | 0 | 0 | 0 | 0 | 0 | 0 | 0 | 0 | 0
F1_Industrial_Food Processing_New_Space Heating_Natural Gas_Furnace_E1 | F1 | Industrial | Food Processing | New | Space Heating | Natural Gas | Furnace | E1 | CCE | 0 | 0 | 0 | 0 | 0 | 0 | 0 | 0 | 0 | 0 | 0 | 0 | 0 | 0 | 0 | 0 | 0 | 0 | 0 | 0 | 0 | 0 | 0 | 0 | 0 | 0 | 0 | 0 | 0 | 0 | 0 | 0 | 0
F1_Industrial_Food Processing_New_Space Heating_Natural Gas_Furnace_E2 | F1 | Industrial | Food Processing | New | Space Heating | Natural Gas | Furnace | E2 | CCE | 0 | 0 | 0 | 0 | 0 | 0 | 0 | 0 | 0 | 0 | 0 | 0 | 0 | 0 | 0 | 0 | 0 | 0 | 0 | 0 | 0 | 0 | 0 | 0 | 0 | 0 | 0 | 0 | 0 | 0 | 0 | 0 | 0
F1_Industrial_Food Processing_New_Space Heating_Natural Gas_Furnace_E3 | F1 | Industrial | Food Processing | New | Space Heating | Natural Gas | Furnace | E3 | CCE | 0 | 0 | 0 | 0 | 0 | 0 | 0 | 0 | 0 | 0 | 0 | 0 | 0 | 0 | 0 | 0 | 0 | 0 | 0 | 0 | 0 | 0 | 0 | 0 | 0 | 0 | 0 | 0 | 0 | 0 | 0 | 0 | 0
F1_Industrial_Food Processing_New_Space Heating_Natural Gas_Furnace_E4 | F1 | Industrial | Food Processing | New | Space Heating | Natural Gas | Furnace | E4 | CCE | 0 | 0 | 0 | 0 | 0 | 0 | 0 | 0 | 0 | 0 | 0 | 0 | 0 | 0 | 0 | 0 | 0 | 0 | 0 | 0 | 0 | 0 | 0 | 0 | 0 | 0 | 0 | 0 | 0 | 0 | 0 | 0 | 0
F1_Industrial_Food Processing_New_Space Heating_Natural Gas_Furnace_E5 | F1 | Industrial | Food Processing | New | Space Heating | Natural Gas | Furnace | E5 | CCE | 0 | 0 | 0 | 0 | 0 | 0 | 0 | 0 | 0 | 0 | 0 | 0 | 0 | 0 | 0 | 0 | 0 | 0 | 0 | 0 | 0 | 0 | 0 | 0 | 0 | 0 | 0 | 0 | 0 | 0 | 0 | 0 | 0
F1_Industrial_Food Processing_New_Space Heating_Natural Gas_Furnace_E6 | F1 | Industrial | Food Processing | New | Space Heating | Natural Gas | Furnace | E6 | CCE | 0 | 0 | 0 | 0 | 0 | 0 | 0 | 0 | 0 | 0 | 0 | 0 | 0 | 0 | 0 | 0 | 0 | 0 | 0 | 0 | 0 | 0 | 0 | 0 | 0 | 0 | 0 | 0 | 0 | 0 | 0 | 0 | 0
F1_Industrial_Food Processing_New_Space Heating_Natural Gas_Furnace_E7 | F1 | Industrial | Food Processing | New | Space Heating | Natural Gas | Furnace | E7 | CCE | 0 | 0 | 0 | 0 | 0 | 0 | 0 | 0 | 0 | 0 | 0 | 0 | 0 | 0 | 0 | 0 | 0 | 0 | 0 | 0 | 0 | 0 | 0 | 0 | 0 | 0 | 0 | 0 | 0 | 0 | 0 | 0 | 0
F1_Industrial_Food Processing_New_Space Heating_Natural Gas_Furnace_E8 | F1 | Industrial | Food Processing | New | Space Heating | Natural Gas | Furnace | E8 | CCE | 0 | 0 | 0 | 0 | 0 | 0 | 0 | 0 | 0 | 0 | 0 | 0 | 0 | 0 | 0 | 0 | 0 | 0 | 0 | 0 | 0 | 0 | 0 | 0 | 0 | 0 | 0 | 0 | 0 | 0 | 0 | 0 | 0
F1_Industrial_Food Processing_New_Space Heating_Natural Gas_Furnace_E9 | F1 | Industrial | Food Processing | New | Space Heating | Natural Gas | Furnace | E9 | CCE | 0 | 0 | 0 | 0 | 0 | 0 | 0 | 0 | 0 | 0 | 0 | 0 | 0 | 0 | 0 | 0 | 0 | 0 | 0 | 0 | 0 | 0 | 0 | 0 | 0 | 0 | 0 | 0 | 0 | 0 | 0 | 0 | 0
F1_Industrial_Food Processing_New_Space Heating_Natural Gas_Furnace_E10 | F1 | Industrial | Food Processing | New | Space Heating | Natural Gas | Furnace | E10 | CCE | 0 | 0 | 0 | 0 | 0 | 0 | 0 | 0 | 0 | 0 | 0 | 0 | 0 | 0 | 0 | 0 | 0 | 0 | 0 | 0 | 0 | 0 | 0 | 0 | 0 | 0 | 0 | 0 | 0 | 0 | 0 | 0 | 0
F2_Industrial_Food Processing_New_Space Heating_Natural Gas_Furnace_E1 | F2 | Industrial | Food Processing | New | Space Heating | Natural Gas | Furnace | E1 | TRC BC Ratio | 0 | 0 | 0 | 0 | 0 | 0 | 0 | 0 | 0 | 0 | 0 | 0 | 0 | 0 | 0 | 0 | 0 | 0 | 0 | 0 | 0 | 0 | 0 | 0 | 0 | 0 | 0 | 0 | 0 | 0 | 0 | 0 | 0
F2_Industrial_Food Processing_New_Space Heating_Natural Gas_Furnace_E2 | F2 | Industrial | Food Processing | New | Space Heating | Natural Gas | Furnace | E2 | TRC BC Ratio | 0 | 0 | 0 | 0 | 0 | 0 | 0 | 0 | 0 | 0 | 0 | 0 | 0 | 0 | 0 | 0 | 0 | 0 | 0 | 0 | 0 | 0 | 0 | 0 | 0 | 0 | 0 | 0 | 0 | 0 | 0 | 0 | 0
F2_Industrial_Food Processing_New_Space Heating_Natural Gas_Furnace_E3 | F2 | Industrial | Food Processing | New | Space Heating | Natural Gas | Furnace | E3 | TRC BC Ratio | 0 | 0 | 0 | 0 | 0 | 0 | 0 | 0 | 0 | 0 | 0 | 0 | 0 | 0 | 0 | 0 | 0 | 0 | 0 | 0 | 0 | 0 | 0 | 0 | 0 | 0 | 0 | 0 | 0 | 0 | 0 | 0 | 0
F2_Industrial_Food Processing_New_Space Heating_Natural Gas_Furnace_E4 | F2 | Industrial | Food Processing | New | Space Heating | Natural Gas | Furnace | E4 | TRC BC Ratio | 0 | 0 | 0 | 0 | 0 | 0 | 0 | 0 | 0 | 0 | 0 | 0 | 0 | 0 | 0 | 0 | 0 | 0 | 0 | 0 | 0 | 0 | 0 | 0 | 0 | 0 | 0 | 0 | 0 | 0 | 0 | 0 | 0
F2_Industrial_Food Processing_New_Space Heating_Natural Gas_Furnace_E5 | F2 | Industrial | Food Processing | New | Space Heating | Natural Gas | Furnace | E5 | TRC BC Ratio | 0 | 0 | 0 | 0 | 0 | 0 | 0 | 0 | 0 | 0 | 0 | 0 | 0 | 0 | 0 | 0 | 0 | 0 | 0 | 0 | 0 | 0 | 0 | 0 | 0 | 0 | 0 | 0 | 0 | 0 | 0 | 0 | 0
F2_Industrial_Food Processing_New_Space Heating_Natural Gas_Furnace_E6 | F2 | Industrial | Food Processing | New | Space Heating | Natural Gas | Furnace | E6 | TRC BC Ratio | 0 | 0 | 0 | 0 | 0 | 0 | 0 | 0 | 0 | 0 | 0 | 0 | 0 | 0 | 0 | 0 | 0 | 0 | 0 | 0 | 0 | 0 | 0 | 0 | 0 | 0 | 0 | 0 | 0 | 0 | 0 | 0 | 0
F2_Industrial_Food Processing_New_Space Heating_Natural Gas_Furnace_E7 | F2 | Industrial | Food Processing | New | Space Heating | Natural Gas | Furnace | E7 | TRC BC Ratio | 0 | 0 | 0 | 0 | 0 | 0 | 0 | 0 | 0 | 0 | 0 | 0 | 0 | 0 | 0 | 0 | 0 | 0 | 0 | 0 | 0 | 0 | 0 | 0 | 0 | 0 | 0 | 0 | 0 | 0 | 0 | 0 | 0
F2_Industrial_Food Processing_New_Space Heating_Natural Gas_Furnace_E8 | F2 | Industrial | Food Processing | New | Space Heating | Natural Gas | Furnace | E8 | TRC BC Ratio | 0 | 0 | 0 | 0 | 0 | 0 | 0 | 0 | 0 | 0 | 0 | 0 | 0 | 0 | 0 | 0 | 0 | 0 | 0 | 0 | 0 | 0 | 0 | 0 | 0 | 0 | 0 | 0 | 0 | 0 | 0 | 0 | 0
F2_Industrial_Food Processing_New_Space Heating_Natural Gas_Furnace_E9 | F2 | Industrial | Food Processing | New | Space Heating | Natural Gas | Furnace | E9 | TRC BC Ratio | 0 | 0 | 0 | 0 | 0 | 0 | 0 | 0 | 0 | 0 | 0 | 0 | 0 | 0 | 0 | 0 | 0 | 0 | 0 | 0 | 0 | 0 | 0 | 0 | 0 | 0 | 0 | 0 | 0 | 0 | 0 | 0 | 0
F2_Industrial_Food Processing_New_Space Heating_Natural Gas_Furnace_E10 | F2 | Industrial | Food Processing | New | Space Heating | Natural Gas | Furnace | E10 | TRC BC Ratio | 0 | 0 | 0 | 0 | 0 | 0 | 0 | 0 | 0 | 0 | 0 | 0 | 0 | 0 | 0 | 0 | 0 | 0 | 0 | 0 | 0 | 0 | 0 | 0 | 0 | 0 | 0 | 0 | 0 | 0 | 0 | 0 | 0
F3_Industrial_Food Processing_New_Space Heating_Natural Gas_Furnace_E1 | F3 | Industrial | Food Processing | New | Space Heating | Natural Gas | Furnace | E1 | PACT BC Ratio | 0 | 0 | 0 | 0 | 0 | 0 | 0 | 0 | 0 | 0 | 0 | 0 | 0 | 0 | 0 | 0 | 0 | 0 | 0 | 0 | 0 | 0 | 0 | 0 | 0 | 0 | 0 | 0 | 0 | 0 | 0 | 0 | 0
F3_Industrial_Food Processing_New_Space Heating_Natural Gas_Furnace_E2 | F3 | Industrial | Food Processing | New | Space Heating | Natural Gas | Furnace | E2 | PACT BC Ratio | 0 | 0 | 0 | 0 | 0 | 0 | 0 | 0 | 0 | 0 | 0 | 0 | 0 | 0 | 0 | 0 | 0 | 0 | 0 | 0 | 0 | 0 | 0 | 0 | 0 | 0 | 0 | 0 | 0 | 0 | 0 | 0 | 0
F3_Industrial_Food Processing_New_Space Heating_Natural Gas_Furnace_E3 | F3 | Industrial | Food Processing | New | Space Heating | Natural Gas | Furnace | E3 | PACT BC Ratio | 0 | 0 | 0 | 0 | 0 | 0 | 0 | 0 | 0 | 0 | 0 | 0 | 0 | 0 | 0 | 0 | 0 | 0 | 0 | 0 | 0 | 0 | 0 | 0 | 0 | 0 | 0 | 0 | 0 | 0 | 0 | 0 | 0
F3_Industrial_Food Processing_New_Space Heating_Natural Gas_Furnace_E4 | F3 | Industrial | Food Processing | New | Space Heating | Natural Gas | Furnace | E4 | PACT BC Ratio | 0 | 0 | 0 | 0 | 0 | 0 | 0 | 0 | 0 | 0 | 0 | 0 | 0 | 0 | 0 | 0 | 0 | 0 | 0 | 0 | 0 | 0 | 0 | 0 | 0 | 0 | 0 | 0 | 0 | 0 | 0 | 0 | 0
F3_Industrial_Food Processing_New_Space Heating_Natural Gas_Furnace_E5 | F3 | Industrial | Food Processing | New | Space Heating | Natural Gas | Furnace | E5 | PACT BC Ratio | 0 | 0 | 0 | 0 | 0 | 0 | 0 | 0 | 0 | 0 | 0 | 0 | 0 | 0 | 0 | 0 | 0 | 0 | 0 | 0 | 0 | 0 | 0 | 0 | 0 | 0 | 0 | 0 | 0 | 0 | 0 | 0 | 0
F3_Industrial_Food Processing_New_Space Heating_Natural Gas_Furnace_E6 | F3 | Industrial | Food Processing | New | Space Heating | Natural Gas | Furnace | E6 | PACT BC Ratio | 0 | 0 | 0 | 0 | 0 | 0 | 0 | 0 | 0 | 0 | 0 | 0 | 0 | 0 | 0 | 0 | 0 | 0 | 0 | 0 | 0 | 0 | 0 | 0 | 0 | 0 | 0 | 0 | 0 | 0 | 0 | 0 | 0
F3_Industrial_Food Processing_New_Space Heating_Natural Gas_Furnace_E7 | F3 | Industrial | Food Processing | New | Space Heating | Natural Gas | Furnace | E7 | PACT BC Ratio | 0 | 0 | 0 | 0 | 0 | 0 | 0 | 0 | 0 | 0 | 0 | 0 | 0 | 0 | 0 | 0 | 0 | 0 | 0 | 0 | 0 | 0 | 0 | 0 | 0 | 0 | 0 | 0 | 0 | 0 | 0 | 0 | 0
F3_Industrial_Food Processing_New_Space Heating_Natural Gas_Furnace_E8 | F3 | Industrial | Food Processing | New | Space Heating | Natural Gas | Furnace | E8 | PACT BC Ratio | 0 | 0 | 0 | 0 | 0 | 0 | 0 | 0 | 0 | 0 | 0 | 0 | 0 | 0 | 0 | 0 | 0 | 0 | 0 | 0 | 0 | 0 | 0 | 0 | 0 | 0 | 0 | 0 | 0 | 0 | 0 | 0 | 0
F3_Industrial_Food Processing_New_Space Heating_Natural Gas_Furnace_E9 | F3 | Industrial | Food Processing | New | Space Heating | Natural Gas | Furnace | E9 | PACT BC Ratio | 0 | 0 | 0 | 0 | 0 | 0 | 0 | 0 | 0 | 0 | 0 | 0 | 0 | 0 | 0 | 0 | 0 | 0 | 0 | 0 | 0 | 0 | 0 | 0 | 0 | 0 | 0 | 0 | 0 | 0 | 0 | 0 | 0
F3_Industrial_Food Processing_New_Space Heating_Natural Gas_Furnace_E10 | F3 | Industrial | Food Processing | New | Space Heating | Natural Gas | Furnace | E10 | PACT BC Ratio | 0 | 0 | 0 | 0 | 0 | 0 | 0 | 0 | 0 | 0 | 0 | 0 | 0 | 0 | 0 | 0 | 0 | 0 | 0 | 0 | 0 | 0 | 0 | 0 | 0 | 0 | 0 | 0 | 0 | 0 | 0 | 0 | 0
F4_Industrial_Food Processing_New_Space Heating_Natural Gas_Furnace_E1 | F4 | Industrial | Food Processing | New | Space Heating | Natural Gas | Furnace | E1 | RVT BC Ratio | 0 | 0 | 0 | 0 | 0 | 0 | 0 | 0 | 0 | 0 | 0 | 0 | 0 | 0 | 0 | 0 | 0 | 0 | 0 | 0 | 0 | 0 | 0 | 0 | 0 | 0 | 0 | 0 | 0 | 0 | 0 | 0 | 0
F4_Industrial_Food Processing_New_Space Heating_Natural Gas_Furnace_E2 | F4 | Industrial | Food Processing | New | Space Heating | Natural Gas | Furnace | E2 | RVT BC Ratio | 0 | 0 | 0 | 0 | 0 | 0 | 0 | 0 | 0 | 0 | 0 | 0 | 0 | 0 | 0 | 0 | 0 | 0 | 0 | 0 | 0 | 0 | 0 | 0 | 0 | 0 | 0 | 0 | 0 | 0 | 0 | 0 | 0
F4_Industrial_Food Processing_New_Space Heating_Natural Gas_Furnace_E3 | F4 | Industrial | Food Processing | New | Space Heating | Natural Gas | Furnace | E3 | RVT BC Ratio | 0 | 0 | 0 | 0 | 0 | 0 | 0 | 0 | 0 | 0 | 0 | 0 | 0 | 0 | 0 | 0 | 0 | 0 | 0 | 0 | 0 | 0 | 0 | 0 | 0 | 0 | 0 | 0 | 0 | 0 | 0 | 0 | 0
F4_Industrial_Food Processing_New_Space Heating_Natural Gas_Furnace_E4 | F4 | Industrial | Food Processing | New | Space Heating | Natural Gas | Furnace | E4 | RVT BC Ratio | 0 | 0 | 0 | 0 | 0 | 0 | 0 | 0 | 0 | 0 | 0 | 0 | 0 | 0 | 0 | 0 | 0 | 0 | 0 | 0 | 0 | 0 | 0 | 0 | 0 | 0 | 0 | 0 | 0 | 0 | 0 | 0 | 0
F4_Industrial_Food Processing_New_Space Heating_Natural Gas_Furnace_E5 | F4 | Industrial | Food Processing | New | Space Heating | Natural Gas | Furnace | E5 | RVT BC Ratio | 0 | 0 | 0 | 0 | 0 | 0 | 0 | 0 | 0 | 0 | 0 | 0 | 0 | 0 | 0 | 0 | 0 | 0 | 0 | 0 | 0 | 0 | 0 | 0 | 0 | 0 | 0 | 0 | 0 | 0 | 0 | 0 | 0
F4_Industrial_Food Processing_New_Space Heating_Natural Gas_Furnace_E6 | F4 | Industrial | Food Processing | New | Space Heating | Natural Gas | Furnace | E6 | RVT BC Ratio | 0 | 0 | 0 | 0 | 0 | 0 | 0 | 0 | 0 | 0 | 0 | 0 | 0 | 0 | 0 | 0 | 0 | 0 | 0 | 0 | 0 | 0 | 0 | 0 | 0 | 0 | 0 | 0 | 0 | 0 | 0 | 0 | 0
F4_Industrial_Food Processing_New_Space Heating_Natural Gas_Furnace_E7 | F4 | Industrial | Food Processing | New | Space Heating | Natural Gas | Furnace | E7 | RVT BC Ratio | 0 | 0 | 0 | 0 | 0 | 0 | 0 | 0 | 0 | 0 | 0 | 0 | 0 | 0 | 0 | 0 | 0 | 0 | 0 | 0 | 0 | 0 | 0 | 0 | 0 | 0 | 0 | 0 | 0 | 0 | 0 | 0 | 0
F4_Industrial_Food Processing_New_Space Heating_Natural Gas_Furnace_E8 | F4 | Industrial | Food Processing | New | Space Heating | Natural Gas | Furnace | E8 | RVT BC Ratio | 0 | 0 | 0 | 0 | 0 | 0 | 0 | 0 | 0 | 0 | 0 | 0 | 0 | 0 | 0 | 0 | 0 | 0 | 0 | 0 | 0 | 0 | 0 | 0 | 0 | 0 | 0 | 0 | 0 | 0 | 0 | 0 | 0
F4_Industrial_Food Processing_New_Space Heating_Natural Gas_Furnace_E9 | F4 | Industrial | Food Processing | New | Space Heating | Natural Gas | Furnace | E9 | RVT BC Ratio | 0 | 0 | 0 | 0 | 0 | 0 | 0 | 0 | 0 | 0 | 0 | 0 | 0 | 0 | 0 | 0 | 0 | 0 | 0 | 0 | 0 | 0 | 0 | 0 | 0 | 0 | 0 | 0 | 0 | 0 | 0 | 0 | 0
F4_Industrial_Food Processing_New_Space Heating_Natural Gas_Furnace_E10 | F4 | Industrial | Food Processing | New | Space Heating | Natural Gas | Furnace | E10 | RVT BC Ratio | 0 | 0 | 0 | 0 | 0 | 0 | 0 | 0 | 0 | 0 | 0 | 0 | 0 | 0 | 0 | 0 | 0 | 0 | 0 | 0 | 0 | 0 | 0 | 0 | 0 | 0 | 0 | 0 | 0 | 0 | 0 | 0 | 0
F5_Industrial_Food Processing_New_Space Heating_Natural Gas_Furnace_E1 | F5 | Industrial | Food Processing | New | Space Heating | Natural Gas | Furnace | E1 | RIM BC Ratio | 0 | 0 | 0 | 0 | 0 | 0 | 0 | 0 | 0 | 0 | 0 | 0 | 0 | 0 | 0 | 0 | 0 | 0 | 0 | 0 | 0 | 0 | 0 | 0 | 0 | 0 | 0 | 0 | 0 | 0 | 0 | 0 | 0
F5_Industrial_Food Processing_New_Space Heating_Natural Gas_Furnace_E2 | F5 | Industrial | Food Processing | New | Space Heating | Natural Gas | Furnace | E2 | RIM BC Ratio | 0 | 0 | 0 | 0 | 0 | 0 | 0 | 0 | 0 | 0 | 0 | 0 | 0 | 0 | 0 | 0 | 0 | 0 | 0 | 0 | 0 | 0 | 0 | 0 | 0 | 0 | 0 | 0 | 0 | 0 | 0 | 0 | 0
F5_Industrial_Food Processing_New_Space Heating_Natural Gas_Furnace_E3 | F5 | Industrial | Food Processing | New | Space Heating | Natural Gas | Furnace | E3 | RIM BC Ratio | 0 | 0 | 0 | 0 | 0 | 0 | 0 | 0 | 0 | 0 | 0 | 0 | 0 | 0 | 0 | 0 | 0 | 0 | 0 | 0 | 0 | 0 | 0 | 0 | 0 | 0 | 0 | 0 | 0 | 0 | 0 | 0 | 0
F5_Industrial_Food Processing_New_Space Heating_Natural Gas_Furnace_E4 | F5 | Industrial | Food Processing | New | Space Heating | Natural Gas | Furnace | E4 | RIM BC Ratio | 0 | 0 | 0 | 0 | 0 | 0 | 0 | 0 | 0 | 0 | 0 | 0 | 0 | 0 | 0 | 0 | 0 | 0 | 0 | 0 | 0 | 0 | 0 | 0 | 0 | 0 | 0 | 0 | 0 | 0 | 0 | 0 | 0
F5_Industrial_Food Processing_New_Space Heating_Natural Gas_Furnace_E5 | F5 | Industrial | Food Processing | New | Space Heating | Natural Gas | Furnace | E5 | RIM BC Ratio | 0 | 0 | 0 | 0 | 0 | 0 | 0 | 0 | 0 | 0 | 0 | 0 | 0 | 0 | 0 | 0 | 0 | 0 | 0 | 0 | 0 | 0 | 0 | 0 | 0 | 0 | 0 | 0 | 0 | 0 | 0 | 0 | 0
F5_Industrial_Food Processing_New_Space Heating_Natural Gas_Furnace_E6 | F5 | Industrial | Food Processing | New | Space Heating | Natural Gas | Furnace | E6 | RIM BC Ratio | 0 | 0 | 0 | 0 | 0 | 0 | 0 | 0 | 0 | 0 | 0 | 0 | 0 | 0 | 0 | 0 | 0 | 0 | 0 | 0 | 0 | 0 | 0 | 0 | 0 | 0 | 0 | 0 | 0 | 0 | 0 | 0 | 0
F5_Industrial_Food Processing_New_Space Heating_Natural Gas_Furnace_E7 | F5 | Industrial | Food Processing | New | Space Heating | Natural Gas | Furnace | E7 | RIM BC Ratio | 0 | 0 | 0 | 0 | 0 | 0 | 0 | 0 | 0 | 0 | 0 | 0 | 0 | 0 | 0 | 0 | 0 | 0 | 0 | 0 | 0 | 0 | 0 | 0 | 0 | 0 | 0 | 0 | 0 | 0 | 0 | 0 | 0
F5_Industrial_Food Processing_New_Space Heating_Natural Gas_Furnace_E8 | F5 | Industrial | Food Processing | New | Space Heating | Natural Gas | Furnace | E8 | RIM BC Ratio | 0 | 0 | 0 | 0 | 0 | 0 | 0 | 0 | 0 | 0 | 0 | 0 | 0 | 0 | 0 | 0 | 0 | 0 | 0 | 0 | 0 | 0 | 0 | 0 | 0 | 0 | 0 | 0 | 0 | 0 | 0 | 0 | 0
F5_Industrial_Food Processing_New_Space Heating_Natural Gas_Furnace_E9 | F5 | Industrial | Food Processing | New | Space Heating | Natural Gas | Furnace | E9 | RIM BC Ratio | 0 | 0 | 0 | 0 | 0 | 0 | 0 | 0 | 0 | 0 | 0 | 0 | 0 | 0 | 0 | 0 | 0 | 0 | 0 | 0 | 0 | 0 | 0 | 0 | 0 | 0 | 0 | 0 | 0 | 0 | 0 | 0 | 0
F5_Industrial_Food Processing_New_Space Heating_Natural Gas_Furnace_E10 | F5 | Industrial | Food Processing | New | Space Heating | Natural Gas | Furnace | E10 | RIM BC Ratio | 0 | 0 | 0 | 0 | 0 | 0 | 0 | 0 | 0 | 0 | 0 | 0 | 0 | 0 | 0 | 0 | 0 | 0 | 0 | 0 | 0 | 0 | 0 | 0 | 0 | 0 | 0 | 0 | 0 | 0 | 0 | 0 | 0
F0_Industrial_Food Processing_New_Space Heating_Natural Gas_Boiler_E0 | F0 | Industrial | Food Processing | New | Space Heating | Natural Gas | Boiler | E0 | Economic Unit | 0 | 0 | 0 | 0 | 0 | 0 | 0 | 0 | 0 | 0 | 0 | 0 | 0 | 0 | 0 | 0 | 0 | 0 | 0 | 0 | 0 | 0 | 0 | 0 | 0 | 0 | 0 | 0 | 0 | 0 | 0 | 0 | 0
F1_Industrial_Food Processing_New_Space Heating_Natural Gas_Boiler_E1 | F1 | Industrial | Food Processing | New | Space Heating | Natural Gas | Boiler | E1 | CCE | 0 | 0 | 0 | 0 | 0 | 0 | 0 | 0 | 0 | 0 | 0 | 0 | 0 | 0 | 0 | 0 | 0 | 0 | 0 | 0 | 0 | 0 | 0 | 0 | 0 | 0 | 0 | 0 | 0 | 0 | 0 | 0 | 0
F1_Industrial_Food Processing_New_Space Heating_Natural Gas_Boiler_E2 | F1 | Industrial | Food Processing | New | Space Heating | Natural Gas | Boiler | E2 | CCE | 0 | 0 | 0 | 0 | 0 | 0 | 0 | 0 | 0 | 0 | 0 | 0 | 0 | 0 | 0 | 0 | 0 | 0 | 0 | 0 | 0 | 0 | 0 | 0 | 0 | 0 | 0 | 0 | 0 | 0 | 0 | 0 | 0
F1_Industrial_Food Processing_New_Space Heating_Natural Gas_Boiler_E3 | F1 | Industrial | Food Processing | New | Space Heating | Natural Gas | Boiler | E3 | CCE | 0 | 0 | 0 | 0 | 0 | 0 | 0 | 0 | 0 | 0 | 0 | 0 | 0 | 0 | 0 | 0 | 0 | 0 | 0 | 0 | 0 | 0 | 0 | 0 | 0 | 0 | 0 | 0 | 0 | 0 | 0 | 0 | 0
F1_Industrial_Food Processing_New_Space Heating_Natural Gas_Boiler_E4 | F1 | Industrial | Food Processing | New | Space Heating | Natural Gas | Boiler | E4 | CCE | 0 | 0 | 0 | 0 | 0 | 0 | 0 | 0 | 0 | 0 | 0 | 0 | 0 | 0 | 0 | 0 | 0 | 0 | 0 | 0 | 0 | 0 | 0 | 0 | 0 | 0 | 0 | 0 | 0 | 0 | 0 | 0 | 0
F1_Industrial_Food Processing_New_Space Heating_Natural Gas_Boiler_E5 | F1 | Industrial | Food Processing | New | Space Heating | Natural Gas | Boiler | E5 | CCE | 0 | 0 | 0 | 0 | 0 | 0 | 0 | 0 | 0 | 0 | 0 | 0 | 0 | 0 | 0 | 0 | 0 | 0 | 0 | 0 | 0 | 0 | 0 | 0 | 0 | 0 | 0 | 0 | 0 | 0 | 0 | 0 | 0
F1_Industrial_Food Processing_New_Space Heating_Natural Gas_Boiler_E6 | F1 | Industrial | Food Processing | New | Space Heating | Natural Gas | Boiler | E6 | CCE | 0 | 0 | 0 | 0 | 0 | 0 | 0 | 0 | 0 | 0 | 0 | 0 | 0 | 0 | 0 | 0 | 0 | 0 | 0 | 0 | 0 | 0 | 0 | 0 | 0 | 0 | 0 | 0 | 0 | 0 | 0 | 0 | 0
F1_Industrial_Food Processing_New_Space Heating_Natural Gas_Boiler_E7 | F1 | Industrial | Food Processing | New | Space Heating | Natural Gas | Boiler | E7 | CCE | 0 | 0 | 0 | 0 | 0 | 0 | 0 | 0 | 0 | 0 | 0 | 0 | 0 | 0 | 0 | 0 | 0 | 0 | 0 | 0 | 0 | 0 | 0 | 0 | 0 | 0 | 0 | 0 | 0 | 0 | 0 | 0 | 0
F1_Industrial_Food Processing_New_Space Heating_Natural Gas_Boiler_E8 | F1 | Industrial | Food Processing | New | Space Heating | Natural Gas | Boiler | E8 | CCE | 0 | 0 | 0 | 0 | 0 | 0 | 0 | 0 | 0 | 0 | 0 | 0 | 0 | 0 | 0 | 0 | 0 | 0 | 0 | 0 | 0 | 0 | 0 | 0 | 0 | 0 | 0 | 0 | 0 | 0 | 0 | 0 | 0
F1_Industrial_Food Processing_New_Space Heating_Natural Gas_Boiler_E9 | F1 | Industrial | Food Processing | New | Space Heating | Natural Gas | Boiler | E9 | CCE | 0 | 0 | 0 | 0 | 0 | 0 | 0 | 0 | 0 | 0 | 0 | 0 | 0 | 0 | 0 | 0 | 0 | 0 | 0 | 0 | 0 | 0 | 0 | 0 | 0 | 0 | 0 | 0 | 0 | 0 | 0 | 0 | 0
F1_Industrial_Food Processing_New_Space Heating_Natural Gas_Boiler_E10 | F1 | Industrial | Food Processing | New | Space Heating | Natural Gas | Boiler | E10 | CCE | 0 | 0 | 0 | 0 | 0 | 0 | 0 | 0 | 0 | 0 | 0 | 0 | 0 | 0 | 0 | 0 | 0 | 0 | 0 | 0 | 0 | 0 | 0 | 0 | 0 | 0 | 0 | 0 | 0 | 0 | 0 | 0 | 0
F2_Industrial_Food Processing_New_Space Heating_Natural Gas_Boiler_E1 | F2 | Industrial | Food Processing | New | Space Heating | Natural Gas | Boiler | E1 | TRC BC Ratio | 0 | 0 | 0 | 0 | 0 | 0 | 0 | 0 | 0 | 0 | 0 | 0 | 0 | 0 | 0 | 0 | 0 | 0 | 0 | 0 | 0 | 0 | 0 | 0 | 0 | 0 | 0 | 0 | 0 | 0 | 0 | 0 | 0
F2_Industrial_Food Processing_New_Space Heating_Natural Gas_Boiler_E2 | F2 | Industrial | Food Processing | New | Space Heating | Natural Gas | Boiler | E2 | TRC BC Ratio | 0 | 0 | 0 | 0 | 0 | 0 | 0 | 0 | 0 | 0 | 0 | 0 | 0 | 0 | 0 | 0 | 0 | 0 | 0 | 0 | 0 | 0 | 0 | 0 | 0 | 0 | 0 | 0 | 0 | 0 | 0 | 0 | 0
F2_Industrial_Food Processing_New_Space Heating_Natural Gas_Boiler_E3 | F2 | Industrial | Food Processing | New | Space Heating | Natural Gas | Boiler | E3 | TRC BC Ratio | 0 | 0 | 0 | 0 | 0 | 0 | 0 | 0 | 0 | 0 | 0 | 0 | 0 | 0 | 0 | 0 | 0 | 0 | 0 | 0 | 0 | 0 | 0 | 0 | 0 | 0 | 0 | 0 | 0 | 0 | 0 | 0 | 0
F2_Industrial_Food Processing_New_Space Heating_Natural Gas_Boiler_E4 | F2 | Industrial | Food Processing | New | Space Heating | Natural Gas | Boiler | E4 | TRC BC Ratio | 0 | 0 | 0 | 0 | 0 | 0 | 0 | 0 | 0 | 0 | 0 | 0 | 0 | 0 | 0 | 0 | 0 | 0 | 0 | 0 | 0 | 0 | 0 | 0 | 0 | 0 | 0 | 0 | 0 | 0 | 0 | 0 | 0
F2_Industrial_Food Processing_New_Space Heating_Natural Gas_Boiler_E5 | F2 | Industrial | Food Processing | New | Space Heating | Natural Gas | Boiler | E5 | TRC BC Ratio | 0 | 0 | 0 | 0 | 0 | 0 | 0 | 0 | 0 | 0 | 0 | 0 | 0 | 0 | 0 | 0 | 0 | 0 | 0 | 0 | 0 | 0 | 0 | 0 | 0 | 0 | 0 | 0 | 0 | 0 | 0 | 0 | 0
F2_Industrial_Food Processing_New_Space Heating_Natural Gas_Boiler_E6 | F2 | Industrial | Food Processing | New | Space Heating | Natural Gas | Boiler | E6 | TRC BC Ratio | 0 | 0 | 0 | 0 | 0 | 0 | 0 | 0 | 0 | 0 | 0 | 0 | 0 | 0 | 0 | 0 | 0 | 0 | 0 | 0 | 0 | 0 | 0 | 0 | 0 | 0 | 0 | 0 | 0 | 0 | 0 | 0 | 0
F2_Industrial_Food Processing_New_Space Heating_Natural Gas_Boiler_E7 | F2 | Industrial | Food Processing | New | Space Heating | Natural Gas | Boiler | E7 | TRC BC Ratio | 0 | 0 | 0 | 0 | 0 | 0 | 0 | 0 | 0 | 0 | 0 | 0 | 0 | 0 | 0 | 0 | 0 | 0 | 0 | 0 | 0 | 0 | 0 | 0 | 0 | 0 | 0 | 0 | 0 | 0 | 0 | 0 | 0
F2_Industrial_Food Processing_New_Space Heating_Natural Gas_Boiler_E8 | F2 | Industrial | Food Processing | New | Space Heating | Natural Gas | Boiler | E8 | TRC BC Ratio | 0 | 0 | 0 | 0 | 0 | 0 | 0 | 0 | 0 | 0 | 0 | 0 | 0 | 0 | 0 | 0 | 0 | 0 | 0 | 0 | 0 | 0 | 0 | 0 | 0 | 0 | 0 | 0 | 0 | 0 | 0 | 0 | 0
F2_Industrial_Food Processing_New_Space Heating_Natural Gas_Boiler_E9 | F2 | Industrial | Food Processing | New | Space Heating | Natural Gas | Boiler | E9 | TRC BC Ratio | 0 | 0 | 0 | 0 | 0 | 0 | 0 | 0 | 0 | 0 | 0 | 0 | 0 | 0 | 0 | 0 | 0 | 0 | 0 | 0 | 0 | 0 | 0 | 0 | 0 | 0 | 0 | 0 | 0 | 0 | 0 | 0 | 0
F2_Industrial_Food Processing_New_Space Heating_Natural Gas_Boiler_E10 | F2 | Industrial | Food Processing | New | Space Heating | Natural Gas | Boiler | E10 | TRC BC Ratio | 0 | 0 | 0 | 0 | 0 | 0 | 0 | 0 | 0 | 0 | 0 | 0 | 0 | 0 | 0 | 0 | 0 | 0 | 0 | 0 | 0 | 0 | 0 | 0 | 0 | 0 | 0 | 0 | 0 | 0 | 0 | 0 | 0
F3_Industrial_Food Processing_New_Space Heating_Natural Gas_Boiler_E1 | F3 | Industrial | Food Processing | New | Space Heating | Natural Gas | Boiler | E1 | PACT BC Ratio | 0 | 0 | 0 | 0 | 0 | 0 | 0 | 0 | 0 | 0 | 0 | 0 | 0 | 0 | 0 | 0 | 0 | 0 | 0 | 0 | 0 | 0 | 0 | 0 | 0 | 0 | 0 | 0 | 0 | 0 | 0 | 0 | 0
F3_Industrial_Food Processing_New_Space Heating_Natural Gas_Boiler_E2 | F3 | Industrial | Food Processing | New | Space Heating | Natural Gas | Boiler | E2 | PACT BC Ratio | 0 | 0 | 0 | 0 | 0 | 0 | 0 | 0 | 0 | 0 | 0 | 0 | 0 | 0 | 0 | 0 | 0 | 0 | 0 | 0 | 0 | 0 | 0 | 0 | 0 | 0 | 0 | 0 | 0 | 0 | 0 | 0 | 0
F3_Industrial_Food Processing_New_Space Heating_Natural Gas_Boiler_E3 | F3 | Industrial | Food Processing | New | Space Heating | Natural Gas | Boiler | E3 | PACT BC Ratio | 0 | 0 | 0 | 0 | 0 | 0 | 0 | 0 | 0 | 0 | 0 | 0 | 0 | 0 | 0 | 0 | 0 | 0 | 0 | 0 | 0 | 0 | 0 | 0 | 0 | 0 | 0 | 0 | 0 | 0 | 0 | 0 | 0
F3_Industrial_Food Processing_New_Space Heating_Natural Gas_Boiler_E4 | F3 | Industrial | Food Processing | New | Space Heating | Natural Gas | Boiler | E4 | PACT BC Ratio | 0 | 0 | 0 | 0 | 0 | 0 | 0 | 0 | 0 | 0 | 0 | 0 | 0 | 0 | 0 | 0 | 0 | 0 | 0 | 0 | 0 | 0 | 0 | 0 | 0 | 0 | 0 | 0 | 0 | 0 | 0 | 0 | 0
F3_Industrial_Food Processing_New_Space Heating_Natural Gas_Boiler_E5 | F3 | Industrial | Food Processing | New | Space Heating | Natural Gas | Boiler | E5 | PACT BC Ratio | 0 | 0 | 0 | 0 | 0 | 0 | 0 | 0 | 0 | 0 | 0 | 0 | 0 | 0 | 0 | 0 | 0 | 0 | 0 | 0 | 0 | 0 | 0 | 0 | 0 | 0 | 0 | 0 | 0 | 0 | 0 | 0 | 0
F3_Industrial_Food Processing_New_Space Heating_Natural Gas_Boiler_E6 | F3 | Industrial | Food Processing | New | Space Heating | Natural Gas | Boiler | E6 | PACT BC Ratio | 0 | 0 | 0 | 0 | 0 | 0 | 0 | 0 | 0 | 0 | 0 | 0 | 0 | 0 | 0 | 0 | 0 | 0 | 0 | 0 | 0 | 0 | 0 | 0 | 0 | 0 | 0 | 0 | 0 | 0 | 0 | 0 | 0
F3_Industrial_Food Processing_New_Space Heating_Natural Gas_Boiler_E7 | F3 | Industrial | Food Processing | New | Space Heating | Natural Gas | Boiler | E7 | PACT BC Ratio | 0 | 0 | 0 | 0 | 0 | 0 | 0 | 0 | 0 | 0 | 0 | 0 | 0 | 0 | 0 | 0 | 0 | 0 | 0 | 0 | 0 | 0 | 0 | 0 | 0 | 0 | 0 | 0 | 0 | 0 | 0 | 0 | 0
F3_Industrial_Food Processing_New_Space Heating_Natural Gas_Boiler_E8 | F3 | Industrial | Food Processing | New | Space Heating | Natural Gas | Boiler | E8 | PACT BC Ratio | 0 | 0 | 0 | 0 | 0 | 0 | 0 | 0 | 0 | 0 | 0 | 0 | 0 | 0 | 0 | 0 | 0 | 0 | 0 | 0 | 0 | 0 | 0 | 0 | 0 | 0 | 0 | 0 | 0 | 0 | 0 | 0 | 0
F3_Industrial_Food Processing_New_Space Heating_Natural Gas_Boiler_E9 | F3 | Industrial | Food Processing | New | Space Heating | Natural Gas | Boiler | E9 | PACT BC Ratio | 0 | 0 | 0 | 0 | 0 | 0 | 0 | 0 | 0 | 0 | 0 | 0 | 0 | 0 | 0 | 0 | 0 | 0 | 0 | 0 | 0 | 0 | 0 | 0 | 0 | 0 | 0 | 0 | 0 | 0 | 0 | 0 | 0
F3_Industrial_Food Processing_New_Space Heating_Natural Gas_Boiler_E10 | F3 | Industrial | Food Processing | New | Space Heating | Natural Gas | Boiler | E10 | PACT BC Ratio | 0 | 0 | 0 | 0 | 0 | 0 | 0 | 0 | 0 | 0 | 0 | 0 | 0 | 0 | 0 | 0 | 0 | 0 | 0 | 0 | 0 | 0 | 0 | 0 | 0 | 0 | 0 | 0 | 0 | 0 | 0 | 0 | 0
F4_Industrial_Food Processing_New_Space Heating_Natural Gas_Boiler_E1 | F4 | Industrial | Food Processing | New | Space Heating | Natural Gas | Boiler | E1 | RVT BC Ratio | 0 | 0 | 0 | 0 | 0 | 0 | 0 | 0 | 0 | 0 | 0 | 0 | 0 | 0 | 0 | 0 | 0 | 0 | 0 | 0 | 0 | 0 | 0 | 0 | 0 | 0 | 0 | 0 | 0 | 0 | 0 | 0 | 0
F4_Industrial_Food Processing_New_Space Heating_Natural Gas_Boiler_E2 | F4 | Industrial | Food Processing | New | Space Heating | Natural Gas | Boiler | E2 | RVT BC Ratio | 0 | 0 | 0 | 0 | 0 | 0 | 0 | 0 | 0 | 0 | 0 | 0 | 0 | 0 | 0 | 0 | 0 | 0 | 0 | 0 | 0 | 0 | 0 | 0 | 0 | 0 | 0 | 0 | 0 | 0 | 0 | 0 | 0
F4_Industrial_Food Processing_New_Space Heating_Natural Gas_Boiler_E3 | F4 | Industrial | Food Processing | New | Space Heating | Natural Gas | Boiler | E3 | RVT BC Ratio | 0 | 0 | 0 | 0 | 0 | 0 | 0 | 0 | 0 | 0 | 0 | 0 | 0 | 0 | 0 | 0 | 0 | 0 | 0 | 0 | 0 | 0 | 0 | 0 | 0 | 0 | 0 | 0 | 0 | 0 | 0 | 0 | 0
F4_Industrial_Food Processing_New_Space Heating_Natural Gas_Boiler_E4 | F4 | Industrial | Food Processing | New | Space Heating | Natural Gas | Boiler | E4 | RVT BC Ratio | 0 | 0 | 0 | 0 | 0 | 0 | 0 | 0 | 0 | 0 | 0 | 0 | 0 | 0 | 0 | 0 | 0 | 0 | 0 | 0 | 0 | 0 | 0 | 0 | 0 | 0 | 0 | 0 | 0 | 0 | 0 | 0 | 0
F4_Industrial_Food Processing_New_Space Heating_Natural Gas_Boiler_E5 | F4 | Industrial | Food Processing | New | Space Heating | Natural Gas | Boiler | E5 | RVT BC Ratio | 0 | 0 | 0 | 0 | 0 | 0 | 0 | 0 | 0 | 0 | 0 | 0 | 0 | 0 | 0 | 0 | 0 | 0 | 0 | 0 | 0 | 0 | 0 | 0 | 0 | 0 | 0 | 0 | 0 | 0 | 0 | 0 | 0
F4_Industrial_Food Processing_New_Space Heating_Natural Gas_Boiler_E6 | F4 | Industrial | Food Processing | New | Space Heating | Natural Gas | Boiler | E6 | RVT BC Ratio | 0 | 0 | 0 | 0 | 0 | 0 | 0 | 0 | 0 | 0 | 0 | 0 | 0 | 0 | 0 | 0 | 0 | 0 | 0 | 0 | 0 | 0 | 0 | 0 | 0 | 0 | 0 | 0 | 0 | 0 | 0 | 0 | 0
F4_Industrial_Food Processing_New_Space Heating_Natural Gas_Boiler_E7 | F4 | Industrial | Food Processing | New | Space Heating | Natural Gas | Boiler | E7 | RVT BC Ratio | 0 | 0 | 0 | 0 | 0 | 0 | 0 | 0 | 0 | 0 | 0 | 0 | 0 | 0 | 0 | 0 | 0 | 0 | 0 | 0 | 0 | 0 | 0 | 0 | 0 | 0 | 0 | 0 | 0 | 0 | 0 | 0 | 0
F4_Industrial_Food Processing_New_Space Heating_Natural Gas_Boiler_E8 | F4 | Industrial | Food Processing | New | Space Heating | Natural Gas | Boiler | E8 | RVT BC Ratio | 0 | 0 | 0 | 0 | 0 | 0 | 0 | 0 | 0 | 0 | 0 | 0 | 0 | 0 | 0 | 0 | 0 | 0 | 0 | 0 | 0 | 0 | 0 | 0 | 0 | 0 | 0 | 0 | 0 | 0 | 0 | 0 | 0
F4_Industrial_Food Processing_New_Space Heating_Natural Gas_Boiler_E9 | F4 | Industrial | Food Processing | New | Space Heating | Natural Gas | Boiler | E9 | RVT BC Ratio | 0 | 0 | 0 | 0 | 0 | 0 | 0 | 0 | 0 | 0 | 0 | 0 | 0 | 0 | 0 | 0 | 0 | 0 | 0 | 0 | 0 | 0 | 0 | 0 | 0 | 0 | 0 | 0 | 0 | 0 | 0 | 0 | 0
F4_Industrial_Food Processing_New_Space Heating_Natural Gas_Boiler_E10 | F4 | Industrial | Food Processing | New | Space Heating | Natural Gas | Boiler | E10 | RVT BC Ratio | 0 | 0 | 0 | 0 | 0 | 0 | 0 | 0 | 0 | 0 | 0 | 0 | 0 | 0 | 0 | 0 | 0 | 0 | 0 | 0 | 0 | 0 | 0 | 0 | 0 | 0 | 0 | 0 | 0 | 0 | 0 | 0 | 0
F5_Industrial_Food Processing_New_Space Heating_Natural Gas_Boiler_E1 | F5 | Industrial | Food Processing | New | Space Heating | Natural Gas | Boiler | E1 | RIM BC Ratio | 0 | 0 | 0 | 0 | 0 | 0 | 0 | 0 | 0 | 0 | 0 | 0 | 0 | 0 | 0 | 0 | 0 | 0 | 0 | 0 | 0 | 0 | 0 | 0 | 0 | 0 | 0 | 0 | 0 | 0 | 0 | 0 | 0
F5_Industrial_Food Processing_New_Space Heating_Natural Gas_Boiler_E2 | F5 | Industrial | Food Processing | New | Space Heating | Natural Gas | Boiler | E2 | RIM BC Ratio | 0 | 0 | 0 | 0 | 0 | 0 | 0 | 0 | 0 | 0 | 0 | 0 | 0 | 0 | 0 | 0 | 0 | 0 | 0 | 0 | 0 | 0 | 0 | 0 | 0 | 0 | 0 | 0 | 0 | 0 | 0 | 0 | 0
F5_Industrial_Food Processing_New_Space Heating_Natural Gas_Boiler_E3 | F5 | Industrial | Food Processing | New | Space Heating | Natural Gas | Boiler | E3 | RIM BC Ratio | 0 | 0 | 0 | 0 | 0 | 0 | 0 | 0 | 0 | 0 | 0 | 0 | 0 | 0 | 0 | 0 | 0 | 0 | 0 | 0 | 0 | 0 | 0 | 0 | 0 | 0 | 0 | 0 | 0 | 0 | 0 | 0 | 0
F5_Industrial_Food Processing_New_Space Heating_Natural Gas_Boiler_E4 | F5 | Industrial | Food Processing | New | Space Heating | Natural Gas | Boiler | E4 | RIM BC Ratio | 0 | 0 | 0 | 0 | 0 | 0 | 0 | 0 | 0 | 0 | 0 | 0 | 0 | 0 | 0 | 0 | 0 | 0 | 0 | 0 | 0 | 0 | 0 | 0 | 0 | 0 | 0 | 0 | 0 | 0 | 0 | 0 | 0
F5_Industrial_Food Processing_New_Space Heating_Natural Gas_Boiler_E5 | F5 | Industrial | Food Processing | New | Space Heating | Natural Gas | Boiler | E5 | RIM BC Ratio | 0 | 0 | 0 | 0 | 0 | 0 | 0 | 0 | 0 | 0 | 0 | 0 | 0 | 0 | 0 | 0 | 0 | 0 | 0 | 0 | 0 | 0 | 0 | 0 | 0 | 0 | 0 | 0 | 0 | 0 | 0 | 0 | 0
F5_Industrial_Food Processing_New_Space Heating_Natural Gas_Boiler_E6 | F5 | Industrial | Food Processing | New | Space Heating | Natural Gas | Boiler | E6 | RIM BC Ratio | 0 | 0 | 0 | 0 | 0 | 0 | 0 | 0 | 0 | 0 | 0 | 0 | 0 | 0 | 0 | 0 | 0 | 0 | 0 | 0 | 0 | 0 | 0 | 0 | 0 | 0 | 0 | 0 | 0 | 0 | 0 | 0 | 0
F5_Industrial_Food Processing_New_Space Heating_Natural Gas_Boiler_E7 | F5 | Industrial | Food Processing | New | Space Heating | Natural Gas | Boiler | E7 | RIM BC Ratio | 0 | 0 | 0 | 0 | 0 | 0 | 0 | 0 | 0 | 0 | 0 | 0 | 0 | 0 | 0 | 0 | 0 | 0 | 0 | 0 | 0 | 0 | 0 | 0 | 0 | 0 | 0 | 0 | 0 | 0 | 0 | 0 | 0
F5_Industrial_Food Processing_New_Space Heating_Natural Gas_Boiler_E8 | F5 | Industrial | Food Processing | New | Space Heating | Natural Gas | Boiler | E8 | RIM BC Ratio | 0 | 0 | 0 | 0 | 0 | 0 | 0 | 0 | 0 | 0 | 0 | 0 | 0 | 0 | 0 | 0 | 0 | 0 | 0 | 0 | 0 | 0 | 0 | 0 | 0 | 0 | 0 | 0 | 0 | 0 | 0 | 0 | 0
F5_Industrial_Food Processing_New_Space Heating_Natural Gas_Boiler_E9 | F5 | Industrial | Food Processing | New | Space Heating | Natural Gas | Boiler | E9 | RIM BC Ratio | 0 | 0 | 0 | 0 | 0 | 0 | 0 | 0 | 0 | 0 | 0 | 0 | 0 | 0 | 0 | 0 | 0 | 0 | 0 | 0 | 0 | 0 | 0 | 0 | 0 | 0 | 0 | 0 | 0 | 0 | 0 | 0 | 0
F5_Industrial_Food Processing_New_Space Heating_Natural Gas_Boiler_E10 | F5 | Industrial | Food Processing | New | Space Heating | Natural Gas | Boiler | E10 | RIM BC Ratio | 0 | 0 | 0 | 0 | 0 | 0 | 0 | 0 | 0 | 0 | 0 | 0 | 0 | 0 | 0 | 0 | 0 | 0 | 0 | 0 | 0 | 0 | 0 | 0 | 0 | 0 | 0 | 0 | 0 | 0 | 0 | 0 | 0
F0_Industrial_Food Processing_New_Space Heating_Natural Gas_Unit Heater_E0 | F0 | Industrial | Food Processing | New | Space Heating | Natural Gas | Unit Heater | E0 | Economic Unit | 0 | 0 | 0 | 0 | 0 | 0 | 0 | 0 | 0 | 0 | 0 | 0 | 0 | 0 | 0 | 0 | 0 | 0 | 0 | 0 | 0 | 0 | 0 | 0 | 0 | 0 | 0 | 0 | 0 | 0 | 0 | 0 | 0
F1_Industrial_Food Processing_New_Space Heating_Natural Gas_Unit Heater_E1 | F1 | Industrial | Food Processing | New | Space Heating | Natural Gas | Unit Heater | E1 | CCE | 0 | 0 | 0 | 0 | 0 | 0 | 0 | 0 | 0 | 0 | 0 | 0 | 0 | 0 | 0 | 0 | 0 | 0 | 0 | 0 | 0 | 0 | 0 | 0 | 0 | 0 | 0 | 0 | 0 | 0 | 0 | 0 | 0
F1_Industrial_Food Processing_New_Space Heating_Natural Gas_Unit Heater_E2 | F1 | Industrial | Food Processing | New | Space Heating | Natural Gas | Unit Heater | E2 | CCE | 0 | 0 | 0 | 0 | 0 | 0 | 0 | 0 | 0 | 0 | 0 | 0 | 0 | 0 | 0 | 0 | 0 | 0 | 0 | 0 | 0 | 0 | 0 | 0 | 0 | 0 | 0 | 0 | 0 | 0 | 0 | 0 | 0
F1_Industrial_Food Processing_New_Space Heating_Natural Gas_Unit Heater_E3 | F1 | Industrial | Food Processing | New | Space Heating | Natural Gas | Unit Heater | E3 | CCE | 0 | 0 | 0 | 0 | 0 | 0 | 0 | 0 | 0 | 0 | 0 | 0 | 0 | 0 | 0 | 0 | 0 | 0 | 0 | 0 | 0 | 0 | 0 | 0 | 0 | 0 | 0 | 0 | 0 | 0 | 0 | 0 | 0
F1_Industrial_Food Processing_New_Space Heating_Natural Gas_Unit Heater_E4 | F1 | Industrial | Food Processing | New | Space Heating | Natural Gas | Unit Heater | E4 | CCE | 0 | 0 | 0 | 0 | 0 | 0 | 0 | 0 | 0 | 0 | 0 | 0 | 0 | 0 | 0 | 0 | 0 | 0 | 0 | 0 | 0 | 0 | 0 | 0 | 0 | 0 | 0 | 0 | 0 | 0 | 0 | 0 | 0
F1_Industrial_Food Processing_New_Space Heating_Natural Gas_Unit Heater_E5 | F1 | Industrial | Food Processing | New | Space Heating | Natural Gas | Unit Heater | E5 | CCE | 0 | 0 | 0 | 0 | 0 | 0 | 0 | 0 | 0 | 0 | 0 | 0 | 0 | 0 | 0 | 0 | 0 | 0 | 0 | 0 | 0 | 0 | 0 | 0 | 0 | 0 | 0 | 0 | 0 | 0 | 0 | 0 | 0
F1_Industrial_Food Processing_New_Space Heating_Natural Gas_Unit Heater_E6 | F1 | Industrial | Food Processing | New | Space Heating | Natural Gas | Unit Heater | E6 | CCE | 0 | 0 | 0 | 0 | 0 | 0 | 0 | 0 | 0 | 0 | 0 | 0 | 0 | 0 | 0 | 0 | 0 | 0 | 0 | 0 | 0 | 0 | 0 | 0 | 0 | 0 | 0 | 0 | 0 | 0 | 0 | 0 | 0
F1_Industrial_Food Processing_New_Space Heating_Natural Gas_Unit Heater_E7 | F1 | Industrial | Food Processing | New | Space Heating | Natural Gas | Unit Heater | E7 | CCE | 0 | 0 | 0 | 0 | 0 | 0 | 0 | 0 | 0 | 0 | 0 | 0 | 0 | 0 | 0 | 0 | 0 | 0 | 0 | 0 | 0 | 0 | 0 | 0 | 0 | 0 | 0 | 0 | 0 | 0 | 0 | 0 | 0
F1_Industrial_Food Processing_New_Space Heating_Natural Gas_Unit Heater_E8 | F1 | Industrial | Food Processing | New | Space Heating | Natural Gas | Unit Heater | E8 | CCE | 0 | 0 | 0 | 0 | 0 | 0 | 0 | 0 | 0 | 0 | 0 | 0 | 0 | 0 | 0 | 0 | 0 | 0 | 0 | 0 | 0 | 0 | 0 | 0 | 0 | 0 | 0 | 0 | 0 | 0 | 0 | 0 | 0
F1_Industrial_Food Processing_New_Space Heating_Natural Gas_Unit Heater_E9 | F1 | Industrial | Food Processing | New | Space Heating | Natural Gas | Unit Heater | E9 | CCE | 0 | 0 | 0 | 0 | 0 | 0 | 0 | 0 | 0 | 0 | 0 | 0 | 0 | 0 | 0 | 0 | 0 | 0 | 0 | 0 | 0 | 0 | 0 | 0 | 0 | 0 | 0 | 0 | 0 | 0 | 0 | 0 | 0
F1_Industrial_Food Processing_New_Space Heating_Natural Gas_Unit Heater_E10 | F1 | Industrial | Food Processing | New | Space Heating | Natural Gas | Unit Heater | E10 | CCE | 0 | 0 | 0 | 0 | 0 | 0 | 0 | 0 | 0 | 0 | 0 | 0 | 0 | 0 | 0 | 0 | 0 | 0 | 0 | 0 | 0 | 0 | 0 | 0 | 0 | 0 | 0 | 0 | 0 | 0 | 0 | 0 | 0
F2_Industrial_Food Processing_New_Space Heating_Natural Gas_Unit Heater_E1 | F2 | Industrial | Food Processing | New | Space Heating | Natural Gas | Unit Heater | E1 | TRC BC Ratio | 0 | 0 | 0 | 0 | 0 | 0 | 0 | 0 | 0 | 0 | 0 | 0 | 0 | 0 | 0 | 0 | 0 | 0 | 0 | 0 | 0 | 0 | 0 | 0 | 0 | 0 | 0 | 0 | 0 | 0 | 0 | 0 | 0
F2_Industrial_Food Processing_New_Space Heating_Natural Gas_Unit Heater_E2 | F2 | Industrial | Food Processing | New | Space Heating | Natural Gas | Unit Heater | E2 | TRC BC Ratio | 0 | 0 | 0 | 0 | 0 | 0 | 0 | 0 | 0 | 0 | 0 | 0 | 0 | 0 | 0 | 0 | 0 | 0 | 0 | 0 | 0 | 0 | 0 | 0 | 0 | 0 | 0 | 0 | 0 | 0 | 0 | 0 | 0
F2_Industrial_Food Processing_New_Space Heating_Natural Gas_Unit Heater_E3 | F2 | Industrial | Food Processing | New | Space Heating | Natural Gas | Unit Heater | E3 | TRC BC Ratio | 0 | 0 | 0 | 0 | 0 | 0 | 0 | 0 | 0 | 0 | 0 | 0 | 0 | 0 | 0 | 0 | 0 | 0 | 0 | 0 | 0 | 0 | 0 | 0 | 0 | 0 | 0 | 0 | 0 | 0 | 0 | 0 | 0
F2_Industrial_Food Processing_New_Space Heating_Natural Gas_Unit Heater_E4 | F2 | Industrial | Food Processing | New | Space Heating | Natural Gas | Unit Heater | E4 | TRC BC Ratio | 0 | 0 | 0 | 0 | 0 | 0 | 0 | 0 | 0 | 0 | 0 | 0 | 0 | 0 | 0 | 0 | 0 | 0 | 0 | 0 | 0 | 0 | 0 | 0 | 0 | 0 | 0 | 0 | 0 | 0 | 0 | 0 | 0
F2_Industrial_Food Processing_New_Space Heating_Natural Gas_Unit Heater_E5 | F2 | Industrial | Food Processing | New | Space Heating | Natural Gas | Unit Heater | E5 | TRC BC Ratio | 0 | 0 | 0 | 0 | 0 | 0 | 0 | 0 | 0 | 0 | 0 | 0 | 0 | 0 | 0 | 0 | 0 | 0 | 0 | 0 | 0 | 0 | 0 | 0 | 0 | 0 | 0 | 0 | 0 | 0 | 0 | 0 | 0
F2_Industrial_Food Processing_New_Space Heating_Natural Gas_Unit Heater_E6 | F2 | Industrial | Food Processing | New | Space Heating | Natural Gas | Unit Heater | E6 | TRC BC Ratio | 0 | 0 | 0 | 0 | 0 | 0 | 0 | 0 | 0 | 0 | 0 | 0 | 0 | 0 | 0 | 0 | 0 | 0 | 0 | 0 | 0 | 0 | 0 | 0 | 0 | 0 | 0 | 0 | 0 | 0 | 0 | 0 | 0
F2_Industrial_Food Processing_New_Space Heating_Natural Gas_Unit Heater_E7 | F2 | Industrial | Food Processing | New | Space Heating | Natural Gas | Unit Heater | E7 | TRC BC Ratio | 0 | 0 | 0 | 0 | 0 | 0 | 0 | 0 | 0 | 0 | 0 | 0 | 0 | 0 | 0 | 0 | 0 | 0 | 0 | 0 | 0 | 0 | 0 | 0 | 0 | 0 | 0 | 0 | 0 | 0 | 0 | 0 | 0
F2_Industrial_Food Processing_New_Space Heating_Natural Gas_Unit Heater_E8 | F2 | Industrial | Food Processing | New | Space Heating | Natural Gas | Unit Heater | E8 | TRC BC Ratio | 0 | 0 | 0 | 0 | 0 | 0 | 0 | 0 | 0 | 0 | 0 | 0 | 0 | 0 | 0 | 0 | 0 | 0 | 0 | 0 | 0 | 0 | 0 | 0 | 0 | 0 | 0 | 0 | 0 | 0 | 0 | 0 | 0
F2_Industrial_Food Processing_New_Space Heating_Natural Gas_Unit Heater_E9 | F2 | Industrial | Food Processing | New | Space Heating | Natural Gas | Unit Heater | E9 | TRC BC Ratio | 0 | 0 | 0 | 0 | 0 | 0 | 0 | 0 | 0 | 0 | 0 | 0 | 0 | 0 | 0 | 0 | 0 | 0 | 0 | 0 | 0 | 0 | 0 | 0 | 0 | 0 | 0 | 0 | 0 | 0 | 0 | 0 | 0
F2_Industrial_Food Processing_New_Space Heating_Natural Gas_Unit Heater_E10 | F2 | Industrial | Food Processing | New | Space Heating | Natural Gas | Unit Heater | E10 | TRC BC Ratio | 0 | 0 | 0 | 0 | 0 | 0 | 0 | 0 | 0 | 0 | 0 | 0 | 0 | 0 | 0 | 0 | 0 | 0 | 0 | 0 | 0 | 0 | 0 | 0 | 0 | 0 | 0 | 0 | 0 | 0 | 0 | 0 | 0
F3_Industrial_Food Processing_New_Space Heating_Natural Gas_Unit Heater_E1 | F3 | Industrial | Food Processing | New | Space Heating | Natural Gas | Unit Heater | E1 | PACT BC Ratio | 0 | 0 | 0 | 0 | 0 | 0 | 0 | 0 | 0 | 0 | 0 | 0 | 0 | 0 | 0 | 0 | 0 | 0 | 0 | 0 | 0 | 0 | 0 | 0 | 0 | 0 | 0 | 0 | 0 | 0 | 0 | 0 | 0
F3_Industrial_Food Processing_New_Space Heating_Natural Gas_Unit Heater_E2 | F3 | Industrial | Food Processing | New | Space Heating | Natural Gas | Unit Heater | E2 | PACT BC Ratio | 0 | 0 | 0 | 0 | 0 | 0 | 0 | 0 | 0 | 0 | 0 | 0 | 0 | 0 | 0 | 0 | 0 | 0 | 0 | 0 | 0 | 0 | 0 | 0 | 0 | 0 | 0 | 0 | 0 | 0 | 0 | 0 | 0
F3_Industrial_Food Processing_New_Space Heating_Natural Gas_Unit Heater_E3 | F3 | Industrial | Food Processing | New | Space Heating | Natural Gas | Unit Heater | E3 | PACT BC Ratio | 0 | 0 | 0 | 0 | 0 | 0 | 0 | 0 | 0 | 0 | 0 | 0 | 0 | 0 | 0 | 0 | 0 | 0 | 0 | 0 | 0 | 0 | 0 | 0 | 0 | 0 | 0 | 0 | 0 | 0 | 0 | 0 | 0
F3_Industrial_Food Processing_New_Space Heating_Natural Gas_Unit Heater_E4 | F3 | Industrial | Food Processing | New | Space Heating | Natural Gas | Unit Heater | E4 | PACT BC Ratio | 0 | 0 | 0 | 0 | 0 | 0 | 0 | 0 | 0 | 0 | 0 | 0 | 0 | 0 | 0 | 0 | 0 | 0 | 0 | 0 | 0 | 0 | 0 | 0 | 0 | 0 | 0 | 0 | 0 | 0 | 0 | 0 | 0
F3_Industrial_Food Processing_New_Space Heating_Natural Gas_Unit Heater_E5 | F3 | Industrial | Food Processing | New | Space Heating | Natural Gas | Unit Heater | E5 | PACT BC Ratio | 0 | 0 | 0 | 0 | 0 | 0 | 0 | 0 | 0 | 0 | 0 | 0 | 0 | 0 | 0 | 0 | 0 | 0 | 0 | 0 | 0 | 0 | 0 | 0 | 0 | 0 | 0 | 0 | 0 | 0 | 0 | 0 | 0
F3_Industrial_Food Processing_New_Space Heating_Natural Gas_Unit Heater_E6 | F3 | Industrial | Food Processing | New | Space Heating | Natural Gas | Unit Heater | E6 | PACT BC Ratio | 0 | 0 | 0 | 0 | 0 | 0 | 0 | 0 | 0 | 0 | 0 | 0 | 0 | 0 | 0 | 0 | 0 | 0 | 0 | 0 | 0 | 0 | 0 | 0 | 0 | 0 | 0 | 0 | 0 | 0 | 0 | 0 | 0
F3_Industrial_Food Processing_New_Space Heating_Natural Gas_Unit Heater_E7 | F3 | Industrial | Food Processing | New | Space Heating | Natural Gas | Unit Heater | E7 | PACT BC Ratio | 0 | 0 | 0 | 0 | 0 | 0 | 0 | 0 | 0 | 0 | 0 | 0 | 0 | 0 | 0 | 0 | 0 | 0 | 0 | 0 | 0 | 0 | 0 | 0 | 0 | 0 | 0 | 0 | 0 | 0 | 0 | 0 | 0
F3_Industrial_Food Processing_New_Space Heating_Natural Gas_Unit Heater_E8 | F3 | Industrial | Food Processing | New | Space Heating | Natural Gas | Unit Heater | E8 | PACT BC Ratio | 0 | 0 | 0 | 0 | 0 | 0 | 0 | 0 | 0 | 0 | 0 | 0 | 0 | 0 | 0 | 0 | 0 | 0 | 0 | 0 | 0 | 0 | 0 | 0 | 0 | 0 | 0 | 0 | 0 | 0 | 0 | 0 | 0
F3_Industrial_Food Processing_New_Space Heating_Natural Gas_Unit Heater_E9 | F3 | Industrial | Food Processing | New | Space Heating | Natural Gas | Unit Heater | E9 | PACT BC Ratio | 0 | 0 | 0 | 0 | 0 | 0 | 0 | 0 | 0 | 0 | 0 | 0 | 0 | 0 | 0 | 0 | 0 | 0 | 0 | 0 | 0 | 0 | 0 | 0 | 0 | 0 | 0 | 0 | 0 | 0 | 0 | 0 | 0
F3_Industrial_Food Processing_New_Space Heating_Natural Gas_Unit Heater_E10 | F3 | Industrial | Food Processing | New | Space Heating | Natural Gas | Unit Heater | E10 | PACT BC Ratio | 0 | 0 | 0 | 0 | 0 | 0 | 0 | 0 | 0 | 0 | 0 | 0 | 0 | 0 | 0 | 0 | 0 | 0 | 0 | 0 | 0 | 0 | 0 | 0 | 0 | 0 | 0 | 0 | 0 | 0 | 0 | 0 | 0
F4_Industrial_Food Processing_New_Space Heating_Natural Gas_Unit Heater_E1 | F4 | Industrial | Food Processing | New | Space Heating | Natural Gas | Unit Heater | E1 | RVT BC Ratio | 0 | 0 | 0 | 0 | 0 | 0 | 0 | 0 | 0 | 0 | 0 | 0 | 0 | 0 | 0 | 0 | 0 | 0 | 0 | 0 | 0 | 0 | 0 | 0 | 0 | 0 | 0 | 0 | 0 | 0 | 0 | 0 | 0
F4_Industrial_Food Processing_New_Space Heating_Natural Gas_Unit Heater_E2 | F4 | Industrial | Food Processing | New | Space Heating | Natural Gas | Unit Heater | E2 | RVT BC Ratio | 0 | 0 | 0 | 0 | 0 | 0 | 0 | 0 | 0 | 0 | 0 | 0 | 0 | 0 | 0 | 0 | 0 | 0 | 0 | 0 | 0 | 0 | 0 | 0 | 0 | 0 | 0 | 0 | 0 | 0 | 0 | 0 | 0
F4_Industrial_Food Processing_New_Space Heating_Natural Gas_Unit Heater_E3 | F4 | Industrial | Food Processing | New | Space Heating | Natural Gas | Unit Heater | E3 | RVT BC Ratio | 0 | 0 | 0 | 0 | 0 | 0 | 0 | 0 | 0 | 0 | 0 | 0 | 0 | 0 | 0 | 0 | 0 | 0 | 0 | 0 | 0 | 0 | 0 | 0 | 0 | 0 | 0 | 0 | 0 | 0 | 0 | 0 | 0
F4_Industrial_Food Processing_New_Space Heating_Natural Gas_Unit Heater_E4 | F4 | Industrial | Food Processing | New | Space Heating | Natural Gas | Unit Heater | E4 | RVT BC Ratio | 0 | 0 | 0 | 0 | 0 | 0 | 0 | 0 | 0 | 0 | 0 | 0 | 0 | 0 | 0 | 0 | 0 | 0 | 0 | 0 | 0 | 0 | 0 | 0 | 0 | 0 | 0 | 0 | 0 | 0 | 0 | 0 | 0
F4_Industrial_Food Processing_New_Space Heating_Natural Gas_Unit Heater_E5 | F4 | Industrial | Food Processing | New | Space Heating | Natural Gas | Unit Heater | E5 | RVT BC Ratio | 0 | 0 | 0 | 0 | 0 | 0 | 0 | 0 | 0 | 0 | 0 | 0 | 0 | 0 | 0 | 0 | 0 | 0 | 0 | 0 | 0 | 0 | 0 | 0 | 0 | 0 | 0 | 0 | 0 | 0 | 0 | 0 | 0
F4_Industrial_Food Processing_New_Space Heating_Natural Gas_Unit Heater_E6 | F4 | Industrial | Food Processing | New | Space Heating | Natural Gas | Unit Heater | E6 | RVT BC Ratio | 0 | 0 | 0 | 0 | 0 | 0 | 0 | 0 | 0 | 0 | 0 | 0 | 0 | 0 | 0 | 0 | 0 | 0 | 0 | 0 | 0 | 0 | 0 | 0 | 0 | 0 | 0 | 0 | 0 | 0 | 0 | 0 | 0
F4_Industrial_Food Processing_New_Space Heating_Natural Gas_Unit Heater_E7 | F4 | Industrial | Food Processing | New | Space Heating | Natural Gas | Unit Heater | E7 | RVT BC Ratio | 0 | 0 | 0 | 0 | 0 | 0 | 0 | 0 | 0 | 0 | 0 | 0 | 0 | 0 | 0 | 0 | 0 | 0 | 0 | 0 | 0 | 0 | 0 | 0 | 0 | 0 | 0 | 0 | 0 | 0 | 0 | 0 | 0
F4_Industrial_Food Processing_New_Space Heating_Natural Gas_Unit Heater_E8 | F4 | Industrial | Food Processing | New | Space Heating | Natural Gas | Unit Heater | E8 | RVT BC Ratio | 0 | 0 | 0 | 0 | 0 | 0 | 0 | 0 | 0 | 0 | 0 | 0 | 0 | 0 | 0 | 0 | 0 | 0 | 0 | 0 | 0 | 0 | 0 | 0 | 0 | 0 | 0 | 0 | 0 | 0 | 0 | 0 | 0
F4_Industrial_Food Processing_New_Space Heating_Natural Gas_Unit Heater_E9 | F4 | Industrial | Food Processing | New | Space Heating | Natural Gas | Unit Heater | E9 | RVT BC Ratio | 0 | 0 | 0 | 0 | 0 | 0 | 0 | 0 | 0 | 0 | 0 | 0 | 0 | 0 | 0 | 0 | 0 | 0 | 0 | 0 | 0 | 0 | 0 | 0 | 0 | 0 | 0 | 0 | 0 | 0 | 0 | 0 | 0
F4_Industrial_Food Processing_New_Space Heating_Natural Gas_Unit Heater_E10 | F4 | Industrial | Food Processing | New | Space Heating | Natural Gas | Unit Heater | E10 | RVT BC Ratio | 0 | 0 | 0 | 0 | 0 | 0 | 0 | 0 | 0 | 0 | 0 | 0 | 0 | 0 | 0 | 0 | 0 | 0 | 0 | 0 | 0 | 0 | 0 | 0 | 0 | 0 | 0 | 0 | 0 | 0 | 0 | 0 | 0
F5_Industrial_Food Processing_New_Space Heating_Natural Gas_Unit Heater_E1 | F5 | Industrial | Food Processing | New | Space Heating | Natural Gas | Unit Heater | E1 | RIM BC Ratio | 0 | 0 | 0 | 0 | 0 | 0 | 0 | 0 | 0 | 0 | 0 | 0 | 0 | 0 | 0 | 0 | 0 | 0 | 0 | 0 | 0 | 0 | 0 | 0 | 0 | 0 | 0 | 0 | 0 | 0 | 0 | 0 | 0
F5_Industrial_Food Processing_New_Space Heating_Natural Gas_Unit Heater_E2 | F5 | Industrial | Food Processing | New | Space Heating | Natural Gas | Unit Heater | E2 | RIM BC Ratio | 0 | 0 | 0 | 0 | 0 | 0 | 0 | 0 | 0 | 0 | 0 | 0 | 0 | 0 | 0 | 0 | 0 | 0 | 0 | 0 | 0 | 0 | 0 | 0 | 0 | 0 | 0 | 0 | 0 | 0 | 0 | 0 | 0
F5_Industrial_Food Processing_New_Space Heating_Natural Gas_Unit Heater_E3 | F5 | Industrial | Food Processing | New | Space Heating | Natural Gas | Unit Heater | E3 | RIM BC Ratio | 0 | 0 | 0 | 0 | 0 | 0 | 0 | 0 | 0 | 0 | 0 | 0 | 0 | 0 | 0 | 0 | 0 | 0 | 0 | 0 | 0 | 0 | 0 | 0 | 0 | 0 | 0 | 0 | 0 | 0 | 0 | 0 | 0
F5_Industrial_Food Processing_New_Space Heating_Natural Gas_Unit Heater_E4 | F5 | Industrial | Food Processing | New | Space Heating | Natural Gas | Unit Heater | E4 | RIM BC Ratio | 0 | 0 | 0 | 0 | 0 | 0 | 0 | 0 | 0 | 0 | 0 | 0 | 0 | 0 | 0 | 0 | 0 | 0 | 0 | 0 | 0 | 0 | 0 | 0 | 0 | 0 | 0 | 0 | 0 | 0 | 0 | 0 | 0
F5_Industrial_Food Processing_New_Space Heating_Natural Gas_Unit Heater_E5 | F5 | Industrial | Food Processing | New | Space Heating | Natural Gas | Unit Heater | E5 | RIM BC Ratio | 0 | 0 | 0 | 0 | 0 | 0 | 0 | 0 | 0 | 0 | 0 | 0 | 0 | 0 | 0 | 0 | 0 | 0 | 0 | 0 | 0 | 0 | 0 | 0 | 0 | 0 | 0 | 0 | 0 | 0 | 0 | 0 | 0
F5_Industrial_Food Processing_New_Space Heating_Natural Gas_Unit Heater_E6 | F5 | Industrial | Food Processing | New | Space Heating | Natural Gas | Unit Heater | E6 | RIM BC Ratio | 0 | 0 | 0 | 0 | 0 | 0 | 0 | 0 | 0 | 0 | 0 | 0 | 0 | 0 | 0 | 0 | 0 | 0 | 0 | 0 | 0 | 0 | 0 | 0 | 0 | 0 | 0 | 0 | 0 | 0 | 0 | 0 | 0
F5_Industrial_Food Processing_New_Space Heating_Natural Gas_Unit Heater_E7 | F5 | Industrial | Food Processing | New | Space Heating | Natural Gas | Unit Heater | E7 | RIM BC Ratio | 0 | 0 | 0 | 0 | 0 | 0 | 0 | 0 | 0 | 0 | 0 | 0 | 0 | 0 | 0 | 0 | 0 | 0 | 0 | 0 | 0 | 0 | 0 | 0 | 0 | 0 | 0 | 0 | 0 | 0 | 0 | 0 | 0
F5_Industrial_Food Processing_New_Space Heating_Natural Gas_Unit Heater_E8 | F5 | Industrial | Food Processing | New | Space Heating | Natural Gas | Unit Heater | E8 | RIM BC Ratio | 0 | 0 | 0 | 0 | 0 | 0 | 0 | 0 | 0 | 0 | 0 | 0 | 0 | 0 | 0 | 0 | 0 | 0 | 0 | 0 | 0 | 0 | 0 | 0 | 0 | 0 | 0 | 0 | 0 | 0 | 0 | 0 | 0
F5_Industrial_Food Processing_New_Space Heating_Natural Gas_Unit Heater_E9 | F5 | Industrial | Food Processing | New | Space Heating | Natural Gas | Unit Heater | E9 | RIM BC Ratio | 0 | 0 | 0 | 0 | 0 | 0 | 0 | 0 | 0 | 0 | 0 | 0 | 0 | 0 | 0 | 0 | 0 | 0 | 0 | 0 | 0 | 0 | 0 | 0 | 0 | 0 | 0 | 0 | 0 | 0 | 0 | 0 | 0
F5_Industrial_Food Processing_New_Space Heating_Natural Gas_Unit Heater_E10 | F5 | Industrial | Food Processing | New | Space Heating | Natural Gas | Unit Heater | E10 | RIM BC Ratio | 0 | 0 | 0 | 0 | 0 | 0 | 0 | 0 | 0 | 0 | 0 | 0 | 0 | 0 | 0 | 0 | 0 | 0 | 0 | 0 | 0 | 0 | 0 | 0 | 0 | 0 | 0 | 0 | 0 | 0 | 0 | 0 | 0
F0_Industrial_Food Processing_New_Process_Natural Gas_Process Heating_E0 | F0 | Industrial | Food Processing | New | Process | Natural Gas | Process Heating | E0 | Economic Unit | 0 | 0 | 0 | 0 | 0 | 0 | 0 | 0 | 0 | 0 | 0 | 0 | 0 | 0 | 0 | 0 | 0 | 0 | 0 | 0 | 0 | 0 | 0 | 0 | 0 | 0 | 0 | 0 | 0 | 0 | 0 | 0 | 0
F1_Industrial_Food Processing_New_Process_Natural Gas_Process Heating_E1 | F1 | Industrial | Food Processing | New | Process | Natural Gas | Process Heating | E1 | CCE | 0 | 0 | 0 | 0 | 0 | 0 | 0 | 0 | 0 | 0 | 0 | 0 | 0 | 0 | 0 | 0 | 0 | 0 | 0 | 0 | 0 | 0 | 0 | 0 | 0 | 0 | 0 | 0 | 0 | 0 | 0 | 0 | 0
F1_Industrial_Food Processing_New_Process_Natural Gas_Process Heating_E2 | F1 | Industrial | Food Processing | New | Process | Natural Gas | Process Heating | E2 | CCE | 0 | 0 | 0 | 0 | 0 | 0 | 0 | 0 | 0 | 0 | 0 | 0 | 0 | 0 | 0 | 0 | 0 | 0 | 0 | 0 | 0 | 0 | 0 | 0 | 0 | 0 | 0 | 0 | 0 | 0 | 0 | 0 | 0
F1_Industrial_Food Processing_New_Process_Natural Gas_Process Heating_E3 | F1 | Industrial | Food Processing | New | Process | Natural Gas | Process Heating | E3 | CCE | 0 | 0 | 0 | 0 | 0 | 0 | 0 | 0 | 0 | 0 | 0 | 0 | 0 | 0 | 0 | 0 | 0 | 0 | 0 | 0 | 0 | 0 | 0 | 0 | 0 | 0 | 0 | 0 | 0 | 0 | 0 | 0 | 0
F1_Industrial_Food Processing_New_Process_Natural Gas_Process Heating_E4 | F1 | Industrial | Food Processing | New | Process | Natural Gas | Process Heating | E4 | CCE | 0 | 0 | 0 | 0 | 0 | 0 | 0 | 0 | 0 | 0 | 0 | 0 | 0 | 0 | 0 | 0 | 0 | 0 | 0 | 0 | 0 | 0 | 0 | 0 | 0 | 0 | 0 | 0 | 0 | 0 | 0 | 0 | 0
F1_Industrial_Food Processing_New_Process_Natural Gas_Process Heating_E5 | F1 | Industrial | Food Processing | New | Process | Natural Gas | Process Heating | E5 | CCE | 0 | 0 | 0 | 0 | 0 | 0 | 0 | 0 | 0 | 0 | 0 | 0 | 0 | 0 | 0 | 0 | 0 | 0 | 0 | 0 | 0 | 0 | 0 | 0 | 0 | 0 | 0 | 0 | 0 | 0 | 0 | 0 | 0
F1_Industrial_Food Processing_New_Process_Natural Gas_Process Heating_E6 | F1 | Industrial | Food Processing | New | Process | Natural Gas | Process Heating | E6 | CCE | 0 | 0 | 0 | 0 | 0 | 0 | 0 | 0 | 0 | 0 | 0 | 0 | 0 | 0 | 0 | 0 | 0 | 0 | 0 | 0 | 0 | 0 | 0 | 0 | 0 | 0 | 0 | 0 | 0 | 0 | 0 | 0 | 0
F1_Industrial_Food Processing_New_Process_Natural Gas_Process Heating_E7 | F1 | Industrial | Food Processing | New | Process | Natural Gas | Process Heating | E7 | CCE | 0 | 0 | 0 | 0 | 0 | 0 | 0 | 0 | 0 | 0 | 0 | 0 | 0 | 0 | 0 | 0 | 0 | 0 | 0 | 0 | 0 | 0 | 0 | 0 | 0 | 0 | 0 | 0 | 0 | 0 | 0 | 0 | 0
F1_Industrial_Food Processing_New_Process_Natural Gas_Process Heating_E8 | F1 | Industrial | Food Processing | New | Process | Natural Gas | Process Heating | E8 | CCE | 0 | 0 | 0 | 0 | 0 | 0 | 0 | 0 | 0 | 0 | 0 | 0 | 0 | 0 | 0 | 0 | 0 | 0 | 0 | 0 | 0 | 0 | 0 | 0 | 0 | 0 | 0 | 0 | 0 | 0 | 0 | 0 | 0
F1_Industrial_Food Processing_New_Process_Natural Gas_Process Heating_E9 | F1 | Industrial | Food Processing | New | Process | Natural Gas | Process Heating | E9 | CCE | 0 | 0 | 0 | 0 | 0 | 0 | 0 | 0 | 0 | 0 | 0 | 0 | 0 | 0 | 0 | 0 | 0 | 0 | 0 | 0 | 0 | 0 | 0 | 0 | 0 | 0 | 0 | 0 | 0 | 0 | 0 | 0 | 0
F1_Industrial_Food Processing_New_Process_Natural Gas_Process Heating_E10 | F1 | Industrial | Food Processing | New | Process | Natural Gas | Process Heating | E10 | CCE | 0 | 0 | 0 | 0 | 0 | 0 | 0 | 0 | 0 | 0 | 0 | 0 | 0 | 0 | 0 | 0 | 0 | 0 | 0 | 0 | 0 | 0 | 0 | 0 | 0 | 0 | 0 | 0 | 0 | 0 | 0 | 0 | 0
F2_Industrial_Food Processing_New_Process_Natural Gas_Process Heating_E1 | F2 | Industrial | Food Processing | New | Process | Natural Gas | Process Heating | E1 | TRC BC Ratio | 0 | 0 | 0 | 0 | 0 | 0 | 0 | 0 | 0 | 0 | 0 | 0 | 0 | 0 | 0 | 0 | 0 | 0 | 0 | 0 | 0 | 0 | 0 | 0 | 0 | 0 | 0 | 0 | 0 | 0 | 0 | 0 | 0
F2_Industrial_Food Processing_New_Process_Natural Gas_Process Heating_E2 | F2 | Industrial | Food Processing | New | Process | Natural Gas | Process Heating | E2 | TRC BC Ratio | 0 | 0 | 0 | 0 | 0 | 0 | 0 | 0 | 0 | 0 | 0 | 0 | 0 | 0 | 0 | 0 | 0 | 0 | 0 | 0 | 0 | 0 | 0 | 0 | 0 | 0 | 0 | 0 | 0 | 0 | 0 | 0 | 0
F2_Industrial_Food Processing_New_Process_Natural Gas_Process Heating_E3 | F2 | Industrial | Food Processing | New | Process | Natural Gas | Process Heating | E3 | TRC BC Ratio | 0 | 0 | 0 | 0 | 0 | 0 | 0 | 0 | 0 | 0 | 0 | 0 | 0 | 0 | 0 | 0 | 0 | 0 | 0 | 0 | 0 | 0 | 0 | 0 | 0 | 0 | 0 | 0 | 0 | 0 | 0 | 0 | 0
F2_Industrial_Food Processing_New_Process_Natural Gas_Process Heating_E4 | F2 | Industrial | Food Processing | New | Process | Natural Gas | Process Heating | E4 | TRC BC Ratio | 0 | 0 | 0 | 0 | 0 | 0 | 0 | 0 | 0 | 0 | 0 | 0 | 0 | 0 | 0 | 0 | 0 | 0 | 0 | 0 | 0 | 0 | 0 | 0 | 0 | 0 | 0 | 0 | 0 | 0 | 0 | 0 | 0
F2_Industrial_Food Processing_New_Process_Natural Gas_Process Heating_E5 | F2 | Industrial | Food Processing | New | Process | Natural Gas | Process Heating | E5 | TRC BC Ratio | 0 | 0 | 0 | 0 | 0 | 0 | 0 | 0 | 0 | 0 | 0 | 0 | 0 | 0 | 0 | 0 | 0 | 0 | 0 | 0 | 0 | 0 | 0 | 0 | 0 | 0 | 0 | 0 | 0 | 0 | 0 | 0 | 0
F2_Industrial_Food Processing_New_Process_Natural Gas_Process Heating_E6 | F2 | Industrial | Food Processing | New | Process | Natural Gas | Process Heating | E6 | TRC BC Ratio | 0 | 0 | 0 | 0 | 0 | 0 | 0 | 0 | 0 | 0 | 0 | 0 | 0 | 0 | 0 | 0 | 0 | 0 | 0 | 0 | 0 | 0 | 0 | 0 | 0 | 0 | 0 | 0 | 0 | 0 | 0 | 0 | 0
F2_Industrial_Food Processing_New_Process_Natural Gas_Process Heating_E7 | F2 | Industrial | Food Processing | New | Process | Natural Gas | Process Heating | E7 | TRC BC Ratio | 0 | 0 | 0 | 0 | 0 | 0 | 0 | 0 | 0 | 0 | 0 | 0 | 0 | 0 | 0 | 0 | 0 | 0 | 0 | 0 | 0 | 0 | 0 | 0 | 0 | 0 | 0 | 0 | 0 | 0 | 0 | 0 | 0
F2_Industrial_Food Processing_New_Process_Natural Gas_Process Heating_E8 | F2 | Industrial | Food Processing | New | Process | Natural Gas | Process Heating | E8 | TRC BC Ratio | 0 | 0 | 0 | 0 | 0 | 0 | 0 | 0 | 0 | 0 | 0 | 0 | 0 | 0 | 0 | 0 | 0 | 0 | 0 | 0 | 0 | 0 | 0 | 0 | 0 | 0 | 0 | 0 | 0 | 0 | 0 | 0 | 0
F2_Industrial_Food Processing_New_Process_Natural Gas_Process Heating_E9 | F2 | Industrial | Food Processing | New | Process | Natural Gas | Process Heating | E9 | TRC BC Ratio | 0 | 0 | 0 | 0 | 0 | 0 | 0 | 0 | 0 | 0 | 0 | 0 | 0 | 0 | 0 | 0 | 0 | 0 | 0 | 0 | 0 | 0 | 0 | 0 | 0 | 0 | 0 | 0 | 0 | 0 | 0 | 0 | 0
F2_Industrial_Food Processing_New_Process_Natural Gas_Process Heating_E10 | F2 | Industrial | Food Processing | New | Process | Natural Gas | Process Heating | E10 | TRC BC Ratio | 0 | 0 | 0 | 0 | 0 | 0 | 0 | 0 | 0 | 0 | 0 | 0 | 0 | 0 | 0 | 0 | 0 | 0 | 0 | 0 | 0 | 0 | 0 | 0 | 0 | 0 | 0 | 0 | 0 | 0 | 0 | 0 | 0
F3_Industrial_Food Processing_New_Process_Natural Gas_Process Heating_E1 | F3 | Industrial | Food Processing | New | Process | Natural Gas | Process Heating | E1 | PACT BC Ratio | 0 | 0 | 0 | 0 | 0 | 0 | 0 | 0 | 0 | 0 | 0 | 0 | 0 | 0 | 0 | 0 | 0 | 0 | 0 | 0 | 0 | 0 | 0 | 0 | 0 | 0 | 0 | 0 | 0 | 0 | 0 | 0 | 0
F3_Industrial_Food Processing_New_Process_Natural Gas_Process Heating_E2 | F3 | Industrial | Food Processing | New | Process | Natural Gas | Process Heating | E2 | PACT BC Ratio | 0 | 0 | 0 | 0 | 0 | 0 | 0 | 0 | 0 | 0 | 0 | 0 | 0 | 0 | 0 | 0 | 0 | 0 | 0 | 0 | 0 | 0 | 0 | 0 | 0 | 0 | 0 | 0 | 0 | 0 | 0 | 0 | 0
F3_Industrial_Food Processing_New_Process_Natural Gas_Process Heating_E3 | F3 | Industrial | Food Processing | New | Process | Natural Gas | Process Heating | E3 | PACT BC Ratio | 0 | 0 | 0 | 0 | 0 | 0 | 0 | 0 | 0 | 0 | 0 | 0 | 0 | 0 | 0 | 0 | 0 | 0 | 0 | 0 | 0 | 0 | 0 | 0 | 0 | 0 | 0 | 0 | 0 | 0 | 0 | 0 | 0
F3_Industrial_Food Processing_New_Process_Natural Gas_Process Heating_E4 | F3 | Industrial | Food Processing | New | Process | Natural Gas | Process Heating | E4 | PACT BC Ratio | 0 | 0 | 0 | 0 | 0 | 0 | 0 | 0 | 0 | 0 | 0 | 0 | 0 | 0 | 0 | 0 | 0 | 0 | 0 | 0 | 0 | 0 | 0 | 0 | 0 | 0 | 0 | 0 | 0 | 0 | 0 | 0 | 0
F3_Industrial_Food Processing_New_Process_Natural Gas_Process Heating_E5 | F3 | Industrial | Food Processing | New | Process | Natural Gas | Process Heating | E5 | PACT BC Ratio | 0 | 0 | 0 | 0 | 0 | 0 | 0 | 0 | 0 | 0 | 0 | 0 | 0 | 0 | 0 | 0 | 0 | 0 | 0 | 0 | 0 | 0 | 0 | 0 | 0 | 0 | 0 | 0 | 0 | 0 | 0 | 0 | 0
F3_Industrial_Food Processing_New_Process_Natural Gas_Process Heating_E6 | F3 | Industrial | Food Processing | New | Process | Natural Gas | Process Heating | E6 | PACT BC Ratio | 0 | 0 | 0 | 0 | 0 | 0 | 0 | 0 | 0 | 0 | 0 | 0 | 0 | 0 | 0 | 0 | 0 | 0 | 0 | 0 | 0 | 0 | 0 | 0 | 0 | 0 | 0 | 0 | 0 | 0 | 0 | 0 | 0
F3_Industrial_Food Processing_New_Process_Natural Gas_Process Heating_E7 | F3 | Industrial | Food Processing | New | Process | Natural Gas | Process Heating | E7 | PACT BC Ratio | 0 | 0 | 0 | 0 | 0 | 0 | 0 | 0 | 0 | 0 | 0 | 0 | 0 | 0 | 0 | 0 | 0 | 0 | 0 | 0 | 0 | 0 | 0 | 0 | 0 | 0 | 0 | 0 | 0 | 0 | 0 | 0 | 0
F3_Industrial_Food Processing_New_Process_Natural Gas_Process Heating_E8 | F3 | Industrial | Food Processing | New | Process | Natural Gas | Process Heating | E8 | PACT BC Ratio | 0 | 0 | 0 | 0 | 0 | 0 | 0 | 0 | 0 | 0 | 0 | 0 | 0 | 0 | 0 | 0 | 0 | 0 | 0 | 0 | 0 | 0 | 0 | 0 | 0 | 0 | 0 | 0 | 0 | 0 | 0 | 0 | 0
F3_Industrial_Food Processing_New_Process_Natural Gas_Process Heating_E9 | F3 | Industrial | Food Processing | New | Process | Natural Gas | Process Heating | E9 | PACT BC Ratio | 0 | 0 | 0 | 0 | 0 | 0 | 0 | 0 | 0 | 0 | 0 | 0 | 0 | 0 | 0 | 0 | 0 | 0 | 0 | 0 | 0 | 0 | 0 | 0 | 0 | 0 | 0 | 0 | 0 | 0 | 0 | 0 | 0
F3_Industrial_Food Processing_New_Process_Natural Gas_Process Heating_E10 | F3 | Industrial | Food Processing | New | Process | Natural Gas | Process Heating | E10 | PACT BC Ratio | 0 | 0 | 0 | 0 | 0 | 0 | 0 | 0 | 0 | 0 | 0 | 0 | 0 | 0 | 0 | 0 | 0 | 0 | 0 | 0 | 0 | 0 | 0 | 0 | 0 | 0 | 0 | 0 | 0 | 0 | 0 | 0 | 0
F4_Industrial_Food Processing_New_Process_Natural Gas_Process Heating_E1 | F4 | Industrial | Food Processing | New | Process | Natural Gas | Process Heating | E1 | RVT BC Ratio | 0 | 0 | 0 | 0 | 0 | 0 | 0 | 0 | 0 | 0 | 0 | 0 | 0 | 0 | 0 | 0 | 0 | 0 | 0 | 0 | 0 | 0 | 0 | 0 | 0 | 0 | 0 | 0 | 0 | 0 | 0 | 0 | 0
F4_Industrial_Food Processing_New_Process_Natural Gas_Process Heating_E2 | F4 | Industrial | Food Processing | New | Process | Natural Gas | Process Heating | E2 | RVT BC Ratio | 0 | 0 | 0 | 0 | 0 | 0 | 0 | 0 | 0 | 0 | 0 | 0 | 0 | 0 | 0 | 0 | 0 | 0 | 0 | 0 | 0 | 0 | 0 | 0 | 0 | 0 | 0 | 0 | 0 | 0 | 0 | 0 | 0
F4_Industrial_Food Processing_New_Process_Natural Gas_Process Heating_E3 | F4 | Industrial | Food Processing | New | Process | Natural Gas | Process Heating | E3 | RVT BC Ratio | 0 | 0 | 0 | 0 | 0 | 0 | 0 | 0 | 0 | 0 | 0 | 0 | 0 | 0 | 0 | 0 | 0 | 0 | 0 | 0 | 0 | 0 | 0 | 0 | 0 | 0 | 0 | 0 | 0 | 0 | 0 | 0 | 0
F4_Industrial_Food Processing_New_Process_Natural Gas_Process Heating_E4 | F4 | Industrial | Food Processing | New | Process | Natural Gas | Process Heating | E4 | RVT BC Ratio | 0 | 0 | 0 | 0 | 0 | 0 | 0 | 0 | 0 | 0 | 0 | 0 | 0 | 0 | 0 | 0 | 0 | 0 | 0 | 0 | 0 | 0 | 0 | 0 | 0 | 0 | 0 | 0 | 0 | 0 | 0 | 0 | 0
F4_Industrial_Food Processing_New_Process_Natural Gas_Process Heating_E5 | F4 | Industrial | Food Processing | New | Process | Natural Gas | Process Heating | E5 | RVT BC Ratio | 0 | 0 | 0 | 0 | 0 | 0 | 0 | 0 | 0 | 0 | 0 | 0 | 0 | 0 | 0 | 0 | 0 | 0 | 0 | 0 | 0 | 0 | 0 | 0 | 0 | 0 | 0 | 0 | 0 | 0 | 0 | 0 | 0
F4_Industrial_Food Processing_New_Process_Natural Gas_Process Heating_E6 | F4 | Industrial | Food Processing | New | Process | Natural Gas | Process Heating | E6 | RVT BC Ratio | 0 | 0 | 0 | 0 | 0 | 0 | 0 | 0 | 0 | 0 | 0 | 0 | 0 | 0 | 0 | 0 | 0 | 0 | 0 | 0 | 0 | 0 | 0 | 0 | 0 | 0 | 0 | 0 | 0 | 0 | 0 | 0 | 0
F4_Industrial_Food Processing_New_Process_Natural Gas_Process Heating_E7 | F4 | Industrial | Food Processing | New | Process | Natural Gas | Process Heating | E7 | RVT BC Ratio | 0 | 0 | 0 | 0 | 0 | 0 | 0 | 0 | 0 | 0 | 0 | 0 | 0 | 0 | 0 | 0 | 0 | 0 | 0 | 0 | 0 | 0 | 0 | 0 | 0 | 0 | 0 | 0 | 0 | 0 | 0 | 0 | 0
F4_Industrial_Food Processing_New_Process_Natural Gas_Process Heating_E8 | F4 | Industrial | Food Processing | New | Process | Natural Gas | Process Heating | E8 | RVT BC Ratio | 0 | 0 | 0 | 0 | 0 | 0 | 0 | 0 | 0 | 0 | 0 | 0 | 0 | 0 | 0 | 0 | 0 | 0 | 0 | 0 | 0 | 0 | 0 | 0 | 0 | 0 | 0 | 0 | 0 | 0 | 0 | 0 | 0
F4_Industrial_Food Processing_New_Process_Natural Gas_Process Heating_E9 | F4 | Industrial | Food Processing | New | Process | Natural Gas | Process Heating | E9 | RVT BC Ratio | 0 | 0 | 0 | 0 | 0 | 0 | 0 | 0 | 0 | 0 | 0 | 0 | 0 | 0 | 0 | 0 | 0 | 0 | 0 | 0 | 0 | 0 | 0 | 0 | 0 | 0 | 0 | 0 | 0 | 0 | 0 | 0 | 0
F4_Industrial_Food Processing_New_Process_Natural Gas_Process Heating_E10 | F4 | Industrial | Food Processing | New | Process | Natural Gas | Process Heating | E10 | RVT BC Ratio | 0 | 0 | 0 | 0 | 0 | 0 | 0 | 0 | 0 | 0 | 0 | 0 | 0 | 0 | 0 | 0 | 0 | 0 | 0 | 0 | 0 | 0 | 0 | 0 | 0 | 0 | 0 | 0 | 0 | 0 | 0 | 0 | 0
F5_Industrial_Food Processing_New_Process_Natural Gas_Process Heating_E1 | F5 | Industrial | Food Processing | New | Process | Natural Gas | Process Heating | E1 | RIM BC Ratio | 0 | 0 | 0 | 0 | 0 | 0 | 0 | 0 | 0 | 0 | 0 | 0 | 0 | 0 | 0 | 0 | 0 | 0 | 0 | 0 | 0 | 0 | 0 | 0 | 0 | 0 | 0 | 0 | 0 | 0 | 0 | 0 | 0
F5_Industrial_Food Processing_New_Process_Natural Gas_Process Heating_E2 | F5 | Industrial | Food Processing | New | Process | Natural Gas | Process Heating | E2 | RIM BC Ratio | 0 | 0 | 0 | 0 | 0 | 0 | 0 | 0 | 0 | 0 | 0 | 0 | 0 | 0 | 0 | 0 | 0 | 0 | 0 | 0 | 0 | 0 | 0 | 0 | 0 | 0 | 0 | 0 | 0 | 0 | 0 | 0 | 0
F5_Industrial_Food Processing_New_Process_Natural Gas_Process Heating_E3 | F5 | Industrial | Food Processing | New | Process | Natural Gas | Process Heating | E3 | RIM BC Ratio | 0 | 0 | 0 | 0 | 0 | 0 | 0 | 0 | 0 | 0 | 0 | 0 | 0 | 0 | 0 | 0 | 0 | 0 | 0 | 0 | 0 | 0 | 0 | 0 | 0 | 0 | 0 | 0 | 0 | 0 | 0 | 0 | 0
F5_Industrial_Food Processing_New_Process_Natural Gas_Process Heating_E4 | F5 | Industrial | Food Processing | New | Process | Natural Gas | Process Heating | E4 | RIM BC Ratio | 0 | 0 | 0 | 0 | 0 | 0 | 0 | 0 | 0 | 0 | 0 | 0 | 0 | 0 | 0 | 0 | 0 | 0 | 0 | 0 | 0 | 0 | 0 | 0 | 0 | 0 | 0 | 0 | 0 | 0 | 0 | 0 | 0
F5_Industrial_Food Processing_New_Process_Natural Gas_Process Heating_E5 | F5 | Industrial | Food Processing | New | Process | Natural Gas | Process Heating | E5 | RIM BC Ratio | 0 | 0 | 0 | 0 | 0 | 0 | 0 | 0 | 0 | 0 | 0 | 0 | 0 | 0 | 0 | 0 | 0 | 0 | 0 | 0 | 0 | 0 | 0 | 0 | 0 | 0 | 0 | 0 | 0 | 0 | 0 | 0 | 0
F5_Industrial_Food Processing_New_Process_Natural Gas_Process Heating_E6 | F5 | Industrial | Food Processing | New | Process | Natural Gas | Process Heating | E6 | RIM BC Ratio | 0 | 0 | 0 | 0 | 0 | 0 | 0 | 0 | 0 | 0 | 0 | 0 | 0 | 0 | 0 | 0 | 0 | 0 | 0 | 0 | 0 | 0 | 0 | 0 | 0 | 0 | 0 | 0 | 0 | 0 | 0 | 0 | 0
F5_Industrial_Food Processing_New_Process_Natural Gas_Process Heating_E7 | F5 | Industrial | Food Processing | New | Process | Natural Gas | Process Heating | E7 | RIM BC Ratio | 0 | 0 | 0 | 0 | 0 | 0 | 0 | 0 | 0 | 0 | 0 | 0 | 0 | 0 | 0 | 0 | 0 | 0 | 0 | 0 | 0 | 0 | 0 | 0 | 0 | 0 | 0 | 0 | 0 | 0 | 0 | 0 | 0
F5_Industrial_Food Processing_New_Process_Natural Gas_Process Heating_E8 | F5 | Industrial | Food Processing | New | Process | Natural Gas | Process Heating | E8 | RIM BC Ratio | 0 | 0 | 0 | 0 | 0 | 0 | 0 | 0 | 0 | 0 | 0 | 0 | 0 | 0 | 0 | 0 | 0 | 0 | 0 | 0 | 0 | 0 | 0 | 0 | 0 | 0 | 0 | 0 | 0 | 0 | 0 | 0 | 0
F5_Industrial_Food Processing_New_Process_Natural Gas_Process Heating_E9 | F5 | Industrial | Food Processing | New | Process | Natural Gas | Process Heating | E9 | RIM BC Ratio | 0 | 0 | 0 | 0 | 0 | 0 | 0 | 0 | 0 | 0 | 0 | 0 | 0 | 0 | 0 | 0 | 0 | 0 | 0 | 0 | 0 | 0 | 0 | 0 | 0 | 0 | 0 | 0 | 0 | 0 | 0 | 0 | 0
F5_Industrial_Food Processing_New_Process_Natural Gas_Process Heating_E10 | F5 | Industrial | Food Processing | New | Process | Natural Gas | Process Heating | E10 | RIM BC Ratio | 0 | 0 | 0 | 0 | 0 | 0 | 0 | 0 | 0 | 0 | 0 | 0 | 0 | 0 | 0 | 0 | 0 | 0 | 0 | 0 | 0 | 0 | 0 | 0 | 0 | 0 | 0 | 0 | 0 | 0 | 0 | 0 | 0
F0_Industrial_Food Processing_New_Process_Natural Gas_Process Boiler_E0 | F0 | Industrial | Food Processing | New | Process | Natural Gas | Process Boiler | E0 | Economic Unit | 0 | 0 | 0 | 0 | 0 | 0 | 0 | 0 | 0 | 0 | 0 | 0 | 0 | 0 | 0 | 0 | 0 | 0 | 0 | 0 | 0 | 0 | 0 | 0 | 0 | 0 | 0 | 0 | 0 | 0 | 0 | 0 | 0
F1_Industrial_Food Processing_New_Process_Natural Gas_Process Boiler_E1 | F1 | Industrial | Food Processing | New | Process | Natural Gas | Process Boiler | E1 | CCE | 0 | 0 | 0 | 0 | 0 | 0 | 0 | 0 | 0 | 0 | 0 | 0 | 0 | 0 | 0 | 0 | 0 | 0 | 0 | 0 | 0 | 0 | 0 | 0 | 0 | 0 | 0 | 0 | 0 | 0 | 0 | 0 | 0
F1_Industrial_Food Processing_New_Process_Natural Gas_Process Boiler_E2 | F1 | Industrial | Food Processing | New | Process | Natural Gas | Process Boiler | E2 | CCE | 0 | 0 | 0 | 0 | 0 | 0 | 0 | 0 | 0 | 0 | 0 | 0 | 0 | 0 | 0 | 0 | 0 | 0 | 0 | 0 | 0 | 0 | 0 | 0 | 0 | 0 | 0 | 0 | 0 | 0 | 0 | 0 | 0
F1_Industrial_Food Processing_New_Process_Natural Gas_Process Boiler_E3 | F1 | Industrial | Food Processing | New | Process | Natural Gas | Process Boiler | E3 | CCE | 0 | 0 | 0 | 0 | 0 | 0 | 0 | 0 | 0 | 0 | 0 | 0 | 0 | 0 | 0 | 0 | 0 | 0 | 0 | 0 | 0 | 0 | 0 | 0 | 0 | 0 | 0 | 0 | 0 | 0 | 0 | 0 | 0
F1_Industrial_Food Processing_New_Process_Natural Gas_Process Boiler_E4 | F1 | Industrial | Food Processing | New | Process | Natural Gas | Process Boiler | E4 | CCE | 0 | 0 | 0 | 0 | 0 | 0 | 0 | 0 | 0 | 0 | 0 | 0 | 0 | 0 | 0 | 0 | 0 | 0 | 0 | 0 | 0 | 0 | 0 | 0 | 0 | 0 | 0 | 0 | 0 | 0 | 0 | 0 | 0
F1_Industrial_Food Processing_New_Process_Natural Gas_Process Boiler_E5 | F1 | Industrial | Food Processing | New | Process | Natural Gas | Process Boiler | E5 | CCE | 0 | 0 | 0 | 0 | 0 | 0 | 0 | 0 | 0 | 0 | 0 | 0 | 0 | 0 | 0 | 0 | 0 | 0 | 0 | 0 | 0 | 0 | 0 | 0 | 0 | 0 | 0 | 0 | 0 | 0 | 0 | 0 | 0
F1_Industrial_Food Processing_New_Process_Natural Gas_Process Boiler_E6 | F1 | Industrial | Food Processing | New | Process | Natural Gas | Process Boiler | E6 | CCE | 0 | 0 | 0 | 0 | 0 | 0 | 0 | 0 | 0 | 0 | 0 | 0 | 0 | 0 | 0 | 0 | 0 | 0 | 0 | 0 | 0 | 0 | 0 | 0 | 0 | 0 | 0 | 0 | 0 | 0 | 0 | 0 | 0
F1_Industrial_Food Processing_New_Process_Natural Gas_Process Boiler_E7 | F1 | Industrial | Food Processing | New | Process | Natural Gas | Process Boiler | E7 | CCE | 0 | 0 | 0 | 0 | 0 | 0 | 0 | 0 | 0 | 0 | 0 | 0 | 0 | 0 | 0 | 0 | 0 | 0 | 0 | 0 | 0 | 0 | 0 | 0 | 0 | 0 | 0 | 0 | 0 | 0 | 0 | 0 | 0
F1_Industrial_Food Processing_New_Process_Natural Gas_Process Boiler_E8 | F1 | Industrial | Food Processing | New | Process | Natural Gas | Process Boiler | E8 | CCE | 0 | 0 | 0 | 0 | 0 | 0 | 0 | 0 | 0 | 0 | 0 | 0 | 0 | 0 | 0 | 0 | 0 | 0 | 0 | 0 | 0 | 0 | 0 | 0 | 0 | 0 | 0 | 0 | 0 | 0 | 0 | 0 | 0
F1_Industrial_Food Processing_New_Process_Natural Gas_Process Boiler_E9 | F1 | Industrial | Food Processing | New | Process | Natural Gas | Process Boiler | E9 | CCE | 0 | 0 | 0 | 0 | 0 | 0 | 0 | 0 | 0 | 0 | 0 | 0 | 0 | 0 | 0 | 0 | 0 | 0 | 0 | 0 | 0 | 0 | 0 | 0 | 0 | 0 | 0 | 0 | 0 | 0 | 0 | 0 | 0
F1_Industrial_Food Processing_New_Process_Natural Gas_Process Boiler_E10 | F1 | Industrial | Food Processing | New | Process | Natural Gas | Process Boiler | E10 | CCE | 0 | 0 | 0 | 0 | 0 | 0 | 0 | 0 | 0 | 0 | 0 | 0 | 0 | 0 | 0 | 0 | 0 | 0 | 0 | 0 | 0 | 0 | 0 | 0 | 0 | 0 | 0 | 0 | 0 | 0 | 0 | 0 | 0
F2_Industrial_Food Processing_New_Process_Natural Gas_Process Boiler_E1 | F2 | Industrial | Food Processing | New | Process | Natural Gas | Process Boiler | E1 | TRC BC Ratio | 0 | 0 | 0 | 0 | 0 | 0 | 0 | 0 | 0 | 0 | 0 | 0 | 0 | 0 | 0 | 0 | 0 | 0 | 0 | 0 | 0 | 0 | 0 | 0 | 0 | 0 | 0 | 0 | 0 | 0 | 0 | 0 | 0
F2_Industrial_Food Processing_New_Process_Natural Gas_Process Boiler_E2 | F2 | Industrial | Food Processing | New | Process | Natural Gas | Process Boiler | E2 | TRC BC Ratio | 0 | 0 | 0 | 0 | 0 | 0 | 0 | 0 | 0 | 0 | 0 | 0 | 0 | 0 | 0 | 0 | 0 | 0 | 0 | 0 | 0 | 0 | 0 | 0 | 0 | 0 | 0 | 0 | 0 | 0 | 0 | 0 | 0
F2_Industrial_Food Processing_New_Process_Natural Gas_Process Boiler_E3 | F2 | Industrial | Food Processing | New | Process | Natural Gas | Process Boiler | E3 | TRC BC Ratio | 0 | 0 | 0 | 0 | 0 | 0 | 0 | 0 | 0 | 0 | 0 | 0 | 0 | 0 | 0 | 0 | 0 | 0 | 0 | 0 | 0 | 0 | 0 | 0 | 0 | 0 | 0 | 0 | 0 | 0 | 0 | 0 | 0
F2_Industrial_Food Processing_New_Process_Natural Gas_Process Boiler_E4 | F2 | Industrial | Food Processing | New | Process | Natural Gas | Process Boiler | E4 | TRC BC Ratio | 0 | 0 | 0 | 0 | 0 | 0 | 0 | 0 | 0 | 0 | 0 | 0 | 0 | 0 | 0 | 0 | 0 | 0 | 0 | 0 | 0 | 0 | 0 | 0 | 0 | 0 | 0 | 0 | 0 | 0 | 0 | 0 | 0
F2_Industrial_Food Processing_New_Process_Natural Gas_Process Boiler_E5 | F2 | Industrial | Food Processing | New | Process | Natural Gas | Process Boiler | E5 | TRC BC Ratio | 0 | 0 | 0 | 0 | 0 | 0 | 0 | 0 | 0 | 0 | 0 | 0 | 0 | 0 | 0 | 0 | 0 | 0 | 0 | 0 | 0 | 0 | 0 | 0 | 0 | 0 | 0 | 0 | 0 | 0 | 0 | 0 | 0
F2_Industrial_Food Processing_New_Process_Natural Gas_Process Boiler_E6 | F2 | Industrial | Food Processing | New | Process | Natural Gas | Process Boiler | E6 | TRC BC Ratio | 0 | 0 | 0 | 0 | 0 | 0 | 0 | 0 | 0 | 0 | 0 | 0 | 0 | 0 | 0 | 0 | 0 | 0 | 0 | 0 | 0 | 0 | 0 | 0 | 0 | 0 | 0 | 0 | 0 | 0 | 0 | 0 | 0
F2_Industrial_Food Processing_New_Process_Natural Gas_Process Boiler_E7 | F2 | Industrial | Food Processing | New | Process | Natural Gas | Process Boiler | E7 | TRC BC Ratio | 0 | 0 | 0 | 0 | 0 | 0 | 0 | 0 | 0 | 0 | 0 | 0 | 0 | 0 | 0 | 0 | 0 | 0 | 0 | 0 | 0 | 0 | 0 | 0 | 0 | 0 | 0 | 0 | 0 | 0 | 0 | 0 | 0
F2_Industrial_Food Processing_New_Process_Natural Gas_Process Boiler_E8 | F2 | Industrial | Food Processing | New | Process | Natural Gas | Process Boiler | E8 | TRC BC Ratio | 0 | 0 | 0 | 0 | 0 | 0 | 0 | 0 | 0 | 0 | 0 | 0 | 0 | 0 | 0 | 0 | 0 | 0 | 0 | 0 | 0 | 0 | 0 | 0 | 0 | 0 | 0 | 0 | 0 | 0 | 0 | 0 | 0
F2_Industrial_Food Processing_New_Process_Natural Gas_Process Boiler_E9 | F2 | Industrial | Food Processing | New | Process | Natural Gas | Process Boiler | E9 | TRC BC Ratio | 0 | 0 | 0 | 0 | 0 | 0 | 0 | 0 | 0 | 0 | 0 | 0 | 0 | 0 | 0 | 0 | 0 | 0 | 0 | 0 | 0 | 0 | 0 | 0 | 0 | 0 | 0 | 0 | 0 | 0 | 0 | 0 | 0
F2_Industrial_Food Processing_New_Process_Natural Gas_Process Boiler_E10 | F2 | Industrial | Food Processing | New | Process | Natural Gas | Process Boiler | E10 | TRC BC Ratio | 0 | 0 | 0 | 0 | 0 | 0 | 0 | 0 | 0 | 0 | 0 | 0 | 0 | 0 | 0 | 0 | 0 | 0 | 0 | 0 | 0 | 0 | 0 | 0 | 0 | 0 | 0 | 0 | 0 | 0 | 0 | 0 | 0
F3_Industrial_Food Processing_New_Process_Natural Gas_Process Boiler_E1 | F3 | Industrial | Food Processing | New | Process | Natural Gas | Process Boiler | E1 | PACT BC Ratio | 0 | 0 | 0 | 0 | 0 | 0 | 0 | 0 | 0 | 0 | 0 | 0 | 0 | 0 | 0 | 0 | 0 | 0 | 0 | 0 | 0 | 0 | 0 | 0 | 0 | 0 | 0 | 0 | 0 | 0 | 0 | 0 | 0
F3_Industrial_Food Processing_New_Process_Natural Gas_Process Boiler_E2 | F3 | Industrial | Food Processing | New | Process | Natural Gas | Process Boiler | E2 | PACT BC Ratio | 0 | 0 | 0 | 0 | 0 | 0 | 0 | 0 | 0 | 0 | 0 | 0 | 0 | 0 | 0 | 0 | 0 | 0 | 0 | 0 | 0 | 0 | 0 | 0 | 0 | 0 | 0 | 0 | 0 | 0 | 0 | 0 | 0
F3_Industrial_Food Processing_New_Process_Natural Gas_Process Boiler_E3 | F3 | Industrial | Food Processing | New | Process | Natural Gas | Process Boiler | E3 | PACT BC Ratio | 0 | 0 | 0 | 0 | 0 | 0 | 0 | 0 | 0 | 0 | 0 | 0 | 0 | 0 | 0 | 0 | 0 | 0 | 0 | 0 | 0 | 0 | 0 | 0 | 0 | 0 | 0 | 0 | 0 | 0 | 0 | 0 | 0
F3_Industrial_Food Processing_New_Process_Natural Gas_Process Boiler_E4 | F3 | Industrial | Food Processing | New | Process | Natural Gas | Process Boiler | E4 | PACT BC Ratio | 0 | 0 | 0 | 0 | 0 | 0 | 0 | 0 | 0 | 0 | 0 | 0 | 0 | 0 | 0 | 0 | 0 | 0 | 0 | 0 | 0 | 0 | 0 | 0 | 0 | 0 | 0 | 0 | 0 | 0 | 0 | 0 | 0
F3_Industrial_Food Processing_New_Process_Natural Gas_Process Boiler_E5 | F3 | Industrial | Food Processing | New | Process | Natural Gas | Process Boiler | E5 | PACT BC Ratio | 0 | 0 | 0 | 0 | 0 | 0 | 0 | 0 | 0 | 0 | 0 | 0 | 0 | 0 | 0 | 0 | 0 | 0 | 0 | 0 | 0 | 0 | 0 | 0 | 0 | 0 | 0 | 0 | 0 | 0 | 0 | 0 | 0
F3_Industrial_Food Processing_New_Process_Natural Gas_Process Boiler_E6 | F3 | Industrial | Food Processing | New | Process | Natural Gas | Process Boiler | E6 | PACT BC Ratio | 0 | 0 | 0 | 0 | 0 | 0 | 0 | 0 | 0 | 0 | 0 | 0 | 0 | 0 | 0 | 0 | 0 | 0 | 0 | 0 | 0 | 0 | 0 | 0 | 0 | 0 | 0 | 0 | 0 | 0 | 0 | 0 | 0
F3_Industrial_Food Processing_New_Process_Natural Gas_Process Boiler_E7 | F3 | Industrial | Food Processing | New | Process | Natural Gas | Process Boiler | E7 | PACT BC Ratio | 0 | 0 | 0 | 0 | 0 | 0 | 0 | 0 | 0 | 0 | 0 | 0 | 0 | 0 | 0 | 0 | 0 | 0 | 0 | 0 | 0 | 0 | 0 | 0 | 0 | 0 | 0 | 0 | 0 | 0 | 0 | 0 | 0
F3_Industrial_Food Processing_New_Process_Natural Gas_Process Boiler_E8 | F3 | Industrial | Food Processing | New | Process | Natural Gas | Process Boiler | E8 | PACT BC Ratio | 0 | 0 | 0 | 0 | 0 | 0 | 0 | 0 | 0 | 0 | 0 | 0 | 0 | 0 | 0 | 0 | 0 | 0 | 0 | 0 | 0 | 0 | 0 | 0 | 0 | 0 | 0 | 0 | 0 | 0 | 0 | 0 | 0
F3_Industrial_Food Processing_New_Process_Natural Gas_Process Boiler_E9 | F3 | Industrial | Food Processing | New | Process | Natural Gas | Process Boiler | E9 | PACT BC Ratio | 0 | 0 | 0 | 0 | 0 | 0 | 0 | 0 | 0 | 0 | 0 | 0 | 0 | 0 | 0 | 0 | 0 | 0 | 0 | 0 | 0 | 0 | 0 | 0 | 0 | 0 | 0 | 0 | 0 | 0 | 0 | 0 | 0
F3_Industrial_Food Processing_New_Process_Natural Gas_Process Boiler_E10 | F3 | Industrial | Food Processing | New | Process | Natural Gas | Process Boiler | E10 | PACT BC Ratio | 0 | 0 | 0 | 0 | 0 | 0 | 0 | 0 | 0 | 0 | 0 | 0 | 0 | 0 | 0 | 0 | 0 | 0 | 0 | 0 | 0 | 0 | 0 | 0 | 0 | 0 | 0 | 0 | 0 | 0 | 0 | 0 | 0
F4_Industrial_Food Processing_New_Process_Natural Gas_Process Boiler_E1 | F4 | Industrial | Food Processing | New | Process | Natural Gas | Process Boiler | E1 | RVT BC Ratio | 0 | 0 | 0 | 0 | 0 | 0 | 0 | 0 | 0 | 0 | 0 | 0 | 0 | 0 | 0 | 0 | 0 | 0 | 0 | 0 | 0 | 0 | 0 | 0 | 0 | 0 | 0 | 0 | 0 | 0 | 0 | 0 | 0
F4_Industrial_Food Processing_New_Process_Natural Gas_Process Boiler_E2 | F4 | Industrial | Food Processing | New | Process | Natural Gas | Process Boiler | E2 | RVT BC Ratio | 0 | 0 | 0 | 0 | 0 | 0 | 0 | 0 | 0 | 0 | 0 | 0 | 0 | 0 | 0 | 0 | 0 | 0 | 0 | 0 | 0 | 0 | 0 | 0 | 0 | 0 | 0 | 0 | 0 | 0 | 0 | 0 | 0
F4_Industrial_Food Processing_New_Process_Natural Gas_Process Boiler_E3 | F4 | Industrial | Food Processing | New | Process | Natural Gas | Process Boiler | E3 | RVT BC Ratio | 0 | 0 | 0 | 0 | 0 | 0 | 0 | 0 | 0 | 0 | 0 | 0 | 0 | 0 | 0 | 0 | 0 | 0 | 0 | 0 | 0 | 0 | 0 | 0 | 0 | 0 | 0 | 0 | 0 | 0 | 0 | 0 | 0
F4_Industrial_Food Processing_New_Process_Natural Gas_Process Boiler_E4 | F4 | Industrial | Food Processing | New | Process | Natural Gas | Process Boiler | E4 | RVT BC Ratio | 0 | 0 | 0 | 0 | 0 | 0 | 0 | 0 | 0 | 0 | 0 | 0 | 0 | 0 | 0 | 0 | 0 | 0 | 0 | 0 | 0 | 0 | 0 | 0 | 0 | 0 | 0 | 0 | 0 | 0 | 0 | 0 | 0
F4_Industrial_Food Processing_New_Process_Natural Gas_Process Boiler_E5 | F4 | Industrial | Food Processing | New | Process | Natural Gas | Process Boiler | E5 | RVT BC Ratio | 0 | 0 | 0 | 0 | 0 | 0 | 0 | 0 | 0 | 0 | 0 | 0 | 0 | 0 | 0 | 0 | 0 | 0 | 0 | 0 | 0 | 0 | 0 | 0 | 0 | 0 | 0 | 0 | 0 | 0 | 0 | 0 | 0
F4_Industrial_Food Processing_New_Process_Natural Gas_Process Boiler_E6 | F4 | Industrial | Food Processing | New | Process | Natural Gas | Process Boiler | E6 | RVT BC Ratio | 0 | 0 | 0 | 0 | 0 | 0 | 0 | 0 | 0 | 0 | 0 | 0 | 0 | 0 | 0 | 0 | 0 | 0 | 0 | 0 | 0 | 0 | 0 | 0 | 0 | 0 | 0 | 0 | 0 | 0 | 0 | 0 | 0
F4_Industrial_Food Processing_New_Process_Natural Gas_Process Boiler_E7 | F4 | Industrial | Food Processing | New | Process | Natural Gas | Process Boiler | E7 | RVT BC Ratio | 0 | 0 | 0 | 0 | 0 | 0 | 0 | 0 | 0 | 0 | 0 | 0 | 0 | 0 | 0 | 0 | 0 | 0 | 0 | 0 | 0 | 0 | 0 | 0 | 0 | 0 | 0 | 0 | 0 | 0 | 0 | 0 | 0
F4_Industrial_Food Processing_New_Process_Natural Gas_Process Boiler_E8 | F4 | Industrial | Food Processing | New | Process | Natural Gas | Process Boiler | E8 | RVT BC Ratio | 0 | 0 | 0 | 0 | 0 | 0 | 0 | 0 | 0 | 0 | 0 | 0 | 0 | 0 | 0 | 0 | 0 | 0 | 0 | 0 | 0 | 0 | 0 | 0 | 0 | 0 | 0 | 0 | 0 | 0 | 0 | 0 | 0
F4_Industrial_Food Processing_New_Process_Natural Gas_Process Boiler_E9 | F4 | Industrial | Food Processing | New | Process | Natural Gas | Process Boiler | E9 | RVT BC Ratio | 0 | 0 | 0 | 0 | 0 | 0 | 0 | 0 | 0 | 0 | 0 | 0 | 0 | 0 | 0 | 0 | 0 | 0 | 0 | 0 | 0 | 0 | 0 | 0 | 0 | 0 | 0 | 0 | 0 | 0 | 0 | 0 | 0
F4_Industrial_Food Processing_New_Process_Natural Gas_Process Boiler_E10 | F4 | Industrial | Food Processing | New | Process | Natural Gas | Process Boiler | E10 | RVT BC Ratio | 0 | 0 | 0 | 0 | 0 | 0 | 0 | 0 | 0 | 0 | 0 | 0 | 0 | 0 | 0 | 0 | 0 | 0 | 0 | 0 | 0 | 0 | 0 | 0 | 0 | 0 | 0 | 0 | 0 | 0 | 0 | 0 | 0
F5_Industrial_Food Processing_New_Process_Natural Gas_Process Boiler_E1 | F5 | Industrial | Food Processing | New | Process | Natural Gas | Process Boiler | E1 | RIM BC Ratio | 0 | 0 | 0 | 0 | 0 | 0 | 0 | 0 | 0 | 0 | 0 | 0 | 0 | 0 | 0 | 0 | 0 | 0 | 0 | 0 | 0 | 0 | 0 | 0 | 0 | 0 | 0 | 0 | 0 | 0 | 0 | 0 | 0
F5_Industrial_Food Processing_New_Process_Natural Gas_Process Boiler_E2 | F5 | Industrial | Food Processing | New | Process | Natural Gas | Process Boiler | E2 | RIM BC Ratio | 0 | 0 | 0 | 0 | 0 | 0 | 0 | 0 | 0 | 0 | 0 | 0 | 0 | 0 | 0 | 0 | 0 | 0 | 0 | 0 | 0 | 0 | 0 | 0 | 0 | 0 | 0 | 0 | 0 | 0 | 0 | 0 | 0
F5_Industrial_Food Processing_New_Process_Natural Gas_Process Boiler_E3 | F5 | Industrial | Food Processing | New | Process | Natural Gas | Process Boiler | E3 | RIM BC Ratio | 0 | 0 | 0 | 0 | 0 | 0 | 0 | 0 | 0 | 0 | 0 | 0 | 0 | 0 | 0 | 0 | 0 | 0 | 0 | 0 | 0 | 0 | 0 | 0 | 0 | 0 | 0 | 0 | 0 | 0 | 0 | 0 | 0
F5_Industrial_Food Processing_New_Process_Natural Gas_Process Boiler_E4 | F5 | Industrial | Food Processing | New | Process | Natural Gas | Process Boiler | E4 | RIM BC Ratio | 0 | 0 | 0 | 0 | 0 | 0 | 0 | 0 | 0 | 0 | 0 | 0 | 0 | 0 | 0 | 0 | 0 | 0 | 0 | 0 | 0 | 0 | 0 | 0 | 0 | 0 | 0 | 0 | 0 | 0 | 0 | 0 | 0
F5_Industrial_Food Processing_New_Process_Natural Gas_Process Boiler_E5 | F5 | Industrial | Food Processing | New | Process | Natural Gas | Process Boiler | E5 | RIM BC Ratio | 0 | 0 | 0 | 0 | 0 | 0 | 0 | 0 | 0 | 0 | 0 | 0 | 0 | 0 | 0 | 0 | 0 | 0 | 0 | 0 | 0 | 0 | 0 | 0 | 0 | 0 | 0 | 0 | 0 | 0 | 0 | 0 | 0
F5_Industrial_Food Processing_New_Process_Natural Gas_Process Boiler_E6 | F5 | Industrial | Food Processing | New | Process | Natural Gas | Process Boiler | E6 | RIM BC Ratio | 0 | 0 | 0 | 0 | 0 | 0 | 0 | 0 | 0 | 0 | 0 | 0 | 0 | 0 | 0 | 0 | 0 | 0 | 0 | 0 | 0 | 0 | 0 | 0 | 0 | 0 | 0 | 0 | 0 | 0 | 0 | 0 | 0
F5_Industrial_Food Processing_New_Process_Natural Gas_Process Boiler_E7 | F5 | Industrial | Food Processing | New | Process | Natural Gas | Process Boiler | E7 | RIM BC Ratio | 0 | 0 | 0 | 0 | 0 | 0 | 0 | 0 | 0 | 0 | 0 | 0 | 0 | 0 | 0 | 0 | 0 | 0 | 0 | 0 | 0 | 0 | 0 | 0 | 0 | 0 | 0 | 0 | 0 | 0 | 0 | 0 | 0
F5_Industrial_Food Processing_New_Process_Natural Gas_Process Boiler_E8 | F5 | Industrial | Food Processing | New | Process | Natural Gas | Process Boiler | E8 | RIM BC Ratio | 0 | 0 | 0 | 0 | 0 | 0 | 0 | 0 | 0 | 0 | 0 | 0 | 0 | 0 | 0 | 0 | 0 | 0 | 0 | 0 | 0 | 0 | 0 | 0 | 0 | 0 | 0 | 0 | 0 | 0 | 0 | 0 | 0
F5_Industrial_Food Processing_New_Process_Natural Gas_Process Boiler_E9 | F5 | Industrial | Food Processing | New | Process | Natural Gas | Process Boiler | E9 | RIM BC Ratio | 0 | 0 | 0 | 0 | 0 | 0 | 0 | 0 | 0 | 0 | 0 | 0 | 0 | 0 | 0 | 0 | 0 | 0 | 0 | 0 | 0 | 0 | 0 | 0 | 0 | 0 | 0 | 0 | 0 | 0 | 0 | 0 | 0
F5_Industrial_Food Processing_New_Process_Natural Gas_Process Boiler_E10 | F5 | Industrial | Food Processing | New | Process | Natural Gas | Process Boiler | E10 | RIM BC Ratio | 0 | 0 | 0 | 0 | 0 | 0 | 0 | 0 | 0 | 0 | 0 | 0 | 0 | 0 | 0 | 0 | 0 | 0 | 0 | 0 | 0 | 0 | 0 | 0 | 0 | 0 | 0 | 0 | 0 | 0 | 0 | 0 | 0
F0_Industrial_Food Processing_New_Process_Natural Gas_Process Cooling_E0 | F0 | Industrial | Food Processing | New | Process | Natural Gas | Process Cooling | E0 | Economic Unit | 0 | 0 | 0 | 0 | 0 | 0 | 0 | 0 | 0 | 0 | 0 | 0 | 0 | 0 | 0 | 0 | 0 | 0 | 0 | 0 | 0 | 0 | 0 | 0 | 0 | 0 | 0 | 0 | 0 | 0 | 0 | 0 | 0
F1_Industrial_Food Processing_New_Process_Natural Gas_Process Cooling_E1 | F1 | Industrial | Food Processing | New | Process | Natural Gas | Process Cooling | E1 | CCE | 0 | 0 | 0 | 0 | 0 | 0 | 0 | 0 | 0 | 0 | 0 | 0 | 0 | 0 | 0 | 0 | 0 | 0 | 0 | 0 | 0 | 0 | 0 | 0 | 0 | 0 | 0 | 0 | 0 | 0 | 0 | 0 | 0
F1_Industrial_Food Processing_New_Process_Natural Gas_Process Cooling_E2 | F1 | Industrial | Food Processing | New | Process | Natural Gas | Process Cooling | E2 | CCE | 0 | 0 | 0 | 0 | 0 | 0 | 0 | 0 | 0 | 0 | 0 | 0 | 0 | 0 | 0 | 0 | 0 | 0 | 0 | 0 | 0 | 0 | 0 | 0 | 0 | 0 | 0 | 0 | 0 | 0 | 0 | 0 | 0
F1_Industrial_Food Processing_New_Process_Natural Gas_Process Cooling_E3 | F1 | Industrial | Food Processing | New | Process | Natural Gas | Process Cooling | E3 | CCE | 0 | 0 | 0 | 0 | 0 | 0 | 0 | 0 | 0 | 0 | 0 | 0 | 0 | 0 | 0 | 0 | 0 | 0 | 0 | 0 | 0 | 0 | 0 | 0 | 0 | 0 | 0 | 0 | 0 | 0 | 0 | 0 | 0
F1_Industrial_Food Processing_New_Process_Natural Gas_Process Cooling_E4 | F1 | Industrial | Food Processing | New | Process | Natural Gas | Process Cooling | E4 | CCE | 0 | 0 | 0 | 0 | 0 | 0 | 0 | 0 | 0 | 0 | 0 | 0 | 0 | 0 | 0 | 0 | 0 | 0 | 0 | 0 | 0 | 0 | 0 | 0 | 0 | 0 | 0 | 0 | 0 | 0 | 0 | 0 | 0
F1_Industrial_Food Processing_New_Process_Natural Gas_Process Cooling_E5 | F1 | Industrial | Food Processing | New | Process | Natural Gas | Process Cooling | E5 | CCE | 0 | 0 | 0 | 0 | 0 | 0 | 0 | 0 | 0 | 0 | 0 | 0 | 0 | 0 | 0 | 0 | 0 | 0 | 0 | 0 | 0 | 0 | 0 | 0 | 0 | 0 | 0 | 0 | 0 | 0 | 0 | 0 | 0
F1_Industrial_Food Processing_New_Process_Natural Gas_Process Cooling_E6 | F1 | Industrial | Food Processing | New | Process | Natural Gas | Process Cooling | E6 | CCE | 0 | 0 | 0 | 0 | 0 | 0 | 0 | 0 | 0 | 0 | 0 | 0 | 0 | 0 | 0 | 0 | 0 | 0 | 0 | 0 | 0 | 0 | 0 | 0 | 0 | 0 | 0 | 0 | 0 | 0 | 0 | 0 | 0
F1_Industrial_Food Processing_New_Process_Natural Gas_Process Cooling_E7 | F1 | Industrial | Food Processing | New | Process | Natural Gas | Process Cooling | E7 | CCE | 0 | 0 | 0 | 0 | 0 | 0 | 0 | 0 | 0 | 0 | 0 | 0 | 0 | 0 | 0 | 0 | 0 | 0 | 0 | 0 | 0 | 0 | 0 | 0 | 0 | 0 | 0 | 0 | 0 | 0 | 0 | 0 | 0
F1_Industrial_Food Processing_New_Process_Natural Gas_Process Cooling_E8 | F1 | Industrial | Food Processing | New | Process | Natural Gas | Process Cooling | E8 | CCE | 0 | 0 | 0 | 0 | 0 | 0 | 0 | 0 | 0 | 0 | 0 | 0 | 0 | 0 | 0 | 0 | 0 | 0 | 0 | 0 | 0 | 0 | 0 | 0 | 0 | 0 | 0 | 0 | 0 | 0 | 0 | 0 | 0
F1_Industrial_Food Processing_New_Process_Natural Gas_Process Cooling_E9 | F1 | Industrial | Food Processing | New | Process | Natural Gas | Process Cooling | E9 | CCE | 0 | 0 | 0 | 0 | 0 | 0 | 0 | 0 | 0 | 0 | 0 | 0 | 0 | 0 | 0 | 0 | 0 | 0 | 0 | 0 | 0 | 0 | 0 | 0 | 0 | 0 | 0 | 0 | 0 | 0 | 0 | 0 | 0
F1_Industrial_Food Processing_New_Process_Natural Gas_Process Cooling_E10 | F1 | Industrial | Food Processing | New | Process | Natural Gas | Process Cooling | E10 | CCE | 0 | 0 | 0 | 0 | 0 | 0 | 0 | 0 | 0 | 0 | 0 | 0 | 0 | 0 | 0 | 0 | 0 | 0 | 0 | 0 | 0 | 0 | 0 | 0 | 0 | 0 | 0 | 0 | 0 | 0 | 0 | 0 | 0
F2_Industrial_Food Processing_New_Process_Natural Gas_Process Cooling_E1 | F2 | Industrial | Food Processing | New | Process | Natural Gas | Process Cooling | E1 | TRC BC Ratio | 0 | 0 | 0 | 0 | 0 | 0 | 0 | 0 | 0 | 0 | 0 | 0 | 0 | 0 | 0 | 0 | 0 | 0 | 0 | 0 | 0 | 0 | 0 | 0 | 0 | 0 | 0 | 0 | 0 | 0 | 0 | 0 | 0
F2_Industrial_Food Processing_New_Process_Natural Gas_Process Cooling_E2 | F2 | Industrial | Food Processing | New | Process | Natural Gas | Process Cooling | E2 | TRC BC Ratio | 0 | 0 | 0 | 0 | 0 | 0 | 0 | 0 | 0 | 0 | 0 | 0 | 0 | 0 | 0 | 0 | 0 | 0 | 0 | 0 | 0 | 0 | 0 | 0 | 0 | 0 | 0 | 0 | 0 | 0 | 0 | 0 | 0
F2_Industrial_Food Processing_New_Process_Natural Gas_Process Cooling_E3 | F2 | Industrial | Food Processing | New | Process | Natural Gas | Process Cooling | E3 | TRC BC Ratio | 0 | 0 | 0 | 0 | 0 | 0 | 0 | 0 | 0 | 0 | 0 | 0 | 0 | 0 | 0 | 0 | 0 | 0 | 0 | 0 | 0 | 0 | 0 | 0 | 0 | 0 | 0 | 0 | 0 | 0 | 0 | 0 | 0
F2_Industrial_Food Processing_New_Process_Natural Gas_Process Cooling_E4 | F2 | Industrial | Food Processing | New | Process | Natural Gas | Process Cooling | E4 | TRC BC Ratio | 0 | 0 | 0 | 0 | 0 | 0 | 0 | 0 | 0 | 0 | 0 | 0 | 0 | 0 | 0 | 0 | 0 | 0 | 0 | 0 | 0 | 0 | 0 | 0 | 0 | 0 | 0 | 0 | 0 | 0 | 0 | 0 | 0
F2_Industrial_Food Processing_New_Process_Natural Gas_Process Cooling_E5 | F2 | Industrial | Food Processing | New | Process | Natural Gas | Process Cooling | E5 | TRC BC Ratio | 0 | 0 | 0 | 0 | 0 | 0 | 0 | 0 | 0 | 0 | 0 | 0 | 0 | 0 | 0 | 0 | 0 | 0 | 0 | 0 | 0 | 0 | 0 | 0 | 0 | 0 | 0 | 0 | 0 | 0 | 0 | 0 | 0
F2_Industrial_Food Processing_New_Process_Natural Gas_Process Cooling_E6 | F2 | Industrial | Food Processing | New | Process | Natural Gas | Process Cooling | E6 | TRC BC Ratio | 0 | 0 | 0 | 0 | 0 | 0 | 0 | 0 | 0 | 0 | 0 | 0 | 0 | 0 | 0 | 0 | 0 | 0 | 0 | 0 | 0 | 0 | 0 | 0 | 0 | 0 | 0 | 0 | 0 | 0 | 0 | 0 | 0
F2_Industrial_Food Processing_New_Process_Natural Gas_Process Cooling_E7 | F2 | Industrial | Food Processing | New | Process | Natural Gas | Process Cooling | E7 | TRC BC Ratio | 0 | 0 | 0 | 0 | 0 | 0 | 0 | 0 | 0 | 0 | 0 | 0 | 0 | 0 | 0 | 0 | 0 | 0 | 0 | 0 | 0 | 0 | 0 | 0 | 0 | 0 | 0 | 0 | 0 | 0 | 0 | 0 | 0
F2_Industrial_Food Processing_New_Process_Natural Gas_Process Cooling_E8 | F2 | Industrial | Food Processing | New | Process | Natural Gas | Process Cooling | E8 | TRC BC Ratio | 0 | 0 | 0 | 0 | 0 | 0 | 0 | 0 | 0 | 0 | 0 | 0 | 0 | 0 | 0 | 0 | 0 | 0 | 0 | 0 | 0 | 0 | 0 | 0 | 0 | 0 | 0 | 0 | 0 | 0 | 0 | 0 | 0
F2_Industrial_Food Processing_New_Process_Natural Gas_Process Cooling_E9 | F2 | Industrial | Food Processing | New | Process | Natural Gas | Process Cooling | E9 | TRC BC Ratio | 0 | 0 | 0 | 0 | 0 | 0 | 0 | 0 | 0 | 0 | 0 | 0 | 0 | 0 | 0 | 0 | 0 | 0 | 0 | 0 | 0 | 0 | 0 | 0 | 0 | 0 | 0 | 0 | 0 | 0 | 0 | 0 | 0
F2_Industrial_Food Processing_New_Process_Natural Gas_Process Cooling_E10 | F2 | Industrial | Food Processing | New | Process | Natural Gas | Process Cooling | E10 | TRC BC Ratio | 0 | 0 | 0 | 0 | 0 | 0 | 0 | 0 | 0 | 0 | 0 | 0 | 0 | 0 | 0 | 0 | 0 | 0 | 0 | 0 | 0 | 0 | 0 | 0 | 0 | 0 | 0 | 0 | 0 | 0 | 0 | 0 | 0
F3_Industrial_Food Processing_New_Process_Natural Gas_Process Cooling_E1 | F3 | Industrial | Food Processing | New | Process | Natural Gas | Process Cooling | E1 | PACT BC Ratio | 0 | 0 | 0 | 0 | 0 | 0 | 0 | 0 | 0 | 0 | 0 | 0 | 0 | 0 | 0 | 0 | 0 | 0 | 0 | 0 | 0 | 0 | 0 | 0 | 0 | 0 | 0 | 0 | 0 | 0 | 0 | 0 | 0
F3_Industrial_Food Processing_New_Process_Natural Gas_Process Cooling_E2 | F3 | Industrial | Food Processing | New | Process | Natural Gas | Process Cooling | E2 | PACT BC Ratio | 0 | 0 | 0 | 0 | 0 | 0 | 0 | 0 | 0 | 0 | 0 | 0 | 0 | 0 | 0 | 0 | 0 | 0 | 0 | 0 | 0 | 0 | 0 | 0 | 0 | 0 | 0 | 0 | 0 | 0 | 0 | 0 | 0
F3_Industrial_Food Processing_New_Process_Natural Gas_Process Cooling_E3 | F3 | Industrial | Food Processing | New | Process | Natural Gas | Process Cooling | E3 | PACT BC Ratio | 0 | 0 | 0 | 0 | 0 | 0 | 0 | 0 | 0 | 0 | 0 | 0 | 0 | 0 | 0 | 0 | 0 | 0 | 0 | 0 | 0 | 0 | 0 | 0 | 0 | 0 | 0 | 0 | 0 | 0 | 0 | 0 | 0
F3_Industrial_Food Processing_New_Process_Natural Gas_Process Cooling_E4 | F3 | Industrial | Food Processing | New | Process | Natural Gas | Process Cooling | E4 | PACT BC Ratio | 0 | 0 | 0 | 0 | 0 | 0 | 0 | 0 | 0 | 0 | 0 | 0 | 0 | 0 | 0 | 0 | 0 | 0 | 0 | 0 | 0 | 0 | 0 | 0 | 0 | 0 | 0 | 0 | 0 | 0 | 0 | 0 | 0
F3_Industrial_Food Processing_New_Process_Natural Gas_Process Cooling_E5 | F3 | Industrial | Food Processing | New | Process | Natural Gas | Process Cooling | E5 | PACT BC Ratio | 0 | 0 | 0 | 0 | 0 | 0 | 0 | 0 | 0 | 0 | 0 | 0 | 0 | 0 | 0 | 0 | 0 | 0 | 0 | 0 | 0 | 0 | 0 | 0 | 0 | 0 | 0 | 0 | 0 | 0 | 0 | 0 | 0
F3_Industrial_Food Processing_New_Process_Natural Gas_Process Cooling_E6 | F3 | Industrial | Food Processing | New | Process | Natural Gas | Process Cooling | E6 | PACT BC Ratio | 0 | 0 | 0 | 0 | 0 | 0 | 0 | 0 | 0 | 0 | 0 | 0 | 0 | 0 | 0 | 0 | 0 | 0 | 0 | 0 | 0 | 0 | 0 | 0 | 0 | 0 | 0 | 0 | 0 | 0 | 0 | 0 | 0
F3_Industrial_Food Processing_New_Process_Natural Gas_Process Cooling_E7 | F3 | Industrial | Food Processing | New | Process | Natural Gas | Process Cooling | E7 | PACT BC Ratio | 0 | 0 | 0 | 0 | 0 | 0 | 0 | 0 | 0 | 0 | 0 | 0 | 0 | 0 | 0 | 0 | 0 | 0 | 0 | 0 | 0 | 0 | 0 | 0 | 0 | 0 | 0 | 0 | 0 | 0 | 0 | 0 | 0
F3_Industrial_Food Processing_New_Process_Natural Gas_Process Cooling_E8 | F3 | Industrial | Food Processing | New | Process | Natural Gas | Process Cooling | E8 | PACT BC Ratio | 0 | 0 | 0 | 0 | 0 | 0 | 0 | 0 | 0 | 0 | 0 | 0 | 0 | 0 | 0 | 0 | 0 | 0 | 0 | 0 | 0 | 0 | 0 | 0 | 0 | 0 | 0 | 0 | 0 | 0 | 0 | 0 | 0
F3_Industrial_Food Processing_New_Process_Natural Gas_Process Cooling_E9 | F3 | Industrial | Food Processing | New | Process | Natural Gas | Process Cooling | E9 | PACT BC Ratio | 0 | 0 | 0 | 0 | 0 | 0 | 0 | 0 | 0 | 0 | 0 | 0 | 0 | 0 | 0 | 0 | 0 | 0 | 0 | 0 | 0 | 0 | 0 | 0 | 0 | 0 | 0 | 0 | 0 | 0 | 0 | 0 | 0
F3_Industrial_Food Processing_New_Process_Natural Gas_Process Cooling_E10 | F3 | Industrial | Food Processing | New | Process | Natural Gas | Process Cooling | E10 | PACT BC Ratio | 0 | 0 | 0 | 0 | 0 | 0 | 0 | 0 | 0 | 0 | 0 | 0 | 0 | 0 | 0 | 0 | 0 | 0 | 0 | 0 | 0 | 0 | 0 | 0 | 0 | 0 | 0 | 0 | 0 | 0 | 0 | 0 | 0
F4_Industrial_Food Processing_New_Process_Natural Gas_Process Cooling_E1 | F4 | Industrial | Food Processing | New | Process | Natural Gas | Process Cooling | E1 | RVT BC Ratio | 0 | 0 | 0 | 0 | 0 | 0 | 0 | 0 | 0 | 0 | 0 | 0 | 0 | 0 | 0 | 0 | 0 | 0 | 0 | 0 | 0 | 0 | 0 | 0 | 0 | 0 | 0 | 0 | 0 | 0 | 0 | 0 | 0
F4_Industrial_Food Processing_New_Process_Natural Gas_Process Cooling_E2 | F4 | Industrial | Food Processing | New | Process | Natural Gas | Process Cooling | E2 | RVT BC Ratio | 0 | 0 | 0 | 0 | 0 | 0 | 0 | 0 | 0 | 0 | 0 | 0 | 0 | 0 | 0 | 0 | 0 | 0 | 0 | 0 | 0 | 0 | 0 | 0 | 0 | 0 | 0 | 0 | 0 | 0 | 0 | 0 | 0
F4_Industrial_Food Processing_New_Process_Natural Gas_Process Cooling_E3 | F4 | Industrial | Food Processing | New | Process | Natural Gas | Process Cooling | E3 | RVT BC Ratio | 0 | 0 | 0 | 0 | 0 | 0 | 0 | 0 | 0 | 0 | 0 | 0 | 0 | 0 | 0 | 0 | 0 | 0 | 0 | 0 | 0 | 0 | 0 | 0 | 0 | 0 | 0 | 0 | 0 | 0 | 0 | 0 | 0
F4_Industrial_Food Processing_New_Process_Natural Gas_Process Cooling_E4 | F4 | Industrial | Food Processing | New | Process | Natural Gas | Process Cooling | E4 | RVT BC Ratio | 0 | 0 | 0 | 0 | 0 | 0 | 0 | 0 | 0 | 0 | 0 | 0 | 0 | 0 | 0 | 0 | 0 | 0 | 0 | 0 | 0 | 0 | 0 | 0 | 0 | 0 | 0 | 0 | 0 | 0 | 0 | 0 | 0
F4_Industrial_Food Processing_New_Process_Natural Gas_Process Cooling_E5 | F4 | Industrial | Food Processing | New | Process | Natural Gas | Process Cooling | E5 | RVT BC Ratio | 0 | 0 | 0 | 0 | 0 | 0 | 0 | 0 | 0 | 0 | 0 | 0 | 0 | 0 | 0 | 0 | 0 | 0 | 0 | 0 | 0 | 0 | 0 | 0 | 0 | 0 | 0 | 0 | 0 | 0 | 0 | 0 | 0
F4_Industrial_Food Processing_New_Process_Natural Gas_Process Cooling_E6 | F4 | Industrial | Food Processing | New | Process | Natural Gas | Process Cooling | E6 | RVT BC Ratio | 0 | 0 | 0 | 0 | 0 | 0 | 0 | 0 | 0 | 0 | 0 | 0 | 0 | 0 | 0 | 0 | 0 | 0 | 0 | 0 | 0 | 0 | 0 | 0 | 0 | 0 | 0 | 0 | 0 | 0 | 0 | 0 | 0
F4_Industrial_Food Processing_New_Process_Natural Gas_Process Cooling_E7 | F4 | Industrial | Food Processing | New | Process | Natural Gas | Process Cooling | E7 | RVT BC Ratio | 0 | 0 | 0 | 0 | 0 | 0 | 0 | 0 | 0 | 0 | 0 | 0 | 0 | 0 | 0 | 0 | 0 | 0 | 0 | 0 | 0 | 0 | 0 | 0 | 0 | 0 | 0 | 0 | 0 | 0 | 0 | 0 | 0
F4_Industrial_Food Processing_New_Process_Natural Gas_Process Cooling_E8 | F4 | Industrial | Food Processing | New | Process | Natural Gas | Process Cooling | E8 | RVT BC Ratio | 0 | 0 | 0 | 0 | 0 | 0 | 0 | 0 | 0 | 0 | 0 | 0 | 0 | 0 | 0 | 0 | 0 | 0 | 0 | 0 | 0 | 0 | 0 | 0 | 0 | 0 | 0 | 0 | 0 | 0 | 0 | 0 | 0
F4_Industrial_Food Processing_New_Process_Natural Gas_Process Cooling_E9 | F4 | Industrial | Food Processing | New | Process | Natural Gas | Process Cooling | E9 | RVT BC Ratio | 0 | 0 | 0 | 0 | 0 | 0 | 0 | 0 | 0 | 0 | 0 | 0 | 0 | 0 | 0 | 0 | 0 | 0 | 0 | 0 | 0 | 0 | 0 | 0 | 0 | 0 | 0 | 0 | 0 | 0 | 0 | 0 | 0
F4_Industrial_Food Processing_New_Process_Natural Gas_Process Cooling_E10 | F4 | Industrial | Food Processing | New | Process | Natural Gas | Process Cooling | E10 | RVT BC Ratio | 0 | 0 | 0 | 0 | 0 | 0 | 0 | 0 | 0 | 0 | 0 | 0 | 0 | 0 | 0 | 0 | 0 | 0 | 0 | 0 | 0 | 0 | 0 | 0 | 0 | 0 | 0 | 0 | 0 | 0 | 0 | 0 | 0
F5_Industrial_Food Processing_New_Process_Natural Gas_Process Cooling_E1 | F5 | Industrial | Food Processing | New | Process | Natural Gas | Process Cooling | E1 | RIM BC Ratio | 0 | 0 | 0 | 0 | 0 | 0 | 0 | 0 | 0 | 0 | 0 | 0 | 0 | 0 | 0 | 0 | 0 | 0 | 0 | 0 | 0 | 0 | 0 | 0 | 0 | 0 | 0 | 0 | 0 | 0 | 0 | 0 | 0
F5_Industrial_Food Processing_New_Process_Natural Gas_Process Cooling_E2 | F5 | Industrial | Food Processing | New | Process | Natural Gas | Process Cooling | E2 | RIM BC Ratio | 0 | 0 | 0 | 0 | 0 | 0 | 0 | 0 | 0 | 0 | 0 | 0 | 0 | 0 | 0 | 0 | 0 | 0 | 0 | 0 | 0 | 0 | 0 | 0 | 0 | 0 | 0 | 0 | 0 | 0 | 0 | 0 | 0
F5_Industrial_Food Processing_New_Process_Natural Gas_Process Cooling_E3 | F5 | Industrial | Food Processing | New | Process | Natural Gas | Process Cooling | E3 | RIM BC Ratio | 0 | 0 | 0 | 0 | 0 | 0 | 0 | 0 | 0 | 0 | 0 | 0 | 0 | 0 | 0 | 0 | 0 | 0 | 0 | 0 | 0 | 0 | 0 | 0 | 0 | 0 | 0 | 0 | 0 | 0 | 0 | 0 | 0
F5_Industrial_Food Processing_New_Process_Natural Gas_Process Cooling_E4 | F5 | Industrial | Food Processing | New | Process | Natural Gas | Process Cooling | E4 | RIM BC Ratio | 0 | 0 | 0 | 0 | 0 | 0 | 0 | 0 | 0 | 0 | 0 | 0 | 0 | 0 | 0 | 0 | 0 | 0 | 0 | 0 | 0 | 0 | 0 | 0 | 0 | 0 | 0 | 0 | 0 | 0 | 0 | 0 | 0
F5_Industrial_Food Processing_New_Process_Natural Gas_Process Cooling_E5 | F5 | Industrial | Food Processing | New | Process | Natural Gas | Process Cooling | E5 | RIM BC Ratio | 0 | 0 | 0 | 0 | 0 | 0 | 0 | 0 | 0 | 0 | 0 | 0 | 0 | 0 | 0 | 0 | 0 | 0 | 0 | 0 | 0 | 0 | 0 | 0 | 0 | 0 | 0 | 0 | 0 | 0 | 0 | 0 | 0
F5_Industrial_Food Processing_New_Process_Natural Gas_Process Cooling_E6 | F5 | Industrial | Food Processing | New | Process | Natural Gas | Process Cooling | E6 | RIM BC Ratio | 0 | 0 | 0 | 0 | 0 | 0 | 0 | 0 | 0 | 0 | 0 | 0 | 0 | 0 | 0 | 0 | 0 | 0 | 0 | 0 | 0 | 0 | 0 | 0 | 0 | 0 | 0 | 0 | 0 | 0 | 0 | 0 | 0
F5_Industrial_Food Processing_New_Process_Natural Gas_Process Cooling_E7 | F5 | Industrial | Food Processing | New | Process | Natural Gas | Process Cooling | E7 | RIM BC Ratio | 0 | 0 | 0 | 0 | 0 | 0 | 0 | 0 | 0 | 0 | 0 | 0 | 0 | 0 | 0 | 0 | 0 | 0 | 0 | 0 | 0 | 0 | 0 | 0 | 0 | 0 | 0 | 0 | 0 | 0 | 0 | 0 | 0
F5_Industrial_Food Processing_New_Process_Natural Gas_Process Cooling_E8 | F5 | Industrial | Food Processing | New | Process | Natural Gas | Process Cooling | E8 | RIM BC Ratio | 0 | 0 | 0 | 0 | 0 | 0 | 0 | 0 | 0 | 0 | 0 | 0 | 0 | 0 | 0 | 0 | 0 | 0 | 0 | 0 | 0 | 0 | 0 | 0 | 0 | 0 | 0 | 0 | 0 | 0 | 0 | 0 | 0
F5_Industrial_Food Processing_New_Process_Natural Gas_Process Cooling_E9 | F5 | Industrial | Food Processing | New | Process | Natural Gas | Process Cooling | E9 | RIM BC Ratio | 0 | 0 | 0 | 0 | 0 | 0 | 0 | 0 | 0 | 0 | 0 | 0 | 0 | 0 | 0 | 0 | 0 | 0 | 0 | 0 | 0 | 0 | 0 | 0 | 0 | 0 | 0 | 0 | 0 | 0 | 0 | 0 | 0
F5_Industrial_Food Processing_New_Process_Natural Gas_Process Cooling_E10 | F5 | Industrial | Food Processing | New | Process | Natural Gas | Process Cooling | E10 | RIM BC Ratio | 0 | 0 | 0 | 0 | 0 | 0 | 0 | 0 | 0 | 0 | 0 | 0 | 0 | 0 | 0 | 0 | 0 | 0 | 0 | 0 | 0 | 0 | 0 | 0 | 0 | 0 | 0 | 0 | 0 | 0 | 0 | 0 | 0
F0_Industrial_Food Processing_New_Process_Natural Gas_Other Process_E0 | F0 | Industrial | Food Processing | New | Process | Natural Gas | Other Process | E0 | Economic Unit | 0 | 0 | 0 | 0 | 0 | 0 | 0 | 0 | 0 | 0 | 0 | 0 | 0 | 0 | 0 | 0 | 0 | 0 | 0 | 0 | 0 | 0 | 0 | 0 | 0 | 0 | 0 | 0 | 0 | 0 | 0 | 0 | 0
F1_Industrial_Food Processing_New_Process_Natural Gas_Other Process_E1 | F1 | Industrial | Food Processing | New | Process | Natural Gas | Other Process | E1 | CCE | 0 | 0 | 0 | 0 | 0 | 0 | 0 | 0 | 0 | 0 | 0 | 0 | 0 | 0 | 0 | 0 | 0 | 0 | 0 | 0 | 0 | 0 | 0 | 0 | 0 | 0 | 0 | 0 | 0 | 0 | 0 | 0 | 0
F1_Industrial_Food Processing_New_Process_Natural Gas_Other Process_E2 | F1 | Industrial | Food Processing | New | Process | Natural Gas | Other Process | E2 | CCE | 0 | 0 | 0 | 0 | 0 | 0 | 0 | 0 | 0 | 0 | 0 | 0 | 0 | 0 | 0 | 0 | 0 | 0 | 0 | 0 | 0 | 0 | 0 | 0 | 0 | 0 | 0 | 0 | 0 | 0 | 0 | 0 | 0
F1_Industrial_Food Processing_New_Process_Natural Gas_Other Process_E3 | F1 | Industrial | Food Processing | New | Process | Natural Gas | Other Process | E3 | CCE | 0 | 0 | 0 | 0 | 0 | 0 | 0 | 0 | 0 | 0 | 0 | 0 | 0 | 0 | 0 | 0 | 0 | 0 | 0 | 0 | 0 | 0 | 0 | 0 | 0 | 0 | 0 | 0 | 0 | 0 | 0 | 0 | 0
F1_Industrial_Food Processing_New_Process_Natural Gas_Other Process_E4 | F1 | Industrial | Food Processing | New | Process | Natural Gas | Other Process | E4 | CCE | 0 | 0 | 0 | 0 | 0 | 0 | 0 | 0 | 0 | 0 | 0 | 0 | 0 | 0 | 0 | 0 | 0 | 0 | 0 | 0 | 0 | 0 | 0 | 0 | 0 | 0 | 0 | 0 | 0 | 0 | 0 | 0 | 0
F1_Industrial_Food Processing_New_Process_Natural Gas_Other Process_E5 | F1 | Industrial | Food Processing | New | Process | Natural Gas | Other Process | E5 | CCE | 0 | 0 | 0 | 0 | 0 | 0 | 0 | 0 | 0 | 0 | 0 | 0 | 0 | 0 | 0 | 0 | 0 | 0 | 0 | 0 | 0 | 0 | 0 | 0 | 0 | 0 | 0 | 0 | 0 | 0 | 0 | 0 | 0
F1_Industrial_Food Processing_New_Process_Natural Gas_Other Process_E6 | F1 | Industrial | Food Processing | New | Process | Natural Gas | Other Process | E6 | CCE | 0 | 0 | 0 | 0 | 0 | 0 | 0 | 0 | 0 | 0 | 0 | 0 | 0 | 0 | 0 | 0 | 0 | 0 | 0 | 0 | 0 | 0 | 0 | 0 | 0 | 0 | 0 | 0 | 0 | 0 | 0 | 0 | 0
F1_Industrial_Food Processing_New_Process_Natural Gas_Other Process_E7 | F1 | Industrial | Food Processing | New | Process | Natural Gas | Other Process | E7 | CCE | 0 | 0 | 0 | 0 | 0 | 0 | 0 | 0 | 0 | 0 | 0 | 0 | 0 | 0 | 0 | 0 | 0 | 0 | 0 | 0 | 0 | 0 | 0 | 0 | 0 | 0 | 0 | 0 | 0 | 0 | 0 | 0 | 0
F1_Industrial_Food Processing_New_Process_Natural Gas_Other Process_E8 | F1 | Industrial | Food Processing | New | Process | Natural Gas | Other Process | E8 | CCE | 0 | 0 | 0 | 0 | 0 | 0 | 0 | 0 | 0 | 0 | 0 | 0 | 0 | 0 | 0 | 0 | 0 | 0 | 0 | 0 | 0 | 0 | 0 | 0 | 0 | 0 | 0 | 0 | 0 | 0 | 0 | 0 | 0
F1_Industrial_Food Processing_New_Process_Natural Gas_Other Process_E9 | F1 | Industrial | Food Processing | New | Process | Natural Gas | Other Process | E9 | CCE | 0 | 0 | 0 | 0 | 0 | 0 | 0 | 0 | 0 | 0 | 0 | 0 | 0 | 0 | 0 | 0 | 0 | 0 | 0 | 0 | 0 | 0 | 0 | 0 | 0 | 0 | 0 | 0 | 0 | 0 | 0 | 0 | 0
F1_Industrial_Food Processing_New_Process_Natural Gas_Other Process_E10 | F1 | Industrial | Food Processing | New | Process | Natural Gas | Other Process | E10 | CCE | 0 | 0 | 0 | 0 | 0 | 0 | 0 | 0 | 0 | 0 | 0 | 0 | 0 | 0 | 0 | 0 | 0 | 0 | 0 | 0 | 0 | 0 | 0 | 0 | 0 | 0 | 0 | 0 | 0 | 0 | 0 | 0 | 0
F2_Industrial_Food Processing_New_Process_Natural Gas_Other Process_E1 | F2 | Industrial | Food Processing | New | Process | Natural Gas | Other Process | E1 | TRC BC Ratio | 0 | 0 | 0 | 0 | 0 | 0 | 0 | 0 | 0 | 0 | 0 | 0 | 0 | 0 | 0 | 0 | 0 | 0 | 0 | 0 | 0 | 0 | 0 | 0 | 0 | 0 | 0 | 0 | 0 | 0 | 0 | 0 | 0
F2_Industrial_Food Processing_New_Process_Natural Gas_Other Process_E2 | F2 | Industrial | Food Processing | New | Process | Natural Gas | Other Process | E2 | TRC BC Ratio | 0 | 0 | 0 | 0 | 0 | 0 | 0 | 0 | 0 | 0 | 0 | 0 | 0 | 0 | 0 | 0 | 0 | 0 | 0 | 0 | 0 | 0 | 0 | 0 | 0 | 0 | 0 | 0 | 0 | 0 | 0 | 0 | 0
F2_Industrial_Food Processing_New_Process_Natural Gas_Other Process_E3 | F2 | Industrial | Food Processing | New | Process | Natural Gas | Other Process | E3 | TRC BC Ratio | 0 | 0 | 0 | 0 | 0 | 0 | 0 | 0 | 0 | 0 | 0 | 0 | 0 | 0 | 0 | 0 | 0 | 0 | 0 | 0 | 0 | 0 | 0 | 0 | 0 | 0 | 0 | 0 | 0 | 0 | 0 | 0 | 0
F2_Industrial_Food Processing_New_Process_Natural Gas_Other Process_E4 | F2 | Industrial | Food Processing | New | Process | Natural Gas | Other Process | E4 | TRC BC Ratio | 0 | 0 | 0 | 0 | 0 | 0 | 0 | 0 | 0 | 0 | 0 | 0 | 0 | 0 | 0 | 0 | 0 | 0 | 0 | 0 | 0 | 0 | 0 | 0 | 0 | 0 | 0 | 0 | 0 | 0 | 0 | 0 | 0
F2_Industrial_Food Processing_New_Process_Natural Gas_Other Process_E5 | F2 | Industrial | Food Processing | New | Process | Natural Gas | Other Process | E5 | TRC BC Ratio | 0 | 0 | 0 | 0 | 0 | 0 | 0 | 0 | 0 | 0 | 0 | 0 | 0 | 0 | 0 | 0 | 0 | 0 | 0 | 0 | 0 | 0 | 0 | 0 | 0 | 0 | 0 | 0 | 0 | 0 | 0 | 0 | 0
F2_Industrial_Food Processing_New_Process_Natural Gas_Other Process_E6 | F2 | Industrial | Food Processing | New | Process | Natural Gas | Other Process | E6 | TRC BC Ratio | 0 | 0 | 0 | 0 | 0 | 0 | 0 | 0 | 0 | 0 | 0 | 0 | 0 | 0 | 0 | 0 | 0 | 0 | 0 | 0 | 0 | 0 | 0 | 0 | 0 | 0 | 0 | 0 | 0 | 0 | 0 | 0 | 0
F2_Industrial_Food Processing_New_Process_Natural Gas_Other Process_E7 | F2 | Industrial | Food Processing | New | Process | Natural Gas | Other Process | E7 | TRC BC Ratio | 0 | 0 | 0 | 0 | 0 | 0 | 0 | 0 | 0 | 0 | 0 | 0 | 0 | 0 | 0 | 0 | 0 | 0 | 0 | 0 | 0 | 0 | 0 | 0 | 0 | 0 | 0 | 0 | 0 | 0 | 0 | 0 | 0
F2_Industrial_Food Processing_New_Process_Natural Gas_Other Process_E8 | F2 | Industrial | Food Processing | New | Process | Natural Gas | Other Process | E8 | TRC BC Ratio | 0 | 0 | 0 | 0 | 0 | 0 | 0 | 0 | 0 | 0 | 0 | 0 | 0 | 0 | 0 | 0 | 0 | 0 | 0 | 0 | 0 | 0 | 0 | 0 | 0 | 0 | 0 | 0 | 0 | 0 | 0 | 0 | 0
F2_Industrial_Food Processing_New_Process_Natural Gas_Other Process_E9 | F2 | Industrial | Food Processing | New | Process | Natural Gas | Other Process | E9 | TRC BC Ratio | 0 | 0 | 0 | 0 | 0 | 0 | 0 | 0 | 0 | 0 | 0 | 0 | 0 | 0 | 0 | 0 | 0 | 0 | 0 | 0 | 0 | 0 | 0 | 0 | 0 | 0 | 0 | 0 | 0 | 0 | 0 | 0 | 0
F2_Industrial_Food Processing_New_Process_Natural Gas_Other Process_E10 | F2 | Industrial | Food Processing | New | Process | Natural Gas | Other Process | E10 | TRC BC Ratio | 0 | 0 | 0 | 0 | 0 | 0 | 0 | 0 | 0 | 0 | 0 | 0 | 0 | 0 | 0 | 0 | 0 | 0 | 0 | 0 | 0 | 0 | 0 | 0 | 0 | 0 | 0 | 0 | 0 | 0 | 0 | 0 | 0
F3_Industrial_Food Processing_New_Process_Natural Gas_Other Process_E1 | F3 | Industrial | Food Processing | New | Process | Natural Gas | Other Process | E1 | PACT BC Ratio | 0 | 0 | 0 | 0 | 0 | 0 | 0 | 0 | 0 | 0 | 0 | 0 | 0 | 0 | 0 | 0 | 0 | 0 | 0 | 0 | 0 | 0 | 0 | 0 | 0 | 0 | 0 | 0 | 0 | 0 | 0 | 0 | 0
F3_Industrial_Food Processing_New_Process_Natural Gas_Other Process_E2 | F3 | Industrial | Food Processing | New | Process | Natural Gas | Other Process | E2 | PACT BC Ratio | 0 | 0 | 0 | 0 | 0 | 0 | 0 | 0 | 0 | 0 | 0 | 0 | 0 | 0 | 0 | 0 | 0 | 0 | 0 | 0 | 0 | 0 | 0 | 0 | 0 | 0 | 0 | 0 | 0 | 0 | 0 | 0 | 0
F3_Industrial_Food Processing_New_Process_Natural Gas_Other Process_E3 | F3 | Industrial | Food Processing | New | Process | Natural Gas | Other Process | E3 | PACT BC Ratio | 0 | 0 | 0 | 0 | 0 | 0 | 0 | 0 | 0 | 0 | 0 | 0 | 0 | 0 | 0 | 0 | 0 | 0 | 0 | 0 | 0 | 0 | 0 | 0 | 0 | 0 | 0 | 0 | 0 | 0 | 0 | 0 | 0
F3_Industrial_Food Processing_New_Process_Natural Gas_Other Process_E4 | F3 | Industrial | Food Processing | New | Process | Natural Gas | Other Process | E4 | PACT BC Ratio | 0 | 0 | 0 | 0 | 0 | 0 | 0 | 0 | 0 | 0 | 0 | 0 | 0 | 0 | 0 | 0 | 0 | 0 | 0 | 0 | 0 | 0 | 0 | 0 | 0 | 0 | 0 | 0 | 0 | 0 | 0 | 0 | 0
F3_Industrial_Food Processing_New_Process_Natural Gas_Other Process_E5 | F3 | Industrial | Food Processing | New | Process | Natural Gas | Other Process | E5 | PACT BC Ratio | 0 | 0 | 0 | 0 | 0 | 0 | 0 | 0 | 0 | 0 | 0 | 0 | 0 | 0 | 0 | 0 | 0 | 0 | 0 | 0 | 0 | 0 | 0 | 0 | 0 | 0 | 0 | 0 | 0 | 0 | 0 | 0 | 0
F3_Industrial_Food Processing_New_Process_Natural Gas_Other Process_E6 | F3 | Industrial | Food Processing | New | Process | Natural Gas | Other Process | E6 | PACT BC Ratio | 0 | 0 | 0 | 0 | 0 | 0 | 0 | 0 | 0 | 0 | 0 | 0 | 0 | 0 | 0 | 0 | 0 | 0 | 0 | 0 | 0 | 0 | 0 | 0 | 0 | 0 | 0 | 0 | 0 | 0 | 0 | 0 | 0
F3_Industrial_Food Processing_New_Process_Natural Gas_Other Process_E7 | F3 | Industrial | Food Processing | New | Process | Natural Gas | Other Process | E7 | PACT BC Ratio | 0 | 0 | 0 | 0 | 0 | 0 | 0 | 0 | 0 | 0 | 0 | 0 | 0 | 0 | 0 | 0 | 0 | 0 | 0 | 0 | 0 | 0 | 0 | 0 | 0 | 0 | 0 | 0 | 0 | 0 | 0 | 0 | 0
F3_Industrial_Food Processing_New_Process_Natural Gas_Other Process_E8 | F3 | Industrial | Food Processing | New | Process | Natural Gas | Other Process | E8 | PACT BC Ratio | 0 | 0 | 0 | 0 | 0 | 0 | 0 | 0 | 0 | 0 | 0 | 0 | 0 | 0 | 0 | 0 | 0 | 0 | 0 | 0 | 0 | 0 | 0 | 0 | 0 | 0 | 0 | 0 | 0 | 0 | 0 | 0 | 0
F3_Industrial_Food Processing_New_Process_Natural Gas_Other Process_E9 | F3 | Industrial | Food Processing | New | Process | Natural Gas | Other Process | E9 | PACT BC Ratio | 0 | 0 | 0 | 0 | 0 | 0 | 0 | 0 | 0 | 0 | 0 | 0 | 0 | 0 | 0 | 0 | 0 | 0 | 0 | 0 | 0 | 0 | 0 | 0 | 0 | 0 | 0 | 0 | 0 | 0 | 0 | 0 | 0
F3_Industrial_Food Processing_New_Process_Natural Gas_Other Process_E10 | F3 | Industrial | Food Processing | New | Process | Natural Gas | Other Process | E10 | PACT BC Ratio | 0 | 0 | 0 | 0 | 0 | 0 | 0 | 0 | 0 | 0 | 0 | 0 | 0 | 0 | 0 | 0 | 0 | 0 | 0 | 0 | 0 | 0 | 0 | 0 | 0 | 0 | 0 | 0 | 0 | 0 | 0 | 0 | 0
F4_Industrial_Food Processing_New_Process_Natural Gas_Other Process_E1 | F4 | Industrial | Food Processing | New | Process | Natural Gas | Other Process | E1 | RVT BC Ratio | 0 | 0 | 0 | 0 | 0 | 0 | 0 | 0 | 0 | 0 | 0 | 0 | 0 | 0 | 0 | 0 | 0 | 0 | 0 | 0 | 0 | 0 | 0 | 0 | 0 | 0 | 0 | 0 | 0 | 0 | 0 | 0 | 0
F4_Industrial_Food Processing_New_Process_Natural Gas_Other Process_E2 | F4 | Industrial | Food Processing | New | Process | Natural Gas | Other Process | E2 | RVT BC Ratio | 0 | 0 | 0 | 0 | 0 | 0 | 0 | 0 | 0 | 0 | 0 | 0 | 0 | 0 | 0 | 0 | 0 | 0 | 0 | 0 | 0 | 0 | 0 | 0 | 0 | 0 | 0 | 0 | 0 | 0 | 0 | 0 | 0
F4_Industrial_Food Processing_New_Process_Natural Gas_Other Process_E3 | F4 | Industrial | Food Processing | New | Process | Natural Gas | Other Process | E3 | RVT BC Ratio | 0 | 0 | 0 | 0 | 0 | 0 | 0 | 0 | 0 | 0 | 0 | 0 | 0 | 0 | 0 | 0 | 0 | 0 | 0 | 0 | 0 | 0 | 0 | 0 | 0 | 0 | 0 | 0 | 0 | 0 | 0 | 0 | 0
F4_Industrial_Food Processing_New_Process_Natural Gas_Other Process_E4 | F4 | Industrial | Food Processing | New | Process | Natural Gas | Other Process | E4 | RVT BC Ratio | 0 | 0 | 0 | 0 | 0 | 0 | 0 | 0 | 0 | 0 | 0 | 0 | 0 | 0 | 0 | 0 | 0 | 0 | 0 | 0 | 0 | 0 | 0 | 0 | 0 | 0 | 0 | 0 | 0 | 0 | 0 | 0 | 0
F4_Industrial_Food Processing_New_Process_Natural Gas_Other Process_E5 | F4 | Industrial | Food Processing | New | Process | Natural Gas | Other Process | E5 | RVT BC Ratio | 0 | 0 | 0 | 0 | 0 | 0 | 0 | 0 | 0 | 0 | 0 | 0 | 0 | 0 | 0 | 0 | 0 | 0 | 0 | 0 | 0 | 0 | 0 | 0 | 0 | 0 | 0 | 0 | 0 | 0 | 0 | 0 | 0
F4_Industrial_Food Processing_New_Process_Natural Gas_Other Process_E6 | F4 | Industrial | Food Processing | New | Process | Natural Gas | Other Process | E6 | RVT BC Ratio | 0 | 0 | 0 | 0 | 0 | 0 | 0 | 0 | 0 | 0 | 0 | 0 | 0 | 0 | 0 | 0 | 0 | 0 | 0 | 0 | 0 | 0 | 0 | 0 | 0 | 0 | 0 | 0 | 0 | 0 | 0 | 0 | 0
F4_Industrial_Food Processing_New_Process_Natural Gas_Other Process_E7 | F4 | Industrial | Food Processing | New | Process | Natural Gas | Other Process | E7 | RVT BC Ratio | 0 | 0 | 0 | 0 | 0 | 0 | 0 | 0 | 0 | 0 | 0 | 0 | 0 | 0 | 0 | 0 | 0 | 0 | 0 | 0 | 0 | 0 | 0 | 0 | 0 | 0 | 0 | 0 | 0 | 0 | 0 | 0 | 0
F4_Industrial_Food Processing_New_Process_Natural Gas_Other Process_E8 | F4 | Industrial | Food Processing | New | Process | Natural Gas | Other Process | E8 | RVT BC Ratio | 0 | 0 | 0 | 0 | 0 | 0 | 0 | 0 | 0 | 0 | 0 | 0 | 0 | 0 | 0 | 0 | 0 | 0 | 0 | 0 | 0 | 0 | 0 | 0 | 0 | 0 | 0 | 0 | 0 | 0 | 0 | 0 | 0
F4_Industrial_Food Processing_New_Process_Natural Gas_Other Process_E9 | F4 | Industrial | Food Processing | New | Process | Natural Gas | Other Process | E9 | RVT BC Ratio | 0 | 0 | 0 | 0 | 0 | 0 | 0 | 0 | 0 | 0 | 0 | 0 | 0 | 0 | 0 | 0 | 0 | 0 | 0 | 0 | 0 | 0 | 0 | 0 | 0 | 0 | 0 | 0 | 0 | 0 | 0 | 0 | 0
F4_Industrial_Food Processing_New_Process_Natural Gas_Other Process_E10 | F4 | Industrial | Food Processing | New | Process | Natural Gas | Other Process | E10 | RVT BC Ratio | 0 | 0 | 0 | 0 | 0 | 0 | 0 | 0 | 0 | 0 | 0 | 0 | 0 | 0 | 0 | 0 | 0 | 0 | 0 | 0 | 0 | 0 | 0 | 0 | 0 | 0 | 0 | 0 | 0 | 0 | 0 | 0 | 0
F5_Industrial_Food Processing_New_Process_Natural Gas_Other Process_E1 | F5 | Industrial | Food Processing | New | Process | Natural Gas | Other Process | E1 | RIM BC Ratio | 0 | 0 | 0 | 0 | 0 | 0 | 0 | 0 | 0 | 0 | 0 | 0 | 0 | 0 | 0 | 0 | 0 | 0 | 0 | 0 | 0 | 0 | 0 | 0 | 0 | 0 | 0 | 0 | 0 | 0 | 0 | 0 | 0
F5_Industrial_Food Processing_New_Process_Natural Gas_Other Process_E2 | F5 | Industrial | Food Processing | New | Process | Natural Gas | Other Process | E2 | RIM BC Ratio | 0 | 0 | 0 | 0 | 0 | 0 | 0 | 0 | 0 | 0 | 0 | 0 | 0 | 0 | 0 | 0 | 0 | 0 | 0 | 0 | 0 | 0 | 0 | 0 | 0 | 0 | 0 | 0 | 0 | 0 | 0 | 0 | 0
F5_Industrial_Food Processing_New_Process_Natural Gas_Other Process_E3 | F5 | Industrial | Food Processing | New | Process | Natural Gas | Other Process | E3 | RIM BC Ratio | 0 | 0 | 0 | 0 | 0 | 0 | 0 | 0 | 0 | 0 | 0 | 0 | 0 | 0 | 0 | 0 | 0 | 0 | 0 | 0 | 0 | 0 | 0 | 0 | 0 | 0 | 0 | 0 | 0 | 0 | 0 | 0 | 0
F5_Industrial_Food Processing_New_Process_Natural Gas_Other Process_E4 | F5 | Industrial | Food Processing | New | Process | Natural Gas | Other Process | E4 | RIM BC Ratio | 0 | 0 | 0 | 0 | 0 | 0 | 0 | 0 | 0 | 0 | 0 | 0 | 0 | 0 | 0 | 0 | 0 | 0 | 0 | 0 | 0 | 0 | 0 | 0 | 0 | 0 | 0 | 0 | 0 | 0 | 0 | 0 | 0
F5_Industrial_Food Processing_New_Process_Natural Gas_Other Process_E5 | F5 | Industrial | Food Processing | New | Process | Natural Gas | Other Process | E5 | RIM BC Ratio | 0 | 0 | 0 | 0 | 0 | 0 | 0 | 0 | 0 | 0 | 0 | 0 | 0 | 0 | 0 | 0 | 0 | 0 | 0 | 0 | 0 | 0 | 0 | 0 | 0 | 0 | 0 | 0 | 0 | 0 | 0 | 0 | 0
F5_Industrial_Food Processing_New_Process_Natural Gas_Other Process_E6 | F5 | Industrial | Food Processing | New | Process | Natural Gas | Other Process | E6 | RIM BC Ratio | 0 | 0 | 0 | 0 | 0 | 0 | 0 | 0 | 0 | 0 | 0 | 0 | 0 | 0 | 0 | 0 | 0 | 0 | 0 | 0 | 0 | 0 | 0 | 0 | 0 | 0 | 0 | 0 | 0 | 0 | 0 | 0 | 0
F5_Industrial_Food Processing_New_Process_Natural Gas_Other Process_E7 | F5 | Industrial | Food Processing | New | Process | Natural Gas | Other Process | E7 | RIM BC Ratio | 0 | 0 | 0 | 0 | 0 | 0 | 0 | 0 | 0 | 0 | 0 | 0 | 0 | 0 | 0 | 0 | 0 | 0 | 0 | 0 | 0 | 0 | 0 | 0 | 0 | 0 | 0 | 0 | 0 | 0 | 0 | 0 | 0
F5_Industrial_Food Processing_New_Process_Natural Gas_Other Process_E8 | F5 | Industrial | Food Processing | New | Process | Natural Gas | Other Process | E8 | RIM BC Ratio | 0 | 0 | 0 | 0 | 0 | 0 | 0 | 0 | 0 | 0 | 0 | 0 | 0 | 0 | 0 | 0 | 0 | 0 | 0 | 0 | 0 | 0 | 0 | 0 | 0 | 0 | 0 | 0 | 0 | 0 | 0 | 0 | 0
F5_Industrial_Food Processing_New_Process_Natural Gas_Other Process_E9 | F5 | Industrial | Food Processing | New | Process | Natural Gas | Other Process | E9 | RIM BC Ratio | 0 | 0 | 0 | 0 | 0 | 0 | 0 | 0 | 0 | 0 | 0 | 0 | 0 | 0 | 0 | 0 | 0 | 0 | 0 | 0 | 0 | 0 | 0 | 0 | 0 | 0 | 0 | 0 | 0 | 0 | 0 | 0 | 0
F5_Industrial_Food Processing_New_Process_Natural Gas_Other Process_E10 | F5 | Industrial | Food Processing | New | Process | Natural Gas | Other Process | E10 | RIM BC Ratio | 0 | 0 | 0 | 0 | 0 | 0 | 0 | 0 | 0 | 0 | 0 | 0 | 0 | 0 | 0 | 0 | 0 | 0 | 0 | 0 | 0 | 0 | 0 | 0 | 0 | 0 | 0 | 0 | 0 | 0 | 0 | 0 | 0
F0_Industrial_Food Processing_New_Miscellaneous_Natural Gas_Miscellaneous_E0 | F0 | Industrial | Food Processing | New | Miscellaneous | Natural Gas | Miscellaneous | E0 | Economic Unit | 0 | 0 | 0 | 0 | 0 | 0 | 0 | 0 | 0 | 0 | 0 | 0 | 0 | 0 | 0 | 0 | 0 | 0 | 0 | 0 | 0 | 0 | 0 | 0 | 0 | 0 | 0 | 0 | 0 | 0 | 0 | 0 | 0
F1_Industrial_Food Processing_New_Miscellaneous_Natural Gas_Miscellaneous_E1 | F1 | Industrial | Food Processing | New | Miscellaneous | Natural Gas | Miscellaneous | E1 | CCE | 0 | 0 | 0 | 0 | 0 | 0 | 0 | 0 | 0 | 0 | 0 | 0 | 0 | 0 | 0 | 0 | 0 | 0 | 0 | 0 | 0 | 0 | 0 | 0 | 0 | 0 | 0 | 0 | 0 | 0 | 0 | 0 | 0
F1_Industrial_Food Processing_New_Miscellaneous_Natural Gas_Miscellaneous_E2 | F1 | Industrial | Food Processing | New | Miscellaneous | Natural Gas | Miscellaneous | E2 | CCE | 0 | 0 | 0 | 0 | 0 | 0 | 0 | 0 | 0 | 0 | 0 | 0 | 0 | 0 | 0 | 0 | 0 | 0 | 0 | 0 | 0 | 0 | 0 | 0 | 0 | 0 | 0 | 0 | 0 | 0 | 0 | 0 | 0
F1_Industrial_Food Processing_New_Miscellaneous_Natural Gas_Miscellaneous_E3 | F1 | Industrial | Food Processing | New | Miscellaneous | Natural Gas | Miscellaneous | E3 | CCE | 0 | 0 | 0 | 0 | 0 | 0 | 0 | 0 | 0 | 0 | 0 | 0 | 0 | 0 | 0 | 0 | 0 | 0 | 0 | 0 | 0 | 0 | 0 | 0 | 0 | 0 | 0 | 0 | 0 | 0 | 0 | 0 | 0
F1_Industrial_Food Processing_New_Miscellaneous_Natural Gas_Miscellaneous_E4 | F1 | Industrial | Food Processing | New | Miscellaneous | Natural Gas | Miscellaneous | E4 | CCE | 0 | 0 | 0 | 0 | 0 | 0 | 0 | 0 | 0 | 0 | 0 | 0 | 0 | 0 | 0 | 0 | 0 | 0 | 0 | 0 | 0 | 0 | 0 | 0 | 0 | 0 | 0 | 0 | 0 | 0 | 0 | 0 | 0
F1_Industrial_Food Processing_New_Miscellaneous_Natural Gas_Miscellaneous_E5 | F1 | Industrial | Food Processing | New | Miscellaneous | Natural Gas | Miscellaneous | E5 | CCE | 0 | 0 | 0 | 0 | 0 | 0 | 0 | 0 | 0 | 0 | 0 | 0 | 0 | 0 | 0 | 0 | 0 | 0 | 0 | 0 | 0 | 0 | 0 | 0 | 0 | 0 | 0 | 0 | 0 | 0 | 0 | 0 | 0
F1_Industrial_Food Processing_New_Miscellaneous_Natural Gas_Miscellaneous_E6 | F1 | Industrial | Food Processing | New | Miscellaneous | Natural Gas | Miscellaneous | E6 | CCE | 0 | 0 | 0 | 0 | 0 | 0 | 0 | 0 | 0 | 0 | 0 | 0 | 0 | 0 | 0 | 0 | 0 | 0 | 0 | 0 | 0 | 0 | 0 | 0 | 0 | 0 | 0 | 0 | 0 | 0 | 0 | 0 | 0
F1_Industrial_Food Processing_New_Miscellaneous_Natural Gas_Miscellaneous_E7 | F1 | Industrial | Food Processing | New | Miscellaneous | Natural Gas | Miscellaneous | E7 | CCE | 0 | 0 | 0 | 0 | 0 | 0 | 0 | 0 | 0 | 0 | 0 | 0 | 0 | 0 | 0 | 0 | 0 | 0 | 0 | 0 | 0 | 0 | 0 | 0 | 0 | 0 | 0 | 0 | 0 | 0 | 0 | 0 | 0
F1_Industrial_Food Processing_New_Miscellaneous_Natural Gas_Miscellaneous_E8 | F1 | Industrial | Food Processing | New | Miscellaneous | Natural Gas | Miscellaneous | E8 | CCE | 0 | 0 | 0 | 0 | 0 | 0 | 0 | 0 | 0 | 0 | 0 | 0 | 0 | 0 | 0 | 0 | 0 | 0 | 0 | 0 | 0 | 0 | 0 | 0 | 0 | 0 | 0 | 0 | 0 | 0 | 0 | 0 | 0
F1_Industrial_Food Processing_New_Miscellaneous_Natural Gas_Miscellaneous_E9 | F1 | Industrial | Food Processing | New | Miscellaneous | Natural Gas | Miscellaneous | E9 | CCE | 0 | 0 | 0 | 0 | 0 | 0 | 0 | 0 | 0 | 0 | 0 | 0 | 0 | 0 | 0 | 0 | 0 | 0 | 0 | 0 | 0 | 0 | 0 | 0 | 0 | 0 | 0 | 0 | 0 | 0 | 0 | 0 | 0
F1_Industrial_Food Processing_New_Miscellaneous_Natural Gas_Miscellaneous_E10 | F1 | Industrial | Food Processing | New | Miscellaneous | Natural Gas | Miscellaneous | E10 | CCE | 0 | 0 | 0 | 0 | 0 | 0 | 0 | 0 | 0 | 0 | 0 | 0 | 0 | 0 | 0 | 0 | 0 | 0 | 0 | 0 | 0 | 0 | 0 | 0 | 0 | 0 | 0 | 0 | 0 | 0 | 0 | 0 | 0
F2_Industrial_Food Processing_New_Miscellaneous_Natural Gas_Miscellaneous_E1 | F2 | Industrial | Food Processing | New | Miscellaneous | Natural Gas | Miscellaneous | E1 | TRC BC Ratio | 0 | 0 | 0 | 0 | 0 | 0 | 0 | 0 | 0 | 0 | 0 | 0 | 0 | 0 | 0 | 0 | 0 | 0 | 0 | 0 | 0 | 0 | 0 | 0 | 0 | 0 | 0 | 0 | 0 | 0 | 0 | 0 | 0
F2_Industrial_Food Processing_New_Miscellaneous_Natural Gas_Miscellaneous_E2 | F2 | Industrial | Food Processing | New | Miscellaneous | Natural Gas | Miscellaneous | E2 | TRC BC Ratio | 0 | 0 | 0 | 0 | 0 | 0 | 0 | 0 | 0 | 0 | 0 | 0 | 0 | 0 | 0 | 0 | 0 | 0 | 0 | 0 | 0 | 0 | 0 | 0 | 0 | 0 | 0 | 0 | 0 | 0 | 0 | 0 | 0
F2_Industrial_Food Processing_New_Miscellaneous_Natural Gas_Miscellaneous_E3 | F2 | Industrial | Food Processing | New | Miscellaneous | Natural Gas | Miscellaneous | E3 | TRC BC Ratio | 0 | 0 | 0 | 0 | 0 | 0 | 0 | 0 | 0 | 0 | 0 | 0 | 0 | 0 | 0 | 0 | 0 | 0 | 0 | 0 | 0 | 0 | 0 | 0 | 0 | 0 | 0 | 0 | 0 | 0 | 0 | 0 | 0
F2_Industrial_Food Processing_New_Miscellaneous_Natural Gas_Miscellaneous_E4 | F2 | Industrial | Food Processing | New | Miscellaneous | Natural Gas | Miscellaneous | E4 | TRC BC Ratio | 0 | 0 | 0 | 0 | 0 | 0 | 0 | 0 | 0 | 0 | 0 | 0 | 0 | 0 | 0 | 0 | 0 | 0 | 0 | 0 | 0 | 0 | 0 | 0 | 0 | 0 | 0 | 0 | 0 | 0 | 0 | 0 | 0
F2_Industrial_Food Processing_New_Miscellaneous_Natural Gas_Miscellaneous_E5 | F2 | Industrial | Food Processing | New | Miscellaneous | Natural Gas | Miscellaneous | E5 | TRC BC Ratio | 0 | 0 | 0 | 0 | 0 | 0 | 0 | 0 | 0 | 0 | 0 | 0 | 0 | 0 | 0 | 0 | 0 | 0 | 0 | 0 | 0 | 0 | 0 | 0 | 0 | 0 | 0 | 0 | 0 | 0 | 0 | 0 | 0
F2_Industrial_Food Processing_New_Miscellaneous_Natural Gas_Miscellaneous_E6 | F2 | Industrial | Food Processing | New | Miscellaneous | Natural Gas | Miscellaneous | E6 | TRC BC Ratio | 0 | 0 | 0 | 0 | 0 | 0 | 0 | 0 | 0 | 0 | 0 | 0 | 0 | 0 | 0 | 0 | 0 | 0 | 0 | 0 | 0 | 0 | 0 | 0 | 0 | 0 | 0 | 0 | 0 | 0 | 0 | 0 | 0
F2_Industrial_Food Processing_New_Miscellaneous_Natural Gas_Miscellaneous_E7 | F2 | Industrial | Food Processing | New | Miscellaneous | Natural Gas | Miscellaneous | E7 | TRC BC Ratio | 0 | 0 | 0 | 0 | 0 | 0 | 0 | 0 | 0 | 0 | 0 | 0 | 0 | 0 | 0 | 0 | 0 | 0 | 0 | 0 | 0 | 0 | 0 | 0 | 0 | 0 | 0 | 0 | 0 | 0 | 0 | 0 | 0
F2_Industrial_Food Processing_New_Miscellaneous_Natural Gas_Miscellaneous_E8 | F2 | Industrial | Food Processing | New | Miscellaneous | Natural Gas | Miscellaneous | E8 | TRC BC Ratio | 0 | 0 | 0 | 0 | 0 | 0 | 0 | 0 | 0 | 0 | 0 | 0 | 0 | 0 | 0 | 0 | 0 | 0 | 0 | 0 | 0 | 0 | 0 | 0 | 0 | 0 | 0 | 0 | 0 | 0 | 0 | 0 | 0
F2_Industrial_Food Processing_New_Miscellaneous_Natural Gas_Miscellaneous_E9 | F2 | Industrial | Food Processing | New | Miscellaneous | Natural Gas | Miscellaneous | E9 | TRC BC Ratio | 0 | 0 | 0 | 0 | 0 | 0 | 0 | 0 | 0 | 0 | 0 | 0 | 0 | 0 | 0 | 0 | 0 | 0 | 0 | 0 | 0 | 0 | 0 | 0 | 0 | 0 | 0 | 0 | 0 | 0 | 0 | 0 | 0
F2_Industrial_Food Processing_New_Miscellaneous_Natural Gas_Miscellaneous_E10 | F2 | Industrial | Food Processing | New | Miscellaneous | Natural Gas | Miscellaneous | E10 | TRC BC Ratio | 0 | 0 | 0 | 0 | 0 | 0 | 0 | 0 | 0 | 0 | 0 | 0 | 0 | 0 | 0 | 0 | 0 | 0 | 0 | 0 | 0 | 0 | 0 | 0 | 0 | 0 | 0 | 0 | 0 | 0 | 0 | 0 | 0
F3_Industrial_Food Processing_New_Miscellaneous_Natural Gas_Miscellaneous_E1 | F3 | Industrial | Food Processing | New | Miscellaneous | Natural Gas | Miscellaneous | E1 | PACT BC Ratio | 0 | 0 | 0 | 0 | 0 | 0 | 0 | 0 | 0 | 0 | 0 | 0 | 0 | 0 | 0 | 0 | 0 | 0 | 0 | 0 | 0 | 0 | 0 | 0 | 0 | 0 | 0 | 0 | 0 | 0 | 0 | 0 | 0
F3_Industrial_Food Processing_New_Miscellaneous_Natural Gas_Miscellaneous_E2 | F3 | Industrial | Food Processing | New | Miscellaneous | Natural Gas | Miscellaneous | E2 | PACT BC Ratio | 0 | 0 | 0 | 0 | 0 | 0 | 0 | 0 | 0 | 0 | 0 | 0 | 0 | 0 | 0 | 0 | 0 | 0 | 0 | 0 | 0 | 0 | 0 | 0 | 0 | 0 | 0 | 0 | 0 | 0 | 0 | 0 | 0
F3_Industrial_Food Processing_New_Miscellaneous_Natural Gas_Miscellaneous_E3 | F3 | Industrial | Food Processing | New | Miscellaneous | Natural Gas | Miscellaneous | E3 | PACT BC Ratio | 0 | 0 | 0 | 0 | 0 | 0 | 0 | 0 | 0 | 0 | 0 | 0 | 0 | 0 | 0 | 0 | 0 | 0 | 0 | 0 | 0 | 0 | 0 | 0 | 0 | 0 | 0 | 0 | 0 | 0 | 0 | 0 | 0
F3_Industrial_Food Processing_New_Miscellaneous_Natural Gas_Miscellaneous_E4 | F3 | Industrial | Food Processing | New | Miscellaneous | Natural Gas | Miscellaneous | E4 | PACT BC Ratio | 0 | 0 | 0 | 0 | 0 | 0 | 0 | 0 | 0 | 0 | 0 | 0 | 0 | 0 | 0 | 0 | 0 | 0 | 0 | 0 | 0 | 0 | 0 | 0 | 0 | 0 | 0 | 0 | 0 | 0 | 0 | 0 | 0
F3_Industrial_Food Processing_New_Miscellaneous_Natural Gas_Miscellaneous_E5 | F3 | Industrial | Food Processing | New | Miscellaneous | Natural Gas | Miscellaneous | E5 | PACT BC Ratio | 0 | 0 | 0 | 0 | 0 | 0 | 0 | 0 | 0 | 0 | 0 | 0 | 0 | 0 | 0 | 0 | 0 | 0 | 0 | 0 | 0 | 0 | 0 | 0 | 0 | 0 | 0 | 0 | 0 | 0 | 0 | 0 | 0
F3_Industrial_Food Processing_New_Miscellaneous_Natural Gas_Miscellaneous_E6 | F3 | Industrial | Food Processing | New | Miscellaneous | Natural Gas | Miscellaneous | E6 | PACT BC Ratio | 0 | 0 | 0 | 0 | 0 | 0 | 0 | 0 | 0 | 0 | 0 | 0 | 0 | 0 | 0 | 0 | 0 | 0 | 0 | 0 | 0 | 0 | 0 | 0 | 0 | 0 | 0 | 0 | 0 | 0 | 0 | 0 | 0
F3_Industrial_Food Processing_New_Miscellaneous_Natural Gas_Miscellaneous_E7 | F3 | Industrial | Food Processing | New | Miscellaneous | Natural Gas | Miscellaneous | E7 | PACT BC Ratio | 0 | 0 | 0 | 0 | 0 | 0 | 0 | 0 | 0 | 0 | 0 | 0 | 0 | 0 | 0 | 0 | 0 | 0 | 0 | 0 | 0 | 0 | 0 | 0 | 0 | 0 | 0 | 0 | 0 | 0 | 0 | 0 | 0
F3_Industrial_Food Processing_New_Miscellaneous_Natural Gas_Miscellaneous_E8 | F3 | Industrial | Food Processing | New | Miscellaneous | Natural Gas | Miscellaneous | E8 | PACT BC Ratio | 0 | 0 | 0 | 0 | 0 | 0 | 0 | 0 | 0 | 0 | 0 | 0 | 0 | 0 | 0 | 0 | 0 | 0 | 0 | 0 | 0 | 0 | 0 | 0 | 0 | 0 | 0 | 0 | 0 | 0 | 0 | 0 | 0
F3_Industrial_Food Processing_New_Miscellaneous_Natural Gas_Miscellaneous_E9 | F3 | Industrial | Food Processing | New | Miscellaneous | Natural Gas | Miscellaneous | E9 | PACT BC Ratio | 0 | 0 | 0 | 0 | 0 | 0 | 0 | 0 | 0 | 0 | 0 | 0 | 0 | 0 | 0 | 0 | 0 | 0 | 0 | 0 | 0 | 0 | 0 | 0 | 0 | 0 | 0 | 0 | 0 | 0 | 0 | 0 | 0
F3_Industrial_Food Processing_New_Miscellaneous_Natural Gas_Miscellaneous_E10 | F3 | Industrial | Food Processing | New | Miscellaneous | Natural Gas | Miscellaneous | E10 | PACT BC Ratio | 0 | 0 | 0 | 0 | 0 | 0 | 0 | 0 | 0 | 0 | 0 | 0 | 0 | 0 | 0 | 0 | 0 | 0 | 0 | 0 | 0 | 0 | 0 | 0 | 0 | 0 | 0 | 0 | 0 | 0 | 0 | 0 | 0
F4_Industrial_Food Processing_New_Miscellaneous_Natural Gas_Miscellaneous_E1 | F4 | Industrial | Food Processing | New | Miscellaneous | Natural Gas | Miscellaneous | E1 | RVT BC Ratio | 0 | 0 | 0 | 0 | 0 | 0 | 0 | 0 | 0 | 0 | 0 | 0 | 0 | 0 | 0 | 0 | 0 | 0 | 0 | 0 | 0 | 0 | 0 | 0 | 0 | 0 | 0 | 0 | 0 | 0 | 0 | 0 | 0
F4_Industrial_Food Processing_New_Miscellaneous_Natural Gas_Miscellaneous_E2 | F4 | Industrial | Food Processing | New | Miscellaneous | Natural Gas | Miscellaneous | E2 | RVT BC Ratio | 0 | 0 | 0 | 0 | 0 | 0 | 0 | 0 | 0 | 0 | 0 | 0 | 0 | 0 | 0 | 0 | 0 | 0 | 0 | 0 | 0 | 0 | 0 | 0 | 0 | 0 | 0 | 0 | 0 | 0 | 0 | 0 | 0
F4_Industrial_Food Processing_New_Miscellaneous_Natural Gas_Miscellaneous_E3 | F4 | Industrial | Food Processing | New | Miscellaneous | Natural Gas | Miscellaneous | E3 | RVT BC Ratio | 0 | 0 | 0 | 0 | 0 | 0 | 0 | 0 | 0 | 0 | 0 | 0 | 0 | 0 | 0 | 0 | 0 | 0 | 0 | 0 | 0 | 0 | 0 | 0 | 0 | 0 | 0 | 0 | 0 | 0 | 0 | 0 | 0
F4_Industrial_Food Processing_New_Miscellaneous_Natural Gas_Miscellaneous_E4 | F4 | Industrial | Food Processing | New | Miscellaneous | Natural Gas | Miscellaneous | E4 | RVT BC Ratio | 0 | 0 | 0 | 0 | 0 | 0 | 0 | 0 | 0 | 0 | 0 | 0 | 0 | 0 | 0 | 0 | 0 | 0 | 0 | 0 | 0 | 0 | 0 | 0 | 0 | 0 | 0 | 0 | 0 | 0 | 0 | 0 | 0
F4_Industrial_Food Processing_New_Miscellaneous_Natural Gas_Miscellaneous_E5 | F4 | Industrial | Food Processing | New | Miscellaneous | Natural Gas | Miscellaneous | E5 | RVT BC Ratio | 0 | 0 | 0 | 0 | 0 | 0 | 0 | 0 | 0 | 0 | 0 | 0 | 0 | 0 | 0 | 0 | 0 | 0 | 0 | 0 | 0 | 0 | 0 | 0 | 0 | 0 | 0 | 0 | 0 | 0 | 0 | 0 | 0
F4_Industrial_Food Processing_New_Miscellaneous_Natural Gas_Miscellaneous_E6 | F4 | Industrial | Food Processing | New | Miscellaneous | Natural Gas | Miscellaneous | E6 | RVT BC Ratio | 0 | 0 | 0 | 0 | 0 | 0 | 0 | 0 | 0 | 0 | 0 | 0 | 0 | 0 | 0 | 0 | 0 | 0 | 0 | 0 | 0 | 0 | 0 | 0 | 0 | 0 | 0 | 0 | 0 | 0 | 0 | 0 | 0
F4_Industrial_Food Processing_New_Miscellaneous_Natural Gas_Miscellaneous_E7 | F4 | Industrial | Food Processing | New | Miscellaneous | Natural Gas | Miscellaneous | E7 | RVT BC Ratio | 0 | 0 | 0 | 0 | 0 | 0 | 0 | 0 | 0 | 0 | 0 | 0 | 0 | 0 | 0 | 0 | 0 | 0 | 0 | 0 | 0 | 0 | 0 | 0 | 0 | 0 | 0 | 0 | 0 | 0 | 0 | 0 | 0
F4_Industrial_Food Processing_New_Miscellaneous_Natural Gas_Miscellaneous_E8 | F4 | Industrial | Food Processing | New | Miscellaneous | Natural Gas | Miscellaneous | E8 | RVT BC Ratio | 0 | 0 | 0 | 0 | 0 | 0 | 0 | 0 | 0 | 0 | 0 | 0 | 0 | 0 | 0 | 0 | 0 | 0 | 0 | 0 | 0 | 0 | 0 | 0 | 0 | 0 | 0 | 0 | 0 | 0 | 0 | 0 | 0
F4_Industrial_Food Processing_New_Miscellaneous_Natural Gas_Miscellaneous_E9 | F4 | Industrial | Food Processing | New | Miscellaneous | Natural Gas | Miscellaneous | E9 | RVT BC Ratio | 0 | 0 | 0 | 0 | 0 | 0 | 0 | 0 | 0 | 0 | 0 | 0 | 0 | 0 | 0 | 0 | 0 | 0 | 0 | 0 | 0 | 0 | 0 | 0 | 0 | 0 | 0 | 0 | 0 | 0 | 0 | 0 | 0
F4_Industrial_Food Processing_New_Miscellaneous_Natural Gas_Miscellaneous_E10 | F4 | Industrial | Food Processing | New | Miscellaneous | Natural Gas | Miscellaneous | E10 | RVT BC Ratio | 0 | 0 | 0 | 0 | 0 | 0 | 0 | 0 | 0 | 0 | 0 | 0 | 0 | 0 | 0 | 0 | 0 | 0 | 0 | 0 | 0 | 0 | 0 | 0 | 0 | 0 | 0 | 0 | 0 | 0 | 0 | 0 | 0
F5_Industrial_Food Processing_New_Miscellaneous_Natural Gas_Miscellaneous_E1 | F5 | Industrial | Food Processing | New | Miscellaneous | Natural Gas | Miscellaneous | E1 | RIM BC Ratio | 0 | 0 | 0 | 0 | 0 | 0 | 0 | 0 | 0 | 0 | 0 | 0 | 0 | 0 | 0 | 0 | 0 | 0 | 0 | 0 | 0 | 0 | 0 | 0 | 0 | 0 | 0 | 0 | 0 | 0 | 0 | 0 | 0
F5_Industrial_Food Processing_New_Miscellaneous_Natural Gas_Miscellaneous_E2 | F5 | Industrial | Food Processing | New | Miscellaneous | Natural Gas | Miscellaneous | E2 | RIM BC Ratio | 0 | 0 | 0 | 0 | 0 | 0 | 0 | 0 | 0 | 0 | 0 | 0 | 0 | 0 | 0 | 0 | 0 | 0 | 0 | 0 | 0 | 0 | 0 | 0 | 0 | 0 | 0 | 0 | 0 | 0 | 0 | 0 | 0
F5_Industrial_Food Processing_New_Miscellaneous_Natural Gas_Miscellaneous_E3 | F5 | Industrial | Food Processing | New | Miscellaneous | Natural Gas | Miscellaneous | E3 | RIM BC Ratio | 0 | 0 | 0 | 0 | 0 | 0 | 0 | 0 | 0 | 0 | 0 | 0 | 0 | 0 | 0 | 0 | 0 | 0 | 0 | 0 | 0 | 0 | 0 | 0 | 0 | 0 | 0 | 0 | 0 | 0 | 0 | 0 | 0
F5_Industrial_Food Processing_New_Miscellaneous_Natural Gas_Miscellaneous_E4 | F5 | Industrial | Food Processing | New | Miscellaneous | Natural Gas | Miscellaneous | E4 | RIM BC Ratio | 0 | 0 | 0 | 0 | 0 | 0 | 0 | 0 | 0 | 0 | 0 | 0 | 0 | 0 | 0 | 0 | 0 | 0 | 0 | 0 | 0 | 0 | 0 | 0 | 0 | 0 | 0 | 0 | 0 | 0 | 0 | 0 | 0
F5_Industrial_Food Processing_New_Miscellaneous_Natural Gas_Miscellaneous_E5 | F5 | Industrial | Food Processing | New | Miscellaneous | Natural Gas | Miscellaneous | E5 | RIM BC Ratio | 0 | 0 | 0 | 0 | 0 | 0 | 0 | 0 | 0 | 0 | 0 | 0 | 0 | 0 | 0 | 0 | 0 | 0 | 0 | 0 | 0 | 0 | 0 | 0 | 0 | 0 | 0 | 0 | 0 | 0 | 0 | 0 | 0
F5_Industrial_Food Processing_New_Miscellaneous_Natural Gas_Miscellaneous_E6 | F5 | Industrial | Food Processing | New | Miscellaneous | Natural Gas | Miscellaneous | E6 | RIM BC Ratio | 0 | 0 | 0 | 0 | 0 | 0 | 0 | 0 | 0 | 0 | 0 | 0 | 0 | 0 | 0 | 0 | 0 | 0 | 0 | 0 | 0 | 0 | 0 | 0 | 0 | 0 | 0 | 0 | 0 | 0 | 0 | 0 | 0
F5_Industrial_Food Processing_New_Miscellaneous_Natural Gas_Miscellaneous_E7 | F5 | Industrial | Food Processing | New | Miscellaneous | Natural Gas | Miscellaneous | E7 | RIM BC Ratio | 0 | 0 | 0 | 0 | 0 | 0 | 0 | 0 | 0 | 0 | 0 | 0 | 0 | 0 | 0 | 0 | 0 | 0 | 0 | 0 | 0 | 0 | 0 | 0 | 0 | 0 | 0 | 0 | 0 | 0 | 0 | 0 | 0
F5_Industrial_Food Processing_New_Miscellaneous_Natural Gas_Miscellaneous_E8 | F5 | Industrial | Food Processing | New | Miscellaneous | Natural Gas | Miscellaneous | E8 | RIM BC Ratio | 0 | 0 | 0 | 0 | 0 | 0 | 0 | 0 | 0 | 0 | 0 | 0 | 0 | 0 | 0 | 0 | 0 | 0 | 0 | 0 | 0 | 0 | 0 | 0 | 0 | 0 | 0 | 0 | 0 | 0 | 0 | 0 | 0
F5_Industrial_Food Processing_New_Miscellaneous_Natural Gas_Miscellaneous_E9 | F5 | Industrial | Food Processing | New | Miscellaneous | Natural Gas | Miscellaneous | E9 | RIM BC Ratio | 0 | 0 | 0 | 0 | 0 | 0 | 0 | 0 | 0 | 0 | 0 | 0 | 0 | 0 | 0 | 0 | 0 | 0 | 0 | 0 | 0 | 0 | 0 | 0 | 0 | 0 | 0 | 0 | 0 | 0 | 0 | 0 | 0
F5_Industrial_Food Processing_New_Miscellaneous_Natural Gas_Miscellaneous_E10 | F5 | Industrial | Food Processing | New | Miscellaneous | Natural Gas | Miscellaneous | E10 | RIM BC Ratio | 0 | 0 | 0 | 0 | 0 | 0 | 0 | 0 | 0 | 0 | 0 | 0 | 0 | 0 | 0 | 0 | 0 | 0 | 0 | 0 | 0 | 0 | 0 | 0 | 0 | 0 | 0 | 0 | 0 | 0 | 0 | 0 | 0
F0_Industrial_Lumber and Wood Products_Existing_Space Heating_Natural Gas_Furnace_E0 | F0 | Industrial | Lumber and Wood Products | Existing | Space Heating | Natural Gas | Furnace | E0 | Economic Unit | 0 | 0 | 0 | 0 | 0 | 0 | 0 | 0 | 0 | 0 | 0 | 0 | 0 | 0 | 0 | 0 | 0 | 0 | 0 | 0 | 0 | 0 | 0 | 0 | 0 | 0 | 0 | 0 | 0 | 0 | 0 | 0 | 0
F1_Industrial_Lumber and Wood Products_Existing_Space Heating_Natural Gas_Furnace_E1 | F1 | Industrial | Lumber and Wood Products | Existing | Space Heating | Natural Gas | Furnace | E1 | CCE | 0 | 0 | 0 | 0 | 0 | 0 | 0 | 0 | 0 | 0 | 0 | 0 | 0 | 0 | 0 | 0 | 0 | 0 | 0 | 0 | 0 | 0 | 0 | 0 | 0 | 0 | 0 | 0 | 0 | 0 | 0 | 0 | 0
F1_Industrial_Lumber and Wood Products_Existing_Space Heating_Natural Gas_Furnace_E2 | F1 | Industrial | Lumber and Wood Products | Existing | Space Heating | Natural Gas | Furnace | E2 | CCE | 0 | 0 | 0 | 0 | 0 | 0 | 0 | 0 | 0 | 0 | 0 | 0 | 0 | 0 | 0 | 0 | 0 | 0 | 0 | 0 | 0 | 0 | 0 | 0 | 0 | 0 | 0 | 0 | 0 | 0 | 0 | 0 | 0
F1_Industrial_Lumber and Wood Products_Existing_Space Heating_Natural Gas_Furnace_E3 | F1 | Industrial | Lumber and Wood Products | Existing | Space Heating | Natural Gas | Furnace | E3 | CCE | 0 | 0 | 0 | 0 | 0 | 0 | 0 | 0 | 0 | 0 | 0 | 0 | 0 | 0 | 0 | 0 | 0 | 0 | 0 | 0 | 0 | 0 | 0 | 0 | 0 | 0 | 0 | 0 | 0 | 0 | 0 | 0 | 0
F1_Industrial_Lumber and Wood Products_Existing_Space Heating_Natural Gas_Furnace_E4 | F1 | Industrial | Lumber and Wood Products | Existing | Space Heating | Natural Gas | Furnace | E4 | CCE | 0 | 0 | 0 | 0 | 0 | 0 | 0 | 0 | 0 | 0 | 0 | 0 | 0 | 0 | 0 | 0 | 0 | 0 | 0 | 0 | 0 | 0 | 0 | 0 | 0 | 0 | 0 | 0 | 0 | 0 | 0 | 0 | 0
F1_Industrial_Lumber and Wood Products_Existing_Space Heating_Natural Gas_Furnace_E5 | F1 | Industrial | Lumber and Wood Products | Existing | Space Heating | Natural Gas | Furnace | E5 | CCE | 0 | 0 | 0 | 0 | 0 | 0 | 0 | 0 | 0 | 0 | 0 | 0 | 0 | 0 | 0 | 0 | 0 | 0 | 0 | 0 | 0 | 0 | 0 | 0 | 0 | 0 | 0 | 0 | 0 | 0 | 0 | 0 | 0
F1_Industrial_Lumber and Wood Products_Existing_Space Heating_Natural Gas_Furnace_E6 | F1 | Industrial | Lumber and Wood Products | Existing | Space Heating | Natural Gas | Furnace | E6 | CCE | 0 | 0 | 0 | 0 | 0 | 0 | 0 | 0 | 0 | 0 | 0 | 0 | 0 | 0 | 0 | 0 | 0 | 0 | 0 | 0 | 0 | 0 | 0 | 0 | 0 | 0 | 0 | 0 | 0 | 0 | 0 | 0 | 0
F1_Industrial_Lumber and Wood Products_Existing_Space Heating_Natural Gas_Furnace_E7 | F1 | Industrial | Lumber and Wood Products | Existing | Space Heating | Natural Gas | Furnace | E7 | CCE | 0 | 0 | 0 | 0 | 0 | 0 | 0 | 0 | 0 | 0 | 0 | 0 | 0 | 0 | 0 | 0 | 0 | 0 | 0 | 0 | 0 | 0 | 0 | 0 | 0 | 0 | 0 | 0 | 0 | 0 | 0 | 0 | 0
F1_Industrial_Lumber and Wood Products_Existing_Space Heating_Natural Gas_Furnace_E8 | F1 | Industrial | Lumber and Wood Products | Existing | Space Heating | Natural Gas | Furnace | E8 | CCE | 0 | 0 | 0 | 0 | 0 | 0 | 0 | 0 | 0 | 0 | 0 | 0 | 0 | 0 | 0 | 0 | 0 | 0 | 0 | 0 | 0 | 0 | 0 | 0 | 0 | 0 | 0 | 0 | 0 | 0 | 0 | 0 | 0
F1_Industrial_Lumber and Wood Products_Existing_Space Heating_Natural Gas_Furnace_E9 | F1 | Industrial | Lumber and Wood Products | Existing | Space Heating | Natural Gas | Furnace | E9 | CCE | 0 | 0 | 0 | 0 | 0 | 0 | 0 | 0 | 0 | 0 | 0 | 0 | 0 | 0 | 0 | 0 | 0 | 0 | 0 | 0 | 0 | 0 | 0 | 0 | 0 | 0 | 0 | 0 | 0 | 0 | 0 | 0 | 0
F1_Industrial_Lumber and Wood Products_Existing_Space Heating_Natural Gas_Furnace_E10 | F1 | Industrial | Lumber and Wood Products | Existing | Space Heating | Natural Gas | Furnace | E10 | CCE | 0 | 0 | 0 | 0 | 0 | 0 | 0 | 0 | 0 | 0 | 0 | 0 | 0 | 0 | 0 | 0 | 0 | 0 | 0 | 0 | 0 | 0 | 0 | 0 | 0 | 0 | 0 | 0 | 0 | 0 | 0 | 0 | 0
F2_Industrial_Lumber and Wood Products_Existing_Space Heating_Natural Gas_Furnace_E1 | F2 | Industrial | Lumber and Wood Products | Existing | Space Heating | Natural Gas | Furnace | E1 | TRC BC Ratio | 0 | 0 | 0 | 0 | 0 | 0 | 0 | 0 | 0 | 0 | 0 | 0 | 0 | 0 | 0 | 0 | 0 | 0 | 0 | 0 | 0 | 0 | 0 | 0 | 0 | 0 | 0 | 0 | 0 | 0 | 0 | 0 | 0
F2_Industrial_Lumber and Wood Products_Existing_Space Heating_Natural Gas_Furnace_E2 | F2 | Industrial | Lumber and Wood Products | Existing | Space Heating | Natural Gas | Furnace | E2 | TRC BC Ratio | 0 | 0 | 0 | 0 | 0 | 0 | 0 | 0 | 0 | 0 | 0 | 0 | 0 | 0 | 0 | 0 | 0 | 0 | 0 | 0 | 0 | 0 | 0 | 0 | 0 | 0 | 0 | 0 | 0 | 0 | 0 | 0 | 0
F2_Industrial_Lumber and Wood Products_Existing_Space Heating_Natural Gas_Furnace_E3 | F2 | Industrial | Lumber and Wood Products | Existing | Space Heating | Natural Gas | Furnace | E3 | TRC BC Ratio | 0 | 0 | 0 | 0 | 0 | 0 | 0 | 0 | 0 | 0 | 0 | 0 | 0 | 0 | 0 | 0 | 0 | 0 | 0 | 0 | 0 | 0 | 0 | 0 | 0 | 0 | 0 | 0 | 0 | 0 | 0 | 0 | 0
F2_Industrial_Lumber and Wood Products_Existing_Space Heating_Natural Gas_Furnace_E4 | F2 | Industrial | Lumber and Wood Products | Existing | Space Heating | Natural Gas | Furnace | E4 | TRC BC Ratio | 0 | 0 | 0 | 0 | 0 | 0 | 0 | 0 | 0 | 0 | 0 | 0 | 0 | 0 | 0 | 0 | 0 | 0 | 0 | 0 | 0 | 0 | 0 | 0 | 0 | 0 | 0 | 0 | 0 | 0 | 0 | 0 | 0
F2_Industrial_Lumber and Wood Products_Existing_Space Heating_Natural Gas_Furnace_E5 | F2 | Industrial | Lumber and Wood Products | Existing | Space Heating | Natural Gas | Furnace | E5 | TRC BC Ratio | 0 | 0 | 0 | 0 | 0 | 0 | 0 | 0 | 0 | 0 | 0 | 0 | 0 | 0 | 0 | 0 | 0 | 0 | 0 | 0 | 0 | 0 | 0 | 0 | 0 | 0 | 0 | 0 | 0 | 0 | 0 | 0 | 0
F2_Industrial_Lumber and Wood Products_Existing_Space Heating_Natural Gas_Furnace_E6 | F2 | Industrial | Lumber and Wood Products | Existing | Space Heating | Natural Gas | Furnace | E6 | TRC BC Ratio | 0 | 0 | 0 | 0 | 0 | 0 | 0 | 0 | 0 | 0 | 0 | 0 | 0 | 0 | 0 | 0 | 0 | 0 | 0 | 0 | 0 | 0 | 0 | 0 | 0 | 0 | 0 | 0 | 0 | 0 | 0 | 0 | 0
F2_Industrial_Lumber and Wood Products_Existing_Space Heating_Natural Gas_Furnace_E7 | F2 | Industrial | Lumber and Wood Products | Existing | Space Heating | Natural Gas | Furnace | E7 | TRC BC Ratio | 0 | 0 | 0 | 0 | 0 | 0 | 0 | 0 | 0 | 0 | 0 | 0 | 0 | 0 | 0 | 0 | 0 | 0 | 0 | 0 | 0 | 0 | 0 | 0 | 0 | 0 | 0 | 0 | 0 | 0 | 0 | 0 | 0
F2_Industrial_Lumber and Wood Products_Existing_Space Heating_Natural Gas_Furnace_E8 | F2 | Industrial | Lumber and Wood Products | Existing | Space Heating | Natural Gas | Furnace | E8 | TRC BC Ratio | 0 | 0 | 0 | 0 | 0 | 0 | 0 | 0 | 0 | 0 | 0 | 0 | 0 | 0 | 0 | 0 | 0 | 0 | 0 | 0 | 0 | 0 | 0 | 0 | 0 | 0 | 0 | 0 | 0 | 0 | 0 | 0 | 0
F2_Industrial_Lumber and Wood Products_Existing_Space Heating_Natural Gas_Furnace_E9 | F2 | Industrial | Lumber and Wood Products | Existing | Space Heating | Natural Gas | Furnace | E9 | TRC BC Ratio | 0 | 0 | 0 | 0 | 0 | 0 | 0 | 0 | 0 | 0 | 0 | 0 | 0 | 0 | 0 | 0 | 0 | 0 | 0 | 0 | 0 | 0 | 0 | 0 | 0 | 0 | 0 | 0 | 0 | 0 | 0 | 0 | 0
F2_Industrial_Lumber and Wood Products_Existing_Space Heating_Natural Gas_Furnace_E10 | F2 | Industrial | Lumber and Wood Products | Existing | Space Heating | Natural Gas | Furnace | E10 | TRC BC Ratio | 0 | 0 | 0 | 0 | 0 | 0 | 0 | 0 | 0 | 0 | 0 | 0 | 0 | 0 | 0 | 0 | 0 | 0 | 0 | 0 | 0 | 0 | 0 | 0 | 0 | 0 | 0 | 0 | 0 | 0 | 0 | 0 | 0
F3_Industrial_Lumber and Wood Products_Existing_Space Heating_Natural Gas_Furnace_E1 | F3 | Industrial | Lumber and Wood Products | Existing | Space Heating | Natural Gas | Furnace | E1 | PACT BC Ratio | 0 | 0 | 0 | 0 | 0 | 0 | 0 | 0 | 0 | 0 | 0 | 0 | 0 | 0 | 0 | 0 | 0 | 0 | 0 | 0 | 0 | 0 | 0 | 0 | 0 | 0 | 0 | 0 | 0 | 0 | 0 | 0 | 0
F3_Industrial_Lumber and Wood Products_Existing_Space Heating_Natural Gas_Furnace_E2 | F3 | Industrial | Lumber and Wood Products | Existing | Space Heating | Natural Gas | Furnace | E2 | PACT BC Ratio | 0 | 0 | 0 | 0 | 0 | 0 | 0 | 0 | 0 | 0 | 0 | 0 | 0 | 0 | 0 | 0 | 0 | 0 | 0 | 0 | 0 | 0 | 0 | 0 | 0 | 0 | 0 | 0 | 0 | 0 | 0 | 0 | 0
F3_Industrial_Lumber and Wood Products_Existing_Space Heating_Natural Gas_Furnace_E3 | F3 | Industrial | Lumber and Wood Products | Existing | Space Heating | Natural Gas | Furnace | E3 | PACT BC Ratio | 0 | 0 | 0 | 0 | 0 | 0 | 0 | 0 | 0 | 0 | 0 | 0 | 0 | 0 | 0 | 0 | 0 | 0 | 0 | 0 | 0 | 0 | 0 | 0 | 0 | 0 | 0 | 0 | 0 | 0 | 0 | 0 | 0
F3_Industrial_Lumber and Wood Products_Existing_Space Heating_Natural Gas_Furnace_E4 | F3 | Industrial | Lumber and Wood Products | Existing | Space Heating | Natural Gas | Furnace | E4 | PACT BC Ratio | 0 | 0 | 0 | 0 | 0 | 0 | 0 | 0 | 0 | 0 | 0 | 0 | 0 | 0 | 0 | 0 | 0 | 0 | 0 | 0 | 0 | 0 | 0 | 0 | 0 | 0 | 0 | 0 | 0 | 0 | 0 | 0 | 0
F3_Industrial_Lumber and Wood Products_Existing_Space Heating_Natural Gas_Furnace_E5 | F3 | Industrial | Lumber and Wood Products | Existing | Space Heating | Natural Gas | Furnace | E5 | PACT BC Ratio | 0 | 0 | 0 | 0 | 0 | 0 | 0 | 0 | 0 | 0 | 0 | 0 | 0 | 0 | 0 | 0 | 0 | 0 | 0 | 0 | 0 | 0 | 0 | 0 | 0 | 0 | 0 | 0 | 0 | 0 | 0 | 0 | 0
F3_Industrial_Lumber and Wood Products_Existing_Space Heating_Natural Gas_Furnace_E6 | F3 | Industrial | Lumber and Wood Products | Existing | Space Heating | Natural Gas | Furnace | E6 | PACT BC Ratio | 0 | 0 | 0 | 0 | 0 | 0 | 0 | 0 | 0 | 0 | 0 | 0 | 0 | 0 | 0 | 0 | 0 | 0 | 0 | 0 | 0 | 0 | 0 | 0 | 0 | 0 | 0 | 0 | 0 | 0 | 0 | 0 | 0
F3_Industrial_Lumber and Wood Products_Existing_Space Heating_Natural Gas_Furnace_E7 | F3 | Industrial | Lumber and Wood Products | Existing | Space Heating | Natural Gas | Furnace | E7 | PACT BC Ratio | 0 | 0 | 0 | 0 | 0 | 0 | 0 | 0 | 0 | 0 | 0 | 0 | 0 | 0 | 0 | 0 | 0 | 0 | 0 | 0 | 0 | 0 | 0 | 0 | 0 | 0 | 0 | 0 | 0 | 0 | 0 | 0 | 0
F3_Industrial_Lumber and Wood Products_Existing_Space Heating_Natural Gas_Furnace_E8 | F3 | Industrial | Lumber and Wood Products | Existing | Space Heating | Natural Gas | Furnace | E8 | PACT BC Ratio | 0 | 0 | 0 | 0 | 0 | 0 | 0 | 0 | 0 | 0 | 0 | 0 | 0 | 0 | 0 | 0 | 0 | 0 | 0 | 0 | 0 | 0 | 0 | 0 | 0 | 0 | 0 | 0 | 0 | 0 | 0 | 0 | 0
F3_Industrial_Lumber and Wood Products_Existing_Space Heating_Natural Gas_Furnace_E9 | F3 | Industrial | Lumber and Wood Products | Existing | Space Heating | Natural Gas | Furnace | E9 | PACT BC Ratio | 0 | 0 | 0 | 0 | 0 | 0 | 0 | 0 | 0 | 0 | 0 | 0 | 0 | 0 | 0 | 0 | 0 | 0 | 0 | 0 | 0 | 0 | 0 | 0 | 0 | 0 | 0 | 0 | 0 | 0 | 0 | 0 | 0
F3_Industrial_Lumber and Wood Products_Existing_Space Heating_Natural Gas_Furnace_E10 | F3 | Industrial | Lumber and Wood Products | Existing | Space Heating | Natural Gas | Furnace | E10 | PACT BC Ratio | 0 | 0 | 0 | 0 | 0 | 0 | 0 | 0 | 0 | 0 | 0 | 0 | 0 | 0 | 0 | 0 | 0 | 0 | 0 | 0 | 0 | 0 | 0 | 0 | 0 | 0 | 0 | 0 | 0 | 0 | 0 | 0 | 0
F4_Industrial_Lumber and Wood Products_Existing_Space Heating_Natural Gas_Furnace_E1 | F4 | Industrial | Lumber and Wood Products | Existing | Space Heating | Natural Gas | Furnace | E1 | RVT BC Ratio | 0 | 0 | 0 | 0 | 0 | 0 | 0 | 0 | 0 | 0 | 0 | 0 | 0 | 0 | 0 | 0 | 0 | 0 | 0 | 0 | 0 | 0 | 0 | 0 | 0 | 0 | 0 | 0 | 0 | 0 | 0 | 0 | 0
F4_Industrial_Lumber and Wood Products_Existing_Space Heating_Natural Gas_Furnace_E2 | F4 | Industrial | Lumber and Wood Products | Existing | Space Heating | Natural Gas | Furnace | E2 | RVT BC Ratio | 0 | 0 | 0 | 0 | 0 | 0 | 0 | 0 | 0 | 0 | 0 | 0 | 0 | 0 | 0 | 0 | 0 | 0 | 0 | 0 | 0 | 0 | 0 | 0 | 0 | 0 | 0 | 0 | 0 | 0 | 0 | 0 | 0
F4_Industrial_Lumber and Wood Products_Existing_Space Heating_Natural Gas_Furnace_E3 | F4 | Industrial | Lumber and Wood Products | Existing | Space Heating | Natural Gas | Furnace | E3 | RVT BC Ratio | 0 | 0 | 0 | 0 | 0 | 0 | 0 | 0 | 0 | 0 | 0 | 0 | 0 | 0 | 0 | 0 | 0 | 0 | 0 | 0 | 0 | 0 | 0 | 0 | 0 | 0 | 0 | 0 | 0 | 0 | 0 | 0 | 0
F4_Industrial_Lumber and Wood Products_Existing_Space Heating_Natural Gas_Furnace_E4 | F4 | Industrial | Lumber and Wood Products | Existing | Space Heating | Natural Gas | Furnace | E4 | RVT BC Ratio | 0 | 0 | 0 | 0 | 0 | 0 | 0 | 0 | 0 | 0 | 0 | 0 | 0 | 0 | 0 | 0 | 0 | 0 | 0 | 0 | 0 | 0 | 0 | 0 | 0 | 0 | 0 | 0 | 0 | 0 | 0 | 0 | 0
F4_Industrial_Lumber and Wood Products_Existing_Space Heating_Natural Gas_Furnace_E5 | F4 | Industrial | Lumber and Wood Products | Existing | Space Heating | Natural Gas | Furnace | E5 | RVT BC Ratio | 0 | 0 | 0 | 0 | 0 | 0 | 0 | 0 | 0 | 0 | 0 | 0 | 0 | 0 | 0 | 0 | 0 | 0 | 0 | 0 | 0 | 0 | 0 | 0 | 0 | 0 | 0 | 0 | 0 | 0 | 0 | 0 | 0
F4_Industrial_Lumber and Wood Products_Existing_Space Heating_Natural Gas_Furnace_E6 | F4 | Industrial | Lumber and Wood Products | Existing | Space Heating | Natural Gas | Furnace | E6 | RVT BC Ratio | 0 | 0 | 0 | 0 | 0 | 0 | 0 | 0 | 0 | 0 | 0 | 0 | 0 | 0 | 0 | 0 | 0 | 0 | 0 | 0 | 0 | 0 | 0 | 0 | 0 | 0 | 0 | 0 | 0 | 0 | 0 | 0 | 0
F4_Industrial_Lumber and Wood Products_Existing_Space Heating_Natural Gas_Furnace_E7 | F4 | Industrial | Lumber and Wood Products | Existing | Space Heating | Natural Gas | Furnace | E7 | RVT BC Ratio | 0 | 0 | 0 | 0 | 0 | 0 | 0 | 0 | 0 | 0 | 0 | 0 | 0 | 0 | 0 | 0 | 0 | 0 | 0 | 0 | 0 | 0 | 0 | 0 | 0 | 0 | 0 | 0 | 0 | 0 | 0 | 0 | 0
F4_Industrial_Lumber and Wood Products_Existing_Space Heating_Natural Gas_Furnace_E8 | F4 | Industrial | Lumber and Wood Products | Existing | Space Heating | Natural Gas | Furnace | E8 | RVT BC Ratio | 0 | 0 | 0 | 0 | 0 | 0 | 0 | 0 | 0 | 0 | 0 | 0 | 0 | 0 | 0 | 0 | 0 | 0 | 0 | 0 | 0 | 0 | 0 | 0 | 0 | 0 | 0 | 0 | 0 | 0 | 0 | 0 | 0
F4_Industrial_Lumber and Wood Products_Existing_Space Heating_Natural Gas_Furnace_E9 | F4 | Industrial | Lumber and Wood Products | Existing | Space Heating | Natural Gas | Furnace | E9 | RVT BC Ratio | 0 | 0 | 0 | 0 | 0 | 0 | 0 | 0 | 0 | 0 | 0 | 0 | 0 | 0 | 0 | 0 | 0 | 0 | 0 | 0 | 0 | 0 | 0 | 0 | 0 | 0 | 0 | 0 | 0 | 0 | 0 | 0 | 0
F4_Industrial_Lumber and Wood Products_Existing_Space Heating_Natural Gas_Furnace_E10 | F4 | Industrial | Lumber and Wood Products | Existing | Space Heating | Natural Gas | Furnace | E10 | RVT BC Ratio | 0 | 0 | 0 | 0 | 0 | 0 | 0 | 0 | 0 | 0 | 0 | 0 | 0 | 0 | 0 | 0 | 0 | 0 | 0 | 0 | 0 | 0 | 0 | 0 | 0 | 0 | 0 | 0 | 0 | 0 | 0 | 0 | 0
F5_Industrial_Lumber and Wood Products_Existing_Space Heating_Natural Gas_Furnace_E1 | F5 | Industrial | Lumber and Wood Products | Existing | Space Heating | Natural Gas | Furnace | E1 | RIM BC Ratio | 0 | 0 | 0 | 0 | 0 | 0 | 0 | 0 | 0 | 0 | 0 | 0 | 0 | 0 | 0 | 0 | 0 | 0 | 0 | 0 | 0 | 0 | 0 | 0 | 0 | 0 | 0 | 0 | 0 | 0 | 0 | 0 | 0
F5_Industrial_Lumber and Wood Products_Existing_Space Heating_Natural Gas_Furnace_E2 | F5 | Industrial | Lumber and Wood Products | Existing | Space Heating | Natural Gas | Furnace | E2 | RIM BC Ratio | 0 | 0 | 0 | 0 | 0 | 0 | 0 | 0 | 0 | 0 | 0 | 0 | 0 | 0 | 0 | 0 | 0 | 0 | 0 | 0 | 0 | 0 | 0 | 0 | 0 | 0 | 0 | 0 | 0 | 0 | 0 | 0 | 0
F5_Industrial_Lumber and Wood Products_Existing_Space Heating_Natural Gas_Furnace_E3 | F5 | Industrial | Lumber and Wood Products | Existing | Space Heating | Natural Gas | Furnace | E3 | RIM BC Ratio | 0 | 0 | 0 | 0 | 0 | 0 | 0 | 0 | 0 | 0 | 0 | 0 | 0 | 0 | 0 | 0 | 0 | 0 | 0 | 0 | 0 | 0 | 0 | 0 | 0 | 0 | 0 | 0 | 0 | 0 | 0 | 0 | 0
F5_Industrial_Lumber and Wood Products_Existing_Space Heating_Natural Gas_Furnace_E4 | F5 | Industrial | Lumber and Wood Products | Existing | Space Heating | Natural Gas | Furnace | E4 | RIM BC Ratio | 0 | 0 | 0 | 0 | 0 | 0 | 0 | 0 | 0 | 0 | 0 | 0 | 0 | 0 | 0 | 0 | 0 | 0 | 0 | 0 | 0 | 0 | 0 | 0 | 0 | 0 | 0 | 0 | 0 | 0 | 0 | 0 | 0
F5_Industrial_Lumber and Wood Products_Existing_Space Heating_Natural Gas_Furnace_E5 | F5 | Industrial | Lumber and Wood Products | Existing | Space Heating | Natural Gas | Furnace | E5 | RIM BC Ratio | 0 | 0 | 0 | 0 | 0 | 0 | 0 | 0 | 0 | 0 | 0 | 0 | 0 | 0 | 0 | 0 | 0 | 0 | 0 | 0 | 0 | 0 | 0 | 0 | 0 | 0 | 0 | 0 | 0 | 0 | 0 | 0 | 0
F5_Industrial_Lumber and Wood Products_Existing_Space Heating_Natural Gas_Furnace_E6 | F5 | Industrial | Lumber and Wood Products | Existing | Space Heating | Natural Gas | Furnace | E6 | RIM BC Ratio | 0 | 0 | 0 | 0 | 0 | 0 | 0 | 0 | 0 | 0 | 0 | 0 | 0 | 0 | 0 | 0 | 0 | 0 | 0 | 0 | 0 | 0 | 0 | 0 | 0 | 0 | 0 | 0 | 0 | 0 | 0 | 0 | 0
F5_Industrial_Lumber and Wood Products_Existing_Space Heating_Natural Gas_Furnace_E7 | F5 | Industrial | Lumber and Wood Products | Existing | Space Heating | Natural Gas | Furnace | E7 | RIM BC Ratio | 0 | 0 | 0 | 0 | 0 | 0 | 0 | 0 | 0 | 0 | 0 | 0 | 0 | 0 | 0 | 0 | 0 | 0 | 0 | 0 | 0 | 0 | 0 | 0 | 0 | 0 | 0 | 0 | 0 | 0 | 0 | 0 | 0
F5_Industrial_Lumber and Wood Products_Existing_Space Heating_Natural Gas_Furnace_E8 | F5 | Industrial | Lumber and Wood Products | Existing | Space Heating | Natural Gas | Furnace | E8 | RIM BC Ratio | 0 | 0 | 0 | 0 | 0 | 0 | 0 | 0 | 0 | 0 | 0 | 0 | 0 | 0 | 0 | 0 | 0 | 0 | 0 | 0 | 0 | 0 | 0 | 0 | 0 | 0 | 0 | 0 | 0 | 0 | 0 | 0 | 0
F5_Industrial_Lumber and Wood Products_Existing_Space Heating_Natural Gas_Furnace_E9 | F5 | Industrial | Lumber and Wood Products | Existing | Space Heating | Natural Gas | Furnace | E9 | RIM BC Ratio | 0 | 0 | 0 | 0 | 0 | 0 | 0 | 0 | 0 | 0 | 0 | 0 | 0 | 0 | 0 | 0 | 0 | 0 | 0 | 0 | 0 | 0 | 0 | 0 | 0 | 0 | 0 | 0 | 0 | 0 | 0 | 0 | 0
F5_Industrial_Lumber and Wood Products_Existing_Space Heating_Natural Gas_Furnace_E10 | F5 | Industrial | Lumber and Wood Products | Existing | Space Heating | Natural Gas | Furnace | E10 | RIM BC Ratio | 0 | 0 | 0 | 0 | 0 | 0 | 0 | 0 | 0 | 0 | 0 | 0 | 0 | 0 | 0 | 0 | 0 | 0 | 0 | 0 | 0 | 0 | 0 | 0 | 0 | 0 | 0 | 0 | 0 | 0 | 0 | 0 | 0
F0_Industrial_Lumber and Wood Products_Existing_Space Heating_Natural Gas_Boiler_E0 | F0 | Industrial | Lumber and Wood Products | Existing | Space Heating | Natural Gas | Boiler | E0 | Economic Unit | 0 | 0 | 0 | 0 | 0 | 0 | 0 | 0 | 0 | 0 | 0 | 0 | 0 | 0 | 0 | 0 | 0 | 0 | 0 | 0 | 0 | 0 | 0 | 0 | 0 | 0 | 0 | 0 | 0 | 0 | 0 | 0 | 0
F1_Industrial_Lumber and Wood Products_Existing_Space Heating_Natural Gas_Boiler_E1 | F1 | Industrial | Lumber and Wood Products | Existing | Space Heating | Natural Gas | Boiler | E1 | CCE | 0 | 0 | 0 | 0 | 0 | 0 | 0 | 0 | 0 | 0 | 0 | 0 | 0 | 0 | 0 | 0 | 0 | 0 | 0 | 0 | 0 | 0 | 0 | 0 | 0 | 0 | 0 | 0 | 0 | 0 | 0 | 0 | 0
F1_Industrial_Lumber and Wood Products_Existing_Space Heating_Natural Gas_Boiler_E2 | F1 | Industrial | Lumber and Wood Products | Existing | Space Heating | Natural Gas | Boiler | E2 | CCE | 0 | 0 | 0 | 0 | 0 | 0 | 0 | 0 | 0 | 0 | 0 | 0 | 0 | 0 | 0 | 0 | 0 | 0 | 0 | 0 | 0 | 0 | 0 | 0 | 0 | 0 | 0 | 0 | 0 | 0 | 0 | 0 | 0
F1_Industrial_Lumber and Wood Products_Existing_Space Heating_Natural Gas_Boiler_E3 | F1 | Industrial | Lumber and Wood Products | Existing | Space Heating | Natural Gas | Boiler | E3 | CCE | 0 | 0 | 0 | 0 | 0 | 0 | 0 | 0 | 0 | 0 | 0 | 0 | 0 | 0 | 0 | 0 | 0 | 0 | 0 | 0 | 0 | 0 | 0 | 0 | 0 | 0 | 0 | 0 | 0 | 0 | 0 | 0 | 0
F1_Industrial_Lumber and Wood Products_Existing_Space Heating_Natural Gas_Boiler_E4 | F1 | Industrial | Lumber and Wood Products | Existing | Space Heating | Natural Gas | Boiler | E4 | CCE | 0 | 0 | 0 | 0 | 0 | 0 | 0 | 0 | 0 | 0 | 0 | 0 | 0 | 0 | 0 | 0 | 0 | 0 | 0 | 0 | 0 | 0 | 0 | 0 | 0 | 0 | 0 | 0 | 0 | 0 | 0 | 0 | 0
F1_Industrial_Lumber and Wood Products_Existing_Space Heating_Natural Gas_Boiler_E5 | F1 | Industrial | Lumber and Wood Products | Existing | Space Heating | Natural Gas | Boiler | E5 | CCE | 0 | 0 | 0 | 0 | 0 | 0 | 0 | 0 | 0 | 0 | 0 | 0 | 0 | 0 | 0 | 0 | 0 | 0 | 0 | 0 | 0 | 0 | 0 | 0 | 0 | 0 | 0 | 0 | 0 | 0 | 0 | 0 | 0
F1_Industrial_Lumber and Wood Products_Existing_Space Heating_Natural Gas_Boiler_E6 | F1 | Industrial | Lumber and Wood Products | Existing | Space Heating | Natural Gas | Boiler | E6 | CCE | 0 | 0 | 0 | 0 | 0 | 0 | 0 | 0 | 0 | 0 | 0 | 0 | 0 | 0 | 0 | 0 | 0 | 0 | 0 | 0 | 0 | 0 | 0 | 0 | 0 | 0 | 0 | 0 | 0 | 0 | 0 | 0 | 0
F1_Industrial_Lumber and Wood Products_Existing_Space Heating_Natural Gas_Boiler_E7 | F1 | Industrial | Lumber and Wood Products | Existing | Space Heating | Natural Gas | Boiler | E7 | CCE | 0 | 0 | 0 | 0 | 0 | 0 | 0 | 0 | 0 | 0 | 0 | 0 | 0 | 0 | 0 | 0 | 0 | 0 | 0 | 0 | 0 | 0 | 0 | 0 | 0 | 0 | 0 | 0 | 0 | 0 | 0 | 0 | 0
F1_Industrial_Lumber and Wood Products_Existing_Space Heating_Natural Gas_Boiler_E8 | F1 | Industrial | Lumber and Wood Products | Existing | Space Heating | Natural Gas | Boiler | E8 | CCE | 0 | 0 | 0 | 0 | 0 | 0 | 0 | 0 | 0 | 0 | 0 | 0 | 0 | 0 | 0 | 0 | 0 | 0 | 0 | 0 | 0 | 0 | 0 | 0 | 0 | 0 | 0 | 0 | 0 | 0 | 0 | 0 | 0
F1_Industrial_Lumber and Wood Products_Existing_Space Heating_Natural Gas_Boiler_E9 | F1 | Industrial | Lumber and Wood Products | Existing | Space Heating | Natural Gas | Boiler | E9 | CCE | 0 | 0 | 0 | 0 | 0 | 0 | 0 | 0 | 0 | 0 | 0 | 0 | 0 | 0 | 0 | 0 | 0 | 0 | 0 | 0 | 0 | 0 | 0 | 0 | 0 | 0 | 0 | 0 | 0 | 0 | 0 | 0 | 0
F1_Industrial_Lumber and Wood Products_Existing_Space Heating_Natural Gas_Boiler_E10 | F1 | Industrial | Lumber and Wood Products | Existing | Space Heating | Natural Gas | Boiler | E10 | CCE | 0 | 0 | 0 | 0 | 0 | 0 | 0 | 0 | 0 | 0 | 0 | 0 | 0 | 0 | 0 | 0 | 0 | 0 | 0 | 0 | 0 | 0 | 0 | 0 | 0 | 0 | 0 | 0 | 0 | 0 | 0 | 0 | 0
F2_Industrial_Lumber and Wood Products_Existing_Space Heating_Natural Gas_Boiler_E1 | F2 | Industrial | Lumber and Wood Products | Existing | Space Heating | Natural Gas | Boiler | E1 | TRC BC Ratio | 0 | 0 | 0 | 0 | 0 | 0 | 0 | 0 | 0 | 0 | 0 | 0 | 0 | 0 | 0 | 0 | 0 | 0 | 0 | 0 | 0 | 0 | 0 | 0 | 0 | 0 | 0 | 0 | 0 | 0 | 0 | 0 | 0
F2_Industrial_Lumber and Wood Products_Existing_Space Heating_Natural Gas_Boiler_E2 | F2 | Industrial | Lumber and Wood Products | Existing | Space Heating | Natural Gas | Boiler | E2 | TRC BC Ratio | 0 | 0 | 0 | 0 | 0 | 0 | 0 | 0 | 0 | 0 | 0 | 0 | 0 | 0 | 0 | 0 | 0 | 0 | 0 | 0 | 0 | 0 | 0 | 0 | 0 | 0 | 0 | 0 | 0 | 0 | 0 | 0 | 0
F2_Industrial_Lumber and Wood Products_Existing_Space Heating_Natural Gas_Boiler_E3 | F2 | Industrial | Lumber and Wood Products | Existing | Space Heating | Natural Gas | Boiler | E3 | TRC BC Ratio | 0 | 0 | 0 | 0 | 0 | 0 | 0 | 0 | 0 | 0 | 0 | 0 | 0 | 0 | 0 | 0 | 0 | 0 | 0 | 0 | 0 | 0 | 0 | 0 | 0 | 0 | 0 | 0 | 0 | 0 | 0 | 0 | 0
F2_Industrial_Lumber and Wood Products_Existing_Space Heating_Natural Gas_Boiler_E4 | F2 | Industrial | Lumber and Wood Products | Existing | Space Heating | Natural Gas | Boiler | E4 | TRC BC Ratio | 0 | 0 | 0 | 0 | 0 | 0 | 0 | 0 | 0 | 0 | 0 | 0 | 0 | 0 | 0 | 0 | 0 | 0 | 0 | 0 | 0 | 0 | 0 | 0 | 0 | 0 | 0 | 0 | 0 | 0 | 0 | 0 | 0
F2_Industrial_Lumber and Wood Products_Existing_Space Heating_Natural Gas_Boiler_E5 | F2 | Industrial | Lumber and Wood Products | Existing | Space Heating | Natural Gas | Boiler | E5 | TRC BC Ratio | 0 | 0 | 0 | 0 | 0 | 0 | 0 | 0 | 0 | 0 | 0 | 0 | 0 | 0 | 0 | 0 | 0 | 0 | 0 | 0 | 0 | 0 | 0 | 0 | 0 | 0 | 0 | 0 | 0 | 0 | 0 | 0 | 0
F2_Industrial_Lumber and Wood Products_Existing_Space Heating_Natural Gas_Boiler_E6 | F2 | Industrial | Lumber and Wood Products | Existing | Space Heating | Natural Gas | Boiler | E6 | TRC BC Ratio | 0 | 0 | 0 | 0 | 0 | 0 | 0 | 0 | 0 | 0 | 0 | 0 | 0 | 0 | 0 | 0 | 0 | 0 | 0 | 0 | 0 | 0 | 0 | 0 | 0 | 0 | 0 | 0 | 0 | 0 | 0 | 0 | 0
F2_Industrial_Lumber and Wood Products_Existing_Space Heating_Natural Gas_Boiler_E7 | F2 | Industrial | Lumber and Wood Products | Existing | Space Heating | Natural Gas | Boiler | E7 | TRC BC Ratio | 0 | 0 | 0 | 0 | 0 | 0 | 0 | 0 | 0 | 0 | 0 | 0 | 0 | 0 | 0 | 0 | 0 | 0 | 0 | 0 | 0 | 0 | 0 | 0 | 0 | 0 | 0 | 0 | 0 | 0 | 0 | 0 | 0
F2_Industrial_Lumber and Wood Products_Existing_Space Heating_Natural Gas_Boiler_E8 | F2 | Industrial | Lumber and Wood Products | Existing | Space Heating | Natural Gas | Boiler | E8 | TRC BC Ratio | 0 | 0 | 0 | 0 | 0 | 0 | 0 | 0 | 0 | 0 | 0 | 0 | 0 | 0 | 0 | 0 | 0 | 0 | 0 | 0 | 0 | 0 | 0 | 0 | 0 | 0 | 0 | 0 | 0 | 0 | 0 | 0 | 0
F2_Industrial_Lumber and Wood Products_Existing_Space Heating_Natural Gas_Boiler_E9 | F2 | Industrial | Lumber and Wood Products | Existing | Space Heating | Natural Gas | Boiler | E9 | TRC BC Ratio | 0 | 0 | 0 | 0 | 0 | 0 | 0 | 0 | 0 | 0 | 0 | 0 | 0 | 0 | 0 | 0 | 0 | 0 | 0 | 0 | 0 | 0 | 0 | 0 | 0 | 0 | 0 | 0 | 0 | 0 | 0 | 0 | 0
F2_Industrial_Lumber and Wood Products_Existing_Space Heating_Natural Gas_Boiler_E10 | F2 | Industrial | Lumber and Wood Products | Existing | Space Heating | Natural Gas | Boiler | E10 | TRC BC Ratio | 0 | 0 | 0 | 0 | 0 | 0 | 0 | 0 | 0 | 0 | 0 | 0 | 0 | 0 | 0 | 0 | 0 | 0 | 0 | 0 | 0 | 0 | 0 | 0 | 0 | 0 | 0 | 0 | 0 | 0 | 0 | 0 | 0
F3_Industrial_Lumber and Wood Products_Existing_Space Heating_Natural Gas_Boiler_E1 | F3 | Industrial | Lumber and Wood Products | Existing | Space Heating | Natural Gas | Boiler | E1 | PACT BC Ratio | 0 | 0 | 0 | 0 | 0 | 0 | 0 | 0 | 0 | 0 | 0 | 0 | 0 | 0 | 0 | 0 | 0 | 0 | 0 | 0 | 0 | 0 | 0 | 0 | 0 | 0 | 0 | 0 | 0 | 0 | 0 | 0 | 0
F3_Industrial_Lumber and Wood Products_Existing_Space Heating_Natural Gas_Boiler_E2 | F3 | Industrial | Lumber and Wood Products | Existing | Space Heating | Natural Gas | Boiler | E2 | PACT BC Ratio | 0 | 0 | 0 | 0 | 0 | 0 | 0 | 0 | 0 | 0 | 0 | 0 | 0 | 0 | 0 | 0 | 0 | 0 | 0 | 0 | 0 | 0 | 0 | 0 | 0 | 0 | 0 | 0 | 0 | 0 | 0 | 0 | 0
F3_Industrial_Lumber and Wood Products_Existing_Space Heating_Natural Gas_Boiler_E3 | F3 | Industrial | Lumber and Wood Products | Existing | Space Heating | Natural Gas | Boiler | E3 | PACT BC Ratio | 0 | 0 | 0 | 0 | 0 | 0 | 0 | 0 | 0 | 0 | 0 | 0 | 0 | 0 | 0 | 0 | 0 | 0 | 0 | 0 | 0 | 0 | 0 | 0 | 0 | 0 | 0 | 0 | 0 | 0 | 0 | 0 | 0
F3_Industrial_Lumber and Wood Products_Existing_Space Heating_Natural Gas_Boiler_E4 | F3 | Industrial | Lumber and Wood Products | Existing | Space Heating | Natural Gas | Boiler | E4 | PACT BC Ratio | 0 | 0 | 0 | 0 | 0 | 0 | 0 | 0 | 0 | 0 | 0 | 0 | 0 | 0 | 0 | 0 | 0 | 0 | 0 | 0 | 0 | 0 | 0 | 0 | 0 | 0 | 0 | 0 | 0 | 0 | 0 | 0 | 0
F3_Industrial_Lumber and Wood Products_Existing_Space Heating_Natural Gas_Boiler_E5 | F3 | Industrial | Lumber and Wood Products | Existing | Space Heating | Natural Gas | Boiler | E5 | PACT BC Ratio | 0 | 0 | 0 | 0 | 0 | 0 | 0 | 0 | 0 | 0 | 0 | 0 | 0 | 0 | 0 | 0 | 0 | 0 | 0 | 0 | 0 | 0 | 0 | 0 | 0 | 0 | 0 | 0 | 0 | 0 | 0 | 0 | 0
F3_Industrial_Lumber and Wood Products_Existing_Space Heating_Natural Gas_Boiler_E6 | F3 | Industrial | Lumber and Wood Products | Existing | Space Heating | Natural Gas | Boiler | E6 | PACT BC Ratio | 0 | 0 | 0 | 0 | 0 | 0 | 0 | 0 | 0 | 0 | 0 | 0 | 0 | 0 | 0 | 0 | 0 | 0 | 0 | 0 | 0 | 0 | 0 | 0 | 0 | 0 | 0 | 0 | 0 | 0 | 0 | 0 | 0
F3_Industrial_Lumber and Wood Products_Existing_Space Heating_Natural Gas_Boiler_E7 | F3 | Industrial | Lumber and Wood Products | Existing | Space Heating | Natural Gas | Boiler | E7 | PACT BC Ratio | 0 | 0 | 0 | 0 | 0 | 0 | 0 | 0 | 0 | 0 | 0 | 0 | 0 | 0 | 0 | 0 | 0 | 0 | 0 | 0 | 0 | 0 | 0 | 0 | 0 | 0 | 0 | 0 | 0 | 0 | 0 | 0 | 0
F3_Industrial_Lumber and Wood Products_Existing_Space Heating_Natural Gas_Boiler_E8 | F3 | Industrial | Lumber and Wood Products | Existing | Space Heating | Natural Gas | Boiler | E8 | PACT BC Ratio | 0 | 0 | 0 | 0 | 0 | 0 | 0 | 0 | 0 | 0 | 0 | 0 | 0 | 0 | 0 | 0 | 0 | 0 | 0 | 0 | 0 | 0 | 0 | 0 | 0 | 0 | 0 | 0 | 0 | 0 | 0 | 0 | 0
F3_Industrial_Lumber and Wood Products_Existing_Space Heating_Natural Gas_Boiler_E9 | F3 | Industrial | Lumber and Wood Products | Existing | Space Heating | Natural Gas | Boiler | E9 | PACT BC Ratio | 0 | 0 | 0 | 0 | 0 | 0 | 0 | 0 | 0 | 0 | 0 | 0 | 0 | 0 | 0 | 0 | 0 | 0 | 0 | 0 | 0 | 0 | 0 | 0 | 0 | 0 | 0 | 0 | 0 | 0 | 0 | 0 | 0
F3_Industrial_Lumber and Wood Products_Existing_Space Heating_Natural Gas_Boiler_E10 | F3 | Industrial | Lumber and Wood Products | Existing | Space Heating | Natural Gas | Boiler | E10 | PACT BC Ratio | 0 | 0 | 0 | 0 | 0 | 0 | 0 | 0 | 0 | 0 | 0 | 0 | 0 | 0 | 0 | 0 | 0 | 0 | 0 | 0 | 0 | 0 | 0 | 0 | 0 | 0 | 0 | 0 | 0 | 0 | 0 | 0 | 0
F4_Industrial_Lumber and Wood Products_Existing_Space Heating_Natural Gas_Boiler_E1 | F4 | Industrial | Lumber and Wood Products | Existing | Space Heating | Natural Gas | Boiler | E1 | RVT BC Ratio | 0 | 0 | 0 | 0 | 0 | 0 | 0 | 0 | 0 | 0 | 0 | 0 | 0 | 0 | 0 | 0 | 0 | 0 | 0 | 0 | 0 | 0 | 0 | 0 | 0 | 0 | 0 | 0 | 0 | 0 | 0 | 0 | 0
F4_Industrial_Lumber and Wood Products_Existing_Space Heating_Natural Gas_Boiler_E2 | F4 | Industrial | Lumber and Wood Products | Existing | Space Heating | Natural Gas | Boiler | E2 | RVT BC Ratio | 0 | 0 | 0 | 0 | 0 | 0 | 0 | 0 | 0 | 0 | 0 | 0 | 0 | 0 | 0 | 0 | 0 | 0 | 0 | 0 | 0 | 0 | 0 | 0 | 0 | 0 | 0 | 0 | 0 | 0 | 0 | 0 | 0
F4_Industrial_Lumber and Wood Products_Existing_Space Heating_Natural Gas_Boiler_E3 | F4 | Industrial | Lumber and Wood Products | Existing | Space Heating | Natural Gas | Boiler | E3 | RVT BC Ratio | 0 | 0 | 0 | 0 | 0 | 0 | 0 | 0 | 0 | 0 | 0 | 0 | 0 | 0 | 0 | 0 | 0 | 0 | 0 | 0 | 0 | 0 | 0 | 0 | 0 | 0 | 0 | 0 | 0 | 0 | 0 | 0 | 0
F4_Industrial_Lumber and Wood Products_Existing_Space Heating_Natural Gas_Boiler_E4 | F4 | Industrial | Lumber and Wood Products | Existing | Space Heating | Natural Gas | Boiler | E4 | RVT BC Ratio | 0 | 0 | 0 | 0 | 0 | 0 | 0 | 0 | 0 | 0 | 0 | 0 | 0 | 0 | 0 | 0 | 0 | 0 | 0 | 0 | 0 | 0 | 0 | 0 | 0 | 0 | 0 | 0 | 0 | 0 | 0 | 0 | 0
F4_Industrial_Lumber and Wood Products_Existing_Space Heating_Natural Gas_Boiler_E5 | F4 | Industrial | Lumber and Wood Products | Existing | Space Heating | Natural Gas | Boiler | E5 | RVT BC Ratio | 0 | 0 | 0 | 0 | 0 | 0 | 0 | 0 | 0 | 0 | 0 | 0 | 0 | 0 | 0 | 0 | 0 | 0 | 0 | 0 | 0 | 0 | 0 | 0 | 0 | 0 | 0 | 0 | 0 | 0 | 0 | 0 | 0
F4_Industrial_Lumber and Wood Products_Existing_Space Heating_Natural Gas_Boiler_E6 | F4 | Industrial | Lumber and Wood Products | Existing | Space Heating | Natural Gas | Boiler | E6 | RVT BC Ratio | 0 | 0 | 0 | 0 | 0 | 0 | 0 | 0 | 0 | 0 | 0 | 0 | 0 | 0 | 0 | 0 | 0 | 0 | 0 | 0 | 0 | 0 | 0 | 0 | 0 | 0 | 0 | 0 | 0 | 0 | 0 | 0 | 0
F4_Industrial_Lumber and Wood Products_Existing_Space Heating_Natural Gas_Boiler_E7 | F4 | Industrial | Lumber and Wood Products | Existing | Space Heating | Natural Gas | Boiler | E7 | RVT BC Ratio | 0 | 0 | 0 | 0 | 0 | 0 | 0 | 0 | 0 | 0 | 0 | 0 | 0 | 0 | 0 | 0 | 0 | 0 | 0 | 0 | 0 | 0 | 0 | 0 | 0 | 0 | 0 | 0 | 0 | 0 | 0 | 0 | 0
F4_Industrial_Lumber and Wood Products_Existing_Space Heating_Natural Gas_Boiler_E8 | F4 | Industrial | Lumber and Wood Products | Existing | Space Heating | Natural Gas | Boiler | E8 | RVT BC Ratio | 0 | 0 | 0 | 0 | 0 | 0 | 0 | 0 | 0 | 0 | 0 | 0 | 0 | 0 | 0 | 0 | 0 | 0 | 0 | 0 | 0 | 0 | 0 | 0 | 0 | 0 | 0 | 0 | 0 | 0 | 0 | 0 | 0
F4_Industrial_Lumber and Wood Products_Existing_Space Heating_Natural Gas_Boiler_E9 | F4 | Industrial | Lumber and Wood Products | Existing | Space Heating | Natural Gas | Boiler | E9 | RVT BC Ratio | 0 | 0 | 0 | 0 | 0 | 0 | 0 | 0 | 0 | 0 | 0 | 0 | 0 | 0 | 0 | 0 | 0 | 0 | 0 | 0 | 0 | 0 | 0 | 0 | 0 | 0 | 0 | 0 | 0 | 0 | 0 | 0 | 0
F4_Industrial_Lumber and Wood Products_Existing_Space Heating_Natural Gas_Boiler_E10 | F4 | Industrial | Lumber and Wood Products | Existing | Space Heating | Natural Gas | Boiler | E10 | RVT BC Ratio | 0 | 0 | 0 | 0 | 0 | 0 | 0 | 0 | 0 | 0 | 0 | 0 | 0 | 0 | 0 | 0 | 0 | 0 | 0 | 0 | 0 | 0 | 0 | 0 | 0 | 0 | 0 | 0 | 0 | 0 | 0 | 0 | 0
F5_Industrial_Lumber and Wood Products_Existing_Space Heating_Natural Gas_Boiler_E1 | F5 | Industrial | Lumber and Wood Products | Existing | Space Heating | Natural Gas | Boiler | E1 | RIM BC Ratio | 0 | 0 | 0 | 0 | 0 | 0 | 0 | 0 | 0 | 0 | 0 | 0 | 0 | 0 | 0 | 0 | 0 | 0 | 0 | 0 | 0 | 0 | 0 | 0 | 0 | 0 | 0 | 0 | 0 | 0 | 0 | 0 | 0
F5_Industrial_Lumber and Wood Products_Existing_Space Heating_Natural Gas_Boiler_E2 | F5 | Industrial | Lumber and Wood Products | Existing | Space Heating | Natural Gas | Boiler | E2 | RIM BC Ratio | 0 | 0 | 0 | 0 | 0 | 0 | 0 | 0 | 0 | 0 | 0 | 0 | 0 | 0 | 0 | 0 | 0 | 0 | 0 | 0 | 0 | 0 | 0 | 0 | 0 | 0 | 0 | 0 | 0 | 0 | 0 | 0 | 0
F5_Industrial_Lumber and Wood Products_Existing_Space Heating_Natural Gas_Boiler_E3 | F5 | Industrial | Lumber and Wood Products | Existing | Space Heating | Natural Gas | Boiler | E3 | RIM BC Ratio | 0 | 0 | 0 | 0 | 0 | 0 | 0 | 0 | 0 | 0 | 0 | 0 | 0 | 0 | 0 | 0 | 0 | 0 | 0 | 0 | 0 | 0 | 0 | 0 | 0 | 0 | 0 | 0 | 0 | 0 | 0 | 0 | 0
F5_Industrial_Lumber and Wood Products_Existing_Space Heating_Natural Gas_Boiler_E4 | F5 | Industrial | Lumber and Wood Products | Existing | Space Heating | Natural Gas | Boiler | E4 | RIM BC Ratio | 0 | 0 | 0 | 0 | 0 | 0 | 0 | 0 | 0 | 0 | 0 | 0 | 0 | 0 | 0 | 0 | 0 | 0 | 0 | 0 | 0 | 0 | 0 | 0 | 0 | 0 | 0 | 0 | 0 | 0 | 0 | 0 | 0
F5_Industrial_Lumber and Wood Products_Existing_Space Heating_Natural Gas_Boiler_E5 | F5 | Industrial | Lumber and Wood Products | Existing | Space Heating | Natural Gas | Boiler | E5 | RIM BC Ratio | 0 | 0 | 0 | 0 | 0 | 0 | 0 | 0 | 0 | 0 | 0 | 0 | 0 | 0 | 0 | 0 | 0 | 0 | 0 | 0 | 0 | 0 | 0 | 0 | 0 | 0 | 0 | 0 | 0 | 0 | 0 | 0 | 0
F5_Industrial_Lumber and Wood Products_Existing_Space Heating_Natural Gas_Boiler_E6 | F5 | Industrial | Lumber and Wood Products | Existing | Space Heating | Natural Gas | Boiler | E6 | RIM BC Ratio | 0 | 0 | 0 | 0 | 0 | 0 | 0 | 0 | 0 | 0 | 0 | 0 | 0 | 0 | 0 | 0 | 0 | 0 | 0 | 0 | 0 | 0 | 0 | 0 | 0 | 0 | 0 | 0 | 0 | 0 | 0 | 0 | 0
F5_Industrial_Lumber and Wood Products_Existing_Space Heating_Natural Gas_Boiler_E7 | F5 | Industrial | Lumber and Wood Products | Existing | Space Heating | Natural Gas | Boiler | E7 | RIM BC Ratio | 0 | 0 | 0 | 0 | 0 | 0 | 0 | 0 | 0 | 0 | 0 | 0 | 0 | 0 | 0 | 0 | 0 | 0 | 0 | 0 | 0 | 0 | 0 | 0 | 0 | 0 | 0 | 0 | 0 | 0 | 0 | 0 | 0
F5_Industrial_Lumber and Wood Products_Existing_Space Heating_Natural Gas_Boiler_E8 | F5 | Industrial | Lumber and Wood Products | Existing | Space Heating | Natural Gas | Boiler | E8 | RIM BC Ratio | 0 | 0 | 0 | 0 | 0 | 0 | 0 | 0 | 0 | 0 | 0 | 0 | 0 | 0 | 0 | 0 | 0 | 0 | 0 | 0 | 0 | 0 | 0 | 0 | 0 | 0 | 0 | 0 | 0 | 0 | 0 | 0 | 0
F5_Industrial_Lumber and Wood Products_Existing_Space Heating_Natural Gas_Boiler_E9 | F5 | Industrial | Lumber and Wood Products | Existing | Space Heating | Natural Gas | Boiler | E9 | RIM BC Ratio | 0 | 0 | 0 | 0 | 0 | 0 | 0 | 0 | 0 | 0 | 0 | 0 | 0 | 0 | 0 | 0 | 0 | 0 | 0 | 0 | 0 | 0 | 0 | 0 | 0 | 0 | 0 | 0 | 0 | 0 | 0 | 0 | 0
F5_Industrial_Lumber and Wood Products_Existing_Space Heating_Natural Gas_Boiler_E10 | F5 | Industrial | Lumber and Wood Products | Existing | Space Heating | Natural Gas | Boiler | E10 | RIM BC Ratio | 0 | 0 | 0 | 0 | 0 | 0 | 0 | 0 | 0 | 0 | 0 | 0 | 0 | 0 | 0 | 0 | 0 | 0 | 0 | 0 | 0 | 0 | 0 | 0 | 0 | 0 | 0 | 0 | 0 | 0 | 0 | 0 | 0
F0_Industrial_Lumber and Wood Products_Existing_Space Heating_Natural Gas_Unit Heater_E0 | F0 | Industrial | Lumber and Wood Products | Existing | Space Heating | Natural Gas | Unit Heater | E0 | Economic Unit | 0 | 0 | 0 | 0 | 0 | 0 | 0 | 0 | 0 | 0 | 0 | 0 | 0 | 0 | 0 | 0 | 0 | 0 | 0 | 0 | 0 | 0 | 0 | 0 | 0 | 0 | 0 | 0 | 0 | 0 | 0 | 0 | 0
F1_Industrial_Lumber and Wood Products_Existing_Space Heating_Natural Gas_Unit Heater_E1 | F1 | Industrial | Lumber and Wood Products | Existing | Space Heating | Natural Gas | Unit Heater | E1 | CCE | 0 | 0 | 0 | 0 | 0 | 0 | 0 | 0 | 0 | 0 | 0 | 0 | 0 | 0 | 0 | 0 | 0 | 0 | 0 | 0 | 0 | 0 | 0 | 0 | 0 | 0 | 0 | 0 | 0 | 0 | 0 | 0 | 0
F1_Industrial_Lumber and Wood Products_Existing_Space Heating_Natural Gas_Unit Heater_E2 | F1 | Industrial | Lumber and Wood Products | Existing | Space Heating | Natural Gas | Unit Heater | E2 | CCE | 0 | 0 | 0 | 0 | 0 | 0 | 0 | 0 | 0 | 0 | 0 | 0 | 0 | 0 | 0 | 0 | 0 | 0 | 0 | 0 | 0 | 0 | 0 | 0 | 0 | 0 | 0 | 0 | 0 | 0 | 0 | 0 | 0
F1_Industrial_Lumber and Wood Products_Existing_Space Heating_Natural Gas_Unit Heater_E3 | F1 | Industrial | Lumber and Wood Products | Existing | Space Heating | Natural Gas | Unit Heater | E3 | CCE | 0 | 0 | 0 | 0 | 0 | 0 | 0 | 0 | 0 | 0 | 0 | 0 | 0 | 0 | 0 | 0 | 0 | 0 | 0 | 0 | 0 | 0 | 0 | 0 | 0 | 0 | 0 | 0 | 0 | 0 | 0 | 0 | 0
F1_Industrial_Lumber and Wood Products_Existing_Space Heating_Natural Gas_Unit Heater_E4 | F1 | Industrial | Lumber and Wood Products | Existing | Space Heating | Natural Gas | Unit Heater | E4 | CCE | 0 | 0 | 0 | 0 | 0 | 0 | 0 | 0 | 0 | 0 | 0 | 0 | 0 | 0 | 0 | 0 | 0 | 0 | 0 | 0 | 0 | 0 | 0 | 0 | 0 | 0 | 0 | 0 | 0 | 0 | 0 | 0 | 0
F1_Industrial_Lumber and Wood Products_Existing_Space Heating_Natural Gas_Unit Heater_E5 | F1 | Industrial | Lumber and Wood Products | Existing | Space Heating | Natural Gas | Unit Heater | E5 | CCE | 0 | 0 | 0 | 0 | 0 | 0 | 0 | 0 | 0 | 0 | 0 | 0 | 0 | 0 | 0 | 0 | 0 | 0 | 0 | 0 | 0 | 0 | 0 | 0 | 0 | 0 | 0 | 0 | 0 | 0 | 0 | 0 | 0
F1_Industrial_Lumber and Wood Products_Existing_Space Heating_Natural Gas_Unit Heater_E6 | F1 | Industrial | Lumber and Wood Products | Existing | Space Heating | Natural Gas | Unit Heater | E6 | CCE | 0 | 0 | 0 | 0 | 0 | 0 | 0 | 0 | 0 | 0 | 0 | 0 | 0 | 0 | 0 | 0 | 0 | 0 | 0 | 0 | 0 | 0 | 0 | 0 | 0 | 0 | 0 | 0 | 0 | 0 | 0 | 0 | 0
F1_Industrial_Lumber and Wood Products_Existing_Space Heating_Natural Gas_Unit Heater_E7 | F1 | Industrial | Lumber and Wood Products | Existing | Space Heating | Natural Gas | Unit Heater | E7 | CCE | 0 | 0 | 0 | 0 | 0 | 0 | 0 | 0 | 0 | 0 | 0 | 0 | 0 | 0 | 0 | 0 | 0 | 0 | 0 | 0 | 0 | 0 | 0 | 0 | 0 | 0 | 0 | 0 | 0 | 0 | 0 | 0 | 0
F1_Industrial_Lumber and Wood Products_Existing_Space Heating_Natural Gas_Unit Heater_E8 | F1 | Industrial | Lumber and Wood Products | Existing | Space Heating | Natural Gas | Unit Heater | E8 | CCE | 0 | 0 | 0 | 0 | 0 | 0 | 0 | 0 | 0 | 0 | 0 | 0 | 0 | 0 | 0 | 0 | 0 | 0 | 0 | 0 | 0 | 0 | 0 | 0 | 0 | 0 | 0 | 0 | 0 | 0 | 0 | 0 | 0
F1_Industrial_Lumber and Wood Products_Existing_Space Heating_Natural Gas_Unit Heater_E9 | F1 | Industrial | Lumber and Wood Products | Existing | Space Heating | Natural Gas | Unit Heater | E9 | CCE | 0 | 0 | 0 | 0 | 0 | 0 | 0 | 0 | 0 | 0 | 0 | 0 | 0 | 0 | 0 | 0 | 0 | 0 | 0 | 0 | 0 | 0 | 0 | 0 | 0 | 0 | 0 | 0 | 0 | 0 | 0 | 0 | 0
F1_Industrial_Lumber and Wood Products_Existing_Space Heating_Natural Gas_Unit Heater_E10 | F1 | Industrial | Lumber and Wood Products | Existing | Space Heating | Natural Gas | Unit Heater | E10 | CCE | 0 | 0 | 0 | 0 | 0 | 0 | 0 | 0 | 0 | 0 | 0 | 0 | 0 | 0 | 0 | 0 | 0 | 0 | 0 | 0 | 0 | 0 | 0 | 0 | 0 | 0 | 0 | 0 | 0 | 0 | 0 | 0 | 0
F2_Industrial_Lumber and Wood Products_Existing_Space Heating_Natural Gas_Unit Heater_E1 | F2 | Industrial | Lumber and Wood Products | Existing | Space Heating | Natural Gas | Unit Heater | E1 | TRC BC Ratio | 0 | 0 | 0 | 0 | 0 | 0 | 0 | 0 | 0 | 0 | 0 | 0 | 0 | 0 | 0 | 0 | 0 | 0 | 0 | 0 | 0 | 0 | 0 | 0 | 0 | 0 | 0 | 0 | 0 | 0 | 0 | 0 | 0
F2_Industrial_Lumber and Wood Products_Existing_Space Heating_Natural Gas_Unit Heater_E2 | F2 | Industrial | Lumber and Wood Products | Existing | Space Heating | Natural Gas | Unit Heater | E2 | TRC BC Ratio | 0 | 0 | 0 | 0 | 0 | 0 | 0 | 0 | 0 | 0 | 0 | 0 | 0 | 0 | 0 | 0 | 0 | 0 | 0 | 0 | 0 | 0 | 0 | 0 | 0 | 0 | 0 | 0 | 0 | 0 | 0 | 0 | 0
F2_Industrial_Lumber and Wood Products_Existing_Space Heating_Natural Gas_Unit Heater_E3 | F2 | Industrial | Lumber and Wood Products | Existing | Space Heating | Natural Gas | Unit Heater | E3 | TRC BC Ratio | 0 | 0 | 0 | 0 | 0 | 0 | 0 | 0 | 0 | 0 | 0 | 0 | 0 | 0 | 0 | 0 | 0 | 0 | 0 | 0 | 0 | 0 | 0 | 0 | 0 | 0 | 0 | 0 | 0 | 0 | 0 | 0 | 0
F2_Industrial_Lumber and Wood Products_Existing_Space Heating_Natural Gas_Unit Heater_E4 | F2 | Industrial | Lumber and Wood Products | Existing | Space Heating | Natural Gas | Unit Heater | E4 | TRC BC Ratio | 0 | 0 | 0 | 0 | 0 | 0 | 0 | 0 | 0 | 0 | 0 | 0 | 0 | 0 | 0 | 0 | 0 | 0 | 0 | 0 | 0 | 0 | 0 | 0 | 0 | 0 | 0 | 0 | 0 | 0 | 0 | 0 | 0
F2_Industrial_Lumber and Wood Products_Existing_Space Heating_Natural Gas_Unit Heater_E5 | F2 | Industrial | Lumber and Wood Products | Existing | Space Heating | Natural Gas | Unit Heater | E5 | TRC BC Ratio | 0 | 0 | 0 | 0 | 0 | 0 | 0 | 0 | 0 | 0 | 0 | 0 | 0 | 0 | 0 | 0 | 0 | 0 | 0 | 0 | 0 | 0 | 0 | 0 | 0 | 0 | 0 | 0 | 0 | 0 | 0 | 0 | 0
F2_Industrial_Lumber and Wood Products_Existing_Space Heating_Natural Gas_Unit Heater_E6 | F2 | Industrial | Lumber and Wood Products | Existing | Space Heating | Natural Gas | Unit Heater | E6 | TRC BC Ratio | 0 | 0 | 0 | 0 | 0 | 0 | 0 | 0 | 0 | 0 | 0 | 0 | 0 | 0 | 0 | 0 | 0 | 0 | 0 | 0 | 0 | 0 | 0 | 0 | 0 | 0 | 0 | 0 | 0 | 0 | 0 | 0 | 0
F2_Industrial_Lumber and Wood Products_Existing_Space Heating_Natural Gas_Unit Heater_E7 | F2 | Industrial | Lumber and Wood Products | Existing | Space Heating | Natural Gas | Unit Heater | E7 | TRC BC Ratio | 0 | 0 | 0 | 0 | 0 | 0 | 0 | 0 | 0 | 0 | 0 | 0 | 0 | 0 | 0 | 0 | 0 | 0 | 0 | 0 | 0 | 0 | 0 | 0 | 0 | 0 | 0 | 0 | 0 | 0 | 0 | 0 | 0
F2_Industrial_Lumber and Wood Products_Existing_Space Heating_Natural Gas_Unit Heater_E8 | F2 | Industrial | Lumber and Wood Products | Existing | Space Heating | Natural Gas | Unit Heater | E8 | TRC BC Ratio | 0 | 0 | 0 | 0 | 0 | 0 | 0 | 0 | 0 | 0 | 0 | 0 | 0 | 0 | 0 | 0 | 0 | 0 | 0 | 0 | 0 | 0 | 0 | 0 | 0 | 0 | 0 | 0 | 0 | 0 | 0 | 0 | 0
F2_Industrial_Lumber and Wood Products_Existing_Space Heating_Natural Gas_Unit Heater_E9 | F2 | Industrial | Lumber and Wood Products | Existing | Space Heating | Natural Gas | Unit Heater | E9 | TRC BC Ratio | 0 | 0 | 0 | 0 | 0 | 0 | 0 | 0 | 0 | 0 | 0 | 0 | 0 | 0 | 0 | 0 | 0 | 0 | 0 | 0 | 0 | 0 | 0 | 0 | 0 | 0 | 0 | 0 | 0 | 0 | 0 | 0 | 0
F2_Industrial_Lumber and Wood Products_Existing_Space Heating_Natural Gas_Unit Heater_E10 | F2 | Industrial | Lumber and Wood Products | Existing | Space Heating | Natural Gas | Unit Heater | E10 | TRC BC Ratio | 0 | 0 | 0 | 0 | 0 | 0 | 0 | 0 | 0 | 0 | 0 | 0 | 0 | 0 | 0 | 0 | 0 | 0 | 0 | 0 | 0 | 0 | 0 | 0 | 0 | 0 | 0 | 0 | 0 | 0 | 0 | 0 | 0
F3_Industrial_Lumber and Wood Products_Existing_Space Heating_Natural Gas_Unit Heater_E1 | F3 | Industrial | Lumber and Wood Products | Existing | Space Heating | Natural Gas | Unit Heater | E1 | PACT BC Ratio | 0 | 0 | 0 | 0 | 0 | 0 | 0 | 0 | 0 | 0 | 0 | 0 | 0 | 0 | 0 | 0 | 0 | 0 | 0 | 0 | 0 | 0 | 0 | 0 | 0 | 0 | 0 | 0 | 0 | 0 | 0 | 0 | 0
F3_Industrial_Lumber and Wood Products_Existing_Space Heating_Natural Gas_Unit Heater_E2 | F3 | Industrial | Lumber and Wood Products | Existing | Space Heating | Natural Gas | Unit Heater | E2 | PACT BC Ratio | 0 | 0 | 0 | 0 | 0 | 0 | 0 | 0 | 0 | 0 | 0 | 0 | 0 | 0 | 0 | 0 | 0 | 0 | 0 | 0 | 0 | 0 | 0 | 0 | 0 | 0 | 0 | 0 | 0 | 0 | 0 | 0 | 0
F3_Industrial_Lumber and Wood Products_Existing_Space Heating_Natural Gas_Unit Heater_E3 | F3 | Industrial | Lumber and Wood Products | Existing | Space Heating | Natural Gas | Unit Heater | E3 | PACT BC Ratio | 0 | 0 | 0 | 0 | 0 | 0 | 0 | 0 | 0 | 0 | 0 | 0 | 0 | 0 | 0 | 0 | 0 | 0 | 0 | 0 | 0 | 0 | 0 | 0 | 0 | 0 | 0 | 0 | 0 | 0 | 0 | 0 | 0
F3_Industrial_Lumber and Wood Products_Existing_Space Heating_Natural Gas_Unit Heater_E4 | F3 | Industrial | Lumber and Wood Products | Existing | Space Heating | Natural Gas | Unit Heater | E4 | PACT BC Ratio | 0 | 0 | 0 | 0 | 0 | 0 | 0 | 0 | 0 | 0 | 0 | 0 | 0 | 0 | 0 | 0 | 0 | 0 | 0 | 0 | 0 | 0 | 0 | 0 | 0 | 0 | 0 | 0 | 0 | 0 | 0 | 0 | 0
F3_Industrial_Lumber and Wood Products_Existing_Space Heating_Natural Gas_Unit Heater_E5 | F3 | Industrial | Lumber and Wood Products | Existing | Space Heating | Natural Gas | Unit Heater | E5 | PACT BC Ratio | 0 | 0 | 0 | 0 | 0 | 0 | 0 | 0 | 0 | 0 | 0 | 0 | 0 | 0 | 0 | 0 | 0 | 0 | 0 | 0 | 0 | 0 | 0 | 0 | 0 | 0 | 0 | 0 | 0 | 0 | 0 | 0 | 0
F3_Industrial_Lumber and Wood Products_Existing_Space Heating_Natural Gas_Unit Heater_E6 | F3 | Industrial | Lumber and Wood Products | Existing | Space Heating | Natural Gas | Unit Heater | E6 | PACT BC Ratio | 0 | 0 | 0 | 0 | 0 | 0 | 0 | 0 | 0 | 0 | 0 | 0 | 0 | 0 | 0 | 0 | 0 | 0 | 0 | 0 | 0 | 0 | 0 | 0 | 0 | 0 | 0 | 0 | 0 | 0 | 0 | 0 | 0
F3_Industrial_Lumber and Wood Products_Existing_Space Heating_Natural Gas_Unit Heater_E7 | F3 | Industrial | Lumber and Wood Products | Existing | Space Heating | Natural Gas | Unit Heater | E7 | PACT BC Ratio | 0 | 0 | 0 | 0 | 0 | 0 | 0 | 0 | 0 | 0 | 0 | 0 | 0 | 0 | 0 | 0 | 0 | 0 | 0 | 0 | 0 | 0 | 0 | 0 | 0 | 0 | 0 | 0 | 0 | 0 | 0 | 0 | 0
F3_Industrial_Lumber and Wood Products_Existing_Space Heating_Natural Gas_Unit Heater_E8 | F3 | Industrial | Lumber and Wood Products | Existing | Space Heating | Natural Gas | Unit Heater | E8 | PACT BC Ratio | 0 | 0 | 0 | 0 | 0 | 0 | 0 | 0 | 0 | 0 | 0 | 0 | 0 | 0 | 0 | 0 | 0 | 0 | 0 | 0 | 0 | 0 | 0 | 0 | 0 | 0 | 0 | 0 | 0 | 0 | 0 | 0 | 0
F3_Industrial_Lumber and Wood Products_Existing_Space Heating_Natural Gas_Unit Heater_E9 | F3 | Industrial | Lumber and Wood Products | Existing | Space Heating | Natural Gas | Unit Heater | E9 | PACT BC Ratio | 0 | 0 | 0 | 0 | 0 | 0 | 0 | 0 | 0 | 0 | 0 | 0 | 0 | 0 | 0 | 0 | 0 | 0 | 0 | 0 | 0 | 0 | 0 | 0 | 0 | 0 | 0 | 0 | 0 | 0 | 0 | 0 | 0
F3_Industrial_Lumber and Wood Products_Existing_Space Heating_Natural Gas_Unit Heater_E10 | F3 | Industrial | Lumber and Wood Products | Existing | Space Heating | Natural Gas | Unit Heater | E10 | PACT BC Ratio | 0 | 0 | 0 | 0 | 0 | 0 | 0 | 0 | 0 | 0 | 0 | 0 | 0 | 0 | 0 | 0 | 0 | 0 | 0 | 0 | 0 | 0 | 0 | 0 | 0 | 0 | 0 | 0 | 0 | 0 | 0 | 0 | 0
F4_Industrial_Lumber and Wood Products_Existing_Space Heating_Natural Gas_Unit Heater_E1 | F4 | Industrial | Lumber and Wood Products | Existing | Space Heating | Natural Gas | Unit Heater | E1 | RVT BC Ratio | 0 | 0 | 0 | 0 | 0 | 0 | 0 | 0 | 0 | 0 | 0 | 0 | 0 | 0 | 0 | 0 | 0 | 0 | 0 | 0 | 0 | 0 | 0 | 0 | 0 | 0 | 0 | 0 | 0 | 0 | 0 | 0 | 0
F4_Industrial_Lumber and Wood Products_Existing_Space Heating_Natural Gas_Unit Heater_E2 | F4 | Industrial | Lumber and Wood Products | Existing | Space Heating | Natural Gas | Unit Heater | E2 | RVT BC Ratio | 0 | 0 | 0 | 0 | 0 | 0 | 0 | 0 | 0 | 0 | 0 | 0 | 0 | 0 | 0 | 0 | 0 | 0 | 0 | 0 | 0 | 0 | 0 | 0 | 0 | 0 | 0 | 0 | 0 | 0 | 0 | 0 | 0
F4_Industrial_Lumber and Wood Products_Existing_Space Heating_Natural Gas_Unit Heater_E3 | F4 | Industrial | Lumber and Wood Products | Existing | Space Heating | Natural Gas | Unit Heater | E3 | RVT BC Ratio | 0 | 0 | 0 | 0 | 0 | 0 | 0 | 0 | 0 | 0 | 0 | 0 | 0 | 0 | 0 | 0 | 0 | 0 | 0 | 0 | 0 | 0 | 0 | 0 | 0 | 0 | 0 | 0 | 0 | 0 | 0 | 0 | 0
F4_Industrial_Lumber and Wood Products_Existing_Space Heating_Natural Gas_Unit Heater_E4 | F4 | Industrial | Lumber and Wood Products | Existing | Space Heating | Natural Gas | Unit Heater | E4 | RVT BC Ratio | 0 | 0 | 0 | 0 | 0 | 0 | 0 | 0 | 0 | 0 | 0 | 0 | 0 | 0 | 0 | 0 | 0 | 0 | 0 | 0 | 0 | 0 | 0 | 0 | 0 | 0 | 0 | 0 | 0 | 0 | 0 | 0 | 0
F4_Industrial_Lumber and Wood Products_Existing_Space Heating_Natural Gas_Unit Heater_E5 | F4 | Industrial | Lumber and Wood Products | Existing | Space Heating | Natural Gas | Unit Heater | E5 | RVT BC Ratio | 0 | 0 | 0 | 0 | 0 | 0 | 0 | 0 | 0 | 0 | 0 | 0 | 0 | 0 | 0 | 0 | 0 | 0 | 0 | 0 | 0 | 0 | 0 | 0 | 0 | 0 | 0 | 0 | 0 | 0 | 0 | 0 | 0
F4_Industrial_Lumber and Wood Products_Existing_Space Heating_Natural Gas_Unit Heater_E6 | F4 | Industrial | Lumber and Wood Products | Existing | Space Heating | Natural Gas | Unit Heater | E6 | RVT BC Ratio | 0 | 0 | 0 | 0 | 0 | 0 | 0 | 0 | 0 | 0 | 0 | 0 | 0 | 0 | 0 | 0 | 0 | 0 | 0 | 0 | 0 | 0 | 0 | 0 | 0 | 0 | 0 | 0 | 0 | 0 | 0 | 0 | 0
F4_Industrial_Lumber and Wood Products_Existing_Space Heating_Natural Gas_Unit Heater_E7 | F4 | Industrial | Lumber and Wood Products | Existing | Space Heating | Natural Gas | Unit Heater | E7 | RVT BC Ratio | 0 | 0 | 0 | 0 | 0 | 0 | 0 | 0 | 0 | 0 | 0 | 0 | 0 | 0 | 0 | 0 | 0 | 0 | 0 | 0 | 0 | 0 | 0 | 0 | 0 | 0 | 0 | 0 | 0 | 0 | 0 | 0 | 0
F4_Industrial_Lumber and Wood Products_Existing_Space Heating_Natural Gas_Unit Heater_E8 | F4 | Industrial | Lumber and Wood Products | Existing | Space Heating | Natural Gas | Unit Heater | E8 | RVT BC Ratio | 0 | 0 | 0 | 0 | 0 | 0 | 0 | 0 | 0 | 0 | 0 | 0 | 0 | 0 | 0 | 0 | 0 | 0 | 0 | 0 | 0 | 0 | 0 | 0 | 0 | 0 | 0 | 0 | 0 | 0 | 0 | 0 | 0
F4_Industrial_Lumber and Wood Products_Existing_Space Heating_Natural Gas_Unit Heater_E9 | F4 | Industrial | Lumber and Wood Products | Existing | Space Heating | Natural Gas | Unit Heater | E9 | RVT BC Ratio | 0 | 0 | 0 | 0 | 0 | 0 | 0 | 0 | 0 | 0 | 0 | 0 | 0 | 0 | 0 | 0 | 0 | 0 | 0 | 0 | 0 | 0 | 0 | 0 | 0 | 0 | 0 | 0 | 0 | 0 | 0 | 0 | 0
F4_Industrial_Lumber and Wood Products_Existing_Space Heating_Natural Gas_Unit Heater_E10 | F4 | Industrial | Lumber and Wood Products | Existing | Space Heating | Natural Gas | Unit Heater | E10 | RVT BC Ratio | 0 | 0 | 0 | 0 | 0 | 0 | 0 | 0 | 0 | 0 | 0 | 0 | 0 | 0 | 0 | 0 | 0 | 0 | 0 | 0 | 0 | 0 | 0 | 0 | 0 | 0 | 0 | 0 | 0 | 0 | 0 | 0 | 0
F5_Industrial_Lumber and Wood Products_Existing_Space Heating_Natural Gas_Unit Heater_E1 | F5 | Industrial | Lumber and Wood Products | Existing | Space Heating | Natural Gas | Unit Heater | E1 | RIM BC Ratio | 0 | 0 | 0 | 0 | 0 | 0 | 0 | 0 | 0 | 0 | 0 | 0 | 0 | 0 | 0 | 0 | 0 | 0 | 0 | 0 | 0 | 0 | 0 | 0 | 0 | 0 | 0 | 0 | 0 | 0 | 0 | 0 | 0
F5_Industrial_Lumber and Wood Products_Existing_Space Heating_Natural Gas_Unit Heater_E2 | F5 | Industrial | Lumber and Wood Products | Existing | Space Heating | Natural Gas | Unit Heater | E2 | RIM BC Ratio | 0 | 0 | 0 | 0 | 0 | 0 | 0 | 0 | 0 | 0 | 0 | 0 | 0 | 0 | 0 | 0 | 0 | 0 | 0 | 0 | 0 | 0 | 0 | 0 | 0 | 0 | 0 | 0 | 0 | 0 | 0 | 0 | 0
F5_Industrial_Lumber and Wood Products_Existing_Space Heating_Natural Gas_Unit Heater_E3 | F5 | Industrial | Lumber and Wood Products | Existing | Space Heating | Natural Gas | Unit Heater | E3 | RIM BC Ratio | 0 | 0 | 0 | 0 | 0 | 0 | 0 | 0 | 0 | 0 | 0 | 0 | 0 | 0 | 0 | 0 | 0 | 0 | 0 | 0 | 0 | 0 | 0 | 0 | 0 | 0 | 0 | 0 | 0 | 0 | 0 | 0 | 0
F5_Industrial_Lumber and Wood Products_Existing_Space Heating_Natural Gas_Unit Heater_E4 | F5 | Industrial | Lumber and Wood Products | Existing | Space Heating | Natural Gas | Unit Heater | E4 | RIM BC Ratio | 0 | 0 | 0 | 0 | 0 | 0 | 0 | 0 | 0 | 0 | 0 | 0 | 0 | 0 | 0 | 0 | 0 | 0 | 0 | 0 | 0 | 0 | 0 | 0 | 0 | 0 | 0 | 0 | 0 | 0 | 0 | 0 | 0
F5_Industrial_Lumber and Wood Products_Existing_Space Heating_Natural Gas_Unit Heater_E5 | F5 | Industrial | Lumber and Wood Products | Existing | Space Heating | Natural Gas | Unit Heater | E5 | RIM BC Ratio | 0 | 0 | 0 | 0 | 0 | 0 | 0 | 0 | 0 | 0 | 0 | 0 | 0 | 0 | 0 | 0 | 0 | 0 | 0 | 0 | 0 | 0 | 0 | 0 | 0 | 0 | 0 | 0 | 0 | 0 | 0 | 0 | 0
F5_Industrial_Lumber and Wood Products_Existing_Space Heating_Natural Gas_Unit Heater_E6 | F5 | Industrial | Lumber and Wood Products | Existing | Space Heating | Natural Gas | Unit Heater | E6 | RIM BC Ratio | 0 | 0 | 0 | 0 | 0 | 0 | 0 | 0 | 0 | 0 | 0 | 0 | 0 | 0 | 0 | 0 | 0 | 0 | 0 | 0 | 0 | 0 | 0 | 0 | 0 | 0 | 0 | 0 | 0 | 0 | 0 | 0 | 0
F5_Industrial_Lumber and Wood Products_Existing_Space Heating_Natural Gas_Unit Heater_E7 | F5 | Industrial | Lumber and Wood Products | Existing | Space Heating | Natural Gas | Unit Heater | E7 | RIM BC Ratio | 0 | 0 | 0 | 0 | 0 | 0 | 0 | 0 | 0 | 0 | 0 | 0 | 0 | 0 | 0 | 0 | 0 | 0 | 0 | 0 | 0 | 0 | 0 | 0 | 0 | 0 | 0 | 0 | 0 | 0 | 0 | 0 | 0
F5_Industrial_Lumber and Wood Products_Existing_Space Heating_Natural Gas_Unit Heater_E8 | F5 | Industrial | Lumber and Wood Products | Existing | Space Heating | Natural Gas | Unit Heater | E8 | RIM BC Ratio | 0 | 0 | 0 | 0 | 0 | 0 | 0 | 0 | 0 | 0 | 0 | 0 | 0 | 0 | 0 | 0 | 0 | 0 | 0 | 0 | 0 | 0 | 0 | 0 | 0 | 0 | 0 | 0 | 0 | 0 | 0 | 0 | 0
F5_Industrial_Lumber and Wood Products_Existing_Space Heating_Natural Gas_Unit Heater_E9 | F5 | Industrial | Lumber and Wood Products | Existing | Space Heating | Natural Gas | Unit Heater | E9 | RIM BC Ratio | 0 | 0 | 0 | 0 | 0 | 0 | 0 | 0 | 0 | 0 | 0 | 0 | 0 | 0 | 0 | 0 | 0 | 0 | 0 | 0 | 0 | 0 | 0 | 0 | 0 | 0 | 0 | 0 | 0 | 0 | 0 | 0 | 0
F5_Industrial_Lumber and Wood Products_Existing_Space Heating_Natural Gas_Unit Heater_E10 | F5 | Industrial | Lumber and Wood Products | Existing | Space Heating | Natural Gas | Unit Heater | E10 | RIM BC Ratio | 0 | 0 | 0 | 0 | 0 | 0 | 0 | 0 | 0 | 0 | 0 | 0 | 0 | 0 | 0 | 0 | 0 | 0 | 0 | 0 | 0 | 0 | 0 | 0 | 0 | 0 | 0 | 0 | 0 | 0 | 0 | 0 | 0
F0_Industrial_Lumber and Wood Products_Existing_Process_Natural Gas_Process Heating_E0 | F0 | Industrial | Lumber and Wood Products | Existing | Process | Natural Gas | Process Heating | E0 | Economic Unit | 0 | 0 | 0 | 0 | 0 | 0 | 0 | 0 | 0 | 0 | 0 | 0 | 0 | 0 | 0 | 0 | 0 | 0 | 0 | 0 | 0 | 0 | 0 | 0 | 0 | 0 | 0 | 0 | 0 | 0 | 0 | 0 | 0
F1_Industrial_Lumber and Wood Products_Existing_Process_Natural Gas_Process Heating_E1 | F1 | Industrial | Lumber and Wood Products | Existing | Process | Natural Gas | Process Heating | E1 | CCE | 0 | 0 | 0 | 0 | 0 | 0 | 0 | 0 | 0 | 0 | 0 | 0 | 0 | 0 | 0 | 0 | 0 | 0 | 0 | 0 | 0 | 0 | 0 | 0 | 0 | 0 | 0 | 0 | 0 | 0 | 0 | 0 | 0
F1_Industrial_Lumber and Wood Products_Existing_Process_Natural Gas_Process Heating_E2 | F1 | Industrial | Lumber and Wood Products | Existing | Process | Natural Gas | Process Heating | E2 | CCE | 0 | 0 | 0 | 0 | 0 | 0 | 0 | 0 | 0 | 0 | 0 | 0 | 0 | 0 | 0 | 0 | 0 | 0 | 0 | 0 | 0 | 0 | 0 | 0 | 0 | 0 | 0 | 0 | 0 | 0 | 0 | 0 | 0
F1_Industrial_Lumber and Wood Products_Existing_Process_Natural Gas_Process Heating_E3 | F1 | Industrial | Lumber and Wood Products | Existing | Process | Natural Gas | Process Heating | E3 | CCE | 0 | 0 | 0 | 0 | 0 | 0 | 0 | 0 | 0 | 0 | 0 | 0 | 0 | 0 | 0 | 0 | 0 | 0 | 0 | 0 | 0 | 0 | 0 | 0 | 0 | 0 | 0 | 0 | 0 | 0 | 0 | 0 | 0
F1_Industrial_Lumber and Wood Products_Existing_Process_Natural Gas_Process Heating_E4 | F1 | Industrial | Lumber and Wood Products | Existing | Process | Natural Gas | Process Heating | E4 | CCE | 0 | 0 | 0 | 0 | 0 | 0 | 0 | 0 | 0 | 0 | 0 | 0 | 0 | 0 | 0 | 0 | 0 | 0 | 0 | 0 | 0 | 0 | 0 | 0 | 0 | 0 | 0 | 0 | 0 | 0 | 0 | 0 | 0
F1_Industrial_Lumber and Wood Products_Existing_Process_Natural Gas_Process Heating_E5 | F1 | Industrial | Lumber and Wood Products | Existing | Process | Natural Gas | Process Heating | E5 | CCE | 0 | 0 | 0 | 0 | 0 | 0 | 0 | 0 | 0 | 0 | 0 | 0 | 0 | 0 | 0 | 0 | 0 | 0 | 0 | 0 | 0 | 0 | 0 | 0 | 0 | 0 | 0 | 0 | 0 | 0 | 0 | 0 | 0
F1_Industrial_Lumber and Wood Products_Existing_Process_Natural Gas_Process Heating_E6 | F1 | Industrial | Lumber and Wood Products | Existing | Process | Natural Gas | Process Heating | E6 | CCE | 0 | 0 | 0 | 0 | 0 | 0 | 0 | 0 | 0 | 0 | 0 | 0 | 0 | 0 | 0 | 0 | 0 | 0 | 0 | 0 | 0 | 0 | 0 | 0 | 0 | 0 | 0 | 0 | 0 | 0 | 0 | 0 | 0
F1_Industrial_Lumber and Wood Products_Existing_Process_Natural Gas_Process Heating_E7 | F1 | Industrial | Lumber and Wood Products | Existing | Process | Natural Gas | Process Heating | E7 | CCE | 0 | 0 | 0 | 0 | 0 | 0 | 0 | 0 | 0 | 0 | 0 | 0 | 0 | 0 | 0 | 0 | 0 | 0 | 0 | 0 | 0 | 0 | 0 | 0 | 0 | 0 | 0 | 0 | 0 | 0 | 0 | 0 | 0
F1_Industrial_Lumber and Wood Products_Existing_Process_Natural Gas_Process Heating_E8 | F1 | Industrial | Lumber and Wood Products | Existing | Process | Natural Gas | Process Heating | E8 | CCE | 0 | 0 | 0 | 0 | 0 | 0 | 0 | 0 | 0 | 0 | 0 | 0 | 0 | 0 | 0 | 0 | 0 | 0 | 0 | 0 | 0 | 0 | 0 | 0 | 0 | 0 | 0 | 0 | 0 | 0 | 0 | 0 | 0
F1_Industrial_Lumber and Wood Products_Existing_Process_Natural Gas_Process Heating_E9 | F1 | Industrial | Lumber and Wood Products | Existing | Process | Natural Gas | Process Heating | E9 | CCE | 0 | 0 | 0 | 0 | 0 | 0 | 0 | 0 | 0 | 0 | 0 | 0 | 0 | 0 | 0 | 0 | 0 | 0 | 0 | 0 | 0 | 0 | 0 | 0 | 0 | 0 | 0 | 0 | 0 | 0 | 0 | 0 | 0
F1_Industrial_Lumber and Wood Products_Existing_Process_Natural Gas_Process Heating_E10 | F1 | Industrial | Lumber and Wood Products | Existing | Process | Natural Gas | Process Heating | E10 | CCE | 0 | 0 | 0 | 0 | 0 | 0 | 0 | 0 | 0 | 0 | 0 | 0 | 0 | 0 | 0 | 0 | 0 | 0 | 0 | 0 | 0 | 0 | 0 | 0 | 0 | 0 | 0 | 0 | 0 | 0 | 0 | 0 | 0
F2_Industrial_Lumber and Wood Products_Existing_Process_Natural Gas_Process Heating_E1 | F2 | Industrial | Lumber and Wood Products | Existing | Process | Natural Gas | Process Heating | E1 | TRC BC Ratio | 0 | 0 | 0 | 0 | 0 | 0 | 0 | 0 | 0 | 0 | 0 | 0 | 0 | 0 | 0 | 0 | 0 | 0 | 0 | 0 | 0 | 0 | 0 | 0 | 0 | 0 | 0 | 0 | 0 | 0 | 0 | 0 | 0
F2_Industrial_Lumber and Wood Products_Existing_Process_Natural Gas_Process Heating_E2 | F2 | Industrial | Lumber and Wood Products | Existing | Process | Natural Gas | Process Heating | E2 | TRC BC Ratio | 0 | 0 | 0 | 0 | 0 | 0 | 0 | 0 | 0 | 0 | 0 | 0 | 0 | 0 | 0 | 0 | 0 | 0 | 0 | 0 | 0 | 0 | 0 | 0 | 0 | 0 | 0 | 0 | 0 | 0 | 0 | 0 | 0
F2_Industrial_Lumber and Wood Products_Existing_Process_Natural Gas_Process Heating_E3 | F2 | Industrial | Lumber and Wood Products | Existing | Process | Natural Gas | Process Heating | E3 | TRC BC Ratio | 0 | 0 | 0 | 0 | 0 | 0 | 0 | 0 | 0 | 0 | 0 | 0 | 0 | 0 | 0 | 0 | 0 | 0 | 0 | 0 | 0 | 0 | 0 | 0 | 0 | 0 | 0 | 0 | 0 | 0 | 0 | 0 | 0
F2_Industrial_Lumber and Wood Products_Existing_Process_Natural Gas_Process Heating_E4 | F2 | Industrial | Lumber and Wood Products | Existing | Process | Natural Gas | Process Heating | E4 | TRC BC Ratio | 0 | 0 | 0 | 0 | 0 | 0 | 0 | 0 | 0 | 0 | 0 | 0 | 0 | 0 | 0 | 0 | 0 | 0 | 0 | 0 | 0 | 0 | 0 | 0 | 0 | 0 | 0 | 0 | 0 | 0 | 0 | 0 | 0
F2_Industrial_Lumber and Wood Products_Existing_Process_Natural Gas_Process Heating_E5 | F2 | Industrial | Lumber and Wood Products | Existing | Process | Natural Gas | Process Heating | E5 | TRC BC Ratio | 0 | 0 | 0 | 0 | 0 | 0 | 0 | 0 | 0 | 0 | 0 | 0 | 0 | 0 | 0 | 0 | 0 | 0 | 0 | 0 | 0 | 0 | 0 | 0 | 0 | 0 | 0 | 0 | 0 | 0 | 0 | 0 | 0
F2_Industrial_Lumber and Wood Products_Existing_Process_Natural Gas_Process Heating_E6 | F2 | Industrial | Lumber and Wood Products | Existing | Process | Natural Gas | Process Heating | E6 | TRC BC Ratio | 0 | 0 | 0 | 0 | 0 | 0 | 0 | 0 | 0 | 0 | 0 | 0 | 0 | 0 | 0 | 0 | 0 | 0 | 0 | 0 | 0 | 0 | 0 | 0 | 0 | 0 | 0 | 0 | 0 | 0 | 0 | 0 | 0
F2_Industrial_Lumber and Wood Products_Existing_Process_Natural Gas_Process Heating_E7 | F2 | Industrial | Lumber and Wood Products | Existing | Process | Natural Gas | Process Heating | E7 | TRC BC Ratio | 0 | 0 | 0 | 0 | 0 | 0 | 0 | 0 | 0 | 0 | 0 | 0 | 0 | 0 | 0 | 0 | 0 | 0 | 0 | 0 | 0 | 0 | 0 | 0 | 0 | 0 | 0 | 0 | 0 | 0 | 0 | 0 | 0
F2_Industrial_Lumber and Wood Products_Existing_Process_Natural Gas_Process Heating_E8 | F2 | Industrial | Lumber and Wood Products | Existing | Process | Natural Gas | Process Heating | E8 | TRC BC Ratio | 0 | 0 | 0 | 0 | 0 | 0 | 0 | 0 | 0 | 0 | 0 | 0 | 0 | 0 | 0 | 0 | 0 | 0 | 0 | 0 | 0 | 0 | 0 | 0 | 0 | 0 | 0 | 0 | 0 | 0 | 0 | 0 | 0
F2_Industrial_Lumber and Wood Products_Existing_Process_Natural Gas_Process Heating_E9 | F2 | Industrial | Lumber and Wood Products | Existing | Process | Natural Gas | Process Heating | E9 | TRC BC Ratio | 0 | 0 | 0 | 0 | 0 | 0 | 0 | 0 | 0 | 0 | 0 | 0 | 0 | 0 | 0 | 0 | 0 | 0 | 0 | 0 | 0 | 0 | 0 | 0 | 0 | 0 | 0 | 0 | 0 | 0 | 0 | 0 | 0
F2_Industrial_Lumber and Wood Products_Existing_Process_Natural Gas_Process Heating_E10 | F2 | Industrial | Lumber and Wood Products | Existing | Process | Natural Gas | Process Heating | E10 | TRC BC Ratio | 0 | 0 | 0 | 0 | 0 | 0 | 0 | 0 | 0 | 0 | 0 | 0 | 0 | 0 | 0 | 0 | 0 | 0 | 0 | 0 | 0 | 0 | 0 | 0 | 0 | 0 | 0 | 0 | 0 | 0 | 0 | 0 | 0
F3_Industrial_Lumber and Wood Products_Existing_Process_Natural Gas_Process Heating_E1 | F3 | Industrial | Lumber and Wood Products | Existing | Process | Natural Gas | Process Heating | E1 | PACT BC Ratio | 0 | 0 | 0 | 0 | 0 | 0 | 0 | 0 | 0 | 0 | 0 | 0 | 0 | 0 | 0 | 0 | 0 | 0 | 0 | 0 | 0 | 0 | 0 | 0 | 0 | 0 | 0 | 0 | 0 | 0 | 0 | 0 | 0
F3_Industrial_Lumber and Wood Products_Existing_Process_Natural Gas_Process Heating_E2 | F3 | Industrial | Lumber and Wood Products | Existing | Process | Natural Gas | Process Heating | E2 | PACT BC Ratio | 0 | 0 | 0 | 0 | 0 | 0 | 0 | 0 | 0 | 0 | 0 | 0 | 0 | 0 | 0 | 0 | 0 | 0 | 0 | 0 | 0 | 0 | 0 | 0 | 0 | 0 | 0 | 0 | 0 | 0 | 0 | 0 | 0
F3_Industrial_Lumber and Wood Products_Existing_Process_Natural Gas_Process Heating_E3 | F3 | Industrial | Lumber and Wood Products | Existing | Process | Natural Gas | Process Heating | E3 | PACT BC Ratio | 0 | 0 | 0 | 0 | 0 | 0 | 0 | 0 | 0 | 0 | 0 | 0 | 0 | 0 | 0 | 0 | 0 | 0 | 0 | 0 | 0 | 0 | 0 | 0 | 0 | 0 | 0 | 0 | 0 | 0 | 0 | 0 | 0
F3_Industrial_Lumber and Wood Products_Existing_Process_Natural Gas_Process Heating_E4 | F3 | Industrial | Lumber and Wood Products | Existing | Process | Natural Gas | Process Heating | E4 | PACT BC Ratio | 0 | 0 | 0 | 0 | 0 | 0 | 0 | 0 | 0 | 0 | 0 | 0 | 0 | 0 | 0 | 0 | 0 | 0 | 0 | 0 | 0 | 0 | 0 | 0 | 0 | 0 | 0 | 0 | 0 | 0 | 0 | 0 | 0
F3_Industrial_Lumber and Wood Products_Existing_Process_Natural Gas_Process Heating_E5 | F3 | Industrial | Lumber and Wood Products | Existing | Process | Natural Gas | Process Heating | E5 | PACT BC Ratio | 0 | 0 | 0 | 0 | 0 | 0 | 0 | 0 | 0 | 0 | 0 | 0 | 0 | 0 | 0 | 0 | 0 | 0 | 0 | 0 | 0 | 0 | 0 | 0 | 0 | 0 | 0 | 0 | 0 | 0 | 0 | 0 | 0
F3_Industrial_Lumber and Wood Products_Existing_Process_Natural Gas_Process Heating_E6 | F3 | Industrial | Lumber and Wood Products | Existing | Process | Natural Gas | Process Heating | E6 | PACT BC Ratio | 0 | 0 | 0 | 0 | 0 | 0 | 0 | 0 | 0 | 0 | 0 | 0 | 0 | 0 | 0 | 0 | 0 | 0 | 0 | 0 | 0 | 0 | 0 | 0 | 0 | 0 | 0 | 0 | 0 | 0 | 0 | 0 | 0
F3_Industrial_Lumber and Wood Products_Existing_Process_Natural Gas_Process Heating_E7 | F3 | Industrial | Lumber and Wood Products | Existing | Process | Natural Gas | Process Heating | E7 | PACT BC Ratio | 0 | 0 | 0 | 0 | 0 | 0 | 0 | 0 | 0 | 0 | 0 | 0 | 0 | 0 | 0 | 0 | 0 | 0 | 0 | 0 | 0 | 0 | 0 | 0 | 0 | 0 | 0 | 0 | 0 | 0 | 0 | 0 | 0
F3_Industrial_Lumber and Wood Products_Existing_Process_Natural Gas_Process Heating_E8 | F3 | Industrial | Lumber and Wood Products | Existing | Process | Natural Gas | Process Heating | E8 | PACT BC Ratio | 0 | 0 | 0 | 0 | 0 | 0 | 0 | 0 | 0 | 0 | 0 | 0 | 0 | 0 | 0 | 0 | 0 | 0 | 0 | 0 | 0 | 0 | 0 | 0 | 0 | 0 | 0 | 0 | 0 | 0 | 0 | 0 | 0
F3_Industrial_Lumber and Wood Products_Existing_Process_Natural Gas_Process Heating_E9 | F3 | Industrial | Lumber and Wood Products | Existing | Process | Natural Gas | Process Heating | E9 | PACT BC Ratio | 0 | 0 | 0 | 0 | 0 | 0 | 0 | 0 | 0 | 0 | 0 | 0 | 0 | 0 | 0 | 0 | 0 | 0 | 0 | 0 | 0 | 0 | 0 | 0 | 0 | 0 | 0 | 0 | 0 | 0 | 0 | 0 | 0
F3_Industrial_Lumber and Wood Products_Existing_Process_Natural Gas_Process Heating_E10 | F3 | Industrial | Lumber and Wood Products | Existing | Process | Natural Gas | Process Heating | E10 | PACT BC Ratio | 0 | 0 | 0 | 0 | 0 | 0 | 0 | 0 | 0 | 0 | 0 | 0 | 0 | 0 | 0 | 0 | 0 | 0 | 0 | 0 | 0 | 0 | 0 | 0 | 0 | 0 | 0 | 0 | 0 | 0 | 0 | 0 | 0
F4_Industrial_Lumber and Wood Products_Existing_Process_Natural Gas_Process Heating_E1 | F4 | Industrial | Lumber and Wood Products | Existing | Process | Natural Gas | Process Heating | E1 | RVT BC Ratio | 0 | 0 | 0 | 0 | 0 | 0 | 0 | 0 | 0 | 0 | 0 | 0 | 0 | 0 | 0 | 0 | 0 | 0 | 0 | 0 | 0 | 0 | 0 | 0 | 0 | 0 | 0 | 0 | 0 | 0 | 0 | 0 | 0
F4_Industrial_Lumber and Wood Products_Existing_Process_Natural Gas_Process Heating_E2 | F4 | Industrial | Lumber and Wood Products | Existing | Process | Natural Gas | Process Heating | E2 | RVT BC Ratio | 0 | 0 | 0 | 0 | 0 | 0 | 0 | 0 | 0 | 0 | 0 | 0 | 0 | 0 | 0 | 0 | 0 | 0 | 0 | 0 | 0 | 0 | 0 | 0 | 0 | 0 | 0 | 0 | 0 | 0 | 0 | 0 | 0
F4_Industrial_Lumber and Wood Products_Existing_Process_Natural Gas_Process Heating_E3 | F4 | Industrial | Lumber and Wood Products | Existing | Process | Natural Gas | Process Heating | E3 | RVT BC Ratio | 0 | 0 | 0 | 0 | 0 | 0 | 0 | 0 | 0 | 0 | 0 | 0 | 0 | 0 | 0 | 0 | 0 | 0 | 0 | 0 | 0 | 0 | 0 | 0 | 0 | 0 | 0 | 0 | 0 | 0 | 0 | 0 | 0
F4_Industrial_Lumber and Wood Products_Existing_Process_Natural Gas_Process Heating_E4 | F4 | Industrial | Lumber and Wood Products | Existing | Process | Natural Gas | Process Heating | E4 | RVT BC Ratio | 0 | 0 | 0 | 0 | 0 | 0 | 0 | 0 | 0 | 0 | 0 | 0 | 0 | 0 | 0 | 0 | 0 | 0 | 0 | 0 | 0 | 0 | 0 | 0 | 0 | 0 | 0 | 0 | 0 | 0 | 0 | 0 | 0
F4_Industrial_Lumber and Wood Products_Existing_Process_Natural Gas_Process Heating_E5 | F4 | Industrial | Lumber and Wood Products | Existing | Process | Natural Gas | Process Heating | E5 | RVT BC Ratio | 0 | 0 | 0 | 0 | 0 | 0 | 0 | 0 | 0 | 0 | 0 | 0 | 0 | 0 | 0 | 0 | 0 | 0 | 0 | 0 | 0 | 0 | 0 | 0 | 0 | 0 | 0 | 0 | 0 | 0 | 0 | 0 | 0
F4_Industrial_Lumber and Wood Products_Existing_Process_Natural Gas_Process Heating_E6 | F4 | Industrial | Lumber and Wood Products | Existing | Process | Natural Gas | Process Heating | E6 | RVT BC Ratio | 0 | 0 | 0 | 0 | 0 | 0 | 0 | 0 | 0 | 0 | 0 | 0 | 0 | 0 | 0 | 0 | 0 | 0 | 0 | 0 | 0 | 0 | 0 | 0 | 0 | 0 | 0 | 0 | 0 | 0 | 0 | 0 | 0
F4_Industrial_Lumber and Wood Products_Existing_Process_Natural Gas_Process Heating_E7 | F4 | Industrial | Lumber and Wood Products | Existing | Process | Natural Gas | Process Heating | E7 | RVT BC Ratio | 0 | 0 | 0 | 0 | 0 | 0 | 0 | 0 | 0 | 0 | 0 | 0 | 0 | 0 | 0 | 0 | 0 | 0 | 0 | 0 | 0 | 0 | 0 | 0 | 0 | 0 | 0 | 0 | 0 | 0 | 0 | 0 | 0
F4_Industrial_Lumber and Wood Products_Existing_Process_Natural Gas_Process Heating_E8 | F4 | Industrial | Lumber and Wood Products | Existing | Process | Natural Gas | Process Heating | E8 | RVT BC Ratio | 0 | 0 | 0 | 0 | 0 | 0 | 0 | 0 | 0 | 0 | 0 | 0 | 0 | 0 | 0 | 0 | 0 | 0 | 0 | 0 | 0 | 0 | 0 | 0 | 0 | 0 | 0 | 0 | 0 | 0 | 0 | 0 | 0
F4_Industrial_Lumber and Wood Products_Existing_Process_Natural Gas_Process Heating_E9 | F4 | Industrial | Lumber and Wood Products | Existing | Process | Natural Gas | Process Heating | E9 | RVT BC Ratio | 0 | 0 | 0 | 0 | 0 | 0 | 0 | 0 | 0 | 0 | 0 | 0 | 0 | 0 | 0 | 0 | 0 | 0 | 0 | 0 | 0 | 0 | 0 | 0 | 0 | 0 | 0 | 0 | 0 | 0 | 0 | 0 | 0
F4_Industrial_Lumber and Wood Products_Existing_Process_Natural Gas_Process Heating_E10 | F4 | Industrial | Lumber and Wood Products | Existing | Process | Natural Gas | Process Heating | E10 | RVT BC Ratio | 0 | 0 | 0 | 0 | 0 | 0 | 0 | 0 | 0 | 0 | 0 | 0 | 0 | 0 | 0 | 0 | 0 | 0 | 0 | 0 | 0 | 0 | 0 | 0 | 0 | 0 | 0 | 0 | 0 | 0 | 0 | 0 | 0
F5_Industrial_Lumber and Wood Products_Existing_Process_Natural Gas_Process Heating_E1 | F5 | Industrial | Lumber and Wood Products | Existing | Process | Natural Gas | Process Heating | E1 | RIM BC Ratio | 0 | 0 | 0 | 0 | 0 | 0 | 0 | 0 | 0 | 0 | 0 | 0 | 0 | 0 | 0 | 0 | 0 | 0 | 0 | 0 | 0 | 0 | 0 | 0 | 0 | 0 | 0 | 0 | 0 | 0 | 0 | 0 | 0
F5_Industrial_Lumber and Wood Products_Existing_Process_Natural Gas_Process Heating_E2 | F5 | Industrial | Lumber and Wood Products | Existing | Process | Natural Gas | Process Heating | E2 | RIM BC Ratio | 0 | 0 | 0 | 0 | 0 | 0 | 0 | 0 | 0 | 0 | 0 | 0 | 0 | 0 | 0 | 0 | 0 | 0 | 0 | 0 | 0 | 0 | 0 | 0 | 0 | 0 | 0 | 0 | 0 | 0 | 0 | 0 | 0
F5_Industrial_Lumber and Wood Products_Existing_Process_Natural Gas_Process Heating_E3 | F5 | Industrial | Lumber and Wood Products | Existing | Process | Natural Gas | Process Heating | E3 | RIM BC Ratio | 0 | 0 | 0 | 0 | 0 | 0 | 0 | 0 | 0 | 0 | 0 | 0 | 0 | 0 | 0 | 0 | 0 | 0 | 0 | 0 | 0 | 0 | 0 | 0 | 0 | 0 | 0 | 0 | 0 | 0 | 0 | 0 | 0
F5_Industrial_Lumber and Wood Products_Existing_Process_Natural Gas_Process Heating_E4 | F5 | Industrial | Lumber and Wood Products | Existing | Process | Natural Gas | Process Heating | E4 | RIM BC Ratio | 0 | 0 | 0 | 0 | 0 | 0 | 0 | 0 | 0 | 0 | 0 | 0 | 0 | 0 | 0 | 0 | 0 | 0 | 0 | 0 | 0 | 0 | 0 | 0 | 0 | 0 | 0 | 0 | 0 | 0 | 0 | 0 | 0
F5_Industrial_Lumber and Wood Products_Existing_Process_Natural Gas_Process Heating_E5 | F5 | Industrial | Lumber and Wood Products | Existing | Process | Natural Gas | Process Heating | E5 | RIM BC Ratio | 0 | 0 | 0 | 0 | 0 | 0 | 0 | 0 | 0 | 0 | 0 | 0 | 0 | 0 | 0 | 0 | 0 | 0 | 0 | 0 | 0 | 0 | 0 | 0 | 0 | 0 | 0 | 0 | 0 | 0 | 0 | 0 | 0
F5_Industrial_Lumber and Wood Products_Existing_Process_Natural Gas_Process Heating_E6 | F5 | Industrial | Lumber and Wood Products | Existing | Process | Natural Gas | Process Heating | E6 | RIM BC Ratio | 0 | 0 | 0 | 0 | 0 | 0 | 0 | 0 | 0 | 0 | 0 | 0 | 0 | 0 | 0 | 0 | 0 | 0 | 0 | 0 | 0 | 0 | 0 | 0 | 0 | 0 | 0 | 0 | 0 | 0 | 0 | 0 | 0
F5_Industrial_Lumber and Wood Products_Existing_Process_Natural Gas_Process Heating_E7 | F5 | Industrial | Lumber and Wood Products | Existing | Process | Natural Gas | Process Heating | E7 | RIM BC Ratio | 0 | 0 | 0 | 0 | 0 | 0 | 0 | 0 | 0 | 0 | 0 | 0 | 0 | 0 | 0 | 0 | 0 | 0 | 0 | 0 | 0 | 0 | 0 | 0 | 0 | 0 | 0 | 0 | 0 | 0 | 0 | 0 | 0
F5_Industrial_Lumber and Wood Products_Existing_Process_Natural Gas_Process Heating_E8 | F5 | Industrial | Lumber and Wood Products | Existing | Process | Natural Gas | Process Heating | E8 | RIM BC Ratio | 0 | 0 | 0 | 0 | 0 | 0 | 0 | 0 | 0 | 0 | 0 | 0 | 0 | 0 | 0 | 0 | 0 | 0 | 0 | 0 | 0 | 0 | 0 | 0 | 0 | 0 | 0 | 0 | 0 | 0 | 0 | 0 | 0
F5_Industrial_Lumber and Wood Products_Existing_Process_Natural Gas_Process Heating_E9 | F5 | Industrial | Lumber and Wood Products | Existing | Process | Natural Gas | Process Heating | E9 | RIM BC Ratio | 0 | 0 | 0 | 0 | 0 | 0 | 0 | 0 | 0 | 0 | 0 | 0 | 0 | 0 | 0 | 0 | 0 | 0 | 0 | 0 | 0 | 0 | 0 | 0 | 0 | 0 | 0 | 0 | 0 | 0 | 0 | 0 | 0
F5_Industrial_Lumber and Wood Products_Existing_Process_Natural Gas_Process Heating_E10 | F5 | Industrial | Lumber and Wood Products | Existing | Process | Natural Gas | Process Heating | E10 | RIM BC Ratio | 0 | 0 | 0 | 0 | 0 | 0 | 0 | 0 | 0 | 0 | 0 | 0 | 0 | 0 | 0 | 0 | 0 | 0 | 0 | 0 | 0 | 0 | 0 | 0 | 0 | 0 | 0 | 0 | 0 | 0 | 0 | 0 | 0
F0_Industrial_Lumber and Wood Products_Existing_Process_Natural Gas_Process Boiler_E0 | F0 | Industrial | Lumber and Wood Products | Existing | Process | Natural Gas | Process Boiler | E0 | Economic Unit | 0 | 0 | 0 | 0 | 0 | 0 | 0 | 0 | 0 | 0 | 0 | 0 | 0 | 0 | 0 | 0 | 0 | 0 | 0 | 0 | 0 | 0 | 0 | 0 | 0 | 0 | 0 | 0 | 0 | 0 | 0 | 0 | 0
F1_Industrial_Lumber and Wood Products_Existing_Process_Natural Gas_Process Boiler_E1 | F1 | Industrial | Lumber and Wood Products | Existing | Process | Natural Gas | Process Boiler | E1 | CCE | 0 | 0 | 0 | 0 | 0 | 0 | 0 | 0 | 0 | 0 | 0 | 0 | 0 | 0 | 0 | 0 | 0 | 0 | 0 | 0 | 0 | 0 | 0 | 0 | 0 | 0 | 0 | 0 | 0 | 0 | 0 | 0 | 0
F1_Industrial_Lumber and Wood Products_Existing_Process_Natural Gas_Process Boiler_E2 | F1 | Industrial | Lumber and Wood Products | Existing | Process | Natural Gas | Process Boiler | E2 | CCE | 0 | 0 | 0 | 0 | 0 | 0 | 0 | 0 | 0 | 0 | 0 | 0 | 0 | 0 | 0 | 0 | 0 | 0 | 0 | 0 | 0 | 0 | 0 | 0 | 0 | 0 | 0 | 0 | 0 | 0 | 0 | 0 | 0
F1_Industrial_Lumber and Wood Products_Existing_Process_Natural Gas_Process Boiler_E3 | F1 | Industrial | Lumber and Wood Products | Existing | Process | Natural Gas | Process Boiler | E3 | CCE | 0 | 0 | 0 | 0 | 0 | 0 | 0 | 0 | 0 | 0 | 0 | 0 | 0 | 0 | 0 | 0 | 0 | 0 | 0 | 0 | 0 | 0 | 0 | 0 | 0 | 0 | 0 | 0 | 0 | 0 | 0 | 0 | 0
F1_Industrial_Lumber and Wood Products_Existing_Process_Natural Gas_Process Boiler_E4 | F1 | Industrial | Lumber and Wood Products | Existing | Process | Natural Gas | Process Boiler | E4 | CCE | 0 | 0 | 0 | 0 | 0 | 0 | 0 | 0 | 0 | 0 | 0 | 0 | 0 | 0 | 0 | 0 | 0 | 0 | 0 | 0 | 0 | 0 | 0 | 0 | 0 | 0 | 0 | 0 | 0 | 0 | 0 | 0 | 0
F1_Industrial_Lumber and Wood Products_Existing_Process_Natural Gas_Process Boiler_E5 | F1 | Industrial | Lumber and Wood Products | Existing | Process | Natural Gas | Process Boiler | E5 | CCE | 0 | 0 | 0 | 0 | 0 | 0 | 0 | 0 | 0 | 0 | 0 | 0 | 0 | 0 | 0 | 0 | 0 | 0 | 0 | 0 | 0 | 0 | 0 | 0 | 0 | 0 | 0 | 0 | 0 | 0 | 0 | 0 | 0
F1_Industrial_Lumber and Wood Products_Existing_Process_Natural Gas_Process Boiler_E6 | F1 | Industrial | Lumber and Wood Products | Existing | Process | Natural Gas | Process Boiler | E6 | CCE | 0 | 0 | 0 | 0 | 0 | 0 | 0 | 0 | 0 | 0 | 0 | 0 | 0 | 0 | 0 | 0 | 0 | 0 | 0 | 0 | 0 | 0 | 0 | 0 | 0 | 0 | 0 | 0 | 0 | 0 | 0 | 0 | 0
F1_Industrial_Lumber and Wood Products_Existing_Process_Natural Gas_Process Boiler_E7 | F1 | Industrial | Lumber and Wood Products | Existing | Process | Natural Gas | Process Boiler | E7 | CCE | 0 | 0 | 0 | 0 | 0 | 0 | 0 | 0 | 0 | 0 | 0 | 0 | 0 | 0 | 0 | 0 | 0 | 0 | 0 | 0 | 0 | 0 | 0 | 0 | 0 | 0 | 0 | 0 | 0 | 0 | 0 | 0 | 0
F1_Industrial_Lumber and Wood Products_Existing_Process_Natural Gas_Process Boiler_E8 | F1 | Industrial | Lumber and Wood Products | Existing | Process | Natural Gas | Process Boiler | E8 | CCE | 0 | 0 | 0 | 0 | 0 | 0 | 0 | 0 | 0 | 0 | 0 | 0 | 0 | 0 | 0 | 0 | 0 | 0 | 0 | 0 | 0 | 0 | 0 | 0 | 0 | 0 | 0 | 0 | 0 | 0 | 0 | 0 | 0
F1_Industrial_Lumber and Wood Products_Existing_Process_Natural Gas_Process Boiler_E9 | F1 | Industrial | Lumber and Wood Products | Existing | Process | Natural Gas | Process Boiler | E9 | CCE | 0 | 0 | 0 | 0 | 0 | 0 | 0 | 0 | 0 | 0 | 0 | 0 | 0 | 0 | 0 | 0 | 0 | 0 | 0 | 0 | 0 | 0 | 0 | 0 | 0 | 0 | 0 | 0 | 0 | 0 | 0 | 0 | 0
F1_Industrial_Lumber and Wood Products_Existing_Process_Natural Gas_Process Boiler_E10 | F1 | Industrial | Lumber and Wood Products | Existing | Process | Natural Gas | Process Boiler | E10 | CCE | 0 | 0 | 0 | 0 | 0 | 0 | 0 | 0 | 0 | 0 | 0 | 0 | 0 | 0 | 0 | 0 | 0 | 0 | 0 | 0 | 0 | 0 | 0 | 0 | 0 | 0 | 0 | 0 | 0 | 0 | 0 | 0 | 0
F2_Industrial_Lumber and Wood Products_Existing_Process_Natural Gas_Process Boiler_E1 | F2 | Industrial | Lumber and Wood Products | Existing | Process | Natural Gas | Process Boiler | E1 | TRC BC Ratio | 0 | 0 | 0 | 0 | 0 | 0 | 0 | 0 | 0 | 0 | 0 | 0 | 0 | 0 | 0 | 0 | 0 | 0 | 0 | 0 | 0 | 0 | 0 | 0 | 0 | 0 | 0 | 0 | 0 | 0 | 0 | 0 | 0
F2_Industrial_Lumber and Wood Products_Existing_Process_Natural Gas_Process Boiler_E2 | F2 | Industrial | Lumber and Wood Products | Existing | Process | Natural Gas | Process Boiler | E2 | TRC BC Ratio | 0 | 0 | 0 | 0 | 0 | 0 | 0 | 0 | 0 | 0 | 0 | 0 | 0 | 0 | 0 | 0 | 0 | 0 | 0 | 0 | 0 | 0 | 0 | 0 | 0 | 0 | 0 | 0 | 0 | 0 | 0 | 0 | 0
F2_Industrial_Lumber and Wood Products_Existing_Process_Natural Gas_Process Boiler_E3 | F2 | Industrial | Lumber and Wood Products | Existing | Process | Natural Gas | Process Boiler | E3 | TRC BC Ratio | 0 | 0 | 0 | 0 | 0 | 0 | 0 | 0 | 0 | 0 | 0 | 0 | 0 | 0 | 0 | 0 | 0 | 0 | 0 | 0 | 0 | 0 | 0 | 0 | 0 | 0 | 0 | 0 | 0 | 0 | 0 | 0 | 0
F2_Industrial_Lumber and Wood Products_Existing_Process_Natural Gas_Process Boiler_E4 | F2 | Industrial | Lumber and Wood Products | Existing | Process | Natural Gas | Process Boiler | E4 | TRC BC Ratio | 0 | 0 | 0 | 0 | 0 | 0 | 0 | 0 | 0 | 0 | 0 | 0 | 0 | 0 | 0 | 0 | 0 | 0 | 0 | 0 | 0 | 0 | 0 | 0 | 0 | 0 | 0 | 0 | 0 | 0 | 0 | 0 | 0
F2_Industrial_Lumber and Wood Products_Existing_Process_Natural Gas_Process Boiler_E5 | F2 | Industrial | Lumber and Wood Products | Existing | Process | Natural Gas | Process Boiler | E5 | TRC BC Ratio | 0 | 0 | 0 | 0 | 0 | 0 | 0 | 0 | 0 | 0 | 0 | 0 | 0 | 0 | 0 | 0 | 0 | 0 | 0 | 0 | 0 | 0 | 0 | 0 | 0 | 0 | 0 | 0 | 0 | 0 | 0 | 0 | 0
F2_Industrial_Lumber and Wood Products_Existing_Process_Natural Gas_Process Boiler_E6 | F2 | Industrial | Lumber and Wood Products | Existing | Process | Natural Gas | Process Boiler | E6 | TRC BC Ratio | 0 | 0 | 0 | 0 | 0 | 0 | 0 | 0 | 0 | 0 | 0 | 0 | 0 | 0 | 0 | 0 | 0 | 0 | 0 | 0 | 0 | 0 | 0 | 0 | 0 | 0 | 0 | 0 | 0 | 0 | 0 | 0 | 0
F2_Industrial_Lumber and Wood Products_Existing_Process_Natural Gas_Process Boiler_E7 | F2 | Industrial | Lumber and Wood Products | Existing | Process | Natural Gas | Process Boiler | E7 | TRC BC Ratio | 0 | 0 | 0 | 0 | 0 | 0 | 0 | 0 | 0 | 0 | 0 | 0 | 0 | 0 | 0 | 0 | 0 | 0 | 0 | 0 | 0 | 0 | 0 | 0 | 0 | 0 | 0 | 0 | 0 | 0 | 0 | 0 | 0
F2_Industrial_Lumber and Wood Products_Existing_Process_Natural Gas_Process Boiler_E8 | F2 | Industrial | Lumber and Wood Products | Existing | Process | Natural Gas | Process Boiler | E8 | TRC BC Ratio | 0 | 0 | 0 | 0 | 0 | 0 | 0 | 0 | 0 | 0 | 0 | 0 | 0 | 0 | 0 | 0 | 0 | 0 | 0 | 0 | 0 | 0 | 0 | 0 | 0 | 0 | 0 | 0 | 0 | 0 | 0 | 0 | 0
F2_Industrial_Lumber and Wood Products_Existing_Process_Natural Gas_Process Boiler_E9 | F2 | Industrial | Lumber and Wood Products | Existing | Process | Natural Gas | Process Boiler | E9 | TRC BC Ratio | 0 | 0 | 0 | 0 | 0 | 0 | 0 | 0 | 0 | 0 | 0 | 0 | 0 | 0 | 0 | 0 | 0 | 0 | 0 | 0 | 0 | 0 | 0 | 0 | 0 | 0 | 0 | 0 | 0 | 0 | 0 | 0 | 0
F2_Industrial_Lumber and Wood Products_Existing_Process_Natural Gas_Process Boiler_E10 | F2 | Industrial | Lumber and Wood Products | Existing | Process | Natural Gas | Process Boiler | E10 | TRC BC Ratio | 0 | 0 | 0 | 0 | 0 | 0 | 0 | 0 | 0 | 0 | 0 | 0 | 0 | 0 | 0 | 0 | 0 | 0 | 0 | 0 | 0 | 0 | 0 | 0 | 0 | 0 | 0 | 0 | 0 | 0 | 0 | 0 | 0
F3_Industrial_Lumber and Wood Products_Existing_Process_Natural Gas_Process Boiler_E1 | F3 | Industrial | Lumber and Wood Products | Existing | Process | Natural Gas | Process Boiler | E1 | PACT BC Ratio | 0 | 0 | 0 | 0 | 0 | 0 | 0 | 0 | 0 | 0 | 0 | 0 | 0 | 0 | 0 | 0 | 0 | 0 | 0 | 0 | 0 | 0 | 0 | 0 | 0 | 0 | 0 | 0 | 0 | 0 | 0 | 0 | 0
F3_Industrial_Lumber and Wood Products_Existing_Process_Natural Gas_Process Boiler_E2 | F3 | Industrial | Lumber and Wood Products | Existing | Process | Natural Gas | Process Boiler | E2 | PACT BC Ratio | 0 | 0 | 0 | 0 | 0 | 0 | 0 | 0 | 0 | 0 | 0 | 0 | 0 | 0 | 0 | 0 | 0 | 0 | 0 | 0 | 0 | 0 | 0 | 0 | 0 | 0 | 0 | 0 | 0 | 0 | 0 | 0 | 0
F3_Industrial_Lumber and Wood Products_Existing_Process_Natural Gas_Process Boiler_E3 | F3 | Industrial | Lumber and Wood Products | Existing | Process | Natural Gas | Process Boiler | E3 | PACT BC Ratio | 0 | 0 | 0 | 0 | 0 | 0 | 0 | 0 | 0 | 0 | 0 | 0 | 0 | 0 | 0 | 0 | 0 | 0 | 0 | 0 | 0 | 0 | 0 | 0 | 0 | 0 | 0 | 0 | 0 | 0 | 0 | 0 | 0
F3_Industrial_Lumber and Wood Products_Existing_Process_Natural Gas_Process Boiler_E4 | F3 | Industrial | Lumber and Wood Products | Existing | Process | Natural Gas | Process Boiler | E4 | PACT BC Ratio | 0 | 0 | 0 | 0 | 0 | 0 | 0 | 0 | 0 | 0 | 0 | 0 | 0 | 0 | 0 | 0 | 0 | 0 | 0 | 0 | 0 | 0 | 0 | 0 | 0 | 0 | 0 | 0 | 0 | 0 | 0 | 0 | 0
F3_Industrial_Lumber and Wood Products_Existing_Process_Natural Gas_Process Boiler_E5 | F3 | Industrial | Lumber and Wood Products | Existing | Process | Natural Gas | Process Boiler | E5 | PACT BC Ratio | 0 | 0 | 0 | 0 | 0 | 0 | 0 | 0 | 0 | 0 | 0 | 0 | 0 | 0 | 0 | 0 | 0 | 0 | 0 | 0 | 0 | 0 | 0 | 0 | 0 | 0 | 0 | 0 | 0 | 0 | 0 | 0 | 0
F3_Industrial_Lumber and Wood Products_Existing_Process_Natural Gas_Process Boiler_E6 | F3 | Industrial | Lumber and Wood Products | Existing | Process | Natural Gas | Process Boiler | E6 | PACT BC Ratio | 0 | 0 | 0 | 0 | 0 | 0 | 0 | 0 | 0 | 0 | 0 | 0 | 0 | 0 | 0 | 0 | 0 | 0 | 0 | 0 | 0 | 0 | 0 | 0 | 0 | 0 | 0 | 0 | 0 | 0 | 0 | 0 | 0
F3_Industrial_Lumber and Wood Products_Existing_Process_Natural Gas_Process Boiler_E7 | F3 | Industrial | Lumber and Wood Products | Existing | Process | Natural Gas | Process Boiler | E7 | PACT BC Ratio | 0 | 0 | 0 | 0 | 0 | 0 | 0 | 0 | 0 | 0 | 0 | 0 | 0 | 0 | 0 | 0 | 0 | 0 | 0 | 0 | 0 | 0 | 0 | 0 | 0 | 0 | 0 | 0 | 0 | 0 | 0 | 0 | 0
F3_Industrial_Lumber and Wood Products_Existing_Process_Natural Gas_Process Boiler_E8 | F3 | Industrial | Lumber and Wood Products | Existing | Process | Natural Gas | Process Boiler | E8 | PACT BC Ratio | 0 | 0 | 0 | 0 | 0 | 0 | 0 | 0 | 0 | 0 | 0 | 0 | 0 | 0 | 0 | 0 | 0 | 0 | 0 | 0 | 0 | 0 | 0 | 0 | 0 | 0 | 0 | 0 | 0 | 0 | 0 | 0 | 0
F3_Industrial_Lumber and Wood Products_Existing_Process_Natural Gas_Process Boiler_E9 | F3 | Industrial | Lumber and Wood Products | Existing | Process | Natural Gas | Process Boiler | E9 | PACT BC Ratio | 0 | 0 | 0 | 0 | 0 | 0 | 0 | 0 | 0 | 0 | 0 | 0 | 0 | 0 | 0 | 0 | 0 | 0 | 0 | 0 | 0 | 0 | 0 | 0 | 0 | 0 | 0 | 0 | 0 | 0 | 0 | 0 | 0
F3_Industrial_Lumber and Wood Products_Existing_Process_Natural Gas_Process Boiler_E10 | F3 | Industrial | Lumber and Wood Products | Existing | Process | Natural Gas | Process Boiler | E10 | PACT BC Ratio | 0 | 0 | 0 | 0 | 0 | 0 | 0 | 0 | 0 | 0 | 0 | 0 | 0 | 0 | 0 | 0 | 0 | 0 | 0 | 0 | 0 | 0 | 0 | 0 | 0 | 0 | 0 | 0 | 0 | 0 | 0 | 0 | 0
F4_Industrial_Lumber and Wood Products_Existing_Process_Natural Gas_Process Boiler_E1 | F4 | Industrial | Lumber and Wood Products | Existing | Process | Natural Gas | Process Boiler | E1 | RVT BC Ratio | 0 | 0 | 0 | 0 | 0 | 0 | 0 | 0 | 0 | 0 | 0 | 0 | 0 | 0 | 0 | 0 | 0 | 0 | 0 | 0 | 0 | 0 | 0 | 0 | 0 | 0 | 0 | 0 | 0 | 0 | 0 | 0 | 0
F4_Industrial_Lumber and Wood Products_Existing_Process_Natural Gas_Process Boiler_E2 | F4 | Industrial | Lumber and Wood Products | Existing | Process | Natural Gas | Process Boiler | E2 | RVT BC Ratio | 0 | 0 | 0 | 0 | 0 | 0 | 0 | 0 | 0 | 0 | 0 | 0 | 0 | 0 | 0 | 0 | 0 | 0 | 0 | 0 | 0 | 0 | 0 | 0 | 0 | 0 | 0 | 0 | 0 | 0 | 0 | 0 | 0
F4_Industrial_Lumber and Wood Products_Existing_Process_Natural Gas_Process Boiler_E3 | F4 | Industrial | Lumber and Wood Products | Existing | Process | Natural Gas | Process Boiler | E3 | RVT BC Ratio | 0 | 0 | 0 | 0 | 0 | 0 | 0 | 0 | 0 | 0 | 0 | 0 | 0 | 0 | 0 | 0 | 0 | 0 | 0 | 0 | 0 | 0 | 0 | 0 | 0 | 0 | 0 | 0 | 0 | 0 | 0 | 0 | 0
F4_Industrial_Lumber and Wood Products_Existing_Process_Natural Gas_Process Boiler_E4 | F4 | Industrial | Lumber and Wood Products | Existing | Process | Natural Gas | Process Boiler | E4 | RVT BC Ratio | 0 | 0 | 0 | 0 | 0 | 0 | 0 | 0 | 0 | 0 | 0 | 0 | 0 | 0 | 0 | 0 | 0 | 0 | 0 | 0 | 0 | 0 | 0 | 0 | 0 | 0 | 0 | 0 | 0 | 0 | 0 | 0 | 0
F4_Industrial_Lumber and Wood Products_Existing_Process_Natural Gas_Process Boiler_E5 | F4 | Industrial | Lumber and Wood Products | Existing | Process | Natural Gas | Process Boiler | E5 | RVT BC Ratio | 0 | 0 | 0 | 0 | 0 | 0 | 0 | 0 | 0 | 0 | 0 | 0 | 0 | 0 | 0 | 0 | 0 | 0 | 0 | 0 | 0 | 0 | 0 | 0 | 0 | 0 | 0 | 0 | 0 | 0 | 0 | 0 | 0
F4_Industrial_Lumber and Wood Products_Existing_Process_Natural Gas_Process Boiler_E6 | F4 | Industrial | Lumber and Wood Products | Existing | Process | Natural Gas | Process Boiler | E6 | RVT BC Ratio | 0 | 0 | 0 | 0 | 0 | 0 | 0 | 0 | 0 | 0 | 0 | 0 | 0 | 0 | 0 | 0 | 0 | 0 | 0 | 0 | 0 | 0 | 0 | 0 | 0 | 0 | 0 | 0 | 0 | 0 | 0 | 0 | 0
F4_Industrial_Lumber and Wood Products_Existing_Process_Natural Gas_Process Boiler_E7 | F4 | Industrial | Lumber and Wood Products | Existing | Process | Natural Gas | Process Boiler | E7 | RVT BC Ratio | 0 | 0 | 0 | 0 | 0 | 0 | 0 | 0 | 0 | 0 | 0 | 0 | 0 | 0 | 0 | 0 | 0 | 0 | 0 | 0 | 0 | 0 | 0 | 0 | 0 | 0 | 0 | 0 | 0 | 0 | 0 | 0 | 0
F4_Industrial_Lumber and Wood Products_Existing_Process_Natural Gas_Process Boiler_E8 | F4 | Industrial | Lumber and Wood Products | Existing | Process | Natural Gas | Process Boiler | E8 | RVT BC Ratio | 0 | 0 | 0 | 0 | 0 | 0 | 0 | 0 | 0 | 0 | 0 | 0 | 0 | 0 | 0 | 0 | 0 | 0 | 0 | 0 | 0 | 0 | 0 | 0 | 0 | 0 | 0 | 0 | 0 | 0 | 0 | 0 | 0
F4_Industrial_Lumber and Wood Products_Existing_Process_Natural Gas_Process Boiler_E9 | F4 | Industrial | Lumber and Wood Products | Existing | Process | Natural Gas | Process Boiler | E9 | RVT BC Ratio | 0 | 0 | 0 | 0 | 0 | 0 | 0 | 0 | 0 | 0 | 0 | 0 | 0 | 0 | 0 | 0 | 0 | 0 | 0 | 0 | 0 | 0 | 0 | 0 | 0 | 0 | 0 | 0 | 0 | 0 | 0 | 0 | 0
F4_Industrial_Lumber and Wood Products_Existing_Process_Natural Gas_Process Boiler_E10 | F4 | Industrial | Lumber and Wood Products | Existing | Process | Natural Gas | Process Boiler | E10 | RVT BC Ratio | 0 | 0 | 0 | 0 | 0 | 0 | 0 | 0 | 0 | 0 | 0 | 0 | 0 | 0 | 0 | 0 | 0 | 0 | 0 | 0 | 0 | 0 | 0 | 0 | 0 | 0 | 0 | 0 | 0 | 0 | 0 | 0 | 0
F5_Industrial_Lumber and Wood Products_Existing_Process_Natural Gas_Process Boiler_E1 | F5 | Industrial | Lumber and Wood Products | Existing | Process | Natural Gas | Process Boiler | E1 | RIM BC Ratio | 0 | 0 | 0 | 0 | 0 | 0 | 0 | 0 | 0 | 0 | 0 | 0 | 0 | 0 | 0 | 0 | 0 | 0 | 0 | 0 | 0 | 0 | 0 | 0 | 0 | 0 | 0 | 0 | 0 | 0 | 0 | 0 | 0
F5_Industrial_Lumber and Wood Products_Existing_Process_Natural Gas_Process Boiler_E2 | F5 | Industrial | Lumber and Wood Products | Existing | Process | Natural Gas | Process Boiler | E2 | RIM BC Ratio | 0 | 0 | 0 | 0 | 0 | 0 | 0 | 0 | 0 | 0 | 0 | 0 | 0 | 0 | 0 | 0 | 0 | 0 | 0 | 0 | 0 | 0 | 0 | 0 | 0 | 0 | 0 | 0 | 0 | 0 | 0 | 0 | 0
F5_Industrial_Lumber and Wood Products_Existing_Process_Natural Gas_Process Boiler_E3 | F5 | Industrial | Lumber and Wood Products | Existing | Process | Natural Gas | Process Boiler | E3 | RIM BC Ratio | 0 | 0 | 0 | 0 | 0 | 0 | 0 | 0 | 0 | 0 | 0 | 0 | 0 | 0 | 0 | 0 | 0 | 0 | 0 | 0 | 0 | 0 | 0 | 0 | 0 | 0 | 0 | 0 | 0 | 0 | 0 | 0 | 0
F5_Industrial_Lumber and Wood Products_Existing_Process_Natural Gas_Process Boiler_E4 | F5 | Industrial | Lumber and Wood Products | Existing | Process | Natural Gas | Process Boiler | E4 | RIM BC Ratio | 0 | 0 | 0 | 0 | 0 | 0 | 0 | 0 | 0 | 0 | 0 | 0 | 0 | 0 | 0 | 0 | 0 | 0 | 0 | 0 | 0 | 0 | 0 | 0 | 0 | 0 | 0 | 0 | 0 | 0 | 0 | 0 | 0
F5_Industrial_Lumber and Wood Products_Existing_Process_Natural Gas_Process Boiler_E5 | F5 | Industrial | Lumber and Wood Products | Existing | Process | Natural Gas | Process Boiler | E5 | RIM BC Ratio | 0 | 0 | 0 | 0 | 0 | 0 | 0 | 0 | 0 | 0 | 0 | 0 | 0 | 0 | 0 | 0 | 0 | 0 | 0 | 0 | 0 | 0 | 0 | 0 | 0 | 0 | 0 | 0 | 0 | 0 | 0 | 0 | 0
F5_Industrial_Lumber and Wood Products_Existing_Process_Natural Gas_Process Boiler_E6 | F5 | Industrial | Lumber and Wood Products | Existing | Process | Natural Gas | Process Boiler | E6 | RIM BC Ratio | 0 | 0 | 0 | 0 | 0 | 0 | 0 | 0 | 0 | 0 | 0 | 0 | 0 | 0 | 0 | 0 | 0 | 0 | 0 | 0 | 0 | 0 | 0 | 0 | 0 | 0 | 0 | 0 | 0 | 0 | 0 | 0 | 0
F5_Industrial_Lumber and Wood Products_Existing_Process_Natural Gas_Process Boiler_E7 | F5 | Industrial | Lumber and Wood Products | Existing | Process | Natural Gas | Process Boiler | E7 | RIM BC Ratio | 0 | 0 | 0 | 0 | 0 | 0 | 0 | 0 | 0 | 0 | 0 | 0 | 0 | 0 | 0 | 0 | 0 | 0 | 0 | 0 | 0 | 0 | 0 | 0 | 0 | 0 | 0 | 0 | 0 | 0 | 0 | 0 | 0
F5_Industrial_Lumber and Wood Products_Existing_Process_Natural Gas_Process Boiler_E8 | F5 | Industrial | Lumber and Wood Products | Existing | Process | Natural Gas | Process Boiler | E8 | RIM BC Ratio | 0 | 0 | 0 | 0 | 0 | 0 | 0 | 0 | 0 | 0 | 0 | 0 | 0 | 0 | 0 | 0 | 0 | 0 | 0 | 0 | 0 | 0 | 0 | 0 | 0 | 0 | 0 | 0 | 0 | 0 | 0 | 0 | 0
F5_Industrial_Lumber and Wood Products_Existing_Process_Natural Gas_Process Boiler_E9 | F5 | Industrial | Lumber and Wood Products | Existing | Process | Natural Gas | Process Boiler | E9 | RIM BC Ratio | 0 | 0 | 0 | 0 | 0 | 0 | 0 | 0 | 0 | 0 | 0 | 0 | 0 | 0 | 0 | 0 | 0 | 0 | 0 | 0 | 0 | 0 | 0 | 0 | 0 | 0 | 0 | 0 | 0 | 0 | 0 | 0 | 0
F5_Industrial_Lumber and Wood Products_Existing_Process_Natural Gas_Process Boiler_E10 | F5 | Industrial | Lumber and Wood Products | Existing | Process | Natural Gas | Process Boiler | E10 | RIM BC Ratio | 0 | 0 | 0 | 0 | 0 | 0 | 0 | 0 | 0 | 0 | 0 | 0 | 0 | 0 | 0 | 0 | 0 | 0 | 0 | 0 | 0 | 0 | 0 | 0 | 0 | 0 | 0 | 0 | 0 | 0 | 0 | 0 | 0
F0_Industrial_Lumber and Wood Products_Existing_Process_Natural Gas_Process Cooling_E0 | F0 | Industrial | Lumber and Wood Products | Existing | Process | Natural Gas | Process Cooling | E0 | Economic Unit | 0 | 0 | 0 | 0 | 0 | 0 | 0 | 0 | 0 | 0 | 0 | 0 | 0 | 0 | 0 | 0 | 0 | 0 | 0 | 0 | 0 | 0 | 0 | 0 | 0 | 0 | 0 | 0 | 0 | 0 | 0 | 0 | 0
F1_Industrial_Lumber and Wood Products_Existing_Process_Natural Gas_Process Cooling_E1 | F1 | Industrial | Lumber and Wood Products | Existing | Process | Natural Gas | Process Cooling | E1 | CCE | 0 | 0 | 0 | 0 | 0 | 0 | 0 | 0 | 0 | 0 | 0 | 0 | 0 | 0 | 0 | 0 | 0 | 0 | 0 | 0 | 0 | 0 | 0 | 0 | 0 | 0 | 0 | 0 | 0 | 0 | 0 | 0 | 0
F1_Industrial_Lumber and Wood Products_Existing_Process_Natural Gas_Process Cooling_E2 | F1 | Industrial | Lumber and Wood Products | Existing | Process | Natural Gas | Process Cooling | E2 | CCE | 0 | 0 | 0 | 0 | 0 | 0 | 0 | 0 | 0 | 0 | 0 | 0 | 0 | 0 | 0 | 0 | 0 | 0 | 0 | 0 | 0 | 0 | 0 | 0 | 0 | 0 | 0 | 0 | 0 | 0 | 0 | 0 | 0
F1_Industrial_Lumber and Wood Products_Existing_Process_Natural Gas_Process Cooling_E3 | F1 | Industrial | Lumber and Wood Products | Existing | Process | Natural Gas | Process Cooling | E3 | CCE | 0 | 0 | 0 | 0 | 0 | 0 | 0 | 0 | 0 | 0 | 0 | 0 | 0 | 0 | 0 | 0 | 0 | 0 | 0 | 0 | 0 | 0 | 0 | 0 | 0 | 0 | 0 | 0 | 0 | 0 | 0 | 0 | 0
F1_Industrial_Lumber and Wood Products_Existing_Process_Natural Gas_Process Cooling_E4 | F1 | Industrial | Lumber and Wood Products | Existing | Process | Natural Gas | Process Cooling | E4 | CCE | 0 | 0 | 0 | 0 | 0 | 0 | 0 | 0 | 0 | 0 | 0 | 0 | 0 | 0 | 0 | 0 | 0 | 0 | 0 | 0 | 0 | 0 | 0 | 0 | 0 | 0 | 0 | 0 | 0 | 0 | 0 | 0 | 0
F1_Industrial_Lumber and Wood Products_Existing_Process_Natural Gas_Process Cooling_E5 | F1 | Industrial | Lumber and Wood Products | Existing | Process | Natural Gas | Process Cooling | E5 | CCE | 0 | 0 | 0 | 0 | 0 | 0 | 0 | 0 | 0 | 0 | 0 | 0 | 0 | 0 | 0 | 0 | 0 | 0 | 0 | 0 | 0 | 0 | 0 | 0 | 0 | 0 | 0 | 0 | 0 | 0 | 0 | 0 | 0
F1_Industrial_Lumber and Wood Products_Existing_Process_Natural Gas_Process Cooling_E6 | F1 | Industrial | Lumber and Wood Products | Existing | Process | Natural Gas | Process Cooling | E6 | CCE | 0 | 0 | 0 | 0 | 0 | 0 | 0 | 0 | 0 | 0 | 0 | 0 | 0 | 0 | 0 | 0 | 0 | 0 | 0 | 0 | 0 | 0 | 0 | 0 | 0 | 0 | 0 | 0 | 0 | 0 | 0 | 0 | 0
F1_Industrial_Lumber and Wood Products_Existing_Process_Natural Gas_Process Cooling_E7 | F1 | Industrial | Lumber and Wood Products | Existing | Process | Natural Gas | Process Cooling | E7 | CCE | 0 | 0 | 0 | 0 | 0 | 0 | 0 | 0 | 0 | 0 | 0 | 0 | 0 | 0 | 0 | 0 | 0 | 0 | 0 | 0 | 0 | 0 | 0 | 0 | 0 | 0 | 0 | 0 | 0 | 0 | 0 | 0 | 0
F1_Industrial_Lumber and Wood Products_Existing_Process_Natural Gas_Process Cooling_E8 | F1 | Industrial | Lumber and Wood Products | Existing | Process | Natural Gas | Process Cooling | E8 | CCE | 0 | 0 | 0 | 0 | 0 | 0 | 0 | 0 | 0 | 0 | 0 | 0 | 0 | 0 | 0 | 0 | 0 | 0 | 0 | 0 | 0 | 0 | 0 | 0 | 0 | 0 | 0 | 0 | 0 | 0 | 0 | 0 | 0
F1_Industrial_Lumber and Wood Products_Existing_Process_Natural Gas_Process Cooling_E9 | F1 | Industrial | Lumber and Wood Products | Existing | Process | Natural Gas | Process Cooling | E9 | CCE | 0 | 0 | 0 | 0 | 0 | 0 | 0 | 0 | 0 | 0 | 0 | 0 | 0 | 0 | 0 | 0 | 0 | 0 | 0 | 0 | 0 | 0 | 0 | 0 | 0 | 0 | 0 | 0 | 0 | 0 | 0 | 0 | 0
F1_Industrial_Lumber and Wood Products_Existing_Process_Natural Gas_Process Cooling_E10 | F1 | Industrial | Lumber and Wood Products | Existing | Process | Natural Gas | Process Cooling | E10 | CCE | 0 | 0 | 0 | 0 | 0 | 0 | 0 | 0 | 0 | 0 | 0 | 0 | 0 | 0 | 0 | 0 | 0 | 0 | 0 | 0 | 0 | 0 | 0 | 0 | 0 | 0 | 0 | 0 | 0 | 0 | 0 | 0 | 0
F2_Industrial_Lumber and Wood Products_Existing_Process_Natural Gas_Process Cooling_E1 | F2 | Industrial | Lumber and Wood Products | Existing | Process | Natural Gas | Process Cooling | E1 | TRC BC Ratio | 0 | 0 | 0 | 0 | 0 | 0 | 0 | 0 | 0 | 0 | 0 | 0 | 0 | 0 | 0 | 0 | 0 | 0 | 0 | 0 | 0 | 0 | 0 | 0 | 0 | 0 | 0 | 0 | 0 | 0 | 0 | 0 | 0
F2_Industrial_Lumber and Wood Products_Existing_Process_Natural Gas_Process Cooling_E2 | F2 | Industrial | Lumber and Wood Products | Existing | Process | Natural Gas | Process Cooling | E2 | TRC BC Ratio | 0 | 0 | 0 | 0 | 0 | 0 | 0 | 0 | 0 | 0 | 0 | 0 | 0 | 0 | 0 | 0 | 0 | 0 | 0 | 0 | 0 | 0 | 0 | 0 | 0 | 0 | 0 | 0 | 0 | 0 | 0 | 0 | 0
F2_Industrial_Lumber and Wood Products_Existing_Process_Natural Gas_Process Cooling_E3 | F2 | Industrial | Lumber and Wood Products | Existing | Process | Natural Gas | Process Cooling | E3 | TRC BC Ratio | 0 | 0 | 0 | 0 | 0 | 0 | 0 | 0 | 0 | 0 | 0 | 0 | 0 | 0 | 0 | 0 | 0 | 0 | 0 | 0 | 0 | 0 | 0 | 0 | 0 | 0 | 0 | 0 | 0 | 0 | 0 | 0 | 0
F2_Industrial_Lumber and Wood Products_Existing_Process_Natural Gas_Process Cooling_E4 | F2 | Industrial | Lumber and Wood Products | Existing | Process | Natural Gas | Process Cooling | E4 | TRC BC Ratio | 0 | 0 | 0 | 0 | 0 | 0 | 0 | 0 | 0 | 0 | 0 | 0 | 0 | 0 | 0 | 0 | 0 | 0 | 0 | 0 | 0 | 0 | 0 | 0 | 0 | 0 | 0 | 0 | 0 | 0 | 0 | 0 | 0
F2_Industrial_Lumber and Wood Products_Existing_Process_Natural Gas_Process Cooling_E5 | F2 | Industrial | Lumber and Wood Products | Existing | Process | Natural Gas | Process Cooling | E5 | TRC BC Ratio | 0 | 0 | 0 | 0 | 0 | 0 | 0 | 0 | 0 | 0 | 0 | 0 | 0 | 0 | 0 | 0 | 0 | 0 | 0 | 0 | 0 | 0 | 0 | 0 | 0 | 0 | 0 | 0 | 0 | 0 | 0 | 0 | 0
F2_Industrial_Lumber and Wood Products_Existing_Process_Natural Gas_Process Cooling_E6 | F2 | Industrial | Lumber and Wood Products | Existing | Process | Natural Gas | Process Cooling | E6 | TRC BC Ratio | 0 | 0 | 0 | 0 | 0 | 0 | 0 | 0 | 0 | 0 | 0 | 0 | 0 | 0 | 0 | 0 | 0 | 0 | 0 | 0 | 0 | 0 | 0 | 0 | 0 | 0 | 0 | 0 | 0 | 0 | 0 | 0 | 0
F2_Industrial_Lumber and Wood Products_Existing_Process_Natural Gas_Process Cooling_E7 | F2 | Industrial | Lumber and Wood Products | Existing | Process | Natural Gas | Process Cooling | E7 | TRC BC Ratio | 0 | 0 | 0 | 0 | 0 | 0 | 0 | 0 | 0 | 0 | 0 | 0 | 0 | 0 | 0 | 0 | 0 | 0 | 0 | 0 | 0 | 0 | 0 | 0 | 0 | 0 | 0 | 0 | 0 | 0 | 0 | 0 | 0
F2_Industrial_Lumber and Wood Products_Existing_Process_Natural Gas_Process Cooling_E8 | F2 | Industrial | Lumber and Wood Products | Existing | Process | Natural Gas | Process Cooling | E8 | TRC BC Ratio | 0 | 0 | 0 | 0 | 0 | 0 | 0 | 0 | 0 | 0 | 0 | 0 | 0 | 0 | 0 | 0 | 0 | 0 | 0 | 0 | 0 | 0 | 0 | 0 | 0 | 0 | 0 | 0 | 0 | 0 | 0 | 0 | 0
F2_Industrial_Lumber and Wood Products_Existing_Process_Natural Gas_Process Cooling_E9 | F2 | Industrial | Lumber and Wood Products | Existing | Process | Natural Gas | Process Cooling | E9 | TRC BC Ratio | 0 | 0 | 0 | 0 | 0 | 0 | 0 | 0 | 0 | 0 | 0 | 0 | 0 | 0 | 0 | 0 | 0 | 0 | 0 | 0 | 0 | 0 | 0 | 0 | 0 | 0 | 0 | 0 | 0 | 0 | 0 | 0 | 0
F2_Industrial_Lumber and Wood Products_Existing_Process_Natural Gas_Process Cooling_E10 | F2 | Industrial | Lumber and Wood Products | Existing | Process | Natural Gas | Process Cooling | E10 | TRC BC Ratio | 0 | 0 | 0 | 0 | 0 | 0 | 0 | 0 | 0 | 0 | 0 | 0 | 0 | 0 | 0 | 0 | 0 | 0 | 0 | 0 | 0 | 0 | 0 | 0 | 0 | 0 | 0 | 0 | 0 | 0 | 0 | 0 | 0
F3_Industrial_Lumber and Wood Products_Existing_Process_Natural Gas_Process Cooling_E1 | F3 | Industrial | Lumber and Wood Products | Existing | Process | Natural Gas | Process Cooling | E1 | PACT BC Ratio | 0 | 0 | 0 | 0 | 0 | 0 | 0 | 0 | 0 | 0 | 0 | 0 | 0 | 0 | 0 | 0 | 0 | 0 | 0 | 0 | 0 | 0 | 0 | 0 | 0 | 0 | 0 | 0 | 0 | 0 | 0 | 0 | 0
F3_Industrial_Lumber and Wood Products_Existing_Process_Natural Gas_Process Cooling_E2 | F3 | Industrial | Lumber and Wood Products | Existing | Process | Natural Gas | Process Cooling | E2 | PACT BC Ratio | 0 | 0 | 0 | 0 | 0 | 0 | 0 | 0 | 0 | 0 | 0 | 0 | 0 | 0 | 0 | 0 | 0 | 0 | 0 | 0 | 0 | 0 | 0 | 0 | 0 | 0 | 0 | 0 | 0 | 0 | 0 | 0 | 0
F3_Industrial_Lumber and Wood Products_Existing_Process_Natural Gas_Process Cooling_E3 | F3 | Industrial | Lumber and Wood Products | Existing | Process | Natural Gas | Process Cooling | E3 | PACT BC Ratio | 0 | 0 | 0 | 0 | 0 | 0 | 0 | 0 | 0 | 0 | 0 | 0 | 0 | 0 | 0 | 0 | 0 | 0 | 0 | 0 | 0 | 0 | 0 | 0 | 0 | 0 | 0 | 0 | 0 | 0 | 0 | 0 | 0
F3_Industrial_Lumber and Wood Products_Existing_Process_Natural Gas_Process Cooling_E4 | F3 | Industrial | Lumber and Wood Products | Existing | Process | Natural Gas | Process Cooling | E4 | PACT BC Ratio | 0 | 0 | 0 | 0 | 0 | 0 | 0 | 0 | 0 | 0 | 0 | 0 | 0 | 0 | 0 | 0 | 0 | 0 | 0 | 0 | 0 | 0 | 0 | 0 | 0 | 0 | 0 | 0 | 0 | 0 | 0 | 0 | 0
F3_Industrial_Lumber and Wood Products_Existing_Process_Natural Gas_Process Cooling_E5 | F3 | Industrial | Lumber and Wood Products | Existing | Process | Natural Gas | Process Cooling | E5 | PACT BC Ratio | 0 | 0 | 0 | 0 | 0 | 0 | 0 | 0 | 0 | 0 | 0 | 0 | 0 | 0 | 0 | 0 | 0 | 0 | 0 | 0 | 0 | 0 | 0 | 0 | 0 | 0 | 0 | 0 | 0 | 0 | 0 | 0 | 0
F3_Industrial_Lumber and Wood Products_Existing_Process_Natural Gas_Process Cooling_E6 | F3 | Industrial | Lumber and Wood Products | Existing | Process | Natural Gas | Process Cooling | E6 | PACT BC Ratio | 0 | 0 | 0 | 0 | 0 | 0 | 0 | 0 | 0 | 0 | 0 | 0 | 0 | 0 | 0 | 0 | 0 | 0 | 0 | 0 | 0 | 0 | 0 | 0 | 0 | 0 | 0 | 0 | 0 | 0 | 0 | 0 | 0
F3_Industrial_Lumber and Wood Products_Existing_Process_Natural Gas_Process Cooling_E7 | F3 | Industrial | Lumber and Wood Products | Existing | Process | Natural Gas | Process Cooling | E7 | PACT BC Ratio | 0 | 0 | 0 | 0 | 0 | 0 | 0 | 0 | 0 | 0 | 0 | 0 | 0 | 0 | 0 | 0 | 0 | 0 | 0 | 0 | 0 | 0 | 0 | 0 | 0 | 0 | 0 | 0 | 0 | 0 | 0 | 0 | 0
F3_Industrial_Lumber and Wood Products_Existing_Process_Natural Gas_Process Cooling_E8 | F3 | Industrial | Lumber and Wood Products | Existing | Process | Natural Gas | Process Cooling | E8 | PACT BC Ratio | 0 | 0 | 0 | 0 | 0 | 0 | 0 | 0 | 0 | 0 | 0 | 0 | 0 | 0 | 0 | 0 | 0 | 0 | 0 | 0 | 0 | 0 | 0 | 0 | 0 | 0 | 0 | 0 | 0 | 0 | 0 | 0 | 0
F3_Industrial_Lumber and Wood Products_Existing_Process_Natural Gas_Process Cooling_E9 | F3 | Industrial | Lumber and Wood Products | Existing | Process | Natural Gas | Process Cooling | E9 | PACT BC Ratio | 0 | 0 | 0 | 0 | 0 | 0 | 0 | 0 | 0 | 0 | 0 | 0 | 0 | 0 | 0 | 0 | 0 | 0 | 0 | 0 | 0 | 0 | 0 | 0 | 0 | 0 | 0 | 0 | 0 | 0 | 0 | 0 | 0
F3_Industrial_Lumber and Wood Products_Existing_Process_Natural Gas_Process Cooling_E10 | F3 | Industrial | Lumber and Wood Products | Existing | Process | Natural Gas | Process Cooling | E10 | PACT BC Ratio | 0 | 0 | 0 | 0 | 0 | 0 | 0 | 0 | 0 | 0 | 0 | 0 | 0 | 0 | 0 | 0 | 0 | 0 | 0 | 0 | 0 | 0 | 0 | 0 | 0 | 0 | 0 | 0 | 0 | 0 | 0 | 0 | 0
F4_Industrial_Lumber and Wood Products_Existing_Process_Natural Gas_Process Cooling_E1 | F4 | Industrial | Lumber and Wood Products | Existing | Process | Natural Gas | Process Cooling | E1 | RVT BC Ratio | 0 | 0 | 0 | 0 | 0 | 0 | 0 | 0 | 0 | 0 | 0 | 0 | 0 | 0 | 0 | 0 | 0 | 0 | 0 | 0 | 0 | 0 | 0 | 0 | 0 | 0 | 0 | 0 | 0 | 0 | 0 | 0 | 0
F4_Industrial_Lumber and Wood Products_Existing_Process_Natural Gas_Process Cooling_E2 | F4 | Industrial | Lumber and Wood Products | Existing | Process | Natural Gas | Process Cooling | E2 | RVT BC Ratio | 0 | 0 | 0 | 0 | 0 | 0 | 0 | 0 | 0 | 0 | 0 | 0 | 0 | 0 | 0 | 0 | 0 | 0 | 0 | 0 | 0 | 0 | 0 | 0 | 0 | 0 | 0 | 0 | 0 | 0 | 0 | 0 | 0
F4_Industrial_Lumber and Wood Products_Existing_Process_Natural Gas_Process Cooling_E3 | F4 | Industrial | Lumber and Wood Products | Existing | Process | Natural Gas | Process Cooling | E3 | RVT BC Ratio | 0 | 0 | 0 | 0 | 0 | 0 | 0 | 0 | 0 | 0 | 0 | 0 | 0 | 0 | 0 | 0 | 0 | 0 | 0 | 0 | 0 | 0 | 0 | 0 | 0 | 0 | 0 | 0 | 0 | 0 | 0 | 0 | 0
F4_Industrial_Lumber and Wood Products_Existing_Process_Natural Gas_Process Cooling_E4 | F4 | Industrial | Lumber and Wood Products | Existing | Process | Natural Gas | Process Cooling | E4 | RVT BC Ratio | 0 | 0 | 0 | 0 | 0 | 0 | 0 | 0 | 0 | 0 | 0 | 0 | 0 | 0 | 0 | 0 | 0 | 0 | 0 | 0 | 0 | 0 | 0 | 0 | 0 | 0 | 0 | 0 | 0 | 0 | 0 | 0 | 0
F4_Industrial_Lumber and Wood Products_Existing_Process_Natural Gas_Process Cooling_E5 | F4 | Industrial | Lumber and Wood Products | Existing | Process | Natural Gas | Process Cooling | E5 | RVT BC Ratio | 0 | 0 | 0 | 0 | 0 | 0 | 0 | 0 | 0 | 0 | 0 | 0 | 0 | 0 | 0 | 0 | 0 | 0 | 0 | 0 | 0 | 0 | 0 | 0 | 0 | 0 | 0 | 0 | 0 | 0 | 0 | 0 | 0
F4_Industrial_Lumber and Wood Products_Existing_Process_Natural Gas_Process Cooling_E6 | F4 | Industrial | Lumber and Wood Products | Existing | Process | Natural Gas | Process Cooling | E6 | RVT BC Ratio | 0 | 0 | 0 | 0 | 0 | 0 | 0 | 0 | 0 | 0 | 0 | 0 | 0 | 0 | 0 | 0 | 0 | 0 | 0 | 0 | 0 | 0 | 0 | 0 | 0 | 0 | 0 | 0 | 0 | 0 | 0 | 0 | 0
F4_Industrial_Lumber and Wood Products_Existing_Process_Natural Gas_Process Cooling_E7 | F4 | Industrial | Lumber and Wood Products | Existing | Process | Natural Gas | Process Cooling | E7 | RVT BC Ratio | 0 | 0 | 0 | 0 | 0 | 0 | 0 | 0 | 0 | 0 | 0 | 0 | 0 | 0 | 0 | 0 | 0 | 0 | 0 | 0 | 0 | 0 | 0 | 0 | 0 | 0 | 0 | 0 | 0 | 0 | 0 | 0 | 0
F4_Industrial_Lumber and Wood Products_Existing_Process_Natural Gas_Process Cooling_E8 | F4 | Industrial | Lumber and Wood Products | Existing | Process | Natural Gas | Process Cooling | E8 | RVT BC Ratio | 0 | 0 | 0 | 0 | 0 | 0 | 0 | 0 | 0 | 0 | 0 | 0 | 0 | 0 | 0 | 0 | 0 | 0 | 0 | 0 | 0 | 0 | 0 | 0 | 0 | 0 | 0 | 0 | 0 | 0 | 0 | 0 | 0
F4_Industrial_Lumber and Wood Products_Existing_Process_Natural Gas_Process Cooling_E9 | F4 | Industrial | Lumber and Wood Products | Existing | Process | Natural Gas | Process Cooling | E9 | RVT BC Ratio | 0 | 0 | 0 | 0 | 0 | 0 | 0 | 0 | 0 | 0 | 0 | 0 | 0 | 0 | 0 | 0 | 0 | 0 | 0 | 0 | 0 | 0 | 0 | 0 | 0 | 0 | 0 | 0 | 0 | 0 | 0 | 0 | 0
F4_Industrial_Lumber and Wood Products_Existing_Process_Natural Gas_Process Cooling_E10 | F4 | Industrial | Lumber and Wood Products | Existing | Process | Natural Gas | Process Cooling | E10 | RVT BC Ratio | 0 | 0 | 0 | 0 | 0 | 0 | 0 | 0 | 0 | 0 | 0 | 0 | 0 | 0 | 0 | 0 | 0 | 0 | 0 | 0 | 0 | 0 | 0 | 0 | 0 | 0 | 0 | 0 | 0 | 0 | 0 | 0 | 0
F5_Industrial_Lumber and Wood Products_Existing_Process_Natural Gas_Process Cooling_E1 | F5 | Industrial | Lumber and Wood Products | Existing | Process | Natural Gas | Process Cooling | E1 | RIM BC Ratio | 0 | 0 | 0 | 0 | 0 | 0 | 0 | 0 | 0 | 0 | 0 | 0 | 0 | 0 | 0 | 0 | 0 | 0 | 0 | 0 | 0 | 0 | 0 | 0 | 0 | 0 | 0 | 0 | 0 | 0 | 0 | 0 | 0
F5_Industrial_Lumber and Wood Products_Existing_Process_Natural Gas_Process Cooling_E2 | F5 | Industrial | Lumber and Wood Products | Existing | Process | Natural Gas | Process Cooling | E2 | RIM BC Ratio | 0 | 0 | 0 | 0 | 0 | 0 | 0 | 0 | 0 | 0 | 0 | 0 | 0 | 0 | 0 | 0 | 0 | 0 | 0 | 0 | 0 | 0 | 0 | 0 | 0 | 0 | 0 | 0 | 0 | 0 | 0 | 0 | 0
F5_Industrial_Lumber and Wood Products_Existing_Process_Natural Gas_Process Cooling_E3 | F5 | Industrial | Lumber and Wood Products | Existing | Process | Natural Gas | Process Cooling | E3 | RIM BC Ratio | 0 | 0 | 0 | 0 | 0 | 0 | 0 | 0 | 0 | 0 | 0 | 0 | 0 | 0 | 0 | 0 | 0 | 0 | 0 | 0 | 0 | 0 | 0 | 0 | 0 | 0 | 0 | 0 | 0 | 0 | 0 | 0 | 0
F5_Industrial_Lumber and Wood Products_Existing_Process_Natural Gas_Process Cooling_E4 | F5 | Industrial | Lumber and Wood Products | Existing | Process | Natural Gas | Process Cooling | E4 | RIM BC Ratio | 0 | 0 | 0 | 0 | 0 | 0 | 0 | 0 | 0 | 0 | 0 | 0 | 0 | 0 | 0 | 0 | 0 | 0 | 0 | 0 | 0 | 0 | 0 | 0 | 0 | 0 | 0 | 0 | 0 | 0 | 0 | 0 | 0
F5_Industrial_Lumber and Wood Products_Existing_Process_Natural Gas_Process Cooling_E5 | F5 | Industrial | Lumber and Wood Products | Existing | Process | Natural Gas | Process Cooling | E5 | RIM BC Ratio | 0 | 0 | 0 | 0 | 0 | 0 | 0 | 0 | 0 | 0 | 0 | 0 | 0 | 0 | 0 | 0 | 0 | 0 | 0 | 0 | 0 | 0 | 0 | 0 | 0 | 0 | 0 | 0 | 0 | 0 | 0 | 0 | 0
F5_Industrial_Lumber and Wood Products_Existing_Process_Natural Gas_Process Cooling_E6 | F5 | Industrial | Lumber and Wood Products | Existing | Process | Natural Gas | Process Cooling | E6 | RIM BC Ratio | 0 | 0 | 0 | 0 | 0 | 0 | 0 | 0 | 0 | 0 | 0 | 0 | 0 | 0 | 0 | 0 | 0 | 0 | 0 | 0 | 0 | 0 | 0 | 0 | 0 | 0 | 0 | 0 | 0 | 0 | 0 | 0 | 0
F5_Industrial_Lumber and Wood Products_Existing_Process_Natural Gas_Process Cooling_E7 | F5 | Industrial | Lumber and Wood Products | Existing | Process | Natural Gas | Process Cooling | E7 | RIM BC Ratio | 0 | 0 | 0 | 0 | 0 | 0 | 0 | 0 | 0 | 0 | 0 | 0 | 0 | 0 | 0 | 0 | 0 | 0 | 0 | 0 | 0 | 0 | 0 | 0 | 0 | 0 | 0 | 0 | 0 | 0 | 0 | 0 | 0
F5_Industrial_Lumber and Wood Products_Existing_Process_Natural Gas_Process Cooling_E8 | F5 | Industrial | Lumber and Wood Products | Existing | Process | Natural Gas | Process Cooling | E8 | RIM BC Ratio | 0 | 0 | 0 | 0 | 0 | 0 | 0 | 0 | 0 | 0 | 0 | 0 | 0 | 0 | 0 | 0 | 0 | 0 | 0 | 0 | 0 | 0 | 0 | 0 | 0 | 0 | 0 | 0 | 0 | 0 | 0 | 0 | 0
F5_Industrial_Lumber and Wood Products_Existing_Process_Natural Gas_Process Cooling_E9 | F5 | Industrial | Lumber and Wood Products | Existing | Process | Natural Gas | Process Cooling | E9 | RIM BC Ratio | 0 | 0 | 0 | 0 | 0 | 0 | 0 | 0 | 0 | 0 | 0 | 0 | 0 | 0 | 0 | 0 | 0 | 0 | 0 | 0 | 0 | 0 | 0 | 0 | 0 | 0 | 0 | 0 | 0 | 0 | 0 | 0 | 0
F5_Industrial_Lumber and Wood Products_Existing_Process_Natural Gas_Process Cooling_E10 | F5 | Industrial | Lumber and Wood Products | Existing | Process | Natural Gas | Process Cooling | E10 | RIM BC Ratio | 0 | 0 | 0 | 0 | 0 | 0 | 0 | 0 | 0 | 0 | 0 | 0 | 0 | 0 | 0 | 0 | 0 | 0 | 0 | 0 | 0 | 0 | 0 | 0 | 0 | 0 | 0 | 0 | 0 | 0 | 0 | 0 | 0
F0_Industrial_Lumber and Wood Products_Existing_Process_Natural Gas_Other Process_E0 | F0 | Industrial | Lumber and Wood Products | Existing | Process | Natural Gas | Other Process | E0 | Economic Unit | 0 | 0 | 0 | 0 | 0 | 0 | 0 | 0 | 0 | 0 | 0 | 0 | 0 | 0 | 0 | 0 | 0 | 0 | 0 | 0 | 0 | 0 | 0 | 0 | 0 | 0 | 0 | 0 | 0 | 0 | 0 | 0 | 0
F1_Industrial_Lumber and Wood Products_Existing_Process_Natural Gas_Other Process_E1 | F1 | Industrial | Lumber and Wood Products | Existing | Process | Natural Gas | Other Process | E1 | CCE | 0 | 0 | 0 | 0 | 0 | 0 | 0 | 0 | 0 | 0 | 0 | 0 | 0 | 0 | 0 | 0 | 0 | 0 | 0 | 0 | 0 | 0 | 0 | 0 | 0 | 0 | 0 | 0 | 0 | 0 | 0 | 0 | 0
F1_Industrial_Lumber and Wood Products_Existing_Process_Natural Gas_Other Process_E2 | F1 | Industrial | Lumber and Wood Products | Existing | Process | Natural Gas | Other Process | E2 | CCE | 0 | 0 | 0 | 0 | 0 | 0 | 0 | 0 | 0 | 0 | 0 | 0 | 0 | 0 | 0 | 0 | 0 | 0 | 0 | 0 | 0 | 0 | 0 | 0 | 0 | 0 | 0 | 0 | 0 | 0 | 0 | 0 | 0
F1_Industrial_Lumber and Wood Products_Existing_Process_Natural Gas_Other Process_E3 | F1 | Industrial | Lumber and Wood Products | Existing | Process | Natural Gas | Other Process | E3 | CCE | 0 | 0 | 0 | 0 | 0 | 0 | 0 | 0 | 0 | 0 | 0 | 0 | 0 | 0 | 0 | 0 | 0 | 0 | 0 | 0 | 0 | 0 | 0 | 0 | 0 | 0 | 0 | 0 | 0 | 0 | 0 | 0 | 0
F1_Industrial_Lumber and Wood Products_Existing_Process_Natural Gas_Other Process_E4 | F1 | Industrial | Lumber and Wood Products | Existing | Process | Natural Gas | Other Process | E4 | CCE | 0 | 0 | 0 | 0 | 0 | 0 | 0 | 0 | 0 | 0 | 0 | 0 | 0 | 0 | 0 | 0 | 0 | 0 | 0 | 0 | 0 | 0 | 0 | 0 | 0 | 0 | 0 | 0 | 0 | 0 | 0 | 0 | 0
F1_Industrial_Lumber and Wood Products_Existing_Process_Natural Gas_Other Process_E5 | F1 | Industrial | Lumber and Wood Products | Existing | Process | Natural Gas | Other Process | E5 | CCE | 0 | 0 | 0 | 0 | 0 | 0 | 0 | 0 | 0 | 0 | 0 | 0 | 0 | 0 | 0 | 0 | 0 | 0 | 0 | 0 | 0 | 0 | 0 | 0 | 0 | 0 | 0 | 0 | 0 | 0 | 0 | 0 | 0
F1_Industrial_Lumber and Wood Products_Existing_Process_Natural Gas_Other Process_E6 | F1 | Industrial | Lumber and Wood Products | Existing | Process | Natural Gas | Other Process | E6 | CCE | 0 | 0 | 0 | 0 | 0 | 0 | 0 | 0 | 0 | 0 | 0 | 0 | 0 | 0 | 0 | 0 | 0 | 0 | 0 | 0 | 0 | 0 | 0 | 0 | 0 | 0 | 0 | 0 | 0 | 0 | 0 | 0 | 0
F1_Industrial_Lumber and Wood Products_Existing_Process_Natural Gas_Other Process_E7 | F1 | Industrial | Lumber and Wood Products | Existing | Process | Natural Gas | Other Process | E7 | CCE | 0 | 0 | 0 | 0 | 0 | 0 | 0 | 0 | 0 | 0 | 0 | 0 | 0 | 0 | 0 | 0 | 0 | 0 | 0 | 0 | 0 | 0 | 0 | 0 | 0 | 0 | 0 | 0 | 0 | 0 | 0 | 0 | 0
F1_Industrial_Lumber and Wood Products_Existing_Process_Natural Gas_Other Process_E8 | F1 | Industrial | Lumber and Wood Products | Existing | Process | Natural Gas | Other Process | E8 | CCE | 0 | 0 | 0 | 0 | 0 | 0 | 0 | 0 | 0 | 0 | 0 | 0 | 0 | 0 | 0 | 0 | 0 | 0 | 0 | 0 | 0 | 0 | 0 | 0 | 0 | 0 | 0 | 0 | 0 | 0 | 0 | 0 | 0
F1_Industrial_Lumber and Wood Products_Existing_Process_Natural Gas_Other Process_E9 | F1 | Industrial | Lumber and Wood Products | Existing | Process | Natural Gas | Other Process | E9 | CCE | 0 | 0 | 0 | 0 | 0 | 0 | 0 | 0 | 0 | 0 | 0 | 0 | 0 | 0 | 0 | 0 | 0 | 0 | 0 | 0 | 0 | 0 | 0 | 0 | 0 | 0 | 0 | 0 | 0 | 0 | 0 | 0 | 0
F1_Industrial_Lumber and Wood Products_Existing_Process_Natural Gas_Other Process_E10 | F1 | Industrial | Lumber and Wood Products | Existing | Process | Natural Gas | Other Process | E10 | CCE | 0 | 0 | 0 | 0 | 0 | 0 | 0 | 0 | 0 | 0 | 0 | 0 | 0 | 0 | 0 | 0 | 0 | 0 | 0 | 0 | 0 | 0 | 0 | 0 | 0 | 0 | 0 | 0 | 0 | 0 | 0 | 0 | 0
F2_Industrial_Lumber and Wood Products_Existing_Process_Natural Gas_Other Process_E1 | F2 | Industrial | Lumber and Wood Products | Existing | Process | Natural Gas | Other Process | E1 | TRC BC Ratio | 0 | 0 | 0 | 0 | 0 | 0 | 0 | 0 | 0 | 0 | 0 | 0 | 0 | 0 | 0 | 0 | 0 | 0 | 0 | 0 | 0 | 0 | 0 | 0 | 0 | 0 | 0 | 0 | 0 | 0 | 0 | 0 | 0
F2_Industrial_Lumber and Wood Products_Existing_Process_Natural Gas_Other Process_E2 | F2 | Industrial | Lumber and Wood Products | Existing | Process | Natural Gas | Other Process | E2 | TRC BC Ratio | 0 | 0 | 0 | 0 | 0 | 0 | 0 | 0 | 0 | 0 | 0 | 0 | 0 | 0 | 0 | 0 | 0 | 0 | 0 | 0 | 0 | 0 | 0 | 0 | 0 | 0 | 0 | 0 | 0 | 0 | 0 | 0 | 0
F2_Industrial_Lumber and Wood Products_Existing_Process_Natural Gas_Other Process_E3 | F2 | Industrial | Lumber and Wood Products | Existing | Process | Natural Gas | Other Process | E3 | TRC BC Ratio | 0 | 0 | 0 | 0 | 0 | 0 | 0 | 0 | 0 | 0 | 0 | 0 | 0 | 0 | 0 | 0 | 0 | 0 | 0 | 0 | 0 | 0 | 0 | 0 | 0 | 0 | 0 | 0 | 0 | 0 | 0 | 0 | 0
F2_Industrial_Lumber and Wood Products_Existing_Process_Natural Gas_Other Process_E4 | F2 | Industrial | Lumber and Wood Products | Existing | Process | Natural Gas | Other Process | E4 | TRC BC Ratio | 0 | 0 | 0 | 0 | 0 | 0 | 0 | 0 | 0 | 0 | 0 | 0 | 0 | 0 | 0 | 0 | 0 | 0 | 0 | 0 | 0 | 0 | 0 | 0 | 0 | 0 | 0 | 0 | 0 | 0 | 0 | 0 | 0
F2_Industrial_Lumber and Wood Products_Existing_Process_Natural Gas_Other Process_E5 | F2 | Industrial | Lumber and Wood Products | Existing | Process | Natural Gas | Other Process | E5 | TRC BC Ratio | 0 | 0 | 0 | 0 | 0 | 0 | 0 | 0 | 0 | 0 | 0 | 0 | 0 | 0 | 0 | 0 | 0 | 0 | 0 | 0 | 0 | 0 | 0 | 0 | 0 | 0 | 0 | 0 | 0 | 0 | 0 | 0 | 0
F2_Industrial_Lumber and Wood Products_Existing_Process_Natural Gas_Other Process_E6 | F2 | Industrial | Lumber and Wood Products | Existing | Process | Natural Gas | Other Process | E6 | TRC BC Ratio | 0 | 0 | 0 | 0 | 0 | 0 | 0 | 0 | 0 | 0 | 0 | 0 | 0 | 0 | 0 | 0 | 0 | 0 | 0 | 0 | 0 | 0 | 0 | 0 | 0 | 0 | 0 | 0 | 0 | 0 | 0 | 0 | 0
F2_Industrial_Lumber and Wood Products_Existing_Process_Natural Gas_Other Process_E7 | F2 | Industrial | Lumber and Wood Products | Existing | Process | Natural Gas | Other Process | E7 | TRC BC Ratio | 0 | 0 | 0 | 0 | 0 | 0 | 0 | 0 | 0 | 0 | 0 | 0 | 0 | 0 | 0 | 0 | 0 | 0 | 0 | 0 | 0 | 0 | 0 | 0 | 0 | 0 | 0 | 0 | 0 | 0 | 0 | 0 | 0
F2_Industrial_Lumber and Wood Products_Existing_Process_Natural Gas_Other Process_E8 | F2 | Industrial | Lumber and Wood Products | Existing | Process | Natural Gas | Other Process | E8 | TRC BC Ratio | 0 | 0 | 0 | 0 | 0 | 0 | 0 | 0 | 0 | 0 | 0 | 0 | 0 | 0 | 0 | 0 | 0 | 0 | 0 | 0 | 0 | 0 | 0 | 0 | 0 | 0 | 0 | 0 | 0 | 0 | 0 | 0 | 0
F2_Industrial_Lumber and Wood Products_Existing_Process_Natural Gas_Other Process_E9 | F2 | Industrial | Lumber and Wood Products | Existing | Process | Natural Gas | Other Process | E9 | TRC BC Ratio | 0 | 0 | 0 | 0 | 0 | 0 | 0 | 0 | 0 | 0 | 0 | 0 | 0 | 0 | 0 | 0 | 0 | 0 | 0 | 0 | 0 | 0 | 0 | 0 | 0 | 0 | 0 | 0 | 0 | 0 | 0 | 0 | 0
F2_Industrial_Lumber and Wood Products_Existing_Process_Natural Gas_Other Process_E10 | F2 | Industrial | Lumber and Wood Products | Existing | Process | Natural Gas | Other Process | E10 | TRC BC Ratio | 0 | 0 | 0 | 0 | 0 | 0 | 0 | 0 | 0 | 0 | 0 | 0 | 0 | 0 | 0 | 0 | 0 | 0 | 0 | 0 | 0 | 0 | 0 | 0 | 0 | 0 | 0 | 0 | 0 | 0 | 0 | 0 | 0
F3_Industrial_Lumber and Wood Products_Existing_Process_Natural Gas_Other Process_E1 | F3 | Industrial | Lumber and Wood Products | Existing | Process | Natural Gas | Other Process | E1 | PACT BC Ratio | 0 | 0 | 0 | 0 | 0 | 0 | 0 | 0 | 0 | 0 | 0 | 0 | 0 | 0 | 0 | 0 | 0 | 0 | 0 | 0 | 0 | 0 | 0 | 0 | 0 | 0 | 0 | 0 | 0 | 0 | 0 | 0 | 0
F3_Industrial_Lumber and Wood Products_Existing_Process_Natural Gas_Other Process_E2 | F3 | Industrial | Lumber and Wood Products | Existing | Process | Natural Gas | Other Process | E2 | PACT BC Ratio | 0 | 0 | 0 | 0 | 0 | 0 | 0 | 0 | 0 | 0 | 0 | 0 | 0 | 0 | 0 | 0 | 0 | 0 | 0 | 0 | 0 | 0 | 0 | 0 | 0 | 0 | 0 | 0 | 0 | 0 | 0 | 0 | 0
F3_Industrial_Lumber and Wood Products_Existing_Process_Natural Gas_Other Process_E3 | F3 | Industrial | Lumber and Wood Products | Existing | Process | Natural Gas | Other Process | E3 | PACT BC Ratio | 0 | 0 | 0 | 0 | 0 | 0 | 0 | 0 | 0 | 0 | 0 | 0 | 0 | 0 | 0 | 0 | 0 | 0 | 0 | 0 | 0 | 0 | 0 | 0 | 0 | 0 | 0 | 0 | 0 | 0 | 0 | 0 | 0
F3_Industrial_Lumber and Wood Products_Existing_Process_Natural Gas_Other Process_E4 | F3 | Industrial | Lumber and Wood Products | Existing | Process | Natural Gas | Other Process | E4 | PACT BC Ratio | 0 | 0 | 0 | 0 | 0 | 0 | 0 | 0 | 0 | 0 | 0 | 0 | 0 | 0 | 0 | 0 | 0 | 0 | 0 | 0 | 0 | 0 | 0 | 0 | 0 | 0 | 0 | 0 | 0 | 0 | 0 | 0 | 0
F3_Industrial_Lumber and Wood Products_Existing_Process_Natural Gas_Other Process_E5 | F3 | Industrial | Lumber and Wood Products | Existing | Process | Natural Gas | Other Process | E5 | PACT BC Ratio | 0 | 0 | 0 | 0 | 0 | 0 | 0 | 0 | 0 | 0 | 0 | 0 | 0 | 0 | 0 | 0 | 0 | 0 | 0 | 0 | 0 | 0 | 0 | 0 | 0 | 0 | 0 | 0 | 0 | 0 | 0 | 0 | 0
F3_Industrial_Lumber and Wood Products_Existing_Process_Natural Gas_Other Process_E6 | F3 | Industrial | Lumber and Wood Products | Existing | Process | Natural Gas | Other Process | E6 | PACT BC Ratio | 0 | 0 | 0 | 0 | 0 | 0 | 0 | 0 | 0 | 0 | 0 | 0 | 0 | 0 | 0 | 0 | 0 | 0 | 0 | 0 | 0 | 0 | 0 | 0 | 0 | 0 | 0 | 0 | 0 | 0 | 0 | 0 | 0
F3_Industrial_Lumber and Wood Products_Existing_Process_Natural Gas_Other Process_E7 | F3 | Industrial | Lumber and Wood Products | Existing | Process | Natural Gas | Other Process | E7 | PACT BC Ratio | 0 | 0 | 0 | 0 | 0 | 0 | 0 | 0 | 0 | 0 | 0 | 0 | 0 | 0 | 0 | 0 | 0 | 0 | 0 | 0 | 0 | 0 | 0 | 0 | 0 | 0 | 0 | 0 | 0 | 0 | 0 | 0 | 0
F3_Industrial_Lumber and Wood Products_Existing_Process_Natural Gas_Other Process_E8 | F3 | Industrial | Lumber and Wood Products | Existing | Process | Natural Gas | Other Process | E8 | PACT BC Ratio | 0 | 0 | 0 | 0 | 0 | 0 | 0 | 0 | 0 | 0 | 0 | 0 | 0 | 0 | 0 | 0 | 0 | 0 | 0 | 0 | 0 | 0 | 0 | 0 | 0 | 0 | 0 | 0 | 0 | 0 | 0 | 0 | 0
F3_Industrial_Lumber and Wood Products_Existing_Process_Natural Gas_Other Process_E9 | F3 | Industrial | Lumber and Wood Products | Existing | Process | Natural Gas | Other Process | E9 | PACT BC Ratio | 0 | 0 | 0 | 0 | 0 | 0 | 0 | 0 | 0 | 0 | 0 | 0 | 0 | 0 | 0 | 0 | 0 | 0 | 0 | 0 | 0 | 0 | 0 | 0 | 0 | 0 | 0 | 0 | 0 | 0 | 0 | 0 | 0
F3_Industrial_Lumber and Wood Products_Existing_Process_Natural Gas_Other Process_E10 | F3 | Industrial | Lumber and Wood Products | Existing | Process | Natural Gas | Other Process | E10 | PACT BC Ratio | 0 | 0 | 0 | 0 | 0 | 0 | 0 | 0 | 0 | 0 | 0 | 0 | 0 | 0 | 0 | 0 | 0 | 0 | 0 | 0 | 0 | 0 | 0 | 0 | 0 | 0 | 0 | 0 | 0 | 0 | 0 | 0 | 0
F4_Industrial_Lumber and Wood Products_Existing_Process_Natural Gas_Other Process_E1 | F4 | Industrial | Lumber and Wood Products | Existing | Process | Natural Gas | Other Process | E1 | RVT BC Ratio | 0 | 0 | 0 | 0 | 0 | 0 | 0 | 0 | 0 | 0 | 0 | 0 | 0 | 0 | 0 | 0 | 0 | 0 | 0 | 0 | 0 | 0 | 0 | 0 | 0 | 0 | 0 | 0 | 0 | 0 | 0 | 0 | 0
F4_Industrial_Lumber and Wood Products_Existing_Process_Natural Gas_Other Process_E2 | F4 | Industrial | Lumber and Wood Products | Existing | Process | Natural Gas | Other Process | E2 | RVT BC Ratio | 0 | 0 | 0 | 0 | 0 | 0 | 0 | 0 | 0 | 0 | 0 | 0 | 0 | 0 | 0 | 0 | 0 | 0 | 0 | 0 | 0 | 0 | 0 | 0 | 0 | 0 | 0 | 0 | 0 | 0 | 0 | 0 | 0
F4_Industrial_Lumber and Wood Products_Existing_Process_Natural Gas_Other Process_E3 | F4 | Industrial | Lumber and Wood Products | Existing | Process | Natural Gas | Other Process | E3 | RVT BC Ratio | 0 | 0 | 0 | 0 | 0 | 0 | 0 | 0 | 0 | 0 | 0 | 0 | 0 | 0 | 0 | 0 | 0 | 0 | 0 | 0 | 0 | 0 | 0 | 0 | 0 | 0 | 0 | 0 | 0 | 0 | 0 | 0 | 0
F4_Industrial_Lumber and Wood Products_Existing_Process_Natural Gas_Other Process_E4 | F4 | Industrial | Lumber and Wood Products | Existing | Process | Natural Gas | Other Process | E4 | RVT BC Ratio | 0 | 0 | 0 | 0 | 0 | 0 | 0 | 0 | 0 | 0 | 0 | 0 | 0 | 0 | 0 | 0 | 0 | 0 | 0 | 0 | 0 | 0 | 0 | 0 | 0 | 0 | 0 | 0 | 0 | 0 | 0 | 0 | 0
F4_Industrial_Lumber and Wood Products_Existing_Process_Natural Gas_Other Process_E5 | F4 | Industrial | Lumber and Wood Products | Existing | Process | Natural Gas | Other Process | E5 | RVT BC Ratio | 0 | 0 | 0 | 0 | 0 | 0 | 0 | 0 | 0 | 0 | 0 | 0 | 0 | 0 | 0 | 0 | 0 | 0 | 0 | 0 | 0 | 0 | 0 | 0 | 0 | 0 | 0 | 0 | 0 | 0 | 0 | 0 | 0
F4_Industrial_Lumber and Wood Products_Existing_Process_Natural Gas_Other Process_E6 | F4 | Industrial | Lumber and Wood Products | Existing | Process | Natural Gas | Other Process | E6 | RVT BC Ratio | 0 | 0 | 0 | 0 | 0 | 0 | 0 | 0 | 0 | 0 | 0 | 0 | 0 | 0 | 0 | 0 | 0 | 0 | 0 | 0 | 0 | 0 | 0 | 0 | 0 | 0 | 0 | 0 | 0 | 0 | 0 | 0 | 0
F4_Industrial_Lumber and Wood Products_Existing_Process_Natural Gas_Other Process_E7 | F4 | Industrial | Lumber and Wood Products | Existing | Process | Natural Gas | Other Process | E7 | RVT BC Ratio | 0 | 0 | 0 | 0 | 0 | 0 | 0 | 0 | 0 | 0 | 0 | 0 | 0 | 0 | 0 | 0 | 0 | 0 | 0 | 0 | 0 | 0 | 0 | 0 | 0 | 0 | 0 | 0 | 0 | 0 | 0 | 0 | 0
F4_Industrial_Lumber and Wood Products_Existing_Process_Natural Gas_Other Process_E8 | F4 | Industrial | Lumber and Wood Products | Existing | Process | Natural Gas | Other Process | E8 | RVT BC Ratio | 0 | 0 | 0 | 0 | 0 | 0 | 0 | 0 | 0 | 0 | 0 | 0 | 0 | 0 | 0 | 0 | 0 | 0 | 0 | 0 | 0 | 0 | 0 | 0 | 0 | 0 | 0 | 0 | 0 | 0 | 0 | 0 | 0
F4_Industrial_Lumber and Wood Products_Existing_Process_Natural Gas_Other Process_E9 | F4 | Industrial | Lumber and Wood Products | Existing | Process | Natural Gas | Other Process | E9 | RVT BC Ratio | 0 | 0 | 0 | 0 | 0 | 0 | 0 | 0 | 0 | 0 | 0 | 0 | 0 | 0 | 0 | 0 | 0 | 0 | 0 | 0 | 0 | 0 | 0 | 0 | 0 | 0 | 0 | 0 | 0 | 0 | 0 | 0 | 0
F4_Industrial_Lumber and Wood Products_Existing_Process_Natural Gas_Other Process_E10 | F4 | Industrial | Lumber and Wood Products | Existing | Process | Natural Gas | Other Process | E10 | RVT BC Ratio | 0 | 0 | 0 | 0 | 0 | 0 | 0 | 0 | 0 | 0 | 0 | 0 | 0 | 0 | 0 | 0 | 0 | 0 | 0 | 0 | 0 | 0 | 0 | 0 | 0 | 0 | 0 | 0 | 0 | 0 | 0 | 0 | 0
F5_Industrial_Lumber and Wood Products_Existing_Process_Natural Gas_Other Process_E1 | F5 | Industrial | Lumber and Wood Products | Existing | Process | Natural Gas | Other Process | E1 | RIM BC Ratio | 0 | 0 | 0 | 0 | 0 | 0 | 0 | 0 | 0 | 0 | 0 | 0 | 0 | 0 | 0 | 0 | 0 | 0 | 0 | 0 | 0 | 0 | 0 | 0 | 0 | 0 | 0 | 0 | 0 | 0 | 0 | 0 | 0
F5_Industrial_Lumber and Wood Products_Existing_Process_Natural Gas_Other Process_E2 | F5 | Industrial | Lumber and Wood Products | Existing | Process | Natural Gas | Other Process | E2 | RIM BC Ratio | 0 | 0 | 0 | 0 | 0 | 0 | 0 | 0 | 0 | 0 | 0 | 0 | 0 | 0 | 0 | 0 | 0 | 0 | 0 | 0 | 0 | 0 | 0 | 0 | 0 | 0 | 0 | 0 | 0 | 0 | 0 | 0 | 0
F5_Industrial_Lumber and Wood Products_Existing_Process_Natural Gas_Other Process_E3 | F5 | Industrial | Lumber and Wood Products | Existing | Process | Natural Gas | Other Process | E3 | RIM BC Ratio | 0 | 0 | 0 | 0 | 0 | 0 | 0 | 0 | 0 | 0 | 0 | 0 | 0 | 0 | 0 | 0 | 0 | 0 | 0 | 0 | 0 | 0 | 0 | 0 | 0 | 0 | 0 | 0 | 0 | 0 | 0 | 0 | 0
F5_Industrial_Lumber and Wood Products_Existing_Process_Natural Gas_Other Process_E4 | F5 | Industrial | Lumber and Wood Products | Existing | Process | Natural Gas | Other Process | E4 | RIM BC Ratio | 0 | 0 | 0 | 0 | 0 | 0 | 0 | 0 | 0 | 0 | 0 | 0 | 0 | 0 | 0 | 0 | 0 | 0 | 0 | 0 | 0 | 0 | 0 | 0 | 0 | 0 | 0 | 0 | 0 | 0 | 0 | 0 | 0
F5_Industrial_Lumber and Wood Products_Existing_Process_Natural Gas_Other Process_E5 | F5 | Industrial | Lumber and Wood Products | Existing | Process | Natural Gas | Other Process | E5 | RIM BC Ratio | 0 | 0 | 0 | 0 | 0 | 0 | 0 | 0 | 0 | 0 | 0 | 0 | 0 | 0 | 0 | 0 | 0 | 0 | 0 | 0 | 0 | 0 | 0 | 0 | 0 | 0 | 0 | 0 | 0 | 0 | 0 | 0 | 0
F5_Industrial_Lumber and Wood Products_Existing_Process_Natural Gas_Other Process_E6 | F5 | Industrial | Lumber and Wood Products | Existing | Process | Natural Gas | Other Process | E6 | RIM BC Ratio | 0 | 0 | 0 | 0 | 0 | 0 | 0 | 0 | 0 | 0 | 0 | 0 | 0 | 0 | 0 | 0 | 0 | 0 | 0 | 0 | 0 | 0 | 0 | 0 | 0 | 0 | 0 | 0 | 0 | 0 | 0 | 0 | 0
F5_Industrial_Lumber and Wood Products_Existing_Process_Natural Gas_Other Process_E7 | F5 | Industrial | Lumber and Wood Products | Existing | Process | Natural Gas | Other Process | E7 | RIM BC Ratio | 0 | 0 | 0 | 0 | 0 | 0 | 0 | 0 | 0 | 0 | 0 | 0 | 0 | 0 | 0 | 0 | 0 | 0 | 0 | 0 | 0 | 0 | 0 | 0 | 0 | 0 | 0 | 0 | 0 | 0 | 0 | 0 | 0
F5_Industrial_Lumber and Wood Products_Existing_Process_Natural Gas_Other Process_E8 | F5 | Industrial | Lumber and Wood Products | Existing | Process | Natural Gas | Other Process | E8 | RIM BC Ratio | 0 | 0 | 0 | 0 | 0 | 0 | 0 | 0 | 0 | 0 | 0 | 0 | 0 | 0 | 0 | 0 | 0 | 0 | 0 | 0 | 0 | 0 | 0 | 0 | 0 | 0 | 0 | 0 | 0 | 0 | 0 | 0 | 0
F5_Industrial_Lumber and Wood Products_Existing_Process_Natural Gas_Other Process_E9 | F5 | Industrial | Lumber and Wood Products | Existing | Process | Natural Gas | Other Process | E9 | RIM BC Ratio | 0 | 0 | 0 | 0 | 0 | 0 | 0 | 0 | 0 | 0 | 0 | 0 | 0 | 0 | 0 | 0 | 0 | 0 | 0 | 0 | 0 | 0 | 0 | 0 | 0 | 0 | 0 | 0 | 0 | 0 | 0 | 0 | 0
F5_Industrial_Lumber and Wood Products_Existing_Process_Natural Gas_Other Process_E10 | F5 | Industrial | Lumber and Wood Products | Existing | Process | Natural Gas | Other Process | E10 | RIM BC Ratio | 0 | 0 | 0 | 0 | 0 | 0 | 0 | 0 | 0 | 0 | 0 | 0 | 0 | 0 | 0 | 0 | 0 | 0 | 0 | 0 | 0 | 0 | 0 | 0 | 0 | 0 | 0 | 0 | 0 | 0 | 0 | 0 | 0
F0_Industrial_Lumber and Wood Products_Existing_Miscellaneous_Natural Gas_Miscellaneous_E0 | F0 | Industrial | Lumber and Wood Products | Existing | Miscellaneous | Natural Gas | Miscellaneous | E0 | Economic Unit | 0 | 0 | 0 | 0 | 0 | 0 | 0 | 0 | 0 | 0 | 0 | 0 | 0 | 0 | 0 | 0 | 0 | 0 | 0 | 0 | 0 | 0 | 0 | 0 | 0 | 0 | 0 | 0 | 0 | 0 | 0 | 0 | 0
F1_Industrial_Lumber and Wood Products_Existing_Miscellaneous_Natural Gas_Miscellaneous_E1 | F1 | Industrial | Lumber and Wood Products | Existing | Miscellaneous | Natural Gas | Miscellaneous | E1 | CCE | 0 | 0 | 0 | 0 | 0 | 0 | 0 | 0 | 0 | 0 | 0 | 0 | 0 | 0 | 0 | 0 | 0 | 0 | 0 | 0 | 0 | 0 | 0 | 0 | 0 | 0 | 0 | 0 | 0 | 0 | 0 | 0 | 0
F1_Industrial_Lumber and Wood Products_Existing_Miscellaneous_Natural Gas_Miscellaneous_E2 | F1 | Industrial | Lumber and Wood Products | Existing | Miscellaneous | Natural Gas | Miscellaneous | E2 | CCE | 0 | 0 | 0 | 0 | 0 | 0 | 0 | 0 | 0 | 0 | 0 | 0 | 0 | 0 | 0 | 0 | 0 | 0 | 0 | 0 | 0 | 0 | 0 | 0 | 0 | 0 | 0 | 0 | 0 | 0 | 0 | 0 | 0
F1_Industrial_Lumber and Wood Products_Existing_Miscellaneous_Natural Gas_Miscellaneous_E3 | F1 | Industrial | Lumber and Wood Products | Existing | Miscellaneous | Natural Gas | Miscellaneous | E3 | CCE | 0 | 0 | 0 | 0 | 0 | 0 | 0 | 0 | 0 | 0 | 0 | 0 | 0 | 0 | 0 | 0 | 0 | 0 | 0 | 0 | 0 | 0 | 0 | 0 | 0 | 0 | 0 | 0 | 0 | 0 | 0 | 0 | 0
F1_Industrial_Lumber and Wood Products_Existing_Miscellaneous_Natural Gas_Miscellaneous_E4 | F1 | Industrial | Lumber and Wood Products | Existing | Miscellaneous | Natural Gas | Miscellaneous | E4 | CCE | 0 | 0 | 0 | 0 | 0 | 0 | 0 | 0 | 0 | 0 | 0 | 0 | 0 | 0 | 0 | 0 | 0 | 0 | 0 | 0 | 0 | 0 | 0 | 0 | 0 | 0 | 0 | 0 | 0 | 0 | 0 | 0 | 0
F1_Industrial_Lumber and Wood Products_Existing_Miscellaneous_Natural Gas_Miscellaneous_E5 | F1 | Industrial | Lumber and Wood Products | Existing | Miscellaneous | Natural Gas | Miscellaneous | E5 | CCE | 0 | 0 | 0 | 0 | 0 | 0 | 0 | 0 | 0 | 0 | 0 | 0 | 0 | 0 | 0 | 0 | 0 | 0 | 0 | 0 | 0 | 0 | 0 | 0 | 0 | 0 | 0 | 0 | 0 | 0 | 0 | 0 | 0
F1_Industrial_Lumber and Wood Products_Existing_Miscellaneous_Natural Gas_Miscellaneous_E6 | F1 | Industrial | Lumber and Wood Products | Existing | Miscellaneous | Natural Gas | Miscellaneous | E6 | CCE | 0 | 0 | 0 | 0 | 0 | 0 | 0 | 0 | 0 | 0 | 0 | 0 | 0 | 0 | 0 | 0 | 0 | 0 | 0 | 0 | 0 | 0 | 0 | 0 | 0 | 0 | 0 | 0 | 0 | 0 | 0 | 0 | 0
F1_Industrial_Lumber and Wood Products_Existing_Miscellaneous_Natural Gas_Miscellaneous_E7 | F1 | Industrial | Lumber and Wood Products | Existing | Miscellaneous | Natural Gas | Miscellaneous | E7 | CCE | 0 | 0 | 0 | 0 | 0 | 0 | 0 | 0 | 0 | 0 | 0 | 0 | 0 | 0 | 0 | 0 | 0 | 0 | 0 | 0 | 0 | 0 | 0 | 0 | 0 | 0 | 0 | 0 | 0 | 0 | 0 | 0 | 0
F1_Industrial_Lumber and Wood Products_Existing_Miscellaneous_Natural Gas_Miscellaneous_E8 | F1 | Industrial | Lumber and Wood Products | Existing | Miscellaneous | Natural Gas | Miscellaneous | E8 | CCE | 0 | 0 | 0 | 0 | 0 | 0 | 0 | 0 | 0 | 0 | 0 | 0 | 0 | 0 | 0 | 0 | 0 | 0 | 0 | 0 | 0 | 0 | 0 | 0 | 0 | 0 | 0 | 0 | 0 | 0 | 0 | 0 | 0
F1_Industrial_Lumber and Wood Products_Existing_Miscellaneous_Natural Gas_Miscellaneous_E9 | F1 | Industrial | Lumber and Wood Products | Existing | Miscellaneous | Natural Gas | Miscellaneous | E9 | CCE | 0 | 0 | 0 | 0 | 0 | 0 | 0 | 0 | 0 | 0 | 0 | 0 | 0 | 0 | 0 | 0 | 0 | 0 | 0 | 0 | 0 | 0 | 0 | 0 | 0 | 0 | 0 | 0 | 0 | 0 | 0 | 0 | 0
F1_Industrial_Lumber and Wood Products_Existing_Miscellaneous_Natural Gas_Miscellaneous_E10 | F1 | Industrial | Lumber and Wood Products | Existing | Miscellaneous | Natural Gas | Miscellaneous | E10 | CCE | 0 | 0 | 0 | 0 | 0 | 0 | 0 | 0 | 0 | 0 | 0 | 0 | 0 | 0 | 0 | 0 | 0 | 0 | 0 | 0 | 0 | 0 | 0 | 0 | 0 | 0 | 0 | 0 | 0 | 0 | 0 | 0 | 0
F2_Industrial_Lumber and Wood Products_Existing_Miscellaneous_Natural Gas_Miscellaneous_E1 | F2 | Industrial | Lumber and Wood Products | Existing | Miscellaneous | Natural Gas | Miscellaneous | E1 | TRC BC Ratio | 0 | 0 | 0 | 0 | 0 | 0 | 0 | 0 | 0 | 0 | 0 | 0 | 0 | 0 | 0 | 0 | 0 | 0 | 0 | 0 | 0 | 0 | 0 | 0 | 0 | 0 | 0 | 0 | 0 | 0 | 0 | 0 | 0
F2_Industrial_Lumber and Wood Products_Existing_Miscellaneous_Natural Gas_Miscellaneous_E2 | F2 | Industrial | Lumber and Wood Products | Existing | Miscellaneous | Natural Gas | Miscellaneous | E2 | TRC BC Ratio | 0 | 0 | 0 | 0 | 0 | 0 | 0 | 0 | 0 | 0 | 0 | 0 | 0 | 0 | 0 | 0 | 0 | 0 | 0 | 0 | 0 | 0 | 0 | 0 | 0 | 0 | 0 | 0 | 0 | 0 | 0 | 0 | 0
F2_Industrial_Lumber and Wood Products_Existing_Miscellaneous_Natural Gas_Miscellaneous_E3 | F2 | Industrial | Lumber and Wood Products | Existing | Miscellaneous | Natural Gas | Miscellaneous | E3 | TRC BC Ratio | 0 | 0 | 0 | 0 | 0 | 0 | 0 | 0 | 0 | 0 | 0 | 0 | 0 | 0 | 0 | 0 | 0 | 0 | 0 | 0 | 0 | 0 | 0 | 0 | 0 | 0 | 0 | 0 | 0 | 0 | 0 | 0 | 0
F2_Industrial_Lumber and Wood Products_Existing_Miscellaneous_Natural Gas_Miscellaneous_E4 | F2 | Industrial | Lumber and Wood Products | Existing | Miscellaneous | Natural Gas | Miscellaneous | E4 | TRC BC Ratio | 0 | 0 | 0 | 0 | 0 | 0 | 0 | 0 | 0 | 0 | 0 | 0 | 0 | 0 | 0 | 0 | 0 | 0 | 0 | 0 | 0 | 0 | 0 | 0 | 0 | 0 | 0 | 0 | 0 | 0 | 0 | 0 | 0
F2_Industrial_Lumber and Wood Products_Existing_Miscellaneous_Natural Gas_Miscellaneous_E5 | F2 | Industrial | Lumber and Wood Products | Existing | Miscellaneous | Natural Gas | Miscellaneous | E5 | TRC BC Ratio | 0 | 0 | 0 | 0 | 0 | 0 | 0 | 0 | 0 | 0 | 0 | 0 | 0 | 0 | 0 | 0 | 0 | 0 | 0 | 0 | 0 | 0 | 0 | 0 | 0 | 0 | 0 | 0 | 0 | 0 | 0 | 0 | 0
F2_Industrial_Lumber and Wood Products_Existing_Miscellaneous_Natural Gas_Miscellaneous_E6 | F2 | Industrial | Lumber and Wood Products | Existing | Miscellaneous | Natural Gas | Miscellaneous | E6 | TRC BC Ratio | 0 | 0 | 0 | 0 | 0 | 0 | 0 | 0 | 0 | 0 | 0 | 0 | 0 | 0 | 0 | 0 | 0 | 0 | 0 | 0 | 0 | 0 | 0 | 0 | 0 | 0 | 0 | 0 | 0 | 0 | 0 | 0 | 0
F2_Industrial_Lumber and Wood Products_Existing_Miscellaneous_Natural Gas_Miscellaneous_E7 | F2 | Industrial | Lumber and Wood Products | Existing | Miscellaneous | Natural Gas | Miscellaneous | E7 | TRC BC Ratio | 0 | 0 | 0 | 0 | 0 | 0 | 0 | 0 | 0 | 0 | 0 | 0 | 0 | 0 | 0 | 0 | 0 | 0 | 0 | 0 | 0 | 0 | 0 | 0 | 0 | 0 | 0 | 0 | 0 | 0 | 0 | 0 | 0
F2_Industrial_Lumber and Wood Products_Existing_Miscellaneous_Natural Gas_Miscellaneous_E8 | F2 | Industrial | Lumber and Wood Products | Existing | Miscellaneous | Natural Gas | Miscellaneous | E8 | TRC BC Ratio | 0 | 0 | 0 | 0 | 0 | 0 | 0 | 0 | 0 | 0 | 0 | 0 | 0 | 0 | 0 | 0 | 0 | 0 | 0 | 0 | 0 | 0 | 0 | 0 | 0 | 0 | 0 | 0 | 0 | 0 | 0 | 0 | 0
F2_Industrial_Lumber and Wood Products_Existing_Miscellaneous_Natural Gas_Miscellaneous_E9 | F2 | Industrial | Lumber and Wood Products | Existing | Miscellaneous | Natural Gas | Miscellaneous | E9 | TRC BC Ratio | 0 | 0 | 0 | 0 | 0 | 0 | 0 | 0 | 0 | 0 | 0 | 0 | 0 | 0 | 0 | 0 | 0 | 0 | 0 | 0 | 0 | 0 | 0 | 0 | 0 | 0 | 0 | 0 | 0 | 0 | 0 | 0 | 0
F2_Industrial_Lumber and Wood Products_Existing_Miscellaneous_Natural Gas_Miscellaneous_E10 | F2 | Industrial | Lumber and Wood Products | Existing | Miscellaneous | Natural Gas | Miscellaneous | E10 | TRC BC Ratio | 0 | 0 | 0 | 0 | 0 | 0 | 0 | 0 | 0 | 0 | 0 | 0 | 0 | 0 | 0 | 0 | 0 | 0 | 0 | 0 | 0 | 0 | 0 | 0 | 0 | 0 | 0 | 0 | 0 | 0 | 0 | 0 | 0
F3_Industrial_Lumber and Wood Products_Existing_Miscellaneous_Natural Gas_Miscellaneous_E1 | F3 | Industrial | Lumber and Wood Products | Existing | Miscellaneous | Natural Gas | Miscellaneous | E1 | PACT BC Ratio | 0 | 0 | 0 | 0 | 0 | 0 | 0 | 0 | 0 | 0 | 0 | 0 | 0 | 0 | 0 | 0 | 0 | 0 | 0 | 0 | 0 | 0 | 0 | 0 | 0 | 0 | 0 | 0 | 0 | 0 | 0 | 0 | 0
F3_Industrial_Lumber and Wood Products_Existing_Miscellaneous_Natural Gas_Miscellaneous_E2 | F3 | Industrial | Lumber and Wood Products | Existing | Miscellaneous | Natural Gas | Miscellaneous | E2 | PACT BC Ratio | 0 | 0 | 0 | 0 | 0 | 0 | 0 | 0 | 0 | 0 | 0 | 0 | 0 | 0 | 0 | 0 | 0 | 0 | 0 | 0 | 0 | 0 | 0 | 0 | 0 | 0 | 0 | 0 | 0 | 0 | 0 | 0 | 0
F3_Industrial_Lumber and Wood Products_Existing_Miscellaneous_Natural Gas_Miscellaneous_E3 | F3 | Industrial | Lumber and Wood Products | Existing | Miscellaneous | Natural Gas | Miscellaneous | E3 | PACT BC Ratio | 0 | 0 | 0 | 0 | 0 | 0 | 0 | 0 | 0 | 0 | 0 | 0 | 0 | 0 | 0 | 0 | 0 | 0 | 0 | 0 | 0 | 0 | 0 | 0 | 0 | 0 | 0 | 0 | 0 | 0 | 0 | 0 | 0
F3_Industrial_Lumber and Wood Products_Existing_Miscellaneous_Natural Gas_Miscellaneous_E4 | F3 | Industrial | Lumber and Wood Products | Existing | Miscellaneous | Natural Gas | Miscellaneous | E4 | PACT BC Ratio | 0 | 0 | 0 | 0 | 0 | 0 | 0 | 0 | 0 | 0 | 0 | 0 | 0 | 0 | 0 | 0 | 0 | 0 | 0 | 0 | 0 | 0 | 0 | 0 | 0 | 0 | 0 | 0 | 0 | 0 | 0 | 0 | 0
F3_Industrial_Lumber and Wood Products_Existing_Miscellaneous_Natural Gas_Miscellaneous_E5 | F3 | Industrial | Lumber and Wood Products | Existing | Miscellaneous | Natural Gas | Miscellaneous | E5 | PACT BC Ratio | 0 | 0 | 0 | 0 | 0 | 0 | 0 | 0 | 0 | 0 | 0 | 0 | 0 | 0 | 0 | 0 | 0 | 0 | 0 | 0 | 0 | 0 | 0 | 0 | 0 | 0 | 0 | 0 | 0 | 0 | 0 | 0 | 0
F3_Industrial_Lumber and Wood Products_Existing_Miscellaneous_Natural Gas_Miscellaneous_E6 | F3 | Industrial | Lumber and Wood Products | Existing | Miscellaneous | Natural Gas | Miscellaneous | E6 | PACT BC Ratio | 0 | 0 | 0 | 0 | 0 | 0 | 0 | 0 | 0 | 0 | 0 | 0 | 0 | 0 | 0 | 0 | 0 | 0 | 0 | 0 | 0 | 0 | 0 | 0 | 0 | 0 | 0 | 0 | 0 | 0 | 0 | 0 | 0
F3_Industrial_Lumber and Wood Products_Existing_Miscellaneous_Natural Gas_Miscellaneous_E7 | F3 | Industrial | Lumber and Wood Products | Existing | Miscellaneous | Natural Gas | Miscellaneous | E7 | PACT BC Ratio | 0 | 0 | 0 | 0 | 0 | 0 | 0 | 0 | 0 | 0 | 0 | 0 | 0 | 0 | 0 | 0 | 0 | 0 | 0 | 0 | 0 | 0 | 0 | 0 | 0 | 0 | 0 | 0 | 0 | 0 | 0 | 0 | 0
F3_Industrial_Lumber and Wood Products_Existing_Miscellaneous_Natural Gas_Miscellaneous_E8 | F3 | Industrial | Lumber and Wood Products | Existing | Miscellaneous | Natural Gas | Miscellaneous | E8 | PACT BC Ratio | 0 | 0 | 0 | 0 | 0 | 0 | 0 | 0 | 0 | 0 | 0 | 0 | 0 | 0 | 0 | 0 | 0 | 0 | 0 | 0 | 0 | 0 | 0 | 0 | 0 | 0 | 0 | 0 | 0 | 0 | 0 | 0 | 0
F3_Industrial_Lumber and Wood Products_Existing_Miscellaneous_Natural Gas_Miscellaneous_E9 | F3 | Industrial | Lumber and Wood Products | Existing | Miscellaneous | Natural Gas | Miscellaneous | E9 | PACT BC Ratio | 0 | 0 | 0 | 0 | 0 | 0 | 0 | 0 | 0 | 0 | 0 | 0 | 0 | 0 | 0 | 0 | 0 | 0 | 0 | 0 | 0 | 0 | 0 | 0 | 0 | 0 | 0 | 0 | 0 | 0 | 0 | 0 | 0
F3_Industrial_Lumber and Wood Products_Existing_Miscellaneous_Natural Gas_Miscellaneous_E10 | F3 | Industrial | Lumber and Wood Products | Existing | Miscellaneous | Natural Gas | Miscellaneous | E10 | PACT BC Ratio | 0 | 0 | 0 | 0 | 0 | 0 | 0 | 0 | 0 | 0 | 0 | 0 | 0 | 0 | 0 | 0 | 0 | 0 | 0 | 0 | 0 | 0 | 0 | 0 | 0 | 0 | 0 | 0 | 0 | 0 | 0 | 0 | 0
F4_Industrial_Lumber and Wood Products_Existing_Miscellaneous_Natural Gas_Miscellaneous_E1 | F4 | Industrial | Lumber and Wood Products | Existing | Miscellaneous | Natural Gas | Miscellaneous | E1 | RVT BC Ratio | 0 | 0 | 0 | 0 | 0 | 0 | 0 | 0 | 0 | 0 | 0 | 0 | 0 | 0 | 0 | 0 | 0 | 0 | 0 | 0 | 0 | 0 | 0 | 0 | 0 | 0 | 0 | 0 | 0 | 0 | 0 | 0 | 0
F4_Industrial_Lumber and Wood Products_Existing_Miscellaneous_Natural Gas_Miscellaneous_E2 | F4 | Industrial | Lumber and Wood Products | Existing | Miscellaneous | Natural Gas | Miscellaneous | E2 | RVT BC Ratio | 0 | 0 | 0 | 0 | 0 | 0 | 0 | 0 | 0 | 0 | 0 | 0 | 0 | 0 | 0 | 0 | 0 | 0 | 0 | 0 | 0 | 0 | 0 | 0 | 0 | 0 | 0 | 0 | 0 | 0 | 0 | 0 | 0
F4_Industrial_Lumber and Wood Products_Existing_Miscellaneous_Natural Gas_Miscellaneous_E3 | F4 | Industrial | Lumber and Wood Products | Existing | Miscellaneous | Natural Gas | Miscellaneous | E3 | RVT BC Ratio | 0 | 0 | 0 | 0 | 0 | 0 | 0 | 0 | 0 | 0 | 0 | 0 | 0 | 0 | 0 | 0 | 0 | 0 | 0 | 0 | 0 | 0 | 0 | 0 | 0 | 0 | 0 | 0 | 0 | 0 | 0 | 0 | 0
F4_Industrial_Lumber and Wood Products_Existing_Miscellaneous_Natural Gas_Miscellaneous_E4 | F4 | Industrial | Lumber and Wood Products | Existing | Miscellaneous | Natural Gas | Miscellaneous | E4 | RVT BC Ratio | 0 | 0 | 0 | 0 | 0 | 0 | 0 | 0 | 0 | 0 | 0 | 0 | 0 | 0 | 0 | 0 | 0 | 0 | 0 | 0 | 0 | 0 | 0 | 0 | 0 | 0 | 0 | 0 | 0 | 0 | 0 | 0 | 0
F4_Industrial_Lumber and Wood Products_Existing_Miscellaneous_Natural Gas_Miscellaneous_E5 | F4 | Industrial | Lumber and Wood Products | Existing | Miscellaneous | Natural Gas | Miscellaneous | E5 | RVT BC Ratio | 0 | 0 | 0 | 0 | 0 | 0 | 0 | 0 | 0 | 0 | 0 | 0 | 0 | 0 | 0 | 0 | 0 | 0 | 0 | 0 | 0 | 0 | 0 | 0 | 0 | 0 | 0 | 0 | 0 | 0 | 0 | 0 | 0
F4_Industrial_Lumber and Wood Products_Existing_Miscellaneous_Natural Gas_Miscellaneous_E6 | F4 | Industrial | Lumber and Wood Products | Existing | Miscellaneous | Natural Gas | Miscellaneous | E6 | RVT BC Ratio | 0 | 0 | 0 | 0 | 0 | 0 | 0 | 0 | 0 | 0 | 0 | 0 | 0 | 0 | 0 | 0 | 0 | 0 | 0 | 0 | 0 | 0 | 0 | 0 | 0 | 0 | 0 | 0 | 0 | 0 | 0 | 0 | 0
F4_Industrial_Lumber and Wood Products_Existing_Miscellaneous_Natural Gas_Miscellaneous_E7 | F4 | Industrial | Lumber and Wood Products | Existing | Miscellaneous | Natural Gas | Miscellaneous | E7 | RVT BC Ratio | 0 | 0 | 0 | 0 | 0 | 0 | 0 | 0 | 0 | 0 | 0 | 0 | 0 | 0 | 0 | 0 | 0 | 0 | 0 | 0 | 0 | 0 | 0 | 0 | 0 | 0 | 0 | 0 | 0 | 0 | 0 | 0 | 0
F4_Industrial_Lumber and Wood Products_Existing_Miscellaneous_Natural Gas_Miscellaneous_E8 | F4 | Industrial | Lumber and Wood Products | Existing | Miscellaneous | Natural Gas | Miscellaneous | E8 | RVT BC Ratio | 0 | 0 | 0 | 0 | 0 | 0 | 0 | 0 | 0 | 0 | 0 | 0 | 0 | 0 | 0 | 0 | 0 | 0 | 0 | 0 | 0 | 0 | 0 | 0 | 0 | 0 | 0 | 0 | 0 | 0 | 0 | 0 | 0
F4_Industrial_Lumber and Wood Products_Existing_Miscellaneous_Natural Gas_Miscellaneous_E9 | F4 | Industrial | Lumber and Wood Products | Existing | Miscellaneous | Natural Gas | Miscellaneous | E9 | RVT BC Ratio | 0 | 0 | 0 | 0 | 0 | 0 | 0 | 0 | 0 | 0 | 0 | 0 | 0 | 0 | 0 | 0 | 0 | 0 | 0 | 0 | 0 | 0 | 0 | 0 | 0 | 0 | 0 | 0 | 0 | 0 | 0 | 0 | 0
F4_Industrial_Lumber and Wood Products_Existing_Miscellaneous_Natural Gas_Miscellaneous_E10 | F4 | Industrial | Lumber and Wood Products | Existing | Miscellaneous | Natural Gas | Miscellaneous | E10 | RVT BC Ratio | 0 | 0 | 0 | 0 | 0 | 0 | 0 | 0 | 0 | 0 | 0 | 0 | 0 | 0 | 0 | 0 | 0 | 0 | 0 | 0 | 0 | 0 | 0 | 0 | 0 | 0 | 0 | 0 | 0 | 0 | 0 | 0 | 0
F5_Industrial_Lumber and Wood Products_Existing_Miscellaneous_Natural Gas_Miscellaneous_E1 | F5 | Industrial | Lumber and Wood Products | Existing | Miscellaneous | Natural Gas | Miscellaneous | E1 | RIM BC Ratio | 0 | 0 | 0 | 0 | 0 | 0 | 0 | 0 | 0 | 0 | 0 | 0 | 0 | 0 | 0 | 0 | 0 | 0 | 0 | 0 | 0 | 0 | 0 | 0 | 0 | 0 | 0 | 0 | 0 | 0 | 0 | 0 | 0
F5_Industrial_Lumber and Wood Products_Existing_Miscellaneous_Natural Gas_Miscellaneous_E2 | F5 | Industrial | Lumber and Wood Products | Existing | Miscellaneous | Natural Gas | Miscellaneous | E2 | RIM BC Ratio | 0 | 0 | 0 | 0 | 0 | 0 | 0 | 0 | 0 | 0 | 0 | 0 | 0 | 0 | 0 | 0 | 0 | 0 | 0 | 0 | 0 | 0 | 0 | 0 | 0 | 0 | 0 | 0 | 0 | 0 | 0 | 0 | 0
F5_Industrial_Lumber and Wood Products_Existing_Miscellaneous_Natural Gas_Miscellaneous_E3 | F5 | Industrial | Lumber and Wood Products | Existing | Miscellaneous | Natural Gas | Miscellaneous | E3 | RIM BC Ratio | 0 | 0 | 0 | 0 | 0 | 0 | 0 | 0 | 0 | 0 | 0 | 0 | 0 | 0 | 0 | 0 | 0 | 0 | 0 | 0 | 0 | 0 | 0 | 0 | 0 | 0 | 0 | 0 | 0 | 0 | 0 | 0 | 0
F5_Industrial_Lumber and Wood Products_Existing_Miscellaneous_Natural Gas_Miscellaneous_E4 | F5 | Industrial | Lumber and Wood Products | Existing | Miscellaneous | Natural Gas | Miscellaneous | E4 | RIM BC Ratio | 0 | 0 | 0 | 0 | 0 | 0 | 0 | 0 | 0 | 0 | 0 | 0 | 0 | 0 | 0 | 0 | 0 | 0 | 0 | 0 | 0 | 0 | 0 | 0 | 0 | 0 | 0 | 0 | 0 | 0 | 0 | 0 | 0
F5_Industrial_Lumber and Wood Products_Existing_Miscellaneous_Natural Gas_Miscellaneous_E5 | F5 | Industrial | Lumber and Wood Products | Existing | Miscellaneous | Natural Gas | Miscellaneous | E5 | RIM BC Ratio | 0 | 0 | 0 | 0 | 0 | 0 | 0 | 0 | 0 | 0 | 0 | 0 | 0 | 0 | 0 | 0 | 0 | 0 | 0 | 0 | 0 | 0 | 0 | 0 | 0 | 0 | 0 | 0 | 0 | 0 | 0 | 0 | 0
F5_Industrial_Lumber and Wood Products_Existing_Miscellaneous_Natural Gas_Miscellaneous_E6 | F5 | Industrial | Lumber and Wood Products | Existing | Miscellaneous | Natural Gas | Miscellaneous | E6 | RIM BC Ratio | 0 | 0 | 0 | 0 | 0 | 0 | 0 | 0 | 0 | 0 | 0 | 0 | 0 | 0 | 0 | 0 | 0 | 0 | 0 | 0 | 0 | 0 | 0 | 0 | 0 | 0 | 0 | 0 | 0 | 0 | 0 | 0 | 0
F5_Industrial_Lumber and Wood Products_Existing_Miscellaneous_Natural Gas_Miscellaneous_E7 | F5 | Industrial | Lumber and Wood Products | Existing | Miscellaneous | Natural Gas | Miscellaneous | E7 | RIM BC Ratio | 0 | 0 | 0 | 0 | 0 | 0 | 0 | 0 | 0 | 0 | 0 | 0 | 0 | 0 | 0 | 0 | 0 | 0 | 0 | 0 | 0 | 0 | 0 | 0 | 0 | 0 | 0 | 0 | 0 | 0 | 0 | 0 | 0
F5_Industrial_Lumber and Wood Products_Existing_Miscellaneous_Natural Gas_Miscellaneous_E8 | F5 | Industrial | Lumber and Wood Products | Existing | Miscellaneous | Natural Gas | Miscellaneous | E8 | RIM BC Ratio | 0 | 0 | 0 | 0 | 0 | 0 | 0 | 0 | 0 | 0 | 0 | 0 | 0 | 0 | 0 | 0 | 0 | 0 | 0 | 0 | 0 | 0 | 0 | 0 | 0 | 0 | 0 | 0 | 0 | 0 | 0 | 0 | 0
F5_Industrial_Lumber and Wood Products_Existing_Miscellaneous_Natural Gas_Miscellaneous_E9 | F5 | Industrial | Lumber and Wood Products | Existing | Miscellaneous | Natural Gas | Miscellaneous | E9 | RIM BC Ratio | 0 | 0 | 0 | 0 | 0 | 0 | 0 | 0 | 0 | 0 | 0 | 0 | 0 | 0 | 0 | 0 | 0 | 0 | 0 | 0 | 0 | 0 | 0 | 0 | 0 | 0 | 0 | 0 | 0 | 0 | 0 | 0 | 0
F5_Industrial_Lumber and Wood Products_Existing_Miscellaneous_Natural Gas_Miscellaneous_E10 | F5 | Industrial | Lumber and Wood Products | Existing | Miscellaneous | Natural Gas | Miscellaneous | E10 | RIM BC Ratio | 0 | 0 | 0 | 0 | 0 | 0 | 0 | 0 | 0 | 0 | 0 | 0 | 0 | 0 | 0 | 0 | 0 | 0 | 0 | 0 | 0 | 0 | 0 | 0 | 0 | 0 | 0 | 0 | 0 | 0 | 0 | 0 | 0
F0_Industrial_Lumber and Wood Products_New_Space Heating_Natural Gas_Furnace_E0 | F0 | Industrial | Lumber and Wood Products | New | Space Heating | Natural Gas | Furnace | E0 | Economic Unit | 0 | 0 | 0 | 0 | 0 | 0 | 0 | 0 | 0 | 0 | 0 | 0 | 0 | 0 | 0 | 0 | 0 | 0 | 0 | 0 | 0 | 0 | 0 | 0 | 0 | 0 | 0 | 0 | 0 | 0 | 0 | 0 | 0
F1_Industrial_Lumber and Wood Products_New_Space Heating_Natural Gas_Furnace_E1 | F1 | Industrial | Lumber and Wood Products | New | Space Heating | Natural Gas | Furnace | E1 | CCE | 0 | 0 | 0 | 0 | 0 | 0 | 0 | 0 | 0 | 0 | 0 | 0 | 0 | 0 | 0 | 0 | 0 | 0 | 0 | 0 | 0 | 0 | 0 | 0 | 0 | 0 | 0 | 0 | 0 | 0 | 0 | 0 | 0
F1_Industrial_Lumber and Wood Products_New_Space Heating_Natural Gas_Furnace_E2 | F1 | Industrial | Lumber and Wood Products | New | Space Heating | Natural Gas | Furnace | E2 | CCE | 0 | 0 | 0 | 0 | 0 | 0 | 0 | 0 | 0 | 0 | 0 | 0 | 0 | 0 | 0 | 0 | 0 | 0 | 0 | 0 | 0 | 0 | 0 | 0 | 0 | 0 | 0 | 0 | 0 | 0 | 0 | 0 | 0
F1_Industrial_Lumber and Wood Products_New_Space Heating_Natural Gas_Furnace_E3 | F1 | Industrial | Lumber and Wood Products | New | Space Heating | Natural Gas | Furnace | E3 | CCE | 0 | 0 | 0 | 0 | 0 | 0 | 0 | 0 | 0 | 0 | 0 | 0 | 0 | 0 | 0 | 0 | 0 | 0 | 0 | 0 | 0 | 0 | 0 | 0 | 0 | 0 | 0 | 0 | 0 | 0 | 0 | 0 | 0
F1_Industrial_Lumber and Wood Products_New_Space Heating_Natural Gas_Furnace_E4 | F1 | Industrial | Lumber and Wood Products | New | Space Heating | Natural Gas | Furnace | E4 | CCE | 0 | 0 | 0 | 0 | 0 | 0 | 0 | 0 | 0 | 0 | 0 | 0 | 0 | 0 | 0 | 0 | 0 | 0 | 0 | 0 | 0 | 0 | 0 | 0 | 0 | 0 | 0 | 0 | 0 | 0 | 0 | 0 | 0
F1_Industrial_Lumber and Wood Products_New_Space Heating_Natural Gas_Furnace_E5 | F1 | Industrial | Lumber and Wood Products | New | Space Heating | Natural Gas | Furnace | E5 | CCE | 0 | 0 | 0 | 0 | 0 | 0 | 0 | 0 | 0 | 0 | 0 | 0 | 0 | 0 | 0 | 0 | 0 | 0 | 0 | 0 | 0 | 0 | 0 | 0 | 0 | 0 | 0 | 0 | 0 | 0 | 0 | 0 | 0
F1_Industrial_Lumber and Wood Products_New_Space Heating_Natural Gas_Furnace_E6 | F1 | Industrial | Lumber and Wood Products | New | Space Heating | Natural Gas | Furnace | E6 | CCE | 0 | 0 | 0 | 0 | 0 | 0 | 0 | 0 | 0 | 0 | 0 | 0 | 0 | 0 | 0 | 0 | 0 | 0 | 0 | 0 | 0 | 0 | 0 | 0 | 0 | 0 | 0 | 0 | 0 | 0 | 0 | 0 | 0
F1_Industrial_Lumber and Wood Products_New_Space Heating_Natural Gas_Furnace_E7 | F1 | Industrial | Lumber and Wood Products | New | Space Heating | Natural Gas | Furnace | E7 | CCE | 0 | 0 | 0 | 0 | 0 | 0 | 0 | 0 | 0 | 0 | 0 | 0 | 0 | 0 | 0 | 0 | 0 | 0 | 0 | 0 | 0 | 0 | 0 | 0 | 0 | 0 | 0 | 0 | 0 | 0 | 0 | 0 | 0
F1_Industrial_Lumber and Wood Products_New_Space Heating_Natural Gas_Furnace_E8 | F1 | Industrial | Lumber and Wood Products | New | Space Heating | Natural Gas | Furnace | E8 | CCE | 0 | 0 | 0 | 0 | 0 | 0 | 0 | 0 | 0 | 0 | 0 | 0 | 0 | 0 | 0 | 0 | 0 | 0 | 0 | 0 | 0 | 0 | 0 | 0 | 0 | 0 | 0 | 0 | 0 | 0 | 0 | 0 | 0
F1_Industrial_Lumber and Wood Products_New_Space Heating_Natural Gas_Furnace_E9 | F1 | Industrial | Lumber and Wood Products | New | Space Heating | Natural Gas | Furnace | E9 | CCE | 0 | 0 | 0 | 0 | 0 | 0 | 0 | 0 | 0 | 0 | 0 | 0 | 0 | 0 | 0 | 0 | 0 | 0 | 0 | 0 | 0 | 0 | 0 | 0 | 0 | 0 | 0 | 0 | 0 | 0 | 0 | 0 | 0
F1_Industrial_Lumber and Wood Products_New_Space Heating_Natural Gas_Furnace_E10 | F1 | Industrial | Lumber and Wood Products | New | Space Heating | Natural Gas | Furnace | E10 | CCE | 0 | 0 | 0 | 0 | 0 | 0 | 0 | 0 | 0 | 0 | 0 | 0 | 0 | 0 | 0 | 0 | 0 | 0 | 0 | 0 | 0 | 0 | 0 | 0 | 0 | 0 | 0 | 0 | 0 | 0 | 0 | 0 | 0
F2_Industrial_Lumber and Wood Products_New_Space Heating_Natural Gas_Furnace_E1 | F2 | Industrial | Lumber and Wood Products | New | Space Heating | Natural Gas | Furnace | E1 | TRC BC Ratio | 0 | 0 | 0 | 0 | 0 | 0 | 0 | 0 | 0 | 0 | 0 | 0 | 0 | 0 | 0 | 0 | 0 | 0 | 0 | 0 | 0 | 0 | 0 | 0 | 0 | 0 | 0 | 0 | 0 | 0 | 0 | 0 | 0
F2_Industrial_Lumber and Wood Products_New_Space Heating_Natural Gas_Furnace_E2 | F2 | Industrial | Lumber and Wood Products | New | Space Heating | Natural Gas | Furnace | E2 | TRC BC Ratio | 0 | 0 | 0 | 0 | 0 | 0 | 0 | 0 | 0 | 0 | 0 | 0 | 0 | 0 | 0 | 0 | 0 | 0 | 0 | 0 | 0 | 0 | 0 | 0 | 0 | 0 | 0 | 0 | 0 | 0 | 0 | 0 | 0
F2_Industrial_Lumber and Wood Products_New_Space Heating_Natural Gas_Furnace_E3 | F2 | Industrial | Lumber and Wood Products | New | Space Heating | Natural Gas | Furnace | E3 | TRC BC Ratio | 0 | 0 | 0 | 0 | 0 | 0 | 0 | 0 | 0 | 0 | 0 | 0 | 0 | 0 | 0 | 0 | 0 | 0 | 0 | 0 | 0 | 0 | 0 | 0 | 0 | 0 | 0 | 0 | 0 | 0 | 0 | 0 | 0
F2_Industrial_Lumber and Wood Products_New_Space Heating_Natural Gas_Furnace_E4 | F2 | Industrial | Lumber and Wood Products | New | Space Heating | Natural Gas | Furnace | E4 | TRC BC Ratio | 0 | 0 | 0 | 0 | 0 | 0 | 0 | 0 | 0 | 0 | 0 | 0 | 0 | 0 | 0 | 0 | 0 | 0 | 0 | 0 | 0 | 0 | 0 | 0 | 0 | 0 | 0 | 0 | 0 | 0 | 0 | 0 | 0
F2_Industrial_Lumber and Wood Products_New_Space Heating_Natural Gas_Furnace_E5 | F2 | Industrial | Lumber and Wood Products | New | Space Heating | Natural Gas | Furnace | E5 | TRC BC Ratio | 0 | 0 | 0 | 0 | 0 | 0 | 0 | 0 | 0 | 0 | 0 | 0 | 0 | 0 | 0 | 0 | 0 | 0 | 0 | 0 | 0 | 0 | 0 | 0 | 0 | 0 | 0 | 0 | 0 | 0 | 0 | 0 | 0
F2_Industrial_Lumber and Wood Products_New_Space Heating_Natural Gas_Furnace_E6 | F2 | Industrial | Lumber and Wood Products | New | Space Heating | Natural Gas | Furnace | E6 | TRC BC Ratio | 0 | 0 | 0 | 0 | 0 | 0 | 0 | 0 | 0 | 0 | 0 | 0 | 0 | 0 | 0 | 0 | 0 | 0 | 0 | 0 | 0 | 0 | 0 | 0 | 0 | 0 | 0 | 0 | 0 | 0 | 0 | 0 | 0
F2_Industrial_Lumber and Wood Products_New_Space Heating_Natural Gas_Furnace_E7 | F2 | Industrial | Lumber and Wood Products | New | Space Heating | Natural Gas | Furnace | E7 | TRC BC Ratio | 0 | 0 | 0 | 0 | 0 | 0 | 0 | 0 | 0 | 0 | 0 | 0 | 0 | 0 | 0 | 0 | 0 | 0 | 0 | 0 | 0 | 0 | 0 | 0 | 0 | 0 | 0 | 0 | 0 | 0 | 0 | 0 | 0
F2_Industrial_Lumber and Wood Products_New_Space Heating_Natural Gas_Furnace_E8 | F2 | Industrial | Lumber and Wood Products | New | Space Heating | Natural Gas | Furnace | E8 | TRC BC Ratio | 0 | 0 | 0 | 0 | 0 | 0 | 0 | 0 | 0 | 0 | 0 | 0 | 0 | 0 | 0 | 0 | 0 | 0 | 0 | 0 | 0 | 0 | 0 | 0 | 0 | 0 | 0 | 0 | 0 | 0 | 0 | 0 | 0
F2_Industrial_Lumber and Wood Products_New_Space Heating_Natural Gas_Furnace_E9 | F2 | Industrial | Lumber and Wood Products | New | Space Heating | Natural Gas | Furnace | E9 | TRC BC Ratio | 0 | 0 | 0 | 0 | 0 | 0 | 0 | 0 | 0 | 0 | 0 | 0 | 0 | 0 | 0 | 0 | 0 | 0 | 0 | 0 | 0 | 0 | 0 | 0 | 0 | 0 | 0 | 0 | 0 | 0 | 0 | 0 | 0
F2_Industrial_Lumber and Wood Products_New_Space Heating_Natural Gas_Furnace_E10 | F2 | Industrial | Lumber and Wood Products | New | Space Heating | Natural Gas | Furnace | E10 | TRC BC Ratio | 0 | 0 | 0 | 0 | 0 | 0 | 0 | 0 | 0 | 0 | 0 | 0 | 0 | 0 | 0 | 0 | 0 | 0 | 0 | 0 | 0 | 0 | 0 | 0 | 0 | 0 | 0 | 0 | 0 | 0 | 0 | 0 | 0
F3_Industrial_Lumber and Wood Products_New_Space Heating_Natural Gas_Furnace_E1 | F3 | Industrial | Lumber and Wood Products | New | Space Heating | Natural Gas | Furnace | E1 | PACT BC Ratio | 0 | 0 | 0 | 0 | 0 | 0 | 0 | 0 | 0 | 0 | 0 | 0 | 0 | 0 | 0 | 0 | 0 | 0 | 0 | 0 | 0 | 0 | 0 | 0 | 0 | 0 | 0 | 0 | 0 | 0 | 0 | 0 | 0
F3_Industrial_Lumber and Wood Products_New_Space Heating_Natural Gas_Furnace_E2 | F3 | Industrial | Lumber and Wood Products | New | Space Heating | Natural Gas | Furnace | E2 | PACT BC Ratio | 0 | 0 | 0 | 0 | 0 | 0 | 0 | 0 | 0 | 0 | 0 | 0 | 0 | 0 | 0 | 0 | 0 | 0 | 0 | 0 | 0 | 0 | 0 | 0 | 0 | 0 | 0 | 0 | 0 | 0 | 0 | 0 | 0
F3_Industrial_Lumber and Wood Products_New_Space Heating_Natural Gas_Furnace_E3 | F3 | Industrial | Lumber and Wood Products | New | Space Heating | Natural Gas | Furnace | E3 | PACT BC Ratio | 0 | 0 | 0 | 0 | 0 | 0 | 0 | 0 | 0 | 0 | 0 | 0 | 0 | 0 | 0 | 0 | 0 | 0 | 0 | 0 | 0 | 0 | 0 | 0 | 0 | 0 | 0 | 0 | 0 | 0 | 0 | 0 | 0
F3_Industrial_Lumber and Wood Products_New_Space Heating_Natural Gas_Furnace_E4 | F3 | Industrial | Lumber and Wood Products | New | Space Heating | Natural Gas | Furnace | E4 | PACT BC Ratio | 0 | 0 | 0 | 0 | 0 | 0 | 0 | 0 | 0 | 0 | 0 | 0 | 0 | 0 | 0 | 0 | 0 | 0 | 0 | 0 | 0 | 0 | 0 | 0 | 0 | 0 | 0 | 0 | 0 | 0 | 0 | 0 | 0
F3_Industrial_Lumber and Wood Products_New_Space Heating_Natural Gas_Furnace_E5 | F3 | Industrial | Lumber and Wood Products | New | Space Heating | Natural Gas | Furnace | E5 | PACT BC Ratio | 0 | 0 | 0 | 0 | 0 | 0 | 0 | 0 | 0 | 0 | 0 | 0 | 0 | 0 | 0 | 0 | 0 | 0 | 0 | 0 | 0 | 0 | 0 | 0 | 0 | 0 | 0 | 0 | 0 | 0 | 0 | 0 | 0
F3_Industrial_Lumber and Wood Products_New_Space Heating_Natural Gas_Furnace_E6 | F3 | Industrial | Lumber and Wood Products | New | Space Heating | Natural Gas | Furnace | E6 | PACT BC Ratio | 0 | 0 | 0 | 0 | 0 | 0 | 0 | 0 | 0 | 0 | 0 | 0 | 0 | 0 | 0 | 0 | 0 | 0 | 0 | 0 | 0 | 0 | 0 | 0 | 0 | 0 | 0 | 0 | 0 | 0 | 0 | 0 | 0
F3_Industrial_Lumber and Wood Products_New_Space Heating_Natural Gas_Furnace_E7 | F3 | Industrial | Lumber and Wood Products | New | Space Heating | Natural Gas | Furnace | E7 | PACT BC Ratio | 0 | 0 | 0 | 0 | 0 | 0 | 0 | 0 | 0 | 0 | 0 | 0 | 0 | 0 | 0 | 0 | 0 | 0 | 0 | 0 | 0 | 0 | 0 | 0 | 0 | 0 | 0 | 0 | 0 | 0 | 0 | 0 | 0
F3_Industrial_Lumber and Wood Products_New_Space Heating_Natural Gas_Furnace_E8 | F3 | Industrial | Lumber and Wood Products | New | Space Heating | Natural Gas | Furnace | E8 | PACT BC Ratio | 0 | 0 | 0 | 0 | 0 | 0 | 0 | 0 | 0 | 0 | 0 | 0 | 0 | 0 | 0 | 0 | 0 | 0 | 0 | 0 | 0 | 0 | 0 | 0 | 0 | 0 | 0 | 0 | 0 | 0 | 0 | 0 | 0
F3_Industrial_Lumber and Wood Products_New_Space Heating_Natural Gas_Furnace_E9 | F3 | Industrial | Lumber and Wood Products | New | Space Heating | Natural Gas | Furnace | E9 | PACT BC Ratio | 0 | 0 | 0 | 0 | 0 | 0 | 0 | 0 | 0 | 0 | 0 | 0 | 0 | 0 | 0 | 0 | 0 | 0 | 0 | 0 | 0 | 0 | 0 | 0 | 0 | 0 | 0 | 0 | 0 | 0 | 0 | 0 | 0
F3_Industrial_Lumber and Wood Products_New_Space Heating_Natural Gas_Furnace_E10 | F3 | Industrial | Lumber and Wood Products | New | Space Heating | Natural Gas | Furnace | E10 | PACT BC Ratio | 0 | 0 | 0 | 0 | 0 | 0 | 0 | 0 | 0 | 0 | 0 | 0 | 0 | 0 | 0 | 0 | 0 | 0 | 0 | 0 | 0 | 0 | 0 | 0 | 0 | 0 | 0 | 0 | 0 | 0 | 0 | 0 | 0
F4_Industrial_Lumber and Wood Products_New_Space Heating_Natural Gas_Furnace_E1 | F4 | Industrial | Lumber and Wood Products | New | Space Heating | Natural Gas | Furnace | E1 | RVT BC Ratio | 0 | 0 | 0 | 0 | 0 | 0 | 0 | 0 | 0 | 0 | 0 | 0 | 0 | 0 | 0 | 0 | 0 | 0 | 0 | 0 | 0 | 0 | 0 | 0 | 0 | 0 | 0 | 0 | 0 | 0 | 0 | 0 | 0
F4_Industrial_Lumber and Wood Products_New_Space Heating_Natural Gas_Furnace_E2 | F4 | Industrial | Lumber and Wood Products | New | Space Heating | Natural Gas | Furnace | E2 | RVT BC Ratio | 0 | 0 | 0 | 0 | 0 | 0 | 0 | 0 | 0 | 0 | 0 | 0 | 0 | 0 | 0 | 0 | 0 | 0 | 0 | 0 | 0 | 0 | 0 | 0 | 0 | 0 | 0 | 0 | 0 | 0 | 0 | 0 | 0
F4_Industrial_Lumber and Wood Products_New_Space Heating_Natural Gas_Furnace_E3 | F4 | Industrial | Lumber and Wood Products | New | Space Heating | Natural Gas | Furnace | E3 | RVT BC Ratio | 0 | 0 | 0 | 0 | 0 | 0 | 0 | 0 | 0 | 0 | 0 | 0 | 0 | 0 | 0 | 0 | 0 | 0 | 0 | 0 | 0 | 0 | 0 | 0 | 0 | 0 | 0 | 0 | 0 | 0 | 0 | 0 | 0
F4_Industrial_Lumber and Wood Products_New_Space Heating_Natural Gas_Furnace_E4 | F4 | Industrial | Lumber and Wood Products | New | Space Heating | Natural Gas | Furnace | E4 | RVT BC Ratio | 0 | 0 | 0 | 0 | 0 | 0 | 0 | 0 | 0 | 0 | 0 | 0 | 0 | 0 | 0 | 0 | 0 | 0 | 0 | 0 | 0 | 0 | 0 | 0 | 0 | 0 | 0 | 0 | 0 | 0 | 0 | 0 | 0
F4_Industrial_Lumber and Wood Products_New_Space Heating_Natural Gas_Furnace_E5 | F4 | Industrial | Lumber and Wood Products | New | Space Heating | Natural Gas | Furnace | E5 | RVT BC Ratio | 0 | 0 | 0 | 0 | 0 | 0 | 0 | 0 | 0 | 0 | 0 | 0 | 0 | 0 | 0 | 0 | 0 | 0 | 0 | 0 | 0 | 0 | 0 | 0 | 0 | 0 | 0 | 0 | 0 | 0 | 0 | 0 | 0
F4_Industrial_Lumber and Wood Products_New_Space Heating_Natural Gas_Furnace_E6 | F4 | Industrial | Lumber and Wood Products | New | Space Heating | Natural Gas | Furnace | E6 | RVT BC Ratio | 0 | 0 | 0 | 0 | 0 | 0 | 0 | 0 | 0 | 0 | 0 | 0 | 0 | 0 | 0 | 0 | 0 | 0 | 0 | 0 | 0 | 0 | 0 | 0 | 0 | 0 | 0 | 0 | 0 | 0 | 0 | 0 | 0
F4_Industrial_Lumber and Wood Products_New_Space Heating_Natural Gas_Furnace_E7 | F4 | Industrial | Lumber and Wood Products | New | Space Heating | Natural Gas | Furnace | E7 | RVT BC Ratio | 0 | 0 | 0 | 0 | 0 | 0 | 0 | 0 | 0 | 0 | 0 | 0 | 0 | 0 | 0 | 0 | 0 | 0 | 0 | 0 | 0 | 0 | 0 | 0 | 0 | 0 | 0 | 0 | 0 | 0 | 0 | 0 | 0
F4_Industrial_Lumber and Wood Products_New_Space Heating_Natural Gas_Furnace_E8 | F4 | Industrial | Lumber and Wood Products | New | Space Heating | Natural Gas | Furnace | E8 | RVT BC Ratio | 0 | 0 | 0 | 0 | 0 | 0 | 0 | 0 | 0 | 0 | 0 | 0 | 0 | 0 | 0 | 0 | 0 | 0 | 0 | 0 | 0 | 0 | 0 | 0 | 0 | 0 | 0 | 0 | 0 | 0 | 0 | 0 | 0
F4_Industrial_Lumber and Wood Products_New_Space Heating_Natural Gas_Furnace_E9 | F4 | Industrial | Lumber and Wood Products | New | Space Heating | Natural Gas | Furnace | E9 | RVT BC Ratio | 0 | 0 | 0 | 0 | 0 | 0 | 0 | 0 | 0 | 0 | 0 | 0 | 0 | 0 | 0 | 0 | 0 | 0 | 0 | 0 | 0 | 0 | 0 | 0 | 0 | 0 | 0 | 0 | 0 | 0 | 0 | 0 | 0
F4_Industrial_Lumber and Wood Products_New_Space Heating_Natural Gas_Furnace_E10 | F4 | Industrial | Lumber and Wood Products | New | Space Heating | Natural Gas | Furnace | E10 | RVT BC Ratio | 0 | 0 | 0 | 0 | 0 | 0 | 0 | 0 | 0 | 0 | 0 | 0 | 0 | 0 | 0 | 0 | 0 | 0 | 0 | 0 | 0 | 0 | 0 | 0 | 0 | 0 | 0 | 0 | 0 | 0 | 0 | 0 | 0
F5_Industrial_Lumber and Wood Products_New_Space Heating_Natural Gas_Furnace_E1 | F5 | Industrial | Lumber and Wood Products | New | Space Heating | Natural Gas | Furnace | E1 | RIM BC Ratio | 0 | 0 | 0 | 0 | 0 | 0 | 0 | 0 | 0 | 0 | 0 | 0 | 0 | 0 | 0 | 0 | 0 | 0 | 0 | 0 | 0 | 0 | 0 | 0 | 0 | 0 | 0 | 0 | 0 | 0 | 0 | 0 | 0
F5_Industrial_Lumber and Wood Products_New_Space Heating_Natural Gas_Furnace_E2 | F5 | Industrial | Lumber and Wood Products | New | Space Heating | Natural Gas | Furnace | E2 | RIM BC Ratio | 0 | 0 | 0 | 0 | 0 | 0 | 0 | 0 | 0 | 0 | 0 | 0 | 0 | 0 | 0 | 0 | 0 | 0 | 0 | 0 | 0 | 0 | 0 | 0 | 0 | 0 | 0 | 0 | 0 | 0 | 0 | 0 | 0
F5_Industrial_Lumber and Wood Products_New_Space Heating_Natural Gas_Furnace_E3 | F5 | Industrial | Lumber and Wood Products | New | Space Heating | Natural Gas | Furnace | E3 | RIM BC Ratio | 0 | 0 | 0 | 0 | 0 | 0 | 0 | 0 | 0 | 0 | 0 | 0 | 0 | 0 | 0 | 0 | 0 | 0 | 0 | 0 | 0 | 0 | 0 | 0 | 0 | 0 | 0 | 0 | 0 | 0 | 0 | 0 | 0
F5_Industrial_Lumber and Wood Products_New_Space Heating_Natural Gas_Furnace_E4 | F5 | Industrial | Lumber and Wood Products | New | Space Heating | Natural Gas | Furnace | E4 | RIM BC Ratio | 0 | 0 | 0 | 0 | 0 | 0 | 0 | 0 | 0 | 0 | 0 | 0 | 0 | 0 | 0 | 0 | 0 | 0 | 0 | 0 | 0 | 0 | 0 | 0 | 0 | 0 | 0 | 0 | 0 | 0 | 0 | 0 | 0
F5_Industrial_Lumber and Wood Products_New_Space Heating_Natural Gas_Furnace_E5 | F5 | Industrial | Lumber and Wood Products | New | Space Heating | Natural Gas | Furnace | E5 | RIM BC Ratio | 0 | 0 | 0 | 0 | 0 | 0 | 0 | 0 | 0 | 0 | 0 | 0 | 0 | 0 | 0 | 0 | 0 | 0 | 0 | 0 | 0 | 0 | 0 | 0 | 0 | 0 | 0 | 0 | 0 | 0 | 0 | 0 | 0
F5_Industrial_Lumber and Wood Products_New_Space Heating_Natural Gas_Furnace_E6 | F5 | Industrial | Lumber and Wood Products | New | Space Heating | Natural Gas | Furnace | E6 | RIM BC Ratio | 0 | 0 | 0 | 0 | 0 | 0 | 0 | 0 | 0 | 0 | 0 | 0 | 0 | 0 | 0 | 0 | 0 | 0 | 0 | 0 | 0 | 0 | 0 | 0 | 0 | 0 | 0 | 0 | 0 | 0 | 0 | 0 | 0
F5_Industrial_Lumber and Wood Products_New_Space Heating_Natural Gas_Furnace_E7 | F5 | Industrial | Lumber and Wood Products | New | Space Heating | Natural Gas | Furnace | E7 | RIM BC Ratio | 0 | 0 | 0 | 0 | 0 | 0 | 0 | 0 | 0 | 0 | 0 | 0 | 0 | 0 | 0 | 0 | 0 | 0 | 0 | 0 | 0 | 0 | 0 | 0 | 0 | 0 | 0 | 0 | 0 | 0 | 0 | 0 | 0
F5_Industrial_Lumber and Wood Products_New_Space Heating_Natural Gas_Furnace_E8 | F5 | Industrial | Lumber and Wood Products | New | Space Heating | Natural Gas | Furnace | E8 | RIM BC Ratio | 0 | 0 | 0 | 0 | 0 | 0 | 0 | 0 | 0 | 0 | 0 | 0 | 0 | 0 | 0 | 0 | 0 | 0 | 0 | 0 | 0 | 0 | 0 | 0 | 0 | 0 | 0 | 0 | 0 | 0 | 0 | 0 | 0
F5_Industrial_Lumber and Wood Products_New_Space Heating_Natural Gas_Furnace_E9 | F5 | Industrial | Lumber and Wood Products | New | Space Heating | Natural Gas | Furnace | E9 | RIM BC Ratio | 0 | 0 | 0 | 0 | 0 | 0 | 0 | 0 | 0 | 0 | 0 | 0 | 0 | 0 | 0 | 0 | 0 | 0 | 0 | 0 | 0 | 0 | 0 | 0 | 0 | 0 | 0 | 0 | 0 | 0 | 0 | 0 | 0
F5_Industrial_Lumber and Wood Products_New_Space Heating_Natural Gas_Furnace_E10 | F5 | Industrial | Lumber and Wood Products | New | Space Heating | Natural Gas | Furnace | E10 | RIM BC Ratio | 0 | 0 | 0 | 0 | 0 | 0 | 0 | 0 | 0 | 0 | 0 | 0 | 0 | 0 | 0 | 0 | 0 | 0 | 0 | 0 | 0 | 0 | 0 | 0 | 0 | 0 | 0 | 0 | 0 | 0 | 0 | 0 | 0
F0_Industrial_Lumber and Wood Products_New_Space Heating_Natural Gas_Boiler_E0 | F0 | Industrial | Lumber and Wood Products | New | Space Heating | Natural Gas | Boiler | E0 | Economic Unit | 0 | 0 | 0 | 0 | 0 | 0 | 0 | 0 | 0 | 0 | 0 | 0 | 0 | 0 | 0 | 0 | 0 | 0 | 0 | 0 | 0 | 0 | 0 | 0 | 0 | 0 | 0 | 0 | 0 | 0 | 0 | 0 | 0
F1_Industrial_Lumber and Wood Products_New_Space Heating_Natural Gas_Boiler_E1 | F1 | Industrial | Lumber and Wood Products | New | Space Heating | Natural Gas | Boiler | E1 | CCE | 0 | 0 | 0 | 0 | 0 | 0 | 0 | 0 | 0 | 0 | 0 | 0 | 0 | 0 | 0 | 0 | 0 | 0 | 0 | 0 | 0 | 0 | 0 | 0 | 0 | 0 | 0 | 0 | 0 | 0 | 0 | 0 | 0
F1_Industrial_Lumber and Wood Products_New_Space Heating_Natural Gas_Boiler_E2 | F1 | Industrial | Lumber and Wood Products | New | Space Heating | Natural Gas | Boiler | E2 | CCE | 0 | 0 | 0 | 0 | 0 | 0 | 0 | 0 | 0 | 0 | 0 | 0 | 0 | 0 | 0 | 0 | 0 | 0 | 0 | 0 | 0 | 0 | 0 | 0 | 0 | 0 | 0 | 0 | 0 | 0 | 0 | 0 | 0
F1_Industrial_Lumber and Wood Products_New_Space Heating_Natural Gas_Boiler_E3 | F1 | Industrial | Lumber and Wood Products | New | Space Heating | Natural Gas | Boiler | E3 | CCE | 0 | 0 | 0 | 0 | 0 | 0 | 0 | 0 | 0 | 0 | 0 | 0 | 0 | 0 | 0 | 0 | 0 | 0 | 0 | 0 | 0 | 0 | 0 | 0 | 0 | 0 | 0 | 0 | 0 | 0 | 0 | 0 | 0
F1_Industrial_Lumber and Wood Products_New_Space Heating_Natural Gas_Boiler_E4 | F1 | Industrial | Lumber and Wood Products | New | Space Heating | Natural Gas | Boiler | E4 | CCE | 0 | 0 | 0 | 0 | 0 | 0 | 0 | 0 | 0 | 0 | 0 | 0 | 0 | 0 | 0 | 0 | 0 | 0 | 0 | 0 | 0 | 0 | 0 | 0 | 0 | 0 | 0 | 0 | 0 | 0 | 0 | 0 | 0
F1_Industrial_Lumber and Wood Products_New_Space Heating_Natural Gas_Boiler_E5 | F1 | Industrial | Lumber and Wood Products | New | Space Heating | Natural Gas | Boiler | E5 | CCE | 0 | 0 | 0 | 0 | 0 | 0 | 0 | 0 | 0 | 0 | 0 | 0 | 0 | 0 | 0 | 0 | 0 | 0 | 0 | 0 | 0 | 0 | 0 | 0 | 0 | 0 | 0 | 0 | 0 | 0 | 0 | 0 | 0
F1_Industrial_Lumber and Wood Products_New_Space Heating_Natural Gas_Boiler_E6 | F1 | Industrial | Lumber and Wood Products | New | Space Heating | Natural Gas | Boiler | E6 | CCE | 0 | 0 | 0 | 0 | 0 | 0 | 0 | 0 | 0 | 0 | 0 | 0 | 0 | 0 | 0 | 0 | 0 | 0 | 0 | 0 | 0 | 0 | 0 | 0 | 0 | 0 | 0 | 0 | 0 | 0 | 0 | 0 | 0
F1_Industrial_Lumber and Wood Products_New_Space Heating_Natural Gas_Boiler_E7 | F1 | Industrial | Lumber and Wood Products | New | Space Heating | Natural Gas | Boiler | E7 | CCE | 0 | 0 | 0 | 0 | 0 | 0 | 0 | 0 | 0 | 0 | 0 | 0 | 0 | 0 | 0 | 0 | 0 | 0 | 0 | 0 | 0 | 0 | 0 | 0 | 0 | 0 | 0 | 0 | 0 | 0 | 0 | 0 | 0
F1_Industrial_Lumber and Wood Products_New_Space Heating_Natural Gas_Boiler_E8 | F1 | Industrial | Lumber and Wood Products | New | Space Heating | Natural Gas | Boiler | E8 | CCE | 0 | 0 | 0 | 0 | 0 | 0 | 0 | 0 | 0 | 0 | 0 | 0 | 0 | 0 | 0 | 0 | 0 | 0 | 0 | 0 | 0 | 0 | 0 | 0 | 0 | 0 | 0 | 0 | 0 | 0 | 0 | 0 | 0
F1_Industrial_Lumber and Wood Products_New_Space Heating_Natural Gas_Boiler_E9 | F1 | Industrial | Lumber and Wood Products | New | Space Heating | Natural Gas | Boiler | E9 | CCE | 0 | 0 | 0 | 0 | 0 | 0 | 0 | 0 | 0 | 0 | 0 | 0 | 0 | 0 | 0 | 0 | 0 | 0 | 0 | 0 | 0 | 0 | 0 | 0 | 0 | 0 | 0 | 0 | 0 | 0 | 0 | 0 | 0
F1_Industrial_Lumber and Wood Products_New_Space Heating_Natural Gas_Boiler_E10 | F1 | Industrial | Lumber and Wood Products | New | Space Heating | Natural Gas | Boiler | E10 | CCE | 0 | 0 | 0 | 0 | 0 | 0 | 0 | 0 | 0 | 0 | 0 | 0 | 0 | 0 | 0 | 0 | 0 | 0 | 0 | 0 | 0 | 0 | 0 | 0 | 0 | 0 | 0 | 0 | 0 | 0 | 0 | 0 | 0
F2_Industrial_Lumber and Wood Products_New_Space Heating_Natural Gas_Boiler_E1 | F2 | Industrial | Lumber and Wood Products | New | Space Heating | Natural Gas | Boiler | E1 | TRC BC Ratio | 0 | 0 | 0 | 0 | 0 | 0 | 0 | 0 | 0 | 0 | 0 | 0 | 0 | 0 | 0 | 0 | 0 | 0 | 0 | 0 | 0 | 0 | 0 | 0 | 0 | 0 | 0 | 0 | 0 | 0 | 0 | 0 | 0
F2_Industrial_Lumber and Wood Products_New_Space Heating_Natural Gas_Boiler_E2 | F2 | Industrial | Lumber and Wood Products | New | Space Heating | Natural Gas | Boiler | E2 | TRC BC Ratio | 0 | 0 | 0 | 0 | 0 | 0 | 0 | 0 | 0 | 0 | 0 | 0 | 0 | 0 | 0 | 0 | 0 | 0 | 0 | 0 | 0 | 0 | 0 | 0 | 0 | 0 | 0 | 0 | 0 | 0 | 0 | 0 | 0
F2_Industrial_Lumber and Wood Products_New_Space Heating_Natural Gas_Boiler_E3 | F2 | Industrial | Lumber and Wood Products | New | Space Heating | Natural Gas | Boiler | E3 | TRC BC Ratio | 0 | 0 | 0 | 0 | 0 | 0 | 0 | 0 | 0 | 0 | 0 | 0 | 0 | 0 | 0 | 0 | 0 | 0 | 0 | 0 | 0 | 0 | 0 | 0 | 0 | 0 | 0 | 0 | 0 | 0 | 0 | 0 | 0
F2_Industrial_Lumber and Wood Products_New_Space Heating_Natural Gas_Boiler_E4 | F2 | Industrial | Lumber and Wood Products | New | Space Heating | Natural Gas | Boiler | E4 | TRC BC Ratio | 0 | 0 | 0 | 0 | 0 | 0 | 0 | 0 | 0 | 0 | 0 | 0 | 0 | 0 | 0 | 0 | 0 | 0 | 0 | 0 | 0 | 0 | 0 | 0 | 0 | 0 | 0 | 0 | 0 | 0 | 0 | 0 | 0
F2_Industrial_Lumber and Wood Products_New_Space Heating_Natural Gas_Boiler_E5 | F2 | Industrial | Lumber and Wood Products | New | Space Heating | Natural Gas | Boiler | E5 | TRC BC Ratio | 0 | 0 | 0 | 0 | 0 | 0 | 0 | 0 | 0 | 0 | 0 | 0 | 0 | 0 | 0 | 0 | 0 | 0 | 0 | 0 | 0 | 0 | 0 | 0 | 0 | 0 | 0 | 0 | 0 | 0 | 0 | 0 | 0
F2_Industrial_Lumber and Wood Products_New_Space Heating_Natural Gas_Boiler_E6 | F2 | Industrial | Lumber and Wood Products | New | Space Heating | Natural Gas | Boiler | E6 | TRC BC Ratio | 0 | 0 | 0 | 0 | 0 | 0 | 0 | 0 | 0 | 0 | 0 | 0 | 0 | 0 | 0 | 0 | 0 | 0 | 0 | 0 | 0 | 0 | 0 | 0 | 0 | 0 | 0 | 0 | 0 | 0 | 0 | 0 | 0
F2_Industrial_Lumber and Wood Products_New_Space Heating_Natural Gas_Boiler_E7 | F2 | Industrial | Lumber and Wood Products | New | Space Heating | Natural Gas | Boiler | E7 | TRC BC Ratio | 0 | 0 | 0 | 0 | 0 | 0 | 0 | 0 | 0 | 0 | 0 | 0 | 0 | 0 | 0 | 0 | 0 | 0 | 0 | 0 | 0 | 0 | 0 | 0 | 0 | 0 | 0 | 0 | 0 | 0 | 0 | 0 | 0
F2_Industrial_Lumber and Wood Products_New_Space Heating_Natural Gas_Boiler_E8 | F2 | Industrial | Lumber and Wood Products | New | Space Heating | Natural Gas | Boiler | E8 | TRC BC Ratio | 0 | 0 | 0 | 0 | 0 | 0 | 0 | 0 | 0 | 0 | 0 | 0 | 0 | 0 | 0 | 0 | 0 | 0 | 0 | 0 | 0 | 0 | 0 | 0 | 0 | 0 | 0 | 0 | 0 | 0 | 0 | 0 | 0
F2_Industrial_Lumber and Wood Products_New_Space Heating_Natural Gas_Boiler_E9 | F2 | Industrial | Lumber and Wood Products | New | Space Heating | Natural Gas | Boiler | E9 | TRC BC Ratio | 0 | 0 | 0 | 0 | 0 | 0 | 0 | 0 | 0 | 0 | 0 | 0 | 0 | 0 | 0 | 0 | 0 | 0 | 0 | 0 | 0 | 0 | 0 | 0 | 0 | 0 | 0 | 0 | 0 | 0 | 0 | 0 | 0
F2_Industrial_Lumber and Wood Products_New_Space Heating_Natural Gas_Boiler_E10 | F2 | Industrial | Lumber and Wood Products | New | Space Heating | Natural Gas | Boiler | E10 | TRC BC Ratio | 0 | 0 | 0 | 0 | 0 | 0 | 0 | 0 | 0 | 0 | 0 | 0 | 0 | 0 | 0 | 0 | 0 | 0 | 0 | 0 | 0 | 0 | 0 | 0 | 0 | 0 | 0 | 0 | 0 | 0 | 0 | 0 | 0
F3_Industrial_Lumber and Wood Products_New_Space Heating_Natural Gas_Boiler_E1 | F3 | Industrial | Lumber and Wood Products | New | Space Heating | Natural Gas | Boiler | E1 | PACT BC Ratio | 0 | 0 | 0 | 0 | 0 | 0 | 0 | 0 | 0 | 0 | 0 | 0 | 0 | 0 | 0 | 0 | 0 | 0 | 0 | 0 | 0 | 0 | 0 | 0 | 0 | 0 | 0 | 0 | 0 | 0 | 0 | 0 | 0
F3_Industrial_Lumber and Wood Products_New_Space Heating_Natural Gas_Boiler_E2 | F3 | Industrial | Lumber and Wood Products | New | Space Heating | Natural Gas | Boiler | E2 | PACT BC Ratio | 0 | 0 | 0 | 0 | 0 | 0 | 0 | 0 | 0 | 0 | 0 | 0 | 0 | 0 | 0 | 0 | 0 | 0 | 0 | 0 | 0 | 0 | 0 | 0 | 0 | 0 | 0 | 0 | 0 | 0 | 0 | 0 | 0
F3_Industrial_Lumber and Wood Products_New_Space Heating_Natural Gas_Boiler_E3 | F3 | Industrial | Lumber and Wood Products | New | Space Heating | Natural Gas | Boiler | E3 | PACT BC Ratio | 0 | 0 | 0 | 0 | 0 | 0 | 0 | 0 | 0 | 0 | 0 | 0 | 0 | 0 | 0 | 0 | 0 | 0 | 0 | 0 | 0 | 0 | 0 | 0 | 0 | 0 | 0 | 0 | 0 | 0 | 0 | 0 | 0
F3_Industrial_Lumber and Wood Products_New_Space Heating_Natural Gas_Boiler_E4 | F3 | Industrial | Lumber and Wood Products | New | Space Heating | Natural Gas | Boiler | E4 | PACT BC Ratio | 0 | 0 | 0 | 0 | 0 | 0 | 0 | 0 | 0 | 0 | 0 | 0 | 0 | 0 | 0 | 0 | 0 | 0 | 0 | 0 | 0 | 0 | 0 | 0 | 0 | 0 | 0 | 0 | 0 | 0 | 0 | 0 | 0
F3_Industrial_Lumber and Wood Products_New_Space Heating_Natural Gas_Boiler_E5 | F3 | Industrial | Lumber and Wood Products | New | Space Heating | Natural Gas | Boiler | E5 | PACT BC Ratio | 0 | 0 | 0 | 0 | 0 | 0 | 0 | 0 | 0 | 0 | 0 | 0 | 0 | 0 | 0 | 0 | 0 | 0 | 0 | 0 | 0 | 0 | 0 | 0 | 0 | 0 | 0 | 0 | 0 | 0 | 0 | 0 | 0
F3_Industrial_Lumber and Wood Products_New_Space Heating_Natural Gas_Boiler_E6 | F3 | Industrial | Lumber and Wood Products | New | Space Heating | Natural Gas | Boiler | E6 | PACT BC Ratio | 0 | 0 | 0 | 0 | 0 | 0 | 0 | 0 | 0 | 0 | 0 | 0 | 0 | 0 | 0 | 0 | 0 | 0 | 0 | 0 | 0 | 0 | 0 | 0 | 0 | 0 | 0 | 0 | 0 | 0 | 0 | 0 | 0
F3_Industrial_Lumber and Wood Products_New_Space Heating_Natural Gas_Boiler_E7 | F3 | Industrial | Lumber and Wood Products | New | Space Heating | Natural Gas | Boiler | E7 | PACT BC Ratio | 0 | 0 | 0 | 0 | 0 | 0 | 0 | 0 | 0 | 0 | 0 | 0 | 0 | 0 | 0 | 0 | 0 | 0 | 0 | 0 | 0 | 0 | 0 | 0 | 0 | 0 | 0 | 0 | 0 | 0 | 0 | 0 | 0
F3_Industrial_Lumber and Wood Products_New_Space Heating_Natural Gas_Boiler_E8 | F3 | Industrial | Lumber and Wood Products | New | Space Heating | Natural Gas | Boiler | E8 | PACT BC Ratio | 0 | 0 | 0 | 0 | 0 | 0 | 0 | 0 | 0 | 0 | 0 | 0 | 0 | 0 | 0 | 0 | 0 | 0 | 0 | 0 | 0 | 0 | 0 | 0 | 0 | 0 | 0 | 0 | 0 | 0 | 0 | 0 | 0
F3_Industrial_Lumber and Wood Products_New_Space Heating_Natural Gas_Boiler_E9 | F3 | Industrial | Lumber and Wood Products | New | Space Heating | Natural Gas | Boiler | E9 | PACT BC Ratio | 0 | 0 | 0 | 0 | 0 | 0 | 0 | 0 | 0 | 0 | 0 | 0 | 0 | 0 | 0 | 0 | 0 | 0 | 0 | 0 | 0 | 0 | 0 | 0 | 0 | 0 | 0 | 0 | 0 | 0 | 0 | 0 | 0
F3_Industrial_Lumber and Wood Products_New_Space Heating_Natural Gas_Boiler_E10 | F3 | Industrial | Lumber and Wood Products | New | Space Heating | Natural Gas | Boiler | E10 | PACT BC Ratio | 0 | 0 | 0 | 0 | 0 | 0 | 0 | 0 | 0 | 0 | 0 | 0 | 0 | 0 | 0 | 0 | 0 | 0 | 0 | 0 | 0 | 0 | 0 | 0 | 0 | 0 | 0 | 0 | 0 | 0 | 0 | 0 | 0
F4_Industrial_Lumber and Wood Products_New_Space Heating_Natural Gas_Boiler_E1 | F4 | Industrial | Lumber and Wood Products | New | Space Heating | Natural Gas | Boiler | E1 | RVT BC Ratio | 0 | 0 | 0 | 0 | 0 | 0 | 0 | 0 | 0 | 0 | 0 | 0 | 0 | 0 | 0 | 0 | 0 | 0 | 0 | 0 | 0 | 0 | 0 | 0 | 0 | 0 | 0 | 0 | 0 | 0 | 0 | 0 | 0
F4_Industrial_Lumber and Wood Products_New_Space Heating_Natural Gas_Boiler_E2 | F4 | Industrial | Lumber and Wood Products | New | Space Heating | Natural Gas | Boiler | E2 | RVT BC Ratio | 0 | 0 | 0 | 0 | 0 | 0 | 0 | 0 | 0 | 0 | 0 | 0 | 0 | 0 | 0 | 0 | 0 | 0 | 0 | 0 | 0 | 0 | 0 | 0 | 0 | 0 | 0 | 0 | 0 | 0 | 0 | 0 | 0
F4_Industrial_Lumber and Wood Products_New_Space Heating_Natural Gas_Boiler_E3 | F4 | Industrial | Lumber and Wood Products | New | Space Heating | Natural Gas | Boiler | E3 | RVT BC Ratio | 0 | 0 | 0 | 0 | 0 | 0 | 0 | 0 | 0 | 0 | 0 | 0 | 0 | 0 | 0 | 0 | 0 | 0 | 0 | 0 | 0 | 0 | 0 | 0 | 0 | 0 | 0 | 0 | 0 | 0 | 0 | 0 | 0
F4_Industrial_Lumber and Wood Products_New_Space Heating_Natural Gas_Boiler_E4 | F4 | Industrial | Lumber and Wood Products | New | Space Heating | Natural Gas | Boiler | E4 | RVT BC Ratio | 0 | 0 | 0 | 0 | 0 | 0 | 0 | 0 | 0 | 0 | 0 | 0 | 0 | 0 | 0 | 0 | 0 | 0 | 0 | 0 | 0 | 0 | 0 | 0 | 0 | 0 | 0 | 0 | 0 | 0 | 0 | 0 | 0
F4_Industrial_Lumber and Wood Products_New_Space Heating_Natural Gas_Boiler_E5 | F4 | Industrial | Lumber and Wood Products | New | Space Heating | Natural Gas | Boiler | E5 | RVT BC Ratio | 0 | 0 | 0 | 0 | 0 | 0 | 0 | 0 | 0 | 0 | 0 | 0 | 0 | 0 | 0 | 0 | 0 | 0 | 0 | 0 | 0 | 0 | 0 | 0 | 0 | 0 | 0 | 0 | 0 | 0 | 0 | 0 | 0
F4_Industrial_Lumber and Wood Products_New_Space Heating_Natural Gas_Boiler_E6 | F4 | Industrial | Lumber and Wood Products | New | Space Heating | Natural Gas | Boiler | E6 | RVT BC Ratio | 0 | 0 | 0 | 0 | 0 | 0 | 0 | 0 | 0 | 0 | 0 | 0 | 0 | 0 | 0 | 0 | 0 | 0 | 0 | 0 | 0 | 0 | 0 | 0 | 0 | 0 | 0 | 0 | 0 | 0 | 0 | 0 | 0
F4_Industrial_Lumber and Wood Products_New_Space Heating_Natural Gas_Boiler_E7 | F4 | Industrial | Lumber and Wood Products | New | Space Heating | Natural Gas | Boiler | E7 | RVT BC Ratio | 0 | 0 | 0 | 0 | 0 | 0 | 0 | 0 | 0 | 0 | 0 | 0 | 0 | 0 | 0 | 0 | 0 | 0 | 0 | 0 | 0 | 0 | 0 | 0 | 0 | 0 | 0 | 0 | 0 | 0 | 0 | 0 | 0
F4_Industrial_Lumber and Wood Products_New_Space Heating_Natural Gas_Boiler_E8 | F4 | Industrial | Lumber and Wood Products | New | Space Heating | Natural Gas | Boiler | E8 | RVT BC Ratio | 0 | 0 | 0 | 0 | 0 | 0 | 0 | 0 | 0 | 0 | 0 | 0 | 0 | 0 | 0 | 0 | 0 | 0 | 0 | 0 | 0 | 0 | 0 | 0 | 0 | 0 | 0 | 0 | 0 | 0 | 0 | 0 | 0
F4_Industrial_Lumber and Wood Products_New_Space Heating_Natural Gas_Boiler_E9 | F4 | Industrial | Lumber and Wood Products | New | Space Heating | Natural Gas | Boiler | E9 | RVT BC Ratio | 0 | 0 | 0 | 0 | 0 | 0 | 0 | 0 | 0 | 0 | 0 | 0 | 0 | 0 | 0 | 0 | 0 | 0 | 0 | 0 | 0 | 0 | 0 | 0 | 0 | 0 | 0 | 0 | 0 | 0 | 0 | 0 | 0
F4_Industrial_Lumber and Wood Products_New_Space Heating_Natural Gas_Boiler_E10 | F4 | Industrial | Lumber and Wood Products | New | Space Heating | Natural Gas | Boiler | E10 | RVT BC Ratio | 0 | 0 | 0 | 0 | 0 | 0 | 0 | 0 | 0 | 0 | 0 | 0 | 0 | 0 | 0 | 0 | 0 | 0 | 0 | 0 | 0 | 0 | 0 | 0 | 0 | 0 | 0 | 0 | 0 | 0 | 0 | 0 | 0
F5_Industrial_Lumber and Wood Products_New_Space Heating_Natural Gas_Boiler_E1 | F5 | Industrial | Lumber and Wood Products | New | Space Heating | Natural Gas | Boiler | E1 | RIM BC Ratio | 0 | 0 | 0 | 0 | 0 | 0 | 0 | 0 | 0 | 0 | 0 | 0 | 0 | 0 | 0 | 0 | 0 | 0 | 0 | 0 | 0 | 0 | 0 | 0 | 0 | 0 | 0 | 0 | 0 | 0 | 0 | 0 | 0
F5_Industrial_Lumber and Wood Products_New_Space Heating_Natural Gas_Boiler_E2 | F5 | Industrial | Lumber and Wood Products | New | Space Heating | Natural Gas | Boiler | E2 | RIM BC Ratio | 0 | 0 | 0 | 0 | 0 | 0 | 0 | 0 | 0 | 0 | 0 | 0 | 0 | 0 | 0 | 0 | 0 | 0 | 0 | 0 | 0 | 0 | 0 | 0 | 0 | 0 | 0 | 0 | 0 | 0 | 0 | 0 | 0
F5_Industrial_Lumber and Wood Products_New_Space Heating_Natural Gas_Boiler_E3 | F5 | Industrial | Lumber and Wood Products | New | Space Heating | Natural Gas | Boiler | E3 | RIM BC Ratio | 0 | 0 | 0 | 0 | 0 | 0 | 0 | 0 | 0 | 0 | 0 | 0 | 0 | 0 | 0 | 0 | 0 | 0 | 0 | 0 | 0 | 0 | 0 | 0 | 0 | 0 | 0 | 0 | 0 | 0 | 0 | 0 | 0
F5_Industrial_Lumber and Wood Products_New_Space Heating_Natural Gas_Boiler_E4 | F5 | Industrial | Lumber and Wood Products | New | Space Heating | Natural Gas | Boiler | E4 | RIM BC Ratio | 0 | 0 | 0 | 0 | 0 | 0 | 0 | 0 | 0 | 0 | 0 | 0 | 0 | 0 | 0 | 0 | 0 | 0 | 0 | 0 | 0 | 0 | 0 | 0 | 0 | 0 | 0 | 0 | 0 | 0 | 0 | 0 | 0
F5_Industrial_Lumber and Wood Products_New_Space Heating_Natural Gas_Boiler_E5 | F5 | Industrial | Lumber and Wood Products | New | Space Heating | Natural Gas | Boiler | E5 | RIM BC Ratio | 0 | 0 | 0 | 0 | 0 | 0 | 0 | 0 | 0 | 0 | 0 | 0 | 0 | 0 | 0 | 0 | 0 | 0 | 0 | 0 | 0 | 0 | 0 | 0 | 0 | 0 | 0 | 0 | 0 | 0 | 0 | 0 | 0
F5_Industrial_Lumber and Wood Products_New_Space Heating_Natural Gas_Boiler_E6 | F5 | Industrial | Lumber and Wood Products | New | Space Heating | Natural Gas | Boiler | E6 | RIM BC Ratio | 0 | 0 | 0 | 0 | 0 | 0 | 0 | 0 | 0 | 0 | 0 | 0 | 0 | 0 | 0 | 0 | 0 | 0 | 0 | 0 | 0 | 0 | 0 | 0 | 0 | 0 | 0 | 0 | 0 | 0 | 0 | 0 | 0
F5_Industrial_Lumber and Wood Products_New_Space Heating_Natural Gas_Boiler_E7 | F5 | Industrial | Lumber and Wood Products | New | Space Heating | Natural Gas | Boiler | E7 | RIM BC Ratio | 0 | 0 | 0 | 0 | 0 | 0 | 0 | 0 | 0 | 0 | 0 | 0 | 0 | 0 | 0 | 0 | 0 | 0 | 0 | 0 | 0 | 0 | 0 | 0 | 0 | 0 | 0 | 0 | 0 | 0 | 0 | 0 | 0
F5_Industrial_Lumber and Wood Products_New_Space Heating_Natural Gas_Boiler_E8 | F5 | Industrial | Lumber and Wood Products | New | Space Heating | Natural Gas | Boiler | E8 | RIM BC Ratio | 0 | 0 | 0 | 0 | 0 | 0 | 0 | 0 | 0 | 0 | 0 | 0 | 0 | 0 | 0 | 0 | 0 | 0 | 0 | 0 | 0 | 0 | 0 | 0 | 0 | 0 | 0 | 0 | 0 | 0 | 0 | 0 | 0
F5_Industrial_Lumber and Wood Products_New_Space Heating_Natural Gas_Boiler_E9 | F5 | Industrial | Lumber and Wood Products | New | Space Heating | Natural Gas | Boiler | E9 | RIM BC Ratio | 0 | 0 | 0 | 0 | 0 | 0 | 0 | 0 | 0 | 0 | 0 | 0 | 0 | 0 | 0 | 0 | 0 | 0 | 0 | 0 | 0 | 0 | 0 | 0 | 0 | 0 | 0 | 0 | 0 | 0 | 0 | 0 | 0
F5_Industrial_Lumber and Wood Products_New_Space Heating_Natural Gas_Boiler_E10 | F5 | Industrial | Lumber and Wood Products | New | Space Heating | Natural Gas | Boiler | E10 | RIM BC Ratio | 0 | 0 | 0 | 0 | 0 | 0 | 0 | 0 | 0 | 0 | 0 | 0 | 0 | 0 | 0 | 0 | 0 | 0 | 0 | 0 | 0 | 0 | 0 | 0 | 0 | 0 | 0 | 0 | 0 | 0 | 0 | 0 | 0
F0_Industrial_Lumber and Wood Products_New_Space Heating_Natural Gas_Unit Heater_E0 | F0 | Industrial | Lumber and Wood Products | New | Space Heating | Natural Gas | Unit Heater | E0 | Economic Unit | 0 | 0 | 0 | 0 | 0 | 0 | 0 | 0 | 0 | 0 | 0 | 0 | 0 | 0 | 0 | 0 | 0 | 0 | 0 | 0 | 0 | 0 | 0 | 0 | 0 | 0 | 0 | 0 | 0 | 0 | 0 | 0 | 0
F1_Industrial_Lumber and Wood Products_New_Space Heating_Natural Gas_Unit Heater_E1 | F1 | Industrial | Lumber and Wood Products | New | Space Heating | Natural Gas | Unit Heater | E1 | CCE | 0 | 0 | 0 | 0 | 0 | 0 | 0 | 0 | 0 | 0 | 0 | 0 | 0 | 0 | 0 | 0 | 0 | 0 | 0 | 0 | 0 | 0 | 0 | 0 | 0 | 0 | 0 | 0 | 0 | 0 | 0 | 0 | 0
F1_Industrial_Lumber and Wood Products_New_Space Heating_Natural Gas_Unit Heater_E2 | F1 | Industrial | Lumber and Wood Products | New | Space Heating | Natural Gas | Unit Heater | E2 | CCE | 0 | 0 | 0 | 0 | 0 | 0 | 0 | 0 | 0 | 0 | 0 | 0 | 0 | 0 | 0 | 0 | 0 | 0 | 0 | 0 | 0 | 0 | 0 | 0 | 0 | 0 | 0 | 0 | 0 | 0 | 0 | 0 | 0
F1_Industrial_Lumber and Wood Products_New_Space Heating_Natural Gas_Unit Heater_E3 | F1 | Industrial | Lumber and Wood Products | New | Space Heating | Natural Gas | Unit Heater | E3 | CCE | 0 | 0 | 0 | 0 | 0 | 0 | 0 | 0 | 0 | 0 | 0 | 0 | 0 | 0 | 0 | 0 | 0 | 0 | 0 | 0 | 0 | 0 | 0 | 0 | 0 | 0 | 0 | 0 | 0 | 0 | 0 | 0 | 0
F1_Industrial_Lumber and Wood Products_New_Space Heating_Natural Gas_Unit Heater_E4 | F1 | Industrial | Lumber and Wood Products | New | Space Heating | Natural Gas | Unit Heater | E4 | CCE | 0 | 0 | 0 | 0 | 0 | 0 | 0 | 0 | 0 | 0 | 0 | 0 | 0 | 0 | 0 | 0 | 0 | 0 | 0 | 0 | 0 | 0 | 0 | 0 | 0 | 0 | 0 | 0 | 0 | 0 | 0 | 0 | 0
F1_Industrial_Lumber and Wood Products_New_Space Heating_Natural Gas_Unit Heater_E5 | F1 | Industrial | Lumber and Wood Products | New | Space Heating | Natural Gas | Unit Heater | E5 | CCE | 0 | 0 | 0 | 0 | 0 | 0 | 0 | 0 | 0 | 0 | 0 | 0 | 0 | 0 | 0 | 0 | 0 | 0 | 0 | 0 | 0 | 0 | 0 | 0 | 0 | 0 | 0 | 0 | 0 | 0 | 0 | 0 | 0
F1_Industrial_Lumber and Wood Products_New_Space Heating_Natural Gas_Unit Heater_E6 | F1 | Industrial | Lumber and Wood Products | New | Space Heating | Natural Gas | Unit Heater | E6 | CCE | 0 | 0 | 0 | 0 | 0 | 0 | 0 | 0 | 0 | 0 | 0 | 0 | 0 | 0 | 0 | 0 | 0 | 0 | 0 | 0 | 0 | 0 | 0 | 0 | 0 | 0 | 0 | 0 | 0 | 0 | 0 | 0 | 0
F1_Industrial_Lumber and Wood Products_New_Space Heating_Natural Gas_Unit Heater_E7 | F1 | Industrial | Lumber and Wood Products | New | Space Heating | Natural Gas | Unit Heater | E7 | CCE | 0 | 0 | 0 | 0 | 0 | 0 | 0 | 0 | 0 | 0 | 0 | 0 | 0 | 0 | 0 | 0 | 0 | 0 | 0 | 0 | 0 | 0 | 0 | 0 | 0 | 0 | 0 | 0 | 0 | 0 | 0 | 0 | 0
F1_Industrial_Lumber and Wood Products_New_Space Heating_Natural Gas_Unit Heater_E8 | F1 | Industrial | Lumber and Wood Products | New | Space Heating | Natural Gas | Unit Heater | E8 | CCE | 0 | 0 | 0 | 0 | 0 | 0 | 0 | 0 | 0 | 0 | 0 | 0 | 0 | 0 | 0 | 0 | 0 | 0 | 0 | 0 | 0 | 0 | 0 | 0 | 0 | 0 | 0 | 0 | 0 | 0 | 0 | 0 | 0
F1_Industrial_Lumber and Wood Products_New_Space Heating_Natural Gas_Unit Heater_E9 | F1 | Industrial | Lumber and Wood Products | New | Space Heating | Natural Gas | Unit Heater | E9 | CCE | 0 | 0 | 0 | 0 | 0 | 0 | 0 | 0 | 0 | 0 | 0 | 0 | 0 | 0 | 0 | 0 | 0 | 0 | 0 | 0 | 0 | 0 | 0 | 0 | 0 | 0 | 0 | 0 | 0 | 0 | 0 | 0 | 0
F1_Industrial_Lumber and Wood Products_New_Space Heating_Natural Gas_Unit Heater_E10 | F1 | Industrial | Lumber and Wood Products | New | Space Heating | Natural Gas | Unit Heater | E10 | CCE | 0 | 0 | 0 | 0 | 0 | 0 | 0 | 0 | 0 | 0 | 0 | 0 | 0 | 0 | 0 | 0 | 0 | 0 | 0 | 0 | 0 | 0 | 0 | 0 | 0 | 0 | 0 | 0 | 0 | 0 | 0 | 0 | 0
F2_Industrial_Lumber and Wood Products_New_Space Heating_Natural Gas_Unit Heater_E1 | F2 | Industrial | Lumber and Wood Products | New | Space Heating | Natural Gas | Unit Heater | E1 | TRC BC Ratio | 0 | 0 | 0 | 0 | 0 | 0 | 0 | 0 | 0 | 0 | 0 | 0 | 0 | 0 | 0 | 0 | 0 | 0 | 0 | 0 | 0 | 0 | 0 | 0 | 0 | 0 | 0 | 0 | 0 | 0 | 0 | 0 | 0
F2_Industrial_Lumber and Wood Products_New_Space Heating_Natural Gas_Unit Heater_E2 | F2 | Industrial | Lumber and Wood Products | New | Space Heating | Natural Gas | Unit Heater | E2 | TRC BC Ratio | 0 | 0 | 0 | 0 | 0 | 0 | 0 | 0 | 0 | 0 | 0 | 0 | 0 | 0 | 0 | 0 | 0 | 0 | 0 | 0 | 0 | 0 | 0 | 0 | 0 | 0 | 0 | 0 | 0 | 0 | 0 | 0 | 0
F2_Industrial_Lumber and Wood Products_New_Space Heating_Natural Gas_Unit Heater_E3 | F2 | Industrial | Lumber and Wood Products | New | Space Heating | Natural Gas | Unit Heater | E3 | TRC BC Ratio | 0 | 0 | 0 | 0 | 0 | 0 | 0 | 0 | 0 | 0 | 0 | 0 | 0 | 0 | 0 | 0 | 0 | 0 | 0 | 0 | 0 | 0 | 0 | 0 | 0 | 0 | 0 | 0 | 0 | 0 | 0 | 0 | 0
F2_Industrial_Lumber and Wood Products_New_Space Heating_Natural Gas_Unit Heater_E4 | F2 | Industrial | Lumber and Wood Products | New | Space Heating | Natural Gas | Unit Heater | E4 | TRC BC Ratio | 0 | 0 | 0 | 0 | 0 | 0 | 0 | 0 | 0 | 0 | 0 | 0 | 0 | 0 | 0 | 0 | 0 | 0 | 0 | 0 | 0 | 0 | 0 | 0 | 0 | 0 | 0 | 0 | 0 | 0 | 0 | 0 | 0
F2_Industrial_Lumber and Wood Products_New_Space Heating_Natural Gas_Unit Heater_E5 | F2 | Industrial | Lumber and Wood Products | New | Space Heating | Natural Gas | Unit Heater | E5 | TRC BC Ratio | 0 | 0 | 0 | 0 | 0 | 0 | 0 | 0 | 0 | 0 | 0 | 0 | 0 | 0 | 0 | 0 | 0 | 0 | 0 | 0 | 0 | 0 | 0 | 0 | 0 | 0 | 0 | 0 | 0 | 0 | 0 | 0 | 0
F2_Industrial_Lumber and Wood Products_New_Space Heating_Natural Gas_Unit Heater_E6 | F2 | Industrial | Lumber and Wood Products | New | Space Heating | Natural Gas | Unit Heater | E6 | TRC BC Ratio | 0 | 0 | 0 | 0 | 0 | 0 | 0 | 0 | 0 | 0 | 0 | 0 | 0 | 0 | 0 | 0 | 0 | 0 | 0 | 0 | 0 | 0 | 0 | 0 | 0 | 0 | 0 | 0 | 0 | 0 | 0 | 0 | 0
F2_Industrial_Lumber and Wood Products_New_Space Heating_Natural Gas_Unit Heater_E7 | F2 | Industrial | Lumber and Wood Products | New | Space Heating | Natural Gas | Unit Heater | E7 | TRC BC Ratio | 0 | 0 | 0 | 0 | 0 | 0 | 0 | 0 | 0 | 0 | 0 | 0 | 0 | 0 | 0 | 0 | 0 | 0 | 0 | 0 | 0 | 0 | 0 | 0 | 0 | 0 | 0 | 0 | 0 | 0 | 0 | 0 | 0
F2_Industrial_Lumber and Wood Products_New_Space Heating_Natural Gas_Unit Heater_E8 | F2 | Industrial | Lumber and Wood Products | New | Space Heating | Natural Gas | Unit Heater | E8 | TRC BC Ratio | 0 | 0 | 0 | 0 | 0 | 0 | 0 | 0 | 0 | 0 | 0 | 0 | 0 | 0 | 0 | 0 | 0 | 0 | 0 | 0 | 0 | 0 | 0 | 0 | 0 | 0 | 0 | 0 | 0 | 0 | 0 | 0 | 0
F2_Industrial_Lumber and Wood Products_New_Space Heating_Natural Gas_Unit Heater_E9 | F2 | Industrial | Lumber and Wood Products | New | Space Heating | Natural Gas | Unit Heater | E9 | TRC BC Ratio | 0 | 0 | 0 | 0 | 0 | 0 | 0 | 0 | 0 | 0 | 0 | 0 | 0 | 0 | 0 | 0 | 0 | 0 | 0 | 0 | 0 | 0 | 0 | 0 | 0 | 0 | 0 | 0 | 0 | 0 | 0 | 0 | 0
F2_Industrial_Lumber and Wood Products_New_Space Heating_Natural Gas_Unit Heater_E10 | F2 | Industrial | Lumber and Wood Products | New | Space Heating | Natural Gas | Unit Heater | E10 | TRC BC Ratio | 0 | 0 | 0 | 0 | 0 | 0 | 0 | 0 | 0 | 0 | 0 | 0 | 0 | 0 | 0 | 0 | 0 | 0 | 0 | 0 | 0 | 0 | 0 | 0 | 0 | 0 | 0 | 0 | 0 | 0 | 0 | 0 | 0
F3_Industrial_Lumber and Wood Products_New_Space Heating_Natural Gas_Unit Heater_E1 | F3 | Industrial | Lumber and Wood Products | New | Space Heating | Natural Gas | Unit Heater | E1 | PACT BC Ratio | 0 | 0 | 0 | 0 | 0 | 0 | 0 | 0 | 0 | 0 | 0 | 0 | 0 | 0 | 0 | 0 | 0 | 0 | 0 | 0 | 0 | 0 | 0 | 0 | 0 | 0 | 0 | 0 | 0 | 0 | 0 | 0 | 0
F3_Industrial_Lumber and Wood Products_New_Space Heating_Natural Gas_Unit Heater_E2 | F3 | Industrial | Lumber and Wood Products | New | Space Heating | Natural Gas | Unit Heater | E2 | PACT BC Ratio | 0 | 0 | 0 | 0 | 0 | 0 | 0 | 0 | 0 | 0 | 0 | 0 | 0 | 0 | 0 | 0 | 0 | 0 | 0 | 0 | 0 | 0 | 0 | 0 | 0 | 0 | 0 | 0 | 0 | 0 | 0 | 0 | 0
F3_Industrial_Lumber and Wood Products_New_Space Heating_Natural Gas_Unit Heater_E3 | F3 | Industrial | Lumber and Wood Products | New | Space Heating | Natural Gas | Unit Heater | E3 | PACT BC Ratio | 0 | 0 | 0 | 0 | 0 | 0 | 0 | 0 | 0 | 0 | 0 | 0 | 0 | 0 | 0 | 0 | 0 | 0 | 0 | 0 | 0 | 0 | 0 | 0 | 0 | 0 | 0 | 0 | 0 | 0 | 0 | 0 | 0
F3_Industrial_Lumber and Wood Products_New_Space Heating_Natural Gas_Unit Heater_E4 | F3 | Industrial | Lumber and Wood Products | New | Space Heating | Natural Gas | Unit Heater | E4 | PACT BC Ratio | 0 | 0 | 0 | 0 | 0 | 0 | 0 | 0 | 0 | 0 | 0 | 0 | 0 | 0 | 0 | 0 | 0 | 0 | 0 | 0 | 0 | 0 | 0 | 0 | 0 | 0 | 0 | 0 | 0 | 0 | 0 | 0 | 0
F3_Industrial_Lumber and Wood Products_New_Space Heating_Natural Gas_Unit Heater_E5 | F3 | Industrial | Lumber and Wood Products | New | Space Heating | Natural Gas | Unit Heater | E5 | PACT BC Ratio | 0 | 0 | 0 | 0 | 0 | 0 | 0 | 0 | 0 | 0 | 0 | 0 | 0 | 0 | 0 | 0 | 0 | 0 | 0 | 0 | 0 | 0 | 0 | 0 | 0 | 0 | 0 | 0 | 0 | 0 | 0 | 0 | 0
F3_Industrial_Lumber and Wood Products_New_Space Heating_Natural Gas_Unit Heater_E6 | F3 | Industrial | Lumber and Wood Products | New | Space Heating | Natural Gas | Unit Heater | E6 | PACT BC Ratio | 0 | 0 | 0 | 0 | 0 | 0 | 0 | 0 | 0 | 0 | 0 | 0 | 0 | 0 | 0 | 0 | 0 | 0 | 0 | 0 | 0 | 0 | 0 | 0 | 0 | 0 | 0 | 0 | 0 | 0 | 0 | 0 | 0
F3_Industrial_Lumber and Wood Products_New_Space Heating_Natural Gas_Unit Heater_E7 | F3 | Industrial | Lumber and Wood Products | New | Space Heating | Natural Gas | Unit Heater | E7 | PACT BC Ratio | 0 | 0 | 0 | 0 | 0 | 0 | 0 | 0 | 0 | 0 | 0 | 0 | 0 | 0 | 0 | 0 | 0 | 0 | 0 | 0 | 0 | 0 | 0 | 0 | 0 | 0 | 0 | 0 | 0 | 0 | 0 | 0 | 0
F3_Industrial_Lumber and Wood Products_New_Space Heating_Natural Gas_Unit Heater_E8 | F3 | Industrial | Lumber and Wood Products | New | Space Heating | Natural Gas | Unit Heater | E8 | PACT BC Ratio | 0 | 0 | 0 | 0 | 0 | 0 | 0 | 0 | 0 | 0 | 0 | 0 | 0 | 0 | 0 | 0 | 0 | 0 | 0 | 0 | 0 | 0 | 0 | 0 | 0 | 0 | 0 | 0 | 0 | 0 | 0 | 0 | 0
F3_Industrial_Lumber and Wood Products_New_Space Heating_Natural Gas_Unit Heater_E9 | F3 | Industrial | Lumber and Wood Products | New | Space Heating | Natural Gas | Unit Heater | E9 | PACT BC Ratio | 0 | 0 | 0 | 0 | 0 | 0 | 0 | 0 | 0 | 0 | 0 | 0 | 0 | 0 | 0 | 0 | 0 | 0 | 0 | 0 | 0 | 0 | 0 | 0 | 0 | 0 | 0 | 0 | 0 | 0 | 0 | 0 | 0
F3_Industrial_Lumber and Wood Products_New_Space Heating_Natural Gas_Unit Heater_E10 | F3 | Industrial | Lumber and Wood Products | New | Space Heating | Natural Gas | Unit Heater | E10 | PACT BC Ratio | 0 | 0 | 0 | 0 | 0 | 0 | 0 | 0 | 0 | 0 | 0 | 0 | 0 | 0 | 0 | 0 | 0 | 0 | 0 | 0 | 0 | 0 | 0 | 0 | 0 | 0 | 0 | 0 | 0 | 0 | 0 | 0 | 0
F4_Industrial_Lumber and Wood Products_New_Space Heating_Natural Gas_Unit Heater_E1 | F4 | Industrial | Lumber and Wood Products | New | Space Heating | Natural Gas | Unit Heater | E1 | RVT BC Ratio | 0 | 0 | 0 | 0 | 0 | 0 | 0 | 0 | 0 | 0 | 0 | 0 | 0 | 0 | 0 | 0 | 0 | 0 | 0 | 0 | 0 | 0 | 0 | 0 | 0 | 0 | 0 | 0 | 0 | 0 | 0 | 0 | 0
F4_Industrial_Lumber and Wood Products_New_Space Heating_Natural Gas_Unit Heater_E2 | F4 | Industrial | Lumber and Wood Products | New | Space Heating | Natural Gas | Unit Heater | E2 | RVT BC Ratio | 0 | 0 | 0 | 0 | 0 | 0 | 0 | 0 | 0 | 0 | 0 | 0 | 0 | 0 | 0 | 0 | 0 | 0 | 0 | 0 | 0 | 0 | 0 | 0 | 0 | 0 | 0 | 0 | 0 | 0 | 0 | 0 | 0
F4_Industrial_Lumber and Wood Products_New_Space Heating_Natural Gas_Unit Heater_E3 | F4 | Industrial | Lumber and Wood Products | New | Space Heating | Natural Gas | Unit Heater | E3 | RVT BC Ratio | 0 | 0 | 0 | 0 | 0 | 0 | 0 | 0 | 0 | 0 | 0 | 0 | 0 | 0 | 0 | 0 | 0 | 0 | 0 | 0 | 0 | 0 | 0 | 0 | 0 | 0 | 0 | 0 | 0 | 0 | 0 | 0 | 0
F4_Industrial_Lumber and Wood Products_New_Space Heating_Natural Gas_Unit Heater_E4 | F4 | Industrial | Lumber and Wood Products | New | Space Heating | Natural Gas | Unit Heater | E4 | RVT BC Ratio | 0 | 0 | 0 | 0 | 0 | 0 | 0 | 0 | 0 | 0 | 0 | 0 | 0 | 0 | 0 | 0 | 0 | 0 | 0 | 0 | 0 | 0 | 0 | 0 | 0 | 0 | 0 | 0 | 0 | 0 | 0 | 0 | 0
F4_Industrial_Lumber and Wood Products_New_Space Heating_Natural Gas_Unit Heater_E5 | F4 | Industrial | Lumber and Wood Products | New | Space Heating | Natural Gas | Unit Heater | E5 | RVT BC Ratio | 0 | 0 | 0 | 0 | 0 | 0 | 0 | 0 | 0 | 0 | 0 | 0 | 0 | 0 | 0 | 0 | 0 | 0 | 0 | 0 | 0 | 0 | 0 | 0 | 0 | 0 | 0 | 0 | 0 | 0 | 0 | 0 | 0
F4_Industrial_Lumber and Wood Products_New_Space Heating_Natural Gas_Unit Heater_E6 | F4 | Industrial | Lumber and Wood Products | New | Space Heating | Natural Gas | Unit Heater | E6 | RVT BC Ratio | 0 | 0 | 0 | 0 | 0 | 0 | 0 | 0 | 0 | 0 | 0 | 0 | 0 | 0 | 0 | 0 | 0 | 0 | 0 | 0 | 0 | 0 | 0 | 0 | 0 | 0 | 0 | 0 | 0 | 0 | 0 | 0 | 0
F4_Industrial_Lumber and Wood Products_New_Space Heating_Natural Gas_Unit Heater_E7 | F4 | Industrial | Lumber and Wood Products | New | Space Heating | Natural Gas | Unit Heater | E7 | RVT BC Ratio | 0 | 0 | 0 | 0 | 0 | 0 | 0 | 0 | 0 | 0 | 0 | 0 | 0 | 0 | 0 | 0 | 0 | 0 | 0 | 0 | 0 | 0 | 0 | 0 | 0 | 0 | 0 | 0 | 0 | 0 | 0 | 0 | 0
F4_Industrial_Lumber and Wood Products_New_Space Heating_Natural Gas_Unit Heater_E8 | F4 | Industrial | Lumber and Wood Products | New | Space Heating | Natural Gas | Unit Heater | E8 | RVT BC Ratio | 0 | 0 | 0 | 0 | 0 | 0 | 0 | 0 | 0 | 0 | 0 | 0 | 0 | 0 | 0 | 0 | 0 | 0 | 0 | 0 | 0 | 0 | 0 | 0 | 0 | 0 | 0 | 0 | 0 | 0 | 0 | 0 | 0
F4_Industrial_Lumber and Wood Products_New_Space Heating_Natural Gas_Unit Heater_E9 | F4 | Industrial | Lumber and Wood Products | New | Space Heating | Natural Gas | Unit Heater | E9 | RVT BC Ratio | 0 | 0 | 0 | 0 | 0 | 0 | 0 | 0 | 0 | 0 | 0 | 0 | 0 | 0 | 0 | 0 | 0 | 0 | 0 | 0 | 0 | 0 | 0 | 0 | 0 | 0 | 0 | 0 | 0 | 0 | 0 | 0 | 0
F4_Industrial_Lumber and Wood Products_New_Space Heating_Natural Gas_Unit Heater_E10 | F4 | Industrial | Lumber and Wood Products | New | Space Heating | Natural Gas | Unit Heater | E10 | RVT BC Ratio | 0 | 0 | 0 | 0 | 0 | 0 | 0 | 0 | 0 | 0 | 0 | 0 | 0 | 0 | 0 | 0 | 0 | 0 | 0 | 0 | 0 | 0 | 0 | 0 | 0 | 0 | 0 | 0 | 0 | 0 | 0 | 0 | 0
F5_Industrial_Lumber and Wood Products_New_Space Heating_Natural Gas_Unit Heater_E1 | F5 | Industrial | Lumber and Wood Products | New | Space Heating | Natural Gas | Unit Heater | E1 | RIM BC Ratio | 0 | 0 | 0 | 0 | 0 | 0 | 0 | 0 | 0 | 0 | 0 | 0 | 0 | 0 | 0 | 0 | 0 | 0 | 0 | 0 | 0 | 0 | 0 | 0 | 0 | 0 | 0 | 0 | 0 | 0 | 0 | 0 | 0
F5_Industrial_Lumber and Wood Products_New_Space Heating_Natural Gas_Unit Heater_E2 | F5 | Industrial | Lumber and Wood Products | New | Space Heating | Natural Gas | Unit Heater | E2 | RIM BC Ratio | 0 | 0 | 0 | 0 | 0 | 0 | 0 | 0 | 0 | 0 | 0 | 0 | 0 | 0 | 0 | 0 | 0 | 0 | 0 | 0 | 0 | 0 | 0 | 0 | 0 | 0 | 0 | 0 | 0 | 0 | 0 | 0 | 0
F5_Industrial_Lumber and Wood Products_New_Space Heating_Natural Gas_Unit Heater_E3 | F5 | Industrial | Lumber and Wood Products | New | Space Heating | Natural Gas | Unit Heater | E3 | RIM BC Ratio | 0 | 0 | 0 | 0 | 0 | 0 | 0 | 0 | 0 | 0 | 0 | 0 | 0 | 0 | 0 | 0 | 0 | 0 | 0 | 0 | 0 | 0 | 0 | 0 | 0 | 0 | 0 | 0 | 0 | 0 | 0 | 0 | 0
F5_Industrial_Lumber and Wood Products_New_Space Heating_Natural Gas_Unit Heater_E4 | F5 | Industrial | Lumber and Wood Products | New | Space Heating | Natural Gas | Unit Heater | E4 | RIM BC Ratio | 0 | 0 | 0 | 0 | 0 | 0 | 0 | 0 | 0 | 0 | 0 | 0 | 0 | 0 | 0 | 0 | 0 | 0 | 0 | 0 | 0 | 0 | 0 | 0 | 0 | 0 | 0 | 0 | 0 | 0 | 0 | 0 | 0
F5_Industrial_Lumber and Wood Products_New_Space Heating_Natural Gas_Unit Heater_E5 | F5 | Industrial | Lumber and Wood Products | New | Space Heating | Natural Gas | Unit Heater | E5 | RIM BC Ratio | 0 | 0 | 0 | 0 | 0 | 0 | 0 | 0 | 0 | 0 | 0 | 0 | 0 | 0 | 0 | 0 | 0 | 0 | 0 | 0 | 0 | 0 | 0 | 0 | 0 | 0 | 0 | 0 | 0 | 0 | 0 | 0 | 0
F5_Industrial_Lumber and Wood Products_New_Space Heating_Natural Gas_Unit Heater_E6 | F5 | Industrial | Lumber and Wood Products | New | Space Heating | Natural Gas | Unit Heater | E6 | RIM BC Ratio | 0 | 0 | 0 | 0 | 0 | 0 | 0 | 0 | 0 | 0 | 0 | 0 | 0 | 0 | 0 | 0 | 0 | 0 | 0 | 0 | 0 | 0 | 0 | 0 | 0 | 0 | 0 | 0 | 0 | 0 | 0 | 0 | 0
F5_Industrial_Lumber and Wood Products_New_Space Heating_Natural Gas_Unit Heater_E7 | F5 | Industrial | Lumber and Wood Products | New | Space Heating | Natural Gas | Unit Heater | E7 | RIM BC Ratio | 0 | 0 | 0 | 0 | 0 | 0 | 0 | 0 | 0 | 0 | 0 | 0 | 0 | 0 | 0 | 0 | 0 | 0 | 0 | 0 | 0 | 0 | 0 | 0 | 0 | 0 | 0 | 0 | 0 | 0 | 0 | 0 | 0
F5_Industrial_Lumber and Wood Products_New_Space Heating_Natural Gas_Unit Heater_E8 | F5 | Industrial | Lumber and Wood Products | New | Space Heating | Natural Gas | Unit Heater | E8 | RIM BC Ratio | 0 | 0 | 0 | 0 | 0 | 0 | 0 | 0 | 0 | 0 | 0 | 0 | 0 | 0 | 0 | 0 | 0 | 0 | 0 | 0 | 0 | 0 | 0 | 0 | 0 | 0 | 0 | 0 | 0 | 0 | 0 | 0 | 0
F5_Industrial_Lumber and Wood Products_New_Space Heating_Natural Gas_Unit Heater_E9 | F5 | Industrial | Lumber and Wood Products | New | Space Heating | Natural Gas | Unit Heater | E9 | RIM BC Ratio | 0 | 0 | 0 | 0 | 0 | 0 | 0 | 0 | 0 | 0 | 0 | 0 | 0 | 0 | 0 | 0 | 0 | 0 | 0 | 0 | 0 | 0 | 0 | 0 | 0 | 0 | 0 | 0 | 0 | 0 | 0 | 0 | 0
F5_Industrial_Lumber and Wood Products_New_Space Heating_Natural Gas_Unit Heater_E10 | F5 | Industrial | Lumber and Wood Products | New | Space Heating | Natural Gas | Unit Heater | E10 | RIM BC Ratio | 0 | 0 | 0 | 0 | 0 | 0 | 0 | 0 | 0 | 0 | 0 | 0 | 0 | 0 | 0 | 0 | 0 | 0 | 0 | 0 | 0 | 0 | 0 | 0 | 0 | 0 | 0 | 0 | 0 | 0 | 0 | 0 | 0
F0_Industrial_Lumber and Wood Products_New_Process_Natural Gas_Process Heating_E0 | F0 | Industrial | Lumber and Wood Products | New | Process | Natural Gas | Process Heating | E0 | Economic Unit | 0 | 0 | 0 | 0 | 0 | 0 | 0 | 0 | 0 | 0 | 0 | 0 | 0 | 0 | 0 | 0 | 0 | 0 | 0 | 0 | 0 | 0 | 0 | 0 | 0 | 0 | 0 | 0 | 0 | 0 | 0 | 0 | 0
F1_Industrial_Lumber and Wood Products_New_Process_Natural Gas_Process Heating_E1 | F1 | Industrial | Lumber and Wood Products | New | Process | Natural Gas | Process Heating | E1 | CCE | 0 | 0 | 0 | 0 | 0 | 0 | 0 | 0 | 0 | 0 | 0 | 0 | 0 | 0 | 0 | 0 | 0 | 0 | 0 | 0 | 0 | 0 | 0 | 0 | 0 | 0 | 0 | 0 | 0 | 0 | 0 | 0 | 0
F1_Industrial_Lumber and Wood Products_New_Process_Natural Gas_Process Heating_E2 | F1 | Industrial | Lumber and Wood Products | New | Process | Natural Gas | Process Heating | E2 | CCE | 0 | 0 | 0 | 0 | 0 | 0 | 0 | 0 | 0 | 0 | 0 | 0 | 0 | 0 | 0 | 0 | 0 | 0 | 0 | 0 | 0 | 0 | 0 | 0 | 0 | 0 | 0 | 0 | 0 | 0 | 0 | 0 | 0
F1_Industrial_Lumber and Wood Products_New_Process_Natural Gas_Process Heating_E3 | F1 | Industrial | Lumber and Wood Products | New | Process | Natural Gas | Process Heating | E3 | CCE | 0 | 0 | 0 | 0 | 0 | 0 | 0 | 0 | 0 | 0 | 0 | 0 | 0 | 0 | 0 | 0 | 0 | 0 | 0 | 0 | 0 | 0 | 0 | 0 | 0 | 0 | 0 | 0 | 0 | 0 | 0 | 0 | 0
F1_Industrial_Lumber and Wood Products_New_Process_Natural Gas_Process Heating_E4 | F1 | Industrial | Lumber and Wood Products | New | Process | Natural Gas | Process Heating | E4 | CCE | 0 | 0 | 0 | 0 | 0 | 0 | 0 | 0 | 0 | 0 | 0 | 0 | 0 | 0 | 0 | 0 | 0 | 0 | 0 | 0 | 0 | 0 | 0 | 0 | 0 | 0 | 0 | 0 | 0 | 0 | 0 | 0 | 0
F1_Industrial_Lumber and Wood Products_New_Process_Natural Gas_Process Heating_E5 | F1 | Industrial | Lumber and Wood Products | New | Process | Natural Gas | Process Heating | E5 | CCE | 0 | 0 | 0 | 0 | 0 | 0 | 0 | 0 | 0 | 0 | 0 | 0 | 0 | 0 | 0 | 0 | 0 | 0 | 0 | 0 | 0 | 0 | 0 | 0 | 0 | 0 | 0 | 0 | 0 | 0 | 0 | 0 | 0
F1_Industrial_Lumber and Wood Products_New_Process_Natural Gas_Process Heating_E6 | F1 | Industrial | Lumber and Wood Products | New | Process | Natural Gas | Process Heating | E6 | CCE | 0 | 0 | 0 | 0 | 0 | 0 | 0 | 0 | 0 | 0 | 0 | 0 | 0 | 0 | 0 | 0 | 0 | 0 | 0 | 0 | 0 | 0 | 0 | 0 | 0 | 0 | 0 | 0 | 0 | 0 | 0 | 0 | 0
F1_Industrial_Lumber and Wood Products_New_Process_Natural Gas_Process Heating_E7 | F1 | Industrial | Lumber and Wood Products | New | Process | Natural Gas | Process Heating | E7 | CCE | 0 | 0 | 0 | 0 | 0 | 0 | 0 | 0 | 0 | 0 | 0 | 0 | 0 | 0 | 0 | 0 | 0 | 0 | 0 | 0 | 0 | 0 | 0 | 0 | 0 | 0 | 0 | 0 | 0 | 0 | 0 | 0 | 0
F1_Industrial_Lumber and Wood Products_New_Process_Natural Gas_Process Heating_E8 | F1 | Industrial | Lumber and Wood Products | New | Process | Natural Gas | Process Heating | E8 | CCE | 0 | 0 | 0 | 0 | 0 | 0 | 0 | 0 | 0 | 0 | 0 | 0 | 0 | 0 | 0 | 0 | 0 | 0 | 0 | 0 | 0 | 0 | 0 | 0 | 0 | 0 | 0 | 0 | 0 | 0 | 0 | 0 | 0
F1_Industrial_Lumber and Wood Products_New_Process_Natural Gas_Process Heating_E9 | F1 | Industrial | Lumber and Wood Products | New | Process | Natural Gas | Process Heating | E9 | CCE | 0 | 0 | 0 | 0 | 0 | 0 | 0 | 0 | 0 | 0 | 0 | 0 | 0 | 0 | 0 | 0 | 0 | 0 | 0 | 0 | 0 | 0 | 0 | 0 | 0 | 0 | 0 | 0 | 0 | 0 | 0 | 0 | 0
F1_Industrial_Lumber and Wood Products_New_Process_Natural Gas_Process Heating_E10 | F1 | Industrial | Lumber and Wood Products | New | Process | Natural Gas | Process Heating | E10 | CCE | 0 | 0 | 0 | 0 | 0 | 0 | 0 | 0 | 0 | 0 | 0 | 0 | 0 | 0 | 0 | 0 | 0 | 0 | 0 | 0 | 0 | 0 | 0 | 0 | 0 | 0 | 0 | 0 | 0 | 0 | 0 | 0 | 0
F2_Industrial_Lumber and Wood Products_New_Process_Natural Gas_Process Heating_E1 | F2 | Industrial | Lumber and Wood Products | New | Process | Natural Gas | Process Heating | E1 | TRC BC Ratio | 0 | 0 | 0 | 0 | 0 | 0 | 0 | 0 | 0 | 0 | 0 | 0 | 0 | 0 | 0 | 0 | 0 | 0 | 0 | 0 | 0 | 0 | 0 | 0 | 0 | 0 | 0 | 0 | 0 | 0 | 0 | 0 | 0
F2_Industrial_Lumber and Wood Products_New_Process_Natural Gas_Process Heating_E2 | F2 | Industrial | Lumber and Wood Products | New | Process | Natural Gas | Process Heating | E2 | TRC BC Ratio | 0 | 0 | 0 | 0 | 0 | 0 | 0 | 0 | 0 | 0 | 0 | 0 | 0 | 0 | 0 | 0 | 0 | 0 | 0 | 0 | 0 | 0 | 0 | 0 | 0 | 0 | 0 | 0 | 0 | 0 | 0 | 0 | 0
F2_Industrial_Lumber and Wood Products_New_Process_Natural Gas_Process Heating_E3 | F2 | Industrial | Lumber and Wood Products | New | Process | Natural Gas | Process Heating | E3 | TRC BC Ratio | 0 | 0 | 0 | 0 | 0 | 0 | 0 | 0 | 0 | 0 | 0 | 0 | 0 | 0 | 0 | 0 | 0 | 0 | 0 | 0 | 0 | 0 | 0 | 0 | 0 | 0 | 0 | 0 | 0 | 0 | 0 | 0 | 0
F2_Industrial_Lumber and Wood Products_New_Process_Natural Gas_Process Heating_E4 | F2 | Industrial | Lumber and Wood Products | New | Process | Natural Gas | Process Heating | E4 | TRC BC Ratio | 0 | 0 | 0 | 0 | 0 | 0 | 0 | 0 | 0 | 0 | 0 | 0 | 0 | 0 | 0 | 0 | 0 | 0 | 0 | 0 | 0 | 0 | 0 | 0 | 0 | 0 | 0 | 0 | 0 | 0 | 0 | 0 | 0
F2_Industrial_Lumber and Wood Products_New_Process_Natural Gas_Process Heating_E5 | F2 | Industrial | Lumber and Wood Products | New | Process | Natural Gas | Process Heating | E5 | TRC BC Ratio | 0 | 0 | 0 | 0 | 0 | 0 | 0 | 0 | 0 | 0 | 0 | 0 | 0 | 0 | 0 | 0 | 0 | 0 | 0 | 0 | 0 | 0 | 0 | 0 | 0 | 0 | 0 | 0 | 0 | 0 | 0 | 0 | 0
F2_Industrial_Lumber and Wood Products_New_Process_Natural Gas_Process Heating_E6 | F2 | Industrial | Lumber and Wood Products | New | Process | Natural Gas | Process Heating | E6 | TRC BC Ratio | 0 | 0 | 0 | 0 | 0 | 0 | 0 | 0 | 0 | 0 | 0 | 0 | 0 | 0 | 0 | 0 | 0 | 0 | 0 | 0 | 0 | 0 | 0 | 0 | 0 | 0 | 0 | 0 | 0 | 0 | 0 | 0 | 0
F2_Industrial_Lumber and Wood Products_New_Process_Natural Gas_Process Heating_E7 | F2 | Industrial | Lumber and Wood Products | New | Process | Natural Gas | Process Heating | E7 | TRC BC Ratio | 0 | 0 | 0 | 0 | 0 | 0 | 0 | 0 | 0 | 0 | 0 | 0 | 0 | 0 | 0 | 0 | 0 | 0 | 0 | 0 | 0 | 0 | 0 | 0 | 0 | 0 | 0 | 0 | 0 | 0 | 0 | 0 | 0
F2_Industrial_Lumber and Wood Products_New_Process_Natural Gas_Process Heating_E8 | F2 | Industrial | Lumber and Wood Products | New | Process | Natural Gas | Process Heating | E8 | TRC BC Ratio | 0 | 0 | 0 | 0 | 0 | 0 | 0 | 0 | 0 | 0 | 0 | 0 | 0 | 0 | 0 | 0 | 0 | 0 | 0 | 0 | 0 | 0 | 0 | 0 | 0 | 0 | 0 | 0 | 0 | 0 | 0 | 0 | 0
F2_Industrial_Lumber and Wood Products_New_Process_Natural Gas_Process Heating_E9 | F2 | Industrial | Lumber and Wood Products | New | Process | Natural Gas | Process Heating | E9 | TRC BC Ratio | 0 | 0 | 0 | 0 | 0 | 0 | 0 | 0 | 0 | 0 | 0 | 0 | 0 | 0 | 0 | 0 | 0 | 0 | 0 | 0 | 0 | 0 | 0 | 0 | 0 | 0 | 0 | 0 | 0 | 0 | 0 | 0 | 0
F2_Industrial_Lumber and Wood Products_New_Process_Natural Gas_Process Heating_E10 | F2 | Industrial | Lumber and Wood Products | New | Process | Natural Gas | Process Heating | E10 | TRC BC Ratio | 0 | 0 | 0 | 0 | 0 | 0 | 0 | 0 | 0 | 0 | 0 | 0 | 0 | 0 | 0 | 0 | 0 | 0 | 0 | 0 | 0 | 0 | 0 | 0 | 0 | 0 | 0 | 0 | 0 | 0 | 0 | 0 | 0
F3_Industrial_Lumber and Wood Products_New_Process_Natural Gas_Process Heating_E1 | F3 | Industrial | Lumber and Wood Products | New | Process | Natural Gas | Process Heating | E1 | PACT BC Ratio | 0 | 0 | 0 | 0 | 0 | 0 | 0 | 0 | 0 | 0 | 0 | 0 | 0 | 0 | 0 | 0 | 0 | 0 | 0 | 0 | 0 | 0 | 0 | 0 | 0 | 0 | 0 | 0 | 0 | 0 | 0 | 0 | 0
F3_Industrial_Lumber and Wood Products_New_Process_Natural Gas_Process Heating_E2 | F3 | Industrial | Lumber and Wood Products | New | Process | Natural Gas | Process Heating | E2 | PACT BC Ratio | 0 | 0 | 0 | 0 | 0 | 0 | 0 | 0 | 0 | 0 | 0 | 0 | 0 | 0 | 0 | 0 | 0 | 0 | 0 | 0 | 0 | 0 | 0 | 0 | 0 | 0 | 0 | 0 | 0 | 0 | 0 | 0 | 0
F3_Industrial_Lumber and Wood Products_New_Process_Natural Gas_Process Heating_E3 | F3 | Industrial | Lumber and Wood Products | New | Process | Natural Gas | Process Heating | E3 | PACT BC Ratio | 0 | 0 | 0 | 0 | 0 | 0 | 0 | 0 | 0 | 0 | 0 | 0 | 0 | 0 | 0 | 0 | 0 | 0 | 0 | 0 | 0 | 0 | 0 | 0 | 0 | 0 | 0 | 0 | 0 | 0 | 0 | 0 | 0
F3_Industrial_Lumber and Wood Products_New_Process_Natural Gas_Process Heating_E4 | F3 | Industrial | Lumber and Wood Products | New | Process | Natural Gas | Process Heating | E4 | PACT BC Ratio | 0 | 0 | 0 | 0 | 0 | 0 | 0 | 0 | 0 | 0 | 0 | 0 | 0 | 0 | 0 | 0 | 0 | 0 | 0 | 0 | 0 | 0 | 0 | 0 | 0 | 0 | 0 | 0 | 0 | 0 | 0 | 0 | 0
F3_Industrial_Lumber and Wood Products_New_Process_Natural Gas_Process Heating_E5 | F3 | Industrial | Lumber and Wood Products | New | Process | Natural Gas | Process Heating | E5 | PACT BC Ratio | 0 | 0 | 0 | 0 | 0 | 0 | 0 | 0 | 0 | 0 | 0 | 0 | 0 | 0 | 0 | 0 | 0 | 0 | 0 | 0 | 0 | 0 | 0 | 0 | 0 | 0 | 0 | 0 | 0 | 0 | 0 | 0 | 0
F3_Industrial_Lumber and Wood Products_New_Process_Natural Gas_Process Heating_E6 | F3 | Industrial | Lumber and Wood Products | New | Process | Natural Gas | Process Heating | E6 | PACT BC Ratio | 0 | 0 | 0 | 0 | 0 | 0 | 0 | 0 | 0 | 0 | 0 | 0 | 0 | 0 | 0 | 0 | 0 | 0 | 0 | 0 | 0 | 0 | 0 | 0 | 0 | 0 | 0 | 0 | 0 | 0 | 0 | 0 | 0
F3_Industrial_Lumber and Wood Products_New_Process_Natural Gas_Process Heating_E7 | F3 | Industrial | Lumber and Wood Products | New | Process | Natural Gas | Process Heating | E7 | PACT BC Ratio | 0 | 0 | 0 | 0 | 0 | 0 | 0 | 0 | 0 | 0 | 0 | 0 | 0 | 0 | 0 | 0 | 0 | 0 | 0 | 0 | 0 | 0 | 0 | 0 | 0 | 0 | 0 | 0 | 0 | 0 | 0 | 0 | 0
F3_Industrial_Lumber and Wood Products_New_Process_Natural Gas_Process Heating_E8 | F3 | Industrial | Lumber and Wood Products | New | Process | Natural Gas | Process Heating | E8 | PACT BC Ratio | 0 | 0 | 0 | 0 | 0 | 0 | 0 | 0 | 0 | 0 | 0 | 0 | 0 | 0 | 0 | 0 | 0 | 0 | 0 | 0 | 0 | 0 | 0 | 0 | 0 | 0 | 0 | 0 | 0 | 0 | 0 | 0 | 0
F3_Industrial_Lumber and Wood Products_New_Process_Natural Gas_Process Heating_E9 | F3 | Industrial | Lumber and Wood Products | New | Process | Natural Gas | Process Heating | E9 | PACT BC Ratio | 0 | 0 | 0 | 0 | 0 | 0 | 0 | 0 | 0 | 0 | 0 | 0 | 0 | 0 | 0 | 0 | 0 | 0 | 0 | 0 | 0 | 0 | 0 | 0 | 0 | 0 | 0 | 0 | 0 | 0 | 0 | 0 | 0
F3_Industrial_Lumber and Wood Products_New_Process_Natural Gas_Process Heating_E10 | F3 | Industrial | Lumber and Wood Products | New | Process | Natural Gas | Process Heating | E10 | PACT BC Ratio | 0 | 0 | 0 | 0 | 0 | 0 | 0 | 0 | 0 | 0 | 0 | 0 | 0 | 0 | 0 | 0 | 0 | 0 | 0 | 0 | 0 | 0 | 0 | 0 | 0 | 0 | 0 | 0 | 0 | 0 | 0 | 0 | 0
F4_Industrial_Lumber and Wood Products_New_Process_Natural Gas_Process Heating_E1 | F4 | Industrial | Lumber and Wood Products | New | Process | Natural Gas | Process Heating | E1 | RVT BC Ratio | 0 | 0 | 0 | 0 | 0 | 0 | 0 | 0 | 0 | 0 | 0 | 0 | 0 | 0 | 0 | 0 | 0 | 0 | 0 | 0 | 0 | 0 | 0 | 0 | 0 | 0 | 0 | 0 | 0 | 0 | 0 | 0 | 0
F4_Industrial_Lumber and Wood Products_New_Process_Natural Gas_Process Heating_E2 | F4 | Industrial | Lumber and Wood Products | New | Process | Natural Gas | Process Heating | E2 | RVT BC Ratio | 0 | 0 | 0 | 0 | 0 | 0 | 0 | 0 | 0 | 0 | 0 | 0 | 0 | 0 | 0 | 0 | 0 | 0 | 0 | 0 | 0 | 0 | 0 | 0 | 0 | 0 | 0 | 0 | 0 | 0 | 0 | 0 | 0
F4_Industrial_Lumber and Wood Products_New_Process_Natural Gas_Process Heating_E3 | F4 | Industrial | Lumber and Wood Products | New | Process | Natural Gas | Process Heating | E3 | RVT BC Ratio | 0 | 0 | 0 | 0 | 0 | 0 | 0 | 0 | 0 | 0 | 0 | 0 | 0 | 0 | 0 | 0 | 0 | 0 | 0 | 0 | 0 | 0 | 0 | 0 | 0 | 0 | 0 | 0 | 0 | 0 | 0 | 0 | 0
F4_Industrial_Lumber and Wood Products_New_Process_Natural Gas_Process Heating_E4 | F4 | Industrial | Lumber and Wood Products | New | Process | Natural Gas | Process Heating | E4 | RVT BC Ratio | 0 | 0 | 0 | 0 | 0 | 0 | 0 | 0 | 0 | 0 | 0 | 0 | 0 | 0 | 0 | 0 | 0 | 0 | 0 | 0 | 0 | 0 | 0 | 0 | 0 | 0 | 0 | 0 | 0 | 0 | 0 | 0 | 0
F4_Industrial_Lumber and Wood Products_New_Process_Natural Gas_Process Heating_E5 | F4 | Industrial | Lumber and Wood Products | New | Process | Natural Gas | Process Heating | E5 | RVT BC Ratio | 0 | 0 | 0 | 0 | 0 | 0 | 0 | 0 | 0 | 0 | 0 | 0 | 0 | 0 | 0 | 0 | 0 | 0 | 0 | 0 | 0 | 0 | 0 | 0 | 0 | 0 | 0 | 0 | 0 | 0 | 0 | 0 | 0
F4_Industrial_Lumber and Wood Products_New_Process_Natural Gas_Process Heating_E6 | F4 | Industrial | Lumber and Wood Products | New | Process | Natural Gas | Process Heating | E6 | RVT BC Ratio | 0 | 0 | 0 | 0 | 0 | 0 | 0 | 0 | 0 | 0 | 0 | 0 | 0 | 0 | 0 | 0 | 0 | 0 | 0 | 0 | 0 | 0 | 0 | 0 | 0 | 0 | 0 | 0 | 0 | 0 | 0 | 0 | 0
F4_Industrial_Lumber and Wood Products_New_Process_Natural Gas_Process Heating_E7 | F4 | Industrial | Lumber and Wood Products | New | Process | Natural Gas | Process Heating | E7 | RVT BC Ratio | 0 | 0 | 0 | 0 | 0 | 0 | 0 | 0 | 0 | 0 | 0 | 0 | 0 | 0 | 0 | 0 | 0 | 0 | 0 | 0 | 0 | 0 | 0 | 0 | 0 | 0 | 0 | 0 | 0 | 0 | 0 | 0 | 0
F4_Industrial_Lumber and Wood Products_New_Process_Natural Gas_Process Heating_E8 | F4 | Industrial | Lumber and Wood Products | New | Process | Natural Gas | Process Heating | E8 | RVT BC Ratio | 0 | 0 | 0 | 0 | 0 | 0 | 0 | 0 | 0 | 0 | 0 | 0 | 0 | 0 | 0 | 0 | 0 | 0 | 0 | 0 | 0 | 0 | 0 | 0 | 0 | 0 | 0 | 0 | 0 | 0 | 0 | 0 | 0
F4_Industrial_Lumber and Wood Products_New_Process_Natural Gas_Process Heating_E9 | F4 | Industrial | Lumber and Wood Products | New | Process | Natural Gas | Process Heating | E9 | RVT BC Ratio | 0 | 0 | 0 | 0 | 0 | 0 | 0 | 0 | 0 | 0 | 0 | 0 | 0 | 0 | 0 | 0 | 0 | 0 | 0 | 0 | 0 | 0 | 0 | 0 | 0 | 0 | 0 | 0 | 0 | 0 | 0 | 0 | 0
F4_Industrial_Lumber and Wood Products_New_Process_Natural Gas_Process Heating_E10 | F4 | Industrial | Lumber and Wood Products | New | Process | Natural Gas | Process Heating | E10 | RVT BC Ratio | 0 | 0 | 0 | 0 | 0 | 0 | 0 | 0 | 0 | 0 | 0 | 0 | 0 | 0 | 0 | 0 | 0 | 0 | 0 | 0 | 0 | 0 | 0 | 0 | 0 | 0 | 0 | 0 | 0 | 0 | 0 | 0 | 0
F5_Industrial_Lumber and Wood Products_New_Process_Natural Gas_Process Heating_E1 | F5 | Industrial | Lumber and Wood Products | New | Process | Natural Gas | Process Heating | E1 | RIM BC Ratio | 0 | 0 | 0 | 0 | 0 | 0 | 0 | 0 | 0 | 0 | 0 | 0 | 0 | 0 | 0 | 0 | 0 | 0 | 0 | 0 | 0 | 0 | 0 | 0 | 0 | 0 | 0 | 0 | 0 | 0 | 0 | 0 | 0
F5_Industrial_Lumber and Wood Products_New_Process_Natural Gas_Process Heating_E2 | F5 | Industrial | Lumber and Wood Products | New | Process | Natural Gas | Process Heating | E2 | RIM BC Ratio | 0 | 0 | 0 | 0 | 0 | 0 | 0 | 0 | 0 | 0 | 0 | 0 | 0 | 0 | 0 | 0 | 0 | 0 | 0 | 0 | 0 | 0 | 0 | 0 | 0 | 0 | 0 | 0 | 0 | 0 | 0 | 0 | 0
F5_Industrial_Lumber and Wood Products_New_Process_Natural Gas_Process Heating_E3 | F5 | Industrial | Lumber and Wood Products | New | Process | Natural Gas | Process Heating | E3 | RIM BC Ratio | 0 | 0 | 0 | 0 | 0 | 0 | 0 | 0 | 0 | 0 | 0 | 0 | 0 | 0 | 0 | 0 | 0 | 0 | 0 | 0 | 0 | 0 | 0 | 0 | 0 | 0 | 0 | 0 | 0 | 0 | 0 | 0 | 0
F5_Industrial_Lumber and Wood Products_New_Process_Natural Gas_Process Heating_E4 | F5 | Industrial | Lumber and Wood Products | New | Process | Natural Gas | Process Heating | E4 | RIM BC Ratio | 0 | 0 | 0 | 0 | 0 | 0 | 0 | 0 | 0 | 0 | 0 | 0 | 0 | 0 | 0 | 0 | 0 | 0 | 0 | 0 | 0 | 0 | 0 | 0 | 0 | 0 | 0 | 0 | 0 | 0 | 0 | 0 | 0
F5_Industrial_Lumber and Wood Products_New_Process_Natural Gas_Process Heating_E5 | F5 | Industrial | Lumber and Wood Products | New | Process | Natural Gas | Process Heating | E5 | RIM BC Ratio | 0 | 0 | 0 | 0 | 0 | 0 | 0 | 0 | 0 | 0 | 0 | 0 | 0 | 0 | 0 | 0 | 0 | 0 | 0 | 0 | 0 | 0 | 0 | 0 | 0 | 0 | 0 | 0 | 0 | 0 | 0 | 0 | 0
F5_Industrial_Lumber and Wood Products_New_Process_Natural Gas_Process Heating_E6 | F5 | Industrial | Lumber and Wood Products | New | Process | Natural Gas | Process Heating | E6 | RIM BC Ratio | 0 | 0 | 0 | 0 | 0 | 0 | 0 | 0 | 0 | 0 | 0 | 0 | 0 | 0 | 0 | 0 | 0 | 0 | 0 | 0 | 0 | 0 | 0 | 0 | 0 | 0 | 0 | 0 | 0 | 0 | 0 | 0 | 0
F5_Industrial_Lumber and Wood Products_New_Process_Natural Gas_Process Heating_E7 | F5 | Industrial | Lumber and Wood Products | New | Process | Natural Gas | Process Heating | E7 | RIM BC Ratio | 0 | 0 | 0 | 0 | 0 | 0 | 0 | 0 | 0 | 0 | 0 | 0 | 0 | 0 | 0 | 0 | 0 | 0 | 0 | 0 | 0 | 0 | 0 | 0 | 0 | 0 | 0 | 0 | 0 | 0 | 0 | 0 | 0
F5_Industrial_Lumber and Wood Products_New_Process_Natural Gas_Process Heating_E8 | F5 | Industrial | Lumber and Wood Products | New | Process | Natural Gas | Process Heating | E8 | RIM BC Ratio | 0 | 0 | 0 | 0 | 0 | 0 | 0 | 0 | 0 | 0 | 0 | 0 | 0 | 0 | 0 | 0 | 0 | 0 | 0 | 0 | 0 | 0 | 0 | 0 | 0 | 0 | 0 | 0 | 0 | 0 | 0 | 0 | 0
F5_Industrial_Lumber and Wood Products_New_Process_Natural Gas_Process Heating_E9 | F5 | Industrial | Lumber and Wood Products | New | Process | Natural Gas | Process Heating | E9 | RIM BC Ratio | 0 | 0 | 0 | 0 | 0 | 0 | 0 | 0 | 0 | 0 | 0 | 0 | 0 | 0 | 0 | 0 | 0 | 0 | 0 | 0 | 0 | 0 | 0 | 0 | 0 | 0 | 0 | 0 | 0 | 0 | 0 | 0 | 0
F5_Industrial_Lumber and Wood Products_New_Process_Natural Gas_Process Heating_E10 | F5 | Industrial | Lumber and Wood Products | New | Process | Natural Gas | Process Heating | E10 | RIM BC Ratio | 0 | 0 | 0 | 0 | 0 | 0 | 0 | 0 | 0 | 0 | 0 | 0 | 0 | 0 | 0 | 0 | 0 | 0 | 0 | 0 | 0 | 0 | 0 | 0 | 0 | 0 | 0 | 0 | 0 | 0 | 0 | 0 | 0
F0_Industrial_Lumber and Wood Products_New_Process_Natural Gas_Process Boiler_E0 | F0 | Industrial | Lumber and Wood Products | New | Process | Natural Gas | Process Boiler | E0 | Economic Unit | 0 | 0 | 0 | 0 | 0 | 0 | 0 | 0 | 0 | 0 | 0 | 0 | 0 | 0 | 0 | 0 | 0 | 0 | 0 | 0 | 0 | 0 | 0 | 0 | 0 | 0 | 0 | 0 | 0 | 0 | 0 | 0 | 0
F1_Industrial_Lumber and Wood Products_New_Process_Natural Gas_Process Boiler_E1 | F1 | Industrial | Lumber and Wood Products | New | Process | Natural Gas | Process Boiler | E1 | CCE | 0 | 0 | 0 | 0 | 0 | 0 | 0 | 0 | 0 | 0 | 0 | 0 | 0 | 0 | 0 | 0 | 0 | 0 | 0 | 0 | 0 | 0 | 0 | 0 | 0 | 0 | 0 | 0 | 0 | 0 | 0 | 0 | 0
F1_Industrial_Lumber and Wood Products_New_Process_Natural Gas_Process Boiler_E2 | F1 | Industrial | Lumber and Wood Products | New | Process | Natural Gas | Process Boiler | E2 | CCE | 0 | 0 | 0 | 0 | 0 | 0 | 0 | 0 | 0 | 0 | 0 | 0 | 0 | 0 | 0 | 0 | 0 | 0 | 0 | 0 | 0 | 0 | 0 | 0 | 0 | 0 | 0 | 0 | 0 | 0 | 0 | 0 | 0
F1_Industrial_Lumber and Wood Products_New_Process_Natural Gas_Process Boiler_E3 | F1 | Industrial | Lumber and Wood Products | New | Process | Natural Gas | Process Boiler | E3 | CCE | 0 | 0 | 0 | 0 | 0 | 0 | 0 | 0 | 0 | 0 | 0 | 0 | 0 | 0 | 0 | 0 | 0 | 0 | 0 | 0 | 0 | 0 | 0 | 0 | 0 | 0 | 0 | 0 | 0 | 0 | 0 | 0 | 0
F1_Industrial_Lumber and Wood Products_New_Process_Natural Gas_Process Boiler_E4 | F1 | Industrial | Lumber and Wood Products | New | Process | Natural Gas | Process Boiler | E4 | CCE | 0 | 0 | 0 | 0 | 0 | 0 | 0 | 0 | 0 | 0 | 0 | 0 | 0 | 0 | 0 | 0 | 0 | 0 | 0 | 0 | 0 | 0 | 0 | 0 | 0 | 0 | 0 | 0 | 0 | 0 | 0 | 0 | 0
F1_Industrial_Lumber and Wood Products_New_Process_Natural Gas_Process Boiler_E5 | F1 | Industrial | Lumber and Wood Products | New | Process | Natural Gas | Process Boiler | E5 | CCE | 0 | 0 | 0 | 0 | 0 | 0 | 0 | 0 | 0 | 0 | 0 | 0 | 0 | 0 | 0 | 0 | 0 | 0 | 0 | 0 | 0 | 0 | 0 | 0 | 0 | 0 | 0 | 0 | 0 | 0 | 0 | 0 | 0
F1_Industrial_Lumber and Wood Products_New_Process_Natural Gas_Process Boiler_E6 | F1 | Industrial | Lumber and Wood Products | New | Process | Natural Gas | Process Boiler | E6 | CCE | 0 | 0 | 0 | 0 | 0 | 0 | 0 | 0 | 0 | 0 | 0 | 0 | 0 | 0 | 0 | 0 | 0 | 0 | 0 | 0 | 0 | 0 | 0 | 0 | 0 | 0 | 0 | 0 | 0 | 0 | 0 | 0 | 0
F1_Industrial_Lumber and Wood Products_New_Process_Natural Gas_Process Boiler_E7 | F1 | Industrial | Lumber and Wood Products | New | Process | Natural Gas | Process Boiler | E7 | CCE | 0 | 0 | 0 | 0 | 0 | 0 | 0 | 0 | 0 | 0 | 0 | 0 | 0 | 0 | 0 | 0 | 0 | 0 | 0 | 0 | 0 | 0 | 0 | 0 | 0 | 0 | 0 | 0 | 0 | 0 | 0 | 0 | 0
F1_Industrial_Lumber and Wood Products_New_Process_Natural Gas_Process Boiler_E8 | F1 | Industrial | Lumber and Wood Products | New | Process | Natural Gas | Process Boiler | E8 | CCE | 0 | 0 | 0 | 0 | 0 | 0 | 0 | 0 | 0 | 0 | 0 | 0 | 0 | 0 | 0 | 0 | 0 | 0 | 0 | 0 | 0 | 0 | 0 | 0 | 0 | 0 | 0 | 0 | 0 | 0 | 0 | 0 | 0
F1_Industrial_Lumber and Wood Products_New_Process_Natural Gas_Process Boiler_E9 | F1 | Industrial | Lumber and Wood Products | New | Process | Natural Gas | Process Boiler | E9 | CCE | 0 | 0 | 0 | 0 | 0 | 0 | 0 | 0 | 0 | 0 | 0 | 0 | 0 | 0 | 0 | 0 | 0 | 0 | 0 | 0 | 0 | 0 | 0 | 0 | 0 | 0 | 0 | 0 | 0 | 0 | 0 | 0 | 0
F1_Industrial_Lumber and Wood Products_New_Process_Natural Gas_Process Boiler_E10 | F1 | Industrial | Lumber and Wood Products | New | Process | Natural Gas | Process Boiler | E10 | CCE | 0 | 0 | 0 | 0 | 0 | 0 | 0 | 0 | 0 | 0 | 0 | 0 | 0 | 0 | 0 | 0 | 0 | 0 | 0 | 0 | 0 | 0 | 0 | 0 | 0 | 0 | 0 | 0 | 0 | 0 | 0 | 0 | 0
F2_Industrial_Lumber and Wood Products_New_Process_Natural Gas_Process Boiler_E1 | F2 | Industrial | Lumber and Wood Products | New | Process | Natural Gas | Process Boiler | E1 | TRC BC Ratio | 0 | 0 | 0 | 0 | 0 | 0 | 0 | 0 | 0 | 0 | 0 | 0 | 0 | 0 | 0 | 0 | 0 | 0 | 0 | 0 | 0 | 0 | 0 | 0 | 0 | 0 | 0 | 0 | 0 | 0 | 0 | 0 | 0
F2_Industrial_Lumber and Wood Products_New_Process_Natural Gas_Process Boiler_E2 | F2 | Industrial | Lumber and Wood Products | New | Process | Natural Gas | Process Boiler | E2 | TRC BC Ratio | 0 | 0 | 0 | 0 | 0 | 0 | 0 | 0 | 0 | 0 | 0 | 0 | 0 | 0 | 0 | 0 | 0 | 0 | 0 | 0 | 0 | 0 | 0 | 0 | 0 | 0 | 0 | 0 | 0 | 0 | 0 | 0 | 0
F2_Industrial_Lumber and Wood Products_New_Process_Natural Gas_Process Boiler_E3 | F2 | Industrial | Lumber and Wood Products | New | Process | Natural Gas | Process Boiler | E3 | TRC BC Ratio | 0 | 0 | 0 | 0 | 0 | 0 | 0 | 0 | 0 | 0 | 0 | 0 | 0 | 0 | 0 | 0 | 0 | 0 | 0 | 0 | 0 | 0 | 0 | 0 | 0 | 0 | 0 | 0 | 0 | 0 | 0 | 0 | 0
F2_Industrial_Lumber and Wood Products_New_Process_Natural Gas_Process Boiler_E4 | F2 | Industrial | Lumber and Wood Products | New | Process | Natural Gas | Process Boiler | E4 | TRC BC Ratio | 0 | 0 | 0 | 0 | 0 | 0 | 0 | 0 | 0 | 0 | 0 | 0 | 0 | 0 | 0 | 0 | 0 | 0 | 0 | 0 | 0 | 0 | 0 | 0 | 0 | 0 | 0 | 0 | 0 | 0 | 0 | 0 | 0
F2_Industrial_Lumber and Wood Products_New_Process_Natural Gas_Process Boiler_E5 | F2 | Industrial | Lumber and Wood Products | New | Process | Natural Gas | Process Boiler | E5 | TRC BC Ratio | 0 | 0 | 0 | 0 | 0 | 0 | 0 | 0 | 0 | 0 | 0 | 0 | 0 | 0 | 0 | 0 | 0 | 0 | 0 | 0 | 0 | 0 | 0 | 0 | 0 | 0 | 0 | 0 | 0 | 0 | 0 | 0 | 0
F2_Industrial_Lumber and Wood Products_New_Process_Natural Gas_Process Boiler_E6 | F2 | Industrial | Lumber and Wood Products | New | Process | Natural Gas | Process Boiler | E6 | TRC BC Ratio | 0 | 0 | 0 | 0 | 0 | 0 | 0 | 0 | 0 | 0 | 0 | 0 | 0 | 0 | 0 | 0 | 0 | 0 | 0 | 0 | 0 | 0 | 0 | 0 | 0 | 0 | 0 | 0 | 0 | 0 | 0 | 0 | 0
F2_Industrial_Lumber and Wood Products_New_Process_Natural Gas_Process Boiler_E7 | F2 | Industrial | Lumber and Wood Products | New | Process | Natural Gas | Process Boiler | E7 | TRC BC Ratio | 0 | 0 | 0 | 0 | 0 | 0 | 0 | 0 | 0 | 0 | 0 | 0 | 0 | 0 | 0 | 0 | 0 | 0 | 0 | 0 | 0 | 0 | 0 | 0 | 0 | 0 | 0 | 0 | 0 | 0 | 0 | 0 | 0
F2_Industrial_Lumber and Wood Products_New_Process_Natural Gas_Process Boiler_E8 | F2 | Industrial | Lumber and Wood Products | New | Process | Natural Gas | Process Boiler | E8 | TRC BC Ratio | 0 | 0 | 0 | 0 | 0 | 0 | 0 | 0 | 0 | 0 | 0 | 0 | 0 | 0 | 0 | 0 | 0 | 0 | 0 | 0 | 0 | 0 | 0 | 0 | 0 | 0 | 0 | 0 | 0 | 0 | 0 | 0 | 0
F2_Industrial_Lumber and Wood Products_New_Process_Natural Gas_Process Boiler_E9 | F2 | Industrial | Lumber and Wood Products | New | Process | Natural Gas | Process Boiler | E9 | TRC BC Ratio | 0 | 0 | 0 | 0 | 0 | 0 | 0 | 0 | 0 | 0 | 0 | 0 | 0 | 0 | 0 | 0 | 0 | 0 | 0 | 0 | 0 | 0 | 0 | 0 | 0 | 0 | 0 | 0 | 0 | 0 | 0 | 0 | 0
F2_Industrial_Lumber and Wood Products_New_Process_Natural Gas_Process Boiler_E10 | F2 | Industrial | Lumber and Wood Products | New | Process | Natural Gas | Process Boiler | E10 | TRC BC Ratio | 0 | 0 | 0 | 0 | 0 | 0 | 0 | 0 | 0 | 0 | 0 | 0 | 0 | 0 | 0 | 0 | 0 | 0 | 0 | 0 | 0 | 0 | 0 | 0 | 0 | 0 | 0 | 0 | 0 | 0 | 0 | 0 | 0
F3_Industrial_Lumber and Wood Products_New_Process_Natural Gas_Process Boiler_E1 | F3 | Industrial | Lumber and Wood Products | New | Process | Natural Gas | Process Boiler | E1 | PACT BC Ratio | 0 | 0 | 0 | 0 | 0 | 0 | 0 | 0 | 0 | 0 | 0 | 0 | 0 | 0 | 0 | 0 | 0 | 0 | 0 | 0 | 0 | 0 | 0 | 0 | 0 | 0 | 0 | 0 | 0 | 0 | 0 | 0 | 0
F3_Industrial_Lumber and Wood Products_New_Process_Natural Gas_Process Boiler_E2 | F3 | Industrial | Lumber and Wood Products | New | Process | Natural Gas | Process Boiler | E2 | PACT BC Ratio | 0 | 0 | 0 | 0 | 0 | 0 | 0 | 0 | 0 | 0 | 0 | 0 | 0 | 0 | 0 | 0 | 0 | 0 | 0 | 0 | 0 | 0 | 0 | 0 | 0 | 0 | 0 | 0 | 0 | 0 | 0 | 0 | 0
F3_Industrial_Lumber and Wood Products_New_Process_Natural Gas_Process Boiler_E3 | F3 | Industrial | Lumber and Wood Products | New | Process | Natural Gas | Process Boiler | E3 | PACT BC Ratio | 0 | 0 | 0 | 0 | 0 | 0 | 0 | 0 | 0 | 0 | 0 | 0 | 0 | 0 | 0 | 0 | 0 | 0 | 0 | 0 | 0 | 0 | 0 | 0 | 0 | 0 | 0 | 0 | 0 | 0 | 0 | 0 | 0
F3_Industrial_Lumber and Wood Products_New_Process_Natural Gas_Process Boiler_E4 | F3 | Industrial | Lumber and Wood Products | New | Process | Natural Gas | Process Boiler | E4 | PACT BC Ratio | 0 | 0 | 0 | 0 | 0 | 0 | 0 | 0 | 0 | 0 | 0 | 0 | 0 | 0 | 0 | 0 | 0 | 0 | 0 | 0 | 0 | 0 | 0 | 0 | 0 | 0 | 0 | 0 | 0 | 0 | 0 | 0 | 0
F3_Industrial_Lumber and Wood Products_New_Process_Natural Gas_Process Boiler_E5 | F3 | Industrial | Lumber and Wood Products | New | Process | Natural Gas | Process Boiler | E5 | PACT BC Ratio | 0 | 0 | 0 | 0 | 0 | 0 | 0 | 0 | 0 | 0 | 0 | 0 | 0 | 0 | 0 | 0 | 0 | 0 | 0 | 0 | 0 | 0 | 0 | 0 | 0 | 0 | 0 | 0 | 0 | 0 | 0 | 0 | 0
F3_Industrial_Lumber and Wood Products_New_Process_Natural Gas_Process Boiler_E6 | F3 | Industrial | Lumber and Wood Products | New | Process | Natural Gas | Process Boiler | E6 | PACT BC Ratio | 0 | 0 | 0 | 0 | 0 | 0 | 0 | 0 | 0 | 0 | 0 | 0 | 0 | 0 | 0 | 0 | 0 | 0 | 0 | 0 | 0 | 0 | 0 | 0 | 0 | 0 | 0 | 0 | 0 | 0 | 0 | 0 | 0
F3_Industrial_Lumber and Wood Products_New_Process_Natural Gas_Process Boiler_E7 | F3 | Industrial | Lumber and Wood Products | New | Process | Natural Gas | Process Boiler | E7 | PACT BC Ratio | 0 | 0 | 0 | 0 | 0 | 0 | 0 | 0 | 0 | 0 | 0 | 0 | 0 | 0 | 0 | 0 | 0 | 0 | 0 | 0 | 0 | 0 | 0 | 0 | 0 | 0 | 0 | 0 | 0 | 0 | 0 | 0 | 0
F3_Industrial_Lumber and Wood Products_New_Process_Natural Gas_Process Boiler_E8 | F3 | Industrial | Lumber and Wood Products | New | Process | Natural Gas | Process Boiler | E8 | PACT BC Ratio | 0 | 0 | 0 | 0 | 0 | 0 | 0 | 0 | 0 | 0 | 0 | 0 | 0 | 0 | 0 | 0 | 0 | 0 | 0 | 0 | 0 | 0 | 0 | 0 | 0 | 0 | 0 | 0 | 0 | 0 | 0 | 0 | 0
F3_Industrial_Lumber and Wood Products_New_Process_Natural Gas_Process Boiler_E9 | F3 | Industrial | Lumber and Wood Products | New | Process | Natural Gas | Process Boiler | E9 | PACT BC Ratio | 0 | 0 | 0 | 0 | 0 | 0 | 0 | 0 | 0 | 0 | 0 | 0 | 0 | 0 | 0 | 0 | 0 | 0 | 0 | 0 | 0 | 0 | 0 | 0 | 0 | 0 | 0 | 0 | 0 | 0 | 0 | 0 | 0
F3_Industrial_Lumber and Wood Products_New_Process_Natural Gas_Process Boiler_E10 | F3 | Industrial | Lumber and Wood Products | New | Process | Natural Gas | Process Boiler | E10 | PACT BC Ratio | 0 | 0 | 0 | 0 | 0 | 0 | 0 | 0 | 0 | 0 | 0 | 0 | 0 | 0 | 0 | 0 | 0 | 0 | 0 | 0 | 0 | 0 | 0 | 0 | 0 | 0 | 0 | 0 | 0 | 0 | 0 | 0 | 0
F4_Industrial_Lumber and Wood Products_New_Process_Natural Gas_Process Boiler_E1 | F4 | Industrial | Lumber and Wood Products | New | Process | Natural Gas | Process Boiler | E1 | RVT BC Ratio | 0 | 0 | 0 | 0 | 0 | 0 | 0 | 0 | 0 | 0 | 0 | 0 | 0 | 0 | 0 | 0 | 0 | 0 | 0 | 0 | 0 | 0 | 0 | 0 | 0 | 0 | 0 | 0 | 0 | 0 | 0 | 0 | 0
F4_Industrial_Lumber and Wood Products_New_Process_Natural Gas_Process Boiler_E2 | F4 | Industrial | Lumber and Wood Products | New | Process | Natural Gas | Process Boiler | E2 | RVT BC Ratio | 0 | 0 | 0 | 0 | 0 | 0 | 0 | 0 | 0 | 0 | 0 | 0 | 0 | 0 | 0 | 0 | 0 | 0 | 0 | 0 | 0 | 0 | 0 | 0 | 0 | 0 | 0 | 0 | 0 | 0 | 0 | 0 | 0
F4_Industrial_Lumber and Wood Products_New_Process_Natural Gas_Process Boiler_E3 | F4 | Industrial | Lumber and Wood Products | New | Process | Natural Gas | Process Boiler | E3 | RVT BC Ratio | 0 | 0 | 0 | 0 | 0 | 0 | 0 | 0 | 0 | 0 | 0 | 0 | 0 | 0 | 0 | 0 | 0 | 0 | 0 | 0 | 0 | 0 | 0 | 0 | 0 | 0 | 0 | 0 | 0 | 0 | 0 | 0 | 0
F4_Industrial_Lumber and Wood Products_New_Process_Natural Gas_Process Boiler_E4 | F4 | Industrial | Lumber and Wood Products | New | Process | Natural Gas | Process Boiler | E4 | RVT BC Ratio | 0 | 0 | 0 | 0 | 0 | 0 | 0 | 0 | 0 | 0 | 0 | 0 | 0 | 0 | 0 | 0 | 0 | 0 | 0 | 0 | 0 | 0 | 0 | 0 | 0 | 0 | 0 | 0 | 0 | 0 | 0 | 0 | 0
F4_Industrial_Lumber and Wood Products_New_Process_Natural Gas_Process Boiler_E5 | F4 | Industrial | Lumber and Wood Products | New | Process | Natural Gas | Process Boiler | E5 | RVT BC Ratio | 0 | 0 | 0 | 0 | 0 | 0 | 0 | 0 | 0 | 0 | 0 | 0 | 0 | 0 | 0 | 0 | 0 | 0 | 0 | 0 | 0 | 0 | 0 | 0 | 0 | 0 | 0 | 0 | 0 | 0 | 0 | 0 | 0
F4_Industrial_Lumber and Wood Products_New_Process_Natural Gas_Process Boiler_E6 | F4 | Industrial | Lumber and Wood Products | New | Process | Natural Gas | Process Boiler | E6 | RVT BC Ratio | 0 | 0 | 0 | 0 | 0 | 0 | 0 | 0 | 0 | 0 | 0 | 0 | 0 | 0 | 0 | 0 | 0 | 0 | 0 | 0 | 0 | 0 | 0 | 0 | 0 | 0 | 0 | 0 | 0 | 0 | 0 | 0 | 0
F4_Industrial_Lumber and Wood Products_New_Process_Natural Gas_Process Boiler_E7 | F4 | Industrial | Lumber and Wood Products | New | Process | Natural Gas | Process Boiler | E7 | RVT BC Ratio | 0 | 0 | 0 | 0 | 0 | 0 | 0 | 0 | 0 | 0 | 0 | 0 | 0 | 0 | 0 | 0 | 0 | 0 | 0 | 0 | 0 | 0 | 0 | 0 | 0 | 0 | 0 | 0 | 0 | 0 | 0 | 0 | 0
F4_Industrial_Lumber and Wood Products_New_Process_Natural Gas_Process Boiler_E8 | F4 | Industrial | Lumber and Wood Products | New | Process | Natural Gas | Process Boiler | E8 | RVT BC Ratio | 0 | 0 | 0 | 0 | 0 | 0 | 0 | 0 | 0 | 0 | 0 | 0 | 0 | 0 | 0 | 0 | 0 | 0 | 0 | 0 | 0 | 0 | 0 | 0 | 0 | 0 | 0 | 0 | 0 | 0 | 0 | 0 | 0
F4_Industrial_Lumber and Wood Products_New_Process_Natural Gas_Process Boiler_E9 | F4 | Industrial | Lumber and Wood Products | New | Process | Natural Gas | Process Boiler | E9 | RVT BC Ratio | 0 | 0 | 0 | 0 | 0 | 0 | 0 | 0 | 0 | 0 | 0 | 0 | 0 | 0 | 0 | 0 | 0 | 0 | 0 | 0 | 0 | 0 | 0 | 0 | 0 | 0 | 0 | 0 | 0 | 0 | 0 | 0 | 0
F4_Industrial_Lumber and Wood Products_New_Process_Natural Gas_Process Boiler_E10 | F4 | Industrial | Lumber and Wood Products | New | Process | Natural Gas | Process Boiler | E10 | RVT BC Ratio | 0 | 0 | 0 | 0 | 0 | 0 | 0 | 0 | 0 | 0 | 0 | 0 | 0 | 0 | 0 | 0 | 0 | 0 | 0 | 0 | 0 | 0 | 0 | 0 | 0 | 0 | 0 | 0 | 0 | 0 | 0 | 0 | 0
F5_Industrial_Lumber and Wood Products_New_Process_Natural Gas_Process Boiler_E1 | F5 | Industrial | Lumber and Wood Products | New | Process | Natural Gas | Process Boiler | E1 | RIM BC Ratio | 0 | 0 | 0 | 0 | 0 | 0 | 0 | 0 | 0 | 0 | 0 | 0 | 0 | 0 | 0 | 0 | 0 | 0 | 0 | 0 | 0 | 0 | 0 | 0 | 0 | 0 | 0 | 0 | 0 | 0 | 0 | 0 | 0
F5_Industrial_Lumber and Wood Products_New_Process_Natural Gas_Process Boiler_E2 | F5 | Industrial | Lumber and Wood Products | New | Process | Natural Gas | Process Boiler | E2 | RIM BC Ratio | 0 | 0 | 0 | 0 | 0 | 0 | 0 | 0 | 0 | 0 | 0 | 0 | 0 | 0 | 0 | 0 | 0 | 0 | 0 | 0 | 0 | 0 | 0 | 0 | 0 | 0 | 0 | 0 | 0 | 0 | 0 | 0 | 0
F5_Industrial_Lumber and Wood Products_New_Process_Natural Gas_Process Boiler_E3 | F5 | Industrial | Lumber and Wood Products | New | Process | Natural Gas | Process Boiler | E3 | RIM BC Ratio | 0 | 0 | 0 | 0 | 0 | 0 | 0 | 0 | 0 | 0 | 0 | 0 | 0 | 0 | 0 | 0 | 0 | 0 | 0 | 0 | 0 | 0 | 0 | 0 | 0 | 0 | 0 | 0 | 0 | 0 | 0 | 0 | 0
F5_Industrial_Lumber and Wood Products_New_Process_Natural Gas_Process Boiler_E4 | F5 | Industrial | Lumber and Wood Products | New | Process | Natural Gas | Process Boiler | E4 | RIM BC Ratio | 0 | 0 | 0 | 0 | 0 | 0 | 0 | 0 | 0 | 0 | 0 | 0 | 0 | 0 | 0 | 0 | 0 | 0 | 0 | 0 | 0 | 0 | 0 | 0 | 0 | 0 | 0 | 0 | 0 | 0 | 0 | 0 | 0
F5_Industrial_Lumber and Wood Products_New_Process_Natural Gas_Process Boiler_E5 | F5 | Industrial | Lumber and Wood Products | New | Process | Natural Gas | Process Boiler | E5 | RIM BC Ratio | 0 | 0 | 0 | 0 | 0 | 0 | 0 | 0 | 0 | 0 | 0 | 0 | 0 | 0 | 0 | 0 | 0 | 0 | 0 | 0 | 0 | 0 | 0 | 0 | 0 | 0 | 0 | 0 | 0 | 0 | 0 | 0 | 0
F5_Industrial_Lumber and Wood Products_New_Process_Natural Gas_Process Boiler_E6 | F5 | Industrial | Lumber and Wood Products | New | Process | Natural Gas | Process Boiler | E6 | RIM BC Ratio | 0 | 0 | 0 | 0 | 0 | 0 | 0 | 0 | 0 | 0 | 0 | 0 | 0 | 0 | 0 | 0 | 0 | 0 | 0 | 0 | 0 | 0 | 0 | 0 | 0 | 0 | 0 | 0 | 0 | 0 | 0 | 0 | 0
F5_Industrial_Lumber and Wood Products_New_Process_Natural Gas_Process Boiler_E7 | F5 | Industrial | Lumber and Wood Products | New | Process | Natural Gas | Process Boiler | E7 | RIM BC Ratio | 0 | 0 | 0 | 0 | 0 | 0 | 0 | 0 | 0 | 0 | 0 | 0 | 0 | 0 | 0 | 0 | 0 | 0 | 0 | 0 | 0 | 0 | 0 | 0 | 0 | 0 | 0 | 0 | 0 | 0 | 0 | 0 | 0
F5_Industrial_Lumber and Wood Products_New_Process_Natural Gas_Process Boiler_E8 | F5 | Industrial | Lumber and Wood Products | New | Process | Natural Gas | Process Boiler | E8 | RIM BC Ratio | 0 | 0 | 0 | 0 | 0 | 0 | 0 | 0 | 0 | 0 | 0 | 0 | 0 | 0 | 0 | 0 | 0 | 0 | 0 | 0 | 0 | 0 | 0 | 0 | 0 | 0 | 0 | 0 | 0 | 0 | 0 | 0 | 0
F5_Industrial_Lumber and Wood Products_New_Process_Natural Gas_Process Boiler_E9 | F5 | Industrial | Lumber and Wood Products | New | Process | Natural Gas | Process Boiler | E9 | RIM BC Ratio | 0 | 0 | 0 | 0 | 0 | 0 | 0 | 0 | 0 | 0 | 0 | 0 | 0 | 0 | 0 | 0 | 0 | 0 | 0 | 0 | 0 | 0 | 0 | 0 | 0 | 0 | 0 | 0 | 0 | 0 | 0 | 0 | 0
F5_Industrial_Lumber and Wood Products_New_Process_Natural Gas_Process Boiler_E10 | F5 | Industrial | Lumber and Wood Products | New | Process | Natural Gas | Process Boiler | E10 | RIM BC Ratio | 0 | 0 | 0 | 0 | 0 | 0 | 0 | 0 | 0 | 0 | 0 | 0 | 0 | 0 | 0 | 0 | 0 | 0 | 0 | 0 | 0 | 0 | 0 | 0 | 0 | 0 | 0 | 0 | 0 | 0 | 0 | 0 | 0
F0_Industrial_Lumber and Wood Products_New_Process_Natural Gas_Process Cooling_E0 | F0 | Industrial | Lumber and Wood Products | New | Process | Natural Gas | Process Cooling | E0 | Economic Unit | 0 | 0 | 0 | 0 | 0 | 0 | 0 | 0 | 0 | 0 | 0 | 0 | 0 | 0 | 0 | 0 | 0 | 0 | 0 | 0 | 0 | 0 | 0 | 0 | 0 | 0 | 0 | 0 | 0 | 0 | 0 | 0 | 0
F1_Industrial_Lumber and Wood Products_New_Process_Natural Gas_Process Cooling_E1 | F1 | Industrial | Lumber and Wood Products | New | Process | Natural Gas | Process Cooling | E1 | CCE | 0 | 0 | 0 | 0 | 0 | 0 | 0 | 0 | 0 | 0 | 0 | 0 | 0 | 0 | 0 | 0 | 0 | 0 | 0 | 0 | 0 | 0 | 0 | 0 | 0 | 0 | 0 | 0 | 0 | 0 | 0 | 0 | 0
F1_Industrial_Lumber and Wood Products_New_Process_Natural Gas_Process Cooling_E2 | F1 | Industrial | Lumber and Wood Products | New | Process | Natural Gas | Process Cooling | E2 | CCE | 0 | 0 | 0 | 0 | 0 | 0 | 0 | 0 | 0 | 0 | 0 | 0 | 0 | 0 | 0 | 0 | 0 | 0 | 0 | 0 | 0 | 0 | 0 | 0 | 0 | 0 | 0 | 0 | 0 | 0 | 0 | 0 | 0
F1_Industrial_Lumber and Wood Products_New_Process_Natural Gas_Process Cooling_E3 | F1 | Industrial | Lumber and Wood Products | New | Process | Natural Gas | Process Cooling | E3 | CCE | 0 | 0 | 0 | 0 | 0 | 0 | 0 | 0 | 0 | 0 | 0 | 0 | 0 | 0 | 0 | 0 | 0 | 0 | 0 | 0 | 0 | 0 | 0 | 0 | 0 | 0 | 0 | 0 | 0 | 0 | 0 | 0 | 0
F1_Industrial_Lumber and Wood Products_New_Process_Natural Gas_Process Cooling_E4 | F1 | Industrial | Lumber and Wood Products | New | Process | Natural Gas | Process Cooling | E4 | CCE | 0 | 0 | 0 | 0 | 0 | 0 | 0 | 0 | 0 | 0 | 0 | 0 | 0 | 0 | 0 | 0 | 0 | 0 | 0 | 0 | 0 | 0 | 0 | 0 | 0 | 0 | 0 | 0 | 0 | 0 | 0 | 0 | 0
F1_Industrial_Lumber and Wood Products_New_Process_Natural Gas_Process Cooling_E5 | F1 | Industrial | Lumber and Wood Products | New | Process | Natural Gas | Process Cooling | E5 | CCE | 0 | 0 | 0 | 0 | 0 | 0 | 0 | 0 | 0 | 0 | 0 | 0 | 0 | 0 | 0 | 0 | 0 | 0 | 0 | 0 | 0 | 0 | 0 | 0 | 0 | 0 | 0 | 0 | 0 | 0 | 0 | 0 | 0
F1_Industrial_Lumber and Wood Products_New_Process_Natural Gas_Process Cooling_E6 | F1 | Industrial | Lumber and Wood Products | New | Process | Natural Gas | Process Cooling | E6 | CCE | 0 | 0 | 0 | 0 | 0 | 0 | 0 | 0 | 0 | 0 | 0 | 0 | 0 | 0 | 0 | 0 | 0 | 0 | 0 | 0 | 0 | 0 | 0 | 0 | 0 | 0 | 0 | 0 | 0 | 0 | 0 | 0 | 0
F1_Industrial_Lumber and Wood Products_New_Process_Natural Gas_Process Cooling_E7 | F1 | Industrial | Lumber and Wood Products | New | Process | Natural Gas | Process Cooling | E7 | CCE | 0 | 0 | 0 | 0 | 0 | 0 | 0 | 0 | 0 | 0 | 0 | 0 | 0 | 0 | 0 | 0 | 0 | 0 | 0 | 0 | 0 | 0 | 0 | 0 | 0 | 0 | 0 | 0 | 0 | 0 | 0 | 0 | 0
F1_Industrial_Lumber and Wood Products_New_Process_Natural Gas_Process Cooling_E8 | F1 | Industrial | Lumber and Wood Products | New | Process | Natural Gas | Process Cooling | E8 | CCE | 0 | 0 | 0 | 0 | 0 | 0 | 0 | 0 | 0 | 0 | 0 | 0 | 0 | 0 | 0 | 0 | 0 | 0 | 0 | 0 | 0 | 0 | 0 | 0 | 0 | 0 | 0 | 0 | 0 | 0 | 0 | 0 | 0
F1_Industrial_Lumber and Wood Products_New_Process_Natural Gas_Process Cooling_E9 | F1 | Industrial | Lumber and Wood Products | New | Process | Natural Gas | Process Cooling | E9 | CCE | 0 | 0 | 0 | 0 | 0 | 0 | 0 | 0 | 0 | 0 | 0 | 0 | 0 | 0 | 0 | 0 | 0 | 0 | 0 | 0 | 0 | 0 | 0 | 0 | 0 | 0 | 0 | 0 | 0 | 0 | 0 | 0 | 0
F1_Industrial_Lumber and Wood Products_New_Process_Natural Gas_Process Cooling_E10 | F1 | Industrial | Lumber and Wood Products | New | Process | Natural Gas | Process Cooling | E10 | CCE | 0 | 0 | 0 | 0 | 0 | 0 | 0 | 0 | 0 | 0 | 0 | 0 | 0 | 0 | 0 | 0 | 0 | 0 | 0 | 0 | 0 | 0 | 0 | 0 | 0 | 0 | 0 | 0 | 0 | 0 | 0 | 0 | 0
F2_Industrial_Lumber and Wood Products_New_Process_Natural Gas_Process Cooling_E1 | F2 | Industrial | Lumber and Wood Products | New | Process | Natural Gas | Process Cooling | E1 | TRC BC Ratio | 0 | 0 | 0 | 0 | 0 | 0 | 0 | 0 | 0 | 0 | 0 | 0 | 0 | 0 | 0 | 0 | 0 | 0 | 0 | 0 | 0 | 0 | 0 | 0 | 0 | 0 | 0 | 0 | 0 | 0 | 0 | 0 | 0
F2_Industrial_Lumber and Wood Products_New_Process_Natural Gas_Process Cooling_E2 | F2 | Industrial | Lumber and Wood Products | New | Process | Natural Gas | Process Cooling | E2 | TRC BC Ratio | 0 | 0 | 0 | 0 | 0 | 0 | 0 | 0 | 0 | 0 | 0 | 0 | 0 | 0 | 0 | 0 | 0 | 0 | 0 | 0 | 0 | 0 | 0 | 0 | 0 | 0 | 0 | 0 | 0 | 0 | 0 | 0 | 0
F2_Industrial_Lumber and Wood Products_New_Process_Natural Gas_Process Cooling_E3 | F2 | Industrial | Lumber and Wood Products | New | Process | Natural Gas | Process Cooling | E3 | TRC BC Ratio | 0 | 0 | 0 | 0 | 0 | 0 | 0 | 0 | 0 | 0 | 0 | 0 | 0 | 0 | 0 | 0 | 0 | 0 | 0 | 0 | 0 | 0 | 0 | 0 | 0 | 0 | 0 | 0 | 0 | 0 | 0 | 0 | 0
F2_Industrial_Lumber and Wood Products_New_Process_Natural Gas_Process Cooling_E4 | F2 | Industrial | Lumber and Wood Products | New | Process | Natural Gas | Process Cooling | E4 | TRC BC Ratio | 0 | 0 | 0 | 0 | 0 | 0 | 0 | 0 | 0 | 0 | 0 | 0 | 0 | 0 | 0 | 0 | 0 | 0 | 0 | 0 | 0 | 0 | 0 | 0 | 0 | 0 | 0 | 0 | 0 | 0 | 0 | 0 | 0
F2_Industrial_Lumber and Wood Products_New_Process_Natural Gas_Process Cooling_E5 | F2 | Industrial | Lumber and Wood Products | New | Process | Natural Gas | Process Cooling | E5 | TRC BC Ratio | 0 | 0 | 0 | 0 | 0 | 0 | 0 | 0 | 0 | 0 | 0 | 0 | 0 | 0 | 0 | 0 | 0 | 0 | 0 | 0 | 0 | 0 | 0 | 0 | 0 | 0 | 0 | 0 | 0 | 0 | 0 | 0 | 0
F2_Industrial_Lumber and Wood Products_New_Process_Natural Gas_Process Cooling_E6 | F2 | Industrial | Lumber and Wood Products | New | Process | Natural Gas | Process Cooling | E6 | TRC BC Ratio | 0 | 0 | 0 | 0 | 0 | 0 | 0 | 0 | 0 | 0 | 0 | 0 | 0 | 0 | 0 | 0 | 0 | 0 | 0 | 0 | 0 | 0 | 0 | 0 | 0 | 0 | 0 | 0 | 0 | 0 | 0 | 0 | 0
F2_Industrial_Lumber and Wood Products_New_Process_Natural Gas_Process Cooling_E7 | F2 | Industrial | Lumber and Wood Products | New | Process | Natural Gas | Process Cooling | E7 | TRC BC Ratio | 0 | 0 | 0 | 0 | 0 | 0 | 0 | 0 | 0 | 0 | 0 | 0 | 0 | 0 | 0 | 0 | 0 | 0 | 0 | 0 | 0 | 0 | 0 | 0 | 0 | 0 | 0 | 0 | 0 | 0 | 0 | 0 | 0
F2_Industrial_Lumber and Wood Products_New_Process_Natural Gas_Process Cooling_E8 | F2 | Industrial | Lumber and Wood Products | New | Process | Natural Gas | Process Cooling | E8 | TRC BC Ratio | 0 | 0 | 0 | 0 | 0 | 0 | 0 | 0 | 0 | 0 | 0 | 0 | 0 | 0 | 0 | 0 | 0 | 0 | 0 | 0 | 0 | 0 | 0 | 0 | 0 | 0 | 0 | 0 | 0 | 0 | 0 | 0 | 0
F2_Industrial_Lumber and Wood Products_New_Process_Natural Gas_Process Cooling_E9 | F2 | Industrial | Lumber and Wood Products | New | Process | Natural Gas | Process Cooling | E9 | TRC BC Ratio | 0 | 0 | 0 | 0 | 0 | 0 | 0 | 0 | 0 | 0 | 0 | 0 | 0 | 0 | 0 | 0 | 0 | 0 | 0 | 0 | 0 | 0 | 0 | 0 | 0 | 0 | 0 | 0 | 0 | 0 | 0 | 0 | 0
F2_Industrial_Lumber and Wood Products_New_Process_Natural Gas_Process Cooling_E10 | F2 | Industrial | Lumber and Wood Products | New | Process | Natural Gas | Process Cooling | E10 | TRC BC Ratio | 0 | 0 | 0 | 0 | 0 | 0 | 0 | 0 | 0 | 0 | 0 | 0 | 0 | 0 | 0 | 0 | 0 | 0 | 0 | 0 | 0 | 0 | 0 | 0 | 0 | 0 | 0 | 0 | 0 | 0 | 0 | 0 | 0
F3_Industrial_Lumber and Wood Products_New_Process_Natural Gas_Process Cooling_E1 | F3 | Industrial | Lumber and Wood Products | New | Process | Natural Gas | Process Cooling | E1 | PACT BC Ratio | 0 | 0 | 0 | 0 | 0 | 0 | 0 | 0 | 0 | 0 | 0 | 0 | 0 | 0 | 0 | 0 | 0 | 0 | 0 | 0 | 0 | 0 | 0 | 0 | 0 | 0 | 0 | 0 | 0 | 0 | 0 | 0 | 0
F3_Industrial_Lumber and Wood Products_New_Process_Natural Gas_Process Cooling_E2 | F3 | Industrial | Lumber and Wood Products | New | Process | Natural Gas | Process Cooling | E2 | PACT BC Ratio | 0 | 0 | 0 | 0 | 0 | 0 | 0 | 0 | 0 | 0 | 0 | 0 | 0 | 0 | 0 | 0 | 0 | 0 | 0 | 0 | 0 | 0 | 0 | 0 | 0 | 0 | 0 | 0 | 0 | 0 | 0 | 0 | 0
F3_Industrial_Lumber and Wood Products_New_Process_Natural Gas_Process Cooling_E3 | F3 | Industrial | Lumber and Wood Products | New | Process | Natural Gas | Process Cooling | E3 | PACT BC Ratio | 0 | 0 | 0 | 0 | 0 | 0 | 0 | 0 | 0 | 0 | 0 | 0 | 0 | 0 | 0 | 0 | 0 | 0 | 0 | 0 | 0 | 0 | 0 | 0 | 0 | 0 | 0 | 0 | 0 | 0 | 0 | 0 | 0
F3_Industrial_Lumber and Wood Products_New_Process_Natural Gas_Process Cooling_E4 | F3 | Industrial | Lumber and Wood Products | New | Process | Natural Gas | Process Cooling | E4 | PACT BC Ratio | 0 | 0 | 0 | 0 | 0 | 0 | 0 | 0 | 0 | 0 | 0 | 0 | 0 | 0 | 0 | 0 | 0 | 0 | 0 | 0 | 0 | 0 | 0 | 0 | 0 | 0 | 0 | 0 | 0 | 0 | 0 | 0 | 0
F3_Industrial_Lumber and Wood Products_New_Process_Natural Gas_Process Cooling_E5 | F3 | Industrial | Lumber and Wood Products | New | Process | Natural Gas | Process Cooling | E5 | PACT BC Ratio | 0 | 0 | 0 | 0 | 0 | 0 | 0 | 0 | 0 | 0 | 0 | 0 | 0 | 0 | 0 | 0 | 0 | 0 | 0 | 0 | 0 | 0 | 0 | 0 | 0 | 0 | 0 | 0 | 0 | 0 | 0 | 0 | 0
F3_Industrial_Lumber and Wood Products_New_Process_Natural Gas_Process Cooling_E6 | F3 | Industrial | Lumber and Wood Products | New | Process | Natural Gas | Process Cooling | E6 | PACT BC Ratio | 0 | 0 | 0 | 0 | 0 | 0 | 0 | 0 | 0 | 0 | 0 | 0 | 0 | 0 | 0 | 0 | 0 | 0 | 0 | 0 | 0 | 0 | 0 | 0 | 0 | 0 | 0 | 0 | 0 | 0 | 0 | 0 | 0
F3_Industrial_Lumber and Wood Products_New_Process_Natural Gas_Process Cooling_E7 | F3 | Industrial | Lumber and Wood Products | New | Process | Natural Gas | Process Cooling | E7 | PACT BC Ratio | 0 | 0 | 0 | 0 | 0 | 0 | 0 | 0 | 0 | 0 | 0 | 0 | 0 | 0 | 0 | 0 | 0 | 0 | 0 | 0 | 0 | 0 | 0 | 0 | 0 | 0 | 0 | 0 | 0 | 0 | 0 | 0 | 0
F3_Industrial_Lumber and Wood Products_New_Process_Natural Gas_Process Cooling_E8 | F3 | Industrial | Lumber and Wood Products | New | Process | Natural Gas | Process Cooling | E8 | PACT BC Ratio | 0 | 0 | 0 | 0 | 0 | 0 | 0 | 0 | 0 | 0 | 0 | 0 | 0 | 0 | 0 | 0 | 0 | 0 | 0 | 0 | 0 | 0 | 0 | 0 | 0 | 0 | 0 | 0 | 0 | 0 | 0 | 0 | 0
F3_Industrial_Lumber and Wood Products_New_Process_Natural Gas_Process Cooling_E9 | F3 | Industrial | Lumber and Wood Products | New | Process | Natural Gas | Process Cooling | E9 | PACT BC Ratio | 0 | 0 | 0 | 0 | 0 | 0 | 0 | 0 | 0 | 0 | 0 | 0 | 0 | 0 | 0 | 0 | 0 | 0 | 0 | 0 | 0 | 0 | 0 | 0 | 0 | 0 | 0 | 0 | 0 | 0 | 0 | 0 | 0
F3_Industrial_Lumber and Wood Products_New_Process_Natural Gas_Process Cooling_E10 | F3 | Industrial | Lumber and Wood Products | New | Process | Natural Gas | Process Cooling | E10 | PACT BC Ratio | 0 | 0 | 0 | 0 | 0 | 0 | 0 | 0 | 0 | 0 | 0 | 0 | 0 | 0 | 0 | 0 | 0 | 0 | 0 | 0 | 0 | 0 | 0 | 0 | 0 | 0 | 0 | 0 | 0 | 0 | 0 | 0 | 0
F4_Industrial_Lumber and Wood Products_New_Process_Natural Gas_Process Cooling_E1 | F4 | Industrial | Lumber and Wood Products | New | Process | Natural Gas | Process Cooling | E1 | RVT BC Ratio | 0 | 0 | 0 | 0 | 0 | 0 | 0 | 0 | 0 | 0 | 0 | 0 | 0 | 0 | 0 | 0 | 0 | 0 | 0 | 0 | 0 | 0 | 0 | 0 | 0 | 0 | 0 | 0 | 0 | 0 | 0 | 0 | 0
F4_Industrial_Lumber and Wood Products_New_Process_Natural Gas_Process Cooling_E2 | F4 | Industrial | Lumber and Wood Products | New | Process | Natural Gas | Process Cooling | E2 | RVT BC Ratio | 0 | 0 | 0 | 0 | 0 | 0 | 0 | 0 | 0 | 0 | 0 | 0 | 0 | 0 | 0 | 0 | 0 | 0 | 0 | 0 | 0 | 0 | 0 | 0 | 0 | 0 | 0 | 0 | 0 | 0 | 0 | 0 | 0
F4_Industrial_Lumber and Wood Products_New_Process_Natural Gas_Process Cooling_E3 | F4 | Industrial | Lumber and Wood Products | New | Process | Natural Gas | Process Cooling | E3 | RVT BC Ratio | 0 | 0 | 0 | 0 | 0 | 0 | 0 | 0 | 0 | 0 | 0 | 0 | 0 | 0 | 0 | 0 | 0 | 0 | 0 | 0 | 0 | 0 | 0 | 0 | 0 | 0 | 0 | 0 | 0 | 0 | 0 | 0 | 0
F4_Industrial_Lumber and Wood Products_New_Process_Natural Gas_Process Cooling_E4 | F4 | Industrial | Lumber and Wood Products | New | Process | Natural Gas | Process Cooling | E4 | RVT BC Ratio | 0 | 0 | 0 | 0 | 0 | 0 | 0 | 0 | 0 | 0 | 0 | 0 | 0 | 0 | 0 | 0 | 0 | 0 | 0 | 0 | 0 | 0 | 0 | 0 | 0 | 0 | 0 | 0 | 0 | 0 | 0 | 0 | 0
F4_Industrial_Lumber and Wood Products_New_Process_Natural Gas_Process Cooling_E5 | F4 | Industrial | Lumber and Wood Products | New | Process | Natural Gas | Process Cooling | E5 | RVT BC Ratio | 0 | 0 | 0 | 0 | 0 | 0 | 0 | 0 | 0 | 0 | 0 | 0 | 0 | 0 | 0 | 0 | 0 | 0 | 0 | 0 | 0 | 0 | 0 | 0 | 0 | 0 | 0 | 0 | 0 | 0 | 0 | 0 | 0
F4_Industrial_Lumber and Wood Products_New_Process_Natural Gas_Process Cooling_E6 | F4 | Industrial | Lumber and Wood Products | New | Process | Natural Gas | Process Cooling | E6 | RVT BC Ratio | 0 | 0 | 0 | 0 | 0 | 0 | 0 | 0 | 0 | 0 | 0 | 0 | 0 | 0 | 0 | 0 | 0 | 0 | 0 | 0 | 0 | 0 | 0 | 0 | 0 | 0 | 0 | 0 | 0 | 0 | 0 | 0 | 0
F4_Industrial_Lumber and Wood Products_New_Process_Natural Gas_Process Cooling_E7 | F4 | Industrial | Lumber and Wood Products | New | Process | Natural Gas | Process Cooling | E7 | RVT BC Ratio | 0 | 0 | 0 | 0 | 0 | 0 | 0 | 0 | 0 | 0 | 0 | 0 | 0 | 0 | 0 | 0 | 0 | 0 | 0 | 0 | 0 | 0 | 0 | 0 | 0 | 0 | 0 | 0 | 0 | 0 | 0 | 0 | 0
F4_Industrial_Lumber and Wood Products_New_Process_Natural Gas_Process Cooling_E8 | F4 | Industrial | Lumber and Wood Products | New | Process | Natural Gas | Process Cooling | E8 | RVT BC Ratio | 0 | 0 | 0 | 0 | 0 | 0 | 0 | 0 | 0 | 0 | 0 | 0 | 0 | 0 | 0 | 0 | 0 | 0 | 0 | 0 | 0 | 0 | 0 | 0 | 0 | 0 | 0 | 0 | 0 | 0 | 0 | 0 | 0
F4_Industrial_Lumber and Wood Products_New_Process_Natural Gas_Process Cooling_E9 | F4 | Industrial | Lumber and Wood Products | New | Process | Natural Gas | Process Cooling | E9 | RVT BC Ratio | 0 | 0 | 0 | 0 | 0 | 0 | 0 | 0 | 0 | 0 | 0 | 0 | 0 | 0 | 0 | 0 | 0 | 0 | 0 | 0 | 0 | 0 | 0 | 0 | 0 | 0 | 0 | 0 | 0 | 0 | 0 | 0 | 0
F4_Industrial_Lumber and Wood Products_New_Process_Natural Gas_Process Cooling_E10 | F4 | Industrial | Lumber and Wood Products | New | Process | Natural Gas | Process Cooling | E10 | RVT BC Ratio | 0 | 0 | 0 | 0 | 0 | 0 | 0 | 0 | 0 | 0 | 0 | 0 | 0 | 0 | 0 | 0 | 0 | 0 | 0 | 0 | 0 | 0 | 0 | 0 | 0 | 0 | 0 | 0 | 0 | 0 | 0 | 0 | 0
F5_Industrial_Lumber and Wood Products_New_Process_Natural Gas_Process Cooling_E1 | F5 | Industrial | Lumber and Wood Products | New | Process | Natural Gas | Process Cooling | E1 | RIM BC Ratio | 0 | 0 | 0 | 0 | 0 | 0 | 0 | 0 | 0 | 0 | 0 | 0 | 0 | 0 | 0 | 0 | 0 | 0 | 0 | 0 | 0 | 0 | 0 | 0 | 0 | 0 | 0 | 0 | 0 | 0 | 0 | 0 | 0
F5_Industrial_Lumber and Wood Products_New_Process_Natural Gas_Process Cooling_E2 | F5 | Industrial | Lumber and Wood Products | New | Process | Natural Gas | Process Cooling | E2 | RIM BC Ratio | 0 | 0 | 0 | 0 | 0 | 0 | 0 | 0 | 0 | 0 | 0 | 0 | 0 | 0 | 0 | 0 | 0 | 0 | 0 | 0 | 0 | 0 | 0 | 0 | 0 | 0 | 0 | 0 | 0 | 0 | 0 | 0 | 0
F5_Industrial_Lumber and Wood Products_New_Process_Natural Gas_Process Cooling_E3 | F5 | Industrial | Lumber and Wood Products | New | Process | Natural Gas | Process Cooling | E3 | RIM BC Ratio | 0 | 0 | 0 | 0 | 0 | 0 | 0 | 0 | 0 | 0 | 0 | 0 | 0 | 0 | 0 | 0 | 0 | 0 | 0 | 0 | 0 | 0 | 0 | 0 | 0 | 0 | 0 | 0 | 0 | 0 | 0 | 0 | 0
F5_Industrial_Lumber and Wood Products_New_Process_Natural Gas_Process Cooling_E4 | F5 | Industrial | Lumber and Wood Products | New | Process | Natural Gas | Process Cooling | E4 | RIM BC Ratio | 0 | 0 | 0 | 0 | 0 | 0 | 0 | 0 | 0 | 0 | 0 | 0 | 0 | 0 | 0 | 0 | 0 | 0 | 0 | 0 | 0 | 0 | 0 | 0 | 0 | 0 | 0 | 0 | 0 | 0 | 0 | 0 | 0
F5_Industrial_Lumber and Wood Products_New_Process_Natural Gas_Process Cooling_E5 | F5 | Industrial | Lumber and Wood Products | New | Process | Natural Gas | Process Cooling | E5 | RIM BC Ratio | 0 | 0 | 0 | 0 | 0 | 0 | 0 | 0 | 0 | 0 | 0 | 0 | 0 | 0 | 0 | 0 | 0 | 0 | 0 | 0 | 0 | 0 | 0 | 0 | 0 | 0 | 0 | 0 | 0 | 0 | 0 | 0 | 0
F5_Industrial_Lumber and Wood Products_New_Process_Natural Gas_Process Cooling_E6 | F5 | Industrial | Lumber and Wood Products | New | Process | Natural Gas | Process Cooling | E6 | RIM BC Ratio | 0 | 0 | 0 | 0 | 0 | 0 | 0 | 0 | 0 | 0 | 0 | 0 | 0 | 0 | 0 | 0 | 0 | 0 | 0 | 0 | 0 | 0 | 0 | 0 | 0 | 0 | 0 | 0 | 0 | 0 | 0 | 0 | 0
F5_Industrial_Lumber and Wood Products_New_Process_Natural Gas_Process Cooling_E7 | F5 | Industrial | Lumber and Wood Products | New | Process | Natural Gas | Process Cooling | E7 | RIM BC Ratio | 0 | 0 | 0 | 0 | 0 | 0 | 0 | 0 | 0 | 0 | 0 | 0 | 0 | 0 | 0 | 0 | 0 | 0 | 0 | 0 | 0 | 0 | 0 | 0 | 0 | 0 | 0 | 0 | 0 | 0 | 0 | 0 | 0
F5_Industrial_Lumber and Wood Products_New_Process_Natural Gas_Process Cooling_E8 | F5 | Industrial | Lumber and Wood Products | New | Process | Natural Gas | Process Cooling | E8 | RIM BC Ratio | 0 | 0 | 0 | 0 | 0 | 0 | 0 | 0 | 0 | 0 | 0 | 0 | 0 | 0 | 0 | 0 | 0 | 0 | 0 | 0 | 0 | 0 | 0 | 0 | 0 | 0 | 0 | 0 | 0 | 0 | 0 | 0 | 0
F5_Industrial_Lumber and Wood Products_New_Process_Natural Gas_Process Cooling_E9 | F5 | Industrial | Lumber and Wood Products | New | Process | Natural Gas | Process Cooling | E9 | RIM BC Ratio | 0 | 0 | 0 | 0 | 0 | 0 | 0 | 0 | 0 | 0 | 0 | 0 | 0 | 0 | 0 | 0 | 0 | 0 | 0 | 0 | 0 | 0 | 0 | 0 | 0 | 0 | 0 | 0 | 0 | 0 | 0 | 0 | 0
F5_Industrial_Lumber and Wood Products_New_Process_Natural Gas_Process Cooling_E10 | F5 | Industrial | Lumber and Wood Products | New | Process | Natural Gas | Process Cooling | E10 | RIM BC Ratio | 0 | 0 | 0 | 0 | 0 | 0 | 0 | 0 | 0 | 0 | 0 | 0 | 0 | 0 | 0 | 0 | 0 | 0 | 0 | 0 | 0 | 0 | 0 | 0 | 0 | 0 | 0 | 0 | 0 | 0 | 0 | 0 | 0
F0_Industrial_Lumber and Wood Products_New_Process_Natural Gas_Other Process_E0 | F0 | Industrial | Lumber and Wood Products | New | Process | Natural Gas | Other Process | E0 | Economic Unit | 0 | 0 | 0 | 0 | 0 | 0 | 0 | 0 | 0 | 0 | 0 | 0 | 0 | 0 | 0 | 0 | 0 | 0 | 0 | 0 | 0 | 0 | 0 | 0 | 0 | 0 | 0 | 0 | 0 | 0 | 0 | 0 | 0
F1_Industrial_Lumber and Wood Products_New_Process_Natural Gas_Other Process_E1 | F1 | Industrial | Lumber and Wood Products | New | Process | Natural Gas | Other Process | E1 | CCE | 0 | 0 | 0 | 0 | 0 | 0 | 0 | 0 | 0 | 0 | 0 | 0 | 0 | 0 | 0 | 0 | 0 | 0 | 0 | 0 | 0 | 0 | 0 | 0 | 0 | 0 | 0 | 0 | 0 | 0 | 0 | 0 | 0
F1_Industrial_Lumber and Wood Products_New_Process_Natural Gas_Other Process_E2 | F1 | Industrial | Lumber and Wood Products | New | Process | Natural Gas | Other Process | E2 | CCE | 0 | 0 | 0 | 0 | 0 | 0 | 0 | 0 | 0 | 0 | 0 | 0 | 0 | 0 | 0 | 0 | 0 | 0 | 0 | 0 | 0 | 0 | 0 | 0 | 0 | 0 | 0 | 0 | 0 | 0 | 0 | 0 | 0
F1_Industrial_Lumber and Wood Products_New_Process_Natural Gas_Other Process_E3 | F1 | Industrial | Lumber and Wood Products | New | Process | Natural Gas | Other Process | E3 | CCE | 0 | 0 | 0 | 0 | 0 | 0 | 0 | 0 | 0 | 0 | 0 | 0 | 0 | 0 | 0 | 0 | 0 | 0 | 0 | 0 | 0 | 0 | 0 | 0 | 0 | 0 | 0 | 0 | 0 | 0 | 0 | 0 | 0
F1_Industrial_Lumber and Wood Products_New_Process_Natural Gas_Other Process_E4 | F1 | Industrial | Lumber and Wood Products | New | Process | Natural Gas | Other Process | E4 | CCE | 0 | 0 | 0 | 0 | 0 | 0 | 0 | 0 | 0 | 0 | 0 | 0 | 0 | 0 | 0 | 0 | 0 | 0 | 0 | 0 | 0 | 0 | 0 | 0 | 0 | 0 | 0 | 0 | 0 | 0 | 0 | 0 | 0
F1_Industrial_Lumber and Wood Products_New_Process_Natural Gas_Other Process_E5 | F1 | Industrial | Lumber and Wood Products | New | Process | Natural Gas | Other Process | E5 | CCE | 0 | 0 | 0 | 0 | 0 | 0 | 0 | 0 | 0 | 0 | 0 | 0 | 0 | 0 | 0 | 0 | 0 | 0 | 0 | 0 | 0 | 0 | 0 | 0 | 0 | 0 | 0 | 0 | 0 | 0 | 0 | 0 | 0
F1_Industrial_Lumber and Wood Products_New_Process_Natural Gas_Other Process_E6 | F1 | Industrial | Lumber and Wood Products | New | Process | Natural Gas | Other Process | E6 | CCE | 0 | 0 | 0 | 0 | 0 | 0 | 0 | 0 | 0 | 0 | 0 | 0 | 0 | 0 | 0 | 0 | 0 | 0 | 0 | 0 | 0 | 0 | 0 | 0 | 0 | 0 | 0 | 0 | 0 | 0 | 0 | 0 | 0
F1_Industrial_Lumber and Wood Products_New_Process_Natural Gas_Other Process_E7 | F1 | Industrial | Lumber and Wood Products | New | Process | Natural Gas | Other Process | E7 | CCE | 0 | 0 | 0 | 0 | 0 | 0 | 0 | 0 | 0 | 0 | 0 | 0 | 0 | 0 | 0 | 0 | 0 | 0 | 0 | 0 | 0 | 0 | 0 | 0 | 0 | 0 | 0 | 0 | 0 | 0 | 0 | 0 | 0
F1_Industrial_Lumber and Wood Products_New_Process_Natural Gas_Other Process_E8 | F1 | Industrial | Lumber and Wood Products | New | Process | Natural Gas | Other Process | E8 | CCE | 0 | 0 | 0 | 0 | 0 | 0 | 0 | 0 | 0 | 0 | 0 | 0 | 0 | 0 | 0 | 0 | 0 | 0 | 0 | 0 | 0 | 0 | 0 | 0 | 0 | 0 | 0 | 0 | 0 | 0 | 0 | 0 | 0
F1_Industrial_Lumber and Wood Products_New_Process_Natural Gas_Other Process_E9 | F1 | Industrial | Lumber and Wood Products | New | Process | Natural Gas | Other Process | E9 | CCE | 0 | 0 | 0 | 0 | 0 | 0 | 0 | 0 | 0 | 0 | 0 | 0 | 0 | 0 | 0 | 0 | 0 | 0 | 0 | 0 | 0 | 0 | 0 | 0 | 0 | 0 | 0 | 0 | 0 | 0 | 0 | 0 | 0
F1_Industrial_Lumber and Wood Products_New_Process_Natural Gas_Other Process_E10 | F1 | Industrial | Lumber and Wood Products | New | Process | Natural Gas | Other Process | E10 | CCE | 0 | 0 | 0 | 0 | 0 | 0 | 0 | 0 | 0 | 0 | 0 | 0 | 0 | 0 | 0 | 0 | 0 | 0 | 0 | 0 | 0 | 0 | 0 | 0 | 0 | 0 | 0 | 0 | 0 | 0 | 0 | 0 | 0
F2_Industrial_Lumber and Wood Products_New_Process_Natural Gas_Other Process_E1 | F2 | Industrial | Lumber and Wood Products | New | Process | Natural Gas | Other Process | E1 | TRC BC Ratio | 0 | 0 | 0 | 0 | 0 | 0 | 0 | 0 | 0 | 0 | 0 | 0 | 0 | 0 | 0 | 0 | 0 | 0 | 0 | 0 | 0 | 0 | 0 | 0 | 0 | 0 | 0 | 0 | 0 | 0 | 0 | 0 | 0
F2_Industrial_Lumber and Wood Products_New_Process_Natural Gas_Other Process_E2 | F2 | Industrial | Lumber and Wood Products | New | Process | Natural Gas | Other Process | E2 | TRC BC Ratio | 0 | 0 | 0 | 0 | 0 | 0 | 0 | 0 | 0 | 0 | 0 | 0 | 0 | 0 | 0 | 0 | 0 | 0 | 0 | 0 | 0 | 0 | 0 | 0 | 0 | 0 | 0 | 0 | 0 | 0 | 0 | 0 | 0
F2_Industrial_Lumber and Wood Products_New_Process_Natural Gas_Other Process_E3 | F2 | Industrial | Lumber and Wood Products | New | Process | Natural Gas | Other Process | E3 | TRC BC Ratio | 0 | 0 | 0 | 0 | 0 | 0 | 0 | 0 | 0 | 0 | 0 | 0 | 0 | 0 | 0 | 0 | 0 | 0 | 0 | 0 | 0 | 0 | 0 | 0 | 0 | 0 | 0 | 0 | 0 | 0 | 0 | 0 | 0
F2_Industrial_Lumber and Wood Products_New_Process_Natural Gas_Other Process_E4 | F2 | Industrial | Lumber and Wood Products | New | Process | Natural Gas | Other Process | E4 | TRC BC Ratio | 0 | 0 | 0 | 0 | 0 | 0 | 0 | 0 | 0 | 0 | 0 | 0 | 0 | 0 | 0 | 0 | 0 | 0 | 0 | 0 | 0 | 0 | 0 | 0 | 0 | 0 | 0 | 0 | 0 | 0 | 0 | 0 | 0
F2_Industrial_Lumber and Wood Products_New_Process_Natural Gas_Other Process_E5 | F2 | Industrial | Lumber and Wood Products | New | Process | Natural Gas | Other Process | E5 | TRC BC Ratio | 0 | 0 | 0 | 0 | 0 | 0 | 0 | 0 | 0 | 0 | 0 | 0 | 0 | 0 | 0 | 0 | 0 | 0 | 0 | 0 | 0 | 0 | 0 | 0 | 0 | 0 | 0 | 0 | 0 | 0 | 0 | 0 | 0
F2_Industrial_Lumber and Wood Products_New_Process_Natural Gas_Other Process_E6 | F2 | Industrial | Lumber and Wood Products | New | Process | Natural Gas | Other Process | E6 | TRC BC Ratio | 0 | 0 | 0 | 0 | 0 | 0 | 0 | 0 | 0 | 0 | 0 | 0 | 0 | 0 | 0 | 0 | 0 | 0 | 0 | 0 | 0 | 0 | 0 | 0 | 0 | 0 | 0 | 0 | 0 | 0 | 0 | 0 | 0
F2_Industrial_Lumber and Wood Products_New_Process_Natural Gas_Other Process_E7 | F2 | Industrial | Lumber and Wood Products | New | Process | Natural Gas | Other Process | E7 | TRC BC Ratio | 0 | 0 | 0 | 0 | 0 | 0 | 0 | 0 | 0 | 0 | 0 | 0 | 0 | 0 | 0 | 0 | 0 | 0 | 0 | 0 | 0 | 0 | 0 | 0 | 0 | 0 | 0 | 0 | 0 | 0 | 0 | 0 | 0
F2_Industrial_Lumber and Wood Products_New_Process_Natural Gas_Other Process_E8 | F2 | Industrial | Lumber and Wood Products | New | Process | Natural Gas | Other Process | E8 | TRC BC Ratio | 0 | 0 | 0 | 0 | 0 | 0 | 0 | 0 | 0 | 0 | 0 | 0 | 0 | 0 | 0 | 0 | 0 | 0 | 0 | 0 | 0 | 0 | 0 | 0 | 0 | 0 | 0 | 0 | 0 | 0 | 0 | 0 | 0
F2_Industrial_Lumber and Wood Products_New_Process_Natural Gas_Other Process_E9 | F2 | Industrial | Lumber and Wood Products | New | Process | Natural Gas | Other Process | E9 | TRC BC Ratio | 0 | 0 | 0 | 0 | 0 | 0 | 0 | 0 | 0 | 0 | 0 | 0 | 0 | 0 | 0 | 0 | 0 | 0 | 0 | 0 | 0 | 0 | 0 | 0 | 0 | 0 | 0 | 0 | 0 | 0 | 0 | 0 | 0
F2_Industrial_Lumber and Wood Products_New_Process_Natural Gas_Other Process_E10 | F2 | Industrial | Lumber and Wood Products | New | Process | Natural Gas | Other Process | E10 | TRC BC Ratio | 0 | 0 | 0 | 0 | 0 | 0 | 0 | 0 | 0 | 0 | 0 | 0 | 0 | 0 | 0 | 0 | 0 | 0 | 0 | 0 | 0 | 0 | 0 | 0 | 0 | 0 | 0 | 0 | 0 | 0 | 0 | 0 | 0
F3_Industrial_Lumber and Wood Products_New_Process_Natural Gas_Other Process_E1 | F3 | Industrial | Lumber and Wood Products | New | Process | Natural Gas | Other Process | E1 | PACT BC Ratio | 0 | 0 | 0 | 0 | 0 | 0 | 0 | 0 | 0 | 0 | 0 | 0 | 0 | 0 | 0 | 0 | 0 | 0 | 0 | 0 | 0 | 0 | 0 | 0 | 0 | 0 | 0 | 0 | 0 | 0 | 0 | 0 | 0
F3_Industrial_Lumber and Wood Products_New_Process_Natural Gas_Other Process_E2 | F3 | Industrial | Lumber and Wood Products | New | Process | Natural Gas | Other Process | E2 | PACT BC Ratio | 0 | 0 | 0 | 0 | 0 | 0 | 0 | 0 | 0 | 0 | 0 | 0 | 0 | 0 | 0 | 0 | 0 | 0 | 0 | 0 | 0 | 0 | 0 | 0 | 0 | 0 | 0 | 0 | 0 | 0 | 0 | 0 | 0
F3_Industrial_Lumber and Wood Products_New_Process_Natural Gas_Other Process_E3 | F3 | Industrial | Lumber and Wood Products | New | Process | Natural Gas | Other Process | E3 | PACT BC Ratio | 0 | 0 | 0 | 0 | 0 | 0 | 0 | 0 | 0 | 0 | 0 | 0 | 0 | 0 | 0 | 0 | 0 | 0 | 0 | 0 | 0 | 0 | 0 | 0 | 0 | 0 | 0 | 0 | 0 | 0 | 0 | 0 | 0
F3_Industrial_Lumber and Wood Products_New_Process_Natural Gas_Other Process_E4 | F3 | Industrial | Lumber and Wood Products | New | Process | Natural Gas | Other Process | E4 | PACT BC Ratio | 0 | 0 | 0 | 0 | 0 | 0 | 0 | 0 | 0 | 0 | 0 | 0 | 0 | 0 | 0 | 0 | 0 | 0 | 0 | 0 | 0 | 0 | 0 | 0 | 0 | 0 | 0 | 0 | 0 | 0 | 0 | 0 | 0
F3_Industrial_Lumber and Wood Products_New_Process_Natural Gas_Other Process_E5 | F3 | Industrial | Lumber and Wood Products | New | Process | Natural Gas | Other Process | E5 | PACT BC Ratio | 0 | 0 | 0 | 0 | 0 | 0 | 0 | 0 | 0 | 0 | 0 | 0 | 0 | 0 | 0 | 0 | 0 | 0 | 0 | 0 | 0 | 0 | 0 | 0 | 0 | 0 | 0 | 0 | 0 | 0 | 0 | 0 | 0
F3_Industrial_Lumber and Wood Products_New_Process_Natural Gas_Other Process_E6 | F3 | Industrial | Lumber and Wood Products | New | Process | Natural Gas | Other Process | E6 | PACT BC Ratio | 0 | 0 | 0 | 0 | 0 | 0 | 0 | 0 | 0 | 0 | 0 | 0 | 0 | 0 | 0 | 0 | 0 | 0 | 0 | 0 | 0 | 0 | 0 | 0 | 0 | 0 | 0 | 0 | 0 | 0 | 0 | 0 | 0
F3_Industrial_Lumber and Wood Products_New_Process_Natural Gas_Other Process_E7 | F3 | Industrial | Lumber and Wood Products | New | Process | Natural Gas | Other Process | E7 | PACT BC Ratio | 0 | 0 | 0 | 0 | 0 | 0 | 0 | 0 | 0 | 0 | 0 | 0 | 0 | 0 | 0 | 0 | 0 | 0 | 0 | 0 | 0 | 0 | 0 | 0 | 0 | 0 | 0 | 0 | 0 | 0 | 0 | 0 | 0
F3_Industrial_Lumber and Wood Products_New_Process_Natural Gas_Other Process_E8 | F3 | Industrial | Lumber and Wood Products | New | Process | Natural Gas | Other Process | E8 | PACT BC Ratio | 0 | 0 | 0 | 0 | 0 | 0 | 0 | 0 | 0 | 0 | 0 | 0 | 0 | 0 | 0 | 0 | 0 | 0 | 0 | 0 | 0 | 0 | 0 | 0 | 0 | 0 | 0 | 0 | 0 | 0 | 0 | 0 | 0
F3_Industrial_Lumber and Wood Products_New_Process_Natural Gas_Other Process_E9 | F3 | Industrial | Lumber and Wood Products | New | Process | Natural Gas | Other Process | E9 | PACT BC Ratio | 0 | 0 | 0 | 0 | 0 | 0 | 0 | 0 | 0 | 0 | 0 | 0 | 0 | 0 | 0 | 0 | 0 | 0 | 0 | 0 | 0 | 0 | 0 | 0 | 0 | 0 | 0 | 0 | 0 | 0 | 0 | 0 | 0
F3_Industrial_Lumber and Wood Products_New_Process_Natural Gas_Other Process_E10 | F3 | Industrial | Lumber and Wood Products | New | Process | Natural Gas | Other Process | E10 | PACT BC Ratio | 0 | 0 | 0 | 0 | 0 | 0 | 0 | 0 | 0 | 0 | 0 | 0 | 0 | 0 | 0 | 0 | 0 | 0 | 0 | 0 | 0 | 0 | 0 | 0 | 0 | 0 | 0 | 0 | 0 | 0 | 0 | 0 | 0
F4_Industrial_Lumber and Wood Products_New_Process_Natural Gas_Other Process_E1 | F4 | Industrial | Lumber and Wood Products | New | Process | Natural Gas | Other Process | E1 | RVT BC Ratio | 0 | 0 | 0 | 0 | 0 | 0 | 0 | 0 | 0 | 0 | 0 | 0 | 0 | 0 | 0 | 0 | 0 | 0 | 0 | 0 | 0 | 0 | 0 | 0 | 0 | 0 | 0 | 0 | 0 | 0 | 0 | 0 | 0
F4_Industrial_Lumber and Wood Products_New_Process_Natural Gas_Other Process_E2 | F4 | Industrial | Lumber and Wood Products | New | Process | Natural Gas | Other Process | E2 | RVT BC Ratio | 0 | 0 | 0 | 0 | 0 | 0 | 0 | 0 | 0 | 0 | 0 | 0 | 0 | 0 | 0 | 0 | 0 | 0 | 0 | 0 | 0 | 0 | 0 | 0 | 0 | 0 | 0 | 0 | 0 | 0 | 0 | 0 | 0
F4_Industrial_Lumber and Wood Products_New_Process_Natural Gas_Other Process_E3 | F4 | Industrial | Lumber and Wood Products | New | Process | Natural Gas | Other Process | E3 | RVT BC Ratio | 0 | 0 | 0 | 0 | 0 | 0 | 0 | 0 | 0 | 0 | 0 | 0 | 0 | 0 | 0 | 0 | 0 | 0 | 0 | 0 | 0 | 0 | 0 | 0 | 0 | 0 | 0 | 0 | 0 | 0 | 0 | 0 | 0
F4_Industrial_Lumber and Wood Products_New_Process_Natural Gas_Other Process_E4 | F4 | Industrial | Lumber and Wood Products | New | Process | Natural Gas | Other Process | E4 | RVT BC Ratio | 0 | 0 | 0 | 0 | 0 | 0 | 0 | 0 | 0 | 0 | 0 | 0 | 0 | 0 | 0 | 0 | 0 | 0 | 0 | 0 | 0 | 0 | 0 | 0 | 0 | 0 | 0 | 0 | 0 | 0 | 0 | 0 | 0
F4_Industrial_Lumber and Wood Products_New_Process_Natural Gas_Other Process_E5 | F4 | Industrial | Lumber and Wood Products | New | Process | Natural Gas | Other Process | E5 | RVT BC Ratio | 0 | 0 | 0 | 0 | 0 | 0 | 0 | 0 | 0 | 0 | 0 | 0 | 0 | 0 | 0 | 0 | 0 | 0 | 0 | 0 | 0 | 0 | 0 | 0 | 0 | 0 | 0 | 0 | 0 | 0 | 0 | 0 | 0
F4_Industrial_Lumber and Wood Products_New_Process_Natural Gas_Other Process_E6 | F4 | Industrial | Lumber and Wood Products | New | Process | Natural Gas | Other Process | E6 | RVT BC Ratio | 0 | 0 | 0 | 0 | 0 | 0 | 0 | 0 | 0 | 0 | 0 | 0 | 0 | 0 | 0 | 0 | 0 | 0 | 0 | 0 | 0 | 0 | 0 | 0 | 0 | 0 | 0 | 0 | 0 | 0 | 0 | 0 | 0
F4_Industrial_Lumber and Wood Products_New_Process_Natural Gas_Other Process_E7 | F4 | Industrial | Lumber and Wood Products | New | Process | Natural Gas | Other Process | E7 | RVT BC Ratio | 0 | 0 | 0 | 0 | 0 | 0 | 0 | 0 | 0 | 0 | 0 | 0 | 0 | 0 | 0 | 0 | 0 | 0 | 0 | 0 | 0 | 0 | 0 | 0 | 0 | 0 | 0 | 0 | 0 | 0 | 0 | 0 | 0
F4_Industrial_Lumber and Wood Products_New_Process_Natural Gas_Other Process_E8 | F4 | Industrial | Lumber and Wood Products | New | Process | Natural Gas | Other Process | E8 | RVT BC Ratio | 0 | 0 | 0 | 0 | 0 | 0 | 0 | 0 | 0 | 0 | 0 | 0 | 0 | 0 | 0 | 0 | 0 | 0 | 0 | 0 | 0 | 0 | 0 | 0 | 0 | 0 | 0 | 0 | 0 | 0 | 0 | 0 | 0
F4_Industrial_Lumber and Wood Products_New_Process_Natural Gas_Other Process_E9 | F4 | Industrial | Lumber and Wood Products | New | Process | Natural Gas | Other Process | E9 | RVT BC Ratio | 0 | 0 | 0 | 0 | 0 | 0 | 0 | 0 | 0 | 0 | 0 | 0 | 0 | 0 | 0 | 0 | 0 | 0 | 0 | 0 | 0 | 0 | 0 | 0 | 0 | 0 | 0 | 0 | 0 | 0 | 0 | 0 | 0
F4_Industrial_Lumber and Wood Products_New_Process_Natural Gas_Other Process_E10 | F4 | Industrial | Lumber and Wood Products | New | Process | Natural Gas | Other Process | E10 | RVT BC Ratio | 0 | 0 | 0 | 0 | 0 | 0 | 0 | 0 | 0 | 0 | 0 | 0 | 0 | 0 | 0 | 0 | 0 | 0 | 0 | 0 | 0 | 0 | 0 | 0 | 0 | 0 | 0 | 0 | 0 | 0 | 0 | 0 | 0
F5_Industrial_Lumber and Wood Products_New_Process_Natural Gas_Other Process_E1 | F5 | Industrial | Lumber and Wood Products | New | Process | Natural Gas | Other Process | E1 | RIM BC Ratio | 0 | 0 | 0 | 0 | 0 | 0 | 0 | 0 | 0 | 0 | 0 | 0 | 0 | 0 | 0 | 0 | 0 | 0 | 0 | 0 | 0 | 0 | 0 | 0 | 0 | 0 | 0 | 0 | 0 | 0 | 0 | 0 | 0
F5_Industrial_Lumber and Wood Products_New_Process_Natural Gas_Other Process_E2 | F5 | Industrial | Lumber and Wood Products | New | Process | Natural Gas | Other Process | E2 | RIM BC Ratio | 0 | 0 | 0 | 0 | 0 | 0 | 0 | 0 | 0 | 0 | 0 | 0 | 0 | 0 | 0 | 0 | 0 | 0 | 0 | 0 | 0 | 0 | 0 | 0 | 0 | 0 | 0 | 0 | 0 | 0 | 0 | 0 | 0
F5_Industrial_Lumber and Wood Products_New_Process_Natural Gas_Other Process_E3 | F5 | Industrial | Lumber and Wood Products | New | Process | Natural Gas | Other Process | E3 | RIM BC Ratio | 0 | 0 | 0 | 0 | 0 | 0 | 0 | 0 | 0 | 0 | 0 | 0 | 0 | 0 | 0 | 0 | 0 | 0 | 0 | 0 | 0 | 0 | 0 | 0 | 0 | 0 | 0 | 0 | 0 | 0 | 0 | 0 | 0
F5_Industrial_Lumber and Wood Products_New_Process_Natural Gas_Other Process_E4 | F5 | Industrial | Lumber and Wood Products | New | Process | Natural Gas | Other Process | E4 | RIM BC Ratio | 0 | 0 | 0 | 0 | 0 | 0 | 0 | 0 | 0 | 0 | 0 | 0 | 0 | 0 | 0 | 0 | 0 | 0 | 0 | 0 | 0 | 0 | 0 | 0 | 0 | 0 | 0 | 0 | 0 | 0 | 0 | 0 | 0
F5_Industrial_Lumber and Wood Products_New_Process_Natural Gas_Other Process_E5 | F5 | Industrial | Lumber and Wood Products | New | Process | Natural Gas | Other Process | E5 | RIM BC Ratio | 0 | 0 | 0 | 0 | 0 | 0 | 0 | 0 | 0 | 0 | 0 | 0 | 0 | 0 | 0 | 0 | 0 | 0 | 0 | 0 | 0 | 0 | 0 | 0 | 0 | 0 | 0 | 0 | 0 | 0 | 0 | 0 | 0
F5_Industrial_Lumber and Wood Products_New_Process_Natural Gas_Other Process_E6 | F5 | Industrial | Lumber and Wood Products | New | Process | Natural Gas | Other Process | E6 | RIM BC Ratio | 0 | 0 | 0 | 0 | 0 | 0 | 0 | 0 | 0 | 0 | 0 | 0 | 0 | 0 | 0 | 0 | 0 | 0 | 0 | 0 | 0 | 0 | 0 | 0 | 0 | 0 | 0 | 0 | 0 | 0 | 0 | 0 | 0
F5_Industrial_Lumber and Wood Products_New_Process_Natural Gas_Other Process_E7 | F5 | Industrial | Lumber and Wood Products | New | Process | Natural Gas | Other Process | E7 | RIM BC Ratio | 0 | 0 | 0 | 0 | 0 | 0 | 0 | 0 | 0 | 0 | 0 | 0 | 0 | 0 | 0 | 0 | 0 | 0 | 0 | 0 | 0 | 0 | 0 | 0 | 0 | 0 | 0 | 0 | 0 | 0 | 0 | 0 | 0
F5_Industrial_Lumber and Wood Products_New_Process_Natural Gas_Other Process_E8 | F5 | Industrial | Lumber and Wood Products | New | Process | Natural Gas | Other Process | E8 | RIM BC Ratio | 0 | 0 | 0 | 0 | 0 | 0 | 0 | 0 | 0 | 0 | 0 | 0 | 0 | 0 | 0 | 0 | 0 | 0 | 0 | 0 | 0 | 0 | 0 | 0 | 0 | 0 | 0 | 0 | 0 | 0 | 0 | 0 | 0
F5_Industrial_Lumber and Wood Products_New_Process_Natural Gas_Other Process_E9 | F5 | Industrial | Lumber and Wood Products | New | Process | Natural Gas | Other Process | E9 | RIM BC Ratio | 0 | 0 | 0 | 0 | 0 | 0 | 0 | 0 | 0 | 0 | 0 | 0 | 0 | 0 | 0 | 0 | 0 | 0 | 0 | 0 | 0 | 0 | 0 | 0 | 0 | 0 | 0 | 0 | 0 | 0 | 0 | 0 | 0
F5_Industrial_Lumber and Wood Products_New_Process_Natural Gas_Other Process_E10 | F5 | Industrial | Lumber and Wood Products | New | Process | Natural Gas | Other Process | E10 | RIM BC Ratio | 0 | 0 | 0 | 0 | 0 | 0 | 0 | 0 | 0 | 0 | 0 | 0 | 0 | 0 | 0 | 0 | 0 | 0 | 0 | 0 | 0 | 0 | 0 | 0 | 0 | 0 | 0 | 0 | 0 | 0 | 0 | 0 | 0
F0_Industrial_Lumber and Wood Products_New_Miscellaneous_Natural Gas_Miscellaneous_E0 | F0 | Industrial | Lumber and Wood Products | New | Miscellaneous | Natural Gas | Miscellaneous | E0 | Economic Unit | 0 | 0 | 0 | 0 | 0 | 0 | 0 | 0 | 0 | 0 | 0 | 0 | 0 | 0 | 0 | 0 | 0 | 0 | 0 | 0 | 0 | 0 | 0 | 0 | 0 | 0 | 0 | 0 | 0 | 0 | 0 | 0 | 0
F1_Industrial_Lumber and Wood Products_New_Miscellaneous_Natural Gas_Miscellaneous_E1 | F1 | Industrial | Lumber and Wood Products | New | Miscellaneous | Natural Gas | Miscellaneous | E1 | CCE | 0 | 0 | 0 | 0 | 0 | 0 | 0 | 0 | 0 | 0 | 0 | 0 | 0 | 0 | 0 | 0 | 0 | 0 | 0 | 0 | 0 | 0 | 0 | 0 | 0 | 0 | 0 | 0 | 0 | 0 | 0 | 0 | 0
F1_Industrial_Lumber and Wood Products_New_Miscellaneous_Natural Gas_Miscellaneous_E2 | F1 | Industrial | Lumber and Wood Products | New | Miscellaneous | Natural Gas | Miscellaneous | E2 | CCE | 0 | 0 | 0 | 0 | 0 | 0 | 0 | 0 | 0 | 0 | 0 | 0 | 0 | 0 | 0 | 0 | 0 | 0 | 0 | 0 | 0 | 0 | 0 | 0 | 0 | 0 | 0 | 0 | 0 | 0 | 0 | 0 | 0
F1_Industrial_Lumber and Wood Products_New_Miscellaneous_Natural Gas_Miscellaneous_E3 | F1 | Industrial | Lumber and Wood Products | New | Miscellaneous | Natural Gas | Miscellaneous | E3 | CCE | 0 | 0 | 0 | 0 | 0 | 0 | 0 | 0 | 0 | 0 | 0 | 0 | 0 | 0 | 0 | 0 | 0 | 0 | 0 | 0 | 0 | 0 | 0 | 0 | 0 | 0 | 0 | 0 | 0 | 0 | 0 | 0 | 0
F1_Industrial_Lumber and Wood Products_New_Miscellaneous_Natural Gas_Miscellaneous_E4 | F1 | Industrial | Lumber and Wood Products | New | Miscellaneous | Natural Gas | Miscellaneous | E4 | CCE | 0 | 0 | 0 | 0 | 0 | 0 | 0 | 0 | 0 | 0 | 0 | 0 | 0 | 0 | 0 | 0 | 0 | 0 | 0 | 0 | 0 | 0 | 0 | 0 | 0 | 0 | 0 | 0 | 0 | 0 | 0 | 0 | 0
F1_Industrial_Lumber and Wood Products_New_Miscellaneous_Natural Gas_Miscellaneous_E5 | F1 | Industrial | Lumber and Wood Products | New | Miscellaneous | Natural Gas | Miscellaneous | E5 | CCE | 0 | 0 | 0 | 0 | 0 | 0 | 0 | 0 | 0 | 0 | 0 | 0 | 0 | 0 | 0 | 0 | 0 | 0 | 0 | 0 | 0 | 0 | 0 | 0 | 0 | 0 | 0 | 0 | 0 | 0 | 0 | 0 | 0
F1_Industrial_Lumber and Wood Products_New_Miscellaneous_Natural Gas_Miscellaneous_E6 | F1 | Industrial | Lumber and Wood Products | New | Miscellaneous | Natural Gas | Miscellaneous | E6 | CCE | 0 | 0 | 0 | 0 | 0 | 0 | 0 | 0 | 0 | 0 | 0 | 0 | 0 | 0 | 0 | 0 | 0 | 0 | 0 | 0 | 0 | 0 | 0 | 0 | 0 | 0 | 0 | 0 | 0 | 0 | 0 | 0 | 0
F1_Industrial_Lumber and Wood Products_New_Miscellaneous_Natural Gas_Miscellaneous_E7 | F1 | Industrial | Lumber and Wood Products | New | Miscellaneous | Natural Gas | Miscellaneous | E7 | CCE | 0 | 0 | 0 | 0 | 0 | 0 | 0 | 0 | 0 | 0 | 0 | 0 | 0 | 0 | 0 | 0 | 0 | 0 | 0 | 0 | 0 | 0 | 0 | 0 | 0 | 0 | 0 | 0 | 0 | 0 | 0 | 0 | 0
F1_Industrial_Lumber and Wood Products_New_Miscellaneous_Natural Gas_Miscellaneous_E8 | F1 | Industrial | Lumber and Wood Products | New | Miscellaneous | Natural Gas | Miscellaneous | E8 | CCE | 0 | 0 | 0 | 0 | 0 | 0 | 0 | 0 | 0 | 0 | 0 | 0 | 0 | 0 | 0 | 0 | 0 | 0 | 0 | 0 | 0 | 0 | 0 | 0 | 0 | 0 | 0 | 0 | 0 | 0 | 0 | 0 | 0
F1_Industrial_Lumber and Wood Products_New_Miscellaneous_Natural Gas_Miscellaneous_E9 | F1 | Industrial | Lumber and Wood Products | New | Miscellaneous | Natural Gas | Miscellaneous | E9 | CCE | 0 | 0 | 0 | 0 | 0 | 0 | 0 | 0 | 0 | 0 | 0 | 0 | 0 | 0 | 0 | 0 | 0 | 0 | 0 | 0 | 0 | 0 | 0 | 0 | 0 | 0 | 0 | 0 | 0 | 0 | 0 | 0 | 0
F1_Industrial_Lumber and Wood Products_New_Miscellaneous_Natural Gas_Miscellaneous_E10 | F1 | Industrial | Lumber and Wood Products | New | Miscellaneous | Natural Gas | Miscellaneous | E10 | CCE | 0 | 0 | 0 | 0 | 0 | 0 | 0 | 0 | 0 | 0 | 0 | 0 | 0 | 0 | 0 | 0 | 0 | 0 | 0 | 0 | 0 | 0 | 0 | 0 | 0 | 0 | 0 | 0 | 0 | 0 | 0 | 0 | 0
F2_Industrial_Lumber and Wood Products_New_Miscellaneous_Natural Gas_Miscellaneous_E1 | F2 | Industrial | Lumber and Wood Products | New | Miscellaneous | Natural Gas | Miscellaneous | E1 | TRC BC Ratio | 0 | 0 | 0 | 0 | 0 | 0 | 0 | 0 | 0 | 0 | 0 | 0 | 0 | 0 | 0 | 0 | 0 | 0 | 0 | 0 | 0 | 0 | 0 | 0 | 0 | 0 | 0 | 0 | 0 | 0 | 0 | 0 | 0
F2_Industrial_Lumber and Wood Products_New_Miscellaneous_Natural Gas_Miscellaneous_E2 | F2 | Industrial | Lumber and Wood Products | New | Miscellaneous | Natural Gas | Miscellaneous | E2 | TRC BC Ratio | 0 | 0 | 0 | 0 | 0 | 0 | 0 | 0 | 0 | 0 | 0 | 0 | 0 | 0 | 0 | 0 | 0 | 0 | 0 | 0 | 0 | 0 | 0 | 0 | 0 | 0 | 0 | 0 | 0 | 0 | 0 | 0 | 0
F2_Industrial_Lumber and Wood Products_New_Miscellaneous_Natural Gas_Miscellaneous_E3 | F2 | Industrial | Lumber and Wood Products | New | Miscellaneous | Natural Gas | Miscellaneous | E3 | TRC BC Ratio | 0 | 0 | 0 | 0 | 0 | 0 | 0 | 0 | 0 | 0 | 0 | 0 | 0 | 0 | 0 | 0 | 0 | 0 | 0 | 0 | 0 | 0 | 0 | 0 | 0 | 0 | 0 | 0 | 0 | 0 | 0 | 0 | 0
F2_Industrial_Lumber and Wood Products_New_Miscellaneous_Natural Gas_Miscellaneous_E4 | F2 | Industrial | Lumber and Wood Products | New | Miscellaneous | Natural Gas | Miscellaneous | E4 | TRC BC Ratio | 0 | 0 | 0 | 0 | 0 | 0 | 0 | 0 | 0 | 0 | 0 | 0 | 0 | 0 | 0 | 0 | 0 | 0 | 0 | 0 | 0 | 0 | 0 | 0 | 0 | 0 | 0 | 0 | 0 | 0 | 0 | 0 | 0
F2_Industrial_Lumber and Wood Products_New_Miscellaneous_Natural Gas_Miscellaneous_E5 | F2 | Industrial | Lumber and Wood Products | New | Miscellaneous | Natural Gas | Miscellaneous | E5 | TRC BC Ratio | 0 | 0 | 0 | 0 | 0 | 0 | 0 | 0 | 0 | 0 | 0 | 0 | 0 | 0 | 0 | 0 | 0 | 0 | 0 | 0 | 0 | 0 | 0 | 0 | 0 | 0 | 0 | 0 | 0 | 0 | 0 | 0 | 0
F2_Industrial_Lumber and Wood Products_New_Miscellaneous_Natural Gas_Miscellaneous_E6 | F2 | Industrial | Lumber and Wood Products | New | Miscellaneous | Natural Gas | Miscellaneous | E6 | TRC BC Ratio | 0 | 0 | 0 | 0 | 0 | 0 | 0 | 0 | 0 | 0 | 0 | 0 | 0 | 0 | 0 | 0 | 0 | 0 | 0 | 0 | 0 | 0 | 0 | 0 | 0 | 0 | 0 | 0 | 0 | 0 | 0 | 0 | 0
F2_Industrial_Lumber and Wood Products_New_Miscellaneous_Natural Gas_Miscellaneous_E7 | F2 | Industrial | Lumber and Wood Products | New | Miscellaneous | Natural Gas | Miscellaneous | E7 | TRC BC Ratio | 0 | 0 | 0 | 0 | 0 | 0 | 0 | 0 | 0 | 0 | 0 | 0 | 0 | 0 | 0 | 0 | 0 | 0 | 0 | 0 | 0 | 0 | 0 | 0 | 0 | 0 | 0 | 0 | 0 | 0 | 0 | 0 | 0
F2_Industrial_Lumber and Wood Products_New_Miscellaneous_Natural Gas_Miscellaneous_E8 | F2 | Industrial | Lumber and Wood Products | New | Miscellaneous | Natural Gas | Miscellaneous | E8 | TRC BC Ratio | 0 | 0 | 0 | 0 | 0 | 0 | 0 | 0 | 0 | 0 | 0 | 0 | 0 | 0 | 0 | 0 | 0 | 0 | 0 | 0 | 0 | 0 | 0 | 0 | 0 | 0 | 0 | 0 | 0 | 0 | 0 | 0 | 0
F2_Industrial_Lumber and Wood Products_New_Miscellaneous_Natural Gas_Miscellaneous_E9 | F2 | Industrial | Lumber and Wood Products | New | Miscellaneous | Natural Gas | Miscellaneous | E9 | TRC BC Ratio | 0 | 0 | 0 | 0 | 0 | 0 | 0 | 0 | 0 | 0 | 0 | 0 | 0 | 0 | 0 | 0 | 0 | 0 | 0 | 0 | 0 | 0 | 0 | 0 | 0 | 0 | 0 | 0 | 0 | 0 | 0 | 0 | 0
F2_Industrial_Lumber and Wood Products_New_Miscellaneous_Natural Gas_Miscellaneous_E10 | F2 | Industrial | Lumber and Wood Products | New | Miscellaneous | Natural Gas | Miscellaneous | E10 | TRC BC Ratio | 0 | 0 | 0 | 0 | 0 | 0 | 0 | 0 | 0 | 0 | 0 | 0 | 0 | 0 | 0 | 0 | 0 | 0 | 0 | 0 | 0 | 0 | 0 | 0 | 0 | 0 | 0 | 0 | 0 | 0 | 0 | 0 | 0
F3_Industrial_Lumber and Wood Products_New_Miscellaneous_Natural Gas_Miscellaneous_E1 | F3 | Industrial | Lumber and Wood Products | New | Miscellaneous | Natural Gas | Miscellaneous | E1 | PACT BC Ratio | 0 | 0 | 0 | 0 | 0 | 0 | 0 | 0 | 0 | 0 | 0 | 0 | 0 | 0 | 0 | 0 | 0 | 0 | 0 | 0 | 0 | 0 | 0 | 0 | 0 | 0 | 0 | 0 | 0 | 0 | 0 | 0 | 0
F3_Industrial_Lumber and Wood Products_New_Miscellaneous_Natural Gas_Miscellaneous_E2 | F3 | Industrial | Lumber and Wood Products | New | Miscellaneous | Natural Gas | Miscellaneous | E2 | PACT BC Ratio | 0 | 0 | 0 | 0 | 0 | 0 | 0 | 0 | 0 | 0 | 0 | 0 | 0 | 0 | 0 | 0 | 0 | 0 | 0 | 0 | 0 | 0 | 0 | 0 | 0 | 0 | 0 | 0 | 0 | 0 | 0 | 0 | 0
F3_Industrial_Lumber and Wood Products_New_Miscellaneous_Natural Gas_Miscellaneous_E3 | F3 | Industrial | Lumber and Wood Products | New | Miscellaneous | Natural Gas | Miscellaneous | E3 | PACT BC Ratio | 0 | 0 | 0 | 0 | 0 | 0 | 0 | 0 | 0 | 0 | 0 | 0 | 0 | 0 | 0 | 0 | 0 | 0 | 0 | 0 | 0 | 0 | 0 | 0 | 0 | 0 | 0 | 0 | 0 | 0 | 0 | 0 | 0
F3_Industrial_Lumber and Wood Products_New_Miscellaneous_Natural Gas_Miscellaneous_E4 | F3 | Industrial | Lumber and Wood Products | New | Miscellaneous | Natural Gas | Miscellaneous | E4 | PACT BC Ratio | 0 | 0 | 0 | 0 | 0 | 0 | 0 | 0 | 0 | 0 | 0 | 0 | 0 | 0 | 0 | 0 | 0 | 0 | 0 | 0 | 0 | 0 | 0 | 0 | 0 | 0 | 0 | 0 | 0 | 0 | 0 | 0 | 0
F3_Industrial_Lumber and Wood Products_New_Miscellaneous_Natural Gas_Miscellaneous_E5 | F3 | Industrial | Lumber and Wood Products | New | Miscellaneous | Natural Gas | Miscellaneous | E5 | PACT BC Ratio | 0 | 0 | 0 | 0 | 0 | 0 | 0 | 0 | 0 | 0 | 0 | 0 | 0 | 0 | 0 | 0 | 0 | 0 | 0 | 0 | 0 | 0 | 0 | 0 | 0 | 0 | 0 | 0 | 0 | 0 | 0 | 0 | 0
F3_Industrial_Lumber and Wood Products_New_Miscellaneous_Natural Gas_Miscellaneous_E6 | F3 | Industrial | Lumber and Wood Products | New | Miscellaneous | Natural Gas | Miscellaneous | E6 | PACT BC Ratio | 0 | 0 | 0 | 0 | 0 | 0 | 0 | 0 | 0 | 0 | 0 | 0 | 0 | 0 | 0 | 0 | 0 | 0 | 0 | 0 | 0 | 0 | 0 | 0 | 0 | 0 | 0 | 0 | 0 | 0 | 0 | 0 | 0
F3_Industrial_Lumber and Wood Products_New_Miscellaneous_Natural Gas_Miscellaneous_E7 | F3 | Industrial | Lumber and Wood Products | New | Miscellaneous | Natural Gas | Miscellaneous | E7 | PACT BC Ratio | 0 | 0 | 0 | 0 | 0 | 0 | 0 | 0 | 0 | 0 | 0 | 0 | 0 | 0 | 0 | 0 | 0 | 0 | 0 | 0 | 0 | 0 | 0 | 0 | 0 | 0 | 0 | 0 | 0 | 0 | 0 | 0 | 0
F3_Industrial_Lumber and Wood Products_New_Miscellaneous_Natural Gas_Miscellaneous_E8 | F3 | Industrial | Lumber and Wood Products | New | Miscellaneous | Natural Gas | Miscellaneous | E8 | PACT BC Ratio | 0 | 0 | 0 | 0 | 0 | 0 | 0 | 0 | 0 | 0 | 0 | 0 | 0 | 0 | 0 | 0 | 0 | 0 | 0 | 0 | 0 | 0 | 0 | 0 | 0 | 0 | 0 | 0 | 0 | 0 | 0 | 0 | 0
F3_Industrial_Lumber and Wood Products_New_Miscellaneous_Natural Gas_Miscellaneous_E9 | F3 | Industrial | Lumber and Wood Products | New | Miscellaneous | Natural Gas | Miscellaneous | E9 | PACT BC Ratio | 0 | 0 | 0 | 0 | 0 | 0 | 0 | 0 | 0 | 0 | 0 | 0 | 0 | 0 | 0 | 0 | 0 | 0 | 0 | 0 | 0 | 0 | 0 | 0 | 0 | 0 | 0 | 0 | 0 | 0 | 0 | 0 | 0
F3_Industrial_Lumber and Wood Products_New_Miscellaneous_Natural Gas_Miscellaneous_E10 | F3 | Industrial | Lumber and Wood Products | New | Miscellaneous | Natural Gas | Miscellaneous | E10 | PACT BC Ratio | 0 | 0 | 0 | 0 | 0 | 0 | 0 | 0 | 0 | 0 | 0 | 0 | 0 | 0 | 0 | 0 | 0 | 0 | 0 | 0 | 0 | 0 | 0 | 0 | 0 | 0 | 0 | 0 | 0 | 0 | 0 | 0 | 0
F4_Industrial_Lumber and Wood Products_New_Miscellaneous_Natural Gas_Miscellaneous_E1 | F4 | Industrial | Lumber and Wood Products | New | Miscellaneous | Natural Gas | Miscellaneous | E1 | RVT BC Ratio | 0 | 0 | 0 | 0 | 0 | 0 | 0 | 0 | 0 | 0 | 0 | 0 | 0 | 0 | 0 | 0 | 0 | 0 | 0 | 0 | 0 | 0 | 0 | 0 | 0 | 0 | 0 | 0 | 0 | 0 | 0 | 0 | 0
F4_Industrial_Lumber and Wood Products_New_Miscellaneous_Natural Gas_Miscellaneous_E2 | F4 | Industrial | Lumber and Wood Products | New | Miscellaneous | Natural Gas | Miscellaneous | E2 | RVT BC Ratio | 0 | 0 | 0 | 0 | 0 | 0 | 0 | 0 | 0 | 0 | 0 | 0 | 0 | 0 | 0 | 0 | 0 | 0 | 0 | 0 | 0 | 0 | 0 | 0 | 0 | 0 | 0 | 0 | 0 | 0 | 0 | 0 | 0
F4_Industrial_Lumber and Wood Products_New_Miscellaneous_Natural Gas_Miscellaneous_E3 | F4 | Industrial | Lumber and Wood Products | New | Miscellaneous | Natural Gas | Miscellaneous | E3 | RVT BC Ratio | 0 | 0 | 0 | 0 | 0 | 0 | 0 | 0 | 0 | 0 | 0 | 0 | 0 | 0 | 0 | 0 | 0 | 0 | 0 | 0 | 0 | 0 | 0 | 0 | 0 | 0 | 0 | 0 | 0 | 0 | 0 | 0 | 0
F4_Industrial_Lumber and Wood Products_New_Miscellaneous_Natural Gas_Miscellaneous_E4 | F4 | Industrial | Lumber and Wood Products | New | Miscellaneous | Natural Gas | Miscellaneous | E4 | RVT BC Ratio | 0 | 0 | 0 | 0 | 0 | 0 | 0 | 0 | 0 | 0 | 0 | 0 | 0 | 0 | 0 | 0 | 0 | 0 | 0 | 0 | 0 | 0 | 0 | 0 | 0 | 0 | 0 | 0 | 0 | 0 | 0 | 0 | 0
F4_Industrial_Lumber and Wood Products_New_Miscellaneous_Natural Gas_Miscellaneous_E5 | F4 | Industrial | Lumber and Wood Products | New | Miscellaneous | Natural Gas | Miscellaneous | E5 | RVT BC Ratio | 0 | 0 | 0 | 0 | 0 | 0 | 0 | 0 | 0 | 0 | 0 | 0 | 0 | 0 | 0 | 0 | 0 | 0 | 0 | 0 | 0 | 0 | 0 | 0 | 0 | 0 | 0 | 0 | 0 | 0 | 0 | 0 | 0
F4_Industrial_Lumber and Wood Products_New_Miscellaneous_Natural Gas_Miscellaneous_E6 | F4 | Industrial | Lumber and Wood Products | New | Miscellaneous | Natural Gas | Miscellaneous | E6 | RVT BC Ratio | 0 | 0 | 0 | 0 | 0 | 0 | 0 | 0 | 0 | 0 | 0 | 0 | 0 | 0 | 0 | 0 | 0 | 0 | 0 | 0 | 0 | 0 | 0 | 0 | 0 | 0 | 0 | 0 | 0 | 0 | 0 | 0 | 0
F4_Industrial_Lumber and Wood Products_New_Miscellaneous_Natural Gas_Miscellaneous_E7 | F4 | Industrial | Lumber and Wood Products | New | Miscellaneous | Natural Gas | Miscellaneous | E7 | RVT BC Ratio | 0 | 0 | 0 | 0 | 0 | 0 | 0 | 0 | 0 | 0 | 0 | 0 | 0 | 0 | 0 | 0 | 0 | 0 | 0 | 0 | 0 | 0 | 0 | 0 | 0 | 0 | 0 | 0 | 0 | 0 | 0 | 0 | 0
F4_Industrial_Lumber and Wood Products_New_Miscellaneous_Natural Gas_Miscellaneous_E8 | F4 | Industrial | Lumber and Wood Products | New | Miscellaneous | Natural Gas | Miscellaneous | E8 | RVT BC Ratio | 0 | 0 | 0 | 0 | 0 | 0 | 0 | 0 | 0 | 0 | 0 | 0 | 0 | 0 | 0 | 0 | 0 | 0 | 0 | 0 | 0 | 0 | 0 | 0 | 0 | 0 | 0 | 0 | 0 | 0 | 0 | 0 | 0
F4_Industrial_Lumber and Wood Products_New_Miscellaneous_Natural Gas_Miscellaneous_E9 | F4 | Industrial | Lumber and Wood Products | New | Miscellaneous | Natural Gas | Miscellaneous | E9 | RVT BC Ratio | 0 | 0 | 0 | 0 | 0 | 0 | 0 | 0 | 0 | 0 | 0 | 0 | 0 | 0 | 0 | 0 | 0 | 0 | 0 | 0 | 0 | 0 | 0 | 0 | 0 | 0 | 0 | 0 | 0 | 0 | 0 | 0 | 0
F4_Industrial_Lumber and Wood Products_New_Miscellaneous_Natural Gas_Miscellaneous_E10 | F4 | Industrial | Lumber and Wood Products | New | Miscellaneous | Natural Gas | Miscellaneous | E10 | RVT BC Ratio | 0 | 0 | 0 | 0 | 0 | 0 | 0 | 0 | 0 | 0 | 0 | 0 | 0 | 0 | 0 | 0 | 0 | 0 | 0 | 0 | 0 | 0 | 0 | 0 | 0 | 0 | 0 | 0 | 0 | 0 | 0 | 0 | 0
F5_Industrial_Lumber and Wood Products_New_Miscellaneous_Natural Gas_Miscellaneous_E1 | F5 | Industrial | Lumber and Wood Products | New | Miscellaneous | Natural Gas | Miscellaneous | E1 | RIM BC Ratio | 0 | 0 | 0 | 0 | 0 | 0 | 0 | 0 | 0 | 0 | 0 | 0 | 0 | 0 | 0 | 0 | 0 | 0 | 0 | 0 | 0 | 0 | 0 | 0 | 0 | 0 | 0 | 0 | 0 | 0 | 0 | 0 | 0
F5_Industrial_Lumber and Wood Products_New_Miscellaneous_Natural Gas_Miscellaneous_E2 | F5 | Industrial | Lumber and Wood Products | New | Miscellaneous | Natural Gas | Miscellaneous | E2 | RIM BC Ratio | 0 | 0 | 0 | 0 | 0 | 0 | 0 | 0 | 0 | 0 | 0 | 0 | 0 | 0 | 0 | 0 | 0 | 0 | 0 | 0 | 0 | 0 | 0 | 0 | 0 | 0 | 0 | 0 | 0 | 0 | 0 | 0 | 0
F5_Industrial_Lumber and Wood Products_New_Miscellaneous_Natural Gas_Miscellaneous_E3 | F5 | Industrial | Lumber and Wood Products | New | Miscellaneous | Natural Gas | Miscellaneous | E3 | RIM BC Ratio | 0 | 0 | 0 | 0 | 0 | 0 | 0 | 0 | 0 | 0 | 0 | 0 | 0 | 0 | 0 | 0 | 0 | 0 | 0 | 0 | 0 | 0 | 0 | 0 | 0 | 0 | 0 | 0 | 0 | 0 | 0 | 0 | 0
F5_Industrial_Lumber and Wood Products_New_Miscellaneous_Natural Gas_Miscellaneous_E4 | F5 | Industrial | Lumber and Wood Products | New | Miscellaneous | Natural Gas | Miscellaneous | E4 | RIM BC Ratio | 0 | 0 | 0 | 0 | 0 | 0 | 0 | 0 | 0 | 0 | 0 | 0 | 0 | 0 | 0 | 0 | 0 | 0 | 0 | 0 | 0 | 0 | 0 | 0 | 0 | 0 | 0 | 0 | 0 | 0 | 0 | 0 | 0
F5_Industrial_Lumber and Wood Products_New_Miscellaneous_Natural Gas_Miscellaneous_E5 | F5 | Industrial | Lumber and Wood Products | New | Miscellaneous | Natural Gas | Miscellaneous | E5 | RIM BC Ratio | 0 | 0 | 0 | 0 | 0 | 0 | 0 | 0 | 0 | 0 | 0 | 0 | 0 | 0 | 0 | 0 | 0 | 0 | 0 | 0 | 0 | 0 | 0 | 0 | 0 | 0 | 0 | 0 | 0 | 0 | 0 | 0 | 0
F5_Industrial_Lumber and Wood Products_New_Miscellaneous_Natural Gas_Miscellaneous_E6 | F5 | Industrial | Lumber and Wood Products | New | Miscellaneous | Natural Gas | Miscellaneous | E6 | RIM BC Ratio | 0 | 0 | 0 | 0 | 0 | 0 | 0 | 0 | 0 | 0 | 0 | 0 | 0 | 0 | 0 | 0 | 0 | 0 | 0 | 0 | 0 | 0 | 0 | 0 | 0 | 0 | 0 | 0 | 0 | 0 | 0 | 0 | 0
F5_Industrial_Lumber and Wood Products_New_Miscellaneous_Natural Gas_Miscellaneous_E7 | F5 | Industrial | Lumber and Wood Products | New | Miscellaneous | Natural Gas | Miscellaneous | E7 | RIM BC Ratio | 0 | 0 | 0 | 0 | 0 | 0 | 0 | 0 | 0 | 0 | 0 | 0 | 0 | 0 | 0 | 0 | 0 | 0 | 0 | 0 | 0 | 0 | 0 | 0 | 0 | 0 | 0 | 0 | 0 | 0 | 0 | 0 | 0
F5_Industrial_Lumber and Wood Products_New_Miscellaneous_Natural Gas_Miscellaneous_E8 | F5 | Industrial | Lumber and Wood Products | New | Miscellaneous | Natural Gas | Miscellaneous | E8 | RIM BC Ratio | 0 | 0 | 0 | 0 | 0 | 0 | 0 | 0 | 0 | 0 | 0 | 0 | 0 | 0 | 0 | 0 | 0 | 0 | 0 | 0 | 0 | 0 | 0 | 0 | 0 | 0 | 0 | 0 | 0 | 0 | 0 | 0 | 0
F5_Industrial_Lumber and Wood Products_New_Miscellaneous_Natural Gas_Miscellaneous_E9 | F5 | Industrial | Lumber and Wood Products | New | Miscellaneous | Natural Gas | Miscellaneous | E9 | RIM BC Ratio | 0 | 0 | 0 | 0 | 0 | 0 | 0 | 0 | 0 | 0 | 0 | 0 | 0 | 0 | 0 | 0 | 0 | 0 | 0 | 0 | 0 | 0 | 0 | 0 | 0 | 0 | 0 | 0 | 0 | 0 | 0 | 0 | 0
F5_Industrial_Lumber and Wood Products_New_Miscellaneous_Natural Gas_Miscellaneous_E10 | F5 | Industrial | Lumber and Wood Products | New | Miscellaneous | Natural Gas | Miscellaneous | E10 | RIM BC Ratio | 0 | 0 | 0 | 0 | 0 | 0 | 0 | 0 | 0 | 0 | 0 | 0 | 0 | 0 | 0 | 0 | 0 | 0 | 0 | 0 | 0 | 0 | 0 | 0 | 0 | 0 | 0 | 0 | 0 | 0 | 0 | 0 | 0
F0_Industrial_Other Industrial_Existing_Space Heating_Natural Gas_Furnace_E0 | F0 | Industrial | Other Industrial | Existing | Space Heating | Natural Gas | Furnace | E0 | Economic Unit | 0 | 0 | 0 | 0 | 0 | 0 | 0 | 0 | 0 | 0 | 0 | 0 | 0 | 0 | 0 | 0 | 0 | 0 | 0 | 0 | 0 | 0 | 0 | 0 | 0 | 0 | 0 | 0 | 0 | 0 | 0 | 0 | 0
F1_Industrial_Other Industrial_Existing_Space Heating_Natural Gas_Furnace_E1 | F1 | Industrial | Other Industrial | Existing | Space Heating | Natural Gas | Furnace | E1 | CCE | 0 | 0 | 0 | 0 | 0 | 0 | 0 | 0 | 0 | 0 | 0 | 0 | 0 | 0 | 0 | 0 | 0 | 0 | 0 | 0 | 0 | 0 | 0 | 0 | 0 | 0 | 0 | 0 | 0 | 0 | 0 | 0 | 0
F1_Industrial_Other Industrial_Existing_Space Heating_Natural Gas_Furnace_E2 | F1 | Industrial | Other Industrial | Existing | Space Heating | Natural Gas | Furnace | E2 | CCE | 0 | 0 | 0 | 0 | 0 | 0 | 0 | 0 | 0 | 0 | 0 | 0 | 0 | 0 | 0 | 0 | 0 | 0 | 0 | 0 | 0 | 0 | 0 | 0 | 0 | 0 | 0 | 0 | 0 | 0 | 0 | 0 | 0
F1_Industrial_Other Industrial_Existing_Space Heating_Natural Gas_Furnace_E3 | F1 | Industrial | Other Industrial | Existing | Space Heating | Natural Gas | Furnace | E3 | CCE | 0 | 0 | 0 | 0 | 0 | 0 | 0 | 0 | 0 | 0 | 0 | 0 | 0 | 0 | 0 | 0 | 0 | 0 | 0 | 0 | 0 | 0 | 0 | 0 | 0 | 0 | 0 | 0 | 0 | 0 | 0 | 0 | 0
F1_Industrial_Other Industrial_Existing_Space Heating_Natural Gas_Furnace_E4 | F1 | Industrial | Other Industrial | Existing | Space Heating | Natural Gas | Furnace | E4 | CCE | 0 | 0 | 0 | 0 | 0 | 0 | 0 | 0 | 0 | 0 | 0 | 0 | 0 | 0 | 0 | 0 | 0 | 0 | 0 | 0 | 0 | 0 | 0 | 0 | 0 | 0 | 0 | 0 | 0 | 0 | 0 | 0 | 0
F1_Industrial_Other Industrial_Existing_Space Heating_Natural Gas_Furnace_E5 | F1 | Industrial | Other Industrial | Existing | Space Heating | Natural Gas | Furnace | E5 | CCE | 0 | 0 | 0 | 0 | 0 | 0 | 0 | 0 | 0 | 0 | 0 | 0 | 0 | 0 | 0 | 0 | 0 | 0 | 0 | 0 | 0 | 0 | 0 | 0 | 0 | 0 | 0 | 0 | 0 | 0 | 0 | 0 | 0
F1_Industrial_Other Industrial_Existing_Space Heating_Natural Gas_Furnace_E6 | F1 | Industrial | Other Industrial | Existing | Space Heating | Natural Gas | Furnace | E6 | CCE | 0 | 0 | 0 | 0 | 0 | 0 | 0 | 0 | 0 | 0 | 0 | 0 | 0 | 0 | 0 | 0 | 0 | 0 | 0 | 0 | 0 | 0 | 0 | 0 | 0 | 0 | 0 | 0 | 0 | 0 | 0 | 0 | 0
F1_Industrial_Other Industrial_Existing_Space Heating_Natural Gas_Furnace_E7 | F1 | Industrial | Other Industrial | Existing | Space Heating | Natural Gas | Furnace | E7 | CCE | 0 | 0 | 0 | 0 | 0 | 0 | 0 | 0 | 0 | 0 | 0 | 0 | 0 | 0 | 0 | 0 | 0 | 0 | 0 | 0 | 0 | 0 | 0 | 0 | 0 | 0 | 0 | 0 | 0 | 0 | 0 | 0 | 0
F1_Industrial_Other Industrial_Existing_Space Heating_Natural Gas_Furnace_E8 | F1 | Industrial | Other Industrial | Existing | Space Heating | Natural Gas | Furnace | E8 | CCE | 0 | 0 | 0 | 0 | 0 | 0 | 0 | 0 | 0 | 0 | 0 | 0 | 0 | 0 | 0 | 0 | 0 | 0 | 0 | 0 | 0 | 0 | 0 | 0 | 0 | 0 | 0 | 0 | 0 | 0 | 0 | 0 | 0
F1_Industrial_Other Industrial_Existing_Space Heating_Natural Gas_Furnace_E9 | F1 | Industrial | Other Industrial | Existing | Space Heating | Natural Gas | Furnace | E9 | CCE | 0 | 0 | 0 | 0 | 0 | 0 | 0 | 0 | 0 | 0 | 0 | 0 | 0 | 0 | 0 | 0 | 0 | 0 | 0 | 0 | 0 | 0 | 0 | 0 | 0 | 0 | 0 | 0 | 0 | 0 | 0 | 0 | 0
F1_Industrial_Other Industrial_Existing_Space Heating_Natural Gas_Furnace_E10 | F1 | Industrial | Other Industrial | Existing | Space Heating | Natural Gas | Furnace | E10 | CCE | 0 | 0 | 0 | 0 | 0 | 0 | 0 | 0 | 0 | 0 | 0 | 0 | 0 | 0 | 0 | 0 | 0 | 0 | 0 | 0 | 0 | 0 | 0 | 0 | 0 | 0 | 0 | 0 | 0 | 0 | 0 | 0 | 0
F2_Industrial_Other Industrial_Existing_Space Heating_Natural Gas_Furnace_E1 | F2 | Industrial | Other Industrial | Existing | Space Heating | Natural Gas | Furnace | E1 | TRC BC Ratio | 0 | 0 | 0 | 0 | 0 | 0 | 0 | 0 | 0 | 0 | 0 | 0 | 0 | 0 | 0 | 0 | 0 | 0 | 0 | 0 | 0 | 0 | 0 | 0 | 0 | 0 | 0 | 0 | 0 | 0 | 0 | 0 | 0
F2_Industrial_Other Industrial_Existing_Space Heating_Natural Gas_Furnace_E2 | F2 | Industrial | Other Industrial | Existing | Space Heating | Natural Gas | Furnace | E2 | TRC BC Ratio | 0 | 0 | 0 | 0 | 0 | 0 | 0 | 0 | 0 | 0 | 0 | 0 | 0 | 0 | 0 | 0 | 0 | 0 | 0 | 0 | 0 | 0 | 0 | 0 | 0 | 0 | 0 | 0 | 0 | 0 | 0 | 0 | 0
F2_Industrial_Other Industrial_Existing_Space Heating_Natural Gas_Furnace_E3 | F2 | Industrial | Other Industrial | Existing | Space Heating | Natural Gas | Furnace | E3 | TRC BC Ratio | 0 | 0 | 0 | 0 | 0 | 0 | 0 | 0 | 0 | 0 | 0 | 0 | 0 | 0 | 0 | 0 | 0 | 0 | 0 | 0 | 0 | 0 | 0 | 0 | 0 | 0 | 0 | 0 | 0 | 0 | 0 | 0 | 0
F2_Industrial_Other Industrial_Existing_Space Heating_Natural Gas_Furnace_E4 | F2 | Industrial | Other Industrial | Existing | Space Heating | Natural Gas | Furnace | E4 | TRC BC Ratio | 0 | 0 | 0 | 0 | 0 | 0 | 0 | 0 | 0 | 0 | 0 | 0 | 0 | 0 | 0 | 0 | 0 | 0 | 0 | 0 | 0 | 0 | 0 | 0 | 0 | 0 | 0 | 0 | 0 | 0 | 0 | 0 | 0
F2_Industrial_Other Industrial_Existing_Space Heating_Natural Gas_Furnace_E5 | F2 | Industrial | Other Industrial | Existing | Space Heating | Natural Gas | Furnace | E5 | TRC BC Ratio | 0 | 0 | 0 | 0 | 0 | 0 | 0 | 0 | 0 | 0 | 0 | 0 | 0 | 0 | 0 | 0 | 0 | 0 | 0 | 0 | 0 | 0 | 0 | 0 | 0 | 0 | 0 | 0 | 0 | 0 | 0 | 0 | 0
F2_Industrial_Other Industrial_Existing_Space Heating_Natural Gas_Furnace_E6 | F2 | Industrial | Other Industrial | Existing | Space Heating | Natural Gas | Furnace | E6 | TRC BC Ratio | 0 | 0 | 0 | 0 | 0 | 0 | 0 | 0 | 0 | 0 | 0 | 0 | 0 | 0 | 0 | 0 | 0 | 0 | 0 | 0 | 0 | 0 | 0 | 0 | 0 | 0 | 0 | 0 | 0 | 0 | 0 | 0 | 0
F2_Industrial_Other Industrial_Existing_Space Heating_Natural Gas_Furnace_E7 | F2 | Industrial | Other Industrial | Existing | Space Heating | Natural Gas | Furnace | E7 | TRC BC Ratio | 0 | 0 | 0 | 0 | 0 | 0 | 0 | 0 | 0 | 0 | 0 | 0 | 0 | 0 | 0 | 0 | 0 | 0 | 0 | 0 | 0 | 0 | 0 | 0 | 0 | 0 | 0 | 0 | 0 | 0 | 0 | 0 | 0
F2_Industrial_Other Industrial_Existing_Space Heating_Natural Gas_Furnace_E8 | F2 | Industrial | Other Industrial | Existing | Space Heating | Natural Gas | Furnace | E8 | TRC BC Ratio | 0 | 0 | 0 | 0 | 0 | 0 | 0 | 0 | 0 | 0 | 0 | 0 | 0 | 0 | 0 | 0 | 0 | 0 | 0 | 0 | 0 | 0 | 0 | 0 | 0 | 0 | 0 | 0 | 0 | 0 | 0 | 0 | 0
F2_Industrial_Other Industrial_Existing_Space Heating_Natural Gas_Furnace_E9 | F2 | Industrial | Other Industrial | Existing | Space Heating | Natural Gas | Furnace | E9 | TRC BC Ratio | 0 | 0 | 0 | 0 | 0 | 0 | 0 | 0 | 0 | 0 | 0 | 0 | 0 | 0 | 0 | 0 | 0 | 0 | 0 | 0 | 0 | 0 | 0 | 0 | 0 | 0 | 0 | 0 | 0 | 0 | 0 | 0 | 0
F2_Industrial_Other Industrial_Existing_Space Heating_Natural Gas_Furnace_E10 | F2 | Industrial | Other Industrial | Existing | Space Heating | Natural Gas | Furnace | E10 | TRC BC Ratio | 0 | 0 | 0 | 0 | 0 | 0 | 0 | 0 | 0 | 0 | 0 | 0 | 0 | 0 | 0 | 0 | 0 | 0 | 0 | 0 | 0 | 0 | 0 | 0 | 0 | 0 | 0 | 0 | 0 | 0 | 0 | 0 | 0
F3_Industrial_Other Industrial_Existing_Space Heating_Natural Gas_Furnace_E1 | F3 | Industrial | Other Industrial | Existing | Space Heating | Natural Gas | Furnace | E1 | PACT BC Ratio | 0 | 0 | 0 | 0 | 0 | 0 | 0 | 0 | 0 | 0 | 0 | 0 | 0 | 0 | 0 | 0 | 0 | 0 | 0 | 0 | 0 | 0 | 0 | 0 | 0 | 0 | 0 | 0 | 0 | 0 | 0 | 0 | 0
F3_Industrial_Other Industrial_Existing_Space Heating_Natural Gas_Furnace_E2 | F3 | Industrial | Other Industrial | Existing | Space Heating | Natural Gas | Furnace | E2 | PACT BC Ratio | 0 | 0 | 0 | 0 | 0 | 0 | 0 | 0 | 0 | 0 | 0 | 0 | 0 | 0 | 0 | 0 | 0 | 0 | 0 | 0 | 0 | 0 | 0 | 0 | 0 | 0 | 0 | 0 | 0 | 0 | 0 | 0 | 0
F3_Industrial_Other Industrial_Existing_Space Heating_Natural Gas_Furnace_E3 | F3 | Industrial | Other Industrial | Existing | Space Heating | Natural Gas | Furnace | E3 | PACT BC Ratio | 0 | 0 | 0 | 0 | 0 | 0 | 0 | 0 | 0 | 0 | 0 | 0 | 0 | 0 | 0 | 0 | 0 | 0 | 0 | 0 | 0 | 0 | 0 | 0 | 0 | 0 | 0 | 0 | 0 | 0 | 0 | 0 | 0
F3_Industrial_Other Industrial_Existing_Space Heating_Natural Gas_Furnace_E4 | F3 | Industrial | Other Industrial | Existing | Space Heating | Natural Gas | Furnace | E4 | PACT BC Ratio | 0 | 0 | 0 | 0 | 0 | 0 | 0 | 0 | 0 | 0 | 0 | 0 | 0 | 0 | 0 | 0 | 0 | 0 | 0 | 0 | 0 | 0 | 0 | 0 | 0 | 0 | 0 | 0 | 0 | 0 | 0 | 0 | 0
F3_Industrial_Other Industrial_Existing_Space Heating_Natural Gas_Furnace_E5 | F3 | Industrial | Other Industrial | Existing | Space Heating | Natural Gas | Furnace | E5 | PACT BC Ratio | 0 | 0 | 0 | 0 | 0 | 0 | 0 | 0 | 0 | 0 | 0 | 0 | 0 | 0 | 0 | 0 | 0 | 0 | 0 | 0 | 0 | 0 | 0 | 0 | 0 | 0 | 0 | 0 | 0 | 0 | 0 | 0 | 0
F3_Industrial_Other Industrial_Existing_Space Heating_Natural Gas_Furnace_E6 | F3 | Industrial | Other Industrial | Existing | Space Heating | Natural Gas | Furnace | E6 | PACT BC Ratio | 0 | 0 | 0 | 0 | 0 | 0 | 0 | 0 | 0 | 0 | 0 | 0 | 0 | 0 | 0 | 0 | 0 | 0 | 0 | 0 | 0 | 0 | 0 | 0 | 0 | 0 | 0 | 0 | 0 | 0 | 0 | 0 | 0
F3_Industrial_Other Industrial_Existing_Space Heating_Natural Gas_Furnace_E7 | F3 | Industrial | Other Industrial | Existing | Space Heating | Natural Gas | Furnace | E7 | PACT BC Ratio | 0 | 0 | 0 | 0 | 0 | 0 | 0 | 0 | 0 | 0 | 0 | 0 | 0 | 0 | 0 | 0 | 0 | 0 | 0 | 0 | 0 | 0 | 0 | 0 | 0 | 0 | 0 | 0 | 0 | 0 | 0 | 0 | 0
F3_Industrial_Other Industrial_Existing_Space Heating_Natural Gas_Furnace_E8 | F3 | Industrial | Other Industrial | Existing | Space Heating | Natural Gas | Furnace | E8 | PACT BC Ratio | 0 | 0 | 0 | 0 | 0 | 0 | 0 | 0 | 0 | 0 | 0 | 0 | 0 | 0 | 0 | 0 | 0 | 0 | 0 | 0 | 0 | 0 | 0 | 0 | 0 | 0 | 0 | 0 | 0 | 0 | 0 | 0 | 0
F3_Industrial_Other Industrial_Existing_Space Heating_Natural Gas_Furnace_E9 | F3 | Industrial | Other Industrial | Existing | Space Heating | Natural Gas | Furnace | E9 | PACT BC Ratio | 0 | 0 | 0 | 0 | 0 | 0 | 0 | 0 | 0 | 0 | 0 | 0 | 0 | 0 | 0 | 0 | 0 | 0 | 0 | 0 | 0 | 0 | 0 | 0 | 0 | 0 | 0 | 0 | 0 | 0 | 0 | 0 | 0
F3_Industrial_Other Industrial_Existing_Space Heating_Natural Gas_Furnace_E10 | F3 | Industrial | Other Industrial | Existing | Space Heating | Natural Gas | Furnace | E10 | PACT BC Ratio | 0 | 0 | 0 | 0 | 0 | 0 | 0 | 0 | 0 | 0 | 0 | 0 | 0 | 0 | 0 | 0 | 0 | 0 | 0 | 0 | 0 | 0 | 0 | 0 | 0 | 0 | 0 | 0 | 0 | 0 | 0 | 0 | 0
F4_Industrial_Other Industrial_Existing_Space Heating_Natural Gas_Furnace_E1 | F4 | Industrial | Other Industrial | Existing | Space Heating | Natural Gas | Furnace | E1 | RVT BC Ratio | 0 | 0 | 0 | 0 | 0 | 0 | 0 | 0 | 0 | 0 | 0 | 0 | 0 | 0 | 0 | 0 | 0 | 0 | 0 | 0 | 0 | 0 | 0 | 0 | 0 | 0 | 0 | 0 | 0 | 0 | 0 | 0 | 0
F4_Industrial_Other Industrial_Existing_Space Heating_Natural Gas_Furnace_E2 | F4 | Industrial | Other Industrial | Existing | Space Heating | Natural Gas | Furnace | E2 | RVT BC Ratio | 0 | 0 | 0 | 0 | 0 | 0 | 0 | 0 | 0 | 0 | 0 | 0 | 0 | 0 | 0 | 0 | 0 | 0 | 0 | 0 | 0 | 0 | 0 | 0 | 0 | 0 | 0 | 0 | 0 | 0 | 0 | 0 | 0
F4_Industrial_Other Industrial_Existing_Space Heating_Natural Gas_Furnace_E3 | F4 | Industrial | Other Industrial | Existing | Space Heating | Natural Gas | Furnace | E3 | RVT BC Ratio | 0 | 0 | 0 | 0 | 0 | 0 | 0 | 0 | 0 | 0 | 0 | 0 | 0 | 0 | 0 | 0 | 0 | 0 | 0 | 0 | 0 | 0 | 0 | 0 | 0 | 0 | 0 | 0 | 0 | 0 | 0 | 0 | 0
F4_Industrial_Other Industrial_Existing_Space Heating_Natural Gas_Furnace_E4 | F4 | Industrial | Other Industrial | Existing | Space Heating | Natural Gas | Furnace | E4 | RVT BC Ratio | 0 | 0 | 0 | 0 | 0 | 0 | 0 | 0 | 0 | 0 | 0 | 0 | 0 | 0 | 0 | 0 | 0 | 0 | 0 | 0 | 0 | 0 | 0 | 0 | 0 | 0 | 0 | 0 | 0 | 0 | 0 | 0 | 0
F4_Industrial_Other Industrial_Existing_Space Heating_Natural Gas_Furnace_E5 | F4 | Industrial | Other Industrial | Existing | Space Heating | Natural Gas | Furnace | E5 | RVT BC Ratio | 0 | 0 | 0 | 0 | 0 | 0 | 0 | 0 | 0 | 0 | 0 | 0 | 0 | 0 | 0 | 0 | 0 | 0 | 0 | 0 | 0 | 0 | 0 | 0 | 0 | 0 | 0 | 0 | 0 | 0 | 0 | 0 | 0
F4_Industrial_Other Industrial_Existing_Space Heating_Natural Gas_Furnace_E6 | F4 | Industrial | Other Industrial | Existing | Space Heating | Natural Gas | Furnace | E6 | RVT BC Ratio | 0 | 0 | 0 | 0 | 0 | 0 | 0 | 0 | 0 | 0 | 0 | 0 | 0 | 0 | 0 | 0 | 0 | 0 | 0 | 0 | 0 | 0 | 0 | 0 | 0 | 0 | 0 | 0 | 0 | 0 | 0 | 0 | 0
F4_Industrial_Other Industrial_Existing_Space Heating_Natural Gas_Furnace_E7 | F4 | Industrial | Other Industrial | Existing | Space Heating | Natural Gas | Furnace | E7 | RVT BC Ratio | 0 | 0 | 0 | 0 | 0 | 0 | 0 | 0 | 0 | 0 | 0 | 0 | 0 | 0 | 0 | 0 | 0 | 0 | 0 | 0 | 0 | 0 | 0 | 0 | 0 | 0 | 0 | 0 | 0 | 0 | 0 | 0 | 0
F4_Industrial_Other Industrial_Existing_Space Heating_Natural Gas_Furnace_E8 | F4 | Industrial | Other Industrial | Existing | Space Heating | Natural Gas | Furnace | E8 | RVT BC Ratio | 0 | 0 | 0 | 0 | 0 | 0 | 0 | 0 | 0 | 0 | 0 | 0 | 0 | 0 | 0 | 0 | 0 | 0 | 0 | 0 | 0 | 0 | 0 | 0 | 0 | 0 | 0 | 0 | 0 | 0 | 0 | 0 | 0
F4_Industrial_Other Industrial_Existing_Space Heating_Natural Gas_Furnace_E9 | F4 | Industrial | Other Industrial | Existing | Space Heating | Natural Gas | Furnace | E9 | RVT BC Ratio | 0 | 0 | 0 | 0 | 0 | 0 | 0 | 0 | 0 | 0 | 0 | 0 | 0 | 0 | 0 | 0 | 0 | 0 | 0 | 0 | 0 | 0 | 0 | 0 | 0 | 0 | 0 | 0 | 0 | 0 | 0 | 0 | 0
F4_Industrial_Other Industrial_Existing_Space Heating_Natural Gas_Furnace_E10 | F4 | Industrial | Other Industrial | Existing | Space Heating | Natural Gas | Furnace | E10 | RVT BC Ratio | 0 | 0 | 0 | 0 | 0 | 0 | 0 | 0 | 0 | 0 | 0 | 0 | 0 | 0 | 0 | 0 | 0 | 0 | 0 | 0 | 0 | 0 | 0 | 0 | 0 | 0 | 0 | 0 | 0 | 0 | 0 | 0 | 0
F5_Industrial_Other Industrial_Existing_Space Heating_Natural Gas_Furnace_E1 | F5 | Industrial | Other Industrial | Existing | Space Heating | Natural Gas | Furnace | E1 | RIM BC Ratio | 0 | 0 | 0 | 0 | 0 | 0 | 0 | 0 | 0 | 0 | 0 | 0 | 0 | 0 | 0 | 0 | 0 | 0 | 0 | 0 | 0 | 0 | 0 | 0 | 0 | 0 | 0 | 0 | 0 | 0 | 0 | 0 | 0
F5_Industrial_Other Industrial_Existing_Space Heating_Natural Gas_Furnace_E2 | F5 | Industrial | Other Industrial | Existing | Space Heating | Natural Gas | Furnace | E2 | RIM BC Ratio | 0 | 0 | 0 | 0 | 0 | 0 | 0 | 0 | 0 | 0 | 0 | 0 | 0 | 0 | 0 | 0 | 0 | 0 | 0 | 0 | 0 | 0 | 0 | 0 | 0 | 0 | 0 | 0 | 0 | 0 | 0 | 0 | 0
F5_Industrial_Other Industrial_Existing_Space Heating_Natural Gas_Furnace_E3 | F5 | Industrial | Other Industrial | Existing | Space Heating | Natural Gas | Furnace | E3 | RIM BC Ratio | 0 | 0 | 0 | 0 | 0 | 0 | 0 | 0 | 0 | 0 | 0 | 0 | 0 | 0 | 0 | 0 | 0 | 0 | 0 | 0 | 0 | 0 | 0 | 0 | 0 | 0 | 0 | 0 | 0 | 0 | 0 | 0 | 0
F5_Industrial_Other Industrial_Existing_Space Heating_Natural Gas_Furnace_E4 | F5 | Industrial | Other Industrial | Existing | Space Heating | Natural Gas | Furnace | E4 | RIM BC Ratio | 0 | 0 | 0 | 0 | 0 | 0 | 0 | 0 | 0 | 0 | 0 | 0 | 0 | 0 | 0 | 0 | 0 | 0 | 0 | 0 | 0 | 0 | 0 | 0 | 0 | 0 | 0 | 0 | 0 | 0 | 0 | 0 | 0
F5_Industrial_Other Industrial_Existing_Space Heating_Natural Gas_Furnace_E5 | F5 | Industrial | Other Industrial | Existing | Space Heating | Natural Gas | Furnace | E5 | RIM BC Ratio | 0 | 0 | 0 | 0 | 0 | 0 | 0 | 0 | 0 | 0 | 0 | 0 | 0 | 0 | 0 | 0 | 0 | 0 | 0 | 0 | 0 | 0 | 0 | 0 | 0 | 0 | 0 | 0 | 0 | 0 | 0 | 0 | 0
F5_Industrial_Other Industrial_Existing_Space Heating_Natural Gas_Furnace_E6 | F5 | Industrial | Other Industrial | Existing | Space Heating | Natural Gas | Furnace | E6 | RIM BC Ratio | 0 | 0 | 0 | 0 | 0 | 0 | 0 | 0 | 0 | 0 | 0 | 0 | 0 | 0 | 0 | 0 | 0 | 0 | 0 | 0 | 0 | 0 | 0 | 0 | 0 | 0 | 0 | 0 | 0 | 0 | 0 | 0 | 0
F5_Industrial_Other Industrial_Existing_Space Heating_Natural Gas_Furnace_E7 | F5 | Industrial | Other Industrial | Existing | Space Heating | Natural Gas | Furnace | E7 | RIM BC Ratio | 0 | 0 | 0 | 0 | 0 | 0 | 0 | 0 | 0 | 0 | 0 | 0 | 0 | 0 | 0 | 0 | 0 | 0 | 0 | 0 | 0 | 0 | 0 | 0 | 0 | 0 | 0 | 0 | 0 | 0 | 0 | 0 | 0
F5_Industrial_Other Industrial_Existing_Space Heating_Natural Gas_Furnace_E8 | F5 | Industrial | Other Industrial | Existing | Space Heating | Natural Gas | Furnace | E8 | RIM BC Ratio | 0 | 0 | 0 | 0 | 0 | 0 | 0 | 0 | 0 | 0 | 0 | 0 | 0 | 0 | 0 | 0 | 0 | 0 | 0 | 0 | 0 | 0 | 0 | 0 | 0 | 0 | 0 | 0 | 0 | 0 | 0 | 0 | 0
F5_Industrial_Other Industrial_Existing_Space Heating_Natural Gas_Furnace_E9 | F5 | Industrial | Other Industrial | Existing | Space Heating | Natural Gas | Furnace | E9 | RIM BC Ratio | 0 | 0 | 0 | 0 | 0 | 0 | 0 | 0 | 0 | 0 | 0 | 0 | 0 | 0 | 0 | 0 | 0 | 0 | 0 | 0 | 0 | 0 | 0 | 0 | 0 | 0 | 0 | 0 | 0 | 0 | 0 | 0 | 0
F5_Industrial_Other Industrial_Existing_Space Heating_Natural Gas_Furnace_E10 | F5 | Industrial | Other Industrial | Existing | Space Heating | Natural Gas | Furnace | E10 | RIM BC Ratio | 0 | 0 | 0 | 0 | 0 | 0 | 0 | 0 | 0 | 0 | 0 | 0 | 0 | 0 | 0 | 0 | 0 | 0 | 0 | 0 | 0 | 0 | 0 | 0 | 0 | 0 | 0 | 0 | 0 | 0 | 0 | 0 | 0
F0_Industrial_Other Industrial_Existing_Space Heating_Natural Gas_Boiler_E0 | F0 | Industrial | Other Industrial | Existing | Space Heating | Natural Gas | Boiler | E0 | Economic Unit | 0 | 0 | 0 | 0 | 0 | 0 | 0 | 0 | 0 | 0 | 0 | 0 | 0 | 0 | 0 | 0 | 0 | 0 | 0 | 0 | 0 | 0 | 0 | 0 | 0 | 0 | 0 | 0 | 0 | 0 | 0 | 0 | 0
F1_Industrial_Other Industrial_Existing_Space Heating_Natural Gas_Boiler_E1 | F1 | Industrial | Other Industrial | Existing | Space Heating | Natural Gas | Boiler | E1 | CCE | 0 | 0 | 0 | 0 | 0 | 0 | 0 | 0 | 0 | 0 | 0 | 0 | 0 | 0 | 0 | 0 | 0 | 0 | 0 | 0 | 0 | 0 | 0 | 0 | 0 | 0 | 0 | 0 | 0 | 0 | 0 | 0 | 0
F1_Industrial_Other Industrial_Existing_Space Heating_Natural Gas_Boiler_E2 | F1 | Industrial | Other Industrial | Existing | Space Heating | Natural Gas | Boiler | E2 | CCE | 0 | 0 | 0 | 0 | 0 | 0 | 0 | 0 | 0 | 0 | 0 | 0 | 0 | 0 | 0 | 0 | 0 | 0 | 0 | 0 | 0 | 0 | 0 | 0 | 0 | 0 | 0 | 0 | 0 | 0 | 0 | 0 | 0
F1_Industrial_Other Industrial_Existing_Space Heating_Natural Gas_Boiler_E3 | F1 | Industrial | Other Industrial | Existing | Space Heating | Natural Gas | Boiler | E3 | CCE | 0 | 0 | 0 | 0 | 0 | 0 | 0 | 0 | 0 | 0 | 0 | 0 | 0 | 0 | 0 | 0 | 0 | 0 | 0 | 0 | 0 | 0 | 0 | 0 | 0 | 0 | 0 | 0 | 0 | 0 | 0 | 0 | 0
F1_Industrial_Other Industrial_Existing_Space Heating_Natural Gas_Boiler_E4 | F1 | Industrial | Other Industrial | Existing | Space Heating | Natural Gas | Boiler | E4 | CCE | 0 | 0 | 0 | 0 | 0 | 0 | 0 | 0 | 0 | 0 | 0 | 0 | 0 | 0 | 0 | 0 | 0 | 0 | 0 | 0 | 0 | 0 | 0 | 0 | 0 | 0 | 0 | 0 | 0 | 0 | 0 | 0 | 0
F1_Industrial_Other Industrial_Existing_Space Heating_Natural Gas_Boiler_E5 | F1 | Industrial | Other Industrial | Existing | Space Heating | Natural Gas | Boiler | E5 | CCE | 0 | 0 | 0 | 0 | 0 | 0 | 0 | 0 | 0 | 0 | 0 | 0 | 0 | 0 | 0 | 0 | 0 | 0 | 0 | 0 | 0 | 0 | 0 | 0 | 0 | 0 | 0 | 0 | 0 | 0 | 0 | 0 | 0
F1_Industrial_Other Industrial_Existing_Space Heating_Natural Gas_Boiler_E6 | F1 | Industrial | Other Industrial | Existing | Space Heating | Natural Gas | Boiler | E6 | CCE | 0 | 0 | 0 | 0 | 0 | 0 | 0 | 0 | 0 | 0 | 0 | 0 | 0 | 0 | 0 | 0 | 0 | 0 | 0 | 0 | 0 | 0 | 0 | 0 | 0 | 0 | 0 | 0 | 0 | 0 | 0 | 0 | 0
F1_Industrial_Other Industrial_Existing_Space Heating_Natural Gas_Boiler_E7 | F1 | Industrial | Other Industrial | Existing | Space Heating | Natural Gas | Boiler | E7 | CCE | 0 | 0 | 0 | 0 | 0 | 0 | 0 | 0 | 0 | 0 | 0 | 0 | 0 | 0 | 0 | 0 | 0 | 0 | 0 | 0 | 0 | 0 | 0 | 0 | 0 | 0 | 0 | 0 | 0 | 0 | 0 | 0 | 0
F1_Industrial_Other Industrial_Existing_Space Heating_Natural Gas_Boiler_E8 | F1 | Industrial | Other Industrial | Existing | Space Heating | Natural Gas | Boiler | E8 | CCE | 0 | 0 | 0 | 0 | 0 | 0 | 0 | 0 | 0 | 0 | 0 | 0 | 0 | 0 | 0 | 0 | 0 | 0 | 0 | 0 | 0 | 0 | 0 | 0 | 0 | 0 | 0 | 0 | 0 | 0 | 0 | 0 | 0
F1_Industrial_Other Industrial_Existing_Space Heating_Natural Gas_Boiler_E9 | F1 | Industrial | Other Industrial | Existing | Space Heating | Natural Gas | Boiler | E9 | CCE | 0 | 0 | 0 | 0 | 0 | 0 | 0 | 0 | 0 | 0 | 0 | 0 | 0 | 0 | 0 | 0 | 0 | 0 | 0 | 0 | 0 | 0 | 0 | 0 | 0 | 0 | 0 | 0 | 0 | 0 | 0 | 0 | 0
F1_Industrial_Other Industrial_Existing_Space Heating_Natural Gas_Boiler_E10 | F1 | Industrial | Other Industrial | Existing | Space Heating | Natural Gas | Boiler | E10 | CCE | 0 | 0 | 0 | 0 | 0 | 0 | 0 | 0 | 0 | 0 | 0 | 0 | 0 | 0 | 0 | 0 | 0 | 0 | 0 | 0 | 0 | 0 | 0 | 0 | 0 | 0 | 0 | 0 | 0 | 0 | 0 | 0 | 0
F2_Industrial_Other Industrial_Existing_Space Heating_Natural Gas_Boiler_E1 | F2 | Industrial | Other Industrial | Existing | Space Heating | Natural Gas | Boiler | E1 | TRC BC Ratio | 0 | 0 | 0 | 0 | 0 | 0 | 0 | 0 | 0 | 0 | 0 | 0 | 0 | 0 | 0 | 0 | 0 | 0 | 0 | 0 | 0 | 0 | 0 | 0 | 0 | 0 | 0 | 0 | 0 | 0 | 0 | 0 | 0
F2_Industrial_Other Industrial_Existing_Space Heating_Natural Gas_Boiler_E2 | F2 | Industrial | Other Industrial | Existing | Space Heating | Natural Gas | Boiler | E2 | TRC BC Ratio | 0 | 0 | 0 | 0 | 0 | 0 | 0 | 0 | 0 | 0 | 0 | 0 | 0 | 0 | 0 | 0 | 0 | 0 | 0 | 0 | 0 | 0 | 0 | 0 | 0 | 0 | 0 | 0 | 0 | 0 | 0 | 0 | 0
F2_Industrial_Other Industrial_Existing_Space Heating_Natural Gas_Boiler_E3 | F2 | Industrial | Other Industrial | Existing | Space Heating | Natural Gas | Boiler | E3 | TRC BC Ratio | 0 | 0 | 0 | 0 | 0 | 0 | 0 | 0 | 0 | 0 | 0 | 0 | 0 | 0 | 0 | 0 | 0 | 0 | 0 | 0 | 0 | 0 | 0 | 0 | 0 | 0 | 0 | 0 | 0 | 0 | 0 | 0 | 0
F2_Industrial_Other Industrial_Existing_Space Heating_Natural Gas_Boiler_E4 | F2 | Industrial | Other Industrial | Existing | Space Heating | Natural Gas | Boiler | E4 | TRC BC Ratio | 0 | 0 | 0 | 0 | 0 | 0 | 0 | 0 | 0 | 0 | 0 | 0 | 0 | 0 | 0 | 0 | 0 | 0 | 0 | 0 | 0 | 0 | 0 | 0 | 0 | 0 | 0 | 0 | 0 | 0 | 0 | 0 | 0
F2_Industrial_Other Industrial_Existing_Space Heating_Natural Gas_Boiler_E5 | F2 | Industrial | Other Industrial | Existing | Space Heating | Natural Gas | Boiler | E5 | TRC BC Ratio | 0 | 0 | 0 | 0 | 0 | 0 | 0 | 0 | 0 | 0 | 0 | 0 | 0 | 0 | 0 | 0 | 0 | 0 | 0 | 0 | 0 | 0 | 0 | 0 | 0 | 0 | 0 | 0 | 0 | 0 | 0 | 0 | 0
F2_Industrial_Other Industrial_Existing_Space Heating_Natural Gas_Boiler_E6 | F2 | Industrial | Other Industrial | Existing | Space Heating | Natural Gas | Boiler | E6 | TRC BC Ratio | 0 | 0 | 0 | 0 | 0 | 0 | 0 | 0 | 0 | 0 | 0 | 0 | 0 | 0 | 0 | 0 | 0 | 0 | 0 | 0 | 0 | 0 | 0 | 0 | 0 | 0 | 0 | 0 | 0 | 0 | 0 | 0 | 0
F2_Industrial_Other Industrial_Existing_Space Heating_Natural Gas_Boiler_E7 | F2 | Industrial | Other Industrial | Existing | Space Heating | Natural Gas | Boiler | E7 | TRC BC Ratio | 0 | 0 | 0 | 0 | 0 | 0 | 0 | 0 | 0 | 0 | 0 | 0 | 0 | 0 | 0 | 0 | 0 | 0 | 0 | 0 | 0 | 0 | 0 | 0 | 0 | 0 | 0 | 0 | 0 | 0 | 0 | 0 | 0
F2_Industrial_Other Industrial_Existing_Space Heating_Natural Gas_Boiler_E8 | F2 | Industrial | Other Industrial | Existing | Space Heating | Natural Gas | Boiler | E8 | TRC BC Ratio | 0 | 0 | 0 | 0 | 0 | 0 | 0 | 0 | 0 | 0 | 0 | 0 | 0 | 0 | 0 | 0 | 0 | 0 | 0 | 0 | 0 | 0 | 0 | 0 | 0 | 0 | 0 | 0 | 0 | 0 | 0 | 0 | 0
F2_Industrial_Other Industrial_Existing_Space Heating_Natural Gas_Boiler_E9 | F2 | Industrial | Other Industrial | Existing | Space Heating | Natural Gas | Boiler | E9 | TRC BC Ratio | 0 | 0 | 0 | 0 | 0 | 0 | 0 | 0 | 0 | 0 | 0 | 0 | 0 | 0 | 0 | 0 | 0 | 0 | 0 | 0 | 0 | 0 | 0 | 0 | 0 | 0 | 0 | 0 | 0 | 0 | 0 | 0 | 0
F2_Industrial_Other Industrial_Existing_Space Heating_Natural Gas_Boiler_E10 | F2 | Industrial | Other Industrial | Existing | Space Heating | Natural Gas | Boiler | E10 | TRC BC Ratio | 0 | 0 | 0 | 0 | 0 | 0 | 0 | 0 | 0 | 0 | 0 | 0 | 0 | 0 | 0 | 0 | 0 | 0 | 0 | 0 | 0 | 0 | 0 | 0 | 0 | 0 | 0 | 0 | 0 | 0 | 0 | 0 | 0
F3_Industrial_Other Industrial_Existing_Space Heating_Natural Gas_Boiler_E1 | F3 | Industrial | Other Industrial | Existing | Space Heating | Natural Gas | Boiler | E1 | PACT BC Ratio | 0 | 0 | 0 | 0 | 0 | 0 | 0 | 0 | 0 | 0 | 0 | 0 | 0 | 0 | 0 | 0 | 0 | 0 | 0 | 0 | 0 | 0 | 0 | 0 | 0 | 0 | 0 | 0 | 0 | 0 | 0 | 0 | 0
F3_Industrial_Other Industrial_Existing_Space Heating_Natural Gas_Boiler_E2 | F3 | Industrial | Other Industrial | Existing | Space Heating | Natural Gas | Boiler | E2 | PACT BC Ratio | 0 | 0 | 0 | 0 | 0 | 0 | 0 | 0 | 0 | 0 | 0 | 0 | 0 | 0 | 0 | 0 | 0 | 0 | 0 | 0 | 0 | 0 | 0 | 0 | 0 | 0 | 0 | 0 | 0 | 0 | 0 | 0 | 0
F3_Industrial_Other Industrial_Existing_Space Heating_Natural Gas_Boiler_E3 | F3 | Industrial | Other Industrial | Existing | Space Heating | Natural Gas | Boiler | E3 | PACT BC Ratio | 0 | 0 | 0 | 0 | 0 | 0 | 0 | 0 | 0 | 0 | 0 | 0 | 0 | 0 | 0 | 0 | 0 | 0 | 0 | 0 | 0 | 0 | 0 | 0 | 0 | 0 | 0 | 0 | 0 | 0 | 0 | 0 | 0
F3_Industrial_Other Industrial_Existing_Space Heating_Natural Gas_Boiler_E4 | F3 | Industrial | Other Industrial | Existing | Space Heating | Natural Gas | Boiler | E4 | PACT BC Ratio | 0 | 0 | 0 | 0 | 0 | 0 | 0 | 0 | 0 | 0 | 0 | 0 | 0 | 0 | 0 | 0 | 0 | 0 | 0 | 0 | 0 | 0 | 0 | 0 | 0 | 0 | 0 | 0 | 0 | 0 | 0 | 0 | 0
F3_Industrial_Other Industrial_Existing_Space Heating_Natural Gas_Boiler_E5 | F3 | Industrial | Other Industrial | Existing | Space Heating | Natural Gas | Boiler | E5 | PACT BC Ratio | 0 | 0 | 0 | 0 | 0 | 0 | 0 | 0 | 0 | 0 | 0 | 0 | 0 | 0 | 0 | 0 | 0 | 0 | 0 | 0 | 0 | 0 | 0 | 0 | 0 | 0 | 0 | 0 | 0 | 0 | 0 | 0 | 0
F3_Industrial_Other Industrial_Existing_Space Heating_Natural Gas_Boiler_E6 | F3 | Industrial | Other Industrial | Existing | Space Heating | Natural Gas | Boiler | E6 | PACT BC Ratio | 0 | 0 | 0 | 0 | 0 | 0 | 0 | 0 | 0 | 0 | 0 | 0 | 0 | 0 | 0 | 0 | 0 | 0 | 0 | 0 | 0 | 0 | 0 | 0 | 0 | 0 | 0 | 0 | 0 | 0 | 0 | 0 | 0
F3_Industrial_Other Industrial_Existing_Space Heating_Natural Gas_Boiler_E7 | F3 | Industrial | Other Industrial | Existing | Space Heating | Natural Gas | Boiler | E7 | PACT BC Ratio | 0 | 0 | 0 | 0 | 0 | 0 | 0 | 0 | 0 | 0 | 0 | 0 | 0 | 0 | 0 | 0 | 0 | 0 | 0 | 0 | 0 | 0 | 0 | 0 | 0 | 0 | 0 | 0 | 0 | 0 | 0 | 0 | 0
F3_Industrial_Other Industrial_Existing_Space Heating_Natural Gas_Boiler_E8 | F3 | Industrial | Other Industrial | Existing | Space Heating | Natural Gas | Boiler | E8 | PACT BC Ratio | 0 | 0 | 0 | 0 | 0 | 0 | 0 | 0 | 0 | 0 | 0 | 0 | 0 | 0 | 0 | 0 | 0 | 0 | 0 | 0 | 0 | 0 | 0 | 0 | 0 | 0 | 0 | 0 | 0 | 0 | 0 | 0 | 0
F3_Industrial_Other Industrial_Existing_Space Heating_Natural Gas_Boiler_E9 | F3 | Industrial | Other Industrial | Existing | Space Heating | Natural Gas | Boiler | E9 | PACT BC Ratio | 0 | 0 | 0 | 0 | 0 | 0 | 0 | 0 | 0 | 0 | 0 | 0 | 0 | 0 | 0 | 0 | 0 | 0 | 0 | 0 | 0 | 0 | 0 | 0 | 0 | 0 | 0 | 0 | 0 | 0 | 0 | 0 | 0
F3_Industrial_Other Industrial_Existing_Space Heating_Natural Gas_Boiler_E10 | F3 | Industrial | Other Industrial | Existing | Space Heating | Natural Gas | Boiler | E10 | PACT BC Ratio | 0 | 0 | 0 | 0 | 0 | 0 | 0 | 0 | 0 | 0 | 0 | 0 | 0 | 0 | 0 | 0 | 0 | 0 | 0 | 0 | 0 | 0 | 0 | 0 | 0 | 0 | 0 | 0 | 0 | 0 | 0 | 0 | 0
F4_Industrial_Other Industrial_Existing_Space Heating_Natural Gas_Boiler_E1 | F4 | Industrial | Other Industrial | Existing | Space Heating | Natural Gas | Boiler | E1 | RVT BC Ratio | 0 | 0 | 0 | 0 | 0 | 0 | 0 | 0 | 0 | 0 | 0 | 0 | 0 | 0 | 0 | 0 | 0 | 0 | 0 | 0 | 0 | 0 | 0 | 0 | 0 | 0 | 0 | 0 | 0 | 0 | 0 | 0 | 0
F4_Industrial_Other Industrial_Existing_Space Heating_Natural Gas_Boiler_E2 | F4 | Industrial | Other Industrial | Existing | Space Heating | Natural Gas | Boiler | E2 | RVT BC Ratio | 0 | 0 | 0 | 0 | 0 | 0 | 0 | 0 | 0 | 0 | 0 | 0 | 0 | 0 | 0 | 0 | 0 | 0 | 0 | 0 | 0 | 0 | 0 | 0 | 0 | 0 | 0 | 0 | 0 | 0 | 0 | 0 | 0
F4_Industrial_Other Industrial_Existing_Space Heating_Natural Gas_Boiler_E3 | F4 | Industrial | Other Industrial | Existing | Space Heating | Natural Gas | Boiler | E3 | RVT BC Ratio | 0 | 0 | 0 | 0 | 0 | 0 | 0 | 0 | 0 | 0 | 0 | 0 | 0 | 0 | 0 | 0 | 0 | 0 | 0 | 0 | 0 | 0 | 0 | 0 | 0 | 0 | 0 | 0 | 0 | 0 | 0 | 0 | 0
F4_Industrial_Other Industrial_Existing_Space Heating_Natural Gas_Boiler_E4 | F4 | Industrial | Other Industrial | Existing | Space Heating | Natural Gas | Boiler | E4 | RVT BC Ratio | 0 | 0 | 0 | 0 | 0 | 0 | 0 | 0 | 0 | 0 | 0 | 0 | 0 | 0 | 0 | 0 | 0 | 0 | 0 | 0 | 0 | 0 | 0 | 0 | 0 | 0 | 0 | 0 | 0 | 0 | 0 | 0 | 0
F4_Industrial_Other Industrial_Existing_Space Heating_Natural Gas_Boiler_E5 | F4 | Industrial | Other Industrial | Existing | Space Heating | Natural Gas | Boiler | E5 | RVT BC Ratio | 0 | 0 | 0 | 0 | 0 | 0 | 0 | 0 | 0 | 0 | 0 | 0 | 0 | 0 | 0 | 0 | 0 | 0 | 0 | 0 | 0 | 0 | 0 | 0 | 0 | 0 | 0 | 0 | 0 | 0 | 0 | 0 | 0
F4_Industrial_Other Industrial_Existing_Space Heating_Natural Gas_Boiler_E6 | F4 | Industrial | Other Industrial | Existing | Space Heating | Natural Gas | Boiler | E6 | RVT BC Ratio | 0 | 0 | 0 | 0 | 0 | 0 | 0 | 0 | 0 | 0 | 0 | 0 | 0 | 0 | 0 | 0 | 0 | 0 | 0 | 0 | 0 | 0 | 0 | 0 | 0 | 0 | 0 | 0 | 0 | 0 | 0 | 0 | 0
F4_Industrial_Other Industrial_Existing_Space Heating_Natural Gas_Boiler_E7 | F4 | Industrial | Other Industrial | Existing | Space Heating | Natural Gas | Boiler | E7 | RVT BC Ratio | 0 | 0 | 0 | 0 | 0 | 0 | 0 | 0 | 0 | 0 | 0 | 0 | 0 | 0 | 0 | 0 | 0 | 0 | 0 | 0 | 0 | 0 | 0 | 0 | 0 | 0 | 0 | 0 | 0 | 0 | 0 | 0 | 0
F4_Industrial_Other Industrial_Existing_Space Heating_Natural Gas_Boiler_E8 | F4 | Industrial | Other Industrial | Existing | Space Heating | Natural Gas | Boiler | E8 | RVT BC Ratio | 0 | 0 | 0 | 0 | 0 | 0 | 0 | 0 | 0 | 0 | 0 | 0 | 0 | 0 | 0 | 0 | 0 | 0 | 0 | 0 | 0 | 0 | 0 | 0 | 0 | 0 | 0 | 0 | 0 | 0 | 0 | 0 | 0
F4_Industrial_Other Industrial_Existing_Space Heating_Natural Gas_Boiler_E9 | F4 | Industrial | Other Industrial | Existing | Space Heating | Natural Gas | Boiler | E9 | RVT BC Ratio | 0 | 0 | 0 | 0 | 0 | 0 | 0 | 0 | 0 | 0 | 0 | 0 | 0 | 0 | 0 | 0 | 0 | 0 | 0 | 0 | 0 | 0 | 0 | 0 | 0 | 0 | 0 | 0 | 0 | 0 | 0 | 0 | 0
F4_Industrial_Other Industrial_Existing_Space Heating_Natural Gas_Boiler_E10 | F4 | Industrial | Other Industrial | Existing | Space Heating | Natural Gas | Boiler | E10 | RVT BC Ratio | 0 | 0 | 0 | 0 | 0 | 0 | 0 | 0 | 0 | 0 | 0 | 0 | 0 | 0 | 0 | 0 | 0 | 0 | 0 | 0 | 0 | 0 | 0 | 0 | 0 | 0 | 0 | 0 | 0 | 0 | 0 | 0 | 0
F5_Industrial_Other Industrial_Existing_Space Heating_Natural Gas_Boiler_E1 | F5 | Industrial | Other Industrial | Existing | Space Heating | Natural Gas | Boiler | E1 | RIM BC Ratio | 0 | 0 | 0 | 0 | 0 | 0 | 0 | 0 | 0 | 0 | 0 | 0 | 0 | 0 | 0 | 0 | 0 | 0 | 0 | 0 | 0 | 0 | 0 | 0 | 0 | 0 | 0 | 0 | 0 | 0 | 0 | 0 | 0
F5_Industrial_Other Industrial_Existing_Space Heating_Natural Gas_Boiler_E2 | F5 | Industrial | Other Industrial | Existing | Space Heating | Natural Gas | Boiler | E2 | RIM BC Ratio | 0 | 0 | 0 | 0 | 0 | 0 | 0 | 0 | 0 | 0 | 0 | 0 | 0 | 0 | 0 | 0 | 0 | 0 | 0 | 0 | 0 | 0 | 0 | 0 | 0 | 0 | 0 | 0 | 0 | 0 | 0 | 0 | 0
F5_Industrial_Other Industrial_Existing_Space Heating_Natural Gas_Boiler_E3 | F5 | Industrial | Other Industrial | Existing | Space Heating | Natural Gas | Boiler | E3 | RIM BC Ratio | 0 | 0 | 0 | 0 | 0 | 0 | 0 | 0 | 0 | 0 | 0 | 0 | 0 | 0 | 0 | 0 | 0 | 0 | 0 | 0 | 0 | 0 | 0 | 0 | 0 | 0 | 0 | 0 | 0 | 0 | 0 | 0 | 0
F5_Industrial_Other Industrial_Existing_Space Heating_Natural Gas_Boiler_E4 | F5 | Industrial | Other Industrial | Existing | Space Heating | Natural Gas | Boiler | E4 | RIM BC Ratio | 0 | 0 | 0 | 0 | 0 | 0 | 0 | 0 | 0 | 0 | 0 | 0 | 0 | 0 | 0 | 0 | 0 | 0 | 0 | 0 | 0 | 0 | 0 | 0 | 0 | 0 | 0 | 0 | 0 | 0 | 0 | 0 | 0
F5_Industrial_Other Industrial_Existing_Space Heating_Natural Gas_Boiler_E5 | F5 | Industrial | Other Industrial | Existing | Space Heating | Natural Gas | Boiler | E5 | RIM BC Ratio | 0 | 0 | 0 | 0 | 0 | 0 | 0 | 0 | 0 | 0 | 0 | 0 | 0 | 0 | 0 | 0 | 0 | 0 | 0 | 0 | 0 | 0 | 0 | 0 | 0 | 0 | 0 | 0 | 0 | 0 | 0 | 0 | 0
F5_Industrial_Other Industrial_Existing_Space Heating_Natural Gas_Boiler_E6 | F5 | Industrial | Other Industrial | Existing | Space Heating | Natural Gas | Boiler | E6 | RIM BC Ratio | 0 | 0 | 0 | 0 | 0 | 0 | 0 | 0 | 0 | 0 | 0 | 0 | 0 | 0 | 0 | 0 | 0 | 0 | 0 | 0 | 0 | 0 | 0 | 0 | 0 | 0 | 0 | 0 | 0 | 0 | 0 | 0 | 0
F5_Industrial_Other Industrial_Existing_Space Heating_Natural Gas_Boiler_E7 | F5 | Industrial | Other Industrial | Existing | Space Heating | Natural Gas | Boiler | E7 | RIM BC Ratio | 0 | 0 | 0 | 0 | 0 | 0 | 0 | 0 | 0 | 0 | 0 | 0 | 0 | 0 | 0 | 0 | 0 | 0 | 0 | 0 | 0 | 0 | 0 | 0 | 0 | 0 | 0 | 0 | 0 | 0 | 0 | 0 | 0
F5_Industrial_Other Industrial_Existing_Space Heating_Natural Gas_Boiler_E8 | F5 | Industrial | Other Industrial | Existing | Space Heating | Natural Gas | Boiler | E8 | RIM BC Ratio | 0 | 0 | 0 | 0 | 0 | 0 | 0 | 0 | 0 | 0 | 0 | 0 | 0 | 0 | 0 | 0 | 0 | 0 | 0 | 0 | 0 | 0 | 0 | 0 | 0 | 0 | 0 | 0 | 0 | 0 | 0 | 0 | 0
F5_Industrial_Other Industrial_Existing_Space Heating_Natural Gas_Boiler_E9 | F5 | Industrial | Other Industrial | Existing | Space Heating | Natural Gas | Boiler | E9 | RIM BC Ratio | 0 | 0 | 0 | 0 | 0 | 0 | 0 | 0 | 0 | 0 | 0 | 0 | 0 | 0 | 0 | 0 | 0 | 0 | 0 | 0 | 0 | 0 | 0 | 0 | 0 | 0 | 0 | 0 | 0 | 0 | 0 | 0 | 0
F5_Industrial_Other Industrial_Existing_Space Heating_Natural Gas_Boiler_E10 | F5 | Industrial | Other Industrial | Existing | Space Heating | Natural Gas | Boiler | E10 | RIM BC Ratio | 0 | 0 | 0 | 0 | 0 | 0 | 0 | 0 | 0 | 0 | 0 | 0 | 0 | 0 | 0 | 0 | 0 | 0 | 0 | 0 | 0 | 0 | 0 | 0 | 0 | 0 | 0 | 0 | 0 | 0 | 0 | 0 | 0
F0_Industrial_Other Industrial_Existing_Space Heating_Natural Gas_Unit Heater_E0 | F0 | Industrial | Other Industrial | Existing | Space Heating | Natural Gas | Unit Heater | E0 | Economic Unit | 0 | 0 | 0 | 0 | 0 | 0 | 0 | 0 | 0 | 0 | 0 | 0 | 0 | 0 | 0 | 0 | 0 | 0 | 0 | 0 | 0 | 0 | 0 | 0 | 0 | 0 | 0 | 0 | 0 | 0 | 0 | 0 | 0
F1_Industrial_Other Industrial_Existing_Space Heating_Natural Gas_Unit Heater_E1 | F1 | Industrial | Other Industrial | Existing | Space Heating | Natural Gas | Unit Heater | E1 | CCE | 0 | 0 | 0 | 0 | 0 | 0 | 0 | 0 | 0 | 0 | 0 | 0 | 0 | 0 | 0 | 0 | 0 | 0 | 0 | 0 | 0 | 0 | 0 | 0 | 0 | 0 | 0 | 0 | 0 | 0 | 0 | 0 | 0
F1_Industrial_Other Industrial_Existing_Space Heating_Natural Gas_Unit Heater_E2 | F1 | Industrial | Other Industrial | Existing | Space Heating | Natural Gas | Unit Heater | E2 | CCE | 0 | 0 | 0 | 0 | 0 | 0 | 0 | 0 | 0 | 0 | 0 | 0 | 0 | 0 | 0 | 0 | 0 | 0 | 0 | 0 | 0 | 0 | 0 | 0 | 0 | 0 | 0 | 0 | 0 | 0 | 0 | 0 | 0
F1_Industrial_Other Industrial_Existing_Space Heating_Natural Gas_Unit Heater_E3 | F1 | Industrial | Other Industrial | Existing | Space Heating | Natural Gas | Unit Heater | E3 | CCE | 0 | 0 | 0 | 0 | 0 | 0 | 0 | 0 | 0 | 0 | 0 | 0 | 0 | 0 | 0 | 0 | 0 | 0 | 0 | 0 | 0 | 0 | 0 | 0 | 0 | 0 | 0 | 0 | 0 | 0 | 0 | 0 | 0
F1_Industrial_Other Industrial_Existing_Space Heating_Natural Gas_Unit Heater_E4 | F1 | Industrial | Other Industrial | Existing | Space Heating | Natural Gas | Unit Heater | E4 | CCE | 0 | 0 | 0 | 0 | 0 | 0 | 0 | 0 | 0 | 0 | 0 | 0 | 0 | 0 | 0 | 0 | 0 | 0 | 0 | 0 | 0 | 0 | 0 | 0 | 0 | 0 | 0 | 0 | 0 | 0 | 0 | 0 | 0
F1_Industrial_Other Industrial_Existing_Space Heating_Natural Gas_Unit Heater_E5 | F1 | Industrial | Other Industrial | Existing | Space Heating | Natural Gas | Unit Heater | E5 | CCE | 0 | 0 | 0 | 0 | 0 | 0 | 0 | 0 | 0 | 0 | 0 | 0 | 0 | 0 | 0 | 0 | 0 | 0 | 0 | 0 | 0 | 0 | 0 | 0 | 0 | 0 | 0 | 0 | 0 | 0 | 0 | 0 | 0
F1_Industrial_Other Industrial_Existing_Space Heating_Natural Gas_Unit Heater_E6 | F1 | Industrial | Other Industrial | Existing | Space Heating | Natural Gas | Unit Heater | E6 | CCE | 0 | 0 | 0 | 0 | 0 | 0 | 0 | 0 | 0 | 0 | 0 | 0 | 0 | 0 | 0 | 0 | 0 | 0 | 0 | 0 | 0 | 0 | 0 | 0 | 0 | 0 | 0 | 0 | 0 | 0 | 0 | 0 | 0
F1_Industrial_Other Industrial_Existing_Space Heating_Natural Gas_Unit Heater_E7 | F1 | Industrial | Other Industrial | Existing | Space Heating | Natural Gas | Unit Heater | E7 | CCE | 0 | 0 | 0 | 0 | 0 | 0 | 0 | 0 | 0 | 0 | 0 | 0 | 0 | 0 | 0 | 0 | 0 | 0 | 0 | 0 | 0 | 0 | 0 | 0 | 0 | 0 | 0 | 0 | 0 | 0 | 0 | 0 | 0
F1_Industrial_Other Industrial_Existing_Space Heating_Natural Gas_Unit Heater_E8 | F1 | Industrial | Other Industrial | Existing | Space Heating | Natural Gas | Unit Heater | E8 | CCE | 0 | 0 | 0 | 0 | 0 | 0 | 0 | 0 | 0 | 0 | 0 | 0 | 0 | 0 | 0 | 0 | 0 | 0 | 0 | 0 | 0 | 0 | 0 | 0 | 0 | 0 | 0 | 0 | 0 | 0 | 0 | 0 | 0
F1_Industrial_Other Industrial_Existing_Space Heating_Natural Gas_Unit Heater_E9 | F1 | Industrial | Other Industrial | Existing | Space Heating | Natural Gas | Unit Heater | E9 | CCE | 0 | 0 | 0 | 0 | 0 | 0 | 0 | 0 | 0 | 0 | 0 | 0 | 0 | 0 | 0 | 0 | 0 | 0 | 0 | 0 | 0 | 0 | 0 | 0 | 0 | 0 | 0 | 0 | 0 | 0 | 0 | 0 | 0
F1_Industrial_Other Industrial_Existing_Space Heating_Natural Gas_Unit Heater_E10 | F1 | Industrial | Other Industrial | Existing | Space Heating | Natural Gas | Unit Heater | E10 | CCE | 0 | 0 | 0 | 0 | 0 | 0 | 0 | 0 | 0 | 0 | 0 | 0 | 0 | 0 | 0 | 0 | 0 | 0 | 0 | 0 | 0 | 0 | 0 | 0 | 0 | 0 | 0 | 0 | 0 | 0 | 0 | 0 | 0
F2_Industrial_Other Industrial_Existing_Space Heating_Natural Gas_Unit Heater_E1 | F2 | Industrial | Other Industrial | Existing | Space Heating | Natural Gas | Unit Heater | E1 | TRC BC Ratio | 0 | 0 | 0 | 0 | 0 | 0 | 0 | 0 | 0 | 0 | 0 | 0 | 0 | 0 | 0 | 0 | 0 | 0 | 0 | 0 | 0 | 0 | 0 | 0 | 0 | 0 | 0 | 0 | 0 | 0 | 0 | 0 | 0
F2_Industrial_Other Industrial_Existing_Space Heating_Natural Gas_Unit Heater_E2 | F2 | Industrial | Other Industrial | Existing | Space Heating | Natural Gas | Unit Heater | E2 | TRC BC Ratio | 0 | 0 | 0 | 0 | 0 | 0 | 0 | 0 | 0 | 0 | 0 | 0 | 0 | 0 | 0 | 0 | 0 | 0 | 0 | 0 | 0 | 0 | 0 | 0 | 0 | 0 | 0 | 0 | 0 | 0 | 0 | 0 | 0
F2_Industrial_Other Industrial_Existing_Space Heating_Natural Gas_Unit Heater_E3 | F2 | Industrial | Other Industrial | Existing | Space Heating | Natural Gas | Unit Heater | E3 | TRC BC Ratio | 0 | 0 | 0 | 0 | 0 | 0 | 0 | 0 | 0 | 0 | 0 | 0 | 0 | 0 | 0 | 0 | 0 | 0 | 0 | 0 | 0 | 0 | 0 | 0 | 0 | 0 | 0 | 0 | 0 | 0 | 0 | 0 | 0
F2_Industrial_Other Industrial_Existing_Space Heating_Natural Gas_Unit Heater_E4 | F2 | Industrial | Other Industrial | Existing | Space Heating | Natural Gas | Unit Heater | E4 | TRC BC Ratio | 0 | 0 | 0 | 0 | 0 | 0 | 0 | 0 | 0 | 0 | 0 | 0 | 0 | 0 | 0 | 0 | 0 | 0 | 0 | 0 | 0 | 0 | 0 | 0 | 0 | 0 | 0 | 0 | 0 | 0 | 0 | 0 | 0
F2_Industrial_Other Industrial_Existing_Space Heating_Natural Gas_Unit Heater_E5 | F2 | Industrial | Other Industrial | Existing | Space Heating | Natural Gas | Unit Heater | E5 | TRC BC Ratio | 0 | 0 | 0 | 0 | 0 | 0 | 0 | 0 | 0 | 0 | 0 | 0 | 0 | 0 | 0 | 0 | 0 | 0 | 0 | 0 | 0 | 0 | 0 | 0 | 0 | 0 | 0 | 0 | 0 | 0 | 0 | 0 | 0
F2_Industrial_Other Industrial_Existing_Space Heating_Natural Gas_Unit Heater_E6 | F2 | Industrial | Other Industrial | Existing | Space Heating | Natural Gas | Unit Heater | E6 | TRC BC Ratio | 0 | 0 | 0 | 0 | 0 | 0 | 0 | 0 | 0 | 0 | 0 | 0 | 0 | 0 | 0 | 0 | 0 | 0 | 0 | 0 | 0 | 0 | 0 | 0 | 0 | 0 | 0 | 0 | 0 | 0 | 0 | 0 | 0
F2_Industrial_Other Industrial_Existing_Space Heating_Natural Gas_Unit Heater_E7 | F2 | Industrial | Other Industrial | Existing | Space Heating | Natural Gas | Unit Heater | E7 | TRC BC Ratio | 0 | 0 | 0 | 0 | 0 | 0 | 0 | 0 | 0 | 0 | 0 | 0 | 0 | 0 | 0 | 0 | 0 | 0 | 0 | 0 | 0 | 0 | 0 | 0 | 0 | 0 | 0 | 0 | 0 | 0 | 0 | 0 | 0
F2_Industrial_Other Industrial_Existing_Space Heating_Natural Gas_Unit Heater_E8 | F2 | Industrial | Other Industrial | Existing | Space Heating | Natural Gas | Unit Heater | E8 | TRC BC Ratio | 0 | 0 | 0 | 0 | 0 | 0 | 0 | 0 | 0 | 0 | 0 | 0 | 0 | 0 | 0 | 0 | 0 | 0 | 0 | 0 | 0 | 0 | 0 | 0 | 0 | 0 | 0 | 0 | 0 | 0 | 0 | 0 | 0
F2_Industrial_Other Industrial_Existing_Space Heating_Natural Gas_Unit Heater_E9 | F2 | Industrial | Other Industrial | Existing | Space Heating | Natural Gas | Unit Heater | E9 | TRC BC Ratio | 0 | 0 | 0 | 0 | 0 | 0 | 0 | 0 | 0 | 0 | 0 | 0 | 0 | 0 | 0 | 0 | 0 | 0 | 0 | 0 | 0 | 0 | 0 | 0 | 0 | 0 | 0 | 0 | 0 | 0 | 0 | 0 | 0
F2_Industrial_Other Industrial_Existing_Space Heating_Natural Gas_Unit Heater_E10 | F2 | Industrial | Other Industrial | Existing | Space Heating | Natural Gas | Unit Heater | E10 | TRC BC Ratio | 0 | 0 | 0 | 0 | 0 | 0 | 0 | 0 | 0 | 0 | 0 | 0 | 0 | 0 | 0 | 0 | 0 | 0 | 0 | 0 | 0 | 0 | 0 | 0 | 0 | 0 | 0 | 0 | 0 | 0 | 0 | 0 | 0
F3_Industrial_Other Industrial_Existing_Space Heating_Natural Gas_Unit Heater_E1 | F3 | Industrial | Other Industrial | Existing | Space Heating | Natural Gas | Unit Heater | E1 | PACT BC Ratio | 0 | 0 | 0 | 0 | 0 | 0 | 0 | 0 | 0 | 0 | 0 | 0 | 0 | 0 | 0 | 0 | 0 | 0 | 0 | 0 | 0 | 0 | 0 | 0 | 0 | 0 | 0 | 0 | 0 | 0 | 0 | 0 | 0
F3_Industrial_Other Industrial_Existing_Space Heating_Natural Gas_Unit Heater_E2 | F3 | Industrial | Other Industrial | Existing | Space Heating | Natural Gas | Unit Heater | E2 | PACT BC Ratio | 0 | 0 | 0 | 0 | 0 | 0 | 0 | 0 | 0 | 0 | 0 | 0 | 0 | 0 | 0 | 0 | 0 | 0 | 0 | 0 | 0 | 0 | 0 | 0 | 0 | 0 | 0 | 0 | 0 | 0 | 0 | 0 | 0
F3_Industrial_Other Industrial_Existing_Space Heating_Natural Gas_Unit Heater_E3 | F3 | Industrial | Other Industrial | Existing | Space Heating | Natural Gas | Unit Heater | E3 | PACT BC Ratio | 0 | 0 | 0 | 0 | 0 | 0 | 0 | 0 | 0 | 0 | 0 | 0 | 0 | 0 | 0 | 0 | 0 | 0 | 0 | 0 | 0 | 0 | 0 | 0 | 0 | 0 | 0 | 0 | 0 | 0 | 0 | 0 | 0
F3_Industrial_Other Industrial_Existing_Space Heating_Natural Gas_Unit Heater_E4 | F3 | Industrial | Other Industrial | Existing | Space Heating | Natural Gas | Unit Heater | E4 | PACT BC Ratio | 0 | 0 | 0 | 0 | 0 | 0 | 0 | 0 | 0 | 0 | 0 | 0 | 0 | 0 | 0 | 0 | 0 | 0 | 0 | 0 | 0 | 0 | 0 | 0 | 0 | 0 | 0 | 0 | 0 | 0 | 0 | 0 | 0
F3_Industrial_Other Industrial_Existing_Space Heating_Natural Gas_Unit Heater_E5 | F3 | Industrial | Other Industrial | Existing | Space Heating | Natural Gas | Unit Heater | E5 | PACT BC Ratio | 0 | 0 | 0 | 0 | 0 | 0 | 0 | 0 | 0 | 0 | 0 | 0 | 0 | 0 | 0 | 0 | 0 | 0 | 0 | 0 | 0 | 0 | 0 | 0 | 0 | 0 | 0 | 0 | 0 | 0 | 0 | 0 | 0
F3_Industrial_Other Industrial_Existing_Space Heating_Natural Gas_Unit Heater_E6 | F3 | Industrial | Other Industrial | Existing | Space Heating | Natural Gas | Unit Heater | E6 | PACT BC Ratio | 0 | 0 | 0 | 0 | 0 | 0 | 0 | 0 | 0 | 0 | 0 | 0 | 0 | 0 | 0 | 0 | 0 | 0 | 0 | 0 | 0 | 0 | 0 | 0 | 0 | 0 | 0 | 0 | 0 | 0 | 0 | 0 | 0
F3_Industrial_Other Industrial_Existing_Space Heating_Natural Gas_Unit Heater_E7 | F3 | Industrial | Other Industrial | Existing | Space Heating | Natural Gas | Unit Heater | E7 | PACT BC Ratio | 0 | 0 | 0 | 0 | 0 | 0 | 0 | 0 | 0 | 0 | 0 | 0 | 0 | 0 | 0 | 0 | 0 | 0 | 0 | 0 | 0 | 0 | 0 | 0 | 0 | 0 | 0 | 0 | 0 | 0 | 0 | 0 | 0
F3_Industrial_Other Industrial_Existing_Space Heating_Natural Gas_Unit Heater_E8 | F3 | Industrial | Other Industrial | Existing | Space Heating | Natural Gas | Unit Heater | E8 | PACT BC Ratio | 0 | 0 | 0 | 0 | 0 | 0 | 0 | 0 | 0 | 0 | 0 | 0 | 0 | 0 | 0 | 0 | 0 | 0 | 0 | 0 | 0 | 0 | 0 | 0 | 0 | 0 | 0 | 0 | 0 | 0 | 0 | 0 | 0
F3_Industrial_Other Industrial_Existing_Space Heating_Natural Gas_Unit Heater_E9 | F3 | Industrial | Other Industrial | Existing | Space Heating | Natural Gas | Unit Heater | E9 | PACT BC Ratio | 0 | 0 | 0 | 0 | 0 | 0 | 0 | 0 | 0 | 0 | 0 | 0 | 0 | 0 | 0 | 0 | 0 | 0 | 0 | 0 | 0 | 0 | 0 | 0 | 0 | 0 | 0 | 0 | 0 | 0 | 0 | 0 | 0
F3_Industrial_Other Industrial_Existing_Space Heating_Natural Gas_Unit Heater_E10 | F3 | Industrial | Other Industrial | Existing | Space Heating | Natural Gas | Unit Heater | E10 | PACT BC Ratio | 0 | 0 | 0 | 0 | 0 | 0 | 0 | 0 | 0 | 0 | 0 | 0 | 0 | 0 | 0 | 0 | 0 | 0 | 0 | 0 | 0 | 0 | 0 | 0 | 0 | 0 | 0 | 0 | 0 | 0 | 0 | 0 | 0
F4_Industrial_Other Industrial_Existing_Space Heating_Natural Gas_Unit Heater_E1 | F4 | Industrial | Other Industrial | Existing | Space Heating | Natural Gas | Unit Heater | E1 | RVT BC Ratio | 0 | 0 | 0 | 0 | 0 | 0 | 0 | 0 | 0 | 0 | 0 | 0 | 0 | 0 | 0 | 0 | 0 | 0 | 0 | 0 | 0 | 0 | 0 | 0 | 0 | 0 | 0 | 0 | 0 | 0 | 0 | 0 | 0
F4_Industrial_Other Industrial_Existing_Space Heating_Natural Gas_Unit Heater_E2 | F4 | Industrial | Other Industrial | Existing | Space Heating | Natural Gas | Unit Heater | E2 | RVT BC Ratio | 0 | 0 | 0 | 0 | 0 | 0 | 0 | 0 | 0 | 0 | 0 | 0 | 0 | 0 | 0 | 0 | 0 | 0 | 0 | 0 | 0 | 0 | 0 | 0 | 0 | 0 | 0 | 0 | 0 | 0 | 0 | 0 | 0
F4_Industrial_Other Industrial_Existing_Space Heating_Natural Gas_Unit Heater_E3 | F4 | Industrial | Other Industrial | Existing | Space Heating | Natural Gas | Unit Heater | E3 | RVT BC Ratio | 0 | 0 | 0 | 0 | 0 | 0 | 0 | 0 | 0 | 0 | 0 | 0 | 0 | 0 | 0 | 0 | 0 | 0 | 0 | 0 | 0 | 0 | 0 | 0 | 0 | 0 | 0 | 0 | 0 | 0 | 0 | 0 | 0
F4_Industrial_Other Industrial_Existing_Space Heating_Natural Gas_Unit Heater_E4 | F4 | Industrial | Other Industrial | Existing | Space Heating | Natural Gas | Unit Heater | E4 | RVT BC Ratio | 0 | 0 | 0 | 0 | 0 | 0 | 0 | 0 | 0 | 0 | 0 | 0 | 0 | 0 | 0 | 0 | 0 | 0 | 0 | 0 | 0 | 0 | 0 | 0 | 0 | 0 | 0 | 0 | 0 | 0 | 0 | 0 | 0
F4_Industrial_Other Industrial_Existing_Space Heating_Natural Gas_Unit Heater_E5 | F4 | Industrial | Other Industrial | Existing | Space Heating | Natural Gas | Unit Heater | E5 | RVT BC Ratio | 0 | 0 | 0 | 0 | 0 | 0 | 0 | 0 | 0 | 0 | 0 | 0 | 0 | 0 | 0 | 0 | 0 | 0 | 0 | 0 | 0 | 0 | 0 | 0 | 0 | 0 | 0 | 0 | 0 | 0 | 0 | 0 | 0
F4_Industrial_Other Industrial_Existing_Space Heating_Natural Gas_Unit Heater_E6 | F4 | Industrial | Other Industrial | Existing | Space Heating | Natural Gas | Unit Heater | E6 | RVT BC Ratio | 0 | 0 | 0 | 0 | 0 | 0 | 0 | 0 | 0 | 0 | 0 | 0 | 0 | 0 | 0 | 0 | 0 | 0 | 0 | 0 | 0 | 0 | 0 | 0 | 0 | 0 | 0 | 0 | 0 | 0 | 0 | 0 | 0
F4_Industrial_Other Industrial_Existing_Space Heating_Natural Gas_Unit Heater_E7 | F4 | Industrial | Other Industrial | Existing | Space Heating | Natural Gas | Unit Heater | E7 | RVT BC Ratio | 0 | 0 | 0 | 0 | 0 | 0 | 0 | 0 | 0 | 0 | 0 | 0 | 0 | 0 | 0 | 0 | 0 | 0 | 0 | 0 | 0 | 0 | 0 | 0 | 0 | 0 | 0 | 0 | 0 | 0 | 0 | 0 | 0
F4_Industrial_Other Industrial_Existing_Space Heating_Natural Gas_Unit Heater_E8 | F4 | Industrial | Other Industrial | Existing | Space Heating | Natural Gas | Unit Heater | E8 | RVT BC Ratio | 0 | 0 | 0 | 0 | 0 | 0 | 0 | 0 | 0 | 0 | 0 | 0 | 0 | 0 | 0 | 0 | 0 | 0 | 0 | 0 | 0 | 0 | 0 | 0 | 0 | 0 | 0 | 0 | 0 | 0 | 0 | 0 | 0
F4_Industrial_Other Industrial_Existing_Space Heating_Natural Gas_Unit Heater_E9 | F4 | Industrial | Other Industrial | Existing | Space Heating | Natural Gas | Unit Heater | E9 | RVT BC Ratio | 0 | 0 | 0 | 0 | 0 | 0 | 0 | 0 | 0 | 0 | 0 | 0 | 0 | 0 | 0 | 0 | 0 | 0 | 0 | 0 | 0 | 0 | 0 | 0 | 0 | 0 | 0 | 0 | 0 | 0 | 0 | 0 | 0
F4_Industrial_Other Industrial_Existing_Space Heating_Natural Gas_Unit Heater_E10 | F4 | Industrial | Other Industrial | Existing | Space Heating | Natural Gas | Unit Heater | E10 | RVT BC Ratio | 0 | 0 | 0 | 0 | 0 | 0 | 0 | 0 | 0 | 0 | 0 | 0 | 0 | 0 | 0 | 0 | 0 | 0 | 0 | 0 | 0 | 0 | 0 | 0 | 0 | 0 | 0 | 0 | 0 | 0 | 0 | 0 | 0
F5_Industrial_Other Industrial_Existing_Space Heating_Natural Gas_Unit Heater_E1 | F5 | Industrial | Other Industrial | Existing | Space Heating | Natural Gas | Unit Heater | E1 | RIM BC Ratio | 0 | 0 | 0 | 0 | 0 | 0 | 0 | 0 | 0 | 0 | 0 | 0 | 0 | 0 | 0 | 0 | 0 | 0 | 0 | 0 | 0 | 0 | 0 | 0 | 0 | 0 | 0 | 0 | 0 | 0 | 0 | 0 | 0
F5_Industrial_Other Industrial_Existing_Space Heating_Natural Gas_Unit Heater_E2 | F5 | Industrial | Other Industrial | Existing | Space Heating | Natural Gas | Unit Heater | E2 | RIM BC Ratio | 0 | 0 | 0 | 0 | 0 | 0 | 0 | 0 | 0 | 0 | 0 | 0 | 0 | 0 | 0 | 0 | 0 | 0 | 0 | 0 | 0 | 0 | 0 | 0 | 0 | 0 | 0 | 0 | 0 | 0 | 0 | 0 | 0
F5_Industrial_Other Industrial_Existing_Space Heating_Natural Gas_Unit Heater_E3 | F5 | Industrial | Other Industrial | Existing | Space Heating | Natural Gas | Unit Heater | E3 | RIM BC Ratio | 0 | 0 | 0 | 0 | 0 | 0 | 0 | 0 | 0 | 0 | 0 | 0 | 0 | 0 | 0 | 0 | 0 | 0 | 0 | 0 | 0 | 0 | 0 | 0 | 0 | 0 | 0 | 0 | 0 | 0 | 0 | 0 | 0
F5_Industrial_Other Industrial_Existing_Space Heating_Natural Gas_Unit Heater_E4 | F5 | Industrial | Other Industrial | Existing | Space Heating | Natural Gas | Unit Heater | E4 | RIM BC Ratio | 0 | 0 | 0 | 0 | 0 | 0 | 0 | 0 | 0 | 0 | 0 | 0 | 0 | 0 | 0 | 0 | 0 | 0 | 0 | 0 | 0 | 0 | 0 | 0 | 0 | 0 | 0 | 0 | 0 | 0 | 0 | 0 | 0
F5_Industrial_Other Industrial_Existing_Space Heating_Natural Gas_Unit Heater_E5 | F5 | Industrial | Other Industrial | Existing | Space Heating | Natural Gas | Unit Heater | E5 | RIM BC Ratio | 0 | 0 | 0 | 0 | 0 | 0 | 0 | 0 | 0 | 0 | 0 | 0 | 0 | 0 | 0 | 0 | 0 | 0 | 0 | 0 | 0 | 0 | 0 | 0 | 0 | 0 | 0 | 0 | 0 | 0 | 0 | 0 | 0
F5_Industrial_Other Industrial_Existing_Space Heating_Natural Gas_Unit Heater_E6 | F5 | Industrial | Other Industrial | Existing | Space Heating | Natural Gas | Unit Heater | E6 | RIM BC Ratio | 0 | 0 | 0 | 0 | 0 | 0 | 0 | 0 | 0 | 0 | 0 | 0 | 0 | 0 | 0 | 0 | 0 | 0 | 0 | 0 | 0 | 0 | 0 | 0 | 0 | 0 | 0 | 0 | 0 | 0 | 0 | 0 | 0
F5_Industrial_Other Industrial_Existing_Space Heating_Natural Gas_Unit Heater_E7 | F5 | Industrial | Other Industrial | Existing | Space Heating | Natural Gas | Unit Heater | E7 | RIM BC Ratio | 0 | 0 | 0 | 0 | 0 | 0 | 0 | 0 | 0 | 0 | 0 | 0 | 0 | 0 | 0 | 0 | 0 | 0 | 0 | 0 | 0 | 0 | 0 | 0 | 0 | 0 | 0 | 0 | 0 | 0 | 0 | 0 | 0
F5_Industrial_Other Industrial_Existing_Space Heating_Natural Gas_Unit Heater_E8 | F5 | Industrial | Other Industrial | Existing | Space Heating | Natural Gas | Unit Heater | E8 | RIM BC Ratio | 0 | 0 | 0 | 0 | 0 | 0 | 0 | 0 | 0 | 0 | 0 | 0 | 0 | 0 | 0 | 0 | 0 | 0 | 0 | 0 | 0 | 0 | 0 | 0 | 0 | 0 | 0 | 0 | 0 | 0 | 0 | 0 | 0
F5_Industrial_Other Industrial_Existing_Space Heating_Natural Gas_Unit Heater_E9 | F5 | Industrial | Other Industrial | Existing | Space Heating | Natural Gas | Unit Heater | E9 | RIM BC Ratio | 0 | 0 | 0 | 0 | 0 | 0 | 0 | 0 | 0 | 0 | 0 | 0 | 0 | 0 | 0 | 0 | 0 | 0 | 0 | 0 | 0 | 0 | 0 | 0 | 0 | 0 | 0 | 0 | 0 | 0 | 0 | 0 | 0
F5_Industrial_Other Industrial_Existing_Space Heating_Natural Gas_Unit Heater_E10 | F5 | Industrial | Other Industrial | Existing | Space Heating | Natural Gas | Unit Heater | E10 | RIM BC Ratio | 0 | 0 | 0 | 0 | 0 | 0 | 0 | 0 | 0 | 0 | 0 | 0 | 0 | 0 | 0 | 0 | 0 | 0 | 0 | 0 | 0 | 0 | 0 | 0 | 0 | 0 | 0 | 0 | 0 | 0 | 0 | 0 | 0
F0_Industrial_Other Industrial_Existing_Process_Natural Gas_Process Heating_E0 | F0 | Industrial | Other Industrial | Existing | Process | Natural Gas | Process Heating | E0 | Economic Unit | 0 | 0 | 0 | 0 | 0 | 0 | 0 | 0 | 0 | 0 | 0 | 0 | 0 | 0 | 0 | 0 | 0 | 0 | 0 | 0 | 0 | 0 | 0 | 0 | 0 | 0 | 0 | 0 | 0 | 0 | 0 | 0 | 0
F1_Industrial_Other Industrial_Existing_Process_Natural Gas_Process Heating_E1 | F1 | Industrial | Other Industrial | Existing | Process | Natural Gas | Process Heating | E1 | CCE | 0 | 0 | 0 | 0 | 0 | 0 | 0 | 0 | 0 | 0 | 0 | 0 | 0 | 0 | 0 | 0 | 0 | 0 | 0 | 0 | 0 | 0 | 0 | 0 | 0 | 0 | 0 | 0 | 0 | 0 | 0 | 0 | 0
F1_Industrial_Other Industrial_Existing_Process_Natural Gas_Process Heating_E2 | F1 | Industrial | Other Industrial | Existing | Process | Natural Gas | Process Heating | E2 | CCE | 0 | 0 | 0 | 0 | 0 | 0 | 0 | 0 | 0 | 0 | 0 | 0 | 0 | 0 | 0 | 0 | 0 | 0 | 0 | 0 | 0 | 0 | 0 | 0 | 0 | 0 | 0 | 0 | 0 | 0 | 0 | 0 | 0
F1_Industrial_Other Industrial_Existing_Process_Natural Gas_Process Heating_E3 | F1 | Industrial | Other Industrial | Existing | Process | Natural Gas | Process Heating | E3 | CCE | 0 | 0 | 0 | 0 | 0 | 0 | 0 | 0 | 0 | 0 | 0 | 0 | 0 | 0 | 0 | 0 | 0 | 0 | 0 | 0 | 0 | 0 | 0 | 0 | 0 | 0 | 0 | 0 | 0 | 0 | 0 | 0 | 0
F1_Industrial_Other Industrial_Existing_Process_Natural Gas_Process Heating_E4 | F1 | Industrial | Other Industrial | Existing | Process | Natural Gas | Process Heating | E4 | CCE | 0 | 0 | 0 | 0 | 0 | 0 | 0 | 0 | 0 | 0 | 0 | 0 | 0 | 0 | 0 | 0 | 0 | 0 | 0 | 0 | 0 | 0 | 0 | 0 | 0 | 0 | 0 | 0 | 0 | 0 | 0 | 0 | 0
F1_Industrial_Other Industrial_Existing_Process_Natural Gas_Process Heating_E5 | F1 | Industrial | Other Industrial | Existing | Process | Natural Gas | Process Heating | E5 | CCE | 0 | 0 | 0 | 0 | 0 | 0 | 0 | 0 | 0 | 0 | 0 | 0 | 0 | 0 | 0 | 0 | 0 | 0 | 0 | 0 | 0 | 0 | 0 | 0 | 0 | 0 | 0 | 0 | 0 | 0 | 0 | 0 | 0
F1_Industrial_Other Industrial_Existing_Process_Natural Gas_Process Heating_E6 | F1 | Industrial | Other Industrial | Existing | Process | Natural Gas | Process Heating | E6 | CCE | 0 | 0 | 0 | 0 | 0 | 0 | 0 | 0 | 0 | 0 | 0 | 0 | 0 | 0 | 0 | 0 | 0 | 0 | 0 | 0 | 0 | 0 | 0 | 0 | 0 | 0 | 0 | 0 | 0 | 0 | 0 | 0 | 0
F1_Industrial_Other Industrial_Existing_Process_Natural Gas_Process Heating_E7 | F1 | Industrial | Other Industrial | Existing | Process | Natural Gas | Process Heating | E7 | CCE | 0 | 0 | 0 | 0 | 0 | 0 | 0 | 0 | 0 | 0 | 0 | 0 | 0 | 0 | 0 | 0 | 0 | 0 | 0 | 0 | 0 | 0 | 0 | 0 | 0 | 0 | 0 | 0 | 0 | 0 | 0 | 0 | 0
F1_Industrial_Other Industrial_Existing_Process_Natural Gas_Process Heating_E8 | F1 | Industrial | Other Industrial | Existing | Process | Natural Gas | Process Heating | E8 | CCE | 0 | 0 | 0 | 0 | 0 | 0 | 0 | 0 | 0 | 0 | 0 | 0 | 0 | 0 | 0 | 0 | 0 | 0 | 0 | 0 | 0 | 0 | 0 | 0 | 0 | 0 | 0 | 0 | 0 | 0 | 0 | 0 | 0
F1_Industrial_Other Industrial_Existing_Process_Natural Gas_Process Heating_E9 | F1 | Industrial | Other Industrial | Existing | Process | Natural Gas | Process Heating | E9 | CCE | 0 | 0 | 0 | 0 | 0 | 0 | 0 | 0 | 0 | 0 | 0 | 0 | 0 | 0 | 0 | 0 | 0 | 0 | 0 | 0 | 0 | 0 | 0 | 0 | 0 | 0 | 0 | 0 | 0 | 0 | 0 | 0 | 0
F1_Industrial_Other Industrial_Existing_Process_Natural Gas_Process Heating_E10 | F1 | Industrial | Other Industrial | Existing | Process | Natural Gas | Process Heating | E10 | CCE | 0 | 0 | 0 | 0 | 0 | 0 | 0 | 0 | 0 | 0 | 0 | 0 | 0 | 0 | 0 | 0 | 0 | 0 | 0 | 0 | 0 | 0 | 0 | 0 | 0 | 0 | 0 | 0 | 0 | 0 | 0 | 0 | 0
F2_Industrial_Other Industrial_Existing_Process_Natural Gas_Process Heating_E1 | F2 | Industrial | Other Industrial | Existing | Process | Natural Gas | Process Heating | E1 | TRC BC Ratio | 0 | 0 | 0 | 0 | 0 | 0 | 0 | 0 | 0 | 0 | 0 | 0 | 0 | 0 | 0 | 0 | 0 | 0 | 0 | 0 | 0 | 0 | 0 | 0 | 0 | 0 | 0 | 0 | 0 | 0 | 0 | 0 | 0
F2_Industrial_Other Industrial_Existing_Process_Natural Gas_Process Heating_E2 | F2 | Industrial | Other Industrial | Existing | Process | Natural Gas | Process Heating | E2 | TRC BC Ratio | 0 | 0 | 0 | 0 | 0 | 0 | 0 | 0 | 0 | 0 | 0 | 0 | 0 | 0 | 0 | 0 | 0 | 0 | 0 | 0 | 0 | 0 | 0 | 0 | 0 | 0 | 0 | 0 | 0 | 0 | 0 | 0 | 0
F2_Industrial_Other Industrial_Existing_Process_Natural Gas_Process Heating_E3 | F2 | Industrial | Other Industrial | Existing | Process | Natural Gas | Process Heating | E3 | TRC BC Ratio | 0 | 0 | 0 | 0 | 0 | 0 | 0 | 0 | 0 | 0 | 0 | 0 | 0 | 0 | 0 | 0 | 0 | 0 | 0 | 0 | 0 | 0 | 0 | 0 | 0 | 0 | 0 | 0 | 0 | 0 | 0 | 0 | 0
F2_Industrial_Other Industrial_Existing_Process_Natural Gas_Process Heating_E4 | F2 | Industrial | Other Industrial | Existing | Process | Natural Gas | Process Heating | E4 | TRC BC Ratio | 0 | 0 | 0 | 0 | 0 | 0 | 0 | 0 | 0 | 0 | 0 | 0 | 0 | 0 | 0 | 0 | 0 | 0 | 0 | 0 | 0 | 0 | 0 | 0 | 0 | 0 | 0 | 0 | 0 | 0 | 0 | 0 | 0
F2_Industrial_Other Industrial_Existing_Process_Natural Gas_Process Heating_E5 | F2 | Industrial | Other Industrial | Existing | Process | Natural Gas | Process Heating | E5 | TRC BC Ratio | 0 | 0 | 0 | 0 | 0 | 0 | 0 | 0 | 0 | 0 | 0 | 0 | 0 | 0 | 0 | 0 | 0 | 0 | 0 | 0 | 0 | 0 | 0 | 0 | 0 | 0 | 0 | 0 | 0 | 0 | 0 | 0 | 0
F2_Industrial_Other Industrial_Existing_Process_Natural Gas_Process Heating_E6 | F2 | Industrial | Other Industrial | Existing | Process | Natural Gas | Process Heating | E6 | TRC BC Ratio | 0 | 0 | 0 | 0 | 0 | 0 | 0 | 0 | 0 | 0 | 0 | 0 | 0 | 0 | 0 | 0 | 0 | 0 | 0 | 0 | 0 | 0 | 0 | 0 | 0 | 0 | 0 | 0 | 0 | 0 | 0 | 0 | 0
F2_Industrial_Other Industrial_Existing_Process_Natural Gas_Process Heating_E7 | F2 | Industrial | Other Industrial | Existing | Process | Natural Gas | Process Heating | E7 | TRC BC Ratio | 0 | 0 | 0 | 0 | 0 | 0 | 0 | 0 | 0 | 0 | 0 | 0 | 0 | 0 | 0 | 0 | 0 | 0 | 0 | 0 | 0 | 0 | 0 | 0 | 0 | 0 | 0 | 0 | 0 | 0 | 0 | 0 | 0
F2_Industrial_Other Industrial_Existing_Process_Natural Gas_Process Heating_E8 | F2 | Industrial | Other Industrial | Existing | Process | Natural Gas | Process Heating | E8 | TRC BC Ratio | 0 | 0 | 0 | 0 | 0 | 0 | 0 | 0 | 0 | 0 | 0 | 0 | 0 | 0 | 0 | 0 | 0 | 0 | 0 | 0 | 0 | 0 | 0 | 0 | 0 | 0 | 0 | 0 | 0 | 0 | 0 | 0 | 0
F2_Industrial_Other Industrial_Existing_Process_Natural Gas_Process Heating_E9 | F2 | Industrial | Other Industrial | Existing | Process | Natural Gas | Process Heating | E9 | TRC BC Ratio | 0 | 0 | 0 | 0 | 0 | 0 | 0 | 0 | 0 | 0 | 0 | 0 | 0 | 0 | 0 | 0 | 0 | 0 | 0 | 0 | 0 | 0 | 0 | 0 | 0 | 0 | 0 | 0 | 0 | 0 | 0 | 0 | 0
F2_Industrial_Other Industrial_Existing_Process_Natural Gas_Process Heating_E10 | F2 | Industrial | Other Industrial | Existing | Process | Natural Gas | Process Heating | E10 | TRC BC Ratio | 0 | 0 | 0 | 0 | 0 | 0 | 0 | 0 | 0 | 0 | 0 | 0 | 0 | 0 | 0 | 0 | 0 | 0 | 0 | 0 | 0 | 0 | 0 | 0 | 0 | 0 | 0 | 0 | 0 | 0 | 0 | 0 | 0
F3_Industrial_Other Industrial_Existing_Process_Natural Gas_Process Heating_E1 | F3 | Industrial | Other Industrial | Existing | Process | Natural Gas | Process Heating | E1 | PACT BC Ratio | 0 | 0 | 0 | 0 | 0 | 0 | 0 | 0 | 0 | 0 | 0 | 0 | 0 | 0 | 0 | 0 | 0 | 0 | 0 | 0 | 0 | 0 | 0 | 0 | 0 | 0 | 0 | 0 | 0 | 0 | 0 | 0 | 0
F3_Industrial_Other Industrial_Existing_Process_Natural Gas_Process Heating_E2 | F3 | Industrial | Other Industrial | Existing | Process | Natural Gas | Process Heating | E2 | PACT BC Ratio | 0 | 0 | 0 | 0 | 0 | 0 | 0 | 0 | 0 | 0 | 0 | 0 | 0 | 0 | 0 | 0 | 0 | 0 | 0 | 0 | 0 | 0 | 0 | 0 | 0 | 0 | 0 | 0 | 0 | 0 | 0 | 0 | 0
F3_Industrial_Other Industrial_Existing_Process_Natural Gas_Process Heating_E3 | F3 | Industrial | Other Industrial | Existing | Process | Natural Gas | Process Heating | E3 | PACT BC Ratio | 0 | 0 | 0 | 0 | 0 | 0 | 0 | 0 | 0 | 0 | 0 | 0 | 0 | 0 | 0 | 0 | 0 | 0 | 0 | 0 | 0 | 0 | 0 | 0 | 0 | 0 | 0 | 0 | 0 | 0 | 0 | 0 | 0
F3_Industrial_Other Industrial_Existing_Process_Natural Gas_Process Heating_E4 | F3 | Industrial | Other Industrial | Existing | Process | Natural Gas | Process Heating | E4 | PACT BC Ratio | 0 | 0 | 0 | 0 | 0 | 0 | 0 | 0 | 0 | 0 | 0 | 0 | 0 | 0 | 0 | 0 | 0 | 0 | 0 | 0 | 0 | 0 | 0 | 0 | 0 | 0 | 0 | 0 | 0 | 0 | 0 | 0 | 0
F3_Industrial_Other Industrial_Existing_Process_Natural Gas_Process Heating_E5 | F3 | Industrial | Other Industrial | Existing | Process | Natural Gas | Process Heating | E5 | PACT BC Ratio | 0 | 0 | 0 | 0 | 0 | 0 | 0 | 0 | 0 | 0 | 0 | 0 | 0 | 0 | 0 | 0 | 0 | 0 | 0 | 0 | 0 | 0 | 0 | 0 | 0 | 0 | 0 | 0 | 0 | 0 | 0 | 0 | 0
F3_Industrial_Other Industrial_Existing_Process_Natural Gas_Process Heating_E6 | F3 | Industrial | Other Industrial | Existing | Process | Natural Gas | Process Heating | E6 | PACT BC Ratio | 0 | 0 | 0 | 0 | 0 | 0 | 0 | 0 | 0 | 0 | 0 | 0 | 0 | 0 | 0 | 0 | 0 | 0 | 0 | 0 | 0 | 0 | 0 | 0 | 0 | 0 | 0 | 0 | 0 | 0 | 0 | 0 | 0
F3_Industrial_Other Industrial_Existing_Process_Natural Gas_Process Heating_E7 | F3 | Industrial | Other Industrial | Existing | Process | Natural Gas | Process Heating | E7 | PACT BC Ratio | 0 | 0 | 0 | 0 | 0 | 0 | 0 | 0 | 0 | 0 | 0 | 0 | 0 | 0 | 0 | 0 | 0 | 0 | 0 | 0 | 0 | 0 | 0 | 0 | 0 | 0 | 0 | 0 | 0 | 0 | 0 | 0 | 0
F3_Industrial_Other Industrial_Existing_Process_Natural Gas_Process Heating_E8 | F3 | Industrial | Other Industrial | Existing | Process | Natural Gas | Process Heating | E8 | PACT BC Ratio | 0 | 0 | 0 | 0 | 0 | 0 | 0 | 0 | 0 | 0 | 0 | 0 | 0 | 0 | 0 | 0 | 0 | 0 | 0 | 0 | 0 | 0 | 0 | 0 | 0 | 0 | 0 | 0 | 0 | 0 | 0 | 0 | 0
F3_Industrial_Other Industrial_Existing_Process_Natural Gas_Process Heating_E9 | F3 | Industrial | Other Industrial | Existing | Process | Natural Gas | Process Heating | E9 | PACT BC Ratio | 0 | 0 | 0 | 0 | 0 | 0 | 0 | 0 | 0 | 0 | 0 | 0 | 0 | 0 | 0 | 0 | 0 | 0 | 0 | 0 | 0 | 0 | 0 | 0 | 0 | 0 | 0 | 0 | 0 | 0 | 0 | 0 | 0
F3_Industrial_Other Industrial_Existing_Process_Natural Gas_Process Heating_E10 | F3 | Industrial | Other Industrial | Existing | Process | Natural Gas | Process Heating | E10 | PACT BC Ratio | 0 | 0 | 0 | 0 | 0 | 0 | 0 | 0 | 0 | 0 | 0 | 0 | 0 | 0 | 0 | 0 | 0 | 0 | 0 | 0 | 0 | 0 | 0 | 0 | 0 | 0 | 0 | 0 | 0 | 0 | 0 | 0 | 0
F4_Industrial_Other Industrial_Existing_Process_Natural Gas_Process Heating_E1 | F4 | Industrial | Other Industrial | Existing | Process | Natural Gas | Process Heating | E1 | RVT BC Ratio | 0 | 0 | 0 | 0 | 0 | 0 | 0 | 0 | 0 | 0 | 0 | 0 | 0 | 0 | 0 | 0 | 0 | 0 | 0 | 0 | 0 | 0 | 0 | 0 | 0 | 0 | 0 | 0 | 0 | 0 | 0 | 0 | 0
F4_Industrial_Other Industrial_Existing_Process_Natural Gas_Process Heating_E2 | F4 | Industrial | Other Industrial | Existing | Process | Natural Gas | Process Heating | E2 | RVT BC Ratio | 0 | 0 | 0 | 0 | 0 | 0 | 0 | 0 | 0 | 0 | 0 | 0 | 0 | 0 | 0 | 0 | 0 | 0 | 0 | 0 | 0 | 0 | 0 | 0 | 0 | 0 | 0 | 0 | 0 | 0 | 0 | 0 | 0
F4_Industrial_Other Industrial_Existing_Process_Natural Gas_Process Heating_E3 | F4 | Industrial | Other Industrial | Existing | Process | Natural Gas | Process Heating | E3 | RVT BC Ratio | 0 | 0 | 0 | 0 | 0 | 0 | 0 | 0 | 0 | 0 | 0 | 0 | 0 | 0 | 0 | 0 | 0 | 0 | 0 | 0 | 0 | 0 | 0 | 0 | 0 | 0 | 0 | 0 | 0 | 0 | 0 | 0 | 0
F4_Industrial_Other Industrial_Existing_Process_Natural Gas_Process Heating_E4 | F4 | Industrial | Other Industrial | Existing | Process | Natural Gas | Process Heating | E4 | RVT BC Ratio | 0 | 0 | 0 | 0 | 0 | 0 | 0 | 0 | 0 | 0 | 0 | 0 | 0 | 0 | 0 | 0 | 0 | 0 | 0 | 0 | 0 | 0 | 0 | 0 | 0 | 0 | 0 | 0 | 0 | 0 | 0 | 0 | 0
F4_Industrial_Other Industrial_Existing_Process_Natural Gas_Process Heating_E5 | F4 | Industrial | Other Industrial | Existing | Process | Natural Gas | Process Heating | E5 | RVT BC Ratio | 0 | 0 | 0 | 0 | 0 | 0 | 0 | 0 | 0 | 0 | 0 | 0 | 0 | 0 | 0 | 0 | 0 | 0 | 0 | 0 | 0 | 0 | 0 | 0 | 0 | 0 | 0 | 0 | 0 | 0 | 0 | 0 | 0
F4_Industrial_Other Industrial_Existing_Process_Natural Gas_Process Heating_E6 | F4 | Industrial | Other Industrial | Existing | Process | Natural Gas | Process Heating | E6 | RVT BC Ratio | 0 | 0 | 0 | 0 | 0 | 0 | 0 | 0 | 0 | 0 | 0 | 0 | 0 | 0 | 0 | 0 | 0 | 0 | 0 | 0 | 0 | 0 | 0 | 0 | 0 | 0 | 0 | 0 | 0 | 0 | 0 | 0 | 0
F4_Industrial_Other Industrial_Existing_Process_Natural Gas_Process Heating_E7 | F4 | Industrial | Other Industrial | Existing | Process | Natural Gas | Process Heating | E7 | RVT BC Ratio | 0 | 0 | 0 | 0 | 0 | 0 | 0 | 0 | 0 | 0 | 0 | 0 | 0 | 0 | 0 | 0 | 0 | 0 | 0 | 0 | 0 | 0 | 0 | 0 | 0 | 0 | 0 | 0 | 0 | 0 | 0 | 0 | 0
F4_Industrial_Other Industrial_Existing_Process_Natural Gas_Process Heating_E8 | F4 | Industrial | Other Industrial | Existing | Process | Natural Gas | Process Heating | E8 | RVT BC Ratio | 0 | 0 | 0 | 0 | 0 | 0 | 0 | 0 | 0 | 0 | 0 | 0 | 0 | 0 | 0 | 0 | 0 | 0 | 0 | 0 | 0 | 0 | 0 | 0 | 0 | 0 | 0 | 0 | 0 | 0 | 0 | 0 | 0
F4_Industrial_Other Industrial_Existing_Process_Natural Gas_Process Heating_E9 | F4 | Industrial | Other Industrial | Existing | Process | Natural Gas | Process Heating | E9 | RVT BC Ratio | 0 | 0 | 0 | 0 | 0 | 0 | 0 | 0 | 0 | 0 | 0 | 0 | 0 | 0 | 0 | 0 | 0 | 0 | 0 | 0 | 0 | 0 | 0 | 0 | 0 | 0 | 0 | 0 | 0 | 0 | 0 | 0 | 0
F4_Industrial_Other Industrial_Existing_Process_Natural Gas_Process Heating_E10 | F4 | Industrial | Other Industrial | Existing | Process | Natural Gas | Process Heating | E10 | RVT BC Ratio | 0 | 0 | 0 | 0 | 0 | 0 | 0 | 0 | 0 | 0 | 0 | 0 | 0 | 0 | 0 | 0 | 0 | 0 | 0 | 0 | 0 | 0 | 0 | 0 | 0 | 0 | 0 | 0 | 0 | 0 | 0 | 0 | 0
F5_Industrial_Other Industrial_Existing_Process_Natural Gas_Process Heating_E1 | F5 | Industrial | Other Industrial | Existing | Process | Natural Gas | Process Heating | E1 | RIM BC Ratio | 0 | 0 | 0 | 0 | 0 | 0 | 0 | 0 | 0 | 0 | 0 | 0 | 0 | 0 | 0 | 0 | 0 | 0 | 0 | 0 | 0 | 0 | 0 | 0 | 0 | 0 | 0 | 0 | 0 | 0 | 0 | 0 | 0
F5_Industrial_Other Industrial_Existing_Process_Natural Gas_Process Heating_E2 | F5 | Industrial | Other Industrial | Existing | Process | Natural Gas | Process Heating | E2 | RIM BC Ratio | 0 | 0 | 0 | 0 | 0 | 0 | 0 | 0 | 0 | 0 | 0 | 0 | 0 | 0 | 0 | 0 | 0 | 0 | 0 | 0 | 0 | 0 | 0 | 0 | 0 | 0 | 0 | 0 | 0 | 0 | 0 | 0 | 0
F5_Industrial_Other Industrial_Existing_Process_Natural Gas_Process Heating_E3 | F5 | Industrial | Other Industrial | Existing | Process | Natural Gas | Process Heating | E3 | RIM BC Ratio | 0 | 0 | 0 | 0 | 0 | 0 | 0 | 0 | 0 | 0 | 0 | 0 | 0 | 0 | 0 | 0 | 0 | 0 | 0 | 0 | 0 | 0 | 0 | 0 | 0 | 0 | 0 | 0 | 0 | 0 | 0 | 0 | 0
F5_Industrial_Other Industrial_Existing_Process_Natural Gas_Process Heating_E4 | F5 | Industrial | Other Industrial | Existing | Process | Natural Gas | Process Heating | E4 | RIM BC Ratio | 0 | 0 | 0 | 0 | 0 | 0 | 0 | 0 | 0 | 0 | 0 | 0 | 0 | 0 | 0 | 0 | 0 | 0 | 0 | 0 | 0 | 0 | 0 | 0 | 0 | 0 | 0 | 0 | 0 | 0 | 0 | 0 | 0
F5_Industrial_Other Industrial_Existing_Process_Natural Gas_Process Heating_E5 | F5 | Industrial | Other Industrial | Existing | Process | Natural Gas | Process Heating | E5 | RIM BC Ratio | 0 | 0 | 0 | 0 | 0 | 0 | 0 | 0 | 0 | 0 | 0 | 0 | 0 | 0 | 0 | 0 | 0 | 0 | 0 | 0 | 0 | 0 | 0 | 0 | 0 | 0 | 0 | 0 | 0 | 0 | 0 | 0 | 0
F5_Industrial_Other Industrial_Existing_Process_Natural Gas_Process Heating_E6 | F5 | Industrial | Other Industrial | Existing | Process | Natural Gas | Process Heating | E6 | RIM BC Ratio | 0 | 0 | 0 | 0 | 0 | 0 | 0 | 0 | 0 | 0 | 0 | 0 | 0 | 0 | 0 | 0 | 0 | 0 | 0 | 0 | 0 | 0 | 0 | 0 | 0 | 0 | 0 | 0 | 0 | 0 | 0 | 0 | 0
F5_Industrial_Other Industrial_Existing_Process_Natural Gas_Process Heating_E7 | F5 | Industrial | Other Industrial | Existing | Process | Natural Gas | Process Heating | E7 | RIM BC Ratio | 0 | 0 | 0 | 0 | 0 | 0 | 0 | 0 | 0 | 0 | 0 | 0 | 0 | 0 | 0 | 0 | 0 | 0 | 0 | 0 | 0 | 0 | 0 | 0 | 0 | 0 | 0 | 0 | 0 | 0 | 0 | 0 | 0
F5_Industrial_Other Industrial_Existing_Process_Natural Gas_Process Heating_E8 | F5 | Industrial | Other Industrial | Existing | Process | Natural Gas | Process Heating | E8 | RIM BC Ratio | 0 | 0 | 0 | 0 | 0 | 0 | 0 | 0 | 0 | 0 | 0 | 0 | 0 | 0 | 0 | 0 | 0 | 0 | 0 | 0 | 0 | 0 | 0 | 0 | 0 | 0 | 0 | 0 | 0 | 0 | 0 | 0 | 0
F5_Industrial_Other Industrial_Existing_Process_Natural Gas_Process Heating_E9 | F5 | Industrial | Other Industrial | Existing | Process | Natural Gas | Process Heating | E9 | RIM BC Ratio | 0 | 0 | 0 | 0 | 0 | 0 | 0 | 0 | 0 | 0 | 0 | 0 | 0 | 0 | 0 | 0 | 0 | 0 | 0 | 0 | 0 | 0 | 0 | 0 | 0 | 0 | 0 | 0 | 0 | 0 | 0 | 0 | 0
F5_Industrial_Other Industrial_Existing_Process_Natural Gas_Process Heating_E10 | F5 | Industrial | Other Industrial | Existing | Process | Natural Gas | Process Heating | E10 | RIM BC Ratio | 0 | 0 | 0 | 0 | 0 | 0 | 0 | 0 | 0 | 0 | 0 | 0 | 0 | 0 | 0 | 0 | 0 | 0 | 0 | 0 | 0 | 0 | 0 | 0 | 0 | 0 | 0 | 0 | 0 | 0 | 0 | 0 | 0
F0_Industrial_Other Industrial_Existing_Process_Natural Gas_Process Boiler_E0 | F0 | Industrial | Other Industrial | Existing | Process | Natural Gas | Process Boiler | E0 | Economic Unit | 0 | 0 | 0 | 0 | 0 | 0 | 0 | 0 | 0 | 0 | 0 | 0 | 0 | 0 | 0 | 0 | 0 | 0 | 0 | 0 | 0 | 0 | 0 | 0 | 0 | 0 | 0 | 0 | 0 | 0 | 0 | 0 | 0
F1_Industrial_Other Industrial_Existing_Process_Natural Gas_Process Boiler_E1 | F1 | Industrial | Other Industrial | Existing | Process | Natural Gas | Process Boiler | E1 | CCE | 0 | 0 | 0 | 0 | 0 | 0 | 0 | 0 | 0 | 0 | 0 | 0 | 0 | 0 | 0 | 0 | 0 | 0 | 0 | 0 | 0 | 0 | 0 | 0 | 0 | 0 | 0 | 0 | 0 | 0 | 0 | 0 | 0
F1_Industrial_Other Industrial_Existing_Process_Natural Gas_Process Boiler_E2 | F1 | Industrial | Other Industrial | Existing | Process | Natural Gas | Process Boiler | E2 | CCE | 0 | 0 | 0 | 0 | 0 | 0 | 0 | 0 | 0 | 0 | 0 | 0 | 0 | 0 | 0 | 0 | 0 | 0 | 0 | 0 | 0 | 0 | 0 | 0 | 0 | 0 | 0 | 0 | 0 | 0 | 0 | 0 | 0
F1_Industrial_Other Industrial_Existing_Process_Natural Gas_Process Boiler_E3 | F1 | Industrial | Other Industrial | Existing | Process | Natural Gas | Process Boiler | E3 | CCE | 0 | 0 | 0 | 0 | 0 | 0 | 0 | 0 | 0 | 0 | 0 | 0 | 0 | 0 | 0 | 0 | 0 | 0 | 0 | 0 | 0 | 0 | 0 | 0 | 0 | 0 | 0 | 0 | 0 | 0 | 0 | 0 | 0
F1_Industrial_Other Industrial_Existing_Process_Natural Gas_Process Boiler_E4 | F1 | Industrial | Other Industrial | Existing | Process | Natural Gas | Process Boiler | E4 | CCE | 0 | 0 | 0 | 0 | 0 | 0 | 0 | 0 | 0 | 0 | 0 | 0 | 0 | 0 | 0 | 0 | 0 | 0 | 0 | 0 | 0 | 0 | 0 | 0 | 0 | 0 | 0 | 0 | 0 | 0 | 0 | 0 | 0
F1_Industrial_Other Industrial_Existing_Process_Natural Gas_Process Boiler_E5 | F1 | Industrial | Other Industrial | Existing | Process | Natural Gas | Process Boiler | E5 | CCE | 0 | 0 | 0 | 0 | 0 | 0 | 0 | 0 | 0 | 0 | 0 | 0 | 0 | 0 | 0 | 0 | 0 | 0 | 0 | 0 | 0 | 0 | 0 | 0 | 0 | 0 | 0 | 0 | 0 | 0 | 0 | 0 | 0
F1_Industrial_Other Industrial_Existing_Process_Natural Gas_Process Boiler_E6 | F1 | Industrial | Other Industrial | Existing | Process | Natural Gas | Process Boiler | E6 | CCE | 0 | 0 | 0 | 0 | 0 | 0 | 0 | 0 | 0 | 0 | 0 | 0 | 0 | 0 | 0 | 0 | 0 | 0 | 0 | 0 | 0 | 0 | 0 | 0 | 0 | 0 | 0 | 0 | 0 | 0 | 0 | 0 | 0
F1_Industrial_Other Industrial_Existing_Process_Natural Gas_Process Boiler_E7 | F1 | Industrial | Other Industrial | Existing | Process | Natural Gas | Process Boiler | E7 | CCE | 0 | 0 | 0 | 0 | 0 | 0 | 0 | 0 | 0 | 0 | 0 | 0 | 0 | 0 | 0 | 0 | 0 | 0 | 0 | 0 | 0 | 0 | 0 | 0 | 0 | 0 | 0 | 0 | 0 | 0 | 0 | 0 | 0
F1_Industrial_Other Industrial_Existing_Process_Natural Gas_Process Boiler_E8 | F1 | Industrial | Other Industrial | Existing | Process | Natural Gas | Process Boiler | E8 | CCE | 0 | 0 | 0 | 0 | 0 | 0 | 0 | 0 | 0 | 0 | 0 | 0 | 0 | 0 | 0 | 0 | 0 | 0 | 0 | 0 | 0 | 0 | 0 | 0 | 0 | 0 | 0 | 0 | 0 | 0 | 0 | 0 | 0
F1_Industrial_Other Industrial_Existing_Process_Natural Gas_Process Boiler_E9 | F1 | Industrial | Other Industrial | Existing | Process | Natural Gas | Process Boiler | E9 | CCE | 0 | 0 | 0 | 0 | 0 | 0 | 0 | 0 | 0 | 0 | 0 | 0 | 0 | 0 | 0 | 0 | 0 | 0 | 0 | 0 | 0 | 0 | 0 | 0 | 0 | 0 | 0 | 0 | 0 | 0 | 0 | 0 | 0
F1_Industrial_Other Industrial_Existing_Process_Natural Gas_Process Boiler_E10 | F1 | Industrial | Other Industrial | Existing | Process | Natural Gas | Process Boiler | E10 | CCE | 0 | 0 | 0 | 0 | 0 | 0 | 0 | 0 | 0 | 0 | 0 | 0 | 0 | 0 | 0 | 0 | 0 | 0 | 0 | 0 | 0 | 0 | 0 | 0 | 0 | 0 | 0 | 0 | 0 | 0 | 0 | 0 | 0
F2_Industrial_Other Industrial_Existing_Process_Natural Gas_Process Boiler_E1 | F2 | Industrial | Other Industrial | Existing | Process | Natural Gas | Process Boiler | E1 | TRC BC Ratio | 0 | 0 | 0 | 0 | 0 | 0 | 0 | 0 | 0 | 0 | 0 | 0 | 0 | 0 | 0 | 0 | 0 | 0 | 0 | 0 | 0 | 0 | 0 | 0 | 0 | 0 | 0 | 0 | 0 | 0 | 0 | 0 | 0
F2_Industrial_Other Industrial_Existing_Process_Natural Gas_Process Boiler_E2 | F2 | Industrial | Other Industrial | Existing | Process | Natural Gas | Process Boiler | E2 | TRC BC Ratio | 0 | 0 | 0 | 0 | 0 | 0 | 0 | 0 | 0 | 0 | 0 | 0 | 0 | 0 | 0 | 0 | 0 | 0 | 0 | 0 | 0 | 0 | 0 | 0 | 0 | 0 | 0 | 0 | 0 | 0 | 0 | 0 | 0
F2_Industrial_Other Industrial_Existing_Process_Natural Gas_Process Boiler_E3 | F2 | Industrial | Other Industrial | Existing | Process | Natural Gas | Process Boiler | E3 | TRC BC Ratio | 0 | 0 | 0 | 0 | 0 | 0 | 0 | 0 | 0 | 0 | 0 | 0 | 0 | 0 | 0 | 0 | 0 | 0 | 0 | 0 | 0 | 0 | 0 | 0 | 0 | 0 | 0 | 0 | 0 | 0 | 0 | 0 | 0
F2_Industrial_Other Industrial_Existing_Process_Natural Gas_Process Boiler_E4 | F2 | Industrial | Other Industrial | Existing | Process | Natural Gas | Process Boiler | E4 | TRC BC Ratio | 0 | 0 | 0 | 0 | 0 | 0 | 0 | 0 | 0 | 0 | 0 | 0 | 0 | 0 | 0 | 0 | 0 | 0 | 0 | 0 | 0 | 0 | 0 | 0 | 0 | 0 | 0 | 0 | 0 | 0 | 0 | 0 | 0
F2_Industrial_Other Industrial_Existing_Process_Natural Gas_Process Boiler_E5 | F2 | Industrial | Other Industrial | Existing | Process | Natural Gas | Process Boiler | E5 | TRC BC Ratio | 0 | 0 | 0 | 0 | 0 | 0 | 0 | 0 | 0 | 0 | 0 | 0 | 0 | 0 | 0 | 0 | 0 | 0 | 0 | 0 | 0 | 0 | 0 | 0 | 0 | 0 | 0 | 0 | 0 | 0 | 0 | 0 | 0
F2_Industrial_Other Industrial_Existing_Process_Natural Gas_Process Boiler_E6 | F2 | Industrial | Other Industrial | Existing | Process | Natural Gas | Process Boiler | E6 | TRC BC Ratio | 0 | 0 | 0 | 0 | 0 | 0 | 0 | 0 | 0 | 0 | 0 | 0 | 0 | 0 | 0 | 0 | 0 | 0 | 0 | 0 | 0 | 0 | 0 | 0 | 0 | 0 | 0 | 0 | 0 | 0 | 0 | 0 | 0
F2_Industrial_Other Industrial_Existing_Process_Natural Gas_Process Boiler_E7 | F2 | Industrial | Other Industrial | Existing | Process | Natural Gas | Process Boiler | E7 | TRC BC Ratio | 0 | 0 | 0 | 0 | 0 | 0 | 0 | 0 | 0 | 0 | 0 | 0 | 0 | 0 | 0 | 0 | 0 | 0 | 0 | 0 | 0 | 0 | 0 | 0 | 0 | 0 | 0 | 0 | 0 | 0 | 0 | 0 | 0
F2_Industrial_Other Industrial_Existing_Process_Natural Gas_Process Boiler_E8 | F2 | Industrial | Other Industrial | Existing | Process | Natural Gas | Process Boiler | E8 | TRC BC Ratio | 0 | 0 | 0 | 0 | 0 | 0 | 0 | 0 | 0 | 0 | 0 | 0 | 0 | 0 | 0 | 0 | 0 | 0 | 0 | 0 | 0 | 0 | 0 | 0 | 0 | 0 | 0 | 0 | 0 | 0 | 0 | 0 | 0
F2_Industrial_Other Industrial_Existing_Process_Natural Gas_Process Boiler_E9 | F2 | Industrial | Other Industrial | Existing | Process | Natural Gas | Process Boiler | E9 | TRC BC Ratio | 0 | 0 | 0 | 0 | 0 | 0 | 0 | 0 | 0 | 0 | 0 | 0 | 0 | 0 | 0 | 0 | 0 | 0 | 0 | 0 | 0 | 0 | 0 | 0 | 0 | 0 | 0 | 0 | 0 | 0 | 0 | 0 | 0
F2_Industrial_Other Industrial_Existing_Process_Natural Gas_Process Boiler_E10 | F2 | Industrial | Other Industrial | Existing | Process | Natural Gas | Process Boiler | E10 | TRC BC Ratio | 0 | 0 | 0 | 0 | 0 | 0 | 0 | 0 | 0 | 0 | 0 | 0 | 0 | 0 | 0 | 0 | 0 | 0 | 0 | 0 | 0 | 0 | 0 | 0 | 0 | 0 | 0 | 0 | 0 | 0 | 0 | 0 | 0
F3_Industrial_Other Industrial_Existing_Process_Natural Gas_Process Boiler_E1 | F3 | Industrial | Other Industrial | Existing | Process | Natural Gas | Process Boiler | E1 | PACT BC Ratio | 0 | 0 | 0 | 0 | 0 | 0 | 0 | 0 | 0 | 0 | 0 | 0 | 0 | 0 | 0 | 0 | 0 | 0 | 0 | 0 | 0 | 0 | 0 | 0 | 0 | 0 | 0 | 0 | 0 | 0 | 0 | 0 | 0
F3_Industrial_Other Industrial_Existing_Process_Natural Gas_Process Boiler_E2 | F3 | Industrial | Other Industrial | Existing | Process | Natural Gas | Process Boiler | E2 | PACT BC Ratio | 0 | 0 | 0 | 0 | 0 | 0 | 0 | 0 | 0 | 0 | 0 | 0 | 0 | 0 | 0 | 0 | 0 | 0 | 0 | 0 | 0 | 0 | 0 | 0 | 0 | 0 | 0 | 0 | 0 | 0 | 0 | 0 | 0
F3_Industrial_Other Industrial_Existing_Process_Natural Gas_Process Boiler_E3 | F3 | Industrial | Other Industrial | Existing | Process | Natural Gas | Process Boiler | E3 | PACT BC Ratio | 0 | 0 | 0 | 0 | 0 | 0 | 0 | 0 | 0 | 0 | 0 | 0 | 0 | 0 | 0 | 0 | 0 | 0 | 0 | 0 | 0 | 0 | 0 | 0 | 0 | 0 | 0 | 0 | 0 | 0 | 0 | 0 | 0
F3_Industrial_Other Industrial_Existing_Process_Natural Gas_Process Boiler_E4 | F3 | Industrial | Other Industrial | Existing | Process | Natural Gas | Process Boiler | E4 | PACT BC Ratio | 0 | 0 | 0 | 0 | 0 | 0 | 0 | 0 | 0 | 0 | 0 | 0 | 0 | 0 | 0 | 0 | 0 | 0 | 0 | 0 | 0 | 0 | 0 | 0 | 0 | 0 | 0 | 0 | 0 | 0 | 0 | 0 | 0
F3_Industrial_Other Industrial_Existing_Process_Natural Gas_Process Boiler_E5 | F3 | Industrial | Other Industrial | Existing | Process | Natural Gas | Process Boiler | E5 | PACT BC Ratio | 0 | 0 | 0 | 0 | 0 | 0 | 0 | 0 | 0 | 0 | 0 | 0 | 0 | 0 | 0 | 0 | 0 | 0 | 0 | 0 | 0 | 0 | 0 | 0 | 0 | 0 | 0 | 0 | 0 | 0 | 0 | 0 | 0
F3_Industrial_Other Industrial_Existing_Process_Natural Gas_Process Boiler_E6 | F3 | Industrial | Other Industrial | Existing | Process | Natural Gas | Process Boiler | E6 | PACT BC Ratio | 0 | 0 | 0 | 0 | 0 | 0 | 0 | 0 | 0 | 0 | 0 | 0 | 0 | 0 | 0 | 0 | 0 | 0 | 0 | 0 | 0 | 0 | 0 | 0 | 0 | 0 | 0 | 0 | 0 | 0 | 0 | 0 | 0
F3_Industrial_Other Industrial_Existing_Process_Natural Gas_Process Boiler_E7 | F3 | Industrial | Other Industrial | Existing | Process | Natural Gas | Process Boiler | E7 | PACT BC Ratio | 0 | 0 | 0 | 0 | 0 | 0 | 0 | 0 | 0 | 0 | 0 | 0 | 0 | 0 | 0 | 0 | 0 | 0 | 0 | 0 | 0 | 0 | 0 | 0 | 0 | 0 | 0 | 0 | 0 | 0 | 0 | 0 | 0
F3_Industrial_Other Industrial_Existing_Process_Natural Gas_Process Boiler_E8 | F3 | Industrial | Other Industrial | Existing | Process | Natural Gas | Process Boiler | E8 | PACT BC Ratio | 0 | 0 | 0 | 0 | 0 | 0 | 0 | 0 | 0 | 0 | 0 | 0 | 0 | 0 | 0 | 0 | 0 | 0 | 0 | 0 | 0 | 0 | 0 | 0 | 0 | 0 | 0 | 0 | 0 | 0 | 0 | 0 | 0
F3_Industrial_Other Industrial_Existing_Process_Natural Gas_Process Boiler_E9 | F3 | Industrial | Other Industrial | Existing | Process | Natural Gas | Process Boiler | E9 | PACT BC Ratio | 0 | 0 | 0 | 0 | 0 | 0 | 0 | 0 | 0 | 0 | 0 | 0 | 0 | 0 | 0 | 0 | 0 | 0 | 0 | 0 | 0 | 0 | 0 | 0 | 0 | 0 | 0 | 0 | 0 | 0 | 0 | 0 | 0
F3_Industrial_Other Industrial_Existing_Process_Natural Gas_Process Boiler_E10 | F3 | Industrial | Other Industrial | Existing | Process | Natural Gas | Process Boiler | E10 | PACT BC Ratio | 0 | 0 | 0 | 0 | 0 | 0 | 0 | 0 | 0 | 0 | 0 | 0 | 0 | 0 | 0 | 0 | 0 | 0 | 0 | 0 | 0 | 0 | 0 | 0 | 0 | 0 | 0 | 0 | 0 | 0 | 0 | 0 | 0
F4_Industrial_Other Industrial_Existing_Process_Natural Gas_Process Boiler_E1 | F4 | Industrial | Other Industrial | Existing | Process | Natural Gas | Process Boiler | E1 | RVT BC Ratio | 0 | 0 | 0 | 0 | 0 | 0 | 0 | 0 | 0 | 0 | 0 | 0 | 0 | 0 | 0 | 0 | 0 | 0 | 0 | 0 | 0 | 0 | 0 | 0 | 0 | 0 | 0 | 0 | 0 | 0 | 0 | 0 | 0
F4_Industrial_Other Industrial_Existing_Process_Natural Gas_Process Boiler_E2 | F4 | Industrial | Other Industrial | Existing | Process | Natural Gas | Process Boiler | E2 | RVT BC Ratio | 0 | 0 | 0 | 0 | 0 | 0 | 0 | 0 | 0 | 0 | 0 | 0 | 0 | 0 | 0 | 0 | 0 | 0 | 0 | 0 | 0 | 0 | 0 | 0 | 0 | 0 | 0 | 0 | 0 | 0 | 0 | 0 | 0
F4_Industrial_Other Industrial_Existing_Process_Natural Gas_Process Boiler_E3 | F4 | Industrial | Other Industrial | Existing | Process | Natural Gas | Process Boiler | E3 | RVT BC Ratio | 0 | 0 | 0 | 0 | 0 | 0 | 0 | 0 | 0 | 0 | 0 | 0 | 0 | 0 | 0 | 0 | 0 | 0 | 0 | 0 | 0 | 0 | 0 | 0 | 0 | 0 | 0 | 0 | 0 | 0 | 0 | 0 | 0
F4_Industrial_Other Industrial_Existing_Process_Natural Gas_Process Boiler_E4 | F4 | Industrial | Other Industrial | Existing | Process | Natural Gas | Process Boiler | E4 | RVT BC Ratio | 0 | 0 | 0 | 0 | 0 | 0 | 0 | 0 | 0 | 0 | 0 | 0 | 0 | 0 | 0 | 0 | 0 | 0 | 0 | 0 | 0 | 0 | 0 | 0 | 0 | 0 | 0 | 0 | 0 | 0 | 0 | 0 | 0
F4_Industrial_Other Industrial_Existing_Process_Natural Gas_Process Boiler_E5 | F4 | Industrial | Other Industrial | Existing | Process | Natural Gas | Process Boiler | E5 | RVT BC Ratio | 0 | 0 | 0 | 0 | 0 | 0 | 0 | 0 | 0 | 0 | 0 | 0 | 0 | 0 | 0 | 0 | 0 | 0 | 0 | 0 | 0 | 0 | 0 | 0 | 0 | 0 | 0 | 0 | 0 | 0 | 0 | 0 | 0
F4_Industrial_Other Industrial_Existing_Process_Natural Gas_Process Boiler_E6 | F4 | Industrial | Other Industrial | Existing | Process | Natural Gas | Process Boiler | E6 | RVT BC Ratio | 0 | 0 | 0 | 0 | 0 | 0 | 0 | 0 | 0 | 0 | 0 | 0 | 0 | 0 | 0 | 0 | 0 | 0 | 0 | 0 | 0 | 0 | 0 | 0 | 0 | 0 | 0 | 0 | 0 | 0 | 0 | 0 | 0
F4_Industrial_Other Industrial_Existing_Process_Natural Gas_Process Boiler_E7 | F4 | Industrial | Other Industrial | Existing | Process | Natural Gas | Process Boiler | E7 | RVT BC Ratio | 0 | 0 | 0 | 0 | 0 | 0 | 0 | 0 | 0 | 0 | 0 | 0 | 0 | 0 | 0 | 0 | 0 | 0 | 0 | 0 | 0 | 0 | 0 | 0 | 0 | 0 | 0 | 0 | 0 | 0 | 0 | 0 | 0
F4_Industrial_Other Industrial_Existing_Process_Natural Gas_Process Boiler_E8 | F4 | Industrial | Other Industrial | Existing | Process | Natural Gas | Process Boiler | E8 | RVT BC Ratio | 0 | 0 | 0 | 0 | 0 | 0 | 0 | 0 | 0 | 0 | 0 | 0 | 0 | 0 | 0 | 0 | 0 | 0 | 0 | 0 | 0 | 0 | 0 | 0 | 0 | 0 | 0 | 0 | 0 | 0 | 0 | 0 | 0
F4_Industrial_Other Industrial_Existing_Process_Natural Gas_Process Boiler_E9 | F4 | Industrial | Other Industrial | Existing | Process | Natural Gas | Process Boiler | E9 | RVT BC Ratio | 0 | 0 | 0 | 0 | 0 | 0 | 0 | 0 | 0 | 0 | 0 | 0 | 0 | 0 | 0 | 0 | 0 | 0 | 0 | 0 | 0 | 0 | 0 | 0 | 0 | 0 | 0 | 0 | 0 | 0 | 0 | 0 | 0
F4_Industrial_Other Industrial_Existing_Process_Natural Gas_Process Boiler_E10 | F4 | Industrial | Other Industrial | Existing | Process | Natural Gas | Process Boiler | E10 | RVT BC Ratio | 0 | 0 | 0 | 0 | 0 | 0 | 0 | 0 | 0 | 0 | 0 | 0 | 0 | 0 | 0 | 0 | 0 | 0 | 0 | 0 | 0 | 0 | 0 | 0 | 0 | 0 | 0 | 0 | 0 | 0 | 0 | 0 | 0
F5_Industrial_Other Industrial_Existing_Process_Natural Gas_Process Boiler_E1 | F5 | Industrial | Other Industrial | Existing | Process | Natural Gas | Process Boiler | E1 | RIM BC Ratio | 0 | 0 | 0 | 0 | 0 | 0 | 0 | 0 | 0 | 0 | 0 | 0 | 0 | 0 | 0 | 0 | 0 | 0 | 0 | 0 | 0 | 0 | 0 | 0 | 0 | 0 | 0 | 0 | 0 | 0 | 0 | 0 | 0
F5_Industrial_Other Industrial_Existing_Process_Natural Gas_Process Boiler_E2 | F5 | Industrial | Other Industrial | Existing | Process | Natural Gas | Process Boiler | E2 | RIM BC Ratio | 0 | 0 | 0 | 0 | 0 | 0 | 0 | 0 | 0 | 0 | 0 | 0 | 0 | 0 | 0 | 0 | 0 | 0 | 0 | 0 | 0 | 0 | 0 | 0 | 0 | 0 | 0 | 0 | 0 | 0 | 0 | 0 | 0
F5_Industrial_Other Industrial_Existing_Process_Natural Gas_Process Boiler_E3 | F5 | Industrial | Other Industrial | Existing | Process | Natural Gas | Process Boiler | E3 | RIM BC Ratio | 0 | 0 | 0 | 0 | 0 | 0 | 0 | 0 | 0 | 0 | 0 | 0 | 0 | 0 | 0 | 0 | 0 | 0 | 0 | 0 | 0 | 0 | 0 | 0 | 0 | 0 | 0 | 0 | 0 | 0 | 0 | 0 | 0
F5_Industrial_Other Industrial_Existing_Process_Natural Gas_Process Boiler_E4 | F5 | Industrial | Other Industrial | Existing | Process | Natural Gas | Process Boiler | E4 | RIM BC Ratio | 0 | 0 | 0 | 0 | 0 | 0 | 0 | 0 | 0 | 0 | 0 | 0 | 0 | 0 | 0 | 0 | 0 | 0 | 0 | 0 | 0 | 0 | 0 | 0 | 0 | 0 | 0 | 0 | 0 | 0 | 0 | 0 | 0
F5_Industrial_Other Industrial_Existing_Process_Natural Gas_Process Boiler_E5 | F5 | Industrial | Other Industrial | Existing | Process | Natural Gas | Process Boiler | E5 | RIM BC Ratio | 0 | 0 | 0 | 0 | 0 | 0 | 0 | 0 | 0 | 0 | 0 | 0 | 0 | 0 | 0 | 0 | 0 | 0 | 0 | 0 | 0 | 0 | 0 | 0 | 0 | 0 | 0 | 0 | 0 | 0 | 0 | 0 | 0
F5_Industrial_Other Industrial_Existing_Process_Natural Gas_Process Boiler_E6 | F5 | Industrial | Other Industrial | Existing | Process | Natural Gas | Process Boiler | E6 | RIM BC Ratio | 0 | 0 | 0 | 0 | 0 | 0 | 0 | 0 | 0 | 0 | 0 | 0 | 0 | 0 | 0 | 0 | 0 | 0 | 0 | 0 | 0 | 0 | 0 | 0 | 0 | 0 | 0 | 0 | 0 | 0 | 0 | 0 | 0
F5_Industrial_Other Industrial_Existing_Process_Natural Gas_Process Boiler_E7 | F5 | Industrial | Other Industrial | Existing | Process | Natural Gas | Process Boiler | E7 | RIM BC Ratio | 0 | 0 | 0 | 0 | 0 | 0 | 0 | 0 | 0 | 0 | 0 | 0 | 0 | 0 | 0 | 0 | 0 | 0 | 0 | 0 | 0 | 0 | 0 | 0 | 0 | 0 | 0 | 0 | 0 | 0 | 0 | 0 | 0
F5_Industrial_Other Industrial_Existing_Process_Natural Gas_Process Boiler_E8 | F5 | Industrial | Other Industrial | Existing | Process | Natural Gas | Process Boiler | E8 | RIM BC Ratio | 0 | 0 | 0 | 0 | 0 | 0 | 0 | 0 | 0 | 0 | 0 | 0 | 0 | 0 | 0 | 0 | 0 | 0 | 0 | 0 | 0 | 0 | 0 | 0 | 0 | 0 | 0 | 0 | 0 | 0 | 0 | 0 | 0
F5_Industrial_Other Industrial_Existing_Process_Natural Gas_Process Boiler_E9 | F5 | Industrial | Other Industrial | Existing | Process | Natural Gas | Process Boiler | E9 | RIM BC Ratio | 0 | 0 | 0 | 0 | 0 | 0 | 0 | 0 | 0 | 0 | 0 | 0 | 0 | 0 | 0 | 0 | 0 | 0 | 0 | 0 | 0 | 0 | 0 | 0 | 0 | 0 | 0 | 0 | 0 | 0 | 0 | 0 | 0
F5_Industrial_Other Industrial_Existing_Process_Natural Gas_Process Boiler_E10 | F5 | Industrial | Other Industrial | Existing | Process | Natural Gas | Process Boiler | E10 | RIM BC Ratio | 0 | 0 | 0 | 0 | 0 | 0 | 0 | 0 | 0 | 0 | 0 | 0 | 0 | 0 | 0 | 0 | 0 | 0 | 0 | 0 | 0 | 0 | 0 | 0 | 0 | 0 | 0 | 0 | 0 | 0 | 0 | 0 | 0
F0_Industrial_Other Industrial_Existing_Process_Natural Gas_Process Cooling_E0 | F0 | Industrial | Other Industrial | Existing | Process | Natural Gas | Process Cooling | E0 | Economic Unit | 0 | 0 | 0 | 0 | 0 | 0 | 0 | 0 | 0 | 0 | 0 | 0 | 0 | 0 | 0 | 0 | 0 | 0 | 0 | 0 | 0 | 0 | 0 | 0 | 0 | 0 | 0 | 0 | 0 | 0 | 0 | 0 | 0
F1_Industrial_Other Industrial_Existing_Process_Natural Gas_Process Cooling_E1 | F1 | Industrial | Other Industrial | Existing | Process | Natural Gas | Process Cooling | E1 | CCE | 0 | 0 | 0 | 0 | 0 | 0 | 0 | 0 | 0 | 0 | 0 | 0 | 0 | 0 | 0 | 0 | 0 | 0 | 0 | 0 | 0 | 0 | 0 | 0 | 0 | 0 | 0 | 0 | 0 | 0 | 0 | 0 | 0
F1_Industrial_Other Industrial_Existing_Process_Natural Gas_Process Cooling_E2 | F1 | Industrial | Other Industrial | Existing | Process | Natural Gas | Process Cooling | E2 | CCE | 0 | 0 | 0 | 0 | 0 | 0 | 0 | 0 | 0 | 0 | 0 | 0 | 0 | 0 | 0 | 0 | 0 | 0 | 0 | 0 | 0 | 0 | 0 | 0 | 0 | 0 | 0 | 0 | 0 | 0 | 0 | 0 | 0
F1_Industrial_Other Industrial_Existing_Process_Natural Gas_Process Cooling_E3 | F1 | Industrial | Other Industrial | Existing | Process | Natural Gas | Process Cooling | E3 | CCE | 0 | 0 | 0 | 0 | 0 | 0 | 0 | 0 | 0 | 0 | 0 | 0 | 0 | 0 | 0 | 0 | 0 | 0 | 0 | 0 | 0 | 0 | 0 | 0 | 0 | 0 | 0 | 0 | 0 | 0 | 0 | 0 | 0
F1_Industrial_Other Industrial_Existing_Process_Natural Gas_Process Cooling_E4 | F1 | Industrial | Other Industrial | Existing | Process | Natural Gas | Process Cooling | E4 | CCE | 0 | 0 | 0 | 0 | 0 | 0 | 0 | 0 | 0 | 0 | 0 | 0 | 0 | 0 | 0 | 0 | 0 | 0 | 0 | 0 | 0 | 0 | 0 | 0 | 0 | 0 | 0 | 0 | 0 | 0 | 0 | 0 | 0
F1_Industrial_Other Industrial_Existing_Process_Natural Gas_Process Cooling_E5 | F1 | Industrial | Other Industrial | Existing | Process | Natural Gas | Process Cooling | E5 | CCE | 0 | 0 | 0 | 0 | 0 | 0 | 0 | 0 | 0 | 0 | 0 | 0 | 0 | 0 | 0 | 0 | 0 | 0 | 0 | 0 | 0 | 0 | 0 | 0 | 0 | 0 | 0 | 0 | 0 | 0 | 0 | 0 | 0
F1_Industrial_Other Industrial_Existing_Process_Natural Gas_Process Cooling_E6 | F1 | Industrial | Other Industrial | Existing | Process | Natural Gas | Process Cooling | E6 | CCE | 0 | 0 | 0 | 0 | 0 | 0 | 0 | 0 | 0 | 0 | 0 | 0 | 0 | 0 | 0 | 0 | 0 | 0 | 0 | 0 | 0 | 0 | 0 | 0 | 0 | 0 | 0 | 0 | 0 | 0 | 0 | 0 | 0
F1_Industrial_Other Industrial_Existing_Process_Natural Gas_Process Cooling_E7 | F1 | Industrial | Other Industrial | Existing | Process | Natural Gas | Process Cooling | E7 | CCE | 0 | 0 | 0 | 0 | 0 | 0 | 0 | 0 | 0 | 0 | 0 | 0 | 0 | 0 | 0 | 0 | 0 | 0 | 0 | 0 | 0 | 0 | 0 | 0 | 0 | 0 | 0 | 0 | 0 | 0 | 0 | 0 | 0
F1_Industrial_Other Industrial_Existing_Process_Natural Gas_Process Cooling_E8 | F1 | Industrial | Other Industrial | Existing | Process | Natural Gas | Process Cooling | E8 | CCE | 0 | 0 | 0 | 0 | 0 | 0 | 0 | 0 | 0 | 0 | 0 | 0 | 0 | 0 | 0 | 0 | 0 | 0 | 0 | 0 | 0 | 0 | 0 | 0 | 0 | 0 | 0 | 0 | 0 | 0 | 0 | 0 | 0
F1_Industrial_Other Industrial_Existing_Process_Natural Gas_Process Cooling_E9 | F1 | Industrial | Other Industrial | Existing | Process | Natural Gas | Process Cooling | E9 | CCE | 0 | 0 | 0 | 0 | 0 | 0 | 0 | 0 | 0 | 0 | 0 | 0 | 0 | 0 | 0 | 0 | 0 | 0 | 0 | 0 | 0 | 0 | 0 | 0 | 0 | 0 | 0 | 0 | 0 | 0 | 0 | 0 | 0
F1_Industrial_Other Industrial_Existing_Process_Natural Gas_Process Cooling_E10 | F1 | Industrial | Other Industrial | Existing | Process | Natural Gas | Process Cooling | E10 | CCE | 0 | 0 | 0 | 0 | 0 | 0 | 0 | 0 | 0 | 0 | 0 | 0 | 0 | 0 | 0 | 0 | 0 | 0 | 0 | 0 | 0 | 0 | 0 | 0 | 0 | 0 | 0 | 0 | 0 | 0 | 0 | 0 | 0
F2_Industrial_Other Industrial_Existing_Process_Natural Gas_Process Cooling_E1 | F2 | Industrial | Other Industrial | Existing | Process | Natural Gas | Process Cooling | E1 | TRC BC Ratio | 0 | 0 | 0 | 0 | 0 | 0 | 0 | 0 | 0 | 0 | 0 | 0 | 0 | 0 | 0 | 0 | 0 | 0 | 0 | 0 | 0 | 0 | 0 | 0 | 0 | 0 | 0 | 0 | 0 | 0 | 0 | 0 | 0
F2_Industrial_Other Industrial_Existing_Process_Natural Gas_Process Cooling_E2 | F2 | Industrial | Other Industrial | Existing | Process | Natural Gas | Process Cooling | E2 | TRC BC Ratio | 0 | 0 | 0 | 0 | 0 | 0 | 0 | 0 | 0 | 0 | 0 | 0 | 0 | 0 | 0 | 0 | 0 | 0 | 0 | 0 | 0 | 0 | 0 | 0 | 0 | 0 | 0 | 0 | 0 | 0 | 0 | 0 | 0
F2_Industrial_Other Industrial_Existing_Process_Natural Gas_Process Cooling_E3 | F2 | Industrial | Other Industrial | Existing | Process | Natural Gas | Process Cooling | E3 | TRC BC Ratio | 0 | 0 | 0 | 0 | 0 | 0 | 0 | 0 | 0 | 0 | 0 | 0 | 0 | 0 | 0 | 0 | 0 | 0 | 0 | 0 | 0 | 0 | 0 | 0 | 0 | 0 | 0 | 0 | 0 | 0 | 0 | 0 | 0
F2_Industrial_Other Industrial_Existing_Process_Natural Gas_Process Cooling_E4 | F2 | Industrial | Other Industrial | Existing | Process | Natural Gas | Process Cooling | E4 | TRC BC Ratio | 0 | 0 | 0 | 0 | 0 | 0 | 0 | 0 | 0 | 0 | 0 | 0 | 0 | 0 | 0 | 0 | 0 | 0 | 0 | 0 | 0 | 0 | 0 | 0 | 0 | 0 | 0 | 0 | 0 | 0 | 0 | 0 | 0
F2_Industrial_Other Industrial_Existing_Process_Natural Gas_Process Cooling_E5 | F2 | Industrial | Other Industrial | Existing | Process | Natural Gas | Process Cooling | E5 | TRC BC Ratio | 0 | 0 | 0 | 0 | 0 | 0 | 0 | 0 | 0 | 0 | 0 | 0 | 0 | 0 | 0 | 0 | 0 | 0 | 0 | 0 | 0 | 0 | 0 | 0 | 0 | 0 | 0 | 0 | 0 | 0 | 0 | 0 | 0
F2_Industrial_Other Industrial_Existing_Process_Natural Gas_Process Cooling_E6 | F2 | Industrial | Other Industrial | Existing | Process | Natural Gas | Process Cooling | E6 | TRC BC Ratio | 0 | 0 | 0 | 0 | 0 | 0 | 0 | 0 | 0 | 0 | 0 | 0 | 0 | 0 | 0 | 0 | 0 | 0 | 0 | 0 | 0 | 0 | 0 | 0 | 0 | 0 | 0 | 0 | 0 | 0 | 0 | 0 | 0
F2_Industrial_Other Industrial_Existing_Process_Natural Gas_Process Cooling_E7 | F2 | Industrial | Other Industrial | Existing | Process | Natural Gas | Process Cooling | E7 | TRC BC Ratio | 0 | 0 | 0 | 0 | 0 | 0 | 0 | 0 | 0 | 0 | 0 | 0 | 0 | 0 | 0 | 0 | 0 | 0 | 0 | 0 | 0 | 0 | 0 | 0 | 0 | 0 | 0 | 0 | 0 | 0 | 0 | 0 | 0
F2_Industrial_Other Industrial_Existing_Process_Natural Gas_Process Cooling_E8 | F2 | Industrial | Other Industrial | Existing | Process | Natural Gas | Process Cooling | E8 | TRC BC Ratio | 0 | 0 | 0 | 0 | 0 | 0 | 0 | 0 | 0 | 0 | 0 | 0 | 0 | 0 | 0 | 0 | 0 | 0 | 0 | 0 | 0 | 0 | 0 | 0 | 0 | 0 | 0 | 0 | 0 | 0 | 0 | 0 | 0
F2_Industrial_Other Industrial_Existing_Process_Natural Gas_Process Cooling_E9 | F2 | Industrial | Other Industrial | Existing | Process | Natural Gas | Process Cooling | E9 | TRC BC Ratio | 0 | 0 | 0 | 0 | 0 | 0 | 0 | 0 | 0 | 0 | 0 | 0 | 0 | 0 | 0 | 0 | 0 | 0 | 0 | 0 | 0 | 0 | 0 | 0 | 0 | 0 | 0 | 0 | 0 | 0 | 0 | 0 | 0
F2_Industrial_Other Industrial_Existing_Process_Natural Gas_Process Cooling_E10 | F2 | Industrial | Other Industrial | Existing | Process | Natural Gas | Process Cooling | E10 | TRC BC Ratio | 0 | 0 | 0 | 0 | 0 | 0 | 0 | 0 | 0 | 0 | 0 | 0 | 0 | 0 | 0 | 0 | 0 | 0 | 0 | 0 | 0 | 0 | 0 | 0 | 0 | 0 | 0 | 0 | 0 | 0 | 0 | 0 | 0
F3_Industrial_Other Industrial_Existing_Process_Natural Gas_Process Cooling_E1 | F3 | Industrial | Other Industrial | Existing | Process | Natural Gas | Process Cooling | E1 | PACT BC Ratio | 0 | 0 | 0 | 0 | 0 | 0 | 0 | 0 | 0 | 0 | 0 | 0 | 0 | 0 | 0 | 0 | 0 | 0 | 0 | 0 | 0 | 0 | 0 | 0 | 0 | 0 | 0 | 0 | 0 | 0 | 0 | 0 | 0
F3_Industrial_Other Industrial_Existing_Process_Natural Gas_Process Cooling_E2 | F3 | Industrial | Other Industrial | Existing | Process | Natural Gas | Process Cooling | E2 | PACT BC Ratio | 0 | 0 | 0 | 0 | 0 | 0 | 0 | 0 | 0 | 0 | 0 | 0 | 0 | 0 | 0 | 0 | 0 | 0 | 0 | 0 | 0 | 0 | 0 | 0 | 0 | 0 | 0 | 0 | 0 | 0 | 0 | 0 | 0
F3_Industrial_Other Industrial_Existing_Process_Natural Gas_Process Cooling_E3 | F3 | Industrial | Other Industrial | Existing | Process | Natural Gas | Process Cooling | E3 | PACT BC Ratio | 0 | 0 | 0 | 0 | 0 | 0 | 0 | 0 | 0 | 0 | 0 | 0 | 0 | 0 | 0 | 0 | 0 | 0 | 0 | 0 | 0 | 0 | 0 | 0 | 0 | 0 | 0 | 0 | 0 | 0 | 0 | 0 | 0
F3_Industrial_Other Industrial_Existing_Process_Natural Gas_Process Cooling_E4 | F3 | Industrial | Other Industrial | Existing | Process | Natural Gas | Process Cooling | E4 | PACT BC Ratio | 0 | 0 | 0 | 0 | 0 | 0 | 0 | 0 | 0 | 0 | 0 | 0 | 0 | 0 | 0 | 0 | 0 | 0 | 0 | 0 | 0 | 0 | 0 | 0 | 0 | 0 | 0 | 0 | 0 | 0 | 0 | 0 | 0
F3_Industrial_Other Industrial_Existing_Process_Natural Gas_Process Cooling_E5 | F3 | Industrial | Other Industrial | Existing | Process | Natural Gas | Process Cooling | E5 | PACT BC Ratio | 0 | 0 | 0 | 0 | 0 | 0 | 0 | 0 | 0 | 0 | 0 | 0 | 0 | 0 | 0 | 0 | 0 | 0 | 0 | 0 | 0 | 0 | 0 | 0 | 0 | 0 | 0 | 0 | 0 | 0 | 0 | 0 | 0
F3_Industrial_Other Industrial_Existing_Process_Natural Gas_Process Cooling_E6 | F3 | Industrial | Other Industrial | Existing | Process | Natural Gas | Process Cooling | E6 | PACT BC Ratio | 0 | 0 | 0 | 0 | 0 | 0 | 0 | 0 | 0 | 0 | 0 | 0 | 0 | 0 | 0 | 0 | 0 | 0 | 0 | 0 | 0 | 0 | 0 | 0 | 0 | 0 | 0 | 0 | 0 | 0 | 0 | 0 | 0
F3_Industrial_Other Industrial_Existing_Process_Natural Gas_Process Cooling_E7 | F3 | Industrial | Other Industrial | Existing | Process | Natural Gas | Process Cooling | E7 | PACT BC Ratio | 0 | 0 | 0 | 0 | 0 | 0 | 0 | 0 | 0 | 0 | 0 | 0 | 0 | 0 | 0 | 0 | 0 | 0 | 0 | 0 | 0 | 0 | 0 | 0 | 0 | 0 | 0 | 0 | 0 | 0 | 0 | 0 | 0
F3_Industrial_Other Industrial_Existing_Process_Natural Gas_Process Cooling_E8 | F3 | Industrial | Other Industrial | Existing | Process | Natural Gas | Process Cooling | E8 | PACT BC Ratio | 0 | 0 | 0 | 0 | 0 | 0 | 0 | 0 | 0 | 0 | 0 | 0 | 0 | 0 | 0 | 0 | 0 | 0 | 0 | 0 | 0 | 0 | 0 | 0 | 0 | 0 | 0 | 0 | 0 | 0 | 0 | 0 | 0
F3_Industrial_Other Industrial_Existing_Process_Natural Gas_Process Cooling_E9 | F3 | Industrial | Other Industrial | Existing | Process | Natural Gas | Process Cooling | E9 | PACT BC Ratio | 0 | 0 | 0 | 0 | 0 | 0 | 0 | 0 | 0 | 0 | 0 | 0 | 0 | 0 | 0 | 0 | 0 | 0 | 0 | 0 | 0 | 0 | 0 | 0 | 0 | 0 | 0 | 0 | 0 | 0 | 0 | 0 | 0
F3_Industrial_Other Industrial_Existing_Process_Natural Gas_Process Cooling_E10 | F3 | Industrial | Other Industrial | Existing | Process | Natural Gas | Process Cooling | E10 | PACT BC Ratio | 0 | 0 | 0 | 0 | 0 | 0 | 0 | 0 | 0 | 0 | 0 | 0 | 0 | 0 | 0 | 0 | 0 | 0 | 0 | 0 | 0 | 0 | 0 | 0 | 0 | 0 | 0 | 0 | 0 | 0 | 0 | 0 | 0
F4_Industrial_Other Industrial_Existing_Process_Natural Gas_Process Cooling_E1 | F4 | Industrial | Other Industrial | Existing | Process | Natural Gas | Process Cooling | E1 | RVT BC Ratio | 0 | 0 | 0 | 0 | 0 | 0 | 0 | 0 | 0 | 0 | 0 | 0 | 0 | 0 | 0 | 0 | 0 | 0 | 0 | 0 | 0 | 0 | 0 | 0 | 0 | 0 | 0 | 0 | 0 | 0 | 0 | 0 | 0
F4_Industrial_Other Industrial_Existing_Process_Natural Gas_Process Cooling_E2 | F4 | Industrial | Other Industrial | Existing | Process | Natural Gas | Process Cooling | E2 | RVT BC Ratio | 0 | 0 | 0 | 0 | 0 | 0 | 0 | 0 | 0 | 0 | 0 | 0 | 0 | 0 | 0 | 0 | 0 | 0 | 0 | 0 | 0 | 0 | 0 | 0 | 0 | 0 | 0 | 0 | 0 | 0 | 0 | 0 | 0
F4_Industrial_Other Industrial_Existing_Process_Natural Gas_Process Cooling_E3 | F4 | Industrial | Other Industrial | Existing | Process | Natural Gas | Process Cooling | E3 | RVT BC Ratio | 0 | 0 | 0 | 0 | 0 | 0 | 0 | 0 | 0 | 0 | 0 | 0 | 0 | 0 | 0 | 0 | 0 | 0 | 0 | 0 | 0 | 0 | 0 | 0 | 0 | 0 | 0 | 0 | 0 | 0 | 0 | 0 | 0
F4_Industrial_Other Industrial_Existing_Process_Natural Gas_Process Cooling_E4 | F4 | Industrial | Other Industrial | Existing | Process | Natural Gas | Process Cooling | E4 | RVT BC Ratio | 0 | 0 | 0 | 0 | 0 | 0 | 0 | 0 | 0 | 0 | 0 | 0 | 0 | 0 | 0 | 0 | 0 | 0 | 0 | 0 | 0 | 0 | 0 | 0 | 0 | 0 | 0 | 0 | 0 | 0 | 0 | 0 | 0
F4_Industrial_Other Industrial_Existing_Process_Natural Gas_Process Cooling_E5 | F4 | Industrial | Other Industrial | Existing | Process | Natural Gas | Process Cooling | E5 | RVT BC Ratio | 0 | 0 | 0 | 0 | 0 | 0 | 0 | 0 | 0 | 0 | 0 | 0 | 0 | 0 | 0 | 0 | 0 | 0 | 0 | 0 | 0 | 0 | 0 | 0 | 0 | 0 | 0 | 0 | 0 | 0 | 0 | 0 | 0
F4_Industrial_Other Industrial_Existing_Process_Natural Gas_Process Cooling_E6 | F4 | Industrial | Other Industrial | Existing | Process | Natural Gas | Process Cooling | E6 | RVT BC Ratio | 0 | 0 | 0 | 0 | 0 | 0 | 0 | 0 | 0 | 0 | 0 | 0 | 0 | 0 | 0 | 0 | 0 | 0 | 0 | 0 | 0 | 0 | 0 | 0 | 0 | 0 | 0 | 0 | 0 | 0 | 0 | 0 | 0
F4_Industrial_Other Industrial_Existing_Process_Natural Gas_Process Cooling_E7 | F4 | Industrial | Other Industrial | Existing | Process | Natural Gas | Process Cooling | E7 | RVT BC Ratio | 0 | 0 | 0 | 0 | 0 | 0 | 0 | 0 | 0 | 0 | 0 | 0 | 0 | 0 | 0 | 0 | 0 | 0 | 0 | 0 | 0 | 0 | 0 | 0 | 0 | 0 | 0 | 0 | 0 | 0 | 0 | 0 | 0
F4_Industrial_Other Industrial_Existing_Process_Natural Gas_Process Cooling_E8 | F4 | Industrial | Other Industrial | Existing | Process | Natural Gas | Process Cooling | E8 | RVT BC Ratio | 0 | 0 | 0 | 0 | 0 | 0 | 0 | 0 | 0 | 0 | 0 | 0 | 0 | 0 | 0 | 0 | 0 | 0 | 0 | 0 | 0 | 0 | 0 | 0 | 0 | 0 | 0 | 0 | 0 | 0 | 0 | 0 | 0
F4_Industrial_Other Industrial_Existing_Process_Natural Gas_Process Cooling_E9 | F4 | Industrial | Other Industrial | Existing | Process | Natural Gas | Process Cooling | E9 | RVT BC Ratio | 0 | 0 | 0 | 0 | 0 | 0 | 0 | 0 | 0 | 0 | 0 | 0 | 0 | 0 | 0 | 0 | 0 | 0 | 0 | 0 | 0 | 0 | 0 | 0 | 0 | 0 | 0 | 0 | 0 | 0 | 0 | 0 | 0
F4_Industrial_Other Industrial_Existing_Process_Natural Gas_Process Cooling_E10 | F4 | Industrial | Other Industrial | Existing | Process | Natural Gas | Process Cooling | E10 | RVT BC Ratio | 0 | 0 | 0 | 0 | 0 | 0 | 0 | 0 | 0 | 0 | 0 | 0 | 0 | 0 | 0 | 0 | 0 | 0 | 0 | 0 | 0 | 0 | 0 | 0 | 0 | 0 | 0 | 0 | 0 | 0 | 0 | 0 | 0
F5_Industrial_Other Industrial_Existing_Process_Natural Gas_Process Cooling_E1 | F5 | Industrial | Other Industrial | Existing | Process | Natural Gas | Process Cooling | E1 | RIM BC Ratio | 0 | 0 | 0 | 0 | 0 | 0 | 0 | 0 | 0 | 0 | 0 | 0 | 0 | 0 | 0 | 0 | 0 | 0 | 0 | 0 | 0 | 0 | 0 | 0 | 0 | 0 | 0 | 0 | 0 | 0 | 0 | 0 | 0
F5_Industrial_Other Industrial_Existing_Process_Natural Gas_Process Cooling_E2 | F5 | Industrial | Other Industrial | Existing | Process | Natural Gas | Process Cooling | E2 | RIM BC Ratio | 0 | 0 | 0 | 0 | 0 | 0 | 0 | 0 | 0 | 0 | 0 | 0 | 0 | 0 | 0 | 0 | 0 | 0 | 0 | 0 | 0 | 0 | 0 | 0 | 0 | 0 | 0 | 0 | 0 | 0 | 0 | 0 | 0
F5_Industrial_Other Industrial_Existing_Process_Natural Gas_Process Cooling_E3 | F5 | Industrial | Other Industrial | Existing | Process | Natural Gas | Process Cooling | E3 | RIM BC Ratio | 0 | 0 | 0 | 0 | 0 | 0 | 0 | 0 | 0 | 0 | 0 | 0 | 0 | 0 | 0 | 0 | 0 | 0 | 0 | 0 | 0 | 0 | 0 | 0 | 0 | 0 | 0 | 0 | 0 | 0 | 0 | 0 | 0
F5_Industrial_Other Industrial_Existing_Process_Natural Gas_Process Cooling_E4 | F5 | Industrial | Other Industrial | Existing | Process | Natural Gas | Process Cooling | E4 | RIM BC Ratio | 0 | 0 | 0 | 0 | 0 | 0 | 0 | 0 | 0 | 0 | 0 | 0 | 0 | 0 | 0 | 0 | 0 | 0 | 0 | 0 | 0 | 0 | 0 | 0 | 0 | 0 | 0 | 0 | 0 | 0 | 0 | 0 | 0
F5_Industrial_Other Industrial_Existing_Process_Natural Gas_Process Cooling_E5 | F5 | Industrial | Other Industrial | Existing | Process | Natural Gas | Process Cooling | E5 | RIM BC Ratio | 0 | 0 | 0 | 0 | 0 | 0 | 0 | 0 | 0 | 0 | 0 | 0 | 0 | 0 | 0 | 0 | 0 | 0 | 0 | 0 | 0 | 0 | 0 | 0 | 0 | 0 | 0 | 0 | 0 | 0 | 0 | 0 | 0
F5_Industrial_Other Industrial_Existing_Process_Natural Gas_Process Cooling_E6 | F5 | Industrial | Other Industrial | Existing | Process | Natural Gas | Process Cooling | E6 | RIM BC Ratio | 0 | 0 | 0 | 0 | 0 | 0 | 0 | 0 | 0 | 0 | 0 | 0 | 0 | 0 | 0 | 0 | 0 | 0 | 0 | 0 | 0 | 0 | 0 | 0 | 0 | 0 | 0 | 0 | 0 | 0 | 0 | 0 | 0
F5_Industrial_Other Industrial_Existing_Process_Natural Gas_Process Cooling_E7 | F5 | Industrial | Other Industrial | Existing | Process | Natural Gas | Process Cooling | E7 | RIM BC Ratio | 0 | 0 | 0 | 0 | 0 | 0 | 0 | 0 | 0 | 0 | 0 | 0 | 0 | 0 | 0 | 0 | 0 | 0 | 0 | 0 | 0 | 0 | 0 | 0 | 0 | 0 | 0 | 0 | 0 | 0 | 0 | 0 | 0
F5_Industrial_Other Industrial_Existing_Process_Natural Gas_Process Cooling_E8 | F5 | Industrial | Other Industrial | Existing | Process | Natural Gas | Process Cooling | E8 | RIM BC Ratio | 0 | 0 | 0 | 0 | 0 | 0 | 0 | 0 | 0 | 0 | 0 | 0 | 0 | 0 | 0 | 0 | 0 | 0 | 0 | 0 | 0 | 0 | 0 | 0 | 0 | 0 | 0 | 0 | 0 | 0 | 0 | 0 | 0
F5_Industrial_Other Industrial_Existing_Process_Natural Gas_Process Cooling_E9 | F5 | Industrial | Other Industrial | Existing | Process | Natural Gas | Process Cooling | E9 | RIM BC Ratio | 0 | 0 | 0 | 0 | 0 | 0 | 0 | 0 | 0 | 0 | 0 | 0 | 0 | 0 | 0 | 0 | 0 | 0 | 0 | 0 | 0 | 0 | 0 | 0 | 0 | 0 | 0 | 0 | 0 | 0 | 0 | 0 | 0
F5_Industrial_Other Industrial_Existing_Process_Natural Gas_Process Cooling_E10 | F5 | Industrial | Other Industrial | Existing | Process | Natural Gas | Process Cooling | E10 | RIM BC Ratio | 0 | 0 | 0 | 0 | 0 | 0 | 0 | 0 | 0 | 0 | 0 | 0 | 0 | 0 | 0 | 0 | 0 | 0 | 0 | 0 | 0 | 0 | 0 | 0 | 0 | 0 | 0 | 0 | 0 | 0 | 0 | 0 | 0
F0_Industrial_Other Industrial_Existing_Process_Natural Gas_Other Process_E0 | F0 | Industrial | Other Industrial | Existing | Process | Natural Gas | Other Process | E0 | Economic Unit | 0 | 0 | 0 | 0 | 0 | 0 | 0 | 0 | 0 | 0 | 0 | 0 | 0 | 0 | 0 | 0 | 0 | 0 | 0 | 0 | 0 | 0 | 0 | 0 | 0 | 0 | 0 | 0 | 0 | 0 | 0 | 0 | 0
F1_Industrial_Other Industrial_Existing_Process_Natural Gas_Other Process_E1 | F1 | Industrial | Other Industrial | Existing | Process | Natural Gas | Other Process | E1 | CCE | 0 | 0 | 0 | 0 | 0 | 0 | 0 | 0 | 0 | 0 | 0 | 0 | 0 | 0 | 0 | 0 | 0 | 0 | 0 | 0 | 0 | 0 | 0 | 0 | 0 | 0 | 0 | 0 | 0 | 0 | 0 | 0 | 0
F1_Industrial_Other Industrial_Existing_Process_Natural Gas_Other Process_E2 | F1 | Industrial | Other Industrial | Existing | Process | Natural Gas | Other Process | E2 | CCE | 0 | 0 | 0 | 0 | 0 | 0 | 0 | 0 | 0 | 0 | 0 | 0 | 0 | 0 | 0 | 0 | 0 | 0 | 0 | 0 | 0 | 0 | 0 | 0 | 0 | 0 | 0 | 0 | 0 | 0 | 0 | 0 | 0
F1_Industrial_Other Industrial_Existing_Process_Natural Gas_Other Process_E3 | F1 | Industrial | Other Industrial | Existing | Process | Natural Gas | Other Process | E3 | CCE | 0 | 0 | 0 | 0 | 0 | 0 | 0 | 0 | 0 | 0 | 0 | 0 | 0 | 0 | 0 | 0 | 0 | 0 | 0 | 0 | 0 | 0 | 0 | 0 | 0 | 0 | 0 | 0 | 0 | 0 | 0 | 0 | 0
F1_Industrial_Other Industrial_Existing_Process_Natural Gas_Other Process_E4 | F1 | Industrial | Other Industrial | Existing | Process | Natural Gas | Other Process | E4 | CCE | 0 | 0 | 0 | 0 | 0 | 0 | 0 | 0 | 0 | 0 | 0 | 0 | 0 | 0 | 0 | 0 | 0 | 0 | 0 | 0 | 0 | 0 | 0 | 0 | 0 | 0 | 0 | 0 | 0 | 0 | 0 | 0 | 0
F1_Industrial_Other Industrial_Existing_Process_Natural Gas_Other Process_E5 | F1 | Industrial | Other Industrial | Existing | Process | Natural Gas | Other Process | E5 | CCE | 0 | 0 | 0 | 0 | 0 | 0 | 0 | 0 | 0 | 0 | 0 | 0 | 0 | 0 | 0 | 0 | 0 | 0 | 0 | 0 | 0 | 0 | 0 | 0 | 0 | 0 | 0 | 0 | 0 | 0 | 0 | 0 | 0
F1_Industrial_Other Industrial_Existing_Process_Natural Gas_Other Process_E6 | F1 | Industrial | Other Industrial | Existing | Process | Natural Gas | Other Process | E6 | CCE | 0 | 0 | 0 | 0 | 0 | 0 | 0 | 0 | 0 | 0 | 0 | 0 | 0 | 0 | 0 | 0 | 0 | 0 | 0 | 0 | 0 | 0 | 0 | 0 | 0 | 0 | 0 | 0 | 0 | 0 | 0 | 0 | 0
F1_Industrial_Other Industrial_Existing_Process_Natural Gas_Other Process_E7 | F1 | Industrial | Other Industrial | Existing | Process | Natural Gas | Other Process | E7 | CCE | 0 | 0 | 0 | 0 | 0 | 0 | 0 | 0 | 0 | 0 | 0 | 0 | 0 | 0 | 0 | 0 | 0 | 0 | 0 | 0 | 0 | 0 | 0 | 0 | 0 | 0 | 0 | 0 | 0 | 0 | 0 | 0 | 0
F1_Industrial_Other Industrial_Existing_Process_Natural Gas_Other Process_E8 | F1 | Industrial | Other Industrial | Existing | Process | Natural Gas | Other Process | E8 | CCE | 0 | 0 | 0 | 0 | 0 | 0 | 0 | 0 | 0 | 0 | 0 | 0 | 0 | 0 | 0 | 0 | 0 | 0 | 0 | 0 | 0 | 0 | 0 | 0 | 0 | 0 | 0 | 0 | 0 | 0 | 0 | 0 | 0
F1_Industrial_Other Industrial_Existing_Process_Natural Gas_Other Process_E9 | F1 | Industrial | Other Industrial | Existing | Process | Natural Gas | Other Process | E9 | CCE | 0 | 0 | 0 | 0 | 0 | 0 | 0 | 0 | 0 | 0 | 0 | 0 | 0 | 0 | 0 | 0 | 0 | 0 | 0 | 0 | 0 | 0 | 0 | 0 | 0 | 0 | 0 | 0 | 0 | 0 | 0 | 0 | 0
F1_Industrial_Other Industrial_Existing_Process_Natural Gas_Other Process_E10 | F1 | Industrial | Other Industrial | Existing | Process | Natural Gas | Other Process | E10 | CCE | 0 | 0 | 0 | 0 | 0 | 0 | 0 | 0 | 0 | 0 | 0 | 0 | 0 | 0 | 0 | 0 | 0 | 0 | 0 | 0 | 0 | 0 | 0 | 0 | 0 | 0 | 0 | 0 | 0 | 0 | 0 | 0 | 0
F2_Industrial_Other Industrial_Existing_Process_Natural Gas_Other Process_E1 | F2 | Industrial | Other Industrial | Existing | Process | Natural Gas | Other Process | E1 | TRC BC Ratio | 0 | 0 | 0 | 0 | 0 | 0 | 0 | 0 | 0 | 0 | 0 | 0 | 0 | 0 | 0 | 0 | 0 | 0 | 0 | 0 | 0 | 0 | 0 | 0 | 0 | 0 | 0 | 0 | 0 | 0 | 0 | 0 | 0
F2_Industrial_Other Industrial_Existing_Process_Natural Gas_Other Process_E2 | F2 | Industrial | Other Industrial | Existing | Process | Natural Gas | Other Process | E2 | TRC BC Ratio | 0 | 0 | 0 | 0 | 0 | 0 | 0 | 0 | 0 | 0 | 0 | 0 | 0 | 0 | 0 | 0 | 0 | 0 | 0 | 0 | 0 | 0 | 0 | 0 | 0 | 0 | 0 | 0 | 0 | 0 | 0 | 0 | 0
F2_Industrial_Other Industrial_Existing_Process_Natural Gas_Other Process_E3 | F2 | Industrial | Other Industrial | Existing | Process | Natural Gas | Other Process | E3 | TRC BC Ratio | 0 | 0 | 0 | 0 | 0 | 0 | 0 | 0 | 0 | 0 | 0 | 0 | 0 | 0 | 0 | 0 | 0 | 0 | 0 | 0 | 0 | 0 | 0 | 0 | 0 | 0 | 0 | 0 | 0 | 0 | 0 | 0 | 0
F2_Industrial_Other Industrial_Existing_Process_Natural Gas_Other Process_E4 | F2 | Industrial | Other Industrial | Existing | Process | Natural Gas | Other Process | E4 | TRC BC Ratio | 0 | 0 | 0 | 0 | 0 | 0 | 0 | 0 | 0 | 0 | 0 | 0 | 0 | 0 | 0 | 0 | 0 | 0 | 0 | 0 | 0 | 0 | 0 | 0 | 0 | 0 | 0 | 0 | 0 | 0 | 0 | 0 | 0
F2_Industrial_Other Industrial_Existing_Process_Natural Gas_Other Process_E5 | F2 | Industrial | Other Industrial | Existing | Process | Natural Gas | Other Process | E5 | TRC BC Ratio | 0 | 0 | 0 | 0 | 0 | 0 | 0 | 0 | 0 | 0 | 0 | 0 | 0 | 0 | 0 | 0 | 0 | 0 | 0 | 0 | 0 | 0 | 0 | 0 | 0 | 0 | 0 | 0 | 0 | 0 | 0 | 0 | 0
F2_Industrial_Other Industrial_Existing_Process_Natural Gas_Other Process_E6 | F2 | Industrial | Other Industrial | Existing | Process | Natural Gas | Other Process | E6 | TRC BC Ratio | 0 | 0 | 0 | 0 | 0 | 0 | 0 | 0 | 0 | 0 | 0 | 0 | 0 | 0 | 0 | 0 | 0 | 0 | 0 | 0 | 0 | 0 | 0 | 0 | 0 | 0 | 0 | 0 | 0 | 0 | 0 | 0 | 0
F2_Industrial_Other Industrial_Existing_Process_Natural Gas_Other Process_E7 | F2 | Industrial | Other Industrial | Existing | Process | Natural Gas | Other Process | E7 | TRC BC Ratio | 0 | 0 | 0 | 0 | 0 | 0 | 0 | 0 | 0 | 0 | 0 | 0 | 0 | 0 | 0 | 0 | 0 | 0 | 0 | 0 | 0 | 0 | 0 | 0 | 0 | 0 | 0 | 0 | 0 | 0 | 0 | 0 | 0
F2_Industrial_Other Industrial_Existing_Process_Natural Gas_Other Process_E8 | F2 | Industrial | Other Industrial | Existing | Process | Natural Gas | Other Process | E8 | TRC BC Ratio | 0 | 0 | 0 | 0 | 0 | 0 | 0 | 0 | 0 | 0 | 0 | 0 | 0 | 0 | 0 | 0 | 0 | 0 | 0 | 0 | 0 | 0 | 0 | 0 | 0 | 0 | 0 | 0 | 0 | 0 | 0 | 0 | 0
F2_Industrial_Other Industrial_Existing_Process_Natural Gas_Other Process_E9 | F2 | Industrial | Other Industrial | Existing | Process | Natural Gas | Other Process | E9 | TRC BC Ratio | 0 | 0 | 0 | 0 | 0 | 0 | 0 | 0 | 0 | 0 | 0 | 0 | 0 | 0 | 0 | 0 | 0 | 0 | 0 | 0 | 0 | 0 | 0 | 0 | 0 | 0 | 0 | 0 | 0 | 0 | 0 | 0 | 0
F2_Industrial_Other Industrial_Existing_Process_Natural Gas_Other Process_E10 | F2 | Industrial | Other Industrial | Existing | Process | Natural Gas | Other Process | E10 | TRC BC Ratio | 0 | 0 | 0 | 0 | 0 | 0 | 0 | 0 | 0 | 0 | 0 | 0 | 0 | 0 | 0 | 0 | 0 | 0 | 0 | 0 | 0 | 0 | 0 | 0 | 0 | 0 | 0 | 0 | 0 | 0 | 0 | 0 | 0
F3_Industrial_Other Industrial_Existing_Process_Natural Gas_Other Process_E1 | F3 | Industrial | Other Industrial | Existing | Process | Natural Gas | Other Process | E1 | PACT BC Ratio | 0 | 0 | 0 | 0 | 0 | 0 | 0 | 0 | 0 | 0 | 0 | 0 | 0 | 0 | 0 | 0 | 0 | 0 | 0 | 0 | 0 | 0 | 0 | 0 | 0 | 0 | 0 | 0 | 0 | 0 | 0 | 0 | 0
F3_Industrial_Other Industrial_Existing_Process_Natural Gas_Other Process_E2 | F3 | Industrial | Other Industrial | Existing | Process | Natural Gas | Other Process | E2 | PACT BC Ratio | 0 | 0 | 0 | 0 | 0 | 0 | 0 | 0 | 0 | 0 | 0 | 0 | 0 | 0 | 0 | 0 | 0 | 0 | 0 | 0 | 0 | 0 | 0 | 0 | 0 | 0 | 0 | 0 | 0 | 0 | 0 | 0 | 0
F3_Industrial_Other Industrial_Existing_Process_Natural Gas_Other Process_E3 | F3 | Industrial | Other Industrial | Existing | Process | Natural Gas | Other Process | E3 | PACT BC Ratio | 0 | 0 | 0 | 0 | 0 | 0 | 0 | 0 | 0 | 0 | 0 | 0 | 0 | 0 | 0 | 0 | 0 | 0 | 0 | 0 | 0 | 0 | 0 | 0 | 0 | 0 | 0 | 0 | 0 | 0 | 0 | 0 | 0
F3_Industrial_Other Industrial_Existing_Process_Natural Gas_Other Process_E4 | F3 | Industrial | Other Industrial | Existing | Process | Natural Gas | Other Process | E4 | PACT BC Ratio | 0 | 0 | 0 | 0 | 0 | 0 | 0 | 0 | 0 | 0 | 0 | 0 | 0 | 0 | 0 | 0 | 0 | 0 | 0 | 0 | 0 | 0 | 0 | 0 | 0 | 0 | 0 | 0 | 0 | 0 | 0 | 0 | 0
F3_Industrial_Other Industrial_Existing_Process_Natural Gas_Other Process_E5 | F3 | Industrial | Other Industrial | Existing | Process | Natural Gas | Other Process | E5 | PACT BC Ratio | 0 | 0 | 0 | 0 | 0 | 0 | 0 | 0 | 0 | 0 | 0 | 0 | 0 | 0 | 0 | 0 | 0 | 0 | 0 | 0 | 0 | 0 | 0 | 0 | 0 | 0 | 0 | 0 | 0 | 0 | 0 | 0 | 0
F3_Industrial_Other Industrial_Existing_Process_Natural Gas_Other Process_E6 | F3 | Industrial | Other Industrial | Existing | Process | Natural Gas | Other Process | E6 | PACT BC Ratio | 0 | 0 | 0 | 0 | 0 | 0 | 0 | 0 | 0 | 0 | 0 | 0 | 0 | 0 | 0 | 0 | 0 | 0 | 0 | 0 | 0 | 0 | 0 | 0 | 0 | 0 | 0 | 0 | 0 | 0 | 0 | 0 | 0
F3_Industrial_Other Industrial_Existing_Process_Natural Gas_Other Process_E7 | F3 | Industrial | Other Industrial | Existing | Process | Natural Gas | Other Process | E7 | PACT BC Ratio | 0 | 0 | 0 | 0 | 0 | 0 | 0 | 0 | 0 | 0 | 0 | 0 | 0 | 0 | 0 | 0 | 0 | 0 | 0 | 0 | 0 | 0 | 0 | 0 | 0 | 0 | 0 | 0 | 0 | 0 | 0 | 0 | 0
F3_Industrial_Other Industrial_Existing_Process_Natural Gas_Other Process_E8 | F3 | Industrial | Other Industrial | Existing | Process | Natural Gas | Other Process | E8 | PACT BC Ratio | 0 | 0 | 0 | 0 | 0 | 0 | 0 | 0 | 0 | 0 | 0 | 0 | 0 | 0 | 0 | 0 | 0 | 0 | 0 | 0 | 0 | 0 | 0 | 0 | 0 | 0 | 0 | 0 | 0 | 0 | 0 | 0 | 0
F3_Industrial_Other Industrial_Existing_Process_Natural Gas_Other Process_E9 | F3 | Industrial | Other Industrial | Existing | Process | Natural Gas | Other Process | E9 | PACT BC Ratio | 0 | 0 | 0 | 0 | 0 | 0 | 0 | 0 | 0 | 0 | 0 | 0 | 0 | 0 | 0 | 0 | 0 | 0 | 0 | 0 | 0 | 0 | 0 | 0 | 0 | 0 | 0 | 0 | 0 | 0 | 0 | 0 | 0
F3_Industrial_Other Industrial_Existing_Process_Natural Gas_Other Process_E10 | F3 | Industrial | Other Industrial | Existing | Process | Natural Gas | Other Process | E10 | PACT BC Ratio | 0 | 0 | 0 | 0 | 0 | 0 | 0 | 0 | 0 | 0 | 0 | 0 | 0 | 0 | 0 | 0 | 0 | 0 | 0 | 0 | 0 | 0 | 0 | 0 | 0 | 0 | 0 | 0 | 0 | 0 | 0 | 0 | 0
F4_Industrial_Other Industrial_Existing_Process_Natural Gas_Other Process_E1 | F4 | Industrial | Other Industrial | Existing | Process | Natural Gas | Other Process | E1 | RVT BC Ratio | 0 | 0 | 0 | 0 | 0 | 0 | 0 | 0 | 0 | 0 | 0 | 0 | 0 | 0 | 0 | 0 | 0 | 0 | 0 | 0 | 0 | 0 | 0 | 0 | 0 | 0 | 0 | 0 | 0 | 0 | 0 | 0 | 0
F4_Industrial_Other Industrial_Existing_Process_Natural Gas_Other Process_E2 | F4 | Industrial | Other Industrial | Existing | Process | Natural Gas | Other Process | E2 | RVT BC Ratio | 0 | 0 | 0 | 0 | 0 | 0 | 0 | 0 | 0 | 0 | 0 | 0 | 0 | 0 | 0 | 0 | 0 | 0 | 0 | 0 | 0 | 0 | 0 | 0 | 0 | 0 | 0 | 0 | 0 | 0 | 0 | 0 | 0
F4_Industrial_Other Industrial_Existing_Process_Natural Gas_Other Process_E3 | F4 | Industrial | Other Industrial | Existing | Process | Natural Gas | Other Process | E3 | RVT BC Ratio | 0 | 0 | 0 | 0 | 0 | 0 | 0 | 0 | 0 | 0 | 0 | 0 | 0 | 0 | 0 | 0 | 0 | 0 | 0 | 0 | 0 | 0 | 0 | 0 | 0 | 0 | 0 | 0 | 0 | 0 | 0 | 0 | 0
F4_Industrial_Other Industrial_Existing_Process_Natural Gas_Other Process_E4 | F4 | Industrial | Other Industrial | Existing | Process | Natural Gas | Other Process | E4 | RVT BC Ratio | 0 | 0 | 0 | 0 | 0 | 0 | 0 | 0 | 0 | 0 | 0 | 0 | 0 | 0 | 0 | 0 | 0 | 0 | 0 | 0 | 0 | 0 | 0 | 0 | 0 | 0 | 0 | 0 | 0 | 0 | 0 | 0 | 0
F4_Industrial_Other Industrial_Existing_Process_Natural Gas_Other Process_E5 | F4 | Industrial | Other Industrial | Existing | Process | Natural Gas | Other Process | E5 | RVT BC Ratio | 0 | 0 | 0 | 0 | 0 | 0 | 0 | 0 | 0 | 0 | 0 | 0 | 0 | 0 | 0 | 0 | 0 | 0 | 0 | 0 | 0 | 0 | 0 | 0 | 0 | 0 | 0 | 0 | 0 | 0 | 0 | 0 | 0
F4_Industrial_Other Industrial_Existing_Process_Natural Gas_Other Process_E6 | F4 | Industrial | Other Industrial | Existing | Process | Natural Gas | Other Process | E6 | RVT BC Ratio | 0 | 0 | 0 | 0 | 0 | 0 | 0 | 0 | 0 | 0 | 0 | 0 | 0 | 0 | 0 | 0 | 0 | 0 | 0 | 0 | 0 | 0 | 0 | 0 | 0 | 0 | 0 | 0 | 0 | 0 | 0 | 0 | 0
F4_Industrial_Other Industrial_Existing_Process_Natural Gas_Other Process_E7 | F4 | Industrial | Other Industrial | Existing | Process | Natural Gas | Other Process | E7 | RVT BC Ratio | 0 | 0 | 0 | 0 | 0 | 0 | 0 | 0 | 0 | 0 | 0 | 0 | 0 | 0 | 0 | 0 | 0 | 0 | 0 | 0 | 0 | 0 | 0 | 0 | 0 | 0 | 0 | 0 | 0 | 0 | 0 | 0 | 0
F4_Industrial_Other Industrial_Existing_Process_Natural Gas_Other Process_E8 | F4 | Industrial | Other Industrial | Existing | Process | Natural Gas | Other Process | E8 | RVT BC Ratio | 0 | 0 | 0 | 0 | 0 | 0 | 0 | 0 | 0 | 0 | 0 | 0 | 0 | 0 | 0 | 0 | 0 | 0 | 0 | 0 | 0 | 0 | 0 | 0 | 0 | 0 | 0 | 0 | 0 | 0 | 0 | 0 | 0
F4_Industrial_Other Industrial_Existing_Process_Natural Gas_Other Process_E9 | F4 | Industrial | Other Industrial | Existing | Process | Natural Gas | Other Process | E9 | RVT BC Ratio | 0 | 0 | 0 | 0 | 0 | 0 | 0 | 0 | 0 | 0 | 0 | 0 | 0 | 0 | 0 | 0 | 0 | 0 | 0 | 0 | 0 | 0 | 0 | 0 | 0 | 0 | 0 | 0 | 0 | 0 | 0 | 0 | 0
F4_Industrial_Other Industrial_Existing_Process_Natural Gas_Other Process_E10 | F4 | Industrial | Other Industrial | Existing | Process | Natural Gas | Other Process | E10 | RVT BC Ratio | 0 | 0 | 0 | 0 | 0 | 0 | 0 | 0 | 0 | 0 | 0 | 0 | 0 | 0 | 0 | 0 | 0 | 0 | 0 | 0 | 0 | 0 | 0 | 0 | 0 | 0 | 0 | 0 | 0 | 0 | 0 | 0 | 0
F5_Industrial_Other Industrial_Existing_Process_Natural Gas_Other Process_E1 | F5 | Industrial | Other Industrial | Existing | Process | Natural Gas | Other Process | E1 | RIM BC Ratio | 0 | 0 | 0 | 0 | 0 | 0 | 0 | 0 | 0 | 0 | 0 | 0 | 0 | 0 | 0 | 0 | 0 | 0 | 0 | 0 | 0 | 0 | 0 | 0 | 0 | 0 | 0 | 0 | 0 | 0 | 0 | 0 | 0
F5_Industrial_Other Industrial_Existing_Process_Natural Gas_Other Process_E2 | F5 | Industrial | Other Industrial | Existing | Process | Natural Gas | Other Process | E2 | RIM BC Ratio | 0 | 0 | 0 | 0 | 0 | 0 | 0 | 0 | 0 | 0 | 0 | 0 | 0 | 0 | 0 | 0 | 0 | 0 | 0 | 0 | 0 | 0 | 0 | 0 | 0 | 0 | 0 | 0 | 0 | 0 | 0 | 0 | 0
F5_Industrial_Other Industrial_Existing_Process_Natural Gas_Other Process_E3 | F5 | Industrial | Other Industrial | Existing | Process | Natural Gas | Other Process | E3 | RIM BC Ratio | 0 | 0 | 0 | 0 | 0 | 0 | 0 | 0 | 0 | 0 | 0 | 0 | 0 | 0 | 0 | 0 | 0 | 0 | 0 | 0 | 0 | 0 | 0 | 0 | 0 | 0 | 0 | 0 | 0 | 0 | 0 | 0 | 0
F5_Industrial_Other Industrial_Existing_Process_Natural Gas_Other Process_E4 | F5 | Industrial | Other Industrial | Existing | Process | Natural Gas | Other Process | E4 | RIM BC Ratio | 0 | 0 | 0 | 0 | 0 | 0 | 0 | 0 | 0 | 0 | 0 | 0 | 0 | 0 | 0 | 0 | 0 | 0 | 0 | 0 | 0 | 0 | 0 | 0 | 0 | 0 | 0 | 0 | 0 | 0 | 0 | 0 | 0
F5_Industrial_Other Industrial_Existing_Process_Natural Gas_Other Process_E5 | F5 | Industrial | Other Industrial | Existing | Process | Natural Gas | Other Process | E5 | RIM BC Ratio | 0 | 0 | 0 | 0 | 0 | 0 | 0 | 0 | 0 | 0 | 0 | 0 | 0 | 0 | 0 | 0 | 0 | 0 | 0 | 0 | 0 | 0 | 0 | 0 | 0 | 0 | 0 | 0 | 0 | 0 | 0 | 0 | 0
F5_Industrial_Other Industrial_Existing_Process_Natural Gas_Other Process_E6 | F5 | Industrial | Other Industrial | Existing | Process | Natural Gas | Other Process | E6 | RIM BC Ratio | 0 | 0 | 0 | 0 | 0 | 0 | 0 | 0 | 0 | 0 | 0 | 0 | 0 | 0 | 0 | 0 | 0 | 0 | 0 | 0 | 0 | 0 | 0 | 0 | 0 | 0 | 0 | 0 | 0 | 0 | 0 | 0 | 0
F5_Industrial_Other Industrial_Existing_Process_Natural Gas_Other Process_E7 | F5 | Industrial | Other Industrial | Existing | Process | Natural Gas | Other Process | E7 | RIM BC Ratio | 0 | 0 | 0 | 0 | 0 | 0 | 0 | 0 | 0 | 0 | 0 | 0 | 0 | 0 | 0 | 0 | 0 | 0 | 0 | 0 | 0 | 0 | 0 | 0 | 0 | 0 | 0 | 0 | 0 | 0 | 0 | 0 | 0
F5_Industrial_Other Industrial_Existing_Process_Natural Gas_Other Process_E8 | F5 | Industrial | Other Industrial | Existing | Process | Natural Gas | Other Process | E8 | RIM BC Ratio | 0 | 0 | 0 | 0 | 0 | 0 | 0 | 0 | 0 | 0 | 0 | 0 | 0 | 0 | 0 | 0 | 0 | 0 | 0 | 0 | 0 | 0 | 0 | 0 | 0 | 0 | 0 | 0 | 0 | 0 | 0 | 0 | 0
F5_Industrial_Other Industrial_Existing_Process_Natural Gas_Other Process_E9 | F5 | Industrial | Other Industrial | Existing | Process | Natural Gas | Other Process | E9 | RIM BC Ratio | 0 | 0 | 0 | 0 | 0 | 0 | 0 | 0 | 0 | 0 | 0 | 0 | 0 | 0 | 0 | 0 | 0 | 0 | 0 | 0 | 0 | 0 | 0 | 0 | 0 | 0 | 0 | 0 | 0 | 0 | 0 | 0 | 0
F5_Industrial_Other Industrial_Existing_Process_Natural Gas_Other Process_E10 | F5 | Industrial | Other Industrial | Existing | Process | Natural Gas | Other Process | E10 | RIM BC Ratio | 0 | 0 | 0 | 0 | 0 | 0 | 0 | 0 | 0 | 0 | 0 | 0 | 0 | 0 | 0 | 0 | 0 | 0 | 0 | 0 | 0 | 0 | 0 | 0 | 0 | 0 | 0 | 0 | 0 | 0 | 0 | 0 | 0
F0_Industrial_Other Industrial_Existing_Miscellaneous_Natural Gas_Miscellaneous_E0 | F0 | Industrial | Other Industrial | Existing | Miscellaneous | Natural Gas | Miscellaneous | E0 | Economic Unit | 0 | 0 | 0 | 0 | 0 | 0 | 0 | 0 | 0 | 0 | 0 | 0 | 0 | 0 | 0 | 0 | 0 | 0 | 0 | 0 | 0 | 0 | 0 | 0 | 0 | 0 | 0 | 0 | 0 | 0 | 0 | 0 | 0
F1_Industrial_Other Industrial_Existing_Miscellaneous_Natural Gas_Miscellaneous_E1 | F1 | Industrial | Other Industrial | Existing | Miscellaneous | Natural Gas | Miscellaneous | E1 | CCE | 0 | 0 | 0 | 0 | 0 | 0 | 0 | 0 | 0 | 0 | 0 | 0 | 0 | 0 | 0 | 0 | 0 | 0 | 0 | 0 | 0 | 0 | 0 | 0 | 0 | 0 | 0 | 0 | 0 | 0 | 0 | 0 | 0
F1_Industrial_Other Industrial_Existing_Miscellaneous_Natural Gas_Miscellaneous_E2 | F1 | Industrial | Other Industrial | Existing | Miscellaneous | Natural Gas | Miscellaneous | E2 | CCE | 0 | 0 | 0 | 0 | 0 | 0 | 0 | 0 | 0 | 0 | 0 | 0 | 0 | 0 | 0 | 0 | 0 | 0 | 0 | 0 | 0 | 0 | 0 | 0 | 0 | 0 | 0 | 0 | 0 | 0 | 0 | 0 | 0
F1_Industrial_Other Industrial_Existing_Miscellaneous_Natural Gas_Miscellaneous_E3 | F1 | Industrial | Other Industrial | Existing | Miscellaneous | Natural Gas | Miscellaneous | E3 | CCE | 0 | 0 | 0 | 0 | 0 | 0 | 0 | 0 | 0 | 0 | 0 | 0 | 0 | 0 | 0 | 0 | 0 | 0 | 0 | 0 | 0 | 0 | 0 | 0 | 0 | 0 | 0 | 0 | 0 | 0 | 0 | 0 | 0
F1_Industrial_Other Industrial_Existing_Miscellaneous_Natural Gas_Miscellaneous_E4 | F1 | Industrial | Other Industrial | Existing | Miscellaneous | Natural Gas | Miscellaneous | E4 | CCE | 0 | 0 | 0 | 0 | 0 | 0 | 0 | 0 | 0 | 0 | 0 | 0 | 0 | 0 | 0 | 0 | 0 | 0 | 0 | 0 | 0 | 0 | 0 | 0 | 0 | 0 | 0 | 0 | 0 | 0 | 0 | 0 | 0
F1_Industrial_Other Industrial_Existing_Miscellaneous_Natural Gas_Miscellaneous_E5 | F1 | Industrial | Other Industrial | Existing | Miscellaneous | Natural Gas | Miscellaneous | E5 | CCE | 0 | 0 | 0 | 0 | 0 | 0 | 0 | 0 | 0 | 0 | 0 | 0 | 0 | 0 | 0 | 0 | 0 | 0 | 0 | 0 | 0 | 0 | 0 | 0 | 0 | 0 | 0 | 0 | 0 | 0 | 0 | 0 | 0
F1_Industrial_Other Industrial_Existing_Miscellaneous_Natural Gas_Miscellaneous_E6 | F1 | Industrial | Other Industrial | Existing | Miscellaneous | Natural Gas | Miscellaneous | E6 | CCE | 0 | 0 | 0 | 0 | 0 | 0 | 0 | 0 | 0 | 0 | 0 | 0 | 0 | 0 | 0 | 0 | 0 | 0 | 0 | 0 | 0 | 0 | 0 | 0 | 0 | 0 | 0 | 0 | 0 | 0 | 0 | 0 | 0
F1_Industrial_Other Industrial_Existing_Miscellaneous_Natural Gas_Miscellaneous_E7 | F1 | Industrial | Other Industrial | Existing | Miscellaneous | Natural Gas | Miscellaneous | E7 | CCE | 0 | 0 | 0 | 0 | 0 | 0 | 0 | 0 | 0 | 0 | 0 | 0 | 0 | 0 | 0 | 0 | 0 | 0 | 0 | 0 | 0 | 0 | 0 | 0 | 0 | 0 | 0 | 0 | 0 | 0 | 0 | 0 | 0
F1_Industrial_Other Industrial_Existing_Miscellaneous_Natural Gas_Miscellaneous_E8 | F1 | Industrial | Other Industrial | Existing | Miscellaneous | Natural Gas | Miscellaneous | E8 | CCE | 0 | 0 | 0 | 0 | 0 | 0 | 0 | 0 | 0 | 0 | 0 | 0 | 0 | 0 | 0 | 0 | 0 | 0 | 0 | 0 | 0 | 0 | 0 | 0 | 0 | 0 | 0 | 0 | 0 | 0 | 0 | 0 | 0
F1_Industrial_Other Industrial_Existing_Miscellaneous_Natural Gas_Miscellaneous_E9 | F1 | Industrial | Other Industrial | Existing | Miscellaneous | Natural Gas | Miscellaneous | E9 | CCE | 0 | 0 | 0 | 0 | 0 | 0 | 0 | 0 | 0 | 0 | 0 | 0 | 0 | 0 | 0 | 0 | 0 | 0 | 0 | 0 | 0 | 0 | 0 | 0 | 0 | 0 | 0 | 0 | 0 | 0 | 0 | 0 | 0
F1_Industrial_Other Industrial_Existing_Miscellaneous_Natural Gas_Miscellaneous_E10 | F1 | Industrial | Other Industrial | Existing | Miscellaneous | Natural Gas | Miscellaneous | E10 | CCE | 0 | 0 | 0 | 0 | 0 | 0 | 0 | 0 | 0 | 0 | 0 | 0 | 0 | 0 | 0 | 0 | 0 | 0 | 0 | 0 | 0 | 0 | 0 | 0 | 0 | 0 | 0 | 0 | 0 | 0 | 0 | 0 | 0
F2_Industrial_Other Industrial_Existing_Miscellaneous_Natural Gas_Miscellaneous_E1 | F2 | Industrial | Other Industrial | Existing | Miscellaneous | Natural Gas | Miscellaneous | E1 | TRC BC Ratio | 0 | 0 | 0 | 0 | 0 | 0 | 0 | 0 | 0 | 0 | 0 | 0 | 0 | 0 | 0 | 0 | 0 | 0 | 0 | 0 | 0 | 0 | 0 | 0 | 0 | 0 | 0 | 0 | 0 | 0 | 0 | 0 | 0
F2_Industrial_Other Industrial_Existing_Miscellaneous_Natural Gas_Miscellaneous_E2 | F2 | Industrial | Other Industrial | Existing | Miscellaneous | Natural Gas | Miscellaneous | E2 | TRC BC Ratio | 0 | 0 | 0 | 0 | 0 | 0 | 0 | 0 | 0 | 0 | 0 | 0 | 0 | 0 | 0 | 0 | 0 | 0 | 0 | 0 | 0 | 0 | 0 | 0 | 0 | 0 | 0 | 0 | 0 | 0 | 0 | 0 | 0
F2_Industrial_Other Industrial_Existing_Miscellaneous_Natural Gas_Miscellaneous_E3 | F2 | Industrial | Other Industrial | Existing | Miscellaneous | Natural Gas | Miscellaneous | E3 | TRC BC Ratio | 0 | 0 | 0 | 0 | 0 | 0 | 0 | 0 | 0 | 0 | 0 | 0 | 0 | 0 | 0 | 0 | 0 | 0 | 0 | 0 | 0 | 0 | 0 | 0 | 0 | 0 | 0 | 0 | 0 | 0 | 0 | 0 | 0
F2_Industrial_Other Industrial_Existing_Miscellaneous_Natural Gas_Miscellaneous_E4 | F2 | Industrial | Other Industrial | Existing | Miscellaneous | Natural Gas | Miscellaneous | E4 | TRC BC Ratio | 0 | 0 | 0 | 0 | 0 | 0 | 0 | 0 | 0 | 0 | 0 | 0 | 0 | 0 | 0 | 0 | 0 | 0 | 0 | 0 | 0 | 0 | 0 | 0 | 0 | 0 | 0 | 0 | 0 | 0 | 0 | 0 | 0
F2_Industrial_Other Industrial_Existing_Miscellaneous_Natural Gas_Miscellaneous_E5 | F2 | Industrial | Other Industrial | Existing | Miscellaneous | Natural Gas | Miscellaneous | E5 | TRC BC Ratio | 0 | 0 | 0 | 0 | 0 | 0 | 0 | 0 | 0 | 0 | 0 | 0 | 0 | 0 | 0 | 0 | 0 | 0 | 0 | 0 | 0 | 0 | 0 | 0 | 0 | 0 | 0 | 0 | 0 | 0 | 0 | 0 | 0
F2_Industrial_Other Industrial_Existing_Miscellaneous_Natural Gas_Miscellaneous_E6 | F2 | Industrial | Other Industrial | Existing | Miscellaneous | Natural Gas | Miscellaneous | E6 | TRC BC Ratio | 0 | 0 | 0 | 0 | 0 | 0 | 0 | 0 | 0 | 0 | 0 | 0 | 0 | 0 | 0 | 0 | 0 | 0 | 0 | 0 | 0 | 0 | 0 | 0 | 0 | 0 | 0 | 0 | 0 | 0 | 0 | 0 | 0
F2_Industrial_Other Industrial_Existing_Miscellaneous_Natural Gas_Miscellaneous_E7 | F2 | Industrial | Other Industrial | Existing | Miscellaneous | Natural Gas | Miscellaneous | E7 | TRC BC Ratio | 0 | 0 | 0 | 0 | 0 | 0 | 0 | 0 | 0 | 0 | 0 | 0 | 0 | 0 | 0 | 0 | 0 | 0 | 0 | 0 | 0 | 0 | 0 | 0 | 0 | 0 | 0 | 0 | 0 | 0 | 0 | 0 | 0
F2_Industrial_Other Industrial_Existing_Miscellaneous_Natural Gas_Miscellaneous_E8 | F2 | Industrial | Other Industrial | Existing | Miscellaneous | Natural Gas | Miscellaneous | E8 | TRC BC Ratio | 0 | 0 | 0 | 0 | 0 | 0 | 0 | 0 | 0 | 0 | 0 | 0 | 0 | 0 | 0 | 0 | 0 | 0 | 0 | 0 | 0 | 0 | 0 | 0 | 0 | 0 | 0 | 0 | 0 | 0 | 0 | 0 | 0
F2_Industrial_Other Industrial_Existing_Miscellaneous_Natural Gas_Miscellaneous_E9 | F2 | Industrial | Other Industrial | Existing | Miscellaneous | Natural Gas | Miscellaneous | E9 | TRC BC Ratio | 0 | 0 | 0 | 0 | 0 | 0 | 0 | 0 | 0 | 0 | 0 | 0 | 0 | 0 | 0 | 0 | 0 | 0 | 0 | 0 | 0 | 0 | 0 | 0 | 0 | 0 | 0 | 0 | 0 | 0 | 0 | 0 | 0
F2_Industrial_Other Industrial_Existing_Miscellaneous_Natural Gas_Miscellaneous_E10 | F2 | Industrial | Other Industrial | Existing | Miscellaneous | Natural Gas | Miscellaneous | E10 | TRC BC Ratio | 0 | 0 | 0 | 0 | 0 | 0 | 0 | 0 | 0 | 0 | 0 | 0 | 0 | 0 | 0 | 0 | 0 | 0 | 0 | 0 | 0 | 0 | 0 | 0 | 0 | 0 | 0 | 0 | 0 | 0 | 0 | 0 | 0
F3_Industrial_Other Industrial_Existing_Miscellaneous_Natural Gas_Miscellaneous_E1 | F3 | Industrial | Other Industrial | Existing | Miscellaneous | Natural Gas | Miscellaneous | E1 | PACT BC Ratio | 0 | 0 | 0 | 0 | 0 | 0 | 0 | 0 | 0 | 0 | 0 | 0 | 0 | 0 | 0 | 0 | 0 | 0 | 0 | 0 | 0 | 0 | 0 | 0 | 0 | 0 | 0 | 0 | 0 | 0 | 0 | 0 | 0
F3_Industrial_Other Industrial_Existing_Miscellaneous_Natural Gas_Miscellaneous_E2 | F3 | Industrial | Other Industrial | Existing | Miscellaneous | Natural Gas | Miscellaneous | E2 | PACT BC Ratio | 0 | 0 | 0 | 0 | 0 | 0 | 0 | 0 | 0 | 0 | 0 | 0 | 0 | 0 | 0 | 0 | 0 | 0 | 0 | 0 | 0 | 0 | 0 | 0 | 0 | 0 | 0 | 0 | 0 | 0 | 0 | 0 | 0
F3_Industrial_Other Industrial_Existing_Miscellaneous_Natural Gas_Miscellaneous_E3 | F3 | Industrial | Other Industrial | Existing | Miscellaneous | Natural Gas | Miscellaneous | E3 | PACT BC Ratio | 0 | 0 | 0 | 0 | 0 | 0 | 0 | 0 | 0 | 0 | 0 | 0 | 0 | 0 | 0 | 0 | 0 | 0 | 0 | 0 | 0 | 0 | 0 | 0 | 0 | 0 | 0 | 0 | 0 | 0 | 0 | 0 | 0
F3_Industrial_Other Industrial_Existing_Miscellaneous_Natural Gas_Miscellaneous_E4 | F3 | Industrial | Other Industrial | Existing | Miscellaneous | Natural Gas | Miscellaneous | E4 | PACT BC Ratio | 0 | 0 | 0 | 0 | 0 | 0 | 0 | 0 | 0 | 0 | 0 | 0 | 0 | 0 | 0 | 0 | 0 | 0 | 0 | 0 | 0 | 0 | 0 | 0 | 0 | 0 | 0 | 0 | 0 | 0 | 0 | 0 | 0
F3_Industrial_Other Industrial_Existing_Miscellaneous_Natural Gas_Miscellaneous_E5 | F3 | Industrial | Other Industrial | Existing | Miscellaneous | Natural Gas | Miscellaneous | E5 | PACT BC Ratio | 0 | 0 | 0 | 0 | 0 | 0 | 0 | 0 | 0 | 0 | 0 | 0 | 0 | 0 | 0 | 0 | 0 | 0 | 0 | 0 | 0 | 0 | 0 | 0 | 0 | 0 | 0 | 0 | 0 | 0 | 0 | 0 | 0
F3_Industrial_Other Industrial_Existing_Miscellaneous_Natural Gas_Miscellaneous_E6 | F3 | Industrial | Other Industrial | Existing | Miscellaneous | Natural Gas | Miscellaneous | E6 | PACT BC Ratio | 0 | 0 | 0 | 0 | 0 | 0 | 0 | 0 | 0 | 0 | 0 | 0 | 0 | 0 | 0 | 0 | 0 | 0 | 0 | 0 | 0 | 0 | 0 | 0 | 0 | 0 | 0 | 0 | 0 | 0 | 0 | 0 | 0
F3_Industrial_Other Industrial_Existing_Miscellaneous_Natural Gas_Miscellaneous_E7 | F3 | Industrial | Other Industrial | Existing | Miscellaneous | Natural Gas | Miscellaneous | E7 | PACT BC Ratio | 0 | 0 | 0 | 0 | 0 | 0 | 0 | 0 | 0 | 0 | 0 | 0 | 0 | 0 | 0 | 0 | 0 | 0 | 0 | 0 | 0 | 0 | 0 | 0 | 0 | 0 | 0 | 0 | 0 | 0 | 0 | 0 | 0
F3_Industrial_Other Industrial_Existing_Miscellaneous_Natural Gas_Miscellaneous_E8 | F3 | Industrial | Other Industrial | Existing | Miscellaneous | Natural Gas | Miscellaneous | E8 | PACT BC Ratio | 0 | 0 | 0 | 0 | 0 | 0 | 0 | 0 | 0 | 0 | 0 | 0 | 0 | 0 | 0 | 0 | 0 | 0 | 0 | 0 | 0 | 0 | 0 | 0 | 0 | 0 | 0 | 0 | 0 | 0 | 0 | 0 | 0
F3_Industrial_Other Industrial_Existing_Miscellaneous_Natural Gas_Miscellaneous_E9 | F3 | Industrial | Other Industrial | Existing | Miscellaneous | Natural Gas | Miscellaneous | E9 | PACT BC Ratio | 0 | 0 | 0 | 0 | 0 | 0 | 0 | 0 | 0 | 0 | 0 | 0 | 0 | 0 | 0 | 0 | 0 | 0 | 0 | 0 | 0 | 0 | 0 | 0 | 0 | 0 | 0 | 0 | 0 | 0 | 0 | 0 | 0
F3_Industrial_Other Industrial_Existing_Miscellaneous_Natural Gas_Miscellaneous_E10 | F3 | Industrial | Other Industrial | Existing | Miscellaneous | Natural Gas | Miscellaneous | E10 | PACT BC Ratio | 0 | 0 | 0 | 0 | 0 | 0 | 0 | 0 | 0 | 0 | 0 | 0 | 0 | 0 | 0 | 0 | 0 | 0 | 0 | 0 | 0 | 0 | 0 | 0 | 0 | 0 | 0 | 0 | 0 | 0 | 0 | 0 | 0
F4_Industrial_Other Industrial_Existing_Miscellaneous_Natural Gas_Miscellaneous_E1 | F4 | Industrial | Other Industrial | Existing | Miscellaneous | Natural Gas | Miscellaneous | E1 | RVT BC Ratio | 0 | 0 | 0 | 0 | 0 | 0 | 0 | 0 | 0 | 0 | 0 | 0 | 0 | 0 | 0 | 0 | 0 | 0 | 0 | 0 | 0 | 0 | 0 | 0 | 0 | 0 | 0 | 0 | 0 | 0 | 0 | 0 | 0
F4_Industrial_Other Industrial_Existing_Miscellaneous_Natural Gas_Miscellaneous_E2 | F4 | Industrial | Other Industrial | Existing | Miscellaneous | Natural Gas | Miscellaneous | E2 | RVT BC Ratio | 0 | 0 | 0 | 0 | 0 | 0 | 0 | 0 | 0 | 0 | 0 | 0 | 0 | 0 | 0 | 0 | 0 | 0 | 0 | 0 | 0 | 0 | 0 | 0 | 0 | 0 | 0 | 0 | 0 | 0 | 0 | 0 | 0
F4_Industrial_Other Industrial_Existing_Miscellaneous_Natural Gas_Miscellaneous_E3 | F4 | Industrial | Other Industrial | Existing | Miscellaneous | Natural Gas | Miscellaneous | E3 | RVT BC Ratio | 0 | 0 | 0 | 0 | 0 | 0 | 0 | 0 | 0 | 0 | 0 | 0 | 0 | 0 | 0 | 0 | 0 | 0 | 0 | 0 | 0 | 0 | 0 | 0 | 0 | 0 | 0 | 0 | 0 | 0 | 0 | 0 | 0
F4_Industrial_Other Industrial_Existing_Miscellaneous_Natural Gas_Miscellaneous_E4 | F4 | Industrial | Other Industrial | Existing | Miscellaneous | Natural Gas | Miscellaneous | E4 | RVT BC Ratio | 0 | 0 | 0 | 0 | 0 | 0 | 0 | 0 | 0 | 0 | 0 | 0 | 0 | 0 | 0 | 0 | 0 | 0 | 0 | 0 | 0 | 0 | 0 | 0 | 0 | 0 | 0 | 0 | 0 | 0 | 0 | 0 | 0
F4_Industrial_Other Industrial_Existing_Miscellaneous_Natural Gas_Miscellaneous_E5 | F4 | Industrial | Other Industrial | Existing | Miscellaneous | Natural Gas | Miscellaneous | E5 | RVT BC Ratio | 0 | 0 | 0 | 0 | 0 | 0 | 0 | 0 | 0 | 0 | 0 | 0 | 0 | 0 | 0 | 0 | 0 | 0 | 0 | 0 | 0 | 0 | 0 | 0 | 0 | 0 | 0 | 0 | 0 | 0 | 0 | 0 | 0
F4_Industrial_Other Industrial_Existing_Miscellaneous_Natural Gas_Miscellaneous_E6 | F4 | Industrial | Other Industrial | Existing | Miscellaneous | Natural Gas | Miscellaneous | E6 | RVT BC Ratio | 0 | 0 | 0 | 0 | 0 | 0 | 0 | 0 | 0 | 0 | 0 | 0 | 0 | 0 | 0 | 0 | 0 | 0 | 0 | 0 | 0 | 0 | 0 | 0 | 0 | 0 | 0 | 0 | 0 | 0 | 0 | 0 | 0
F4_Industrial_Other Industrial_Existing_Miscellaneous_Natural Gas_Miscellaneous_E7 | F4 | Industrial | Other Industrial | Existing | Miscellaneous | Natural Gas | Miscellaneous | E7 | RVT BC Ratio | 0 | 0 | 0 | 0 | 0 | 0 | 0 | 0 | 0 | 0 | 0 | 0 | 0 | 0 | 0 | 0 | 0 | 0 | 0 | 0 | 0 | 0 | 0 | 0 | 0 | 0 | 0 | 0 | 0 | 0 | 0 | 0 | 0
F4_Industrial_Other Industrial_Existing_Miscellaneous_Natural Gas_Miscellaneous_E8 | F4 | Industrial | Other Industrial | Existing | Miscellaneous | Natural Gas | Miscellaneous | E8 | RVT BC Ratio | 0 | 0 | 0 | 0 | 0 | 0 | 0 | 0 | 0 | 0 | 0 | 0 | 0 | 0 | 0 | 0 | 0 | 0 | 0 | 0 | 0 | 0 | 0 | 0 | 0 | 0 | 0 | 0 | 0 | 0 | 0 | 0 | 0
F4_Industrial_Other Industrial_Existing_Miscellaneous_Natural Gas_Miscellaneous_E9 | F4 | Industrial | Other Industrial | Existing | Miscellaneous | Natural Gas | Miscellaneous | E9 | RVT BC Ratio | 0 | 0 | 0 | 0 | 0 | 0 | 0 | 0 | 0 | 0 | 0 | 0 | 0 | 0 | 0 | 0 | 0 | 0 | 0 | 0 | 0 | 0 | 0 | 0 | 0 | 0 | 0 | 0 | 0 | 0 | 0 | 0 | 0
F4_Industrial_Other Industrial_Existing_Miscellaneous_Natural Gas_Miscellaneous_E10 | F4 | Industrial | Other Industrial | Existing | Miscellaneous | Natural Gas | Miscellaneous | E10 | RVT BC Ratio | 0 | 0 | 0 | 0 | 0 | 0 | 0 | 0 | 0 | 0 | 0 | 0 | 0 | 0 | 0 | 0 | 0 | 0 | 0 | 0 | 0 | 0 | 0 | 0 | 0 | 0 | 0 | 0 | 0 | 0 | 0 | 0 | 0
F5_Industrial_Other Industrial_Existing_Miscellaneous_Natural Gas_Miscellaneous_E1 | F5 | Industrial | Other Industrial | Existing | Miscellaneous | Natural Gas | Miscellaneous | E1 | RIM BC Ratio | 0 | 0 | 0 | 0 | 0 | 0 | 0 | 0 | 0 | 0 | 0 | 0 | 0 | 0 | 0 | 0 | 0 | 0 | 0 | 0 | 0 | 0 | 0 | 0 | 0 | 0 | 0 | 0 | 0 | 0 | 0 | 0 | 0
F5_Industrial_Other Industrial_Existing_Miscellaneous_Natural Gas_Miscellaneous_E2 | F5 | Industrial | Other Industrial | Existing | Miscellaneous | Natural Gas | Miscellaneous | E2 | RIM BC Ratio | 0 | 0 | 0 | 0 | 0 | 0 | 0 | 0 | 0 | 0 | 0 | 0 | 0 | 0 | 0 | 0 | 0 | 0 | 0 | 0 | 0 | 0 | 0 | 0 | 0 | 0 | 0 | 0 | 0 | 0 | 0 | 0 | 0
F5_Industrial_Other Industrial_Existing_Miscellaneous_Natural Gas_Miscellaneous_E3 | F5 | Industrial | Other Industrial | Existing | Miscellaneous | Natural Gas | Miscellaneous | E3 | RIM BC Ratio | 0 | 0 | 0 | 0 | 0 | 0 | 0 | 0 | 0 | 0 | 0 | 0 | 0 | 0 | 0 | 0 | 0 | 0 | 0 | 0 | 0 | 0 | 0 | 0 | 0 | 0 | 0 | 0 | 0 | 0 | 0 | 0 | 0
F5_Industrial_Other Industrial_Existing_Miscellaneous_Natural Gas_Miscellaneous_E4 | F5 | Industrial | Other Industrial | Existing | Miscellaneous | Natural Gas | Miscellaneous | E4 | RIM BC Ratio | 0 | 0 | 0 | 0 | 0 | 0 | 0 | 0 | 0 | 0 | 0 | 0 | 0 | 0 | 0 | 0 | 0 | 0 | 0 | 0 | 0 | 0 | 0 | 0 | 0 | 0 | 0 | 0 | 0 | 0 | 0 | 0 | 0
F5_Industrial_Other Industrial_Existing_Miscellaneous_Natural Gas_Miscellaneous_E5 | F5 | Industrial | Other Industrial | Existing | Miscellaneous | Natural Gas | Miscellaneous | E5 | RIM BC Ratio | 0 | 0 | 0 | 0 | 0 | 0 | 0 | 0 | 0 | 0 | 0 | 0 | 0 | 0 | 0 | 0 | 0 | 0 | 0 | 0 | 0 | 0 | 0 | 0 | 0 | 0 | 0 | 0 | 0 | 0 | 0 | 0 | 0
F5_Industrial_Other Industrial_Existing_Miscellaneous_Natural Gas_Miscellaneous_E6 | F5 | Industrial | Other Industrial | Existing | Miscellaneous | Natural Gas | Miscellaneous | E6 | RIM BC Ratio | 0 | 0 | 0 | 0 | 0 | 0 | 0 | 0 | 0 | 0 | 0 | 0 | 0 | 0 | 0 | 0 | 0 | 0 | 0 | 0 | 0 | 0 | 0 | 0 | 0 | 0 | 0 | 0 | 0 | 0 | 0 | 0 | 0
F5_Industrial_Other Industrial_Existing_Miscellaneous_Natural Gas_Miscellaneous_E7 | F5 | Industrial | Other Industrial | Existing | Miscellaneous | Natural Gas | Miscellaneous | E7 | RIM BC Ratio | 0 | 0 | 0 | 0 | 0 | 0 | 0 | 0 | 0 | 0 | 0 | 0 | 0 | 0 | 0 | 0 | 0 | 0 | 0 | 0 | 0 | 0 | 0 | 0 | 0 | 0 | 0 | 0 | 0 | 0 | 0 | 0 | 0
F5_Industrial_Other Industrial_Existing_Miscellaneous_Natural Gas_Miscellaneous_E8 | F5 | Industrial | Other Industrial | Existing | Miscellaneous | Natural Gas | Miscellaneous | E8 | RIM BC Ratio | 0 | 0 | 0 | 0 | 0 | 0 | 0 | 0 | 0 | 0 | 0 | 0 | 0 | 0 | 0 | 0 | 0 | 0 | 0 | 0 | 0 | 0 | 0 | 0 | 0 | 0 | 0 | 0 | 0 | 0 | 0 | 0 | 0
F5_Industrial_Other Industrial_Existing_Miscellaneous_Natural Gas_Miscellaneous_E9 | F5 | Industrial | Other Industrial | Existing | Miscellaneous | Natural Gas | Miscellaneous | E9 | RIM BC Ratio | 0 | 0 | 0 | 0 | 0 | 0 | 0 | 0 | 0 | 0 | 0 | 0 | 0 | 0 | 0 | 0 | 0 | 0 | 0 | 0 | 0 | 0 | 0 | 0 | 0 | 0 | 0 | 0 | 0 | 0 | 0 | 0 | 0
F5_Industrial_Other Industrial_Existing_Miscellaneous_Natural Gas_Miscellaneous_E10 | F5 | Industrial | Other Industrial | Existing | Miscellaneous | Natural Gas | Miscellaneous | E10 | RIM BC Ratio | 0 | 0 | 0 | 0 | 0 | 0 | 0 | 0 | 0 | 0 | 0 | 0 | 0 | 0 | 0 | 0 | 0 | 0 | 0 | 0 | 0 | 0 | 0 | 0 | 0 | 0 | 0 | 0 | 0 | 0 | 0 | 0 | 0
F0_Industrial_Other Industrial_New_Space Heating_Natural Gas_Furnace_E0 | F0 | Industrial | Other Industrial | New | Space Heating | Natural Gas | Furnace | E0 | Economic Unit | 0 | 0 | 0 | 0 | 0 | 0 | 0 | 0 | 0 | 0 | 0 | 0 | 0 | 0 | 0 | 0 | 0 | 0 | 0 | 0 | 0 | 0 | 0 | 0 | 0 | 0 | 0 | 0 | 0 | 0 | 0 | 0 | 0
F1_Industrial_Other Industrial_New_Space Heating_Natural Gas_Furnace_E1 | F1 | Industrial | Other Industrial | New | Space Heating | Natural Gas | Furnace | E1 | CCE | 0 | 0 | 0 | 0 | 0 | 0 | 0 | 0 | 0 | 0 | 0 | 0 | 0 | 0 | 0 | 0 | 0 | 0 | 0 | 0 | 0 | 0 | 0 | 0 | 0 | 0 | 0 | 0 | 0 | 0 | 0 | 0 | 0
F1_Industrial_Other Industrial_New_Space Heating_Natural Gas_Furnace_E2 | F1 | Industrial | Other Industrial | New | Space Heating | Natural Gas | Furnace | E2 | CCE | 0 | 0 | 0 | 0 | 0 | 0 | 0 | 0 | 0 | 0 | 0 | 0 | 0 | 0 | 0 | 0 | 0 | 0 | 0 | 0 | 0 | 0 | 0 | 0 | 0 | 0 | 0 | 0 | 0 | 0 | 0 | 0 | 0
F1_Industrial_Other Industrial_New_Space Heating_Natural Gas_Furnace_E3 | F1 | Industrial | Other Industrial | New | Space Heating | Natural Gas | Furnace | E3 | CCE | 0 | 0 | 0 | 0 | 0 | 0 | 0 | 0 | 0 | 0 | 0 | 0 | 0 | 0 | 0 | 0 | 0 | 0 | 0 | 0 | 0 | 0 | 0 | 0 | 0 | 0 | 0 | 0 | 0 | 0 | 0 | 0 | 0
F1_Industrial_Other Industrial_New_Space Heating_Natural Gas_Furnace_E4 | F1 | Industrial | Other Industrial | New | Space Heating | Natural Gas | Furnace | E4 | CCE | 0 | 0 | 0 | 0 | 0 | 0 | 0 | 0 | 0 | 0 | 0 | 0 | 0 | 0 | 0 | 0 | 0 | 0 | 0 | 0 | 0 | 0 | 0 | 0 | 0 | 0 | 0 | 0 | 0 | 0 | 0 | 0 | 0
F1_Industrial_Other Industrial_New_Space Heating_Natural Gas_Furnace_E5 | F1 | Industrial | Other Industrial | New | Space Heating | Natural Gas | Furnace | E5 | CCE | 0 | 0 | 0 | 0 | 0 | 0 | 0 | 0 | 0 | 0 | 0 | 0 | 0 | 0 | 0 | 0 | 0 | 0 | 0 | 0 | 0 | 0 | 0 | 0 | 0 | 0 | 0 | 0 | 0 | 0 | 0 | 0 | 0
F1_Industrial_Other Industrial_New_Space Heating_Natural Gas_Furnace_E6 | F1 | Industrial | Other Industrial | New | Space Heating | Natural Gas | Furnace | E6 | CCE | 0 | 0 | 0 | 0 | 0 | 0 | 0 | 0 | 0 | 0 | 0 | 0 | 0 | 0 | 0 | 0 | 0 | 0 | 0 | 0 | 0 | 0 | 0 | 0 | 0 | 0 | 0 | 0 | 0 | 0 | 0 | 0 | 0
F1_Industrial_Other Industrial_New_Space Heating_Natural Gas_Furnace_E7 | F1 | Industrial | Other Industrial | New | Space Heating | Natural Gas | Furnace | E7 | CCE | 0 | 0 | 0 | 0 | 0 | 0 | 0 | 0 | 0 | 0 | 0 | 0 | 0 | 0 | 0 | 0 | 0 | 0 | 0 | 0 | 0 | 0 | 0 | 0 | 0 | 0 | 0 | 0 | 0 | 0 | 0 | 0 | 0
F1_Industrial_Other Industrial_New_Space Heating_Natural Gas_Furnace_E8 | F1 | Industrial | Other Industrial | New | Space Heating | Natural Gas | Furnace | E8 | CCE | 0 | 0 | 0 | 0 | 0 | 0 | 0 | 0 | 0 | 0 | 0 | 0 | 0 | 0 | 0 | 0 | 0 | 0 | 0 | 0 | 0 | 0 | 0 | 0 | 0 | 0 | 0 | 0 | 0 | 0 | 0 | 0 | 0
F1_Industrial_Other Industrial_New_Space Heating_Natural Gas_Furnace_E9 | F1 | Industrial | Other Industrial | New | Space Heating | Natural Gas | Furnace | E9 | CCE | 0 | 0 | 0 | 0 | 0 | 0 | 0 | 0 | 0 | 0 | 0 | 0 | 0 | 0 | 0 | 0 | 0 | 0 | 0 | 0 | 0 | 0 | 0 | 0 | 0 | 0 | 0 | 0 | 0 | 0 | 0 | 0 | 0
F1_Industrial_Other Industrial_New_Space Heating_Natural Gas_Furnace_E10 | F1 | Industrial | Other Industrial | New | Space Heating | Natural Gas | Furnace | E10 | CCE | 0 | 0 | 0 | 0 | 0 | 0 | 0 | 0 | 0 | 0 | 0 | 0 | 0 | 0 | 0 | 0 | 0 | 0 | 0 | 0 | 0 | 0 | 0 | 0 | 0 | 0 | 0 | 0 | 0 | 0 | 0 | 0 | 0
F2_Industrial_Other Industrial_New_Space Heating_Natural Gas_Furnace_E1 | F2 | Industrial | Other Industrial | New | Space Heating | Natural Gas | Furnace | E1 | TRC BC Ratio | 0 | 0 | 0 | 0 | 0 | 0 | 0 | 0 | 0 | 0 | 0 | 0 | 0 | 0 | 0 | 0 | 0 | 0 | 0 | 0 | 0 | 0 | 0 | 0 | 0 | 0 | 0 | 0 | 0 | 0 | 0 | 0 | 0
F2_Industrial_Other Industrial_New_Space Heating_Natural Gas_Furnace_E2 | F2 | Industrial | Other Industrial | New | Space Heating | Natural Gas | Furnace | E2 | TRC BC Ratio | 0 | 0 | 0 | 0 | 0 | 0 | 0 | 0 | 0 | 0 | 0 | 0 | 0 | 0 | 0 | 0 | 0 | 0 | 0 | 0 | 0 | 0 | 0 | 0 | 0 | 0 | 0 | 0 | 0 | 0 | 0 | 0 | 0
F2_Industrial_Other Industrial_New_Space Heating_Natural Gas_Furnace_E3 | F2 | Industrial | Other Industrial | New | Space Heating | Natural Gas | Furnace | E3 | TRC BC Ratio | 0 | 0 | 0 | 0 | 0 | 0 | 0 | 0 | 0 | 0 | 0 | 0 | 0 | 0 | 0 | 0 | 0 | 0 | 0 | 0 | 0 | 0 | 0 | 0 | 0 | 0 | 0 | 0 | 0 | 0 | 0 | 0 | 0
F2_Industrial_Other Industrial_New_Space Heating_Natural Gas_Furnace_E4 | F2 | Industrial | Other Industrial | New | Space Heating | Natural Gas | Furnace | E4 | TRC BC Ratio | 0 | 0 | 0 | 0 | 0 | 0 | 0 | 0 | 0 | 0 | 0 | 0 | 0 | 0 | 0 | 0 | 0 | 0 | 0 | 0 | 0 | 0 | 0 | 0 | 0 | 0 | 0 | 0 | 0 | 0 | 0 | 0 | 0
F2_Industrial_Other Industrial_New_Space Heating_Natural Gas_Furnace_E5 | F2 | Industrial | Other Industrial | New | Space Heating | Natural Gas | Furnace | E5 | TRC BC Ratio | 0 | 0 | 0 | 0 | 0 | 0 | 0 | 0 | 0 | 0 | 0 | 0 | 0 | 0 | 0 | 0 | 0 | 0 | 0 | 0 | 0 | 0 | 0 | 0 | 0 | 0 | 0 | 0 | 0 | 0 | 0 | 0 | 0
F2_Industrial_Other Industrial_New_Space Heating_Natural Gas_Furnace_E6 | F2 | Industrial | Other Industrial | New | Space Heating | Natural Gas | Furnace | E6 | TRC BC Ratio | 0 | 0 | 0 | 0 | 0 | 0 | 0 | 0 | 0 | 0 | 0 | 0 | 0 | 0 | 0 | 0 | 0 | 0 | 0 | 0 | 0 | 0 | 0 | 0 | 0 | 0 | 0 | 0 | 0 | 0 | 0 | 0 | 0
F2_Industrial_Other Industrial_New_Space Heating_Natural Gas_Furnace_E7 | F2 | Industrial | Other Industrial | New | Space Heating | Natural Gas | Furnace | E7 | TRC BC Ratio | 0 | 0 | 0 | 0 | 0 | 0 | 0 | 0 | 0 | 0 | 0 | 0 | 0 | 0 | 0 | 0 | 0 | 0 | 0 | 0 | 0 | 0 | 0 | 0 | 0 | 0 | 0 | 0 | 0 | 0 | 0 | 0 | 0
F2_Industrial_Other Industrial_New_Space Heating_Natural Gas_Furnace_E8 | F2 | Industrial | Other Industrial | New | Space Heating | Natural Gas | Furnace | E8 | TRC BC Ratio | 0 | 0 | 0 | 0 | 0 | 0 | 0 | 0 | 0 | 0 | 0 | 0 | 0 | 0 | 0 | 0 | 0 | 0 | 0 | 0 | 0 | 0 | 0 | 0 | 0 | 0 | 0 | 0 | 0 | 0 | 0 | 0 | 0
F2_Industrial_Other Industrial_New_Space Heating_Natural Gas_Furnace_E9 | F2 | Industrial | Other Industrial | New | Space Heating | Natural Gas | Furnace | E9 | TRC BC Ratio | 0 | 0 | 0 | 0 | 0 | 0 | 0 | 0 | 0 | 0 | 0 | 0 | 0 | 0 | 0 | 0 | 0 | 0 | 0 | 0 | 0 | 0 | 0 | 0 | 0 | 0 | 0 | 0 | 0 | 0 | 0 | 0 | 0
F2_Industrial_Other Industrial_New_Space Heating_Natural Gas_Furnace_E10 | F2 | Industrial | Other Industrial | New | Space Heating | Natural Gas | Furnace | E10 | TRC BC Ratio | 0 | 0 | 0 | 0 | 0 | 0 | 0 | 0 | 0 | 0 | 0 | 0 | 0 | 0 | 0 | 0 | 0 | 0 | 0 | 0 | 0 | 0 | 0 | 0 | 0 | 0 | 0 | 0 | 0 | 0 | 0 | 0 | 0
F3_Industrial_Other Industrial_New_Space Heating_Natural Gas_Furnace_E1 | F3 | Industrial | Other Industrial | New | Space Heating | Natural Gas | Furnace | E1 | PACT BC Ratio | 0 | 0 | 0 | 0 | 0 | 0 | 0 | 0 | 0 | 0 | 0 | 0 | 0 | 0 | 0 | 0 | 0 | 0 | 0 | 0 | 0 | 0 | 0 | 0 | 0 | 0 | 0 | 0 | 0 | 0 | 0 | 0 | 0
F3_Industrial_Other Industrial_New_Space Heating_Natural Gas_Furnace_E2 | F3 | Industrial | Other Industrial | New | Space Heating | Natural Gas | Furnace | E2 | PACT BC Ratio | 0 | 0 | 0 | 0 | 0 | 0 | 0 | 0 | 0 | 0 | 0 | 0 | 0 | 0 | 0 | 0 | 0 | 0 | 0 | 0 | 0 | 0 | 0 | 0 | 0 | 0 | 0 | 0 | 0 | 0 | 0 | 0 | 0
F3_Industrial_Other Industrial_New_Space Heating_Natural Gas_Furnace_E3 | F3 | Industrial | Other Industrial | New | Space Heating | Natural Gas | Furnace | E3 | PACT BC Ratio | 0 | 0 | 0 | 0 | 0 | 0 | 0 | 0 | 0 | 0 | 0 | 0 | 0 | 0 | 0 | 0 | 0 | 0 | 0 | 0 | 0 | 0 | 0 | 0 | 0 | 0 | 0 | 0 | 0 | 0 | 0 | 0 | 0
F3_Industrial_Other Industrial_New_Space Heating_Natural Gas_Furnace_E4 | F3 | Industrial | Other Industrial | New | Space Heating | Natural Gas | Furnace | E4 | PACT BC Ratio | 0 | 0 | 0 | 0 | 0 | 0 | 0 | 0 | 0 | 0 | 0 | 0 | 0 | 0 | 0 | 0 | 0 | 0 | 0 | 0 | 0 | 0 | 0 | 0 | 0 | 0 | 0 | 0 | 0 | 0 | 0 | 0 | 0
F3_Industrial_Other Industrial_New_Space Heating_Natural Gas_Furnace_E5 | F3 | Industrial | Other Industrial | New | Space Heating | Natural Gas | Furnace | E5 | PACT BC Ratio | 0 | 0 | 0 | 0 | 0 | 0 | 0 | 0 | 0 | 0 | 0 | 0 | 0 | 0 | 0 | 0 | 0 | 0 | 0 | 0 | 0 | 0 | 0 | 0 | 0 | 0 | 0 | 0 | 0 | 0 | 0 | 0 | 0
F3_Industrial_Other Industrial_New_Space Heating_Natural Gas_Furnace_E6 | F3 | Industrial | Other Industrial | New | Space Heating | Natural Gas | Furnace | E6 | PACT BC Ratio | 0 | 0 | 0 | 0 | 0 | 0 | 0 | 0 | 0 | 0 | 0 | 0 | 0 | 0 | 0 | 0 | 0 | 0 | 0 | 0 | 0 | 0 | 0 | 0 | 0 | 0 | 0 | 0 | 0 | 0 | 0 | 0 | 0
F3_Industrial_Other Industrial_New_Space Heating_Natural Gas_Furnace_E7 | F3 | Industrial | Other Industrial | New | Space Heating | Natural Gas | Furnace | E7 | PACT BC Ratio | 0 | 0 | 0 | 0 | 0 | 0 | 0 | 0 | 0 | 0 | 0 | 0 | 0 | 0 | 0 | 0 | 0 | 0 | 0 | 0 | 0 | 0 | 0 | 0 | 0 | 0 | 0 | 0 | 0 | 0 | 0 | 0 | 0
F3_Industrial_Other Industrial_New_Space Heating_Natural Gas_Furnace_E8 | F3 | Industrial | Other Industrial | New | Space Heating | Natural Gas | Furnace | E8 | PACT BC Ratio | 0 | 0 | 0 | 0 | 0 | 0 | 0 | 0 | 0 | 0 | 0 | 0 | 0 | 0 | 0 | 0 | 0 | 0 | 0 | 0 | 0 | 0 | 0 | 0 | 0 | 0 | 0 | 0 | 0 | 0 | 0 | 0 | 0
F3_Industrial_Other Industrial_New_Space Heating_Natural Gas_Furnace_E9 | F3 | Industrial | Other Industrial | New | Space Heating | Natural Gas | Furnace | E9 | PACT BC Ratio | 0 | 0 | 0 | 0 | 0 | 0 | 0 | 0 | 0 | 0 | 0 | 0 | 0 | 0 | 0 | 0 | 0 | 0 | 0 | 0 | 0 | 0 | 0 | 0 | 0 | 0 | 0 | 0 | 0 | 0 | 0 | 0 | 0
F3_Industrial_Other Industrial_New_Space Heating_Natural Gas_Furnace_E10 | F3 | Industrial | Other Industrial | New | Space Heating | Natural Gas | Furnace | E10 | PACT BC Ratio | 0 | 0 | 0 | 0 | 0 | 0 | 0 | 0 | 0 | 0 | 0 | 0 | 0 | 0 | 0 | 0 | 0 | 0 | 0 | 0 | 0 | 0 | 0 | 0 | 0 | 0 | 0 | 0 | 0 | 0 | 0 | 0 | 0
F4_Industrial_Other Industrial_New_Space Heating_Natural Gas_Furnace_E1 | F4 | Industrial | Other Industrial | New | Space Heating | Natural Gas | Furnace | E1 | RVT BC Ratio | 0 | 0 | 0 | 0 | 0 | 0 | 0 | 0 | 0 | 0 | 0 | 0 | 0 | 0 | 0 | 0 | 0 | 0 | 0 | 0 | 0 | 0 | 0 | 0 | 0 | 0 | 0 | 0 | 0 | 0 | 0 | 0 | 0
F4_Industrial_Other Industrial_New_Space Heating_Natural Gas_Furnace_E2 | F4 | Industrial | Other Industrial | New | Space Heating | Natural Gas | Furnace | E2 | RVT BC Ratio | 0 | 0 | 0 | 0 | 0 | 0 | 0 | 0 | 0 | 0 | 0 | 0 | 0 | 0 | 0 | 0 | 0 | 0 | 0 | 0 | 0 | 0 | 0 | 0 | 0 | 0 | 0 | 0 | 0 | 0 | 0 | 0 | 0
F4_Industrial_Other Industrial_New_Space Heating_Natural Gas_Furnace_E3 | F4 | Industrial | Other Industrial | New | Space Heating | Natural Gas | Furnace | E3 | RVT BC Ratio | 0 | 0 | 0 | 0 | 0 | 0 | 0 | 0 | 0 | 0 | 0 | 0 | 0 | 0 | 0 | 0 | 0 | 0 | 0 | 0 | 0 | 0 | 0 | 0 | 0 | 0 | 0 | 0 | 0 | 0 | 0 | 0 | 0
F4_Industrial_Other Industrial_New_Space Heating_Natural Gas_Furnace_E4 | F4 | Industrial | Other Industrial | New | Space Heating | Natural Gas | Furnace | E4 | RVT BC Ratio | 0 | 0 | 0 | 0 | 0 | 0 | 0 | 0 | 0 | 0 | 0 | 0 | 0 | 0 | 0 | 0 | 0 | 0 | 0 | 0 | 0 | 0 | 0 | 0 | 0 | 0 | 0 | 0 | 0 | 0 | 0 | 0 | 0
F4_Industrial_Other Industrial_New_Space Heating_Natural Gas_Furnace_E5 | F4 | Industrial | Other Industrial | New | Space Heating | Natural Gas | Furnace | E5 | RVT BC Ratio | 0 | 0 | 0 | 0 | 0 | 0 | 0 | 0 | 0 | 0 | 0 | 0 | 0 | 0 | 0 | 0 | 0 | 0 | 0 | 0 | 0 | 0 | 0 | 0 | 0 | 0 | 0 | 0 | 0 | 0 | 0 | 0 | 0
F4_Industrial_Other Industrial_New_Space Heating_Natural Gas_Furnace_E6 | F4 | Industrial | Other Industrial | New | Space Heating | Natural Gas | Furnace | E6 | RVT BC Ratio | 0 | 0 | 0 | 0 | 0 | 0 | 0 | 0 | 0 | 0 | 0 | 0 | 0 | 0 | 0 | 0 | 0 | 0 | 0 | 0 | 0 | 0 | 0 | 0 | 0 | 0 | 0 | 0 | 0 | 0 | 0 | 0 | 0
F4_Industrial_Other Industrial_New_Space Heating_Natural Gas_Furnace_E7 | F4 | Industrial | Other Industrial | New | Space Heating | Natural Gas | Furnace | E7 | RVT BC Ratio | 0 | 0 | 0 | 0 | 0 | 0 | 0 | 0 | 0 | 0 | 0 | 0 | 0 | 0 | 0 | 0 | 0 | 0 | 0 | 0 | 0 | 0 | 0 | 0 | 0 | 0 | 0 | 0 | 0 | 0 | 0 | 0 | 0
F4_Industrial_Other Industrial_New_Space Heating_Natural Gas_Furnace_E8 | F4 | Industrial | Other Industrial | New | Space Heating | Natural Gas | Furnace | E8 | RVT BC Ratio | 0 | 0 | 0 | 0 | 0 | 0 | 0 | 0 | 0 | 0 | 0 | 0 | 0 | 0 | 0 | 0 | 0 | 0 | 0 | 0 | 0 | 0 | 0 | 0 | 0 | 0 | 0 | 0 | 0 | 0 | 0 | 0 | 0
F4_Industrial_Other Industrial_New_Space Heating_Natural Gas_Furnace_E9 | F4 | Industrial | Other Industrial | New | Space Heating | Natural Gas | Furnace | E9 | RVT BC Ratio | 0 | 0 | 0 | 0 | 0 | 0 | 0 | 0 | 0 | 0 | 0 | 0 | 0 | 0 | 0 | 0 | 0 | 0 | 0 | 0 | 0 | 0 | 0 | 0 | 0 | 0 | 0 | 0 | 0 | 0 | 0 | 0 | 0
F4_Industrial_Other Industrial_New_Space Heating_Natural Gas_Furnace_E10 | F4 | Industrial | Other Industrial | New | Space Heating | Natural Gas | Furnace | E10 | RVT BC Ratio | 0 | 0 | 0 | 0 | 0 | 0 | 0 | 0 | 0 | 0 | 0 | 0 | 0 | 0 | 0 | 0 | 0 | 0 | 0 | 0 | 0 | 0 | 0 | 0 | 0 | 0 | 0 | 0 | 0 | 0 | 0 | 0 | 0
F5_Industrial_Other Industrial_New_Space Heating_Natural Gas_Furnace_E1 | F5 | Industrial | Other Industrial | New | Space Heating | Natural Gas | Furnace | E1 | RIM BC Ratio | 0 | 0 | 0 | 0 | 0 | 0 | 0 | 0 | 0 | 0 | 0 | 0 | 0 | 0 | 0 | 0 | 0 | 0 | 0 | 0 | 0 | 0 | 0 | 0 | 0 | 0 | 0 | 0 | 0 | 0 | 0 | 0 | 0
F5_Industrial_Other Industrial_New_Space Heating_Natural Gas_Furnace_E2 | F5 | Industrial | Other Industrial | New | Space Heating | Natural Gas | Furnace | E2 | RIM BC Ratio | 0 | 0 | 0 | 0 | 0 | 0 | 0 | 0 | 0 | 0 | 0 | 0 | 0 | 0 | 0 | 0 | 0 | 0 | 0 | 0 | 0 | 0 | 0 | 0 | 0 | 0 | 0 | 0 | 0 | 0 | 0 | 0 | 0
F5_Industrial_Other Industrial_New_Space Heating_Natural Gas_Furnace_E3 | F5 | Industrial | Other Industrial | New | Space Heating | Natural Gas | Furnace | E3 | RIM BC Ratio | 0 | 0 | 0 | 0 | 0 | 0 | 0 | 0 | 0 | 0 | 0 | 0 | 0 | 0 | 0 | 0 | 0 | 0 | 0 | 0 | 0 | 0 | 0 | 0 | 0 | 0 | 0 | 0 | 0 | 0 | 0 | 0 | 0
F5_Industrial_Other Industrial_New_Space Heating_Natural Gas_Furnace_E4 | F5 | Industrial | Other Industrial | New | Space Heating | Natural Gas | Furnace | E4 | RIM BC Ratio | 0 | 0 | 0 | 0 | 0 | 0 | 0 | 0 | 0 | 0 | 0 | 0 | 0 | 0 | 0 | 0 | 0 | 0 | 0 | 0 | 0 | 0 | 0 | 0 | 0 | 0 | 0 | 0 | 0 | 0 | 0 | 0 | 0
F5_Industrial_Other Industrial_New_Space Heating_Natural Gas_Furnace_E5 | F5 | Industrial | Other Industrial | New | Space Heating | Natural Gas | Furnace | E5 | RIM BC Ratio | 0 | 0 | 0 | 0 | 0 | 0 | 0 | 0 | 0 | 0 | 0 | 0 | 0 | 0 | 0 | 0 | 0 | 0 | 0 | 0 | 0 | 0 | 0 | 0 | 0 | 0 | 0 | 0 | 0 | 0 | 0 | 0 | 0
F5_Industrial_Other Industrial_New_Space Heating_Natural Gas_Furnace_E6 | F5 | Industrial | Other Industrial | New | Space Heating | Natural Gas | Furnace | E6 | RIM BC Ratio | 0 | 0 | 0 | 0 | 0 | 0 | 0 | 0 | 0 | 0 | 0 | 0 | 0 | 0 | 0 | 0 | 0 | 0 | 0 | 0 | 0 | 0 | 0 | 0 | 0 | 0 | 0 | 0 | 0 | 0 | 0 | 0 | 0
F5_Industrial_Other Industrial_New_Space Heating_Natural Gas_Furnace_E7 | F5 | Industrial | Other Industrial | New | Space Heating | Natural Gas | Furnace | E7 | RIM BC Ratio | 0 | 0 | 0 | 0 | 0 | 0 | 0 | 0 | 0 | 0 | 0 | 0 | 0 | 0 | 0 | 0 | 0 | 0 | 0 | 0 | 0 | 0 | 0 | 0 | 0 | 0 | 0 | 0 | 0 | 0 | 0 | 0 | 0
F5_Industrial_Other Industrial_New_Space Heating_Natural Gas_Furnace_E8 | F5 | Industrial | Other Industrial | New | Space Heating | Natural Gas | Furnace | E8 | RIM BC Ratio | 0 | 0 | 0 | 0 | 0 | 0 | 0 | 0 | 0 | 0 | 0 | 0 | 0 | 0 | 0 | 0 | 0 | 0 | 0 | 0 | 0 | 0 | 0 | 0 | 0 | 0 | 0 | 0 | 0 | 0 | 0 | 0 | 0
F5_Industrial_Other Industrial_New_Space Heating_Natural Gas_Furnace_E9 | F5 | Industrial | Other Industrial | New | Space Heating | Natural Gas | Furnace | E9 | RIM BC Ratio | 0 | 0 | 0 | 0 | 0 | 0 | 0 | 0 | 0 | 0 | 0 | 0 | 0 | 0 | 0 | 0 | 0 | 0 | 0 | 0 | 0 | 0 | 0 | 0 | 0 | 0 | 0 | 0 | 0 | 0 | 0 | 0 | 0
F5_Industrial_Other Industrial_New_Space Heating_Natural Gas_Furnace_E10 | F5 | Industrial | Other Industrial | New | Space Heating | Natural Gas | Furnace | E10 | RIM BC Ratio | 0 | 0 | 0 | 0 | 0 | 0 | 0 | 0 | 0 | 0 | 0 | 0 | 0 | 0 | 0 | 0 | 0 | 0 | 0 | 0 | 0 | 0 | 0 | 0 | 0 | 0 | 0 | 0 | 0 | 0 | 0 | 0 | 0
F0_Industrial_Other Industrial_New_Space Heating_Natural Gas_Boiler_E0 | F0 | Industrial | Other Industrial | New | Space Heating | Natural Gas | Boiler | E0 | Economic Unit | 0 | 0 | 0 | 0 | 0 | 0 | 0 | 0 | 0 | 0 | 0 | 0 | 0 | 0 | 0 | 0 | 0 | 0 | 0 | 0 | 0 | 0 | 0 | 0 | 0 | 0 | 0 | 0 | 0 | 0 | 0 | 0 | 0
F1_Industrial_Other Industrial_New_Space Heating_Natural Gas_Boiler_E1 | F1 | Industrial | Other Industrial | New | Space Heating | Natural Gas | Boiler | E1 | CCE | 0 | 0 | 0 | 0 | 0 | 0 | 0 | 0 | 0 | 0 | 0 | 0 | 0 | 0 | 0 | 0 | 0 | 0 | 0 | 0 | 0 | 0 | 0 | 0 | 0 | 0 | 0 | 0 | 0 | 0 | 0 | 0 | 0
F1_Industrial_Other Industrial_New_Space Heating_Natural Gas_Boiler_E2 | F1 | Industrial | Other Industrial | New | Space Heating | Natural Gas | Boiler | E2 | CCE | 0 | 0 | 0 | 0 | 0 | 0 | 0 | 0 | 0 | 0 | 0 | 0 | 0 | 0 | 0 | 0 | 0 | 0 | 0 | 0 | 0 | 0 | 0 | 0 | 0 | 0 | 0 | 0 | 0 | 0 | 0 | 0 | 0
F1_Industrial_Other Industrial_New_Space Heating_Natural Gas_Boiler_E3 | F1 | Industrial | Other Industrial | New | Space Heating | Natural Gas | Boiler | E3 | CCE | 0 | 0 | 0 | 0 | 0 | 0 | 0 | 0 | 0 | 0 | 0 | 0 | 0 | 0 | 0 | 0 | 0 | 0 | 0 | 0 | 0 | 0 | 0 | 0 | 0 | 0 | 0 | 0 | 0 | 0 | 0 | 0 | 0
F1_Industrial_Other Industrial_New_Space Heating_Natural Gas_Boiler_E4 | F1 | Industrial | Other Industrial | New | Space Heating | Natural Gas | Boiler | E4 | CCE | 0 | 0 | 0 | 0 | 0 | 0 | 0 | 0 | 0 | 0 | 0 | 0 | 0 | 0 | 0 | 0 | 0 | 0 | 0 | 0 | 0 | 0 | 0 | 0 | 0 | 0 | 0 | 0 | 0 | 0 | 0 | 0 | 0
F1_Industrial_Other Industrial_New_Space Heating_Natural Gas_Boiler_E5 | F1 | Industrial | Other Industrial | New | Space Heating | Natural Gas | Boiler | E5 | CCE | 0 | 0 | 0 | 0 | 0 | 0 | 0 | 0 | 0 | 0 | 0 | 0 | 0 | 0 | 0 | 0 | 0 | 0 | 0 | 0 | 0 | 0 | 0 | 0 | 0 | 0 | 0 | 0 | 0 | 0 | 0 | 0 | 0
F1_Industrial_Other Industrial_New_Space Heating_Natural Gas_Boiler_E6 | F1 | Industrial | Other Industrial | New | Space Heating | Natural Gas | Boiler | E6 | CCE | 0 | 0 | 0 | 0 | 0 | 0 | 0 | 0 | 0 | 0 | 0 | 0 | 0 | 0 | 0 | 0 | 0 | 0 | 0 | 0 | 0 | 0 | 0 | 0 | 0 | 0 | 0 | 0 | 0 | 0 | 0 | 0 | 0
F1_Industrial_Other Industrial_New_Space Heating_Natural Gas_Boiler_E7 | F1 | Industrial | Other Industrial | New | Space Heating | Natural Gas | Boiler | E7 | CCE | 0 | 0 | 0 | 0 | 0 | 0 | 0 | 0 | 0 | 0 | 0 | 0 | 0 | 0 | 0 | 0 | 0 | 0 | 0 | 0 | 0 | 0 | 0 | 0 | 0 | 0 | 0 | 0 | 0 | 0 | 0 | 0 | 0
F1_Industrial_Other Industrial_New_Space Heating_Natural Gas_Boiler_E8 | F1 | Industrial | Other Industrial | New | Space Heating | Natural Gas | Boiler | E8 | CCE | 0 | 0 | 0 | 0 | 0 | 0 | 0 | 0 | 0 | 0 | 0 | 0 | 0 | 0 | 0 | 0 | 0 | 0 | 0 | 0 | 0 | 0 | 0 | 0 | 0 | 0 | 0 | 0 | 0 | 0 | 0 | 0 | 0
F1_Industrial_Other Industrial_New_Space Heating_Natural Gas_Boiler_E9 | F1 | Industrial | Other Industrial | New | Space Heating | Natural Gas | Boiler | E9 | CCE | 0 | 0 | 0 | 0 | 0 | 0 | 0 | 0 | 0 | 0 | 0 | 0 | 0 | 0 | 0 | 0 | 0 | 0 | 0 | 0 | 0 | 0 | 0 | 0 | 0 | 0 | 0 | 0 | 0 | 0 | 0 | 0 | 0
F1_Industrial_Other Industrial_New_Space Heating_Natural Gas_Boiler_E10 | F1 | Industrial | Other Industrial | New | Space Heating | Natural Gas | Boiler | E10 | CCE | 0 | 0 | 0 | 0 | 0 | 0 | 0 | 0 | 0 | 0 | 0 | 0 | 0 | 0 | 0 | 0 | 0 | 0 | 0 | 0 | 0 | 0 | 0 | 0 | 0 | 0 | 0 | 0 | 0 | 0 | 0 | 0 | 0
F2_Industrial_Other Industrial_New_Space Heating_Natural Gas_Boiler_E1 | F2 | Industrial | Other Industrial | New | Space Heating | Natural Gas | Boiler | E1 | TRC BC Ratio | 0 | 0 | 0 | 0 | 0 | 0 | 0 | 0 | 0 | 0 | 0 | 0 | 0 | 0 | 0 | 0 | 0 | 0 | 0 | 0 | 0 | 0 | 0 | 0 | 0 | 0 | 0 | 0 | 0 | 0 | 0 | 0 | 0
F2_Industrial_Other Industrial_New_Space Heating_Natural Gas_Boiler_E2 | F2 | Industrial | Other Industrial | New | Space Heating | Natural Gas | Boiler | E2 | TRC BC Ratio | 0 | 0 | 0 | 0 | 0 | 0 | 0 | 0 | 0 | 0 | 0 | 0 | 0 | 0 | 0 | 0 | 0 | 0 | 0 | 0 | 0 | 0 | 0 | 0 | 0 | 0 | 0 | 0 | 0 | 0 | 0 | 0 | 0
F2_Industrial_Other Industrial_New_Space Heating_Natural Gas_Boiler_E3 | F2 | Industrial | Other Industrial | New | Space Heating | Natural Gas | Boiler | E3 | TRC BC Ratio | 0 | 0 | 0 | 0 | 0 | 0 | 0 | 0 | 0 | 0 | 0 | 0 | 0 | 0 | 0 | 0 | 0 | 0 | 0 | 0 | 0 | 0 | 0 | 0 | 0 | 0 | 0 | 0 | 0 | 0 | 0 | 0 | 0
F2_Industrial_Other Industrial_New_Space Heating_Natural Gas_Boiler_E4 | F2 | Industrial | Other Industrial | New | Space Heating | Natural Gas | Boiler | E4 | TRC BC Ratio | 0 | 0 | 0 | 0 | 0 | 0 | 0 | 0 | 0 | 0 | 0 | 0 | 0 | 0 | 0 | 0 | 0 | 0 | 0 | 0 | 0 | 0 | 0 | 0 | 0 | 0 | 0 | 0 | 0 | 0 | 0 | 0 | 0
F2_Industrial_Other Industrial_New_Space Heating_Natural Gas_Boiler_E5 | F2 | Industrial | Other Industrial | New | Space Heating | Natural Gas | Boiler | E5 | TRC BC Ratio | 0 | 0 | 0 | 0 | 0 | 0 | 0 | 0 | 0 | 0 | 0 | 0 | 0 | 0 | 0 | 0 | 0 | 0 | 0 | 0 | 0 | 0 | 0 | 0 | 0 | 0 | 0 | 0 | 0 | 0 | 0 | 0 | 0
F2_Industrial_Other Industrial_New_Space Heating_Natural Gas_Boiler_E6 | F2 | Industrial | Other Industrial | New | Space Heating | Natural Gas | Boiler | E6 | TRC BC Ratio | 0 | 0 | 0 | 0 | 0 | 0 | 0 | 0 | 0 | 0 | 0 | 0 | 0 | 0 | 0 | 0 | 0 | 0 | 0 | 0 | 0 | 0 | 0 | 0 | 0 | 0 | 0 | 0 | 0 | 0 | 0 | 0 | 0
F2_Industrial_Other Industrial_New_Space Heating_Natural Gas_Boiler_E7 | F2 | Industrial | Other Industrial | New | Space Heating | Natural Gas | Boiler | E7 | TRC BC Ratio | 0 | 0 | 0 | 0 | 0 | 0 | 0 | 0 | 0 | 0 | 0 | 0 | 0 | 0 | 0 | 0 | 0 | 0 | 0 | 0 | 0 | 0 | 0 | 0 | 0 | 0 | 0 | 0 | 0 | 0 | 0 | 0 | 0
F2_Industrial_Other Industrial_New_Space Heating_Natural Gas_Boiler_E8 | F2 | Industrial | Other Industrial | New | Space Heating | Natural Gas | Boiler | E8 | TRC BC Ratio | 0 | 0 | 0 | 0 | 0 | 0 | 0 | 0 | 0 | 0 | 0 | 0 | 0 | 0 | 0 | 0 | 0 | 0 | 0 | 0 | 0 | 0 | 0 | 0 | 0 | 0 | 0 | 0 | 0 | 0 | 0 | 0 | 0
F2_Industrial_Other Industrial_New_Space Heating_Natural Gas_Boiler_E9 | F2 | Industrial | Other Industrial | New | Space Heating | Natural Gas | Boiler | E9 | TRC BC Ratio | 0 | 0 | 0 | 0 | 0 | 0 | 0 | 0 | 0 | 0 | 0 | 0 | 0 | 0 | 0 | 0 | 0 | 0 | 0 | 0 | 0 | 0 | 0 | 0 | 0 | 0 | 0 | 0 | 0 | 0 | 0 | 0 | 0
F2_Industrial_Other Industrial_New_Space Heating_Natural Gas_Boiler_E10 | F2 | Industrial | Other Industrial | New | Space Heating | Natural Gas | Boiler | E10 | TRC BC Ratio | 0 | 0 | 0 | 0 | 0 | 0 | 0 | 0 | 0 | 0 | 0 | 0 | 0 | 0 | 0 | 0 | 0 | 0 | 0 | 0 | 0 | 0 | 0 | 0 | 0 | 0 | 0 | 0 | 0 | 0 | 0 | 0 | 0
F3_Industrial_Other Industrial_New_Space Heating_Natural Gas_Boiler_E1 | F3 | Industrial | Other Industrial | New | Space Heating | Natural Gas | Boiler | E1 | PACT BC Ratio | 0 | 0 | 0 | 0 | 0 | 0 | 0 | 0 | 0 | 0 | 0 | 0 | 0 | 0 | 0 | 0 | 0 | 0 | 0 | 0 | 0 | 0 | 0 | 0 | 0 | 0 | 0 | 0 | 0 | 0 | 0 | 0 | 0
F3_Industrial_Other Industrial_New_Space Heating_Natural Gas_Boiler_E2 | F3 | Industrial | Other Industrial | New | Space Heating | Natural Gas | Boiler | E2 | PACT BC Ratio | 0 | 0 | 0 | 0 | 0 | 0 | 0 | 0 | 0 | 0 | 0 | 0 | 0 | 0 | 0 | 0 | 0 | 0 | 0 | 0 | 0 | 0 | 0 | 0 | 0 | 0 | 0 | 0 | 0 | 0 | 0 | 0 | 0
F3_Industrial_Other Industrial_New_Space Heating_Natural Gas_Boiler_E3 | F3 | Industrial | Other Industrial | New | Space Heating | Natural Gas | Boiler | E3 | PACT BC Ratio | 0 | 0 | 0 | 0 | 0 | 0 | 0 | 0 | 0 | 0 | 0 | 0 | 0 | 0 | 0 | 0 | 0 | 0 | 0 | 0 | 0 | 0 | 0 | 0 | 0 | 0 | 0 | 0 | 0 | 0 | 0 | 0 | 0
F3_Industrial_Other Industrial_New_Space Heating_Natural Gas_Boiler_E4 | F3 | Industrial | Other Industrial | New | Space Heating | Natural Gas | Boiler | E4 | PACT BC Ratio | 0 | 0 | 0 | 0 | 0 | 0 | 0 | 0 | 0 | 0 | 0 | 0 | 0 | 0 | 0 | 0 | 0 | 0 | 0 | 0 | 0 | 0 | 0 | 0 | 0 | 0 | 0 | 0 | 0 | 0 | 0 | 0 | 0
F3_Industrial_Other Industrial_New_Space Heating_Natural Gas_Boiler_E5 | F3 | Industrial | Other Industrial | New | Space Heating | Natural Gas | Boiler | E5 | PACT BC Ratio | 0 | 0 | 0 | 0 | 0 | 0 | 0 | 0 | 0 | 0 | 0 | 0 | 0 | 0 | 0 | 0 | 0 | 0 | 0 | 0 | 0 | 0 | 0 | 0 | 0 | 0 | 0 | 0 | 0 | 0 | 0 | 0 | 0
F3_Industrial_Other Industrial_New_Space Heating_Natural Gas_Boiler_E6 | F3 | Industrial | Other Industrial | New | Space Heating | Natural Gas | Boiler | E6 | PACT BC Ratio | 0 | 0 | 0 | 0 | 0 | 0 | 0 | 0 | 0 | 0 | 0 | 0 | 0 | 0 | 0 | 0 | 0 | 0 | 0 | 0 | 0 | 0 | 0 | 0 | 0 | 0 | 0 | 0 | 0 | 0 | 0 | 0 | 0
F3_Industrial_Other Industrial_New_Space Heating_Natural Gas_Boiler_E7 | F3 | Industrial | Other Industrial | New | Space Heating | Natural Gas | Boiler | E7 | PACT BC Ratio | 0 | 0 | 0 | 0 | 0 | 0 | 0 | 0 | 0 | 0 | 0 | 0 | 0 | 0 | 0 | 0 | 0 | 0 | 0 | 0 | 0 | 0 | 0 | 0 | 0 | 0 | 0 | 0 | 0 | 0 | 0 | 0 | 0
F3_Industrial_Other Industrial_New_Space Heating_Natural Gas_Boiler_E8 | F3 | Industrial | Other Industrial | New | Space Heating | Natural Gas | Boiler | E8 | PACT BC Ratio | 0 | 0 | 0 | 0 | 0 | 0 | 0 | 0 | 0 | 0 | 0 | 0 | 0 | 0 | 0 | 0 | 0 | 0 | 0 | 0 | 0 | 0 | 0 | 0 | 0 | 0 | 0 | 0 | 0 | 0 | 0 | 0 | 0
F3_Industrial_Other Industrial_New_Space Heating_Natural Gas_Boiler_E9 | F3 | Industrial | Other Industrial | New | Space Heating | Natural Gas | Boiler | E9 | PACT BC Ratio | 0 | 0 | 0 | 0 | 0 | 0 | 0 | 0 | 0 | 0 | 0 | 0 | 0 | 0 | 0 | 0 | 0 | 0 | 0 | 0 | 0 | 0 | 0 | 0 | 0 | 0 | 0 | 0 | 0 | 0 | 0 | 0 | 0
F3_Industrial_Other Industrial_New_Space Heating_Natural Gas_Boiler_E10 | F3 | Industrial | Other Industrial | New | Space Heating | Natural Gas | Boiler | E10 | PACT BC Ratio | 0 | 0 | 0 | 0 | 0 | 0 | 0 | 0 | 0 | 0 | 0 | 0 | 0 | 0 | 0 | 0 | 0 | 0 | 0 | 0 | 0 | 0 | 0 | 0 | 0 | 0 | 0 | 0 | 0 | 0 | 0 | 0 | 0
F4_Industrial_Other Industrial_New_Space Heating_Natural Gas_Boiler_E1 | F4 | Industrial | Other Industrial | New | Space Heating | Natural Gas | Boiler | E1 | RVT BC Ratio | 0 | 0 | 0 | 0 | 0 | 0 | 0 | 0 | 0 | 0 | 0 | 0 | 0 | 0 | 0 | 0 | 0 | 0 | 0 | 0 | 0 | 0 | 0 | 0 | 0 | 0 | 0 | 0 | 0 | 0 | 0 | 0 | 0
F4_Industrial_Other Industrial_New_Space Heating_Natural Gas_Boiler_E2 | F4 | Industrial | Other Industrial | New | Space Heating | Natural Gas | Boiler | E2 | RVT BC Ratio | 0 | 0 | 0 | 0 | 0 | 0 | 0 | 0 | 0 | 0 | 0 | 0 | 0 | 0 | 0 | 0 | 0 | 0 | 0 | 0 | 0 | 0 | 0 | 0 | 0 | 0 | 0 | 0 | 0 | 0 | 0 | 0 | 0
F4_Industrial_Other Industrial_New_Space Heating_Natural Gas_Boiler_E3 | F4 | Industrial | Other Industrial | New | Space Heating | Natural Gas | Boiler | E3 | RVT BC Ratio | 0 | 0 | 0 | 0 | 0 | 0 | 0 | 0 | 0 | 0 | 0 | 0 | 0 | 0 | 0 | 0 | 0 | 0 | 0 | 0 | 0 | 0 | 0 | 0 | 0 | 0 | 0 | 0 | 0 | 0 | 0 | 0 | 0
F4_Industrial_Other Industrial_New_Space Heating_Natural Gas_Boiler_E4 | F4 | Industrial | Other Industrial | New | Space Heating | Natural Gas | Boiler | E4 | RVT BC Ratio | 0 | 0 | 0 | 0 | 0 | 0 | 0 | 0 | 0 | 0 | 0 | 0 | 0 | 0 | 0 | 0 | 0 | 0 | 0 | 0 | 0 | 0 | 0 | 0 | 0 | 0 | 0 | 0 | 0 | 0 | 0 | 0 | 0
F4_Industrial_Other Industrial_New_Space Heating_Natural Gas_Boiler_E5 | F4 | Industrial | Other Industrial | New | Space Heating | Natural Gas | Boiler | E5 | RVT BC Ratio | 0 | 0 | 0 | 0 | 0 | 0 | 0 | 0 | 0 | 0 | 0 | 0 | 0 | 0 | 0 | 0 | 0 | 0 | 0 | 0 | 0 | 0 | 0 | 0 | 0 | 0 | 0 | 0 | 0 | 0 | 0 | 0 | 0
F4_Industrial_Other Industrial_New_Space Heating_Natural Gas_Boiler_E6 | F4 | Industrial | Other Industrial | New | Space Heating | Natural Gas | Boiler | E6 | RVT BC Ratio | 0 | 0 | 0 | 0 | 0 | 0 | 0 | 0 | 0 | 0 | 0 | 0 | 0 | 0 | 0 | 0 | 0 | 0 | 0 | 0 | 0 | 0 | 0 | 0 | 0 | 0 | 0 | 0 | 0 | 0 | 0 | 0 | 0
F4_Industrial_Other Industrial_New_Space Heating_Natural Gas_Boiler_E7 | F4 | Industrial | Other Industrial | New | Space Heating | Natural Gas | Boiler | E7 | RVT BC Ratio | 0 | 0 | 0 | 0 | 0 | 0 | 0 | 0 | 0 | 0 | 0 | 0 | 0 | 0 | 0 | 0 | 0 | 0 | 0 | 0 | 0 | 0 | 0 | 0 | 0 | 0 | 0 | 0 | 0 | 0 | 0 | 0 | 0
F4_Industrial_Other Industrial_New_Space Heating_Natural Gas_Boiler_E8 | F4 | Industrial | Other Industrial | New | Space Heating | Natural Gas | Boiler | E8 | RVT BC Ratio | 0 | 0 | 0 | 0 | 0 | 0 | 0 | 0 | 0 | 0 | 0 | 0 | 0 | 0 | 0 | 0 | 0 | 0 | 0 | 0 | 0 | 0 | 0 | 0 | 0 | 0 | 0 | 0 | 0 | 0 | 0 | 0 | 0
F4_Industrial_Other Industrial_New_Space Heating_Natural Gas_Boiler_E9 | F4 | Industrial | Other Industrial | New | Space Heating | Natural Gas | Boiler | E9 | RVT BC Ratio | 0 | 0 | 0 | 0 | 0 | 0 | 0 | 0 | 0 | 0 | 0 | 0 | 0 | 0 | 0 | 0 | 0 | 0 | 0 | 0 | 0 | 0 | 0 | 0 | 0 | 0 | 0 | 0 | 0 | 0 | 0 | 0 | 0
F4_Industrial_Other Industrial_New_Space Heating_Natural Gas_Boiler_E10 | F4 | Industrial | Other Industrial | New | Space Heating | Natural Gas | Boiler | E10 | RVT BC Ratio | 0 | 0 | 0 | 0 | 0 | 0 | 0 | 0 | 0 | 0 | 0 | 0 | 0 | 0 | 0 | 0 | 0 | 0 | 0 | 0 | 0 | 0 | 0 | 0 | 0 | 0 | 0 | 0 | 0 | 0 | 0 | 0 | 0
F5_Industrial_Other Industrial_New_Space Heating_Natural Gas_Boiler_E1 | F5 | Industrial | Other Industrial | New | Space Heating | Natural Gas | Boiler | E1 | RIM BC Ratio | 0 | 0 | 0 | 0 | 0 | 0 | 0 | 0 | 0 | 0 | 0 | 0 | 0 | 0 | 0 | 0 | 0 | 0 | 0 | 0 | 0 | 0 | 0 | 0 | 0 | 0 | 0 | 0 | 0 | 0 | 0 | 0 | 0
F5_Industrial_Other Industrial_New_Space Heating_Natural Gas_Boiler_E2 | F5 | Industrial | Other Industrial | New | Space Heating | Natural Gas | Boiler | E2 | RIM BC Ratio | 0 | 0 | 0 | 0 | 0 | 0 | 0 | 0 | 0 | 0 | 0 | 0 | 0 | 0 | 0 | 0 | 0 | 0 | 0 | 0 | 0 | 0 | 0 | 0 | 0 | 0 | 0 | 0 | 0 | 0 | 0 | 0 | 0
F5_Industrial_Other Industrial_New_Space Heating_Natural Gas_Boiler_E3 | F5 | Industrial | Other Industrial | New | Space Heating | Natural Gas | Boiler | E3 | RIM BC Ratio | 0 | 0 | 0 | 0 | 0 | 0 | 0 | 0 | 0 | 0 | 0 | 0 | 0 | 0 | 0 | 0 | 0 | 0 | 0 | 0 | 0 | 0 | 0 | 0 | 0 | 0 | 0 | 0 | 0 | 0 | 0 | 0 | 0
F5_Industrial_Other Industrial_New_Space Heating_Natural Gas_Boiler_E4 | F5 | Industrial | Other Industrial | New | Space Heating | Natural Gas | Boiler | E4 | RIM BC Ratio | 0 | 0 | 0 | 0 | 0 | 0 | 0 | 0 | 0 | 0 | 0 | 0 | 0 | 0 | 0 | 0 | 0 | 0 | 0 | 0 | 0 | 0 | 0 | 0 | 0 | 0 | 0 | 0 | 0 | 0 | 0 | 0 | 0
F5_Industrial_Other Industrial_New_Space Heating_Natural Gas_Boiler_E5 | F5 | Industrial | Other Industrial | New | Space Heating | Natural Gas | Boiler | E5 | RIM BC Ratio | 0 | 0 | 0 | 0 | 0 | 0 | 0 | 0 | 0 | 0 | 0 | 0 | 0 | 0 | 0 | 0 | 0 | 0 | 0 | 0 | 0 | 0 | 0 | 0 | 0 | 0 | 0 | 0 | 0 | 0 | 0 | 0 | 0
F5_Industrial_Other Industrial_New_Space Heating_Natural Gas_Boiler_E6 | F5 | Industrial | Other Industrial | New | Space Heating | Natural Gas | Boiler | E6 | RIM BC Ratio | 0 | 0 | 0 | 0 | 0 | 0 | 0 | 0 | 0 | 0 | 0 | 0 | 0 | 0 | 0 | 0 | 0 | 0 | 0 | 0 | 0 | 0 | 0 | 0 | 0 | 0 | 0 | 0 | 0 | 0 | 0 | 0 | 0
F5_Industrial_Other Industrial_New_Space Heating_Natural Gas_Boiler_E7 | F5 | Industrial | Other Industrial | New | Space Heating | Natural Gas | Boiler | E7 | RIM BC Ratio | 0 | 0 | 0 | 0 | 0 | 0 | 0 | 0 | 0 | 0 | 0 | 0 | 0 | 0 | 0 | 0 | 0 | 0 | 0 | 0 | 0 | 0 | 0 | 0 | 0 | 0 | 0 | 0 | 0 | 0 | 0 | 0 | 0
F5_Industrial_Other Industrial_New_Space Heating_Natural Gas_Boiler_E8 | F5 | Industrial | Other Industrial | New | Space Heating | Natural Gas | Boiler | E8 | RIM BC Ratio | 0 | 0 | 0 | 0 | 0 | 0 | 0 | 0 | 0 | 0 | 0 | 0 | 0 | 0 | 0 | 0 | 0 | 0 | 0 | 0 | 0 | 0 | 0 | 0 | 0 | 0 | 0 | 0 | 0 | 0 | 0 | 0 | 0
F5_Industrial_Other Industrial_New_Space Heating_Natural Gas_Boiler_E9 | F5 | Industrial | Other Industrial | New | Space Heating | Natural Gas | Boiler | E9 | RIM BC Ratio | 0 | 0 | 0 | 0 | 0 | 0 | 0 | 0 | 0 | 0 | 0 | 0 | 0 | 0 | 0 | 0 | 0 | 0 | 0 | 0 | 0 | 0 | 0 | 0 | 0 | 0 | 0 | 0 | 0 | 0 | 0 | 0 | 0
F5_Industrial_Other Industrial_New_Space Heating_Natural Gas_Boiler_E10 | F5 | Industrial | Other Industrial | New | Space Heating | Natural Gas | Boiler | E10 | RIM BC Ratio | 0 | 0 | 0 | 0 | 0 | 0 | 0 | 0 | 0 | 0 | 0 | 0 | 0 | 0 | 0 | 0 | 0 | 0 | 0 | 0 | 0 | 0 | 0 | 0 | 0 | 0 | 0 | 0 | 0 | 0 | 0 | 0 | 0
F0_Industrial_Other Industrial_New_Space Heating_Natural Gas_Unit Heater_E0 | F0 | Industrial | Other Industrial | New | Space Heating | Natural Gas | Unit Heater | E0 | Economic Unit | 0 | 0 | 0 | 0 | 0 | 0 | 0 | 0 | 0 | 0 | 0 | 0 | 0 | 0 | 0 | 0 | 0 | 0 | 0 | 0 | 0 | 0 | 0 | 0 | 0 | 0 | 0 | 0 | 0 | 0 | 0 | 0 | 0
F1_Industrial_Other Industrial_New_Space Heating_Natural Gas_Unit Heater_E1 | F1 | Industrial | Other Industrial | New | Space Heating | Natural Gas | Unit Heater | E1 | CCE | 0 | 0 | 0 | 0 | 0 | 0 | 0 | 0 | 0 | 0 | 0 | 0 | 0 | 0 | 0 | 0 | 0 | 0 | 0 | 0 | 0 | 0 | 0 | 0 | 0 | 0 | 0 | 0 | 0 | 0 | 0 | 0 | 0
F1_Industrial_Other Industrial_New_Space Heating_Natural Gas_Unit Heater_E2 | F1 | Industrial | Other Industrial | New | Space Heating | Natural Gas | Unit Heater | E2 | CCE | 0 | 0 | 0 | 0 | 0 | 0 | 0 | 0 | 0 | 0 | 0 | 0 | 0 | 0 | 0 | 0 | 0 | 0 | 0 | 0 | 0 | 0 | 0 | 0 | 0 | 0 | 0 | 0 | 0 | 0 | 0 | 0 | 0
F1_Industrial_Other Industrial_New_Space Heating_Natural Gas_Unit Heater_E3 | F1 | Industrial | Other Industrial | New | Space Heating | Natural Gas | Unit Heater | E3 | CCE | 0 | 0 | 0 | 0 | 0 | 0 | 0 | 0 | 0 | 0 | 0 | 0 | 0 | 0 | 0 | 0 | 0 | 0 | 0 | 0 | 0 | 0 | 0 | 0 | 0 | 0 | 0 | 0 | 0 | 0 | 0 | 0 | 0
F1_Industrial_Other Industrial_New_Space Heating_Natural Gas_Unit Heater_E4 | F1 | Industrial | Other Industrial | New | Space Heating | Natural Gas | Unit Heater | E4 | CCE | 0 | 0 | 0 | 0 | 0 | 0 | 0 | 0 | 0 | 0 | 0 | 0 | 0 | 0 | 0 | 0 | 0 | 0 | 0 | 0 | 0 | 0 | 0 | 0 | 0 | 0 | 0 | 0 | 0 | 0 | 0 | 0 | 0
F1_Industrial_Other Industrial_New_Space Heating_Natural Gas_Unit Heater_E5 | F1 | Industrial | Other Industrial | New | Space Heating | Natural Gas | Unit Heater | E5 | CCE | 0 | 0 | 0 | 0 | 0 | 0 | 0 | 0 | 0 | 0 | 0 | 0 | 0 | 0 | 0 | 0 | 0 | 0 | 0 | 0 | 0 | 0 | 0 | 0 | 0 | 0 | 0 | 0 | 0 | 0 | 0 | 0 | 0
F1_Industrial_Other Industrial_New_Space Heating_Natural Gas_Unit Heater_E6 | F1 | Industrial | Other Industrial | New | Space Heating | Natural Gas | Unit Heater | E6 | CCE | 0 | 0 | 0 | 0 | 0 | 0 | 0 | 0 | 0 | 0 | 0 | 0 | 0 | 0 | 0 | 0 | 0 | 0 | 0 | 0 | 0 | 0 | 0 | 0 | 0 | 0 | 0 | 0 | 0 | 0 | 0 | 0 | 0
F1_Industrial_Other Industrial_New_Space Heating_Natural Gas_Unit Heater_E7 | F1 | Industrial | Other Industrial | New | Space Heating | Natural Gas | Unit Heater | E7 | CCE | 0 | 0 | 0 | 0 | 0 | 0 | 0 | 0 | 0 | 0 | 0 | 0 | 0 | 0 | 0 | 0 | 0 | 0 | 0 | 0 | 0 | 0 | 0 | 0 | 0 | 0 | 0 | 0 | 0 | 0 | 0 | 0 | 0
F1_Industrial_Other Industrial_New_Space Heating_Natural Gas_Unit Heater_E8 | F1 | Industrial | Other Industrial | New | Space Heating | Natural Gas | Unit Heater | E8 | CCE | 0 | 0 | 0 | 0 | 0 | 0 | 0 | 0 | 0 | 0 | 0 | 0 | 0 | 0 | 0 | 0 | 0 | 0 | 0 | 0 | 0 | 0 | 0 | 0 | 0 | 0 | 0 | 0 | 0 | 0 | 0 | 0 | 0
F1_Industrial_Other Industrial_New_Space Heating_Natural Gas_Unit Heater_E9 | F1 | Industrial | Other Industrial | New | Space Heating | Natural Gas | Unit Heater | E9 | CCE | 0 | 0 | 0 | 0 | 0 | 0 | 0 | 0 | 0 | 0 | 0 | 0 | 0 | 0 | 0 | 0 | 0 | 0 | 0 | 0 | 0 | 0 | 0 | 0 | 0 | 0 | 0 | 0 | 0 | 0 | 0 | 0 | 0
F1_Industrial_Other Industrial_New_Space Heating_Natural Gas_Unit Heater_E10 | F1 | Industrial | Other Industrial | New | Space Heating | Natural Gas | Unit Heater | E10 | CCE | 0 | 0 | 0 | 0 | 0 | 0 | 0 | 0 | 0 | 0 | 0 | 0 | 0 | 0 | 0 | 0 | 0 | 0 | 0 | 0 | 0 | 0 | 0 | 0 | 0 | 0 | 0 | 0 | 0 | 0 | 0 | 0 | 0
F2_Industrial_Other Industrial_New_Space Heating_Natural Gas_Unit Heater_E1 | F2 | Industrial | Other Industrial | New | Space Heating | Natural Gas | Unit Heater | E1 | TRC BC Ratio | 0 | 0 | 0 | 0 | 0 | 0 | 0 | 0 | 0 | 0 | 0 | 0 | 0 | 0 | 0 | 0 | 0 | 0 | 0 | 0 | 0 | 0 | 0 | 0 | 0 | 0 | 0 | 0 | 0 | 0 | 0 | 0 | 0
F2_Industrial_Other Industrial_New_Space Heating_Natural Gas_Unit Heater_E2 | F2 | Industrial | Other Industrial | New | Space Heating | Natural Gas | Unit Heater | E2 | TRC BC Ratio | 0 | 0 | 0 | 0 | 0 | 0 | 0 | 0 | 0 | 0 | 0 | 0 | 0 | 0 | 0 | 0 | 0 | 0 | 0 | 0 | 0 | 0 | 0 | 0 | 0 | 0 | 0 | 0 | 0 | 0 | 0 | 0 | 0
F2_Industrial_Other Industrial_New_Space Heating_Natural Gas_Unit Heater_E3 | F2 | Industrial | Other Industrial | New | Space Heating | Natural Gas | Unit Heater | E3 | TRC BC Ratio | 0 | 0 | 0 | 0 | 0 | 0 | 0 | 0 | 0 | 0 | 0 | 0 | 0 | 0 | 0 | 0 | 0 | 0 | 0 | 0 | 0 | 0 | 0 | 0 | 0 | 0 | 0 | 0 | 0 | 0 | 0 | 0 | 0
F2_Industrial_Other Industrial_New_Space Heating_Natural Gas_Unit Heater_E4 | F2 | Industrial | Other Industrial | New | Space Heating | Natural Gas | Unit Heater | E4 | TRC BC Ratio | 0 | 0 | 0 | 0 | 0 | 0 | 0 | 0 | 0 | 0 | 0 | 0 | 0 | 0 | 0 | 0 | 0 | 0 | 0 | 0 | 0 | 0 | 0 | 0 | 0 | 0 | 0 | 0 | 0 | 0 | 0 | 0 | 0
F2_Industrial_Other Industrial_New_Space Heating_Natural Gas_Unit Heater_E5 | F2 | Industrial | Other Industrial | New | Space Heating | Natural Gas | Unit Heater | E5 | TRC BC Ratio | 0 | 0 | 0 | 0 | 0 | 0 | 0 | 0 | 0 | 0 | 0 | 0 | 0 | 0 | 0 | 0 | 0 | 0 | 0 | 0 | 0 | 0 | 0 | 0 | 0 | 0 | 0 | 0 | 0 | 0 | 0 | 0 | 0
F2_Industrial_Other Industrial_New_Space Heating_Natural Gas_Unit Heater_E6 | F2 | Industrial | Other Industrial | New | Space Heating | Natural Gas | Unit Heater | E6 | TRC BC Ratio | 0 | 0 | 0 | 0 | 0 | 0 | 0 | 0 | 0 | 0 | 0 | 0 | 0 | 0 | 0 | 0 | 0 | 0 | 0 | 0 | 0 | 0 | 0 | 0 | 0 | 0 | 0 | 0 | 0 | 0 | 0 | 0 | 0
F2_Industrial_Other Industrial_New_Space Heating_Natural Gas_Unit Heater_E7 | F2 | Industrial | Other Industrial | New | Space Heating | Natural Gas | Unit Heater | E7 | TRC BC Ratio | 0 | 0 | 0 | 0 | 0 | 0 | 0 | 0 | 0 | 0 | 0 | 0 | 0 | 0 | 0 | 0 | 0 | 0 | 0 | 0 | 0 | 0 | 0 | 0 | 0 | 0 | 0 | 0 | 0 | 0 | 0 | 0 | 0
F2_Industrial_Other Industrial_New_Space Heating_Natural Gas_Unit Heater_E8 | F2 | Industrial | Other Industrial | New | Space Heating | Natural Gas | Unit Heater | E8 | TRC BC Ratio | 0 | 0 | 0 | 0 | 0 | 0 | 0 | 0 | 0 | 0 | 0 | 0 | 0 | 0 | 0 | 0 | 0 | 0 | 0 | 0 | 0 | 0 | 0 | 0 | 0 | 0 | 0 | 0 | 0 | 0 | 0 | 0 | 0
F2_Industrial_Other Industrial_New_Space Heating_Natural Gas_Unit Heater_E9 | F2 | Industrial | Other Industrial | New | Space Heating | Natural Gas | Unit Heater | E9 | TRC BC Ratio | 0 | 0 | 0 | 0 | 0 | 0 | 0 | 0 | 0 | 0 | 0 | 0 | 0 | 0 | 0 | 0 | 0 | 0 | 0 | 0 | 0 | 0 | 0 | 0 | 0 | 0 | 0 | 0 | 0 | 0 | 0 | 0 | 0
F2_Industrial_Other Industrial_New_Space Heating_Natural Gas_Unit Heater_E10 | F2 | Industrial | Other Industrial | New | Space Heating | Natural Gas | Unit Heater | E10 | TRC BC Ratio | 0 | 0 | 0 | 0 | 0 | 0 | 0 | 0 | 0 | 0 | 0 | 0 | 0 | 0 | 0 | 0 | 0 | 0 | 0 | 0 | 0 | 0 | 0 | 0 | 0 | 0 | 0 | 0 | 0 | 0 | 0 | 0 | 0
F3_Industrial_Other Industrial_New_Space Heating_Natural Gas_Unit Heater_E1 | F3 | Industrial | Other Industrial | New | Space Heating | Natural Gas | Unit Heater | E1 | PACT BC Ratio | 0 | 0 | 0 | 0 | 0 | 0 | 0 | 0 | 0 | 0 | 0 | 0 | 0 | 0 | 0 | 0 | 0 | 0 | 0 | 0 | 0 | 0 | 0 | 0 | 0 | 0 | 0 | 0 | 0 | 0 | 0 | 0 | 0
F3_Industrial_Other Industrial_New_Space Heating_Natural Gas_Unit Heater_E2 | F3 | Industrial | Other Industrial | New | Space Heating | Natural Gas | Unit Heater | E2 | PACT BC Ratio | 0 | 0 | 0 | 0 | 0 | 0 | 0 | 0 | 0 | 0 | 0 | 0 | 0 | 0 | 0 | 0 | 0 | 0 | 0 | 0 | 0 | 0 | 0 | 0 | 0 | 0 | 0 | 0 | 0 | 0 | 0 | 0 | 0
F3_Industrial_Other Industrial_New_Space Heating_Natural Gas_Unit Heater_E3 | F3 | Industrial | Other Industrial | New | Space Heating | Natural Gas | Unit Heater | E3 | PACT BC Ratio | 0 | 0 | 0 | 0 | 0 | 0 | 0 | 0 | 0 | 0 | 0 | 0 | 0 | 0 | 0 | 0 | 0 | 0 | 0 | 0 | 0 | 0 | 0 | 0 | 0 | 0 | 0 | 0 | 0 | 0 | 0 | 0 | 0
F3_Industrial_Other Industrial_New_Space Heating_Natural Gas_Unit Heater_E4 | F3 | Industrial | Other Industrial | New | Space Heating | Natural Gas | Unit Heater | E4 | PACT BC Ratio | 0 | 0 | 0 | 0 | 0 | 0 | 0 | 0 | 0 | 0 | 0 | 0 | 0 | 0 | 0 | 0 | 0 | 0 | 0 | 0 | 0 | 0 | 0 | 0 | 0 | 0 | 0 | 0 | 0 | 0 | 0 | 0 | 0
F3_Industrial_Other Industrial_New_Space Heating_Natural Gas_Unit Heater_E5 | F3 | Industrial | Other Industrial | New | Space Heating | Natural Gas | Unit Heater | E5 | PACT BC Ratio | 0 | 0 | 0 | 0 | 0 | 0 | 0 | 0 | 0 | 0 | 0 | 0 | 0 | 0 | 0 | 0 | 0 | 0 | 0 | 0 | 0 | 0 | 0 | 0 | 0 | 0 | 0 | 0 | 0 | 0 | 0 | 0 | 0
F3_Industrial_Other Industrial_New_Space Heating_Natural Gas_Unit Heater_E6 | F3 | Industrial | Other Industrial | New | Space Heating | Natural Gas | Unit Heater | E6 | PACT BC Ratio | 0 | 0 | 0 | 0 | 0 | 0 | 0 | 0 | 0 | 0 | 0 | 0 | 0 | 0 | 0 | 0 | 0 | 0 | 0 | 0 | 0 | 0 | 0 | 0 | 0 | 0 | 0 | 0 | 0 | 0 | 0 | 0 | 0
F3_Industrial_Other Industrial_New_Space Heating_Natural Gas_Unit Heater_E7 | F3 | Industrial | Other Industrial | New | Space Heating | Natural Gas | Unit Heater | E7 | PACT BC Ratio | 0 | 0 | 0 | 0 | 0 | 0 | 0 | 0 | 0 | 0 | 0 | 0 | 0 | 0 | 0 | 0 | 0 | 0 | 0 | 0 | 0 | 0 | 0 | 0 | 0 | 0 | 0 | 0 | 0 | 0 | 0 | 0 | 0
F3_Industrial_Other Industrial_New_Space Heating_Natural Gas_Unit Heater_E8 | F3 | Industrial | Other Industrial | New | Space Heating | Natural Gas | Unit Heater | E8 | PACT BC Ratio | 0 | 0 | 0 | 0 | 0 | 0 | 0 | 0 | 0 | 0 | 0 | 0 | 0 | 0 | 0 | 0 | 0 | 0 | 0 | 0 | 0 | 0 | 0 | 0 | 0 | 0 | 0 | 0 | 0 | 0 | 0 | 0 | 0
F3_Industrial_Other Industrial_New_Space Heating_Natural Gas_Unit Heater_E9 | F3 | Industrial | Other Industrial | New | Space Heating | Natural Gas | Unit Heater | E9 | PACT BC Ratio | 0 | 0 | 0 | 0 | 0 | 0 | 0 | 0 | 0 | 0 | 0 | 0 | 0 | 0 | 0 | 0 | 0 | 0 | 0 | 0 | 0 | 0 | 0 | 0 | 0 | 0 | 0 | 0 | 0 | 0 | 0 | 0 | 0
F3_Industrial_Other Industrial_New_Space Heating_Natural Gas_Unit Heater_E10 | F3 | Industrial | Other Industrial | New | Space Heating | Natural Gas | Unit Heater | E10 | PACT BC Ratio | 0 | 0 | 0 | 0 | 0 | 0 | 0 | 0 | 0 | 0 | 0 | 0 | 0 | 0 | 0 | 0 | 0 | 0 | 0 | 0 | 0 | 0 | 0 | 0 | 0 | 0 | 0 | 0 | 0 | 0 | 0 | 0 | 0
F4_Industrial_Other Industrial_New_Space Heating_Natural Gas_Unit Heater_E1 | F4 | Industrial | Other Industrial | New | Space Heating | Natural Gas | Unit Heater | E1 | RVT BC Ratio | 0 | 0 | 0 | 0 | 0 | 0 | 0 | 0 | 0 | 0 | 0 | 0 | 0 | 0 | 0 | 0 | 0 | 0 | 0 | 0 | 0 | 0 | 0 | 0 | 0 | 0 | 0 | 0 | 0 | 0 | 0 | 0 | 0
F4_Industrial_Other Industrial_New_Space Heating_Natural Gas_Unit Heater_E2 | F4 | Industrial | Other Industrial | New | Space Heating | Natural Gas | Unit Heater | E2 | RVT BC Ratio | 0 | 0 | 0 | 0 | 0 | 0 | 0 | 0 | 0 | 0 | 0 | 0 | 0 | 0 | 0 | 0 | 0 | 0 | 0 | 0 | 0 | 0 | 0 | 0 | 0 | 0 | 0 | 0 | 0 | 0 | 0 | 0 | 0
F4_Industrial_Other Industrial_New_Space Heating_Natural Gas_Unit Heater_E3 | F4 | Industrial | Other Industrial | New | Space Heating | Natural Gas | Unit Heater | E3 | RVT BC Ratio | 0 | 0 | 0 | 0 | 0 | 0 | 0 | 0 | 0 | 0 | 0 | 0 | 0 | 0 | 0 | 0 | 0 | 0 | 0 | 0 | 0 | 0 | 0 | 0 | 0 | 0 | 0 | 0 | 0 | 0 | 0 | 0 | 0
F4_Industrial_Other Industrial_New_Space Heating_Natural Gas_Unit Heater_E4 | F4 | Industrial | Other Industrial | New | Space Heating | Natural Gas | Unit Heater | E4 | RVT BC Ratio | 0 | 0 | 0 | 0 | 0 | 0 | 0 | 0 | 0 | 0 | 0 | 0 | 0 | 0 | 0 | 0 | 0 | 0 | 0 | 0 | 0 | 0 | 0 | 0 | 0 | 0 | 0 | 0 | 0 | 0 | 0 | 0 | 0
F4_Industrial_Other Industrial_New_Space Heating_Natural Gas_Unit Heater_E5 | F4 | Industrial | Other Industrial | New | Space Heating | Natural Gas | Unit Heater | E5 | RVT BC Ratio | 0 | 0 | 0 | 0 | 0 | 0 | 0 | 0 | 0 | 0 | 0 | 0 | 0 | 0 | 0 | 0 | 0 | 0 | 0 | 0 | 0 | 0 | 0 | 0 | 0 | 0 | 0 | 0 | 0 | 0 | 0 | 0 | 0
F4_Industrial_Other Industrial_New_Space Heating_Natural Gas_Unit Heater_E6 | F4 | Industrial | Other Industrial | New | Space Heating | Natural Gas | Unit Heater | E6 | RVT BC Ratio | 0 | 0 | 0 | 0 | 0 | 0 | 0 | 0 | 0 | 0 | 0 | 0 | 0 | 0 | 0 | 0 | 0 | 0 | 0 | 0 | 0 | 0 | 0 | 0 | 0 | 0 | 0 | 0 | 0 | 0 | 0 | 0 | 0
F4_Industrial_Other Industrial_New_Space Heating_Natural Gas_Unit Heater_E7 | F4 | Industrial | Other Industrial | New | Space Heating | Natural Gas | Unit Heater | E7 | RVT BC Ratio | 0 | 0 | 0 | 0 | 0 | 0 | 0 | 0 | 0 | 0 | 0 | 0 | 0 | 0 | 0 | 0 | 0 | 0 | 0 | 0 | 0 | 0 | 0 | 0 | 0 | 0 | 0 | 0 | 0 | 0 | 0 | 0 | 0
F4_Industrial_Other Industrial_New_Space Heating_Natural Gas_Unit Heater_E8 | F4 | Industrial | Other Industrial | New | Space Heating | Natural Gas | Unit Heater | E8 | RVT BC Ratio | 0 | 0 | 0 | 0 | 0 | 0 | 0 | 0 | 0 | 0 | 0 | 0 | 0 | 0 | 0 | 0 | 0 | 0 | 0 | 0 | 0 | 0 | 0 | 0 | 0 | 0 | 0 | 0 | 0 | 0 | 0 | 0 | 0
F4_Industrial_Other Industrial_New_Space Heating_Natural Gas_Unit Heater_E9 | F4 | Industrial | Other Industrial | New | Space Heating | Natural Gas | Unit Heater | E9 | RVT BC Ratio | 0 | 0 | 0 | 0 | 0 | 0 | 0 | 0 | 0 | 0 | 0 | 0 | 0 | 0 | 0 | 0 | 0 | 0 | 0 | 0 | 0 | 0 | 0 | 0 | 0 | 0 | 0 | 0 | 0 | 0 | 0 | 0 | 0
F4_Industrial_Other Industrial_New_Space Heating_Natural Gas_Unit Heater_E10 | F4 | Industrial | Other Industrial | New | Space Heating | Natural Gas | Unit Heater | E10 | RVT BC Ratio | 0 | 0 | 0 | 0 | 0 | 0 | 0 | 0 | 0 | 0 | 0 | 0 | 0 | 0 | 0 | 0 | 0 | 0 | 0 | 0 | 0 | 0 | 0 | 0 | 0 | 0 | 0 | 0 | 0 | 0 | 0 | 0 | 0
F5_Industrial_Other Industrial_New_Space Heating_Natural Gas_Unit Heater_E1 | F5 | Industrial | Other Industrial | New | Space Heating | Natural Gas | Unit Heater | E1 | RIM BC Ratio | 0 | 0 | 0 | 0 | 0 | 0 | 0 | 0 | 0 | 0 | 0 | 0 | 0 | 0 | 0 | 0 | 0 | 0 | 0 | 0 | 0 | 0 | 0 | 0 | 0 | 0 | 0 | 0 | 0 | 0 | 0 | 0 | 0
F5_Industrial_Other Industrial_New_Space Heating_Natural Gas_Unit Heater_E2 | F5 | Industrial | Other Industrial | New | Space Heating | Natural Gas | Unit Heater | E2 | RIM BC Ratio | 0 | 0 | 0 | 0 | 0 | 0 | 0 | 0 | 0 | 0 | 0 | 0 | 0 | 0 | 0 | 0 | 0 | 0 | 0 | 0 | 0 | 0 | 0 | 0 | 0 | 0 | 0 | 0 | 0 | 0 | 0 | 0 | 0
F5_Industrial_Other Industrial_New_Space Heating_Natural Gas_Unit Heater_E3 | F5 | Industrial | Other Industrial | New | Space Heating | Natural Gas | Unit Heater | E3 | RIM BC Ratio | 0 | 0 | 0 | 0 | 0 | 0 | 0 | 0 | 0 | 0 | 0 | 0 | 0 | 0 | 0 | 0 | 0 | 0 | 0 | 0 | 0 | 0 | 0 | 0 | 0 | 0 | 0 | 0 | 0 | 0 | 0 | 0 | 0
F5_Industrial_Other Industrial_New_Space Heating_Natural Gas_Unit Heater_E4 | F5 | Industrial | Other Industrial | New | Space Heating | Natural Gas | Unit Heater | E4 | RIM BC Ratio | 0 | 0 | 0 | 0 | 0 | 0 | 0 | 0 | 0 | 0 | 0 | 0 | 0 | 0 | 0 | 0 | 0 | 0 | 0 | 0 | 0 | 0 | 0 | 0 | 0 | 0 | 0 | 0 | 0 | 0 | 0 | 0 | 0
F5_Industrial_Other Industrial_New_Space Heating_Natural Gas_Unit Heater_E5 | F5 | Industrial | Other Industrial | New | Space Heating | Natural Gas | Unit Heater | E5 | RIM BC Ratio | 0 | 0 | 0 | 0 | 0 | 0 | 0 | 0 | 0 | 0 | 0 | 0 | 0 | 0 | 0 | 0 | 0 | 0 | 0 | 0 | 0 | 0 | 0 | 0 | 0 | 0 | 0 | 0 | 0 | 0 | 0 | 0 | 0
F5_Industrial_Other Industrial_New_Space Heating_Natural Gas_Unit Heater_E6 | F5 | Industrial | Other Industrial | New | Space Heating | Natural Gas | Unit Heater | E6 | RIM BC Ratio | 0 | 0 | 0 | 0 | 0 | 0 | 0 | 0 | 0 | 0 | 0 | 0 | 0 | 0 | 0 | 0 | 0 | 0 | 0 | 0 | 0 | 0 | 0 | 0 | 0 | 0 | 0 | 0 | 0 | 0 | 0 | 0 | 0
F5_Industrial_Other Industrial_New_Space Heating_Natural Gas_Unit Heater_E7 | F5 | Industrial | Other Industrial | New | Space Heating | Natural Gas | Unit Heater | E7 | RIM BC Ratio | 0 | 0 | 0 | 0 | 0 | 0 | 0 | 0 | 0 | 0 | 0 | 0 | 0 | 0 | 0 | 0 | 0 | 0 | 0 | 0 | 0 | 0 | 0 | 0 | 0 | 0 | 0 | 0 | 0 | 0 | 0 | 0 | 0
F5_Industrial_Other Industrial_New_Space Heating_Natural Gas_Unit Heater_E8 | F5 | Industrial | Other Industrial | New | Space Heating | Natural Gas | Unit Heater | E8 | RIM BC Ratio | 0 | 0 | 0 | 0 | 0 | 0 | 0 | 0 | 0 | 0 | 0 | 0 | 0 | 0 | 0 | 0 | 0 | 0 | 0 | 0 | 0 | 0 | 0 | 0 | 0 | 0 | 0 | 0 | 0 | 0 | 0 | 0 | 0
F5_Industrial_Other Industrial_New_Space Heating_Natural Gas_Unit Heater_E9 | F5 | Industrial | Other Industrial | New | Space Heating | Natural Gas | Unit Heater | E9 | RIM BC Ratio | 0 | 0 | 0 | 0 | 0 | 0 | 0 | 0 | 0 | 0 | 0 | 0 | 0 | 0 | 0 | 0 | 0 | 0 | 0 | 0 | 0 | 0 | 0 | 0 | 0 | 0 | 0 | 0 | 0 | 0 | 0 | 0 | 0
F5_Industrial_Other Industrial_New_Space Heating_Natural Gas_Unit Heater_E10 | F5 | Industrial | Other Industrial | New | Space Heating | Natural Gas | Unit Heater | E10 | RIM BC Ratio | 0 | 0 | 0 | 0 | 0 | 0 | 0 | 0 | 0 | 0 | 0 | 0 | 0 | 0 | 0 | 0 | 0 | 0 | 0 | 0 | 0 | 0 | 0 | 0 | 0 | 0 | 0 | 0 | 0 | 0 | 0 | 0 | 0
F0_Industrial_Other Industrial_New_Process_Natural Gas_Process Heating_E0 | F0 | Industrial | Other Industrial | New | Process | Natural Gas | Process Heating | E0 | Economic Unit | 0 | 0 | 0 | 0 | 0 | 0 | 0 | 0 | 0 | 0 | 0 | 0 | 0 | 0 | 0 | 0 | 0 | 0 | 0 | 0 | 0 | 0 | 0 | 0 | 0 | 0 | 0 | 0 | 0 | 0 | 0 | 0 | 0
F1_Industrial_Other Industrial_New_Process_Natural Gas_Process Heating_E1 | F1 | Industrial | Other Industrial | New | Process | Natural Gas | Process Heating | E1 | CCE | 0 | 0 | 0 | 0 | 0 | 0 | 0 | 0 | 0 | 0 | 0 | 0 | 0 | 0 | 0 | 0 | 0 | 0 | 0 | 0 | 0 | 0 | 0 | 0 | 0 | 0 | 0 | 0 | 0 | 0 | 0 | 0 | 0
F1_Industrial_Other Industrial_New_Process_Natural Gas_Process Heating_E2 | F1 | Industrial | Other Industrial | New | Process | Natural Gas | Process Heating | E2 | CCE | 0 | 0 | 0 | 0 | 0 | 0 | 0 | 0 | 0 | 0 | 0 | 0 | 0 | 0 | 0 | 0 | 0 | 0 | 0 | 0 | 0 | 0 | 0 | 0 | 0 | 0 | 0 | 0 | 0 | 0 | 0 | 0 | 0
F1_Industrial_Other Industrial_New_Process_Natural Gas_Process Heating_E3 | F1 | Industrial | Other Industrial | New | Process | Natural Gas | Process Heating | E3 | CCE | 0 | 0 | 0 | 0 | 0 | 0 | 0 | 0 | 0 | 0 | 0 | 0 | 0 | 0 | 0 | 0 | 0 | 0 | 0 | 0 | 0 | 0 | 0 | 0 | 0 | 0 | 0 | 0 | 0 | 0 | 0 | 0 | 0
F1_Industrial_Other Industrial_New_Process_Natural Gas_Process Heating_E4 | F1 | Industrial | Other Industrial | New | Process | Natural Gas | Process Heating | E4 | CCE | 0 | 0 | 0 | 0 | 0 | 0 | 0 | 0 | 0 | 0 | 0 | 0 | 0 | 0 | 0 | 0 | 0 | 0 | 0 | 0 | 0 | 0 | 0 | 0 | 0 | 0 | 0 | 0 | 0 | 0 | 0 | 0 | 0
F1_Industrial_Other Industrial_New_Process_Natural Gas_Process Heating_E5 | F1 | Industrial | Other Industrial | New | Process | Natural Gas | Process Heating | E5 | CCE | 0 | 0 | 0 | 0 | 0 | 0 | 0 | 0 | 0 | 0 | 0 | 0 | 0 | 0 | 0 | 0 | 0 | 0 | 0 | 0 | 0 | 0 | 0 | 0 | 0 | 0 | 0 | 0 | 0 | 0 | 0 | 0 | 0
F1_Industrial_Other Industrial_New_Process_Natural Gas_Process Heating_E6 | F1 | Industrial | Other Industrial | New | Process | Natural Gas | Process Heating | E6 | CCE | 0 | 0 | 0 | 0 | 0 | 0 | 0 | 0 | 0 | 0 | 0 | 0 | 0 | 0 | 0 | 0 | 0 | 0 | 0 | 0 | 0 | 0 | 0 | 0 | 0 | 0 | 0 | 0 | 0 | 0 | 0 | 0 | 0
F1_Industrial_Other Industrial_New_Process_Natural Gas_Process Heating_E7 | F1 | Industrial | Other Industrial | New | Process | Natural Gas | Process Heating | E7 | CCE | 0 | 0 | 0 | 0 | 0 | 0 | 0 | 0 | 0 | 0 | 0 | 0 | 0 | 0 | 0 | 0 | 0 | 0 | 0 | 0 | 0 | 0 | 0 | 0 | 0 | 0 | 0 | 0 | 0 | 0 | 0 | 0 | 0
F1_Industrial_Other Industrial_New_Process_Natural Gas_Process Heating_E8 | F1 | Industrial | Other Industrial | New | Process | Natural Gas | Process Heating | E8 | CCE | 0 | 0 | 0 | 0 | 0 | 0 | 0 | 0 | 0 | 0 | 0 | 0 | 0 | 0 | 0 | 0 | 0 | 0 | 0 | 0 | 0 | 0 | 0 | 0 | 0 | 0 | 0 | 0 | 0 | 0 | 0 | 0 | 0
F1_Industrial_Other Industrial_New_Process_Natural Gas_Process Heating_E9 | F1 | Industrial | Other Industrial | New | Process | Natural Gas | Process Heating | E9 | CCE | 0 | 0 | 0 | 0 | 0 | 0 | 0 | 0 | 0 | 0 | 0 | 0 | 0 | 0 | 0 | 0 | 0 | 0 | 0 | 0 | 0 | 0 | 0 | 0 | 0 | 0 | 0 | 0 | 0 | 0 | 0 | 0 | 0
F1_Industrial_Other Industrial_New_Process_Natural Gas_Process Heating_E10 | F1 | Industrial | Other Industrial | New | Process | Natural Gas | Process Heating | E10 | CCE | 0 | 0 | 0 | 0 | 0 | 0 | 0 | 0 | 0 | 0 | 0 | 0 | 0 | 0 | 0 | 0 | 0 | 0 | 0 | 0 | 0 | 0 | 0 | 0 | 0 | 0 | 0 | 0 | 0 | 0 | 0 | 0 | 0
F2_Industrial_Other Industrial_New_Process_Natural Gas_Process Heating_E1 | F2 | Industrial | Other Industrial | New | Process | Natural Gas | Process Heating | E1 | TRC BC Ratio | 0 | 0 | 0 | 0 | 0 | 0 | 0 | 0 | 0 | 0 | 0 | 0 | 0 | 0 | 0 | 0 | 0 | 0 | 0 | 0 | 0 | 0 | 0 | 0 | 0 | 0 | 0 | 0 | 0 | 0 | 0 | 0 | 0
F2_Industrial_Other Industrial_New_Process_Natural Gas_Process Heating_E2 | F2 | Industrial | Other Industrial | New | Process | Natural Gas | Process Heating | E2 | TRC BC Ratio | 0 | 0 | 0 | 0 | 0 | 0 | 0 | 0 | 0 | 0 | 0 | 0 | 0 | 0 | 0 | 0 | 0 | 0 | 0 | 0 | 0 | 0 | 0 | 0 | 0 | 0 | 0 | 0 | 0 | 0 | 0 | 0 | 0
F2_Industrial_Other Industrial_New_Process_Natural Gas_Process Heating_E3 | F2 | Industrial | Other Industrial | New | Process | Natural Gas | Process Heating | E3 | TRC BC Ratio | 0 | 0 | 0 | 0 | 0 | 0 | 0 | 0 | 0 | 0 | 0 | 0 | 0 | 0 | 0 | 0 | 0 | 0 | 0 | 0 | 0 | 0 | 0 | 0 | 0 | 0 | 0 | 0 | 0 | 0 | 0 | 0 | 0
F2_Industrial_Other Industrial_New_Process_Natural Gas_Process Heating_E4 | F2 | Industrial | Other Industrial | New | Process | Natural Gas | Process Heating | E4 | TRC BC Ratio | 0 | 0 | 0 | 0 | 0 | 0 | 0 | 0 | 0 | 0 | 0 | 0 | 0 | 0 | 0 | 0 | 0 | 0 | 0 | 0 | 0 | 0 | 0 | 0 | 0 | 0 | 0 | 0 | 0 | 0 | 0 | 0 | 0
F2_Industrial_Other Industrial_New_Process_Natural Gas_Process Heating_E5 | F2 | Industrial | Other Industrial | New | Process | Natural Gas | Process Heating | E5 | TRC BC Ratio | 0 | 0 | 0 | 0 | 0 | 0 | 0 | 0 | 0 | 0 | 0 | 0 | 0 | 0 | 0 | 0 | 0 | 0 | 0 | 0 | 0 | 0 | 0 | 0 | 0 | 0 | 0 | 0 | 0 | 0 | 0 | 0 | 0
F2_Industrial_Other Industrial_New_Process_Natural Gas_Process Heating_E6 | F2 | Industrial | Other Industrial | New | Process | Natural Gas | Process Heating | E6 | TRC BC Ratio | 0 | 0 | 0 | 0 | 0 | 0 | 0 | 0 | 0 | 0 | 0 | 0 | 0 | 0 | 0 | 0 | 0 | 0 | 0 | 0 | 0 | 0 | 0 | 0 | 0 | 0 | 0 | 0 | 0 | 0 | 0 | 0 | 0
F2_Industrial_Other Industrial_New_Process_Natural Gas_Process Heating_E7 | F2 | Industrial | Other Industrial | New | Process | Natural Gas | Process Heating | E7 | TRC BC Ratio | 0 | 0 | 0 | 0 | 0 | 0 | 0 | 0 | 0 | 0 | 0 | 0 | 0 | 0 | 0 | 0 | 0 | 0 | 0 | 0 | 0 | 0 | 0 | 0 | 0 | 0 | 0 | 0 | 0 | 0 | 0 | 0 | 0
F2_Industrial_Other Industrial_New_Process_Natural Gas_Process Heating_E8 | F2 | Industrial | Other Industrial | New | Process | Natural Gas | Process Heating | E8 | TRC BC Ratio | 0 | 0 | 0 | 0 | 0 | 0 | 0 | 0 | 0 | 0 | 0 | 0 | 0 | 0 | 0 | 0 | 0 | 0 | 0 | 0 | 0 | 0 | 0 | 0 | 0 | 0 | 0 | 0 | 0 | 0 | 0 | 0 | 0
F2_Industrial_Other Industrial_New_Process_Natural Gas_Process Heating_E9 | F2 | Industrial | Other Industrial | New | Process | Natural Gas | Process Heating | E9 | TRC BC Ratio | 0 | 0 | 0 | 0 | 0 | 0 | 0 | 0 | 0 | 0 | 0 | 0 | 0 | 0 | 0 | 0 | 0 | 0 | 0 | 0 | 0 | 0 | 0 | 0 | 0 | 0 | 0 | 0 | 0 | 0 | 0 | 0 | 0
F2_Industrial_Other Industrial_New_Process_Natural Gas_Process Heating_E10 | F2 | Industrial | Other Industrial | New | Process | Natural Gas | Process Heating | E10 | TRC BC Ratio | 0 | 0 | 0 | 0 | 0 | 0 | 0 | 0 | 0 | 0 | 0 | 0 | 0 | 0 | 0 | 0 | 0 | 0 | 0 | 0 | 0 | 0 | 0 | 0 | 0 | 0 | 0 | 0 | 0 | 0 | 0 | 0 | 0
F3_Industrial_Other Industrial_New_Process_Natural Gas_Process Heating_E1 | F3 | Industrial | Other Industrial | New | Process | Natural Gas | Process Heating | E1 | PACT BC Ratio | 0 | 0 | 0 | 0 | 0 | 0 | 0 | 0 | 0 | 0 | 0 | 0 | 0 | 0 | 0 | 0 | 0 | 0 | 0 | 0 | 0 | 0 | 0 | 0 | 0 | 0 | 0 | 0 | 0 | 0 | 0 | 0 | 0
F3_Industrial_Other Industrial_New_Process_Natural Gas_Process Heating_E2 | F3 | Industrial | Other Industrial | New | Process | Natural Gas | Process Heating | E2 | PACT BC Ratio | 0 | 0 | 0 | 0 | 0 | 0 | 0 | 0 | 0 | 0 | 0 | 0 | 0 | 0 | 0 | 0 | 0 | 0 | 0 | 0 | 0 | 0 | 0 | 0 | 0 | 0 | 0 | 0 | 0 | 0 | 0 | 0 | 0
F3_Industrial_Other Industrial_New_Process_Natural Gas_Process Heating_E3 | F3 | Industrial | Other Industrial | New | Process | Natural Gas | Process Heating | E3 | PACT BC Ratio | 0 | 0 | 0 | 0 | 0 | 0 | 0 | 0 | 0 | 0 | 0 | 0 | 0 | 0 | 0 | 0 | 0 | 0 | 0 | 0 | 0 | 0 | 0 | 0 | 0 | 0 | 0 | 0 | 0 | 0 | 0 | 0 | 0
F3_Industrial_Other Industrial_New_Process_Natural Gas_Process Heating_E4 | F3 | Industrial | Other Industrial | New | Process | Natural Gas | Process Heating | E4 | PACT BC Ratio | 0 | 0 | 0 | 0 | 0 | 0 | 0 | 0 | 0 | 0 | 0 | 0 | 0 | 0 | 0 | 0 | 0 | 0 | 0 | 0 | 0 | 0 | 0 | 0 | 0 | 0 | 0 | 0 | 0 | 0 | 0 | 0 | 0
F3_Industrial_Other Industrial_New_Process_Natural Gas_Process Heating_E5 | F3 | Industrial | Other Industrial | New | Process | Natural Gas | Process Heating | E5 | PACT BC Ratio | 0 | 0 | 0 | 0 | 0 | 0 | 0 | 0 | 0 | 0 | 0 | 0 | 0 | 0 | 0 | 0 | 0 | 0 | 0 | 0 | 0 | 0 | 0 | 0 | 0 | 0 | 0 | 0 | 0 | 0 | 0 | 0 | 0
F3_Industrial_Other Industrial_New_Process_Natural Gas_Process Heating_E6 | F3 | Industrial | Other Industrial | New | Process | Natural Gas | Process Heating | E6 | PACT BC Ratio | 0 | 0 | 0 | 0 | 0 | 0 | 0 | 0 | 0 | 0 | 0 | 0 | 0 | 0 | 0 | 0 | 0 | 0 | 0 | 0 | 0 | 0 | 0 | 0 | 0 | 0 | 0 | 0 | 0 | 0 | 0 | 0 | 0
F3_Industrial_Other Industrial_New_Process_Natural Gas_Process Heating_E7 | F3 | Industrial | Other Industrial | New | Process | Natural Gas | Process Heating | E7 | PACT BC Ratio | 0 | 0 | 0 | 0 | 0 | 0 | 0 | 0 | 0 | 0 | 0 | 0 | 0 | 0 | 0 | 0 | 0 | 0 | 0 | 0 | 0 | 0 | 0 | 0 | 0 | 0 | 0 | 0 | 0 | 0 | 0 | 0 | 0
F3_Industrial_Other Industrial_New_Process_Natural Gas_Process Heating_E8 | F3 | Industrial | Other Industrial | New | Process | Natural Gas | Process Heating | E8 | PACT BC Ratio | 0 | 0 | 0 | 0 | 0 | 0 | 0 | 0 | 0 | 0 | 0 | 0 | 0 | 0 | 0 | 0 | 0 | 0 | 0 | 0 | 0 | 0 | 0 | 0 | 0 | 0 | 0 | 0 | 0 | 0 | 0 | 0 | 0
F3_Industrial_Other Industrial_New_Process_Natural Gas_Process Heating_E9 | F3 | Industrial | Other Industrial | New | Process | Natural Gas | Process Heating | E9 | PACT BC Ratio | 0 | 0 | 0 | 0 | 0 | 0 | 0 | 0 | 0 | 0 | 0 | 0 | 0 | 0 | 0 | 0 | 0 | 0 | 0 | 0 | 0 | 0 | 0 | 0 | 0 | 0 | 0 | 0 | 0 | 0 | 0 | 0 | 0
F3_Industrial_Other Industrial_New_Process_Natural Gas_Process Heating_E10 | F3 | Industrial | Other Industrial | New | Process | Natural Gas | Process Heating | E10 | PACT BC Ratio | 0 | 0 | 0 | 0 | 0 | 0 | 0 | 0 | 0 | 0 | 0 | 0 | 0 | 0 | 0 | 0 | 0 | 0 | 0 | 0 | 0 | 0 | 0 | 0 | 0 | 0 | 0 | 0 | 0 | 0 | 0 | 0 | 0
F4_Industrial_Other Industrial_New_Process_Natural Gas_Process Heating_E1 | F4 | Industrial | Other Industrial | New | Process | Natural Gas | Process Heating | E1 | RVT BC Ratio | 0 | 0 | 0 | 0 | 0 | 0 | 0 | 0 | 0 | 0 | 0 | 0 | 0 | 0 | 0 | 0 | 0 | 0 | 0 | 0 | 0 | 0 | 0 | 0 | 0 | 0 | 0 | 0 | 0 | 0 | 0 | 0 | 0
F4_Industrial_Other Industrial_New_Process_Natural Gas_Process Heating_E2 | F4 | Industrial | Other Industrial | New | Process | Natural Gas | Process Heating | E2 | RVT BC Ratio | 0 | 0 | 0 | 0 | 0 | 0 | 0 | 0 | 0 | 0 | 0 | 0 | 0 | 0 | 0 | 0 | 0 | 0 | 0 | 0 | 0 | 0 | 0 | 0 | 0 | 0 | 0 | 0 | 0 | 0 | 0 | 0 | 0
F4_Industrial_Other Industrial_New_Process_Natural Gas_Process Heating_E3 | F4 | Industrial | Other Industrial | New | Process | Natural Gas | Process Heating | E3 | RVT BC Ratio | 0 | 0 | 0 | 0 | 0 | 0 | 0 | 0 | 0 | 0 | 0 | 0 | 0 | 0 | 0 | 0 | 0 | 0 | 0 | 0 | 0 | 0 | 0 | 0 | 0 | 0 | 0 | 0 | 0 | 0 | 0 | 0 | 0
F4_Industrial_Other Industrial_New_Process_Natural Gas_Process Heating_E4 | F4 | Industrial | Other Industrial | New | Process | Natural Gas | Process Heating | E4 | RVT BC Ratio | 0 | 0 | 0 | 0 | 0 | 0 | 0 | 0 | 0 | 0 | 0 | 0 | 0 | 0 | 0 | 0 | 0 | 0 | 0 | 0 | 0 | 0 | 0 | 0 | 0 | 0 | 0 | 0 | 0 | 0 | 0 | 0 | 0
F4_Industrial_Other Industrial_New_Process_Natural Gas_Process Heating_E5 | F4 | Industrial | Other Industrial | New | Process | Natural Gas | Process Heating | E5 | RVT BC Ratio | 0 | 0 | 0 | 0 | 0 | 0 | 0 | 0 | 0 | 0 | 0 | 0 | 0 | 0 | 0 | 0 | 0 | 0 | 0 | 0 | 0 | 0 | 0 | 0 | 0 | 0 | 0 | 0 | 0 | 0 | 0 | 0 | 0
F4_Industrial_Other Industrial_New_Process_Natural Gas_Process Heating_E6 | F4 | Industrial | Other Industrial | New | Process | Natural Gas | Process Heating | E6 | RVT BC Ratio | 0 | 0 | 0 | 0 | 0 | 0 | 0 | 0 | 0 | 0 | 0 | 0 | 0 | 0 | 0 | 0 | 0 | 0 | 0 | 0 | 0 | 0 | 0 | 0 | 0 | 0 | 0 | 0 | 0 | 0 | 0 | 0 | 0
F4_Industrial_Other Industrial_New_Process_Natural Gas_Process Heating_E7 | F4 | Industrial | Other Industrial | New | Process | Natural Gas | Process Heating | E7 | RVT BC Ratio | 0 | 0 | 0 | 0 | 0 | 0 | 0 | 0 | 0 | 0 | 0 | 0 | 0 | 0 | 0 | 0 | 0 | 0 | 0 | 0 | 0 | 0 | 0 | 0 | 0 | 0 | 0 | 0 | 0 | 0 | 0 | 0 | 0
F4_Industrial_Other Industrial_New_Process_Natural Gas_Process Heating_E8 | F4 | Industrial | Other Industrial | New | Process | Natural Gas | Process Heating | E8 | RVT BC Ratio | 0 | 0 | 0 | 0 | 0 | 0 | 0 | 0 | 0 | 0 | 0 | 0 | 0 | 0 | 0 | 0 | 0 | 0 | 0 | 0 | 0 | 0 | 0 | 0 | 0 | 0 | 0 | 0 | 0 | 0 | 0 | 0 | 0
F4_Industrial_Other Industrial_New_Process_Natural Gas_Process Heating_E9 | F4 | Industrial | Other Industrial | New | Process | Natural Gas | Process Heating | E9 | RVT BC Ratio | 0 | 0 | 0 | 0 | 0 | 0 | 0 | 0 | 0 | 0 | 0 | 0 | 0 | 0 | 0 | 0 | 0 | 0 | 0 | 0 | 0 | 0 | 0 | 0 | 0 | 0 | 0 | 0 | 0 | 0 | 0 | 0 | 0
F4_Industrial_Other Industrial_New_Process_Natural Gas_Process Heating_E10 | F4 | Industrial | Other Industrial | New | Process | Natural Gas | Process Heating | E10 | RVT BC Ratio | 0 | 0 | 0 | 0 | 0 | 0 | 0 | 0 | 0 | 0 | 0 | 0 | 0 | 0 | 0 | 0 | 0 | 0 | 0 | 0 | 0 | 0 | 0 | 0 | 0 | 0 | 0 | 0 | 0 | 0 | 0 | 0 | 0
F5_Industrial_Other Industrial_New_Process_Natural Gas_Process Heating_E1 | F5 | Industrial | Other Industrial | New | Process | Natural Gas | Process Heating | E1 | RIM BC Ratio | 0 | 0 | 0 | 0 | 0 | 0 | 0 | 0 | 0 | 0 | 0 | 0 | 0 | 0 | 0 | 0 | 0 | 0 | 0 | 0 | 0 | 0 | 0 | 0 | 0 | 0 | 0 | 0 | 0 | 0 | 0 | 0 | 0
F5_Industrial_Other Industrial_New_Process_Natural Gas_Process Heating_E2 | F5 | Industrial | Other Industrial | New | Process | Natural Gas | Process Heating | E2 | RIM BC Ratio | 0 | 0 | 0 | 0 | 0 | 0 | 0 | 0 | 0 | 0 | 0 | 0 | 0 | 0 | 0 | 0 | 0 | 0 | 0 | 0 | 0 | 0 | 0 | 0 | 0 | 0 | 0 | 0 | 0 | 0 | 0 | 0 | 0
F5_Industrial_Other Industrial_New_Process_Natural Gas_Process Heating_E3 | F5 | Industrial | Other Industrial | New | Process | Natural Gas | Process Heating | E3 | RIM BC Ratio | 0 | 0 | 0 | 0 | 0 | 0 | 0 | 0 | 0 | 0 | 0 | 0 | 0 | 0 | 0 | 0 | 0 | 0 | 0 | 0 | 0 | 0 | 0 | 0 | 0 | 0 | 0 | 0 | 0 | 0 | 0 | 0 | 0
F5_Industrial_Other Industrial_New_Process_Natural Gas_Process Heating_E4 | F5 | Industrial | Other Industrial | New | Process | Natural Gas | Process Heating | E4 | RIM BC Ratio | 0 | 0 | 0 | 0 | 0 | 0 | 0 | 0 | 0 | 0 | 0 | 0 | 0 | 0 | 0 | 0 | 0 | 0 | 0 | 0 | 0 | 0 | 0 | 0 | 0 | 0 | 0 | 0 | 0 | 0 | 0 | 0 | 0
F5_Industrial_Other Industrial_New_Process_Natural Gas_Process Heating_E5 | F5 | Industrial | Other Industrial | New | Process | Natural Gas | Process Heating | E5 | RIM BC Ratio | 0 | 0 | 0 | 0 | 0 | 0 | 0 | 0 | 0 | 0 | 0 | 0 | 0 | 0 | 0 | 0 | 0 | 0 | 0 | 0 | 0 | 0 | 0 | 0 | 0 | 0 | 0 | 0 | 0 | 0 | 0 | 0 | 0
F5_Industrial_Other Industrial_New_Process_Natural Gas_Process Heating_E6 | F5 | Industrial | Other Industrial | New | Process | Natural Gas | Process Heating | E6 | RIM BC Ratio | 0 | 0 | 0 | 0 | 0 | 0 | 0 | 0 | 0 | 0 | 0 | 0 | 0 | 0 | 0 | 0 | 0 | 0 | 0 | 0 | 0 | 0 | 0 | 0 | 0 | 0 | 0 | 0 | 0 | 0 | 0 | 0 | 0
F5_Industrial_Other Industrial_New_Process_Natural Gas_Process Heating_E7 | F5 | Industrial | Other Industrial | New | Process | Natural Gas | Process Heating | E7 | RIM BC Ratio | 0 | 0 | 0 | 0 | 0 | 0 | 0 | 0 | 0 | 0 | 0 | 0 | 0 | 0 | 0 | 0 | 0 | 0 | 0 | 0 | 0 | 0 | 0 | 0 | 0 | 0 | 0 | 0 | 0 | 0 | 0 | 0 | 0
F5_Industrial_Other Industrial_New_Process_Natural Gas_Process Heating_E8 | F5 | Industrial | Other Industrial | New | Process | Natural Gas | Process Heating | E8 | RIM BC Ratio | 0 | 0 | 0 | 0 | 0 | 0 | 0 | 0 | 0 | 0 | 0 | 0 | 0 | 0 | 0 | 0 | 0 | 0 | 0 | 0 | 0 | 0 | 0 | 0 | 0 | 0 | 0 | 0 | 0 | 0 | 0 | 0 | 0
F5_Industrial_Other Industrial_New_Process_Natural Gas_Process Heating_E9 | F5 | Industrial | Other Industrial | New | Process | Natural Gas | Process Heating | E9 | RIM BC Ratio | 0 | 0 | 0 | 0 | 0 | 0 | 0 | 0 | 0 | 0 | 0 | 0 | 0 | 0 | 0 | 0 | 0 | 0 | 0 | 0 | 0 | 0 | 0 | 0 | 0 | 0 | 0 | 0 | 0 | 0 | 0 | 0 | 0
F5_Industrial_Other Industrial_New_Process_Natural Gas_Process Heating_E10 | F5 | Industrial | Other Industrial | New | Process | Natural Gas | Process Heating | E10 | RIM BC Ratio | 0 | 0 | 0 | 0 | 0 | 0 | 0 | 0 | 0 | 0 | 0 | 0 | 0 | 0 | 0 | 0 | 0 | 0 | 0 | 0 | 0 | 0 | 0 | 0 | 0 | 0 | 0 | 0 | 0 | 0 | 0 | 0 | 0
F0_Industrial_Other Industrial_New_Process_Natural Gas_Process Boiler_E0 | F0 | Industrial | Other Industrial | New | Process | Natural Gas | Process Boiler | E0 | Economic Unit | 0 | 0 | 0 | 0 | 0 | 0 | 0 | 0 | 0 | 0 | 0 | 0 | 0 | 0 | 0 | 0 | 0 | 0 | 0 | 0 | 0 | 0 | 0 | 0 | 0 | 0 | 0 | 0 | 0 | 0 | 0 | 0 | 0
F1_Industrial_Other Industrial_New_Process_Natural Gas_Process Boiler_E1 | F1 | Industrial | Other Industrial | New | Process | Natural Gas | Process Boiler | E1 | CCE | 0 | 0 | 0 | 0 | 0 | 0 | 0 | 0 | 0 | 0 | 0 | 0 | 0 | 0 | 0 | 0 | 0 | 0 | 0 | 0 | 0 | 0 | 0 | 0 | 0 | 0 | 0 | 0 | 0 | 0 | 0 | 0 | 0
F1_Industrial_Other Industrial_New_Process_Natural Gas_Process Boiler_E2 | F1 | Industrial | Other Industrial | New | Process | Natural Gas | Process Boiler | E2 | CCE | 0 | 0 | 0 | 0 | 0 | 0 | 0 | 0 | 0 | 0 | 0 | 0 | 0 | 0 | 0 | 0 | 0 | 0 | 0 | 0 | 0 | 0 | 0 | 0 | 0 | 0 | 0 | 0 | 0 | 0 | 0 | 0 | 0
F1_Industrial_Other Industrial_New_Process_Natural Gas_Process Boiler_E3 | F1 | Industrial | Other Industrial | New | Process | Natural Gas | Process Boiler | E3 | CCE | 0 | 0 | 0 | 0 | 0 | 0 | 0 | 0 | 0 | 0 | 0 | 0 | 0 | 0 | 0 | 0 | 0 | 0 | 0 | 0 | 0 | 0 | 0 | 0 | 0 | 0 | 0 | 0 | 0 | 0 | 0 | 0 | 0
F1_Industrial_Other Industrial_New_Process_Natural Gas_Process Boiler_E4 | F1 | Industrial | Other Industrial | New | Process | Natural Gas | Process Boiler | E4 | CCE | 0 | 0 | 0 | 0 | 0 | 0 | 0 | 0 | 0 | 0 | 0 | 0 | 0 | 0 | 0 | 0 | 0 | 0 | 0 | 0 | 0 | 0 | 0 | 0 | 0 | 0 | 0 | 0 | 0 | 0 | 0 | 0 | 0
F1_Industrial_Other Industrial_New_Process_Natural Gas_Process Boiler_E5 | F1 | Industrial | Other Industrial | New | Process | Natural Gas | Process Boiler | E5 | CCE | 0 | 0 | 0 | 0 | 0 | 0 | 0 | 0 | 0 | 0 | 0 | 0 | 0 | 0 | 0 | 0 | 0 | 0 | 0 | 0 | 0 | 0 | 0 | 0 | 0 | 0 | 0 | 0 | 0 | 0 | 0 | 0 | 0
F1_Industrial_Other Industrial_New_Process_Natural Gas_Process Boiler_E6 | F1 | Industrial | Other Industrial | New | Process | Natural Gas | Process Boiler | E6 | CCE | 0 | 0 | 0 | 0 | 0 | 0 | 0 | 0 | 0 | 0 | 0 | 0 | 0 | 0 | 0 | 0 | 0 | 0 | 0 | 0 | 0 | 0 | 0 | 0 | 0 | 0 | 0 | 0 | 0 | 0 | 0 | 0 | 0
F1_Industrial_Other Industrial_New_Process_Natural Gas_Process Boiler_E7 | F1 | Industrial | Other Industrial | New | Process | Natural Gas | Process Boiler | E7 | CCE | 0 | 0 | 0 | 0 | 0 | 0 | 0 | 0 | 0 | 0 | 0 | 0 | 0 | 0 | 0 | 0 | 0 | 0 | 0 | 0 | 0 | 0 | 0 | 0 | 0 | 0 | 0 | 0 | 0 | 0 | 0 | 0 | 0
F1_Industrial_Other Industrial_New_Process_Natural Gas_Process Boiler_E8 | F1 | Industrial | Other Industrial | New | Process | Natural Gas | Process Boiler | E8 | CCE | 0 | 0 | 0 | 0 | 0 | 0 | 0 | 0 | 0 | 0 | 0 | 0 | 0 | 0 | 0 | 0 | 0 | 0 | 0 | 0 | 0 | 0 | 0 | 0 | 0 | 0 | 0 | 0 | 0 | 0 | 0 | 0 | 0
F1_Industrial_Other Industrial_New_Process_Natural Gas_Process Boiler_E9 | F1 | Industrial | Other Industrial | New | Process | Natural Gas | Process Boiler | E9 | CCE | 0 | 0 | 0 | 0 | 0 | 0 | 0 | 0 | 0 | 0 | 0 | 0 | 0 | 0 | 0 | 0 | 0 | 0 | 0 | 0 | 0 | 0 | 0 | 0 | 0 | 0 | 0 | 0 | 0 | 0 | 0 | 0 | 0
F1_Industrial_Other Industrial_New_Process_Natural Gas_Process Boiler_E10 | F1 | Industrial | Other Industrial | New | Process | Natural Gas | Process Boiler | E10 | CCE | 0 | 0 | 0 | 0 | 0 | 0 | 0 | 0 | 0 | 0 | 0 | 0 | 0 | 0 | 0 | 0 | 0 | 0 | 0 | 0 | 0 | 0 | 0 | 0 | 0 | 0 | 0 | 0 | 0 | 0 | 0 | 0 | 0
F2_Industrial_Other Industrial_New_Process_Natural Gas_Process Boiler_E1 | F2 | Industrial | Other Industrial | New | Process | Natural Gas | Process Boiler | E1 | TRC BC Ratio | 0 | 0 | 0 | 0 | 0 | 0 | 0 | 0 | 0 | 0 | 0 | 0 | 0 | 0 | 0 | 0 | 0 | 0 | 0 | 0 | 0 | 0 | 0 | 0 | 0 | 0 | 0 | 0 | 0 | 0 | 0 | 0 | 0
F2_Industrial_Other Industrial_New_Process_Natural Gas_Process Boiler_E2 | F2 | Industrial | Other Industrial | New | Process | Natural Gas | Process Boiler | E2 | TRC BC Ratio | 0 | 0 | 0 | 0 | 0 | 0 | 0 | 0 | 0 | 0 | 0 | 0 | 0 | 0 | 0 | 0 | 0 | 0 | 0 | 0 | 0 | 0 | 0 | 0 | 0 | 0 | 0 | 0 | 0 | 0 | 0 | 0 | 0
F2_Industrial_Other Industrial_New_Process_Natural Gas_Process Boiler_E3 | F2 | Industrial | Other Industrial | New | Process | Natural Gas | Process Boiler | E3 | TRC BC Ratio | 0 | 0 | 0 | 0 | 0 | 0 | 0 | 0 | 0 | 0 | 0 | 0 | 0 | 0 | 0 | 0 | 0 | 0 | 0 | 0 | 0 | 0 | 0 | 0 | 0 | 0 | 0 | 0 | 0 | 0 | 0 | 0 | 0
F2_Industrial_Other Industrial_New_Process_Natural Gas_Process Boiler_E4 | F2 | Industrial | Other Industrial | New | Process | Natural Gas | Process Boiler | E4 | TRC BC Ratio | 0 | 0 | 0 | 0 | 0 | 0 | 0 | 0 | 0 | 0 | 0 | 0 | 0 | 0 | 0 | 0 | 0 | 0 | 0 | 0 | 0 | 0 | 0 | 0 | 0 | 0 | 0 | 0 | 0 | 0 | 0 | 0 | 0
F2_Industrial_Other Industrial_New_Process_Natural Gas_Process Boiler_E5 | F2 | Industrial | Other Industrial | New | Process | Natural Gas | Process Boiler | E5 | TRC BC Ratio | 0 | 0 | 0 | 0 | 0 | 0 | 0 | 0 | 0 | 0 | 0 | 0 | 0 | 0 | 0 | 0 | 0 | 0 | 0 | 0 | 0 | 0 | 0 | 0 | 0 | 0 | 0 | 0 | 0 | 0 | 0 | 0 | 0
F2_Industrial_Other Industrial_New_Process_Natural Gas_Process Boiler_E6 | F2 | Industrial | Other Industrial | New | Process | Natural Gas | Process Boiler | E6 | TRC BC Ratio | 0 | 0 | 0 | 0 | 0 | 0 | 0 | 0 | 0 | 0 | 0 | 0 | 0 | 0 | 0 | 0 | 0 | 0 | 0 | 0 | 0 | 0 | 0 | 0 | 0 | 0 | 0 | 0 | 0 | 0 | 0 | 0 | 0
F2_Industrial_Other Industrial_New_Process_Natural Gas_Process Boiler_E7 | F2 | Industrial | Other Industrial | New | Process | Natural Gas | Process Boiler | E7 | TRC BC Ratio | 0 | 0 | 0 | 0 | 0 | 0 | 0 | 0 | 0 | 0 | 0 | 0 | 0 | 0 | 0 | 0 | 0 | 0 | 0 | 0 | 0 | 0 | 0 | 0 | 0 | 0 | 0 | 0 | 0 | 0 | 0 | 0 | 0
F2_Industrial_Other Industrial_New_Process_Natural Gas_Process Boiler_E8 | F2 | Industrial | Other Industrial | New | Process | Natural Gas | Process Boiler | E8 | TRC BC Ratio | 0 | 0 | 0 | 0 | 0 | 0 | 0 | 0 | 0 | 0 | 0 | 0 | 0 | 0 | 0 | 0 | 0 | 0 | 0 | 0 | 0 | 0 | 0 | 0 | 0 | 0 | 0 | 0 | 0 | 0 | 0 | 0 | 0
F2_Industrial_Other Industrial_New_Process_Natural Gas_Process Boiler_E9 | F2 | Industrial | Other Industrial | New | Process | Natural Gas | Process Boiler | E9 | TRC BC Ratio | 0 | 0 | 0 | 0 | 0 | 0 | 0 | 0 | 0 | 0 | 0 | 0 | 0 | 0 | 0 | 0 | 0 | 0 | 0 | 0 | 0 | 0 | 0 | 0 | 0 | 0 | 0 | 0 | 0 | 0 | 0 | 0 | 0
F2_Industrial_Other Industrial_New_Process_Natural Gas_Process Boiler_E10 | F2 | Industrial | Other Industrial | New | Process | Natural Gas | Process Boiler | E10 | TRC BC Ratio | 0 | 0 | 0 | 0 | 0 | 0 | 0 | 0 | 0 | 0 | 0 | 0 | 0 | 0 | 0 | 0 | 0 | 0 | 0 | 0 | 0 | 0 | 0 | 0 | 0 | 0 | 0 | 0 | 0 | 0 | 0 | 0 | 0
F3_Industrial_Other Industrial_New_Process_Natural Gas_Process Boiler_E1 | F3 | Industrial | Other Industrial | New | Process | Natural Gas | Process Boiler | E1 | PACT BC Ratio | 0 | 0 | 0 | 0 | 0 | 0 | 0 | 0 | 0 | 0 | 0 | 0 | 0 | 0 | 0 | 0 | 0 | 0 | 0 | 0 | 0 | 0 | 0 | 0 | 0 | 0 | 0 | 0 | 0 | 0 | 0 | 0 | 0
F3_Industrial_Other Industrial_New_Process_Natural Gas_Process Boiler_E2 | F3 | Industrial | Other Industrial | New | Process | Natural Gas | Process Boiler | E2 | PACT BC Ratio | 0 | 0 | 0 | 0 | 0 | 0 | 0 | 0 | 0 | 0 | 0 | 0 | 0 | 0 | 0 | 0 | 0 | 0 | 0 | 0 | 0 | 0 | 0 | 0 | 0 | 0 | 0 | 0 | 0 | 0 | 0 | 0 | 0
F3_Industrial_Other Industrial_New_Process_Natural Gas_Process Boiler_E3 | F3 | Industrial | Other Industrial | New | Process | Natural Gas | Process Boiler | E3 | PACT BC Ratio | 0 | 0 | 0 | 0 | 0 | 0 | 0 | 0 | 0 | 0 | 0 | 0 | 0 | 0 | 0 | 0 | 0 | 0 | 0 | 0 | 0 | 0 | 0 | 0 | 0 | 0 | 0 | 0 | 0 | 0 | 0 | 0 | 0
F3_Industrial_Other Industrial_New_Process_Natural Gas_Process Boiler_E4 | F3 | Industrial | Other Industrial | New | Process | Natural Gas | Process Boiler | E4 | PACT BC Ratio | 0 | 0 | 0 | 0 | 0 | 0 | 0 | 0 | 0 | 0 | 0 | 0 | 0 | 0 | 0 | 0 | 0 | 0 | 0 | 0 | 0 | 0 | 0 | 0 | 0 | 0 | 0 | 0 | 0 | 0 | 0 | 0 | 0
F3_Industrial_Other Industrial_New_Process_Natural Gas_Process Boiler_E5 | F3 | Industrial | Other Industrial | New | Process | Natural Gas | Process Boiler | E5 | PACT BC Ratio | 0 | 0 | 0 | 0 | 0 | 0 | 0 | 0 | 0 | 0 | 0 | 0 | 0 | 0 | 0 | 0 | 0 | 0 | 0 | 0 | 0 | 0 | 0 | 0 | 0 | 0 | 0 | 0 | 0 | 0 | 0 | 0 | 0
F3_Industrial_Other Industrial_New_Process_Natural Gas_Process Boiler_E6 | F3 | Industrial | Other Industrial | New | Process | Natural Gas | Process Boiler | E6 | PACT BC Ratio | 0 | 0 | 0 | 0 | 0 | 0 | 0 | 0 | 0 | 0 | 0 | 0 | 0 | 0 | 0 | 0 | 0 | 0 | 0 | 0 | 0 | 0 | 0 | 0 | 0 | 0 | 0 | 0 | 0 | 0 | 0 | 0 | 0
F3_Industrial_Other Industrial_New_Process_Natural Gas_Process Boiler_E7 | F3 | Industrial | Other Industrial | New | Process | Natural Gas | Process Boiler | E7 | PACT BC Ratio | 0 | 0 | 0 | 0 | 0 | 0 | 0 | 0 | 0 | 0 | 0 | 0 | 0 | 0 | 0 | 0 | 0 | 0 | 0 | 0 | 0 | 0 | 0 | 0 | 0 | 0 | 0 | 0 | 0 | 0 | 0 | 0 | 0
F3_Industrial_Other Industrial_New_Process_Natural Gas_Process Boiler_E8 | F3 | Industrial | Other Industrial | New | Process | Natural Gas | Process Boiler | E8 | PACT BC Ratio | 0 | 0 | 0 | 0 | 0 | 0 | 0 | 0 | 0 | 0 | 0 | 0 | 0 | 0 | 0 | 0 | 0 | 0 | 0 | 0 | 0 | 0 | 0 | 0 | 0 | 0 | 0 | 0 | 0 | 0 | 0 | 0 | 0
F3_Industrial_Other Industrial_New_Process_Natural Gas_Process Boiler_E9 | F3 | Industrial | Other Industrial | New | Process | Natural Gas | Process Boiler | E9 | PACT BC Ratio | 0 | 0 | 0 | 0 | 0 | 0 | 0 | 0 | 0 | 0 | 0 | 0 | 0 | 0 | 0 | 0 | 0 | 0 | 0 | 0 | 0 | 0 | 0 | 0 | 0 | 0 | 0 | 0 | 0 | 0 | 0 | 0 | 0
F3_Industrial_Other Industrial_New_Process_Natural Gas_Process Boiler_E10 | F3 | Industrial | Other Industrial | New | Process | Natural Gas | Process Boiler | E10 | PACT BC Ratio | 0 | 0 | 0 | 0 | 0 | 0 | 0 | 0 | 0 | 0 | 0 | 0 | 0 | 0 | 0 | 0 | 0 | 0 | 0 | 0 | 0 | 0 | 0 | 0 | 0 | 0 | 0 | 0 | 0 | 0 | 0 | 0 | 0
F4_Industrial_Other Industrial_New_Process_Natural Gas_Process Boiler_E1 | F4 | Industrial | Other Industrial | New | Process | Natural Gas | Process Boiler | E1 | RVT BC Ratio | 0 | 0 | 0 | 0 | 0 | 0 | 0 | 0 | 0 | 0 | 0 | 0 | 0 | 0 | 0 | 0 | 0 | 0 | 0 | 0 | 0 | 0 | 0 | 0 | 0 | 0 | 0 | 0 | 0 | 0 | 0 | 0 | 0
F4_Industrial_Other Industrial_New_Process_Natural Gas_Process Boiler_E2 | F4 | Industrial | Other Industrial | New | Process | Natural Gas | Process Boiler | E2 | RVT BC Ratio | 0 | 0 | 0 | 0 | 0 | 0 | 0 | 0 | 0 | 0 | 0 | 0 | 0 | 0 | 0 | 0 | 0 | 0 | 0 | 0 | 0 | 0 | 0 | 0 | 0 | 0 | 0 | 0 | 0 | 0 | 0 | 0 | 0
F4_Industrial_Other Industrial_New_Process_Natural Gas_Process Boiler_E3 | F4 | Industrial | Other Industrial | New | Process | Natural Gas | Process Boiler | E3 | RVT BC Ratio | 0 | 0 | 0 | 0 | 0 | 0 | 0 | 0 | 0 | 0 | 0 | 0 | 0 | 0 | 0 | 0 | 0 | 0 | 0 | 0 | 0 | 0 | 0 | 0 | 0 | 0 | 0 | 0 | 0 | 0 | 0 | 0 | 0
F4_Industrial_Other Industrial_New_Process_Natural Gas_Process Boiler_E4 | F4 | Industrial | Other Industrial | New | Process | Natural Gas | Process Boiler | E4 | RVT BC Ratio | 0 | 0 | 0 | 0 | 0 | 0 | 0 | 0 | 0 | 0 | 0 | 0 | 0 | 0 | 0 | 0 | 0 | 0 | 0 | 0 | 0 | 0 | 0 | 0 | 0 | 0 | 0 | 0 | 0 | 0 | 0 | 0 | 0
F4_Industrial_Other Industrial_New_Process_Natural Gas_Process Boiler_E5 | F4 | Industrial | Other Industrial | New | Process | Natural Gas | Process Boiler | E5 | RVT BC Ratio | 0 | 0 | 0 | 0 | 0 | 0 | 0 | 0 | 0 | 0 | 0 | 0 | 0 | 0 | 0 | 0 | 0 | 0 | 0 | 0 | 0 | 0 | 0 | 0 | 0 | 0 | 0 | 0 | 0 | 0 | 0 | 0 | 0
F4_Industrial_Other Industrial_New_Process_Natural Gas_Process Boiler_E6 | F4 | Industrial | Other Industrial | New | Process | Natural Gas | Process Boiler | E6 | RVT BC Ratio | 0 | 0 | 0 | 0 | 0 | 0 | 0 | 0 | 0 | 0 | 0 | 0 | 0 | 0 | 0 | 0 | 0 | 0 | 0 | 0 | 0 | 0 | 0 | 0 | 0 | 0 | 0 | 0 | 0 | 0 | 0 | 0 | 0
F4_Industrial_Other Industrial_New_Process_Natural Gas_Process Boiler_E7 | F4 | Industrial | Other Industrial | New | Process | Natural Gas | Process Boiler | E7 | RVT BC Ratio | 0 | 0 | 0 | 0 | 0 | 0 | 0 | 0 | 0 | 0 | 0 | 0 | 0 | 0 | 0 | 0 | 0 | 0 | 0 | 0 | 0 | 0 | 0 | 0 | 0 | 0 | 0 | 0 | 0 | 0 | 0 | 0 | 0
F4_Industrial_Other Industrial_New_Process_Natural Gas_Process Boiler_E8 | F4 | Industrial | Other Industrial | New | Process | Natural Gas | Process Boiler | E8 | RVT BC Ratio | 0 | 0 | 0 | 0 | 0 | 0 | 0 | 0 | 0 | 0 | 0 | 0 | 0 | 0 | 0 | 0 | 0 | 0 | 0 | 0 | 0 | 0 | 0 | 0 | 0 | 0 | 0 | 0 | 0 | 0 | 0 | 0 | 0
F4_Industrial_Other Industrial_New_Process_Natural Gas_Process Boiler_E9 | F4 | Industrial | Other Industrial | New | Process | Natural Gas | Process Boiler | E9 | RVT BC Ratio | 0 | 0 | 0 | 0 | 0 | 0 | 0 | 0 | 0 | 0 | 0 | 0 | 0 | 0 | 0 | 0 | 0 | 0 | 0 | 0 | 0 | 0 | 0 | 0 | 0 | 0 | 0 | 0 | 0 | 0 | 0 | 0 | 0
F4_Industrial_Other Industrial_New_Process_Natural Gas_Process Boiler_E10 | F4 | Industrial | Other Industrial | New | Process | Natural Gas | Process Boiler | E10 | RVT BC Ratio | 0 | 0 | 0 | 0 | 0 | 0 | 0 | 0 | 0 | 0 | 0 | 0 | 0 | 0 | 0 | 0 | 0 | 0 | 0 | 0 | 0 | 0 | 0 | 0 | 0 | 0 | 0 | 0 | 0 | 0 | 0 | 0 | 0
F5_Industrial_Other Industrial_New_Process_Natural Gas_Process Boiler_E1 | F5 | Industrial | Other Industrial | New | Process | Natural Gas | Process Boiler | E1 | RIM BC Ratio | 0 | 0 | 0 | 0 | 0 | 0 | 0 | 0 | 0 | 0 | 0 | 0 | 0 | 0 | 0 | 0 | 0 | 0 | 0 | 0 | 0 | 0 | 0 | 0 | 0 | 0 | 0 | 0 | 0 | 0 | 0 | 0 | 0
F5_Industrial_Other Industrial_New_Process_Natural Gas_Process Boiler_E2 | F5 | Industrial | Other Industrial | New | Process | Natural Gas | Process Boiler | E2 | RIM BC Ratio | 0 | 0 | 0 | 0 | 0 | 0 | 0 | 0 | 0 | 0 | 0 | 0 | 0 | 0 | 0 | 0 | 0 | 0 | 0 | 0 | 0 | 0 | 0 | 0 | 0 | 0 | 0 | 0 | 0 | 0 | 0 | 0 | 0
F5_Industrial_Other Industrial_New_Process_Natural Gas_Process Boiler_E3 | F5 | Industrial | Other Industrial | New | Process | Natural Gas | Process Boiler | E3 | RIM BC Ratio | 0 | 0 | 0 | 0 | 0 | 0 | 0 | 0 | 0 | 0 | 0 | 0 | 0 | 0 | 0 | 0 | 0 | 0 | 0 | 0 | 0 | 0 | 0 | 0 | 0 | 0 | 0 | 0 | 0 | 0 | 0 | 0 | 0
F5_Industrial_Other Industrial_New_Process_Natural Gas_Process Boiler_E4 | F5 | Industrial | Other Industrial | New | Process | Natural Gas | Process Boiler | E4 | RIM BC Ratio | 0 | 0 | 0 | 0 | 0 | 0 | 0 | 0 | 0 | 0 | 0 | 0 | 0 | 0 | 0 | 0 | 0 | 0 | 0 | 0 | 0 | 0 | 0 | 0 | 0 | 0 | 0 | 0 | 0 | 0 | 0 | 0 | 0
F5_Industrial_Other Industrial_New_Process_Natural Gas_Process Boiler_E5 | F5 | Industrial | Other Industrial | New | Process | Natural Gas | Process Boiler | E5 | RIM BC Ratio | 0 | 0 | 0 | 0 | 0 | 0 | 0 | 0 | 0 | 0 | 0 | 0 | 0 | 0 | 0 | 0 | 0 | 0 | 0 | 0 | 0 | 0 | 0 | 0 | 0 | 0 | 0 | 0 | 0 | 0 | 0 | 0 | 0
F5_Industrial_Other Industrial_New_Process_Natural Gas_Process Boiler_E6 | F5 | Industrial | Other Industrial | New | Process | Natural Gas | Process Boiler | E6 | RIM BC Ratio | 0 | 0 | 0 | 0 | 0 | 0 | 0 | 0 | 0 | 0 | 0 | 0 | 0 | 0 | 0 | 0 | 0 | 0 | 0 | 0 | 0 | 0 | 0 | 0 | 0 | 0 | 0 | 0 | 0 | 0 | 0 | 0 | 0
F5_Industrial_Other Industrial_New_Process_Natural Gas_Process Boiler_E7 | F5 | Industrial | Other Industrial | New | Process | Natural Gas | Process Boiler | E7 | RIM BC Ratio | 0 | 0 | 0 | 0 | 0 | 0 | 0 | 0 | 0 | 0 | 0 | 0 | 0 | 0 | 0 | 0 | 0 | 0 | 0 | 0 | 0 | 0 | 0 | 0 | 0 | 0 | 0 | 0 | 0 | 0 | 0 | 0 | 0
F5_Industrial_Other Industrial_New_Process_Natural Gas_Process Boiler_E8 | F5 | Industrial | Other Industrial | New | Process | Natural Gas | Process Boiler | E8 | RIM BC Ratio | 0 | 0 | 0 | 0 | 0 | 0 | 0 | 0 | 0 | 0 | 0 | 0 | 0 | 0 | 0 | 0 | 0 | 0 | 0 | 0 | 0 | 0 | 0 | 0 | 0 | 0 | 0 | 0 | 0 | 0 | 0 | 0 | 0
F5_Industrial_Other Industrial_New_Process_Natural Gas_Process Boiler_E9 | F5 | Industrial | Other Industrial | New | Process | Natural Gas | Process Boiler | E9 | RIM BC Ratio | 0 | 0 | 0 | 0 | 0 | 0 | 0 | 0 | 0 | 0 | 0 | 0 | 0 | 0 | 0 | 0 | 0 | 0 | 0 | 0 | 0 | 0 | 0 | 0 | 0 | 0 | 0 | 0 | 0 | 0 | 0 | 0 | 0
F5_Industrial_Other Industrial_New_Process_Natural Gas_Process Boiler_E10 | F5 | Industrial | Other Industrial | New | Process | Natural Gas | Process Boiler | E10 | RIM BC Ratio | 0 | 0 | 0 | 0 | 0 | 0 | 0 | 0 | 0 | 0 | 0 | 0 | 0 | 0 | 0 | 0 | 0 | 0 | 0 | 0 | 0 | 0 | 0 | 0 | 0 | 0 | 0 | 0 | 0 | 0 | 0 | 0 | 0
F0_Industrial_Other Industrial_New_Process_Natural Gas_Process Cooling_E0 | F0 | Industrial | Other Industrial | New | Process | Natural Gas | Process Cooling | E0 | Economic Unit | 0 | 0 | 0 | 0 | 0 | 0 | 0 | 0 | 0 | 0 | 0 | 0 | 0 | 0 | 0 | 0 | 0 | 0 | 0 | 0 | 0 | 0 | 0 | 0 | 0 | 0 | 0 | 0 | 0 | 0 | 0 | 0 | 0
F1_Industrial_Other Industrial_New_Process_Natural Gas_Process Cooling_E1 | F1 | Industrial | Other Industrial | New | Process | Natural Gas | Process Cooling | E1 | CCE | 0 | 0 | 0 | 0 | 0 | 0 | 0 | 0 | 0 | 0 | 0 | 0 | 0 | 0 | 0 | 0 | 0 | 0 | 0 | 0 | 0 | 0 | 0 | 0 | 0 | 0 | 0 | 0 | 0 | 0 | 0 | 0 | 0
F1_Industrial_Other Industrial_New_Process_Natural Gas_Process Cooling_E2 | F1 | Industrial | Other Industrial | New | Process | Natural Gas | Process Cooling | E2 | CCE | 0 | 0 | 0 | 0 | 0 | 0 | 0 | 0 | 0 | 0 | 0 | 0 | 0 | 0 | 0 | 0 | 0 | 0 | 0 | 0 | 0 | 0 | 0 | 0 | 0 | 0 | 0 | 0 | 0 | 0 | 0 | 0 | 0
F1_Industrial_Other Industrial_New_Process_Natural Gas_Process Cooling_E3 | F1 | Industrial | Other Industrial | New | Process | Natural Gas | Process Cooling | E3 | CCE | 0 | 0 | 0 | 0 | 0 | 0 | 0 | 0 | 0 | 0 | 0 | 0 | 0 | 0 | 0 | 0 | 0 | 0 | 0 | 0 | 0 | 0 | 0 | 0 | 0 | 0 | 0 | 0 | 0 | 0 | 0 | 0 | 0
F1_Industrial_Other Industrial_New_Process_Natural Gas_Process Cooling_E4 | F1 | Industrial | Other Industrial | New | Process | Natural Gas | Process Cooling | E4 | CCE | 0 | 0 | 0 | 0 | 0 | 0 | 0 | 0 | 0 | 0 | 0 | 0 | 0 | 0 | 0 | 0 | 0 | 0 | 0 | 0 | 0 | 0 | 0 | 0 | 0 | 0 | 0 | 0 | 0 | 0 | 0 | 0 | 0
F1_Industrial_Other Industrial_New_Process_Natural Gas_Process Cooling_E5 | F1 | Industrial | Other Industrial | New | Process | Natural Gas | Process Cooling | E5 | CCE | 0 | 0 | 0 | 0 | 0 | 0 | 0 | 0 | 0 | 0 | 0 | 0 | 0 | 0 | 0 | 0 | 0 | 0 | 0 | 0 | 0 | 0 | 0 | 0 | 0 | 0 | 0 | 0 | 0 | 0 | 0 | 0 | 0
F1_Industrial_Other Industrial_New_Process_Natural Gas_Process Cooling_E6 | F1 | Industrial | Other Industrial | New | Process | Natural Gas | Process Cooling | E6 | CCE | 0 | 0 | 0 | 0 | 0 | 0 | 0 | 0 | 0 | 0 | 0 | 0 | 0 | 0 | 0 | 0 | 0 | 0 | 0 | 0 | 0 | 0 | 0 | 0 | 0 | 0 | 0 | 0 | 0 | 0 | 0 | 0 | 0
F1_Industrial_Other Industrial_New_Process_Natural Gas_Process Cooling_E7 | F1 | Industrial | Other Industrial | New | Process | Natural Gas | Process Cooling | E7 | CCE | 0 | 0 | 0 | 0 | 0 | 0 | 0 | 0 | 0 | 0 | 0 | 0 | 0 | 0 | 0 | 0 | 0 | 0 | 0 | 0 | 0 | 0 | 0 | 0 | 0 | 0 | 0 | 0 | 0 | 0 | 0 | 0 | 0
F1_Industrial_Other Industrial_New_Process_Natural Gas_Process Cooling_E8 | F1 | Industrial | Other Industrial | New | Process | Natural Gas | Process Cooling | E8 | CCE | 0 | 0 | 0 | 0 | 0 | 0 | 0 | 0 | 0 | 0 | 0 | 0 | 0 | 0 | 0 | 0 | 0 | 0 | 0 | 0 | 0 | 0 | 0 | 0 | 0 | 0 | 0 | 0 | 0 | 0 | 0 | 0 | 0
F1_Industrial_Other Industrial_New_Process_Natural Gas_Process Cooling_E9 | F1 | Industrial | Other Industrial | New | Process | Natural Gas | Process Cooling | E9 | CCE | 0 | 0 | 0 | 0 | 0 | 0 | 0 | 0 | 0 | 0 | 0 | 0 | 0 | 0 | 0 | 0 | 0 | 0 | 0 | 0 | 0 | 0 | 0 | 0 | 0 | 0 | 0 | 0 | 0 | 0 | 0 | 0 | 0
F1_Industrial_Other Industrial_New_Process_Natural Gas_Process Cooling_E10 | F1 | Industrial | Other Industrial | New | Process | Natural Gas | Process Cooling | E10 | CCE | 0 | 0 | 0 | 0 | 0 | 0 | 0 | 0 | 0 | 0 | 0 | 0 | 0 | 0 | 0 | 0 | 0 | 0 | 0 | 0 | 0 | 0 | 0 | 0 | 0 | 0 | 0 | 0 | 0 | 0 | 0 | 0 | 0
F2_Industrial_Other Industrial_New_Process_Natural Gas_Process Cooling_E1 | F2 | Industrial | Other Industrial | New | Process | Natural Gas | Process Cooling | E1 | TRC BC Ratio | 0 | 0 | 0 | 0 | 0 | 0 | 0 | 0 | 0 | 0 | 0 | 0 | 0 | 0 | 0 | 0 | 0 | 0 | 0 | 0 | 0 | 0 | 0 | 0 | 0 | 0 | 0 | 0 | 0 | 0 | 0 | 0 | 0
F2_Industrial_Other Industrial_New_Process_Natural Gas_Process Cooling_E2 | F2 | Industrial | Other Industrial | New | Process | Natural Gas | Process Cooling | E2 | TRC BC Ratio | 0 | 0 | 0 | 0 | 0 | 0 | 0 | 0 | 0 | 0 | 0 | 0 | 0 | 0 | 0 | 0 | 0 | 0 | 0 | 0 | 0 | 0 | 0 | 0 | 0 | 0 | 0 | 0 | 0 | 0 | 0 | 0 | 0
F2_Industrial_Other Industrial_New_Process_Natural Gas_Process Cooling_E3 | F2 | Industrial | Other Industrial | New | Process | Natural Gas | Process Cooling | E3 | TRC BC Ratio | 0 | 0 | 0 | 0 | 0 | 0 | 0 | 0 | 0 | 0 | 0 | 0 | 0 | 0 | 0 | 0 | 0 | 0 | 0 | 0 | 0 | 0 | 0 | 0 | 0 | 0 | 0 | 0 | 0 | 0 | 0 | 0 | 0
F2_Industrial_Other Industrial_New_Process_Natural Gas_Process Cooling_E4 | F2 | Industrial | Other Industrial | New | Process | Natural Gas | Process Cooling | E4 | TRC BC Ratio | 0 | 0 | 0 | 0 | 0 | 0 | 0 | 0 | 0 | 0 | 0 | 0 | 0 | 0 | 0 | 0 | 0 | 0 | 0 | 0 | 0 | 0 | 0 | 0 | 0 | 0 | 0 | 0 | 0 | 0 | 0 | 0 | 0
F2_Industrial_Other Industrial_New_Process_Natural Gas_Process Cooling_E5 | F2 | Industrial | Other Industrial | New | Process | Natural Gas | Process Cooling | E5 | TRC BC Ratio | 0 | 0 | 0 | 0 | 0 | 0 | 0 | 0 | 0 | 0 | 0 | 0 | 0 | 0 | 0 | 0 | 0 | 0 | 0 | 0 | 0 | 0 | 0 | 0 | 0 | 0 | 0 | 0 | 0 | 0 | 0 | 0 | 0
F2_Industrial_Other Industrial_New_Process_Natural Gas_Process Cooling_E6 | F2 | Industrial | Other Industrial | New | Process | Natural Gas | Process Cooling | E6 | TRC BC Ratio | 0 | 0 | 0 | 0 | 0 | 0 | 0 | 0 | 0 | 0 | 0 | 0 | 0 | 0 | 0 | 0 | 0 | 0 | 0 | 0 | 0 | 0 | 0 | 0 | 0 | 0 | 0 | 0 | 0 | 0 | 0 | 0 | 0
F2_Industrial_Other Industrial_New_Process_Natural Gas_Process Cooling_E7 | F2 | Industrial | Other Industrial | New | Process | Natural Gas | Process Cooling | E7 | TRC BC Ratio | 0 | 0 | 0 | 0 | 0 | 0 | 0 | 0 | 0 | 0 | 0 | 0 | 0 | 0 | 0 | 0 | 0 | 0 | 0 | 0 | 0 | 0 | 0 | 0 | 0 | 0 | 0 | 0 | 0 | 0 | 0 | 0 | 0
F2_Industrial_Other Industrial_New_Process_Natural Gas_Process Cooling_E8 | F2 | Industrial | Other Industrial | New | Process | Natural Gas | Process Cooling | E8 | TRC BC Ratio | 0 | 0 | 0 | 0 | 0 | 0 | 0 | 0 | 0 | 0 | 0 | 0 | 0 | 0 | 0 | 0 | 0 | 0 | 0 | 0 | 0 | 0 | 0 | 0 | 0 | 0 | 0 | 0 | 0 | 0 | 0 | 0 | 0
F2_Industrial_Other Industrial_New_Process_Natural Gas_Process Cooling_E9 | F2 | Industrial | Other Industrial | New | Process | Natural Gas | Process Cooling | E9 | TRC BC Ratio | 0 | 0 | 0 | 0 | 0 | 0 | 0 | 0 | 0 | 0 | 0 | 0 | 0 | 0 | 0 | 0 | 0 | 0 | 0 | 0 | 0 | 0 | 0 | 0 | 0 | 0 | 0 | 0 | 0 | 0 | 0 | 0 | 0
F2_Industrial_Other Industrial_New_Process_Natural Gas_Process Cooling_E10 | F2 | Industrial | Other Industrial | New | Process | Natural Gas | Process Cooling | E10 | TRC BC Ratio | 0 | 0 | 0 | 0 | 0 | 0 | 0 | 0 | 0 | 0 | 0 | 0 | 0 | 0 | 0 | 0 | 0 | 0 | 0 | 0 | 0 | 0 | 0 | 0 | 0 | 0 | 0 | 0 | 0 | 0 | 0 | 0 | 0
F3_Industrial_Other Industrial_New_Process_Natural Gas_Process Cooling_E1 | F3 | Industrial | Other Industrial | New | Process | Natural Gas | Process Cooling | E1 | PACT BC Ratio | 0 | 0 | 0 | 0 | 0 | 0 | 0 | 0 | 0 | 0 | 0 | 0 | 0 | 0 | 0 | 0 | 0 | 0 | 0 | 0 | 0 | 0 | 0 | 0 | 0 | 0 | 0 | 0 | 0 | 0 | 0 | 0 | 0
F3_Industrial_Other Industrial_New_Process_Natural Gas_Process Cooling_E2 | F3 | Industrial | Other Industrial | New | Process | Natural Gas | Process Cooling | E2 | PACT BC Ratio | 0 | 0 | 0 | 0 | 0 | 0 | 0 | 0 | 0 | 0 | 0 | 0 | 0 | 0 | 0 | 0 | 0 | 0 | 0 | 0 | 0 | 0 | 0 | 0 | 0 | 0 | 0 | 0 | 0 | 0 | 0 | 0 | 0
F3_Industrial_Other Industrial_New_Process_Natural Gas_Process Cooling_E3 | F3 | Industrial | Other Industrial | New | Process | Natural Gas | Process Cooling | E3 | PACT BC Ratio | 0 | 0 | 0 | 0 | 0 | 0 | 0 | 0 | 0 | 0 | 0 | 0 | 0 | 0 | 0 | 0 | 0 | 0 | 0 | 0 | 0 | 0 | 0 | 0 | 0 | 0 | 0 | 0 | 0 | 0 | 0 | 0 | 0
F3_Industrial_Other Industrial_New_Process_Natural Gas_Process Cooling_E4 | F3 | Industrial | Other Industrial | New | Process | Natural Gas | Process Cooling | E4 | PACT BC Ratio | 0 | 0 | 0 | 0 | 0 | 0 | 0 | 0 | 0 | 0 | 0 | 0 | 0 | 0 | 0 | 0 | 0 | 0 | 0 | 0 | 0 | 0 | 0 | 0 | 0 | 0 | 0 | 0 | 0 | 0 | 0 | 0 | 0
F3_Industrial_Other Industrial_New_Process_Natural Gas_Process Cooling_E5 | F3 | Industrial | Other Industrial | New | Process | Natural Gas | Process Cooling | E5 | PACT BC Ratio | 0 | 0 | 0 | 0 | 0 | 0 | 0 | 0 | 0 | 0 | 0 | 0 | 0 | 0 | 0 | 0 | 0 | 0 | 0 | 0 | 0 | 0 | 0 | 0 | 0 | 0 | 0 | 0 | 0 | 0 | 0 | 0 | 0
F3_Industrial_Other Industrial_New_Process_Natural Gas_Process Cooling_E6 | F3 | Industrial | Other Industrial | New | Process | Natural Gas | Process Cooling | E6 | PACT BC Ratio | 0 | 0 | 0 | 0 | 0 | 0 | 0 | 0 | 0 | 0 | 0 | 0 | 0 | 0 | 0 | 0 | 0 | 0 | 0 | 0 | 0 | 0 | 0 | 0 | 0 | 0 | 0 | 0 | 0 | 0 | 0 | 0 | 0
F3_Industrial_Other Industrial_New_Process_Natural Gas_Process Cooling_E7 | F3 | Industrial | Other Industrial | New | Process | Natural Gas | Process Cooling | E7 | PACT BC Ratio | 0 | 0 | 0 | 0 | 0 | 0 | 0 | 0 | 0 | 0 | 0 | 0 | 0 | 0 | 0 | 0 | 0 | 0 | 0 | 0 | 0 | 0 | 0 | 0 | 0 | 0 | 0 | 0 | 0 | 0 | 0 | 0 | 0
F3_Industrial_Other Industrial_New_Process_Natural Gas_Process Cooling_E8 | F3 | Industrial | Other Industrial | New | Process | Natural Gas | Process Cooling | E8 | PACT BC Ratio | 0 | 0 | 0 | 0 | 0 | 0 | 0 | 0 | 0 | 0 | 0 | 0 | 0 | 0 | 0 | 0 | 0 | 0 | 0 | 0 | 0 | 0 | 0 | 0 | 0 | 0 | 0 | 0 | 0 | 0 | 0 | 0 | 0
F3_Industrial_Other Industrial_New_Process_Natural Gas_Process Cooling_E9 | F3 | Industrial | Other Industrial | New | Process | Natural Gas | Process Cooling | E9 | PACT BC Ratio | 0 | 0 | 0 | 0 | 0 | 0 | 0 | 0 | 0 | 0 | 0 | 0 | 0 | 0 | 0 | 0 | 0 | 0 | 0 | 0 | 0 | 0 | 0 | 0 | 0 | 0 | 0 | 0 | 0 | 0 | 0 | 0 | 0
F3_Industrial_Other Industrial_New_Process_Natural Gas_Process Cooling_E10 | F3 | Industrial | Other Industrial | New | Process | Natural Gas | Process Cooling | E10 | PACT BC Ratio | 0 | 0 | 0 | 0 | 0 | 0 | 0 | 0 | 0 | 0 | 0 | 0 | 0 | 0 | 0 | 0 | 0 | 0 | 0 | 0 | 0 | 0 | 0 | 0 | 0 | 0 | 0 | 0 | 0 | 0 | 0 | 0 | 0
F4_Industrial_Other Industrial_New_Process_Natural Gas_Process Cooling_E1 | F4 | Industrial | Other Industrial | New | Process | Natural Gas | Process Cooling | E1 | RVT BC Ratio | 0 | 0 | 0 | 0 | 0 | 0 | 0 | 0 | 0 | 0 | 0 | 0 | 0 | 0 | 0 | 0 | 0 | 0 | 0 | 0 | 0 | 0 | 0 | 0 | 0 | 0 | 0 | 0 | 0 | 0 | 0 | 0 | 0
F4_Industrial_Other Industrial_New_Process_Natural Gas_Process Cooling_E2 | F4 | Industrial | Other Industrial | New | Process | Natural Gas | Process Cooling | E2 | RVT BC Ratio | 0 | 0 | 0 | 0 | 0 | 0 | 0 | 0 | 0 | 0 | 0 | 0 | 0 | 0 | 0 | 0 | 0 | 0 | 0 | 0 | 0 | 0 | 0 | 0 | 0 | 0 | 0 | 0 | 0 | 0 | 0 | 0 | 0
F4_Industrial_Other Industrial_New_Process_Natural Gas_Process Cooling_E3 | F4 | Industrial | Other Industrial | New | Process | Natural Gas | Process Cooling | E3 | RVT BC Ratio | 0 | 0 | 0 | 0 | 0 | 0 | 0 | 0 | 0 | 0 | 0 | 0 | 0 | 0 | 0 | 0 | 0 | 0 | 0 | 0 | 0 | 0 | 0 | 0 | 0 | 0 | 0 | 0 | 0 | 0 | 0 | 0 | 0
F4_Industrial_Other Industrial_New_Process_Natural Gas_Process Cooling_E4 | F4 | Industrial | Other Industrial | New | Process | Natural Gas | Process Cooling | E4 | RVT BC Ratio | 0 | 0 | 0 | 0 | 0 | 0 | 0 | 0 | 0 | 0 | 0 | 0 | 0 | 0 | 0 | 0 | 0 | 0 | 0 | 0 | 0 | 0 | 0 | 0 | 0 | 0 | 0 | 0 | 0 | 0 | 0 | 0 | 0
F4_Industrial_Other Industrial_New_Process_Natural Gas_Process Cooling_E5 | F4 | Industrial | Other Industrial | New | Process | Natural Gas | Process Cooling | E5 | RVT BC Ratio | 0 | 0 | 0 | 0 | 0 | 0 | 0 | 0 | 0 | 0 | 0 | 0 | 0 | 0 | 0 | 0 | 0 | 0 | 0 | 0 | 0 | 0 | 0 | 0 | 0 | 0 | 0 | 0 | 0 | 0 | 0 | 0 | 0
F4_Industrial_Other Industrial_New_Process_Natural Gas_Process Cooling_E6 | F4 | Industrial | Other Industrial | New | Process | Natural Gas | Process Cooling | E6 | RVT BC Ratio | 0 | 0 | 0 | 0 | 0 | 0 | 0 | 0 | 0 | 0 | 0 | 0 | 0 | 0 | 0 | 0 | 0 | 0 | 0 | 0 | 0 | 0 | 0 | 0 | 0 | 0 | 0 | 0 | 0 | 0 | 0 | 0 | 0
F4_Industrial_Other Industrial_New_Process_Natural Gas_Process Cooling_E7 | F4 | Industrial | Other Industrial | New | Process | Natural Gas | Process Cooling | E7 | RVT BC Ratio | 0 | 0 | 0 | 0 | 0 | 0 | 0 | 0 | 0 | 0 | 0 | 0 | 0 | 0 | 0 | 0 | 0 | 0 | 0 | 0 | 0 | 0 | 0 | 0 | 0 | 0 | 0 | 0 | 0 | 0 | 0 | 0 | 0
F4_Industrial_Other Industrial_New_Process_Natural Gas_Process Cooling_E8 | F4 | Industrial | Other Industrial | New | Process | Natural Gas | Process Cooling | E8 | RVT BC Ratio | 0 | 0 | 0 | 0 | 0 | 0 | 0 | 0 | 0 | 0 | 0 | 0 | 0 | 0 | 0 | 0 | 0 | 0 | 0 | 0 | 0 | 0 | 0 | 0 | 0 | 0 | 0 | 0 | 0 | 0 | 0 | 0 | 0
F4_Industrial_Other Industrial_New_Process_Natural Gas_Process Cooling_E9 | F4 | Industrial | Other Industrial | New | Process | Natural Gas | Process Cooling | E9 | RVT BC Ratio | 0 | 0 | 0 | 0 | 0 | 0 | 0 | 0 | 0 | 0 | 0 | 0 | 0 | 0 | 0 | 0 | 0 | 0 | 0 | 0 | 0 | 0 | 0 | 0 | 0 | 0 | 0 | 0 | 0 | 0 | 0 | 0 | 0
F4_Industrial_Other Industrial_New_Process_Natural Gas_Process Cooling_E10 | F4 | Industrial | Other Industrial | New | Process | Natural Gas | Process Cooling | E10 | RVT BC Ratio | 0 | 0 | 0 | 0 | 0 | 0 | 0 | 0 | 0 | 0 | 0 | 0 | 0 | 0 | 0 | 0 | 0 | 0 | 0 | 0 | 0 | 0 | 0 | 0 | 0 | 0 | 0 | 0 | 0 | 0 | 0 | 0 | 0
F5_Industrial_Other Industrial_New_Process_Natural Gas_Process Cooling_E1 | F5 | Industrial | Other Industrial | New | Process | Natural Gas | Process Cooling | E1 | RIM BC Ratio | 0 | 0 | 0 | 0 | 0 | 0 | 0 | 0 | 0 | 0 | 0 | 0 | 0 | 0 | 0 | 0 | 0 | 0 | 0 | 0 | 0 | 0 | 0 | 0 | 0 | 0 | 0 | 0 | 0 | 0 | 0 | 0 | 0
F5_Industrial_Other Industrial_New_Process_Natural Gas_Process Cooling_E2 | F5 | Industrial | Other Industrial | New | Process | Natural Gas | Process Cooling | E2 | RIM BC Ratio | 0 | 0 | 0 | 0 | 0 | 0 | 0 | 0 | 0 | 0 | 0 | 0 | 0 | 0 | 0 | 0 | 0 | 0 | 0 | 0 | 0 | 0 | 0 | 0 | 0 | 0 | 0 | 0 | 0 | 0 | 0 | 0 | 0
F5_Industrial_Other Industrial_New_Process_Natural Gas_Process Cooling_E3 | F5 | Industrial | Other Industrial | New | Process | Natural Gas | Process Cooling | E3 | RIM BC Ratio | 0 | 0 | 0 | 0 | 0 | 0 | 0 | 0 | 0 | 0 | 0 | 0 | 0 | 0 | 0 | 0 | 0 | 0 | 0 | 0 | 0 | 0 | 0 | 0 | 0 | 0 | 0 | 0 | 0 | 0 | 0 | 0 | 0
F5_Industrial_Other Industrial_New_Process_Natural Gas_Process Cooling_E4 | F5 | Industrial | Other Industrial | New | Process | Natural Gas | Process Cooling | E4 | RIM BC Ratio | 0 | 0 | 0 | 0 | 0 | 0 | 0 | 0 | 0 | 0 | 0 | 0 | 0 | 0 | 0 | 0 | 0 | 0 | 0 | 0 | 0 | 0 | 0 | 0 | 0 | 0 | 0 | 0 | 0 | 0 | 0 | 0 | 0
F5_Industrial_Other Industrial_New_Process_Natural Gas_Process Cooling_E5 | F5 | Industrial | Other Industrial | New | Process | Natural Gas | Process Cooling | E5 | RIM BC Ratio | 0 | 0 | 0 | 0 | 0 | 0 | 0 | 0 | 0 | 0 | 0 | 0 | 0 | 0 | 0 | 0 | 0 | 0 | 0 | 0 | 0 | 0 | 0 | 0 | 0 | 0 | 0 | 0 | 0 | 0 | 0 | 0 | 0
F5_Industrial_Other Industrial_New_Process_Natural Gas_Process Cooling_E6 | F5 | Industrial | Other Industrial | New | Process | Natural Gas | Process Cooling | E6 | RIM BC Ratio | 0 | 0 | 0 | 0 | 0 | 0 | 0 | 0 | 0 | 0 | 0 | 0 | 0 | 0 | 0 | 0 | 0 | 0 | 0 | 0 | 0 | 0 | 0 | 0 | 0 | 0 | 0 | 0 | 0 | 0 | 0 | 0 | 0
F5_Industrial_Other Industrial_New_Process_Natural Gas_Process Cooling_E7 | F5 | Industrial | Other Industrial | New | Process | Natural Gas | Process Cooling | E7 | RIM BC Ratio | 0 | 0 | 0 | 0 | 0 | 0 | 0 | 0 | 0 | 0 | 0 | 0 | 0 | 0 | 0 | 0 | 0 | 0 | 0 | 0 | 0 | 0 | 0 | 0 | 0 | 0 | 0 | 0 | 0 | 0 | 0 | 0 | 0
F5_Industrial_Other Industrial_New_Process_Natural Gas_Process Cooling_E8 | F5 | Industrial | Other Industrial | New | Process | Natural Gas | Process Cooling | E8 | RIM BC Ratio | 0 | 0 | 0 | 0 | 0 | 0 | 0 | 0 | 0 | 0 | 0 | 0 | 0 | 0 | 0 | 0 | 0 | 0 | 0 | 0 | 0 | 0 | 0 | 0 | 0 | 0 | 0 | 0 | 0 | 0 | 0 | 0 | 0
F5_Industrial_Other Industrial_New_Process_Natural Gas_Process Cooling_E9 | F5 | Industrial | Other Industrial | New | Process | Natural Gas | Process Cooling | E9 | RIM BC Ratio | 0 | 0 | 0 | 0 | 0 | 0 | 0 | 0 | 0 | 0 | 0 | 0 | 0 | 0 | 0 | 0 | 0 | 0 | 0 | 0 | 0 | 0 | 0 | 0 | 0 | 0 | 0 | 0 | 0 | 0 | 0 | 0 | 0
F5_Industrial_Other Industrial_New_Process_Natural Gas_Process Cooling_E10 | F5 | Industrial | Other Industrial | New | Process | Natural Gas | Process Cooling | E10 | RIM BC Ratio | 0 | 0 | 0 | 0 | 0 | 0 | 0 | 0 | 0 | 0 | 0 | 0 | 0 | 0 | 0 | 0 | 0 | 0 | 0 | 0 | 0 | 0 | 0 | 0 | 0 | 0 | 0 | 0 | 0 | 0 | 0 | 0 | 0
F0_Industrial_Other Industrial_New_Process_Natural Gas_Other Process_E0 | F0 | Industrial | Other Industrial | New | Process | Natural Gas | Other Process | E0 | Economic Unit | 0 | 0 | 0 | 0 | 0 | 0 | 0 | 0 | 0 | 0 | 0 | 0 | 0 | 0 | 0 | 0 | 0 | 0 | 0 | 0 | 0 | 0 | 0 | 0 | 0 | 0 | 0 | 0 | 0 | 0 | 0 | 0 | 0
F1_Industrial_Other Industrial_New_Process_Natural Gas_Other Process_E1 | F1 | Industrial | Other Industrial | New | Process | Natural Gas | Other Process | E1 | CCE | 0 | 0 | 0 | 0 | 0 | 0 | 0 | 0 | 0 | 0 | 0 | 0 | 0 | 0 | 0 | 0 | 0 | 0 | 0 | 0 | 0 | 0 | 0 | 0 | 0 | 0 | 0 | 0 | 0 | 0 | 0 | 0 | 0
F1_Industrial_Other Industrial_New_Process_Natural Gas_Other Process_E2 | F1 | Industrial | Other Industrial | New | Process | Natural Gas | Other Process | E2 | CCE | 0 | 0 | 0 | 0 | 0 | 0 | 0 | 0 | 0 | 0 | 0 | 0 | 0 | 0 | 0 | 0 | 0 | 0 | 0 | 0 | 0 | 0 | 0 | 0 | 0 | 0 | 0 | 0 | 0 | 0 | 0 | 0 | 0
F1_Industrial_Other Industrial_New_Process_Natural Gas_Other Process_E3 | F1 | Industrial | Other Industrial | New | Process | Natural Gas | Other Process | E3 | CCE | 0 | 0 | 0 | 0 | 0 | 0 | 0 | 0 | 0 | 0 | 0 | 0 | 0 | 0 | 0 | 0 | 0 | 0 | 0 | 0 | 0 | 0 | 0 | 0 | 0 | 0 | 0 | 0 | 0 | 0 | 0 | 0 | 0
F1_Industrial_Other Industrial_New_Process_Natural Gas_Other Process_E4 | F1 | Industrial | Other Industrial | New | Process | Natural Gas | Other Process | E4 | CCE | 0 | 0 | 0 | 0 | 0 | 0 | 0 | 0 | 0 | 0 | 0 | 0 | 0 | 0 | 0 | 0 | 0 | 0 | 0 | 0 | 0 | 0 | 0 | 0 | 0 | 0 | 0 | 0 | 0 | 0 | 0 | 0 | 0
F1_Industrial_Other Industrial_New_Process_Natural Gas_Other Process_E5 | F1 | Industrial | Other Industrial | New | Process | Natural Gas | Other Process | E5 | CCE | 0 | 0 | 0 | 0 | 0 | 0 | 0 | 0 | 0 | 0 | 0 | 0 | 0 | 0 | 0 | 0 | 0 | 0 | 0 | 0 | 0 | 0 | 0 | 0 | 0 | 0 | 0 | 0 | 0 | 0 | 0 | 0 | 0
F1_Industrial_Other Industrial_New_Process_Natural Gas_Other Process_E6 | F1 | Industrial | Other Industrial | New | Process | Natural Gas | Other Process | E6 | CCE | 0 | 0 | 0 | 0 | 0 | 0 | 0 | 0 | 0 | 0 | 0 | 0 | 0 | 0 | 0 | 0 | 0 | 0 | 0 | 0 | 0 | 0 | 0 | 0 | 0 | 0 | 0 | 0 | 0 | 0 | 0 | 0 | 0
F1_Industrial_Other Industrial_New_Process_Natural Gas_Other Process_E7 | F1 | Industrial | Other Industrial | New | Process | Natural Gas | Other Process | E7 | CCE | 0 | 0 | 0 | 0 | 0 | 0 | 0 | 0 | 0 | 0 | 0 | 0 | 0 | 0 | 0 | 0 | 0 | 0 | 0 | 0 | 0 | 0 | 0 | 0 | 0 | 0 | 0 | 0 | 0 | 0 | 0 | 0 | 0
F1_Industrial_Other Industrial_New_Process_Natural Gas_Other Process_E8 | F1 | Industrial | Other Industrial | New | Process | Natural Gas | Other Process | E8 | CCE | 0 | 0 | 0 | 0 | 0 | 0 | 0 | 0 | 0 | 0 | 0 | 0 | 0 | 0 | 0 | 0 | 0 | 0 | 0 | 0 | 0 | 0 | 0 | 0 | 0 | 0 | 0 | 0 | 0 | 0 | 0 | 0 | 0
F1_Industrial_Other Industrial_New_Process_Natural Gas_Other Process_E9 | F1 | Industrial | Other Industrial | New | Process | Natural Gas | Other Process | E9 | CCE | 0 | 0 | 0 | 0 | 0 | 0 | 0 | 0 | 0 | 0 | 0 | 0 | 0 | 0 | 0 | 0 | 0 | 0 | 0 | 0 | 0 | 0 | 0 | 0 | 0 | 0 | 0 | 0 | 0 | 0 | 0 | 0 | 0
F1_Industrial_Other Industrial_New_Process_Natural Gas_Other Process_E10 | F1 | Industrial | Other Industrial | New | Process | Natural Gas | Other Process | E10 | CCE | 0 | 0 | 0 | 0 | 0 | 0 | 0 | 0 | 0 | 0 | 0 | 0 | 0 | 0 | 0 | 0 | 0 | 0 | 0 | 0 | 0 | 0 | 0 | 0 | 0 | 0 | 0 | 0 | 0 | 0 | 0 | 0 | 0
F2_Industrial_Other Industrial_New_Process_Natural Gas_Other Process_E1 | F2 | Industrial | Other Industrial | New | Process | Natural Gas | Other Process | E1 | TRC BC Ratio | 0 | 0 | 0 | 0 | 0 | 0 | 0 | 0 | 0 | 0 | 0 | 0 | 0 | 0 | 0 | 0 | 0 | 0 | 0 | 0 | 0 | 0 | 0 | 0 | 0 | 0 | 0 | 0 | 0 | 0 | 0 | 0 | 0
F2_Industrial_Other Industrial_New_Process_Natural Gas_Other Process_E2 | F2 | Industrial | Other Industrial | New | Process | Natural Gas | Other Process | E2 | TRC BC Ratio | 0 | 0 | 0 | 0 | 0 | 0 | 0 | 0 | 0 | 0 | 0 | 0 | 0 | 0 | 0 | 0 | 0 | 0 | 0 | 0 | 0 | 0 | 0 | 0 | 0 | 0 | 0 | 0 | 0 | 0 | 0 | 0 | 0
F2_Industrial_Other Industrial_New_Process_Natural Gas_Other Process_E3 | F2 | Industrial | Other Industrial | New | Process | Natural Gas | Other Process | E3 | TRC BC Ratio | 0 | 0 | 0 | 0 | 0 | 0 | 0 | 0 | 0 | 0 | 0 | 0 | 0 | 0 | 0 | 0 | 0 | 0 | 0 | 0 | 0 | 0 | 0 | 0 | 0 | 0 | 0 | 0 | 0 | 0 | 0 | 0 | 0
F2_Industrial_Other Industrial_New_Process_Natural Gas_Other Process_E4 | F2 | Industrial | Other Industrial | New | Process | Natural Gas | Other Process | E4 | TRC BC Ratio | 0 | 0 | 0 | 0 | 0 | 0 | 0 | 0 | 0 | 0 | 0 | 0 | 0 | 0 | 0 | 0 | 0 | 0 | 0 | 0 | 0 | 0 | 0 | 0 | 0 | 0 | 0 | 0 | 0 | 0 | 0 | 0 | 0
F2_Industrial_Other Industrial_New_Process_Natural Gas_Other Process_E5 | F2 | Industrial | Other Industrial | New | Process | Natural Gas | Other Process | E5 | TRC BC Ratio | 0 | 0 | 0 | 0 | 0 | 0 | 0 | 0 | 0 | 0 | 0 | 0 | 0 | 0 | 0 | 0 | 0 | 0 | 0 | 0 | 0 | 0 | 0 | 0 | 0 | 0 | 0 | 0 | 0 | 0 | 0 | 0 | 0
F2_Industrial_Other Industrial_New_Process_Natural Gas_Other Process_E6 | F2 | Industrial | Other Industrial | New | Process | Natural Gas | Other Process | E6 | TRC BC Ratio | 0 | 0 | 0 | 0 | 0 | 0 | 0 | 0 | 0 | 0 | 0 | 0 | 0 | 0 | 0 | 0 | 0 | 0 | 0 | 0 | 0 | 0 | 0 | 0 | 0 | 0 | 0 | 0 | 0 | 0 | 0 | 0 | 0
F2_Industrial_Other Industrial_New_Process_Natural Gas_Other Process_E7 | F2 | Industrial | Other Industrial | New | Process | Natural Gas | Other Process | E7 | TRC BC Ratio | 0 | 0 | 0 | 0 | 0 | 0 | 0 | 0 | 0 | 0 | 0 | 0 | 0 | 0 | 0 | 0 | 0 | 0 | 0 | 0 | 0 | 0 | 0 | 0 | 0 | 0 | 0 | 0 | 0 | 0 | 0 | 0 | 0
F2_Industrial_Other Industrial_New_Process_Natural Gas_Other Process_E8 | F2 | Industrial | Other Industrial | New | Process | Natural Gas | Other Process | E8 | TRC BC Ratio | 0 | 0 | 0 | 0 | 0 | 0 | 0 | 0 | 0 | 0 | 0 | 0 | 0 | 0 | 0 | 0 | 0 | 0 | 0 | 0 | 0 | 0 | 0 | 0 | 0 | 0 | 0 | 0 | 0 | 0 | 0 | 0 | 0
F2_Industrial_Other Industrial_New_Process_Natural Gas_Other Process_E9 | F2 | Industrial | Other Industrial | New | Process | Natural Gas | Other Process | E9 | TRC BC Ratio | 0 | 0 | 0 | 0 | 0 | 0 | 0 | 0 | 0 | 0 | 0 | 0 | 0 | 0 | 0 | 0 | 0 | 0 | 0 | 0 | 0 | 0 | 0 | 0 | 0 | 0 | 0 | 0 | 0 | 0 | 0 | 0 | 0
F2_Industrial_Other Industrial_New_Process_Natural Gas_Other Process_E10 | F2 | Industrial | Other Industrial | New | Process | Natural Gas | Other Process | E10 | TRC BC Ratio | 0 | 0 | 0 | 0 | 0 | 0 | 0 | 0 | 0 | 0 | 0 | 0 | 0 | 0 | 0 | 0 | 0 | 0 | 0 | 0 | 0 | 0 | 0 | 0 | 0 | 0 | 0 | 0 | 0 | 0 | 0 | 0 | 0
F3_Industrial_Other Industrial_New_Process_Natural Gas_Other Process_E1 | F3 | Industrial | Other Industrial | New | Process | Natural Gas | Other Process | E1 | PACT BC Ratio | 0 | 0 | 0 | 0 | 0 | 0 | 0 | 0 | 0 | 0 | 0 | 0 | 0 | 0 | 0 | 0 | 0 | 0 | 0 | 0 | 0 | 0 | 0 | 0 | 0 | 0 | 0 | 0 | 0 | 0 | 0 | 0 | 0
F3_Industrial_Other Industrial_New_Process_Natural Gas_Other Process_E2 | F3 | Industrial | Other Industrial | New | Process | Natural Gas | Other Process | E2 | PACT BC Ratio | 0 | 0 | 0 | 0 | 0 | 0 | 0 | 0 | 0 | 0 | 0 | 0 | 0 | 0 | 0 | 0 | 0 | 0 | 0 | 0 | 0 | 0 | 0 | 0 | 0 | 0 | 0 | 0 | 0 | 0 | 0 | 0 | 0
F3_Industrial_Other Industrial_New_Process_Natural Gas_Other Process_E3 | F3 | Industrial | Other Industrial | New | Process | Natural Gas | Other Process | E3 | PACT BC Ratio | 0 | 0 | 0 | 0 | 0 | 0 | 0 | 0 | 0 | 0 | 0 | 0 | 0 | 0 | 0 | 0 | 0 | 0 | 0 | 0 | 0 | 0 | 0 | 0 | 0 | 0 | 0 | 0 | 0 | 0 | 0 | 0 | 0
F3_Industrial_Other Industrial_New_Process_Natural Gas_Other Process_E4 | F3 | Industrial | Other Industrial | New | Process | Natural Gas | Other Process | E4 | PACT BC Ratio | 0 | 0 | 0 | 0 | 0 | 0 | 0 | 0 | 0 | 0 | 0 | 0 | 0 | 0 | 0 | 0 | 0 | 0 | 0 | 0 | 0 | 0 | 0 | 0 | 0 | 0 | 0 | 0 | 0 | 0 | 0 | 0 | 0
F3_Industrial_Other Industrial_New_Process_Natural Gas_Other Process_E5 | F3 | Industrial | Other Industrial | New | Process | Natural Gas | Other Process | E5 | PACT BC Ratio | 0 | 0 | 0 | 0 | 0 | 0 | 0 | 0 | 0 | 0 | 0 | 0 | 0 | 0 | 0 | 0 | 0 | 0 | 0 | 0 | 0 | 0 | 0 | 0 | 0 | 0 | 0 | 0 | 0 | 0 | 0 | 0 | 0
F3_Industrial_Other Industrial_New_Process_Natural Gas_Other Process_E6 | F3 | Industrial | Other Industrial | New | Process | Natural Gas | Other Process | E6 | PACT BC Ratio | 0 | 0 | 0 | 0 | 0 | 0 | 0 | 0 | 0 | 0 | 0 | 0 | 0 | 0 | 0 | 0 | 0 | 0 | 0 | 0 | 0 | 0 | 0 | 0 | 0 | 0 | 0 | 0 | 0 | 0 | 0 | 0 | 0
F3_Industrial_Other Industrial_New_Process_Natural Gas_Other Process_E7 | F3 | Industrial | Other Industrial | New | Process | Natural Gas | Other Process | E7 | PACT BC Ratio | 0 | 0 | 0 | 0 | 0 | 0 | 0 | 0 | 0 | 0 | 0 | 0 | 0 | 0 | 0 | 0 | 0 | 0 | 0 | 0 | 0 | 0 | 0 | 0 | 0 | 0 | 0 | 0 | 0 | 0 | 0 | 0 | 0
F3_Industrial_Other Industrial_New_Process_Natural Gas_Other Process_E8 | F3 | Industrial | Other Industrial | New | Process | Natural Gas | Other Process | E8 | PACT BC Ratio | 0 | 0 | 0 | 0 | 0 | 0 | 0 | 0 | 0 | 0 | 0 | 0 | 0 | 0 | 0 | 0 | 0 | 0 | 0 | 0 | 0 | 0 | 0 | 0 | 0 | 0 | 0 | 0 | 0 | 0 | 0 | 0 | 0
F3_Industrial_Other Industrial_New_Process_Natural Gas_Other Process_E9 | F3 | Industrial | Other Industrial | New | Process | Natural Gas | Other Process | E9 | PACT BC Ratio | 0 | 0 | 0 | 0 | 0 | 0 | 0 | 0 | 0 | 0 | 0 | 0 | 0 | 0 | 0 | 0 | 0 | 0 | 0 | 0 | 0 | 0 | 0 | 0 | 0 | 0 | 0 | 0 | 0 | 0 | 0 | 0 | 0
F3_Industrial_Other Industrial_New_Process_Natural Gas_Other Process_E10 | F3 | Industrial | Other Industrial | New | Process | Natural Gas | Other Process | E10 | PACT BC Ratio | 0 | 0 | 0 | 0 | 0 | 0 | 0 | 0 | 0 | 0 | 0 | 0 | 0 | 0 | 0 | 0 | 0 | 0 | 0 | 0 | 0 | 0 | 0 | 0 | 0 | 0 | 0 | 0 | 0 | 0 | 0 | 0 | 0
F4_Industrial_Other Industrial_New_Process_Natural Gas_Other Process_E1 | F4 | Industrial | Other Industrial | New | Process | Natural Gas | Other Process | E1 | RVT BC Ratio | 0 | 0 | 0 | 0 | 0 | 0 | 0 | 0 | 0 | 0 | 0 | 0 | 0 | 0 | 0 | 0 | 0 | 0 | 0 | 0 | 0 | 0 | 0 | 0 | 0 | 0 | 0 | 0 | 0 | 0 | 0 | 0 | 0
F4_Industrial_Other Industrial_New_Process_Natural Gas_Other Process_E2 | F4 | Industrial | Other Industrial | New | Process | Natural Gas | Other Process | E2 | RVT BC Ratio | 0 | 0 | 0 | 0 | 0 | 0 | 0 | 0 | 0 | 0 | 0 | 0 | 0 | 0 | 0 | 0 | 0 | 0 | 0 | 0 | 0 | 0 | 0 | 0 | 0 | 0 | 0 | 0 | 0 | 0 | 0 | 0 | 0
F4_Industrial_Other Industrial_New_Process_Natural Gas_Other Process_E3 | F4 | Industrial | Other Industrial | New | Process | Natural Gas | Other Process | E3 | RVT BC Ratio | 0 | 0 | 0 | 0 | 0 | 0 | 0 | 0 | 0 | 0 | 0 | 0 | 0 | 0 | 0 | 0 | 0 | 0 | 0 | 0 | 0 | 0 | 0 | 0 | 0 | 0 | 0 | 0 | 0 | 0 | 0 | 0 | 0
F4_Industrial_Other Industrial_New_Process_Natural Gas_Other Process_E4 | F4 | Industrial | Other Industrial | New | Process | Natural Gas | Other Process | E4 | RVT BC Ratio | 0 | 0 | 0 | 0 | 0 | 0 | 0 | 0 | 0 | 0 | 0 | 0 | 0 | 0 | 0 | 0 | 0 | 0 | 0 | 0 | 0 | 0 | 0 | 0 | 0 | 0 | 0 | 0 | 0 | 0 | 0 | 0 | 0
F4_Industrial_Other Industrial_New_Process_Natural Gas_Other Process_E5 | F4 | Industrial | Other Industrial | New | Process | Natural Gas | Other Process | E5 | RVT BC Ratio | 0 | 0 | 0 | 0 | 0 | 0 | 0 | 0 | 0 | 0 | 0 | 0 | 0 | 0 | 0 | 0 | 0 | 0 | 0 | 0 | 0 | 0 | 0 | 0 | 0 | 0 | 0 | 0 | 0 | 0 | 0 | 0 | 0
F4_Industrial_Other Industrial_New_Process_Natural Gas_Other Process_E6 | F4 | Industrial | Other Industrial | New | Process | Natural Gas | Other Process | E6 | RVT BC Ratio | 0 | 0 | 0 | 0 | 0 | 0 | 0 | 0 | 0 | 0 | 0 | 0 | 0 | 0 | 0 | 0 | 0 | 0 | 0 | 0 | 0 | 0 | 0 | 0 | 0 | 0 | 0 | 0 | 0 | 0 | 0 | 0 | 0
F4_Industrial_Other Industrial_New_Process_Natural Gas_Other Process_E7 | F4 | Industrial | Other Industrial | New | Process | Natural Gas | Other Process | E7 | RVT BC Ratio | 0 | 0 | 0 | 0 | 0 | 0 | 0 | 0 | 0 | 0 | 0 | 0 | 0 | 0 | 0 | 0 | 0 | 0 | 0 | 0 | 0 | 0 | 0 | 0 | 0 | 0 | 0 | 0 | 0 | 0 | 0 | 0 | 0
F4_Industrial_Other Industrial_New_Process_Natural Gas_Other Process_E8 | F4 | Industrial | Other Industrial | New | Process | Natural Gas | Other Process | E8 | RVT BC Ratio | 0 | 0 | 0 | 0 | 0 | 0 | 0 | 0 | 0 | 0 | 0 | 0 | 0 | 0 | 0 | 0 | 0 | 0 | 0 | 0 | 0 | 0 | 0 | 0 | 0 | 0 | 0 | 0 | 0 | 0 | 0 | 0 | 0
F4_Industrial_Other Industrial_New_Process_Natural Gas_Other Process_E9 | F4 | Industrial | Other Industrial | New | Process | Natural Gas | Other Process | E9 | RVT BC Ratio | 0 | 0 | 0 | 0 | 0 | 0 | 0 | 0 | 0 | 0 | 0 | 0 | 0 | 0 | 0 | 0 | 0 | 0 | 0 | 0 | 0 | 0 | 0 | 0 | 0 | 0 | 0 | 0 | 0 | 0 | 0 | 0 | 0
F4_Industrial_Other Industrial_New_Process_Natural Gas_Other Process_E10 | F4 | Industrial | Other Industrial | New | Process | Natural Gas | Other Process | E10 | RVT BC Ratio | 0 | 0 | 0 | 0 | 0 | 0 | 0 | 0 | 0 | 0 | 0 | 0 | 0 | 0 | 0 | 0 | 0 | 0 | 0 | 0 | 0 | 0 | 0 | 0 | 0 | 0 | 0 | 0 | 0 | 0 | 0 | 0 | 0
F5_Industrial_Other Industrial_New_Process_Natural Gas_Other Process_E1 | F5 | Industrial | Other Industrial | New | Process | Natural Gas | Other Process | E1 | RIM BC Ratio | 0 | 0 | 0 | 0 | 0 | 0 | 0 | 0 | 0 | 0 | 0 | 0 | 0 | 0 | 0 | 0 | 0 | 0 | 0 | 0 | 0 | 0 | 0 | 0 | 0 | 0 | 0 | 0 | 0 | 0 | 0 | 0 | 0
F5_Industrial_Other Industrial_New_Process_Natural Gas_Other Process_E2 | F5 | Industrial | Other Industrial | New | Process | Natural Gas | Other Process | E2 | RIM BC Ratio | 0 | 0 | 0 | 0 | 0 | 0 | 0 | 0 | 0 | 0 | 0 | 0 | 0 | 0 | 0 | 0 | 0 | 0 | 0 | 0 | 0 | 0 | 0 | 0 | 0 | 0 | 0 | 0 | 0 | 0 | 0 | 0 | 0
F5_Industrial_Other Industrial_New_Process_Natural Gas_Other Process_E3 | F5 | Industrial | Other Industrial | New | Process | Natural Gas | Other Process | E3 | RIM BC Ratio | 0 | 0 | 0 | 0 | 0 | 0 | 0 | 0 | 0 | 0 | 0 | 0 | 0 | 0 | 0 | 0 | 0 | 0 | 0 | 0 | 0 | 0 | 0 | 0 | 0 | 0 | 0 | 0 | 0 | 0 | 0 | 0 | 0
F5_Industrial_Other Industrial_New_Process_Natural Gas_Other Process_E4 | F5 | Industrial | Other Industrial | New | Process | Natural Gas | Other Process | E4 | RIM BC Ratio | 0 | 0 | 0 | 0 | 0 | 0 | 0 | 0 | 0 | 0 | 0 | 0 | 0 | 0 | 0 | 0 | 0 | 0 | 0 | 0 | 0 | 0 | 0 | 0 | 0 | 0 | 0 | 0 | 0 | 0 | 0 | 0 | 0
F5_Industrial_Other Industrial_New_Process_Natural Gas_Other Process_E5 | F5 | Industrial | Other Industrial | New | Process | Natural Gas | Other Process | E5 | RIM BC Ratio | 0 | 0 | 0 | 0 | 0 | 0 | 0 | 0 | 0 | 0 | 0 | 0 | 0 | 0 | 0 | 0 | 0 | 0 | 0 | 0 | 0 | 0 | 0 | 0 | 0 | 0 | 0 | 0 | 0 | 0 | 0 | 0 | 0
F5_Industrial_Other Industrial_New_Process_Natural Gas_Other Process_E6 | F5 | Industrial | Other Industrial | New | Process | Natural Gas | Other Process | E6 | RIM BC Ratio | 0 | 0 | 0 | 0 | 0 | 0 | 0 | 0 | 0 | 0 | 0 | 0 | 0 | 0 | 0 | 0 | 0 | 0 | 0 | 0 | 0 | 0 | 0 | 0 | 0 | 0 | 0 | 0 | 0 | 0 | 0 | 0 | 0
F5_Industrial_Other Industrial_New_Process_Natural Gas_Other Process_E7 | F5 | Industrial | Other Industrial | New | Process | Natural Gas | Other Process | E7 | RIM BC Ratio | 0 | 0 | 0 | 0 | 0 | 0 | 0 | 0 | 0 | 0 | 0 | 0 | 0 | 0 | 0 | 0 | 0 | 0 | 0 | 0 | 0 | 0 | 0 | 0 | 0 | 0 | 0 | 0 | 0 | 0 | 0 | 0 | 0
F5_Industrial_Other Industrial_New_Process_Natural Gas_Other Process_E8 | F5 | Industrial | Other Industrial | New | Process | Natural Gas | Other Process | E8 | RIM BC Ratio | 0 | 0 | 0 | 0 | 0 | 0 | 0 | 0 | 0 | 0 | 0 | 0 | 0 | 0 | 0 | 0 | 0 | 0 | 0 | 0 | 0 | 0 | 0 | 0 | 0 | 0 | 0 | 0 | 0 | 0 | 0 | 0 | 0
F5_Industrial_Other Industrial_New_Process_Natural Gas_Other Process_E9 | F5 | Industrial | Other Industrial | New | Process | Natural Gas | Other Process | E9 | RIM BC Ratio | 0 | 0 | 0 | 0 | 0 | 0 | 0 | 0 | 0 | 0 | 0 | 0 | 0 | 0 | 0 | 0 | 0 | 0 | 0 | 0 | 0 | 0 | 0 | 0 | 0 | 0 | 0 | 0 | 0 | 0 | 0 | 0 | 0
F5_Industrial_Other Industrial_New_Process_Natural Gas_Other Process_E10 | F5 | Industrial | Other Industrial | New | Process | Natural Gas | Other Process | E10 | RIM BC Ratio | 0 | 0 | 0 | 0 | 0 | 0 | 0 | 0 | 0 | 0 | 0 | 0 | 0 | 0 | 0 | 0 | 0 | 0 | 0 | 0 | 0 | 0 | 0 | 0 | 0 | 0 | 0 | 0 | 0 | 0 | 0 | 0 | 0
F0_Industrial_Other Industrial_New_Miscellaneous_Natural Gas_Miscellaneous_E0 | F0 | Industrial | Other Industrial | New | Miscellaneous | Natural Gas | Miscellaneous | E0 | Economic Unit | 0 | 0 | 0 | 0 | 0 | 0 | 0 | 0 | 0 | 0 | 0 | 0 | 0 | 0 | 0 | 0 | 0 | 0 | 0 | 0 | 0 | 0 | 0 | 0 | 0 | 0 | 0 | 0 | 0 | 0 | 0 | 0 | 0
F1_Industrial_Other Industrial_New_Miscellaneous_Natural Gas_Miscellaneous_E1 | F1 | Industrial | Other Industrial | New | Miscellaneous | Natural Gas | Miscellaneous | E1 | CCE | 0 | 0 | 0 | 0 | 0 | 0 | 0 | 0 | 0 | 0 | 0 | 0 | 0 | 0 | 0 | 0 | 0 | 0 | 0 | 0 | 0 | 0 | 0 | 0 | 0 | 0 | 0 | 0 | 0 | 0 | 0 | 0 | 0
F1_Industrial_Other Industrial_New_Miscellaneous_Natural Gas_Miscellaneous_E2 | F1 | Industrial | Other Industrial | New | Miscellaneous | Natural Gas | Miscellaneous | E2 | CCE | 0 | 0 | 0 | 0 | 0 | 0 | 0 | 0 | 0 | 0 | 0 | 0 | 0 | 0 | 0 | 0 | 0 | 0 | 0 | 0 | 0 | 0 | 0 | 0 | 0 | 0 | 0 | 0 | 0 | 0 | 0 | 0 | 0
F1_Industrial_Other Industrial_New_Miscellaneous_Natural Gas_Miscellaneous_E3 | F1 | Industrial | Other Industrial | New | Miscellaneous | Natural Gas | Miscellaneous | E3 | CCE | 0 | 0 | 0 | 0 | 0 | 0 | 0 | 0 | 0 | 0 | 0 | 0 | 0 | 0 | 0 | 0 | 0 | 0 | 0 | 0 | 0 | 0 | 0 | 0 | 0 | 0 | 0 | 0 | 0 | 0 | 0 | 0 | 0
F1_Industrial_Other Industrial_New_Miscellaneous_Natural Gas_Miscellaneous_E4 | F1 | Industrial | Other Industrial | New | Miscellaneous | Natural Gas | Miscellaneous | E4 | CCE | 0 | 0 | 0 | 0 | 0 | 0 | 0 | 0 | 0 | 0 | 0 | 0 | 0 | 0 | 0 | 0 | 0 | 0 | 0 | 0 | 0 | 0 | 0 | 0 | 0 | 0 | 0 | 0 | 0 | 0 | 0 | 0 | 0
F1_Industrial_Other Industrial_New_Miscellaneous_Natural Gas_Miscellaneous_E5 | F1 | Industrial | Other Industrial | New | Miscellaneous | Natural Gas | Miscellaneous | E5 | CCE | 0 | 0 | 0 | 0 | 0 | 0 | 0 | 0 | 0 | 0 | 0 | 0 | 0 | 0 | 0 | 0 | 0 | 0 | 0 | 0 | 0 | 0 | 0 | 0 | 0 | 0 | 0 | 0 | 0 | 0 | 0 | 0 | 0
F1_Industrial_Other Industrial_New_Miscellaneous_Natural Gas_Miscellaneous_E6 | F1 | Industrial | Other Industrial | New | Miscellaneous | Natural Gas | Miscellaneous | E6 | CCE | 0 | 0 | 0 | 0 | 0 | 0 | 0 | 0 | 0 | 0 | 0 | 0 | 0 | 0 | 0 | 0 | 0 | 0 | 0 | 0 | 0 | 0 | 0 | 0 | 0 | 0 | 0 | 0 | 0 | 0 | 0 | 0 | 0
F1_Industrial_Other Industrial_New_Miscellaneous_Natural Gas_Miscellaneous_E7 | F1 | Industrial | Other Industrial | New | Miscellaneous | Natural Gas | Miscellaneous | E7 | CCE | 0 | 0 | 0 | 0 | 0 | 0 | 0 | 0 | 0 | 0 | 0 | 0 | 0 | 0 | 0 | 0 | 0 | 0 | 0 | 0 | 0 | 0 | 0 | 0 | 0 | 0 | 0 | 0 | 0 | 0 | 0 | 0 | 0
F1_Industrial_Other Industrial_New_Miscellaneous_Natural Gas_Miscellaneous_E8 | F1 | Industrial | Other Industrial | New | Miscellaneous | Natural Gas | Miscellaneous | E8 | CCE | 0 | 0 | 0 | 0 | 0 | 0 | 0 | 0 | 0 | 0 | 0 | 0 | 0 | 0 | 0 | 0 | 0 | 0 | 0 | 0 | 0 | 0 | 0 | 0 | 0 | 0 | 0 | 0 | 0 | 0 | 0 | 0 | 0
F1_Industrial_Other Industrial_New_Miscellaneous_Natural Gas_Miscellaneous_E9 | F1 | Industrial | Other Industrial | New | Miscellaneous | Natural Gas | Miscellaneous | E9 | CCE | 0 | 0 | 0 | 0 | 0 | 0 | 0 | 0 | 0 | 0 | 0 | 0 | 0 | 0 | 0 | 0 | 0 | 0 | 0 | 0 | 0 | 0 | 0 | 0 | 0 | 0 | 0 | 0 | 0 | 0 | 0 | 0 | 0
F1_Industrial_Other Industrial_New_Miscellaneous_Natural Gas_Miscellaneous_E10 | F1 | Industrial | Other Industrial | New | Miscellaneous | Natural Gas | Miscellaneous | E10 | CCE | 0 | 0 | 0 | 0 | 0 | 0 | 0 | 0 | 0 | 0 | 0 | 0 | 0 | 0 | 0 | 0 | 0 | 0 | 0 | 0 | 0 | 0 | 0 | 0 | 0 | 0 | 0 | 0 | 0 | 0 | 0 | 0 | 0
F2_Industrial_Other Industrial_New_Miscellaneous_Natural Gas_Miscellaneous_E1 | F2 | Industrial | Other Industrial | New | Miscellaneous | Natural Gas | Miscellaneous | E1 | TRC BC Ratio | 0 | 0 | 0 | 0 | 0 | 0 | 0 | 0 | 0 | 0 | 0 | 0 | 0 | 0 | 0 | 0 | 0 | 0 | 0 | 0 | 0 | 0 | 0 | 0 | 0 | 0 | 0 | 0 | 0 | 0 | 0 | 0 | 0
F2_Industrial_Other Industrial_New_Miscellaneous_Natural Gas_Miscellaneous_E2 | F2 | Industrial | Other Industrial | New | Miscellaneous | Natural Gas | Miscellaneous | E2 | TRC BC Ratio | 0 | 0 | 0 | 0 | 0 | 0 | 0 | 0 | 0 | 0 | 0 | 0 | 0 | 0 | 0 | 0 | 0 | 0 | 0 | 0 | 0 | 0 | 0 | 0 | 0 | 0 | 0 | 0 | 0 | 0 | 0 | 0 | 0
F2_Industrial_Other Industrial_New_Miscellaneous_Natural Gas_Miscellaneous_E3 | F2 | Industrial | Other Industrial | New | Miscellaneous | Natural Gas | Miscellaneous | E3 | TRC BC Ratio | 0 | 0 | 0 | 0 | 0 | 0 | 0 | 0 | 0 | 0 | 0 | 0 | 0 | 0 | 0 | 0 | 0 | 0 | 0 | 0 | 0 | 0 | 0 | 0 | 0 | 0 | 0 | 0 | 0 | 0 | 0 | 0 | 0
F2_Industrial_Other Industrial_New_Miscellaneous_Natural Gas_Miscellaneous_E4 | F2 | Industrial | Other Industrial | New | Miscellaneous | Natural Gas | Miscellaneous | E4 | TRC BC Ratio | 0 | 0 | 0 | 0 | 0 | 0 | 0 | 0 | 0 | 0 | 0 | 0 | 0 | 0 | 0 | 0 | 0 | 0 | 0 | 0 | 0 | 0 | 0 | 0 | 0 | 0 | 0 | 0 | 0 | 0 | 0 | 0 | 0
F2_Industrial_Other Industrial_New_Miscellaneous_Natural Gas_Miscellaneous_E5 | F2 | Industrial | Other Industrial | New | Miscellaneous | Natural Gas | Miscellaneous | E5 | TRC BC Ratio | 0 | 0 | 0 | 0 | 0 | 0 | 0 | 0 | 0 | 0 | 0 | 0 | 0 | 0 | 0 | 0 | 0 | 0 | 0 | 0 | 0 | 0 | 0 | 0 | 0 | 0 | 0 | 0 | 0 | 0 | 0 | 0 | 0
F2_Industrial_Other Industrial_New_Miscellaneous_Natural Gas_Miscellaneous_E6 | F2 | Industrial | Other Industrial | New | Miscellaneous | Natural Gas | Miscellaneous | E6 | TRC BC Ratio | 0 | 0 | 0 | 0 | 0 | 0 | 0 | 0 | 0 | 0 | 0 | 0 | 0 | 0 | 0 | 0 | 0 | 0 | 0 | 0 | 0 | 0 | 0 | 0 | 0 | 0 | 0 | 0 | 0 | 0 | 0 | 0 | 0
F2_Industrial_Other Industrial_New_Miscellaneous_Natural Gas_Miscellaneous_E7 | F2 | Industrial | Other Industrial | New | Miscellaneous | Natural Gas | Miscellaneous | E7 | TRC BC Ratio | 0 | 0 | 0 | 0 | 0 | 0 | 0 | 0 | 0 | 0 | 0 | 0 | 0 | 0 | 0 | 0 | 0 | 0 | 0 | 0 | 0 | 0 | 0 | 0 | 0 | 0 | 0 | 0 | 0 | 0 | 0 | 0 | 0
F2_Industrial_Other Industrial_New_Miscellaneous_Natural Gas_Miscellaneous_E8 | F2 | Industrial | Other Industrial | New | Miscellaneous | Natural Gas | Miscellaneous | E8 | TRC BC Ratio | 0 | 0 | 0 | 0 | 0 | 0 | 0 | 0 | 0 | 0 | 0 | 0 | 0 | 0 | 0 | 0 | 0 | 0 | 0 | 0 | 0 | 0 | 0 | 0 | 0 | 0 | 0 | 0 | 0 | 0 | 0 | 0 | 0
F2_Industrial_Other Industrial_New_Miscellaneous_Natural Gas_Miscellaneous_E9 | F2 | Industrial | Other Industrial | New | Miscellaneous | Natural Gas | Miscellaneous | E9 | TRC BC Ratio | 0 | 0 | 0 | 0 | 0 | 0 | 0 | 0 | 0 | 0 | 0 | 0 | 0 | 0 | 0 | 0 | 0 | 0 | 0 | 0 | 0 | 0 | 0 | 0 | 0 | 0 | 0 | 0 | 0 | 0 | 0 | 0 | 0
F2_Industrial_Other Industrial_New_Miscellaneous_Natural Gas_Miscellaneous_E10 | F2 | Industrial | Other Industrial | New | Miscellaneous | Natural Gas | Miscellaneous | E10 | TRC BC Ratio | 0 | 0 | 0 | 0 | 0 | 0 | 0 | 0 | 0 | 0 | 0 | 0 | 0 | 0 | 0 | 0 | 0 | 0 | 0 | 0 | 0 | 0 | 0 | 0 | 0 | 0 | 0 | 0 | 0 | 0 | 0 | 0 | 0
F3_Industrial_Other Industrial_New_Miscellaneous_Natural Gas_Miscellaneous_E1 | F3 | Industrial | Other Industrial | New | Miscellaneous | Natural Gas | Miscellaneous | E1 | PACT BC Ratio | 0 | 0 | 0 | 0 | 0 | 0 | 0 | 0 | 0 | 0 | 0 | 0 | 0 | 0 | 0 | 0 | 0 | 0 | 0 | 0 | 0 | 0 | 0 | 0 | 0 | 0 | 0 | 0 | 0 | 0 | 0 | 0 | 0
F3_Industrial_Other Industrial_New_Miscellaneous_Natural Gas_Miscellaneous_E2 | F3 | Industrial | Other Industrial | New | Miscellaneous | Natural Gas | Miscellaneous | E2 | PACT BC Ratio | 0 | 0 | 0 | 0 | 0 | 0 | 0 | 0 | 0 | 0 | 0 | 0 | 0 | 0 | 0 | 0 | 0 | 0 | 0 | 0 | 0 | 0 | 0 | 0 | 0 | 0 | 0 | 0 | 0 | 0 | 0 | 0 | 0
F3_Industrial_Other Industrial_New_Miscellaneous_Natural Gas_Miscellaneous_E3 | F3 | Industrial | Other Industrial | New | Miscellaneous | Natural Gas | Miscellaneous | E3 | PACT BC Ratio | 0 | 0 | 0 | 0 | 0 | 0 | 0 | 0 | 0 | 0 | 0 | 0 | 0 | 0 | 0 | 0 | 0 | 0 | 0 | 0 | 0 | 0 | 0 | 0 | 0 | 0 | 0 | 0 | 0 | 0 | 0 | 0 | 0
F3_Industrial_Other Industrial_New_Miscellaneous_Natural Gas_Miscellaneous_E4 | F3 | Industrial | Other Industrial | New | Miscellaneous | Natural Gas | Miscellaneous | E4 | PACT BC Ratio | 0 | 0 | 0 | 0 | 0 | 0 | 0 | 0 | 0 | 0 | 0 | 0 | 0 | 0 | 0 | 0 | 0 | 0 | 0 | 0 | 0 | 0 | 0 | 0 | 0 | 0 | 0 | 0 | 0 | 0 | 0 | 0 | 0
F3_Industrial_Other Industrial_New_Miscellaneous_Natural Gas_Miscellaneous_E5 | F3 | Industrial | Other Industrial | New | Miscellaneous | Natural Gas | Miscellaneous | E5 | PACT BC Ratio | 0 | 0 | 0 | 0 | 0 | 0 | 0 | 0 | 0 | 0 | 0 | 0 | 0 | 0 | 0 | 0 | 0 | 0 | 0 | 0 | 0 | 0 | 0 | 0 | 0 | 0 | 0 | 0 | 0 | 0 | 0 | 0 | 0
F3_Industrial_Other Industrial_New_Miscellaneous_Natural Gas_Miscellaneous_E6 | F3 | Industrial | Other Industrial | New | Miscellaneous | Natural Gas | Miscellaneous | E6 | PACT BC Ratio | 0 | 0 | 0 | 0 | 0 | 0 | 0 | 0 | 0 | 0 | 0 | 0 | 0 | 0 | 0 | 0 | 0 | 0 | 0 | 0 | 0 | 0 | 0 | 0 | 0 | 0 | 0 | 0 | 0 | 0 | 0 | 0 | 0
F3_Industrial_Other Industrial_New_Miscellaneous_Natural Gas_Miscellaneous_E7 | F3 | Industrial | Other Industrial | New | Miscellaneous | Natural Gas | Miscellaneous | E7 | PACT BC Ratio | 0 | 0 | 0 | 0 | 0 | 0 | 0 | 0 | 0 | 0 | 0 | 0 | 0 | 0 | 0 | 0 | 0 | 0 | 0 | 0 | 0 | 0 | 0 | 0 | 0 | 0 | 0 | 0 | 0 | 0 | 0 | 0 | 0
F3_Industrial_Other Industrial_New_Miscellaneous_Natural Gas_Miscellaneous_E8 | F3 | Industrial | Other Industrial | New | Miscellaneous | Natural Gas | Miscellaneous | E8 | PACT BC Ratio | 0 | 0 | 0 | 0 | 0 | 0 | 0 | 0 | 0 | 0 | 0 | 0 | 0 | 0 | 0 | 0 | 0 | 0 | 0 | 0 | 0 | 0 | 0 | 0 | 0 | 0 | 0 | 0 | 0 | 0 | 0 | 0 | 0
F3_Industrial_Other Industrial_New_Miscellaneous_Natural Gas_Miscellaneous_E9 | F3 | Industrial | Other Industrial | New | Miscellaneous | Natural Gas | Miscellaneous | E9 | PACT BC Ratio | 0 | 0 | 0 | 0 | 0 | 0 | 0 | 0 | 0 | 0 | 0 | 0 | 0 | 0 | 0 | 0 | 0 | 0 | 0 | 0 | 0 | 0 | 0 | 0 | 0 | 0 | 0 | 0 | 0 | 0 | 0 | 0 | 0
F3_Industrial_Other Industrial_New_Miscellaneous_Natural Gas_Miscellaneous_E10 | F3 | Industrial | Other Industrial | New | Miscellaneous | Natural Gas | Miscellaneous | E10 | PACT BC Ratio | 0 | 0 | 0 | 0 | 0 | 0 | 0 | 0 | 0 | 0 | 0 | 0 | 0 | 0 | 0 | 0 | 0 | 0 | 0 | 0 | 0 | 0 | 0 | 0 | 0 | 0 | 0 | 0 | 0 | 0 | 0 | 0 | 0
F4_Industrial_Other Industrial_New_Miscellaneous_Natural Gas_Miscellaneous_E1 | F4 | Industrial | Other Industrial | New | Miscellaneous | Natural Gas | Miscellaneous | E1 | RVT BC Ratio | 0 | 0 | 0 | 0 | 0 | 0 | 0 | 0 | 0 | 0 | 0 | 0 | 0 | 0 | 0 | 0 | 0 | 0 | 0 | 0 | 0 | 0 | 0 | 0 | 0 | 0 | 0 | 0 | 0 | 0 | 0 | 0 | 0
F4_Industrial_Other Industrial_New_Miscellaneous_Natural Gas_Miscellaneous_E2 | F4 | Industrial | Other Industrial | New | Miscellaneous | Natural Gas | Miscellaneous | E2 | RVT BC Ratio | 0 | 0 | 0 | 0 | 0 | 0 | 0 | 0 | 0 | 0 | 0 | 0 | 0 | 0 | 0 | 0 | 0 | 0 | 0 | 0 | 0 | 0 | 0 | 0 | 0 | 0 | 0 | 0 | 0 | 0 | 0 | 0 | 0
F4_Industrial_Other Industrial_New_Miscellaneous_Natural Gas_Miscellaneous_E3 | F4 | Industrial | Other Industrial | New | Miscellaneous | Natural Gas | Miscellaneous | E3 | RVT BC Ratio | 0 | 0 | 0 | 0 | 0 | 0 | 0 | 0 | 0 | 0 | 0 | 0 | 0 | 0 | 0 | 0 | 0 | 0 | 0 | 0 | 0 | 0 | 0 | 0 | 0 | 0 | 0 | 0 | 0 | 0 | 0 | 0 | 0
F4_Industrial_Other Industrial_New_Miscellaneous_Natural Gas_Miscellaneous_E4 | F4 | Industrial | Other Industrial | New | Miscellaneous | Natural Gas | Miscellaneous | E4 | RVT BC Ratio | 0 | 0 | 0 | 0 | 0 | 0 | 0 | 0 | 0 | 0 | 0 | 0 | 0 | 0 | 0 | 0 | 0 | 0 | 0 | 0 | 0 | 0 | 0 | 0 | 0 | 0 | 0 | 0 | 0 | 0 | 0 | 0 | 0
F4_Industrial_Other Industrial_New_Miscellaneous_Natural Gas_Miscellaneous_E5 | F4 | Industrial | Other Industrial | New | Miscellaneous | Natural Gas | Miscellaneous | E5 | RVT BC Ratio | 0 | 0 | 0 | 0 | 0 | 0 | 0 | 0 | 0 | 0 | 0 | 0 | 0 | 0 | 0 | 0 | 0 | 0 | 0 | 0 | 0 | 0 | 0 | 0 | 0 | 0 | 0 | 0 | 0 | 0 | 0 | 0 | 0
F4_Industrial_Other Industrial_New_Miscellaneous_Natural Gas_Miscellaneous_E6 | F4 | Industrial | Other Industrial | New | Miscellaneous | Natural Gas | Miscellaneous | E6 | RVT BC Ratio | 0 | 0 | 0 | 0 | 0 | 0 | 0 | 0 | 0 | 0 | 0 | 0 | 0 | 0 | 0 | 0 | 0 | 0 | 0 | 0 | 0 | 0 | 0 | 0 | 0 | 0 | 0 | 0 | 0 | 0 | 0 | 0 | 0
F4_Industrial_Other Industrial_New_Miscellaneous_Natural Gas_Miscellaneous_E7 | F4 | Industrial | Other Industrial | New | Miscellaneous | Natural Gas | Miscellaneous | E7 | RVT BC Ratio | 0 | 0 | 0 | 0 | 0 | 0 | 0 | 0 | 0 | 0 | 0 | 0 | 0 | 0 | 0 | 0 | 0 | 0 | 0 | 0 | 0 | 0 | 0 | 0 | 0 | 0 | 0 | 0 | 0 | 0 | 0 | 0 | 0
F4_Industrial_Other Industrial_New_Miscellaneous_Natural Gas_Miscellaneous_E8 | F4 | Industrial | Other Industrial | New | Miscellaneous | Natural Gas | Miscellaneous | E8 | RVT BC Ratio | 0 | 0 | 0 | 0 | 0 | 0 | 0 | 0 | 0 | 0 | 0 | 0 | 0 | 0 | 0 | 0 | 0 | 0 | 0 | 0 | 0 | 0 | 0 | 0 | 0 | 0 | 0 | 0 | 0 | 0 | 0 | 0 | 0
F4_Industrial_Other Industrial_New_Miscellaneous_Natural Gas_Miscellaneous_E9 | F4 | Industrial | Other Industrial | New | Miscellaneous | Natural Gas | Miscellaneous | E9 | RVT BC Ratio | 0 | 0 | 0 | 0 | 0 | 0 | 0 | 0 | 0 | 0 | 0 | 0 | 0 | 0 | 0 | 0 | 0 | 0 | 0 | 0 | 0 | 0 | 0 | 0 | 0 | 0 | 0 | 0 | 0 | 0 | 0 | 0 | 0
F4_Industrial_Other Industrial_New_Miscellaneous_Natural Gas_Miscellaneous_E10 | F4 | Industrial | Other Industrial | New | Miscellaneous | Natural Gas | Miscellaneous | E10 | RVT BC Ratio | 0 | 0 | 0 | 0 | 0 | 0 | 0 | 0 | 0 | 0 | 0 | 0 | 0 | 0 | 0 | 0 | 0 | 0 | 0 | 0 | 0 | 0 | 0 | 0 | 0 | 0 | 0 | 0 | 0 | 0 | 0 | 0 | 0
F5_Industrial_Other Industrial_New_Miscellaneous_Natural Gas_Miscellaneous_E1 | F5 | Industrial | Other Industrial | New | Miscellaneous | Natural Gas | Miscellaneous | E1 | RIM BC Ratio | 0 | 0 | 0 | 0 | 0 | 0 | 0 | 0 | 0 | 0 | 0 | 0 | 0 | 0 | 0 | 0 | 0 | 0 | 0 | 0 | 0 | 0 | 0 | 0 | 0 | 0 | 0 | 0 | 0 | 0 | 0 | 0 | 0
F5_Industrial_Other Industrial_New_Miscellaneous_Natural Gas_Miscellaneous_E2 | F5 | Industrial | Other Industrial | New | Miscellaneous | Natural Gas | Miscellaneous | E2 | RIM BC Ratio | 0 | 0 | 0 | 0 | 0 | 0 | 0 | 0 | 0 | 0 | 0 | 0 | 0 | 0 | 0 | 0 | 0 | 0 | 0 | 0 | 0 | 0 | 0 | 0 | 0 | 0 | 0 | 0 | 0 | 0 | 0 | 0 | 0
F5_Industrial_Other Industrial_New_Miscellaneous_Natural Gas_Miscellaneous_E3 | F5 | Industrial | Other Industrial | New | Miscellaneous | Natural Gas | Miscellaneous | E3 | RIM BC Ratio | 0 | 0 | 0 | 0 | 0 | 0 | 0 | 0 | 0 | 0 | 0 | 0 | 0 | 0 | 0 | 0 | 0 | 0 | 0 | 0 | 0 | 0 | 0 | 0 | 0 | 0 | 0 | 0 | 0 | 0 | 0 | 0 | 0
F5_Industrial_Other Industrial_New_Miscellaneous_Natural Gas_Miscellaneous_E4 | F5 | Industrial | Other Industrial | New | Miscellaneous | Natural Gas | Miscellaneous | E4 | RIM BC Ratio | 0 | 0 | 0 | 0 | 0 | 0 | 0 | 0 | 0 | 0 | 0 | 0 | 0 | 0 | 0 | 0 | 0 | 0 | 0 | 0 | 0 | 0 | 0 | 0 | 0 | 0 | 0 | 0 | 0 | 0 | 0 | 0 | 0
F5_Industrial_Other Industrial_New_Miscellaneous_Natural Gas_Miscellaneous_E5 | F5 | Industrial | Other Industrial | New | Miscellaneous | Natural Gas | Miscellaneous | E5 | RIM BC Ratio | 0 | 0 | 0 | 0 | 0 | 0 | 0 | 0 | 0 | 0 | 0 | 0 | 0 | 0 | 0 | 0 | 0 | 0 | 0 | 0 | 0 | 0 | 0 | 0 | 0 | 0 | 0 | 0 | 0 | 0 | 0 | 0 | 0
F5_Industrial_Other Industrial_New_Miscellaneous_Natural Gas_Miscellaneous_E6 | F5 | Industrial | Other Industrial | New | Miscellaneous | Natural Gas | Miscellaneous | E6 | RIM BC Ratio | 0 | 0 | 0 | 0 | 0 | 0 | 0 | 0 | 0 | 0 | 0 | 0 | 0 | 0 | 0 | 0 | 0 | 0 | 0 | 0 | 0 | 0 | 0 | 0 | 0 | 0 | 0 | 0 | 0 | 0 | 0 | 0 | 0
F5_Industrial_Other Industrial_New_Miscellaneous_Natural Gas_Miscellaneous_E7 | F5 | Industrial | Other Industrial | New | Miscellaneous | Natural Gas | Miscellaneous | E7 | RIM BC Ratio | 0 | 0 | 0 | 0 | 0 | 0 | 0 | 0 | 0 | 0 | 0 | 0 | 0 | 0 | 0 | 0 | 0 | 0 | 0 | 0 | 0 | 0 | 0 | 0 | 0 | 0 | 0 | 0 | 0 | 0 | 0 | 0 | 0
F5_Industrial_Other Industrial_New_Miscellaneous_Natural Gas_Miscellaneous_E8 | F5 | Industrial | Other Industrial | New | Miscellaneous | Natural Gas | Miscellaneous | E8 | RIM BC Ratio | 0 | 0 | 0 | 0 | 0 | 0 | 0 | 0 | 0 | 0 | 0 | 0 | 0 | 0 | 0 | 0 | 0 | 0 | 0 | 0 | 0 | 0 | 0 | 0 | 0 | 0 | 0 | 0 | 0 | 0 | 0 | 0 | 0
F5_Industrial_Other Industrial_New_Miscellaneous_Natural Gas_Miscellaneous_E9 | F5 | Industrial | Other Industrial | New | Miscellaneous | Natural Gas | Miscellaneous | E9 | RIM BC Ratio | 0 | 0 | 0 | 0 | 0 | 0 | 0 | 0 | 0 | 0 | 0 | 0 | 0 | 0 | 0 | 0 | 0 | 0 | 0 | 0 | 0 | 0 | 0 | 0 | 0 | 0 | 0 | 0 | 0 | 0 | 0 | 0 | 0
F5_Industrial_Other Industrial_New_Miscellaneous_Natural Gas_Miscellaneous_E10 | F5 | Industrial | Other Industrial | New | Miscellaneous | Natural Gas | Miscellaneous | E10 | RIM BC Ratio | 0 | 0 | 0 | 0 | 0 | 0 | 0 | 0 | 0 | 0 | 0 | 0 | 0 | 0 | 0 | 0 | 0 | 0 | 0 | 0 | 0 | 0 | 0 | 0 | 0 | 0 | 0 | 0 | 0 | 0 | 0 | 0 | 0

## System Costs (hidden)
Key | Field | Sector | Segment | Vintage | System | Label | 2019 | 2020 | 2021 | 2022 | 2023 | 2024 | 2025 | 2026 | 2027 | 2028 | 2029 | 2030 | 2031 | 2032 | 2033 | 2034 | 2035 | 2036 | 2037 | 2038 | 2039 | 2040 | 2041 | 2042 | 2043 | 2044 | 2045 | 2046 | 2047 | 2048 | 2049 | 2050 | 2051 | 2052 | 2053 | 2054 | 2055 | 2056 | 2057 | 2058 | 2059 | 2060 | 2061 | 2062 | 2063 | 2064 | 2065 | 2066 | 2067 | 2068 | 2069
F1_Residential_Single Family_Existing_S1 | F1 | Residential | Single Family | Existing | S1 | Utility - Cost of Operation | 0 | 0 | 0 | 0 | 0 | 0 | 0 | 0 | 0 | 0 | 0 | 0 | 0 | 0 | 0 | 0 | 0 | 0 | 0 | 0 | 0 | 0 | 0 | 0 | 0 | 0 | 0 | 0 | 0 | 0 | 0 | 0 | 0 | 0 | 0 | 0 | 0 | 0 | 0 | 0 | 0 | 0 | 0 | 0 | 0 | 0 | 0 | 0 | 0 | 0 | 0
F2_Residential_Single Family_Existing_S1 | F2 | Residential | Single Family | Existing | S1 | Utility - Value of Sales | 0 | 0 | 0 | 0 | 0 | 0 | 0 | 0 | 0 | 0 | 0 | 0 | 0 | 0 | 0 | 0 | 0 | 0 | 0 | 0 | 0 | 0 | 0 | 0 | 0 | 0 | 0 | 0 | 0 | 0 | 0 | 0 | 0 | 0 | 0 | 0 | 0 | 0 | 0 | 0 | 0 | 0 | 0 | 0 | 0 | 0 | 0 | 0 | 0 | 0 | 0
F3_Residential_Single Family_Existing_S1 | F3 | Residential | Single Family | Existing | S1 | Utility - Cost of Equipment | 0 | 0 | 0 | 0 | 0 | 0 | 0 | 0 | 0 | 0 | 0 | 0 | 0 | 0 | 0 | 0 | 0 | 0 | 0 | 0 | 0 | 0 | 0 | 0 | 0 | 0 | 0 | 0 | 0 | 0 | 0 | 0 | 0 | 0 | 0 | 0 | 0 | 0 | 0 | 0 | 0 | 0 | 0 | 0 | 0 | 0 | 0 | 0 | 0 | 0 | 0
F4_Residential_Single Family_Existing_S1 | F4 | Residential | Single Family | Existing | S1 | Participant - Cost of Operation | 0 | 0 | 0 | 0 | 0 | 0 | 0 | 0 | 0 | 0 | 0 | 0 | 0 | 0 | 0 | 0 | 0 | 0 | 0 | 0 | 0 | 0 | 0 | 0 | 0 | 0 | 0 | 0 | 0 | 0 | 0 | 0 | 0 | 0 | 0 | 0 | 0 | 0 | 0 | 0 | 0 | 0 | 0 | 0 | 0 | 0 | 0 | 0 | 0 | 0 | 0
F5_Residential_Single Family_Existing_S1 | F5 | Residential | Single Family | Existing | S1 | Participant - Cost of Equipment | 0 | 0 | 0 | 0 | 0 | 0 | 0 | 0 | 0 | 0 | 0 | 0 | 0 | 0 | 0 | 0 | 0 | 0 | 0 | 0 | 0 | 0 | 0 | 0 | 0 | 0 | 0 | 0 | 0 | 0 | 0 | 0 | 0 | 0 | 0 | 0 | 0 | 0 | 0 | 0 | 0 | 0 | 0 | 0 | 0 | 0 | 0 | 0 | 0 | 0 | 0
F6_Residential_Single Family_Existing_S1 | F6 | Residential | Single Family | Existing | S1 | Annualized kBTUs | 0 | 0 | 0 | 0 | 0 | 0 | 0 | 0 | 0 | 0 | 0 | 0 | 0 | 0 | 0 | 0 | 0 | 0 | 0 | 0 | 0 | 0 | 0 | 0 | 0 | 0 | 0 | 0 | 0 | 0 | 0 | 0 | 0 | 0 | 0 | 0 | 0 | 0 | 0 | 0 | 0 | 0 | 0 | 0 | 0 | 0 | 0 | 0 | 0 | 0 | 0

## System Stock (hidden)
Key | Field | Sector | Segment | Vintage | System | Label | Label | Case | 2019 | 2020 | 2021 | 2022 | 2023 | 2024 | 2025 | 2026 | 2027 | 2028 | 2029 | 2030 | 2031 | 2032 | 2033 | 2034 | 2035 | 2036 | 2037 | 2038 | 2039 | 2040 | 2041 | 2042 | 2043 | 2044 | 2045 | 2046 | 2047 | 2048 | 2049 | 2050 | 2051 | 2052 | 2053 | 2054 | 2055 | 2056 | 2057 | 2058 | 2059 | 2060 | 2061 | 2062 | 2063 | 2064 | 2065 | 2066 | 2067 | 2068 | 2069
F1_Residential_Single Family_Existing_S1_Baseline Forecast | F1 | Residential | Single Family | Existing | S1 | Central AC with Gas Furnace | Total Stock | Baseline Forecast | 0 | 0 | 0 | 0 | 0 | 0 | 0 | 0 | 0 | 0 | 0 | 0 | 0 | 0 | 0 | 0 | 0 | 0 | 0 | 0 | 0 | 0 | 0 | 0 | 0 | 0 | 0 | 0 | 0 | 0 | 0 | 0 | 0 | 0 | 0 | 0 | 0 | 0 | 0 | 0 | 0 | 0 | 0 | 0 | 0 | 0 | 0 | 0 | 0 | 0 | 0
F2_Residential_Single Family_Existing_S1_Baseline Forecast | F2 | Residential | Single Family | Existing | S1 | Central AC with Gas Furnace | Incremental Units OUT | Baseline Forecast | 0 | 0 | 0 | 0 | 0 | 0 | 0 | 0 | 0 | 0 | 0 | 0 | 0 | 0 | 0 | 0 | 0 | 0 | 0 | 0 | 0 | 0 | 0 | 0 | 0 | 0 | 0 | 0 | 0 | 0 | 0 | 0 | 0 | 0 | 0 | 0 | 0 | 0 | 0 | 0 | 0 | 0 | 0 | 0 | 0 | 0 | 0 | 0 | 0 | 0 | 0
F3_Residential_Single Family_Existing_S1_Baseline Forecast | F3 | Residential | Single Family | Existing | S1 | Central AC with Gas Furnace | Incremental Units IN | Baseline Forecast | 0 | 0 | 0 | 0 | 0 | 0 | 0 | 0 | 0 | 0 | 0 | 0 | 0 | 0 | 0 | 0 | 0 | 0 | 0 | 0 | 0 | 0 | 0 | 0 | 0 | 0 | 0 | 0 | 0 | 0 | 0 | 0 | 0 | 0 | 0 | 0 | 0 | 0 | 0 | 0 | 0 | 0 | 0 | 0 | 0 | 0 | 0 | 0 | 0 | 0 | 0

## Equipment Results
Key | Field | Sector | Segment | Vintage | End Use | Fuel | Technology | Case | Label | 2019 | 2020 | 2021 | 2022 | 2023 | 2024 | 2025 | 2026 | 2027 | 2028 | 2029 | 2030 | 2031 | 2032 | 2033 | 2034 | 2035 | 2036 | 2037 | 2038 | 2039 | 2040 | 2041 | 2042 | 2043 | 2044 | 2045 | 2046 | 2047 | 2048 | 2049 | 2050 | 2051
F1_Industrial_Industrial - Firm_Existing_Space Heating_Natural Gas_Furnace_Baseline Forecast | F1 | Industrial | Industrial - Firm | Existing | Space Heating | Natural Gas | Furnace | Baseline Forecast | Units | 668.2494 | 656.7279 | 645.405 | 634.2773 | 623.3415 | 612.5942 | 602.0323 | 591.6524 | 581.4515 | 571.4265 | 561.5743 | 551.892 | 542.3766 | 533.0253 | 523.8352 | 514.8035 | 505.9276 | 497.2047 | 488.6322 | 480.2075 | 471.9281 | 463.7914 | 455.795 | 447.9365 | 440.2134 | 432.6235 | 425.1645 | 417.8341 | 410.6301 | 403.5502 | 396.5925 | 389.7547 | 383.0348
F2_Industrial_Industrial - Firm_Existing_Space Heating_Natural Gas_Furnace_Baseline Forecast | F2 | Industrial | Industrial - Firm | Existing | Space Heating | Natural Gas | Furnace | Baseline Forecast | Usage (MMtherm) | 0.36149 | 0.35368 | 0.3441 | 0.3347 | 0.32549 | 0.31648 | 0.30768 | 0.2991 | 0.29075 | 0.28264 | 0.27476 | 0.26713 | 0.25973 | 0.25257 | 0.24565 | 0.23896 | 0.2325 | 0.22628 | 0.22027 | 0.21448 | 0.20888 | 0.20348 | 0.19825 | 0.19318 | 0.18828 | 0.18352 | 0.17891 | 0.17443 | 0.17008 | 0.16585 | 0.16175 | 0.15775 | 0.15484
F3_Industrial_Industrial - Firm_Existing_Space Heating_Natural Gas_Furnace_Baseline Forecast | F3 | Industrial | Industrial - Firm | Existing | Space Heating | Natural Gas | Furnace | Baseline Forecast | Summer Peak Demand (MW) | 0 | 0 | 0 | 0 | 0 | 0 | 0 | 0 | 0 | 0 | 0 | 0 | 0 | 0 | 0 | 0 | 0 | 0 | 0 | 0 | 0 | 0 | 0 | 0 | 0 | 0 | 0 | 0 | 0 | 0 | 0 | 0 | 0
F4_Industrial_Industrial - Firm_Existing_Space Heating_Natural Gas_Furnace_Baseline Forecast | F4 | Industrial | Industrial - Firm | Existing | Space Heating | Natural Gas | Furnace | Baseline Forecast | Winter Peak Demand (MW) | 0 | 0 | 0 | 0 | 0 | 0 | 0 | 0 | 0 | 0 | 0 | 0 | 0 | 0 | 0 | 0 | 0 | 0 | 0 | 0 | 0 | 0 | 0 | 0 | 0 | 0 | 0 | 0 | 0 | 0 | 0 | 0 | 0
F5_Industrial_Industrial - Firm_Existing_Space Heating_Natural Gas_Furnace_Baseline Forecast | F5 | Industrial | Industrial - Firm | Existing | Space Heating | Natural Gas | Furnace | Baseline Forecast | Turnover | 0 | 13.1785 | 14.1136 | 14.9246 | 15.6238 | 16.2221 | 16.7296 | 17.1552 | 17.5072 | 17.793 | 18.0193 | 18.1922 | 18.3172 | 18.3994 | 18.4432 | 18.4527 | 18.4317 | 18.3834 | 18.3109 | 17.3522 | 16.5351 | 15.8395 | 15.2478 | 14.7447 | 14.3168 | 13.9526 | 13.642 | 13.3763 | 13.148 | 12.9506 | 12.7786 | 12.6272 | 14.9986
F6_Industrial_Industrial - Firm_Existing_Space Heating_Natural Gas_Furnace_Baseline Forecast | F6 | Industrial | Industrial - Firm | Existing | Space Heating | Natural Gas | Furnace | Baseline Forecast | Avg. Replacement Usage (kWh) | 473.3272 | 473.3272 | 470.8193 | 468.314 | 465.8087 | 463.3061 | 460.7981 | 458.2932 | 455.788 | 453.2851 | 450.7775 | 448.2723 | 445.7676 | 443.265 | 440.7576 | 438.2532 | 435.7487 | 433.2469 | 430.7397 | 428.2348 | 425.73 | 423.2325 | 420.7247 | 418.2216 | 415.7176 | 413.2205 | 410.7124 | 408.2103 | 405.7071 | 403.2067 | 400.7001 | 398.1962 | 398.1962
F7_Industrial_Industrial - Firm_Existing_Space Heating_Natural Gas_Furnace_Baseline Forecast | F7 | Industrial | Industrial - Firm | Existing | Space Heating | Natural Gas | Furnace | Baseline Forecast | Avg. Replacement Summer Demand (kW) | 0 | 0 | 0 | 0 | 0 | 0 | 0 | 0 | 0 | 0 | 0 | 0 | 0 | 0 | 0 | 0 | 0 | 0 | 0 | 0 | 0 | 0 | 0 | 0 | 0 | 0 | 0 | 0 | 0 | 0 | 0 | 0 | 0
F8_Industrial_Industrial - Firm_Existing_Space Heating_Natural Gas_Furnace_Baseline Forecast | F8 | Industrial | Industrial - Firm | Existing | Space Heating | Natural Gas | Furnace | Baseline Forecast | Avg. Replacement Winter Demand (kW) | 0 | 0 | 0 | 0 | 0 | 0 | 0 | 0 | 0 | 0 | 0 | 0 | 0 | 0 | 0 | 0 | 0 | 0 | 0 | 0 | 0 | 0 | 0 | 0 | 0 | 0 | 0 | 0 | 0 | 0 | 0 | 0 | 0
F1_Industrial_Industrial - Firm_Existing_Space Heating_Natural Gas_Boiler_Baseline Forecast | F1 | Industrial | Industrial - Firm | Existing | Space Heating | Natural Gas | Boiler | Baseline Forecast | Units | 132.7001 | 130.4122 | 128.1637 | 125.954 | 123.7824 | 121.6482 | 119.5508 | 117.4896 | 115.4639 | 113.4731 | 111.5167 | 109.594 | 107.7045 | 105.8475 | 104.0225 | 102.229 | 100.4665 | 98.7343 | 97.032 | 95.359 | 93.7149 | 92.0991 | 90.5112 | 88.9507 | 87.417 | 85.9098 | 84.4286 | 82.973 | 81.5424 | 80.1365 | 78.7548 | 77.397 | 76.0626
F2_Industrial_Industrial - Firm_Existing_Space Heating_Natural Gas_Boiler_Baseline Forecast | F2 | Industrial | Industrial - Firm | Existing | Space Heating | Natural Gas | Boiler | Baseline Forecast | Usage (MMtherm) | 0.071784 | 0.070429 | 0.068724 | 0.067051 | 0.065411 | 0.063805 | 0.062234 | 0.060698 | 0.059198 | 0.057734 | 0.056305 | 0.054911 | 0.053554 | 0.052231 | 0.050942 | 0.049688 | 0.048467 | 0.047279 | 0.046123 | 0.044999 | 0.043906 | 0.042844 | 0.041809 | 0.040803 | 0.039823 | 0.038869 | 0.037938 | 0.037031 | 0.036147 | 0.035284 | 0.034442 | 0.033621 | 0.033027
F3_Industrial_Industrial - Firm_Existing_Space Heating_Natural Gas_Boiler_Baseline Forecast | F3 | Industrial | Industrial - Firm | Existing | Space Heating | Natural Gas | Boiler | Baseline Forecast | Summer Peak Demand (MW) | 0 | 0 | 0 | 0 | 0 | 0 | 0 | 0 | 0 | 0 | 0 | 0 | 0 | 0 | 0 | 0 | 0 | 0 | 0 | 0 | 0 | 0 | 0 | 0 | 0 | 0 | 0 | 0 | 0 | 0 | 0 | 0 | 0
F4_Industrial_Industrial - Firm_Existing_Space Heating_Natural Gas_Boiler_Baseline Forecast | F4 | Industrial | Industrial - Firm | Existing | Space Heating | Natural Gas | Boiler | Baseline Forecast | Winter Peak Demand (MW) | 0 | 0 | 0 | 0 | 0 | 0 | 0 | 0 | 0 | 0 | 0 | 0 | 0 | 0 | 0 | 0 | 0 | 0 | 0 | 0 | 0 | 0 | 0 | 0 | 0 | 0 | 0 | 0 | 0 | 0 | 0 | 0 | 0
F5_Industrial_Industrial - Firm_Existing_Space Heating_Natural Gas_Boiler_Baseline Forecast | F5 | Industrial | Industrial - Firm | Existing | Space Heating | Natural Gas | Boiler | Baseline Forecast | Turnover | 0 | 2.3711 | 2.5845 | 2.767 | 2.9222 | 3.0531 | 3.1624 | 3.2526 | 3.3258 | 3.384 | 3.4288 | 3.4619 | 3.4845 | 3.4981 | 3.5035 | 3.5018 | 3.4939 | 3.4806 | 3.4624 | 3.4402 | 3.4143 | 3.3853 | 3.1741 | 2.9988 | 2.8538 | 2.734 | 2.6352 | 2.5539 | 2.4869 | 2.4317 | 2.386 | 2.3481 | 2.3162
F6_Industrial_Industrial - Firm_Existing_Space Heating_Natural Gas_Boiler_Baseline Forecast | F6 | Industrial | Industrial - Firm | Existing | Space Heating | Natural Gas | Boiler | Baseline Forecast | Avg. Replacement Usage (kWh) | 513.9198 | 513.9198 | 511.1969 | 508.4767 | 505.7566 | 503.0393 | 500.3162 | 497.5965 | 494.8765 | 492.1589 | 489.4363 | 486.7162 | 483.9967 | 481.2795 | 478.557 | 475.8379 | 473.1186 | 470.4023 | 467.68 | 464.9603 | 462.2407 | 459.5291 | 456.8062 | 454.0884 | 451.3696 | 448.6584 | 445.9352 | 443.2185 | 440.5006 | 437.7858 | 435.0642 | 432.3456 | 432.3456
F7_Industrial_Industrial - Firm_Existing_Space Heating_Natural Gas_Boiler_Baseline Forecast | F7 | Industrial | Industrial - Firm | Existing | Space Heating | Natural Gas | Boiler | Baseline Forecast | Avg. Replacement Summer Demand (kW) | 0 | 0 | 0 | 0 | 0 | 0 | 0 | 0 | 0 | 0 | 0 | 0 | 0 | 0 | 0 | 0 | 0 | 0 | 0 | 0 | 0 | 0 | 0 | 0 | 0 | 0 | 0 | 0 | 0 | 0 | 0 | 0 | 0
F8_Industrial_Industrial - Firm_Existing_Space Heating_Natural Gas_Boiler_Baseline Forecast | F8 | Industrial | Industrial - Firm | Existing | Space Heating | Natural Gas | Boiler | Baseline Forecast | Avg. Replacement Winter Demand (kW) | 0 | 0 | 0 | 0 | 0 | 0 | 0 | 0 | 0 | 0 | 0 | 0 | 0 | 0 | 0 | 0 | 0 | 0 | 0 | 0 | 0 | 0 | 0 | 0 | 0 | 0 | 0 | 0 | 0 | 0 | 0 | 0 | 0
F1_Industrial_Industrial - Firm_Existing_Space Heating_Natural Gas_Unit Heater_Baseline Forecast | F1 | Industrial | Industrial - Firm | Existing | Space Heating | Natural Gas | Unit Heater | Baseline Forecast | Units | 145.9392 | 143.423 | 140.9502 | 138.52 | 136.1317 | 133.7847 | 131.478 | 129.2112 | 126.9834 | 124.794 | 122.6424 | 120.5279 | 118.4498 | 116.4076 | 114.4005 | 112.4281 | 110.4897 | 108.5847 | 106.7125 | 104.8727 | 103.0645 | 101.2876 | 99.5412 | 97.825 | 96.1384 | 94.4808 | 92.8518 | 91.2509 | 89.6776 | 88.1315 | 86.612 | 85.1186 | 83.6511
F2_Industrial_Industrial - Firm_Existing_Space Heating_Natural Gas_Unit Heater_Baseline Forecast | F2 | Industrial | Industrial - Firm | Existing | Space Heating | Natural Gas | Unit Heater | Baseline Forecast | Usage (MMtherm) | 0.078946 | 0.077585 | 0.075843 | 0.074139 | 0.072471 | 0.070839 | 0.069241 | 0.067677 | 0.066147 | 0.064649 | 0.063183 | 0.061749 | 0.060345 | 0.058971 | 0.057627 | 0.056312 | 0.055024 | 0.053765 | 0.052532 | 0.051326 | 0.050147 | 0.048993 | 0.047863 | 0.046758 | 0.045676 | 0.044619 | 0.043584 | 0.042571 | 0.041581 | 0.040612 | 0.039664 | 0.038736 | 0.038069
F3_Industrial_Industrial - Firm_Existing_Space Heating_Natural Gas_Unit Heater_Baseline Forecast | F3 | Industrial | Industrial - Firm | Existing | Space Heating | Natural Gas | Unit Heater | Baseline Forecast | Summer Peak Demand (MW) | 0 | 0 | 0 | 0 | 0 | 0 | 0 | 0 | 0 | 0 | 0 | 0 | 0 | 0 | 0 | 0 | 0 | 0 | 0 | 0 | 0 | 0 | 0 | 0 | 0 | 0 | 0 | 0 | 0 | 0 | 0 | 0 | 0
F4_Industrial_Industrial - Firm_Existing_Space Heating_Natural Gas_Unit Heater_Baseline Forecast | F4 | Industrial | Industrial - Firm | Existing | Space Heating | Natural Gas | Unit Heater | Baseline Forecast | Winter Peak Demand (MW) | 0 | 0 | 0 | 0 | 0 | 0 | 0 | 0 | 0 | 0 | 0 | 0 | 0 | 0 | 0 | 0 | 0 | 0 | 0 | 0 | 0 | 0 | 0 | 0 | 0 | 0 | 0 | 0 | 0 | 0 | 0 | 0 | 0
F5_Industrial_Industrial - Firm_Existing_Space Heating_Natural Gas_Unit Heater_Baseline Forecast | F5 | Industrial | Industrial - Firm | Existing | Space Heating | Natural Gas | Unit Heater | Baseline Forecast | Turnover | 0 | 4.7808 | 6.1078 | 7.1107 | 7.8593 | 8.4088 | 8.8024 | 9.074 | 9.2504 | 9.3527 | 9.3972 | 9.3969 | 8.1776 | 7.4381 | 7.0224 | 6.8192 | 6.7503 | 7.7099 | 7.8401 | 7.9118 | 7.9381 | 7.9291 | 7.8929 | 7.6402 | 7.3015 | 6.9523 | 6.6332 | 6.3621 | 6.0656 | 5.945 | 5.9238 | 5.9522 | 5.999
F6_Industrial_Industrial - Firm_Existing_Space Heating_Natural Gas_Unit Heater_Baseline Forecast | F6 | Industrial | Industrial - Firm | Existing | Space Heating | Natural Gas | Unit Heater | Baseline Forecast | Avg. Replacement Usage (kWh) | 540.952 | 540.952 | 538.0858 | 535.2226 | 532.3593 | 529.4991 | 526.6328 | 523.7701 | 520.9069 | 518.0464 | 515.1806 | 512.3175 | 509.4549 | 506.5947 | 503.7291 | 500.8669 | 498.0046 | 495.1454 | 492.2799 | 489.4172 | 486.5545 | 483.7003 | 480.8342 | 477.9734 | 475.1116 | 472.2578 | 469.3913 | 466.5318 | 463.6709 | 460.8133 | 457.9485 | 455.087 | 455.087
F7_Industrial_Industrial - Firm_Existing_Space Heating_Natural Gas_Unit Heater_Baseline Forecast | F7 | Industrial | Industrial - Firm | Existing | Space Heating | Natural Gas | Unit Heater | Baseline Forecast | Avg. Replacement Summer Demand (kW) | 0 | 0 | 0 | 0 | 0 | 0 | 0 | 0 | 0 | 0 | 0 | 0 | 0 | 0 | 0 | 0 | 0 | 0 | 0 | 0 | 0 | 0 | 0 | 0 | 0 | 0 | 0 | 0 | 0 | 0 | 0 | 0 | 0
F8_Industrial_Industrial - Firm_Existing_Space Heating_Natural Gas_Unit Heater_Baseline Forecast | F8 | Industrial | Industrial - Firm | Existing | Space Heating | Natural Gas | Unit Heater | Baseline Forecast | Avg. Replacement Winter Demand (kW) | 0 | 0 | 0 | 0 | 0 | 0 | 0 | 0 | 0 | 0 | 0 | 0 | 0 | 0 | 0 | 0 | 0 | 0 | 0 | 0 | 0 | 0 | 0 | 0 | 0 | 0 | 0 | 0 | 0 | 0 | 0 | 0 | 0
F1_Industrial_Industrial - Firm_Existing_Process_Natural Gas_Process Heating_Baseline Forecast | F1 | Industrial | Industrial - Firm | Existing | Process | Natural Gas | Process Heating | Baseline Forecast | Units | 946.8888 | 930.5631 | 914.5189 | 898.7513 | 883.2556 | 868.0271 | 853.0611 | 838.3531 | 823.8988 | 809.6936 | 795.7334 | 782.0138 | 768.5308 | 755.2803 | 742.2582 | 729.4607 | 716.8838 | 704.5237 | 692.3768 | 680.4392 | 668.7075 | 657.1781 | 645.8474 | 634.7121 | 623.7688 | 613.0142 | 602.445 | 592.058 | 581.8501 | 571.8182 | 561.9592 | 552.2703 | 542.7484
F2_Industrial_Industrial - Firm_Existing_Process_Natural Gas_Process Heating_Baseline Forecast | F2 | Industrial | Industrial - Firm | Existing | Process | Natural Gas | Process Heating | Baseline Forecast | Usage (MMtherm) | 1.5371 | 1.5106 | 1.4845 | 1.4589 | 1.4338 | 1.4091 | 1.3848 | 1.3609 | 1.3374 | 1.3144 | 1.2917 | 1.2694 | 1.2475 | 1.226 | 1.2049 | 1.1841 | 1.1637 | 1.1436 | 1.1239 | 1.1045 | 1.0855 | 1.0668 | 1.0484 | 1.0303 | 1.0126 | 0.9951 | 0.97794 | 0.96108 | 0.94451 | 0.92822 | 0.91222 | 0.89649 | 0.88103
F3_Industrial_Industrial - Firm_Existing_Process_Natural Gas_Process Heating_Baseline Forecast | F3 | Industrial | Industrial - Firm | Existing | Process | Natural Gas | Process Heating | Baseline Forecast | Summer Peak Demand (MW) | 0 | 0 | 0 | 0 | 0 | 0 | 0 | 0 | 0 | 0 | 0 | 0 | 0 | 0 | 0 | 0 | 0 | 0 | 0 | 0 | 0 | 0 | 0 | 0 | 0 | 0 | 0 | 0 | 0 | 0 | 0 | 0 | 0
F4_Industrial_Industrial - Firm_Existing_Process_Natural Gas_Process Heating_Baseline Forecast | F4 | Industrial | Industrial - Firm | Existing | Process | Natural Gas | Process Heating | Baseline Forecast | Winter Peak Demand (MW) | 0 | 0 | 0 | 0 | 0 | 0 | 0 | 0 | 0 | 0 | 0 | 0 | 0 | 0 | 0 | 0 | 0 | 0 | 0 | 0 | 0 | 0 | 0 | 0 | 0 | 0 | 0 | 0 | 0 | 0 | 0 | 0 | 0
F5_Industrial_Industrial - Firm_Existing_Process_Natural Gas_Process Heating_Baseline Forecast | F5 | Industrial | Industrial - Firm | Existing | Process | Natural Gas | Process Heating | Baseline Forecast | Turnover | 0 | 0 | 0 | 0 | 0 | 0 | 0 | 0 | 0 | 0 | 0 | 0 | 0 | 0 | 0 | 0 | 0 | 12.8095 | 24.0329 | 33.843 | 44.1312 | 54.5463 | 53.0804 | 52.9696 | 54.0462 | 54.538 | 54.7438 | 58.0269 | 60.3705 | 61.936 | 63.7352 | 65.5331 | 64.2964
F6_Industrial_Industrial - Firm_Existing_Process_Natural Gas_Process Heating_Baseline Forecast | F6 | Industrial | Industrial - Firm | Existing | Process | Natural Gas | Process Heating | Baseline Forecast | Avg. Replacement Usage (kWh) | 1623.2837 | 1623.2837 | 1623.2837 | 1623.2837 | 1623.2837 | 1623.2837 | 1623.2837 | 1623.2837 | 1623.2837 | 1623.2837 | 1623.2837 | 1623.2837 | 1623.2837 | 1623.2837 | 1623.2837 | 1623.2837 | 1623.2837 | 1623.2837 | 1623.2837 | 1623.2837 | 1623.2837 | 1623.2837 | 1623.2837 | 1623.2837 | 1623.2837 | 1623.2837 | 1623.2837 | 1623.2837 | 1623.2837 | 1623.2837 | 1623.2837 | 1623.2837 | 1623.2837
F7_Industrial_Industrial - Firm_Existing_Process_Natural Gas_Process Heating_Baseline Forecast | F7 | Industrial | Industrial - Firm | Existing | Process | Natural Gas | Process Heating | Baseline Forecast | Avg. Replacement Summer Demand (kW) | 0 | 0 | 0 | 0 | 0 | 0 | 0 | 0 | 0 | 0 | 0 | 0 | 0 | 0 | 0 | 0 | 0 | 0 | 0 | 0 | 0 | 0 | 0 | 0 | 0 | 0 | 0 | 0 | 0 | 0 | 0 | 0 | 0
F8_Industrial_Industrial - Firm_Existing_Process_Natural Gas_Process Heating_Baseline Forecast | F8 | Industrial | Industrial - Firm | Existing | Process | Natural Gas | Process Heating | Baseline Forecast | Avg. Replacement Winter Demand (kW) | 0 | 0 | 0 | 0 | 0 | 0 | 0 | 0 | 0 | 0 | 0 | 0 | 0 | 0 | 0 | 0 | 0 | 0 | 0 | 0 | 0 | 0 | 0 | 0 | 0 | 0 | 0 | 0 | 0 | 0 | 0 | 0 | 0
F1_Industrial_Industrial - Firm_Existing_Process_Natural Gas_Process Boiler_Baseline Forecast | F1 | Industrial | Industrial - Firm | Existing | Process | Natural Gas | Process Boiler | Baseline Forecast | Units | 946.8888 | 930.5631 | 914.5189 | 898.7513 | 883.2556 | 868.0271 | 853.0611 | 838.3531 | 823.8988 | 809.6936 | 795.7334 | 782.0138 | 768.5308 | 755.2803 | 742.2582 | 729.4607 | 716.8838 | 704.5237 | 692.3768 | 680.4392 | 668.7075 | 657.1781 | 645.8474 | 634.7121 | 623.7688 | 613.0142 | 602.445 | 592.058 | 581.8501 | 571.8182 | 561.9592 | 552.2703 | 542.7484
F2_Industrial_Industrial - Firm_Existing_Process_Natural Gas_Process Boiler_Baseline Forecast | F2 | Industrial | Industrial - Firm | Existing | Process | Natural Gas | Process Boiler | Baseline Forecast | Usage (MMtherm) | 1.6422 | 1.6138 | 1.586 | 1.5587 | 1.5318 | 1.5054 | 1.4794 | 1.4539 | 1.4289 | 1.4042 | 1.38 | 1.3562 | 1.3328 | 1.3099 | 1.2873 | 1.2651 | 1.2433 | 1.2218 | 1.2008 | 1.1801 | 1.1597 | 1.1397 | 1.1201 | 1.1008 | 1.0818 | 1.0631 | 1.0448 | 1.0268 | 1.0091 | 0.99168 | 0.97459 | 0.95778 | 0.94127
F3_Industrial_Industrial - Firm_Existing_Process_Natural Gas_Process Boiler_Baseline Forecast | F3 | Industrial | Industrial - Firm | Existing | Process | Natural Gas | Process Boiler | Baseline Forecast | Summer Peak Demand (MW) | 0 | 0 | 0 | 0 | 0 | 0 | 0 | 0 | 0 | 0 | 0 | 0 | 0 | 0 | 0 | 0 | 0 | 0 | 0 | 0 | 0 | 0 | 0 | 0 | 0 | 0 | 0 | 0 | 0 | 0 | 0 | 0 | 0
F4_Industrial_Industrial - Firm_Existing_Process_Natural Gas_Process Boiler_Baseline Forecast | F4 | Industrial | Industrial - Firm | Existing | Process | Natural Gas | Process Boiler | Baseline Forecast | Winter Peak Demand (MW) | 0 | 0 | 0 | 0 | 0 | 0 | 0 | 0 | 0 | 0 | 0 | 0 | 0 | 0 | 0 | 0 | 0 | 0 | 0 | 0 | 0 | 0 | 0 | 0 | 0 | 0 | 0 | 0 | 0 | 0 | 0 | 0 | 0
F5_Industrial_Industrial - Firm_Existing_Process_Natural Gas_Process Boiler_Baseline Forecast | F5 | Industrial | Industrial - Firm | Existing | Process | Natural Gas | Process Boiler | Baseline Forecast | Turnover | 0 | 122.3026 | 108.2492 | 96.321 | 81.1374 | 68.3473 | 57.5733 | 48.4977 | 40.8527 | 34.4129 | 28.9882 | 24.4186 | 20.5694 | 17.3269 | 14.5956 | 12.2948 | 10.3567 | 8.7241 | 7.3489 | 6.1904 | 5.2146 | 4.3926 | 11.4168 | 16.841 | 20.9642 | 23.7151 | 25.3869 | 26.2185 | 26.4039 | 26.0998 | 25.4324 | 24.5028 | 23.3916
F6_Industrial_Industrial - Firm_Existing_Process_Natural Gas_Process Boiler_Baseline Forecast | F6 | Industrial | Industrial - Firm | Existing | Process | Natural Gas | Process Boiler | Baseline Forecast | Avg. Replacement Usage (kWh) | 1734.2658 | 1734.2658 | 1734.2658 | 1734.2658 | 1734.2658 | 1734.2658 | 1734.2658 | 1734.2658 | 1734.2658 | 1734.2658 | 1734.2658 | 1734.2658 | 1734.2658 | 1734.2658 | 1734.2658 | 1734.2658 | 1734.2658 | 1734.2658 | 1734.2658 | 1734.2658 | 1734.2658 | 1734.2658 | 1734.2658 | 1734.2658 | 1734.2658 | 1734.2658 | 1734.2658 | 1734.2658 | 1734.2658 | 1734.2658 | 1734.2658 | 1734.2658 | 1734.2658
F7_Industrial_Industrial - Firm_Existing_Process_Natural Gas_Process Boiler_Baseline Forecast | F7 | Industrial | Industrial - Firm | Existing | Process | Natural Gas | Process Boiler | Baseline Forecast | Avg. Replacement Summer Demand (kW) | 0 | 0 | 0 | 0 | 0 | 0 | 0 | 0 | 0 | 0 | 0 | 0 | 0 | 0 | 0 | 0 | 0 | 0 | 0 | 0 | 0 | 0 | 0 | 0 | 0 | 0 | 0 | 0 | 0 | 0 | 0 | 0 | 0
F8_Industrial_Industrial - Firm_Existing_Process_Natural Gas_Process Boiler_Baseline Forecast | F8 | Industrial | Industrial - Firm | Existing | Process | Natural Gas | Process Boiler | Baseline Forecast | Avg. Replacement Winter Demand (kW) | 0 | 0 | 0 | 0 | 0 | 0 | 0 | 0 | 0 | 0 | 0 | 0 | 0 | 0 | 0 | 0 | 0 | 0 | 0 | 0 | 0 | 0 | 0 | 0 | 0 | 0 | 0 | 0 | 0 | 0 | 0 | 0 | 0
F1_Industrial_Industrial - Firm_Existing_Process_Natural Gas_Process Cooling_Baseline Forecast | F1 | Industrial | Industrial - Firm | Existing | Process | Natural Gas | Process Cooling | Baseline Forecast | Units | 946.8888 | 930.5631 | 914.5189 | 898.7513 | 883.2556 | 868.0271 | 853.0611 | 838.3531 | 823.8988 | 809.6936 | 795.7334 | 782.0138 | 768.5308 | 755.2803 | 742.2582 | 729.4607 | 716.8838 | 704.5237 | 692.3768 | 680.4392 | 668.7075 | 657.1781 | 645.8474 | 634.7121 | 623.7688 | 613.0142 | 602.445 | 592.058 | 581.8501 | 571.8182 | 561.9592 | 552.2703 | 542.7484
F2_Industrial_Industrial - Firm_Existing_Process_Natural Gas_Process Cooling_Baseline Forecast | F2 | Industrial | Industrial - Firm | Existing | Process | Natural Gas | Process Cooling | Baseline Forecast | Usage (MMtherm) | 0.01157 | 0.01137 | 0.011174 | 0.010982 | 0.010792 | 0.010606 | 0.010423 | 0.010244 | 0.010067 | 0.0098934 | 0.0097229 | 0.0095552 | 0.0093905 | 0.0092286 | 0.0090695 | 0.0089131 | 0.0087594 | 0.0086084 | 0.00846 | 0.0083141 | 0.0081708 | 0.0080299 | 0.0078914 | 0.0077554 | 0.0076217 | 0.0074903 | 0.0073611 | 0.0072342 | 0.0071095 | 0.0069869 | 0.0068664 | 0.006748 | 0.0066317
F3_Industrial_Industrial - Firm_Existing_Process_Natural Gas_Process Cooling_Baseline Forecast | F3 | Industrial | Industrial - Firm | Existing | Process | Natural Gas | Process Cooling | Baseline Forecast | Summer Peak Demand (MW) | 0 | 0 | 0 | 0 | 0 | 0 | 0 | 0 | 0 | 0 | 0 | 0 | 0 | 0 | 0 | 0 | 0 | 0 | 0 | 0 | 0 | 0 | 0 | 0 | 0 | 0 | 0 | 0 | 0 | 0 | 0 | 0 | 0
F4_Industrial_Industrial - Firm_Existing_Process_Natural Gas_Process Cooling_Baseline Forecast | F4 | Industrial | Industrial - Firm | Existing | Process | Natural Gas | Process Cooling | Baseline Forecast | Winter Peak Demand (MW) | 0 | 0 | 0 | 0 | 0 | 0 | 0 | 0 | 0 | 0 | 0 | 0 | 0 | 0 | 0 | 0 | 0 | 0 | 0 | 0 | 0 | 0 | 0 | 0 | 0 | 0 | 0 | 0 | 0 | 0 | 0 | 0 | 0
F5_Industrial_Industrial - Firm_Existing_Process_Natural Gas_Process Cooling_Baseline Forecast | F5 | Industrial | Industrial - Firm | Existing | Process | Natural Gas | Process Cooling | Baseline Forecast | Turnover | 0 | 79.7626 | 93.3183 | 104.2866 | 98.6627 | 95.7634 | 94.8084 | 93.2414 | 91.5282 | 89.9557 | 88.4185 | 106.4209 | 105.4985 | 103.9368 | 101.046 | 99.1292 | 97.7667 | 96.073 | 94.3441 | 92.7301 | 91.1429 | 94.3492 | 92.2735 | 90.1494 | 88.4629 | 86.987 | 85.5834 | 84.0856 | 82.6079 | 81.1937 | 79.7991 | 79.5909 | 77.9441
F6_Industrial_Industrial - Firm_Existing_Process_Natural Gas_Process Cooling_Baseline Forecast | F6 | Industrial | Industrial - Firm | Existing | Process | Natural Gas | Process Cooling | Baseline Forecast | Avg. Replacement Usage (kWh) | 12.2187 | 12.2187 | 12.2187 | 12.2187 | 12.2187 | 12.2187 | 12.2187 | 12.2187 | 12.2187 | 12.2187 | 12.2187 | 12.2187 | 12.2187 | 12.2187 | 12.2187 | 12.2187 | 12.2187 | 12.2187 | 12.2187 | 12.2187 | 12.2187 | 12.2187 | 12.2187 | 12.2187 | 12.2187 | 12.2187 | 12.2187 | 12.2187 | 12.2187 | 12.2187 | 12.2187 | 12.2187 | 12.2187
F7_Industrial_Industrial - Firm_Existing_Process_Natural Gas_Process Cooling_Baseline Forecast | F7 | Industrial | Industrial - Firm | Existing | Process | Natural Gas | Process Cooling | Baseline Forecast | Avg. Replacement Summer Demand (kW) | 0 | 0 | 0 | 0 | 0 | 0 | 0 | 0 | 0 | 0 | 0 | 0 | 0 | 0 | 0 | 0 | 0 | 0 | 0 | 0 | 0 | 0 | 0 | 0 | 0 | 0 | 0 | 0 | 0 | 0 | 0 | 0 | 0
F8_Industrial_Industrial - Firm_Existing_Process_Natural Gas_Process Cooling_Baseline Forecast | F8 | Industrial | Industrial - Firm | Existing | Process | Natural Gas | Process Cooling | Baseline Forecast | Avg. Replacement Winter Demand (kW) | 0 | 0 | 0 | 0 | 0 | 0 | 0 | 0 | 0 | 0 | 0 | 0 | 0 | 0 | 0 | 0 | 0 | 0 | 0 | 0 | 0 | 0 | 0 | 0 | 0 | 0 | 0 | 0 | 0 | 0 | 0 | 0 | 0
F1_Industrial_Industrial - Firm_Existing_Process_Natural Gas_Other Process_Baseline Forecast | F1 | Industrial | Industrial - Firm | Existing | Process | Natural Gas | Other Process | Baseline Forecast | Units | 946.8888 | 930.5631 | 914.5189 | 898.7513 | 883.2556 | 868.0271 | 853.0611 | 838.3531 | 823.8988 | 809.6936 | 795.7334 | 782.0138 | 768.5308 | 755.2803 | 742.2582 | 729.4607 | 716.8838 | 704.5237 | 692.3768 | 680.4392 | 668.7075 | 657.1781 | 645.8474 | 634.7121 | 623.7688 | 613.0142 | 602.445 | 592.058 | 581.8501 | 571.8182 | 561.9592 | 552.2703 | 542.7484
F2_Industrial_Industrial - Firm_Existing_Process_Natural Gas_Other Process_Baseline Forecast | F2 | Industrial | Industrial - Firm | Existing | Process | Natural Gas | Other Process | Baseline Forecast | Usage (MMtherm) | 0.065564 | 0.064434 | 0.063323 | 0.062231 | 0.061158 | 0.060104 | 0.059068 | 0.058049 | 0.057048 | 0.056065 | 0.055098 | 0.054148 | 0.053215 | 0.052297 | 0.051395 | 0.050509 | 0.049638 | 0.048783 | 0.047942 | 0.047115 | 0.046303 | 0.045504 | 0.04472 | 0.043949 | 0.043191 | 0.042446 | 0.041714 | 0.040995 | 0.040288 | 0.039594 | 0.038911 | 0.03824 | 0.037581
F3_Industrial_Industrial - Firm_Existing_Process_Natural Gas_Other Process_Baseline Forecast | F3 | Industrial | Industrial - Firm | Existing | Process | Natural Gas | Other Process | Baseline Forecast | Summer Peak Demand (MW) | 0 | 0 | 0 | 0 | 0 | 0 | 0 | 0 | 0 | 0 | 0 | 0 | 0 | 0 | 0 | 0 | 0 | 0 | 0 | 0 | 0 | 0 | 0 | 0 | 0 | 0 | 0 | 0 | 0 | 0 | 0 | 0 | 0
F4_Industrial_Industrial - Firm_Existing_Process_Natural Gas_Other Process_Baseline Forecast | F4 | Industrial | Industrial - Firm | Existing | Process | Natural Gas | Other Process | Baseline Forecast | Winter Peak Demand (MW) | 0 | 0 | 0 | 0 | 0 | 0 | 0 | 0 | 0 | 0 | 0 | 0 | 0 | 0 | 0 | 0 | 0 | 0 | 0 | 0 | 0 | 0 | 0 | 0 | 0 | 0 | 0 | 0 | 0 | 0 | 0 | 0 | 0
F5_Industrial_Industrial - Firm_Existing_Process_Natural Gas_Other Process_Baseline Forecast | F5 | Industrial | Industrial - Firm | Existing | Process | Natural Gas | Other Process | Baseline Forecast | Turnover | 0 | 79.7626 | 93.3183 | 104.2866 | 98.6627 | 95.7634 | 94.8084 | 93.2414 | 91.5282 | 89.9557 | 88.4185 | 106.4209 | 105.4985 | 103.9368 | 101.046 | 99.1292 | 97.7667 | 96.073 | 94.3441 | 92.7301 | 91.1429 | 94.3492 | 92.2735 | 90.1494 | 88.4629 | 86.987 | 85.5834 | 84.0856 | 82.6079 | 81.1937 | 79.7991 | 79.5909 | 77.9441
F6_Industrial_Industrial - Firm_Existing_Process_Natural Gas_Other Process_Baseline Forecast | F6 | Industrial | Industrial - Firm | Existing | Process | Natural Gas | Other Process | Baseline Forecast | Avg. Replacement Usage (kWh) | 69.242 | 69.242 | 69.242 | 69.242 | 69.242 | 69.242 | 69.242 | 69.242 | 69.242 | 69.242 | 69.242 | 69.242 | 69.242 | 69.242 | 69.242 | 69.242 | 69.242 | 69.242 | 69.242 | 69.242 | 69.242 | 69.242 | 69.242 | 69.242 | 69.242 | 69.242 | 69.242 | 69.242 | 69.242 | 69.242 | 69.242 | 69.242 | 69.242
F7_Industrial_Industrial - Firm_Existing_Process_Natural Gas_Other Process_Baseline Forecast | F7 | Industrial | Industrial - Firm | Existing | Process | Natural Gas | Other Process | Baseline Forecast | Avg. Replacement Summer Demand (kW) | 0 | 0 | 0 | 0 | 0 | 0 | 0 | 0 | 0 | 0 | 0 | 0 | 0 | 0 | 0 | 0 | 0 | 0 | 0 | 0 | 0 | 0 | 0 | 0 | 0 | 0 | 0 | 0 | 0 | 0 | 0 | 0 | 0
F8_Industrial_Industrial - Firm_Existing_Process_Natural Gas_Other Process_Baseline Forecast | F8 | Industrial | Industrial - Firm | Existing | Process | Natural Gas | Other Process | Baseline Forecast | Avg. Replacement Winter Demand (kW) | 0 | 0 | 0 | 0 | 0 | 0 | 0 | 0 | 0 | 0 | 0 | 0 | 0 | 0 | 0 | 0 | 0 | 0 | 0 | 0 | 0 | 0 | 0 | 0 | 0 | 0 | 0 | 0 | 0 | 0 | 0 | 0 | 0
F1_Industrial_Industrial - Firm_Existing_Miscellaneous_Natural Gas_Miscellaneous_Baseline Forecast | F1 | Industrial | Industrial - Firm | Existing | Miscellaneous | Natural Gas | Miscellaneous | Baseline Forecast | Units | 946.8888 | 930.5631 | 914.5189 | 898.7513 | 883.2556 | 868.0271 | 853.0611 | 838.3531 | 823.8988 | 809.6936 | 795.7334 | 782.0138 | 768.5308 | 755.2803 | 742.2582 | 729.4607 | 716.8838 | 704.5237 | 692.3768 | 680.4392 | 668.7075 | 657.1781 | 645.8474 | 634.7121 | 623.7688 | 613.0142 | 602.445 | 592.058 | 581.8501 | 571.8182 | 561.9592 | 552.2703 | 542.7484
F2_Industrial_Industrial - Firm_Existing_Miscellaneous_Natural Gas_Miscellaneous_Baseline Forecast | F2 | Industrial | Industrial - Firm | Existing | Miscellaneous | Natural Gas | Miscellaneous | Baseline Forecast | Usage (MMtherm) | 0.22071 | 0.21691 | 0.21317 | 0.20949 | 0.20588 | 0.20233 | 0.19884 | 0.19541 | 0.19205 | 0.18873 | 0.18548 | 0.18228 | 0.17914 | 0.17605 | 0.17302 | 0.17003 | 0.1671 | 0.16422 | 0.16139 | 0.15861 | 0.15587 | 0.15318 | 0.15054 | 0.14795 | 0.1454 | 0.14289 | 0.14043 | 0.138 | 0.13563 | 0.13329 | 0.13099 | 0.12873 | 0.12651
F3_Industrial_Industrial - Firm_Existing_Miscellaneous_Natural Gas_Miscellaneous_Baseline Forecast | F3 | Industrial | Industrial - Firm | Existing | Miscellaneous | Natural Gas | Miscellaneous | Baseline Forecast | Summer Peak Demand (MW) | 0 | 0 | 0 | 0 | 0 | 0 | 0 | 0 | 0 | 0 | 0 | 0 | 0 | 0 | 0 | 0 | 0 | 0 | 0 | 0 | 0 | 0 | 0 | 0 | 0 | 0 | 0 | 0 | 0 | 0 | 0 | 0 | 0
F4_Industrial_Industrial - Firm_Existing_Miscellaneous_Natural Gas_Miscellaneous_Baseline Forecast | F4 | Industrial | Industrial - Firm | Existing | Miscellaneous | Natural Gas | Miscellaneous | Baseline Forecast | Winter Peak Demand (MW) | 0 | 0 | 0 | 0 | 0 | 0 | 0 | 0 | 0 | 0 | 0 | 0 | 0 | 0 | 0 | 0 | 0 | 0 | 0 | 0 | 0 | 0 | 0 | 0 | 0 | 0 | 0 | 0 | 0 | 0 | 0 | 0 | 0
F5_Industrial_Industrial - Firm_Existing_Miscellaneous_Natural Gas_Miscellaneous_Baseline Forecast | F5 | Industrial | Industrial - Firm | Existing | Miscellaneous | Natural Gas | Miscellaneous | Baseline Forecast | Turnover | 0 | 79.7626 | 93.3183 | 104.2866 | 98.6627 | 95.7634 | 94.8084 | 93.2414 | 91.5282 | 89.9557 | 88.4185 | 106.4209 | 105.4985 | 103.9368 | 101.046 | 99.1292 | 97.7667 | 96.073 | 94.3441 | 92.7301 | 91.1429 | 94.3492 | 92.2735 | 90.1494 | 88.4629 | 86.987 | 85.5834 | 84.0856 | 82.6079 | 81.1937 | 79.7991 | 79.5909 | 77.9441
F6_Industrial_Industrial - Firm_Existing_Miscellaneous_Natural Gas_Miscellaneous_Baseline Forecast | F6 | Industrial | Industrial - Firm | Existing | Miscellaneous | Natural Gas | Miscellaneous | Baseline Forecast | Avg. Replacement Usage (kWh) | 233.0931 | 233.0931 | 233.0931 | 233.0931 | 233.0931 | 233.0931 | 233.0931 | 233.0931 | 233.0931 | 233.0931 | 233.0931 | 233.0931 | 233.0931 | 233.0931 | 233.0931 | 233.0931 | 233.0931 | 233.0931 | 233.0931 | 233.0931 | 233.0931 | 233.0931 | 233.0931 | 233.0931 | 233.0931 | 233.0931 | 233.0931 | 233.0931 | 233.0931 | 233.0931 | 233.0931 | 233.0931 | 233.0931
F7_Industrial_Industrial - Firm_Existing_Miscellaneous_Natural Gas_Miscellaneous_Baseline Forecast | F7 | Industrial | Industrial - Firm | Existing | Miscellaneous | Natural Gas | Miscellaneous | Baseline Forecast | Avg. Replacement Summer Demand (kW) | 0 | 0 | 0 | 0 | 0 | 0 | 0 | 0 | 0 | 0 | 0 | 0 | 0 | 0 | 0 | 0 | 0 | 0 | 0 | 0 | 0 | 0 | 0 | 0 | 0 | 0 | 0 | 0 | 0 | 0 | 0 | 0 | 0
F8_Industrial_Industrial - Firm_Existing_Miscellaneous_Natural Gas_Miscellaneous_Baseline Forecast | F8 | Industrial | Industrial - Firm | Existing | Miscellaneous | Natural Gas | Miscellaneous | Baseline Forecast | Avg. Replacement Winter Demand (kW) | 0 | 0 | 0 | 0 | 0 | 0 | 0 | 0 | 0 | 0 | 0 | 0 | 0 | 0 | 0 | 0 | 0 | 0 | 0 | 0 | 0 | 0 | 0 | 0 | 0 | 0 | 0 | 0 | 0 | 0 | 0 | 0 | 0
F1_Industrial_Industrial - Firm_New_Space Heating_Natural Gas_Furnace_Baseline Forecast | F1 | Industrial | Industrial - Firm | New | Space Heating | Natural Gas | Furnace | Baseline Forecast | Units | 0 | 11.5215 | 27.2817 | 45.4663 | 58.9388 | 63.5406 | 69.903 | 74.2563 | 80.085 | 80.9627 | 84.8301 | 88.7258 | 95.0541 | 96.1742 | 99.7317 | 103.1811 | 108.9826 | 109.765 | 112.904 | 115.9437 | 121.2573 | 121.7341 | 124.4888 | 127.1527 | 132.0146 | 132.2152 | 134.6178 | 136.9371 | 141.3811 | 141.3327 | 143.4127 | 150.2505 | 156.9704
F2_Industrial_Industrial - Firm_New_Space Heating_Natural Gas_Furnace_Baseline Forecast | F2 | Industrial | Industrial - Firm | New | Space Heating | Natural Gas | Furnace | Baseline Forecast | Usage (MMtherm) | 0 | 0.0054538 | 0.012846 | 0.021294 | 0.027456 | 0.029441 | 0.032213 | 0.034033 | 0.036504 | 0.036702 | 0.038242 | 0.039776 | 0.042375 | 0.042633 | 0.04396 | 0.045222 | 0.047492 | 0.047558 | 0.048635 | 0.049654 | 0.051626 | 0.051525 | 0.052379 | 0.053181 | 0.054884 | 0.054638 | 0.055293 | 0.055903 | 0.057363 | 0.05699 | 0.057469 | 0.059833 | 0.062509
F3_Industrial_Industrial - Firm_New_Space Heating_Natural Gas_Furnace_Baseline Forecast | F3 | Industrial | Industrial - Firm | New | Space Heating | Natural Gas | Furnace | Baseline Forecast | Summer Peak Demand (MW) | 0 | 0 | 0 | 0 | 0 | 0 | 0 | 0 | 0 | 0 | 0 | 0 | 0 | 0 | 0 | 0 | 0 | 0 | 0 | 0 | 0 | 0 | 0 | 0 | 0 | 0 | 0 | 0 | 0 | 0 | 0 | 0 | 0
F4_Industrial_Industrial - Firm_New_Space Heating_Natural Gas_Furnace_Baseline Forecast | F4 | Industrial | Industrial - Firm | New | Space Heating | Natural Gas | Furnace | Baseline Forecast | Winter Peak Demand (MW) | 0 | 0 | 0 | 0 | 0 | 0 | 0 | 0 | 0 | 0 | 0 | 0 | 0 | 0 | 0 | 0 | 0 | 0 | 0 | 0 | 0 | 0 | 0 | 0 | 0 | 0 | 0 | 0 | 0 | 0 | 0 | 0 | 0
F5_Industrial_Industrial - Firm_New_Space Heating_Natural Gas_Furnace_Baseline Forecast | F5 | Industrial | Industrial - Firm | New | Space Heating | Natural Gas | Furnace | Baseline Forecast | Turnover | 0 | 11.5215 | 15.7601 | 18.1846 | 13.4725 | 4.6018 | 6.3624 | 4.3533 | 5.8287 | 0.87772 | 3.8674 | 3.8957 | 6.3283 | 1.1201 | 3.5575 | 3.4494 | 5.8014 | 0.78247 | 3.1389 | 3.926 | 7.344 | 3.7499 | 6.8124 | 6.7633 | 9.1355 | 4.4803 | 6.8014 | 6.4472 | 8.552 | 4.0902 | 6.3422 | 10.8583 | 14.4604
F6_Industrial_Industrial - Firm_New_Space Heating_Natural Gas_Furnace_Baseline Forecast | F6 | Industrial | Industrial - Firm | New | Space Heating | Natural Gas | Furnace | Baseline Forecast | Avg. Replacement Usage (kWh) | 473.3571 | 473.3571 | 470.8492 | 468.3437 | 465.8382 | 463.3354 | 460.8273 | 458.3222 | 455.8168 | 453.3138 | 450.8061 | 448.3007 | 445.7958 | 443.293 | 440.7855 | 438.2809 | 435.7763 | 433.2744 | 430.7669 | 428.262 | 425.7569 | 423.2593 | 420.7514 | 418.2481 | 415.7439 | 413.2467 | 410.7384 | 408.2362 | 405.7328 | 403.2323 | 400.7254 | 398.2214 | 398.2214
F7_Industrial_Industrial - Firm_New_Space Heating_Natural Gas_Furnace_Baseline Forecast | F7 | Industrial | Industrial - Firm | New | Space Heating | Natural Gas | Furnace | Baseline Forecast | Avg. Replacement Summer Demand (kW) | 0 | 0 | 0 | 0 | 0 | 0 | 0 | 0 | 0 | 0 | 0 | 0 | 0 | 0 | 0 | 0 | 0 | 0 | 0 | 0 | 0 | 0 | 0 | 0 | 0 | 0 | 0 | 0 | 0 | 0 | 0 | 0 | 0
F8_Industrial_Industrial - Firm_New_Space Heating_Natural Gas_Furnace_Baseline Forecast | F8 | Industrial | Industrial - Firm | New | Space Heating | Natural Gas | Furnace | Baseline Forecast | Avg. Replacement Winter Demand (kW) | 0 | 0 | 0 | 0 | 0 | 0 | 0 | 0 | 0 | 0 | 0 | 0 | 0 | 0 | 0 | 0 | 0 | 0 | 0 | 0 | 0 | 0 | 0 | 0 | 0 | 0 | 0 | 0 | 0 | 0 | 0 | 0 | 0
F1_Industrial_Industrial - Firm_New_Space Heating_Natural Gas_Boiler_Baseline Forecast | F1 | Industrial | Industrial - Firm | New | Space Heating | Natural Gas | Boiler | Baseline Forecast | Units | 0 | 2.2879 | 5.4176 | 9.0286 | 11.704 | 12.6178 | 13.8813 | 14.7457 | 15.9032 | 16.0775 | 16.8455 | 17.6191 | 18.8757 | 19.0982 | 19.8046 | 20.4896 | 21.6416 | 21.797 | 22.4203 | 23.0239 | 24.0791 | 24.1738 | 24.7208 | 25.2498 | 26.2153 | 26.2551 | 26.7322 | 27.1928 | 28.0753 | 28.0657 | 28.4787 | 29.8366 | 31.171
F2_Industrial_Industrial - Firm_New_Space Heating_Natural Gas_Boiler_Baseline Forecast | F2 | Industrial | Industrial - Firm | New | Space Heating | Natural Gas | Boiler | Baseline Forecast | Usage (MMtherm) | 0 | 0.0011757 | 0.0027692 | 0.0045904 | 0.0059188 | 0.0063466 | 0.0069443 | 0.0073367 | 0.0078693 | 0.0079119 | 0.008244 | 0.0085746 | 0.0091349 | 0.0091907 | 0.0094767 | 0.0097488 | 0.010238 | 0.010252 | 0.010485 | 0.010704 | 0.011129 | 0.011107 | 0.011292 | 0.011465 | 0.011832 | 0.011778 | 0.01192 | 0.012051 | 0.012366 | 0.012286 | 0.012389 | 0.012898 | 0.013475
F3_Industrial_Industrial - Firm_New_Space Heating_Natural Gas_Boiler_Baseline Forecast | F3 | Industrial | Industrial - Firm | New | Space Heating | Natural Gas | Boiler | Baseline Forecast | Summer Peak Demand (MW) | 0 | 0 | 0 | 0 | 0 | 0 | 0 | 0 | 0 | 0 | 0 | 0 | 0 | 0 | 0 | 0 | 0 | 0 | 0 | 0 | 0 | 0 | 0 | 0 | 0 | 0 | 0 | 0 | 0 | 0 | 0 | 0 | 0
F4_Industrial_Industrial - Firm_New_Space Heating_Natural Gas_Boiler_Baseline Forecast | F4 | Industrial | Industrial - Firm | New | Space Heating | Natural Gas | Boiler | Baseline Forecast | Winter Peak Demand (MW) | 0 | 0 | 0 | 0 | 0 | 0 | 0 | 0 | 0 | 0 | 0 | 0 | 0 | 0 | 0 | 0 | 0 | 0 | 0 | 0 | 0 | 0 | 0 | 0 | 0 | 0 | 0 | 0 | 0 | 0 | 0 | 0 | 0
F5_Industrial_Industrial - Firm_New_Space Heating_Natural Gas_Boiler_Baseline Forecast | F5 | Industrial | Industrial - Firm | New | Space Heating | Natural Gas | Boiler | Baseline Forecast | Turnover | 0 | 2.2879 | 3.1296 | 3.6111 | 2.6753 | 0.91383 | 1.2634 | 0.86446 | 1.1575 | 0.1743 | 0.76798 | 0.7736 | 1.2567 | 0.22242 | 0.70644 | 0.68499 | 1.152 | 0.15538 | 0.62332 | 0.60362 | 1.0552 | 0.094684 | 0.75503 | 1.0026 | 1.7243 | 0.97289 | 1.4084 | 1.4221 | 1.8352 | 0.97096 | 1.3116 | 2.2445 | 2.2108
F6_Industrial_Industrial - Firm_New_Space Heating_Natural Gas_Boiler_Baseline Forecast | F6 | Industrial | Industrial - Firm | New | Space Heating | Natural Gas | Boiler | Baseline Forecast | Avg. Replacement Usage (kWh) | 513.8698 | 513.8698 | 511.1472 | 508.4273 | 505.7074 | 502.9904 | 500.2676 | 497.5481 | 494.8283 | 492.111 | 489.3887 | 486.6689 | 483.9497 | 481.2326 | 478.5105 | 475.7916 | 473.0725 | 470.3565 | 467.6345 | 464.9151 | 462.1957 | 459.4843 | 456.7617 | 454.0442 | 451.3257 | 448.6147 | 445.8918 | 443.1754 | 440.4578 | 437.7432 | 435.0219 | 432.3036 | 432.3036
F7_Industrial_Industrial - Firm_New_Space Heating_Natural Gas_Boiler_Baseline Forecast | F7 | Industrial | Industrial - Firm | New | Space Heating | Natural Gas | Boiler | Baseline Forecast | Avg. Replacement Summer Demand (kW) | 0 | 0 | 0 | 0 | 0 | 0 | 0 | 0 | 0 | 0 | 0 | 0 | 0 | 0 | 0 | 0 | 0 | 0 | 0 | 0 | 0 | 0 | 0 | 0 | 0 | 0 | 0 | 0 | 0 | 0 | 0 | 0 | 0
F8_Industrial_Industrial - Firm_New_Space Heating_Natural Gas_Boiler_Baseline Forecast | F8 | Industrial | Industrial - Firm | New | Space Heating | Natural Gas | Boiler | Baseline Forecast | Avg. Replacement Winter Demand (kW) | 0 | 0 | 0 | 0 | 0 | 0 | 0 | 0 | 0 | 0 | 0 | 0 | 0 | 0 | 0 | 0 | 0 | 0 | 0 | 0 | 0 | 0 | 0 | 0 | 0 | 0 | 0 | 0 | 0 | 0 | 0 | 0 | 0
F1_Industrial_Industrial - Firm_New_Space Heating_Natural Gas_Unit Heater_Baseline Forecast | F1 | Industrial | Industrial - Firm | New | Space Heating | Natural Gas | Unit Heater | Baseline Forecast | Units | 0 | 2.5162 | 5.9581 | 9.9294 | 12.8717 | 13.8767 | 15.2661 | 16.2168 | 17.4898 | 17.6815 | 18.5261 | 19.3769 | 20.7589 | 21.0035 | 21.7804 | 22.5338 | 23.8007 | 23.9716 | 24.6571 | 25.321 | 26.4814 | 26.5855 | 27.1872 | 27.7689 | 28.8307 | 28.8745 | 29.3992 | 29.9057 | 30.8763 | 30.8657 | 31.3199 | 32.8133 | 34.2808
F2_Industrial_Industrial - Firm_New_Space Heating_Natural Gas_Unit Heater_Baseline Forecast | F2 | Industrial | Industrial - Firm | New | Space Heating | Natural Gas | Unit Heater | Baseline Forecast | Usage (MMtherm) | 0 | 0.0013611 | 0.0032059 | 0.0053144 | 0.0068523 | 0.0073477 | 0.0080397 | 0.0084939 | 0.0091106 | 0.0091598 | 0.0095443 | 0.0099271 | 0.010576 | 0.01064 | 0.010971 | 0.011286 | 0.011853 | 0.011869 | 0.012138 | 0.012393 | 0.012885 | 0.012859 | 0.013073 | 0.013273 | 0.013698 | 0.013636 | 0.0138 | 0.013952 | 0.014316 | 0.014223 | 0.014343 | 0.014933 | 0.015601
F3_Industrial_Industrial - Firm_New_Space Heating_Natural Gas_Unit Heater_Baseline Forecast | F3 | Industrial | Industrial - Firm | New | Space Heating | Natural Gas | Unit Heater | Baseline Forecast | Summer Peak Demand (MW) | 0 | 0 | 0 | 0 | 0 | 0 | 0 | 0 | 0 | 0 | 0 | 0 | 0 | 0 | 0 | 0 | 0 | 0 | 0 | 0 | 0 | 0 | 0 | 0 | 0 | 0 | 0 | 0 | 0 | 0 | 0 | 0 | 0
F4_Industrial_Industrial - Firm_New_Space Heating_Natural Gas_Unit Heater_Baseline Forecast | F4 | Industrial | Industrial - Firm | New | Space Heating | Natural Gas | Unit Heater | Baseline Forecast | Winter Peak Demand (MW) | 0 | 0 | 0 | 0 | 0 | 0 | 0 | 0 | 0 | 0 | 0 | 0 | 0 | 0 | 0 | 0 | 0 | 0 | 0 | 0 | 0 | 0 | 0 | 0 | 0 | 0 | 0 | 0 | 0 | 0 | 0 | 0 | 0
F5_Industrial_Industrial - Firm_New_Space Heating_Natural Gas_Unit Heater_Baseline Forecast | F5 | Industrial | Industrial - Firm | New | Space Heating | Natural Gas | Unit Heater | Baseline Forecast | Turnover | 0 | 2.5162 | 3.4419 | 3.9713 | 2.9423 | 1.005 | 1.3895 | 0.95071 | 1.2729 | 0.19168 | 0.8446 | 0.85078 | 1.8853 | 1.3356 | 2.444 | 2.6754 | 3.0056 | 2.4993 | 2.9811 | 2.8937 | 2.7129 | 1.0072 | 1.595 | 1.6385 | 2.2588 | 1.2067 | 2.1613 | 2.4185 | 3.2712 | 2.2919 | 3.1567 | 4.2583 | 3.9675
F6_Industrial_Industrial - Firm_New_Space Heating_Natural Gas_Unit Heater_Baseline Forecast | F6 | Industrial | Industrial - Firm | New | Space Heating | Natural Gas | Unit Heater | Baseline Forecast | Avg. Replacement Usage (kWh) | 540.952 | 540.952 | 538.0858 | 535.2226 | 532.3593 | 529.4991 | 526.6328 | 523.7701 | 520.9069 | 518.0464 | 515.1806 | 512.3175 | 509.4549 | 506.5947 | 503.7291 | 500.8669 | 498.0046 | 495.1454 | 492.2799 | 489.4172 | 486.5545 | 483.7003 | 480.8342 | 477.9734 | 475.1116 | 472.2578 | 469.3913 | 466.5318 | 463.6709 | 460.8133 | 457.9485 | 455.087 | 455.087
F7_Industrial_Industrial - Firm_New_Space Heating_Natural Gas_Unit Heater_Baseline Forecast | F7 | Industrial | Industrial - Firm | New | Space Heating | Natural Gas | Unit Heater | Baseline Forecast | Avg. Replacement Summer Demand (kW) | 0 | 0 | 0 | 0 | 0 | 0 | 0 | 0 | 0 | 0 | 0 | 0 | 0 | 0 | 0 | 0 | 0 | 0 | 0 | 0 | 0 | 0 | 0 | 0 | 0 | 0 | 0 | 0 | 0 | 0 | 0 | 0 | 0
F8_Industrial_Industrial - Firm_New_Space Heating_Natural Gas_Unit Heater_Baseline Forecast | F8 | Industrial | Industrial - Firm | New | Space Heating | Natural Gas | Unit Heater | Baseline Forecast | Avg. Replacement Winter Demand (kW) | 0 | 0 | 0 | 0 | 0 | 0 | 0 | 0 | 0 | 0 | 0 | 0 | 0 | 0 | 0 | 0 | 0 | 0 | 0 | 0 | 0 | 0 | 0 | 0 | 0 | 0 | 0 | 0 | 0 | 0 | 0 | 0 | 0
F1_Industrial_Industrial - Firm_New_Process_Natural Gas_Process Heating_Baseline Forecast | F1 | Industrial | Industrial - Firm | New | Process | Natural Gas | Process Heating | Baseline Forecast | Units | 0 | 16.3257 | 38.6573 | 64.4243 | 83.5144 | 90.0351 | 99.0504 | 105.2188 | 113.478 | 114.7217 | 120.2016 | 125.7217 | 134.6887 | 136.2759 | 141.3167 | 146.2045 | 154.4249 | 155.5337 | 159.9814 | 164.2886 | 171.8178 | 172.4934 | 176.3968 | 180.1714 | 187.0606 | 187.3449 | 190.7493 | 194.0356 | 200.3327 | 200.2641 | 203.2114 | 212.9003 | 222.4222
F2_Industrial_Industrial - Firm_New_Process_Natural Gas_Process Heating_Baseline Forecast | F2 | Industrial | Industrial - Firm | New | Process | Natural Gas | Process Heating | Baseline Forecast | Usage (MMtherm) | 0 | 0.026501 | 0.062752 | 0.10458 | 0.13557 | 0.14615 | 0.16079 | 0.1708 | 0.18421 | 0.18623 | 0.19512 | 0.20408 | 0.21864 | 0.22121 | 0.2294 | 0.23733 | 0.25068 | 0.25248 | 0.2597 | 0.26669 | 0.27891 | 0.28001 | 0.28634 | 0.29247 | 0.30365 | 0.30411 | 0.30964 | 0.31497 | 0.3252 | 0.32509 | 0.32987 | 0.3456 | 0.36105
F3_Industrial_Industrial - Firm_New_Process_Natural Gas_Process Heating_Baseline Forecast | F3 | Industrial | Industrial - Firm | New | Process | Natural Gas | Process Heating | Baseline Forecast | Summer Peak Demand (MW) | 0 | 0 | 0 | 0 | 0 | 0 | 0 | 0 | 0 | 0 | 0 | 0 | 0 | 0 | 0 | 0 | 0 | 0 | 0 | 0 | 0 | 0 | 0 | 0 | 0 | 0 | 0 | 0 | 0 | 0 | 0 | 0 | 0
F4_Industrial_Industrial - Firm_New_Process_Natural Gas_Process Heating_Baseline Forecast | F4 | Industrial | Industrial - Firm | New | Process | Natural Gas | Process Heating | Baseline Forecast | Winter Peak Demand (MW) | 0 | 0 | 0 | 0 | 0 | 0 | 0 | 0 | 0 | 0 | 0 | 0 | 0 | 0 | 0 | 0 | 0 | 0 | 0 | 0 | 0 | 0 | 0 | 0 | 0 | 0 | 0 | 0 | 0 | 0 | 0 | 0 | 0
F5_Industrial_Industrial - Firm_New_Process_Natural Gas_Process Heating_Baseline Forecast | F5 | Industrial | Industrial - Firm | New | Process | Natural Gas | Process Heating | Baseline Forecast | Turnover | 0 | 16.3257 | 22.3316 | 25.7671 | 21.4223 | 11.71 | 17.1443 | 16.1964 | 18.5274 | 12.4943 | 17.4371 | 23.1724 | 27.6324 | 21.078 | 23.7918 | 22.0777 | 27.5492 | 20.7988 | 25.1581 | 24.2367 | 29.023 | 24.3639 | 28.9695 | 27.4962 | 31.4934 | 25.0126 | 30.1223 | 28.7197 | 32.9404 | 26.8627 | 31.4679 | 37.4824 | 38.5238
F6_Industrial_Industrial - Firm_New_Process_Natural Gas_Process Heating_Baseline Forecast | F6 | Industrial | Industrial - Firm | New | Process | Natural Gas | Process Heating | Baseline Forecast | Avg. Replacement Usage (kWh) | 1623.2837 | 1623.2837 | 1623.2837 | 1623.2837 | 1623.2837 | 1623.2837 | 1623.2837 | 1623.2837 | 1623.2837 | 1623.2837 | 1623.2837 | 1623.2837 | 1623.2837 | 1623.2837 | 1623.2837 | 1623.2837 | 1623.2837 | 1623.2837 | 1623.2837 | 1623.2837 | 1623.2837 | 1623.2837 | 1623.2837 | 1623.2837 | 1623.2837 | 1623.2837 | 1623.2837 | 1623.2837 | 1623.2837 | 1623.2837 | 1623.2837 | 1623.2837 | 1623.2837
F7_Industrial_Industrial - Firm_New_Process_Natural Gas_Process Heating_Baseline Forecast | F7 | Industrial | Industrial - Firm | New | Process | Natural Gas | Process Heating | Baseline Forecast | Avg. Replacement Summer Demand (kW) | 0 | 0 | 0 | 0 | 0 | 0 | 0 | 0 | 0 | 0 | 0 | 0 | 0 | 0 | 0 | 0 | 0 | 0 | 0 | 0 | 0 | 0 | 0 | 0 | 0 | 0 | 0 | 0 | 0 | 0 | 0 | 0 | 0
F8_Industrial_Industrial - Firm_New_Process_Natural Gas_Process Heating_Baseline Forecast | F8 | Industrial | Industrial - Firm | New | Process | Natural Gas | Process Heating | Baseline Forecast | Avg. Replacement Winter Demand (kW) | 0 | 0 | 0 | 0 | 0 | 0 | 0 | 0 | 0 | 0 | 0 | 0 | 0 | 0 | 0 | 0 | 0 | 0 | 0 | 0 | 0 | 0 | 0 | 0 | 0 | 0 | 0 | 0 | 0 | 0 | 0 | 0 | 0
F1_Industrial_Industrial - Firm_New_Process_Natural Gas_Process Boiler_Baseline Forecast | F1 | Industrial | Industrial - Firm | New | Process | Natural Gas | Process Boiler | Baseline Forecast | Units | 0 | 16.3257 | 38.6573 | 64.4243 | 83.5144 | 90.0351 | 99.0504 | 105.2188 | 113.478 | 114.7217 | 120.2016 | 125.7217 | 134.6887 | 136.2759 | 141.3167 | 146.2045 | 154.4249 | 155.5337 | 159.9814 | 164.2886 | 171.8178 | 172.4934 | 176.3968 | 180.1714 | 187.0606 | 187.3449 | 190.7493 | 194.0356 | 200.3327 | 200.2641 | 203.2114 | 212.9003 | 222.4222
F2_Industrial_Industrial - Firm_New_Process_Natural Gas_Process Boiler_Baseline Forecast | F2 | Industrial | Industrial - Firm | New | Process | Natural Gas | Process Boiler | Baseline Forecast | Usage (MMtherm) | 0 | 0.028313 | 0.067042 | 0.11173 | 0.14484 | 0.15614 | 0.17178 | 0.18248 | 0.1968 | 0.19896 | 0.20846 | 0.21803 | 0.23359 | 0.23634 | 0.24508 | 0.25356 | 0.26781 | 0.26974 | 0.27745 | 0.28492 | 0.29798 | 0.29915 | 0.30592 | 0.31247 | 0.32441 | 0.32491 | 0.33081 | 0.33651 | 0.34743 | 0.34731 | 0.35242 | 0.36923 | 0.38574
F3_Industrial_Industrial - Firm_New_Process_Natural Gas_Process Boiler_Baseline Forecast | F3 | Industrial | Industrial - Firm | New | Process | Natural Gas | Process Boiler | Baseline Forecast | Summer Peak Demand (MW) | 0 | 0 | 0 | 0 | 0 | 0 | 0 | 0 | 0 | 0 | 0 | 0 | 0 | 0 | 0 | 0 | 0 | 0 | 0 | 0 | 0 | 0 | 0 | 0 | 0 | 0 | 0 | 0 | 0 | 0 | 0 | 0 | 0
F4_Industrial_Industrial - Firm_New_Process_Natural Gas_Process Boiler_Baseline Forecast | F4 | Industrial | Industrial - Firm | New | Process | Natural Gas | Process Boiler | Baseline Forecast | Winter Peak Demand (MW) | 0 | 0 | 0 | 0 | 0 | 0 | 0 | 0 | 0 | 0 | 0 | 0 | 0 | 0 | 0 | 0 | 0 | 0 | 0 | 0 | 0 | 0 | 0 | 0 | 0 | 0 | 0 | 0 | 0 | 0 | 0 | 0 | 0
F5_Industrial_Industrial - Firm_New_Process_Natural Gas_Process Boiler_Baseline Forecast | F5 | Industrial | Industrial - Firm | New | Process | Natural Gas | Process Boiler | Baseline Forecast | Turnover | 0 | 16.3257 | 22.3316 | 25.7671 | 19.0901 | 6.5207 | 9.0153 | 6.1684 | 8.2591 | 1.2437 | 5.48 | 5.5201 | 8.967 | 1.5871 | 5.0409 | 4.8878 | 8.2205 | 1.1087 | 4.4477 | 4.3072 | 7.5292 | 0.67562 | 5.3876 | 7.1539 | 12.3039 | 6.9421 | 10.0498 | 10.1471 | 13.0949 | 6.9283 | 9.3588 | 16.0156 | 15.7751
F6_Industrial_Industrial - Firm_New_Process_Natural Gas_Process Boiler_Baseline Forecast | F6 | Industrial | Industrial - Firm | New | Process | Natural Gas | Process Boiler | Baseline Forecast | Avg. Replacement Usage (kWh) | 1734.2658 | 1734.2658 | 1734.2658 | 1734.2658 | 1734.2658 | 1734.2658 | 1734.2658 | 1734.2658 | 1734.2658 | 1734.2658 | 1734.2658 | 1734.2658 | 1734.2658 | 1734.2658 | 1734.2658 | 1734.2658 | 1734.2658 | 1734.2658 | 1734.2658 | 1734.2658 | 1734.2658 | 1734.2658 | 1734.2658 | 1734.2658 | 1734.2658 | 1734.2658 | 1734.2658 | 1734.2658 | 1734.2658 | 1734.2658 | 1734.2658 | 1734.2658 | 1734.2658
F7_Industrial_Industrial - Firm_New_Process_Natural Gas_Process Boiler_Baseline Forecast | F7 | Industrial | Industrial - Firm | New | Process | Natural Gas | Process Boiler | Baseline Forecast | Avg. Replacement Summer Demand (kW) | 0 | 0 | 0 | 0 | 0 | 0 | 0 | 0 | 0 | 0 | 0 | 0 | 0 | 0 | 0 | 0 | 0 | 0 | 0 | 0 | 0 | 0 | 0 | 0 | 0 | 0 | 0 | 0 | 0 | 0 | 0 | 0 | 0
F8_Industrial_Industrial - Firm_New_Process_Natural Gas_Process Boiler_Baseline Forecast | F8 | Industrial | Industrial - Firm | New | Process | Natural Gas | Process Boiler | Baseline Forecast | Avg. Replacement Winter Demand (kW) | 0 | 0 | 0 | 0 | 0 | 0 | 0 | 0 | 0 | 0 | 0 | 0 | 0 | 0 | 0 | 0 | 0 | 0 | 0 | 0 | 0 | 0 | 0 | 0 | 0 | 0 | 0 | 0 | 0 | 0 | 0 | 0 | 0
F1_Industrial_Industrial - Firm_New_Process_Natural Gas_Process Cooling_Baseline Forecast | F1 | Industrial | Industrial - Firm | New | Process | Natural Gas | Process Cooling | Baseline Forecast | Units | 0 | 16.3257 | 38.6573 | 64.4243 | 83.5144 | 90.0351 | 99.0504 | 105.2188 | 113.478 | 114.7217 | 120.2016 | 125.7217 | 134.6887 | 136.2759 | 141.3167 | 146.2045 | 154.4249 | 155.5337 | 159.9814 | 164.2886 | 171.8178 | 172.4934 | 176.3968 | 180.1714 | 187.0606 | 187.3449 | 190.7493 | 194.0356 | 200.3327 | 200.2641 | 203.2114 | 212.9003 | 222.4222
F2_Industrial_Industrial - Firm_New_Process_Natural Gas_Process Cooling_Baseline Forecast | F2 | Industrial | Industrial - Firm | New | Process | Natural Gas | Process Cooling | Baseline Forecast | Usage (MMtherm) | 0 | 0.00019948 | 0.00047234 | 0.00078718 | 0.0010204 | 0.0011001 | 0.0012103 | 0.0012856 | 0.0013866 | 0.0014018 | 0.0014687 | 0.0015362 | 0.0016457 | 0.0016651 | 0.0017267 | 0.0017864 | 0.0018869 | 0.0019004 | 0.0019548 | 0.0020074 | 0.0020994 | 0.0021077 | 0.0021553 | 0.0022015 | 0.0022856 | 0.0022891 | 0.0023307 | 0.0023709 | 0.0024478 | 0.002447 | 0.002483 | 0.0026014 | 0.0027177
F3_Industrial_Industrial - Firm_New_Process_Natural Gas_Process Cooling_Baseline Forecast | F3 | Industrial | Industrial - Firm | New | Process | Natural Gas | Process Cooling | Baseline Forecast | Summer Peak Demand (MW) | 0 | 0 | 0 | 0 | 0 | 0 | 0 | 0 | 0 | 0 | 0 | 0 | 0 | 0 | 0 | 0 | 0 | 0 | 0 | 0 | 0 | 0 | 0 | 0 | 0 | 0 | 0 | 0 | 0 | 0 | 0 | 0 | 0
F4_Industrial_Industrial - Firm_New_Process_Natural Gas_Process Cooling_Baseline Forecast | F4 | Industrial | Industrial - Firm | New | Process | Natural Gas | Process Cooling | Baseline Forecast | Winter Peak Demand (MW) | 0 | 0 | 0 | 0 | 0 | 0 | 0 | 0 | 0 | 0 | 0 | 0 | 0 | 0 | 0 | 0 | 0 | 0 | 0 | 0 | 0 | 0 | 0 | 0 | 0 | 0 | 0 | 0 | 0 | 0 | 0 | 0 | 0
F5_Industrial_Industrial - Firm_New_Process_Natural Gas_Process Cooling_Baseline Forecast | F5 | Industrial | Industrial - Firm | New | Process | Natural Gas | Process Cooling | Baseline Forecast | Turnover | 0 | 16.3257 | 22.3316 | 25.7671 | 21.4223 | 11.71 | 17.1443 | 16.1964 | 18.5274 | 12.4943 | 17.4371 | 23.1724 | 27.6324 | 21.078 | 23.7918 | 22.0777 | 27.5492 | 20.7988 | 25.1581 | 24.2367 | 29.023 | 24.3639 | 28.9695 | 27.4962 | 31.4934 | 25.0126 | 30.1223 | 28.7197 | 32.9404 | 26.8627 | 31.4679 | 37.4824 | 38.5238
F6_Industrial_Industrial - Firm_New_Process_Natural Gas_Process Cooling_Baseline Forecast | F6 | Industrial | Industrial - Firm | New | Process | Natural Gas | Process Cooling | Baseline Forecast | Avg. Replacement Usage (kWh) | 12.2187 | 12.2187 | 12.2187 | 12.2187 | 12.2187 | 12.2187 | 12.2187 | 12.2187 | 12.2187 | 12.2187 | 12.2187 | 12.2187 | 12.2187 | 12.2187 | 12.2187 | 12.2187 | 12.2187 | 12.2187 | 12.2187 | 12.2187 | 12.2187 | 12.2187 | 12.2187 | 12.2187 | 12.2187 | 12.2187 | 12.2187 | 12.2187 | 12.2187 | 12.2187 | 12.2187 | 12.2187 | 12.2187
F7_Industrial_Industrial - Firm_New_Process_Natural Gas_Process Cooling_Baseline Forecast | F7 | Industrial | Industrial - Firm | New | Process | Natural Gas | Process Cooling | Baseline Forecast | Avg. Replacement Summer Demand (kW) | 0 | 0 | 0 | 0 | 0 | 0 | 0 | 0 | 0 | 0 | 0 | 0 | 0 | 0 | 0 | 0 | 0 | 0 | 0 | 0 | 0 | 0 | 0 | 0 | 0 | 0 | 0 | 0 | 0 | 0 | 0 | 0 | 0
F8_Industrial_Industrial - Firm_New_Process_Natural Gas_Process Cooling_Baseline Forecast | F8 | Industrial | Industrial - Firm | New | Process | Natural Gas | Process Cooling | Baseline Forecast | Avg. Replacement Winter Demand (kW) | 0 | 0 | 0 | 0 | 0 | 0 | 0 | 0 | 0 | 0 | 0 | 0 | 0 | 0 | 0 | 0 | 0 | 0 | 0 | 0 | 0 | 0 | 0 | 0 | 0 | 0 | 0 | 0 | 0 | 0 | 0 | 0 | 0
F1_Industrial_Industrial - Firm_New_Process_Natural Gas_Other Process_Baseline Forecast | F1 | Industrial | Industrial - Firm | New | Process | Natural Gas | Other Process | Baseline Forecast | Units | 0 | 16.3257 | 38.6573 | 64.4243 | 83.5144 | 90.0351 | 99.0504 | 105.2188 | 113.478 | 114.7217 | 120.2016 | 125.7217 | 134.6887 | 136.2759 | 141.3167 | 146.2045 | 154.4249 | 155.5337 | 159.9814 | 164.2886 | 171.8178 | 172.4934 | 176.3968 | 180.1714 | 187.0606 | 187.3449 | 190.7493 | 194.0356 | 200.3327 | 200.2641 | 203.2114 | 212.9003 | 222.4222
F2_Industrial_Industrial - Firm_New_Process_Natural Gas_Other Process_Baseline Forecast | F2 | Industrial | Industrial - Firm | New | Process | Natural Gas | Other Process | Baseline Forecast | Usage (MMtherm) | 0 | 0.0011304 | 0.0026767 | 0.0044609 | 0.0057827 | 0.0062342 | 0.0068584 | 0.0072856 | 0.0078574 | 0.0079436 | 0.008323 | 0.0087052 | 0.0093261 | 0.009436 | 0.009785 | 0.010123 | 0.010693 | 0.010769 | 0.011077 | 0.011376 | 0.011897 | 0.011944 | 0.012214 | 0.012475 | 0.012952 | 0.012972 | 0.013208 | 0.013435 | 0.013871 | 0.013867 | 0.014071 | 0.014742 | 0.015401
F3_Industrial_Industrial - Firm_New_Process_Natural Gas_Other Process_Baseline Forecast | F3 | Industrial | Industrial - Firm | New | Process | Natural Gas | Other Process | Baseline Forecast | Summer Peak Demand (MW) | 0 | 0 | 0 | 0 | 0 | 0 | 0 | 0 | 0 | 0 | 0 | 0 | 0 | 0 | 0 | 0 | 0 | 0 | 0 | 0 | 0 | 0 | 0 | 0 | 0 | 0 | 0 | 0 | 0 | 0 | 0 | 0 | 0
F4_Industrial_Industrial - Firm_New_Process_Natural Gas_Other Process_Baseline Forecast | F4 | Industrial | Industrial - Firm | New | Process | Natural Gas | Other Process | Baseline Forecast | Winter Peak Demand (MW) | 0 | 0 | 0 | 0 | 0 | 0 | 0 | 0 | 0 | 0 | 0 | 0 | 0 | 0 | 0 | 0 | 0 | 0 | 0 | 0 | 0 | 0 | 0 | 0 | 0 | 0 | 0 | 0 | 0 | 0 | 0 | 0 | 0
F5_Industrial_Industrial - Firm_New_Process_Natural Gas_Other Process_Baseline Forecast | F5 | Industrial | Industrial - Firm | New | Process | Natural Gas | Other Process | Baseline Forecast | Turnover | 0 | 16.3257 | 22.3316 | 25.7671 | 21.4223 | 11.71 | 17.1443 | 16.1964 | 18.5274 | 12.4943 | 17.4371 | 23.1724 | 27.6324 | 21.078 | 23.7918 | 22.0777 | 27.5492 | 20.7988 | 25.1581 | 24.2367 | 29.023 | 24.3639 | 28.9695 | 27.4962 | 31.4934 | 25.0126 | 30.1223 | 28.7197 | 32.9404 | 26.8627 | 31.4679 | 37.4824 | 38.5238
F6_Industrial_Industrial - Firm_New_Process_Natural Gas_Other Process_Baseline Forecast | F6 | Industrial | Industrial - Firm | New | Process | Natural Gas | Other Process | Baseline Forecast | Avg. Replacement Usage (kWh) | 69.242 | 69.242 | 69.242 | 69.242 | 69.242 | 69.242 | 69.242 | 69.242 | 69.242 | 69.242 | 69.242 | 69.242 | 69.242 | 69.242 | 69.242 | 69.242 | 69.242 | 69.242 | 69.242 | 69.242 | 69.242 | 69.242 | 69.242 | 69.242 | 69.242 | 69.242 | 69.242 | 69.242 | 69.242 | 69.242 | 69.242 | 69.242 | 69.242
F7_Industrial_Industrial - Firm_New_Process_Natural Gas_Other Process_Baseline Forecast | F7 | Industrial | Industrial - Firm | New | Process | Natural Gas | Other Process | Baseline Forecast | Avg. Replacement Summer Demand (kW) | 0 | 0 | 0 | 0 | 0 | 0 | 0 | 0 | 0 | 0 | 0 | 0 | 0 | 0 | 0 | 0 | 0 | 0 | 0 | 0 | 0 | 0 | 0 | 0 | 0 | 0 | 0 | 0 | 0 | 0 | 0 | 0 | 0
F8_Industrial_Industrial - Firm_New_Process_Natural Gas_Other Process_Baseline Forecast | F8 | Industrial | Industrial - Firm | New | Process | Natural Gas | Other Process | Baseline Forecast | Avg. Replacement Winter Demand (kW) | 0 | 0 | 0 | 0 | 0 | 0 | 0 | 0 | 0 | 0 | 0 | 0 | 0 | 0 | 0 | 0 | 0 | 0 | 0 | 0 | 0 | 0 | 0 | 0 | 0 | 0 | 0 | 0 | 0 | 0 | 0 | 0 | 0
F1_Industrial_Industrial - Firm_New_Miscellaneous_Natural Gas_Miscellaneous_Baseline Forecast | F1 | Industrial | Industrial - Firm | New | Miscellaneous | Natural Gas | Miscellaneous | Baseline Forecast | Units | 0 | 16.3257 | 38.6573 | 64.4243 | 83.5144 | 90.0351 | 99.0504 | 105.2188 | 113.478 | 114.7217 | 120.2016 | 125.7217 | 134.6887 | 136.2759 | 141.3167 | 146.2045 | 154.4249 | 155.5337 | 159.9814 | 164.2886 | 171.8178 | 172.4934 | 176.3968 | 180.1714 | 187.0606 | 187.3449 | 190.7493 | 194.0356 | 200.3327 | 200.2641 | 203.2114 | 212.9003 | 222.4222
F2_Industrial_Industrial - Firm_New_Miscellaneous_Natural Gas_Miscellaneous_Baseline Forecast | F2 | Industrial | Industrial - Firm | New | Miscellaneous | Natural Gas | Miscellaneous | Baseline Forecast | Usage (MMtherm) | 0 | 0.0038054 | 0.0090107 | 0.015017 | 0.019467 | 0.020987 | 0.023088 | 0.024526 | 0.026451 | 0.026741 | 0.028018 | 0.029305 | 0.031395 | 0.031765 | 0.03294 | 0.034079 | 0.035995 | 0.036254 | 0.037291 | 0.038295 | 0.04005 | 0.040207 | 0.041117 | 0.041997 | 0.043603 | 0.043669 | 0.044462 | 0.045228 | 0.046696 | 0.04668 | 0.047367 | 0.049626 | 0.051845
F3_Industrial_Industrial - Firm_New_Miscellaneous_Natural Gas_Miscellaneous_Baseline Forecast | F3 | Industrial | Industrial - Firm | New | Miscellaneous | Natural Gas | Miscellaneous | Baseline Forecast | Summer Peak Demand (MW) | 0 | 0 | 0 | 0 | 0 | 0 | 0 | 0 | 0 | 0 | 0 | 0 | 0 | 0 | 0 | 0 | 0 | 0 | 0 | 0 | 0 | 0 | 0 | 0 | 0 | 0 | 0 | 0 | 0 | 0 | 0 | 0 | 0
F4_Industrial_Industrial - Firm_New_Miscellaneous_Natural Gas_Miscellaneous_Baseline Forecast | F4 | Industrial | Industrial - Firm | New | Miscellaneous | Natural Gas | Miscellaneous | Baseline Forecast | Winter Peak Demand (MW) | 0 | 0 | 0 | 0 | 0 | 0 | 0 | 0 | 0 | 0 | 0 | 0 | 0 | 0 | 0 | 0 | 0 | 0 | 0 | 0 | 0 | 0 | 0 | 0 | 0 | 0 | 0 | 0 | 0 | 0 | 0 | 0 | 0
F5_Industrial_Industrial - Firm_New_Miscellaneous_Natural Gas_Miscellaneous_Baseline Forecast | F5 | Industrial | Industrial - Firm | New | Miscellaneous | Natural Gas | Miscellaneous | Baseline Forecast | Turnover | 0 | 16.3257 | 22.3316 | 25.7671 | 21.4223 | 11.71 | 17.1443 | 16.1964 | 18.5274 | 12.4943 | 17.4371 | 23.1724 | 27.6324 | 21.078 | 23.7918 | 22.0777 | 27.5492 | 20.7988 | 25.1581 | 24.2367 | 29.023 | 24.3639 | 28.9695 | 27.4962 | 31.4934 | 25.0126 | 30.1223 | 28.7197 | 32.9404 | 26.8627 | 31.4679 | 37.4824 | 38.5238
F6_Industrial_Industrial - Firm_New_Miscellaneous_Natural Gas_Miscellaneous_Baseline Forecast | F6 | Industrial | Industrial - Firm | New | Miscellaneous | Natural Gas | Miscellaneous | Baseline Forecast | Avg. Replacement Usage (kWh) | 233.0931 | 233.0931 | 233.0931 | 233.0931 | 233.0931 | 233.0931 | 233.0931 | 233.0931 | 233.0931 | 233.0931 | 233.0931 | 233.0931 | 233.0931 | 233.0931 | 233.0931 | 233.0931 | 233.0931 | 233.0931 | 233.0931 | 233.0931 | 233.0931 | 233.0931 | 233.0931 | 233.0931 | 233.0931 | 233.0931 | 233.0931 | 233.0931 | 233.0931 | 233.0931 | 233.0931 | 233.0931 | 233.0931
F7_Industrial_Industrial - Firm_New_Miscellaneous_Natural Gas_Miscellaneous_Baseline Forecast | F7 | Industrial | Industrial - Firm | New | Miscellaneous | Natural Gas | Miscellaneous | Baseline Forecast | Avg. Replacement Summer Demand (kW) | 0 | 0 | 0 | 0 | 0 | 0 | 0 | 0 | 0 | 0 | 0 | 0 | 0 | 0 | 0 | 0 | 0 | 0 | 0 | 0 | 0 | 0 | 0 | 0 | 0 | 0 | 0 | 0 | 0 | 0 | 0 | 0 | 0
F8_Industrial_Industrial - Firm_New_Miscellaneous_Natural Gas_Miscellaneous_Baseline Forecast | F8 | Industrial | Industrial - Firm | New | Miscellaneous | Natural Gas | Miscellaneous | Baseline Forecast | Avg. Replacement Winter Demand (kW) | 0 | 0 | 0 | 0 | 0 | 0 | 0 | 0 | 0 | 0 | 0 | 0 | 0 | 0 | 0 | 0 | 0 | 0 | 0 | 0 | 0 | 0 | 0 | 0 | 0 | 0 | 0 | 0 | 0 | 0 | 0 | 0 | 0
F1_Industrial_Industrial - Int_Existing_Space Heating_Natural Gas_Furnace_Baseline Forecast | F1 | Industrial | Industrial - Int | Existing | Space Heating | Natural Gas | Furnace | Baseline Forecast | Units | 719.9796 | 707.5661 | 695.3667 | 683.3776 | 671.5952 | 660.016 | 648.6364 | 637.453 | 626.4625 | 615.6614 | 605.0465 | 594.6147 | 584.3627 | 574.2875 | 564.386 | 554.6552 | 545.0922 | 535.694 | 526.4579 | 517.3811 | 508.4607 | 499.6942 | 491.0787 | 482.6119 | 474.291 | 466.1135 | 458.0771 | 450.1792 | 442.4175 | 434.7896 | 427.2932 | 419.9261 | 412.686
F2_Industrial_Industrial - Int_Existing_Space Heating_Natural Gas_Furnace_Baseline Forecast | F2 | Industrial | Industrial - Int | Existing | Space Heating | Natural Gas | Furnace | Baseline Forecast | Usage (MMtherm) | 0.030362 | 0.029706 | 0.028901 | 0.028112 | 0.027338 | 0.026581 | 0.025842 | 0.025122 | 0.024421 | 0.023739 | 0.023078 | 0.022436 | 0.021815 | 0.021214 | 0.020632 | 0.02007 | 0.019528 | 0.019005 | 0.018501 | 0.018014 | 0.017544 | 0.01709 | 0.016651 | 0.016226 | 0.015813 | 0.015414 | 0.015026 | 0.01465 | 0.014285 | 0.01393 | 0.013585 | 0.01325 | 0.013005
F3_Industrial_Industrial - Int_Existing_Space Heating_Natural Gas_Furnace_Baseline Forecast | F3 | Industrial | Industrial - Int | Existing | Space Heating | Natural Gas | Furnace | Baseline Forecast | Summer Peak Demand (MW) | 0 | 0 | 0 | 0 | 0 | 0 | 0 | 0 | 0 | 0 | 0 | 0 | 0 | 0 | 0 | 0 | 0 | 0 | 0 | 0 | 0 | 0 | 0 | 0 | 0 | 0 | 0 | 0 | 0 | 0 | 0 | 0 | 0
F4_Industrial_Industrial - Int_Existing_Space Heating_Natural Gas_Furnace_Baseline Forecast | F4 | Industrial | Industrial - Int | Existing | Space Heating | Natural Gas | Furnace | Baseline Forecast | Winter Peak Demand (MW) | 0 | 0 | 0 | 0 | 0 | 0 | 0 | 0 | 0 | 0 | 0 | 0 | 0 | 0 | 0 | 0 | 0 | 0 | 0 | 0 | 0 | 0 | 0 | 0 | 0 | 0 | 0 | 0 | 0 | 0 | 0 | 0 | 0
F5_Industrial_Industrial - Int_Existing_Space Heating_Natural Gas_Furnace_Baseline Forecast | F5 | Industrial | Industrial - Int | Existing | Space Heating | Natural Gas | Furnace | Baseline Forecast | Turnover | 0 | 14.1987 | 15.2061 | 16.08 | 16.8333 | 17.4779 | 18.0246 | 18.4832 | 18.8625 | 19.1704 | 19.4142 | 19.6005 | 19.7352 | 19.8237 | 19.8709 | 19.8812 | 19.8585 | 19.8065 | 19.7284 | 18.6955 | 17.8151 | 17.0657 | 16.4281 | 15.8861 | 15.4251 | 15.0326 | 14.698 | 14.4117 | 14.1658 | 13.9531 | 13.7678 | 13.6046 | 16.1597
F6_Industrial_Industrial - Int_Existing_Space Heating_Natural Gas_Furnace_Baseline Forecast | F6 | Industrial | Industrial - Int | Existing | Space Heating | Natural Gas | Furnace | Baseline Forecast | Avg. Replacement Usage (kWh) | 36.8988 | 36.8988 | 36.7033 | 36.508 | 36.3127 | 36.1176 | 35.922 | 35.7268 | 35.5315 | 35.3364 | 35.1409 | 34.9456 | 34.7503 | 34.5552 | 34.3598 | 34.1645 | 33.9693 | 33.7743 | 33.5788 | 33.3835 | 33.1883 | 32.9936 | 32.7981 | 32.6029 | 32.4077 | 32.2131 | 32.0176 | 31.8225 | 31.6274 | 31.4324 | 31.237 | 31.0418 | 31.0418
F7_Industrial_Industrial - Int_Existing_Space Heating_Natural Gas_Furnace_Baseline Forecast | F7 | Industrial | Industrial - Int | Existing | Space Heating | Natural Gas | Furnace | Baseline Forecast | Avg. Replacement Summer Demand (kW) | 0 | 0 | 0 | 0 | 0 | 0 | 0 | 0 | 0 | 0 | 0 | 0 | 0 | 0 | 0 | 0 | 0 | 0 | 0 | 0 | 0 | 0 | 0 | 0 | 0 | 0 | 0 | 0 | 0 | 0 | 0 | 0 | 0
F8_Industrial_Industrial - Int_Existing_Space Heating_Natural Gas_Furnace_Baseline Forecast | F8 | Industrial | Industrial - Int | Existing | Space Heating | Natural Gas | Furnace | Baseline Forecast | Avg. Replacement Winter Demand (kW) | 0 | 0 | 0 | 0 | 0 | 0 | 0 | 0 | 0 | 0 | 0 | 0 | 0 | 0 | 0 | 0 | 0 | 0 | 0 | 0 | 0 | 0 | 0 | 0 | 0 | 0 | 0 | 0 | 0 | 0 | 0 | 0 | 0
F1_Industrial_Industrial - Int_Existing_Space Heating_Natural Gas_Boiler_Baseline Forecast | F1 | Industrial | Industrial - Int | Existing | Space Heating | Natural Gas | Boiler | Baseline Forecast | Units | 142.9726 | 140.5076 | 138.085 | 135.7043 | 133.3645 | 131.0652 | 128.8054 | 126.5846 | 124.4021 | 122.2573 | 120.1494 | 118.0778 | 116.042 | 114.0413 | 112.0751 | 110.1427 | 108.2437 | 106.3775 | 104.5434 | 102.7409 | 100.9695 | 99.2286 | 97.5178 | 95.8365 | 94.1841 | 92.5602 | 90.9644 | 89.396 | 87.8547 | 86.34 | 84.8514 | 83.3884 | 81.9507
F2_Industrial_Industrial - Int_Existing_Space Heating_Natural Gas_Boiler_Baseline Forecast | F2 | Industrial | Industrial - Int | Existing | Space Heating | Natural Gas | Boiler | Baseline Forecast | Usage (MMtherm) | 0.0060292 | 0.0059154 | 0.0057722 | 0.0056317 | 0.0054939 | 0.0053591 | 0.0052271 | 0.0050981 | 0.0049721 | 0.0048491 | 0.0047291 | 0.0046121 | 0.004498 | 0.0043869 | 0.0042787 | 0.0041733 | 0.0040708 | 0.003971 | 0.0038739 | 0.0037795 | 0.0036877 | 0.0035985 | 0.0035116 | 0.0034271 | 0.0033447 | 0.0032646 | 0.0031864 | 0.0031103 | 0.003036 | 0.0029636 | 0.0028929 | 0.0028239 | 0.002774
F3_Industrial_Industrial - Int_Existing_Space Heating_Natural Gas_Boiler_Baseline Forecast | F3 | Industrial | Industrial - Int | Existing | Space Heating | Natural Gas | Boiler | Baseline Forecast | Summer Peak Demand (MW) | 0 | 0 | 0 | 0 | 0 | 0 | 0 | 0 | 0 | 0 | 0 | 0 | 0 | 0 | 0 | 0 | 0 | 0 | 0 | 0 | 0 | 0 | 0 | 0 | 0 | 0 | 0 | 0 | 0 | 0 | 0 | 0 | 0
F4_Industrial_Industrial - Int_Existing_Space Heating_Natural Gas_Boiler_Baseline Forecast | F4 | Industrial | Industrial - Int | Existing | Space Heating | Natural Gas | Boiler | Baseline Forecast | Winter Peak Demand (MW) | 0 | 0 | 0 | 0 | 0 | 0 | 0 | 0 | 0 | 0 | 0 | 0 | 0 | 0 | 0 | 0 | 0 | 0 | 0 | 0 | 0 | 0 | 0 | 0 | 0 | 0 | 0 | 0 | 0 | 0 | 0 | 0 | 0
F5_Industrial_Industrial - Int_Existing_Space Heating_Natural Gas_Boiler_Baseline Forecast | F5 | Industrial | Industrial - Int | Existing | Space Heating | Natural Gas | Boiler | Baseline Forecast | Turnover | 0 | 2.5547 | 2.7845 | 2.9812 | 3.1484 | 3.2895 | 3.4072 | 3.5044 | 3.5833 | 3.6459 | 3.6942 | 3.7299 | 3.7543 | 3.7688 | 3.7747 | 3.7729 | 3.7644 | 3.75 | 3.7305 | 3.7065 | 3.6786 | 3.6473 | 3.4198 | 3.231 | 3.0747 | 2.9456 | 2.8392 | 2.7516 | 2.6794 | 2.6199 | 2.5707 | 2.5298 | 2.4955
F6_Industrial_Industrial - Int_Existing_Space Heating_Natural Gas_Boiler_Baseline Forecast | F6 | Industrial | Industrial - Int | Existing | Space Heating | Natural Gas | Boiler | Baseline Forecast | Avg. Replacement Usage (kWh) | 40.0632 | 40.0632 | 39.8509 | 39.6389 | 39.4268 | 39.215 | 39.0027 | 38.7907 | 38.5787 | 38.3668 | 38.1546 | 37.9425 | 37.7305 | 37.5187 | 37.3065 | 37.0945 | 36.8825 | 36.6708 | 36.4585 | 36.2465 | 36.0345 | 35.8231 | 35.6109 | 35.399 | 35.187 | 34.9757 | 34.7634 | 34.5516 | 34.3397 | 34.1281 | 33.9159 | 33.704 | 33.704
F7_Industrial_Industrial - Int_Existing_Space Heating_Natural Gas_Boiler_Baseline Forecast | F7 | Industrial | Industrial - Int | Existing | Space Heating | Natural Gas | Boiler | Baseline Forecast | Avg. Replacement Summer Demand (kW) | 0 | 0 | 0 | 0 | 0 | 0 | 0 | 0 | 0 | 0 | 0 | 0 | 0 | 0 | 0 | 0 | 0 | 0 | 0 | 0 | 0 | 0 | 0 | 0 | 0 | 0 | 0 | 0 | 0 | 0 | 0 | 0 | 0
F8_Industrial_Industrial - Int_Existing_Space Heating_Natural Gas_Boiler_Baseline Forecast | F8 | Industrial | Industrial - Int | Existing | Space Heating | Natural Gas | Boiler | Baseline Forecast | Avg. Replacement Winter Demand (kW) | 0 | 0 | 0 | 0 | 0 | 0 | 0 | 0 | 0 | 0 | 0 | 0 | 0 | 0 | 0 | 0 | 0 | 0 | 0 | 0 | 0 | 0 | 0 | 0 | 0 | 0 | 0 | 0 | 0 | 0 | 0 | 0 | 0
F1_Industrial_Industrial - Int_Existing_Space Heating_Natural Gas_Unit Heater_Baseline Forecast | F1 | Industrial | Industrial - Int | Existing | Space Heating | Natural Gas | Unit Heater | Baseline Forecast | Units | 157.2366 | 154.5256 | 151.8614 | 149.2431 | 146.6699 | 144.1411 | 141.6559 | 139.2136 | 136.8133 | 134.4545 | 132.1363 | 129.8581 | 127.6192 | 125.4188 | 123.2564 | 121.1313 | 119.0429 | 116.9904 | 114.9733 | 112.991 | 111.0429 | 109.1284 | 107.2468 | 105.3978 | 103.5806 | 101.7947 | 100.0396 | 98.3148 | 96.6197 | 94.9538 | 93.3167 | 91.7078 | 90.1266
F2_Industrial_Industrial - Int_Existing_Space Heating_Natural Gas_Unit Heater_Baseline Forecast | F2 | Industrial | Industrial - Int | Existing | Space Heating | Natural Gas | Unit Heater | Baseline Forecast | Usage (MMtherm) | 0.0066308 | 0.0065164 | 0.0063701 | 0.006227 | 0.0060869 | 0.0059498 | 0.0058156 | 0.0056842 | 0.0055557 | 0.0054299 | 0.0053068 | 0.0051863 | 0.0050684 | 0.0049531 | 0.0048401 | 0.0047297 | 0.0046215 | 0.0045158 | 0.0044122 | 0.004311 | 0.0042118 | 0.0041149 | 0.00402 | 0.0039272 | 0.0038364 | 0.0037476 | 0.0036606 | 0.0035756 | 0.0034924 | 0.003411 | 0.0033314 | 0.0032535 | 0.0031974
F3_Industrial_Industrial - Int_Existing_Space Heating_Natural Gas_Unit Heater_Baseline Forecast | F3 | Industrial | Industrial - Int | Existing | Space Heating | Natural Gas | Unit Heater | Baseline Forecast | Summer Peak Demand (MW) | 0 | 0 | 0 | 0 | 0 | 0 | 0 | 0 | 0 | 0 | 0 | 0 | 0 | 0 | 0 | 0 | 0 | 0 | 0 | 0 | 0 | 0 | 0 | 0 | 0 | 0 | 0 | 0 | 0 | 0 | 0 | 0 | 0
F4_Industrial_Industrial - Int_Existing_Space Heating_Natural Gas_Unit Heater_Baseline Forecast | F4 | Industrial | Industrial - Int | Existing | Space Heating | Natural Gas | Unit Heater | Baseline Forecast | Winter Peak Demand (MW) | 0 | 0 | 0 | 0 | 0 | 0 | 0 | 0 | 0 | 0 | 0 | 0 | 0 | 0 | 0 | 0 | 0 | 0 | 0 | 0 | 0 | 0 | 0 | 0 | 0 | 0 | 0 | 0 | 0 | 0 | 0 | 0 | 0
F5_Industrial_Industrial - Int_Existing_Space Heating_Natural Gas_Unit Heater_Baseline Forecast | F5 | Industrial | Industrial - Int | Existing | Space Heating | Natural Gas | Unit Heater | Baseline Forecast | Turnover | 0 | 5.1509 | 6.5807 | 7.6611 | 8.4677 | 9.0597 | 9.4838 | 9.7764 | 9.9665 | 10.0767 | 10.1246 | 10.1243 | 8.8106 | 8.0139 | 7.566 | 7.3471 | 7.2728 | 8.3067 | 8.447 | 8.5243 | 8.5526 | 8.5429 | 8.5039 | 8.2317 | 7.8667 | 7.4905 | 7.1467 | 6.8546 | 6.5351 | 6.4052 | 6.3824 | 6.413 | 6.4634
F6_Industrial_Industrial - Int_Existing_Space Heating_Natural Gas_Unit Heater_Baseline Forecast | F6 | Industrial | Industrial - Int | Existing | Space Heating | Natural Gas | Unit Heater | Baseline Forecast | Avg. Replacement Usage (kWh) | 42.1705 | 42.1705 | 41.9471 | 41.7239 | 41.5007 | 41.2777 | 41.0543 | 40.8311 | 40.6079 | 40.3849 | 40.1615 | 39.9383 | 39.7151 | 39.4922 | 39.2688 | 39.0457 | 38.8225 | 38.5996 | 38.3763 | 38.1531 | 37.9299 | 37.7074 | 37.484 | 37.261 | 37.0379 | 36.8154 | 36.5919 | 36.369 | 36.146 | 35.9232 | 35.6999 | 35.4768 | 35.4768
F7_Industrial_Industrial - Int_Existing_Space Heating_Natural Gas_Unit Heater_Baseline Forecast | F7 | Industrial | Industrial - Int | Existing | Space Heating | Natural Gas | Unit Heater | Baseline Forecast | Avg. Replacement Summer Demand (kW) | 0 | 0 | 0 | 0 | 0 | 0 | 0 | 0 | 0 | 0 | 0 | 0 | 0 | 0 | 0 | 0 | 0 | 0 | 0 | 0 | 0 | 0 | 0 | 0 | 0 | 0 | 0 | 0 | 0 | 0 | 0 | 0 | 0
F8_Industrial_Industrial - Int_Existing_Space Heating_Natural Gas_Unit Heater_Baseline Forecast | F8 | Industrial | Industrial - Int | Existing | Space Heating | Natural Gas | Unit Heater | Baseline Forecast | Avg. Replacement Winter Demand (kW) | 0 | 0 | 0 | 0 | 0 | 0 | 0 | 0 | 0 | 0 | 0 | 0 | 0 | 0 | 0 | 0 | 0 | 0 | 0 | 0 | 0 | 0 | 0 | 0 | 0 | 0 | 0 | 0 | 0 | 0 | 0 | 0 | 0
F1_Industrial_Industrial - Int_Existing_Process_Natural Gas_Process Heating_Baseline Forecast | F1 | Industrial | Industrial - Int | Existing | Process | Natural Gas | Process Heating | Baseline Forecast | Units | 1020.1888 | 1002.5993 | 985.3131 | 968.3249 | 951.6297 | 935.2223 | 919.0978 | 903.2512 | 887.6779 | 872.3732 | 857.3322 | 842.5506 | 828.0239 | 813.7476 | 799.7175 | 785.9293 | 772.3788 | 759.0619 | 745.9746 | 733.113 | 720.4731 | 708.0512 | 695.8434 | 683.8461 | 672.0556 | 660.4685 | 649.0811 | 637.89 | 626.8919 | 616.0834 | 605.4613 | 595.0223 | 584.7633
F2_Industrial_Industrial - Int_Existing_Process_Natural Gas_Process Heating_Baseline Forecast | F2 | Industrial | Industrial - Int | Existing | Process | Natural Gas | Process Heating | Baseline Forecast | Usage (MMtherm) | 0.10795 | 0.10609 | 0.10426 | 0.10246 | 0.1007 | 0.09896 | 0.097254 | 0.095577 | 0.093929 | 0.09231 | 0.090718 | 0.089154 | 0.087617 | 0.086106 | 0.084622 | 0.083163 | 0.081729 | 0.08032 | 0.078935 | 0.077574 | 0.076237 | 0.074922 | 0.07363 | 0.072361 | 0.071113 | 0.069887 | 0.068682 | 0.067498 | 0.066334 | 0.065191 | 0.064067 | 0.062962 | 0.061876
F3_Industrial_Industrial - Int_Existing_Process_Natural Gas_Process Heating_Baseline Forecast | F3 | Industrial | Industrial - Int | Existing | Process | Natural Gas | Process Heating | Baseline Forecast | Summer Peak Demand (MW) | 0 | 0 | 0 | 0 | 0 | 0 | 0 | 0 | 0 | 0 | 0 | 0 | 0 | 0 | 0 | 0 | 0 | 0 | 0 | 0 | 0 | 0 | 0 | 0 | 0 | 0 | 0 | 0 | 0 | 0 | 0 | 0 | 0
F4_Industrial_Industrial - Int_Existing_Process_Natural Gas_Process Heating_Baseline Forecast | F4 | Industrial | Industrial - Int | Existing | Process | Natural Gas | Process Heating | Baseline Forecast | Winter Peak Demand (MW) | 0 | 0 | 0 | 0 | 0 | 0 | 0 | 0 | 0 | 0 | 0 | 0 | 0 | 0 | 0 | 0 | 0 | 0 | 0 | 0 | 0 | 0 | 0 | 0 | 0 | 0 | 0 | 0 | 0 | 0 | 0 | 0 | 0
F5_Industrial_Industrial - Int_Existing_Process_Natural Gas_Process Heating_Baseline Forecast | F5 | Industrial | Industrial - Int | Existing | Process | Natural Gas | Process Heating | Baseline Forecast | Turnover | 0 | 0 | 0 | 0 | 0 | 0 | 0 | 0 | 0 | 0 | 0 | 0 | 0 | 0 | 0 | 0 | 0 | 13.8011 | 25.8933 | 36.4629 | 47.5474 | 58.7688 | 57.1895 | 57.07 | 58.23 | 58.7598 | 58.9816 | 62.5188 | 65.0438 | 66.7306 | 68.6691 | 70.6061 | 69.2737
F6_Industrial_Industrial - Int_Existing_Process_Natural Gas_Process Heating_Baseline Forecast | F6 | Industrial | Industrial - Int | Existing | Process | Natural Gas | Process Heating | Baseline Forecast | Avg. Replacement Usage (kWh) | 105.8145 | 105.8145 | 105.8145 | 105.8145 | 105.8145 | 105.8145 | 105.8145 | 105.8145 | 105.8145 | 105.8145 | 105.8145 | 105.8145 | 105.8145 | 105.8145 | 105.8145 | 105.8145 | 105.8145 | 105.8145 | 105.8145 | 105.8145 | 105.8145 | 105.8145 | 105.8145 | 105.8145 | 105.8145 | 105.8145 | 105.8145 | 105.8145 | 105.8145 | 105.8145 | 105.8145 | 105.8145 | 105.8145
F7_Industrial_Industrial - Int_Existing_Process_Natural Gas_Process Heating_Baseline Forecast | F7 | Industrial | Industrial - Int | Existing | Process | Natural Gas | Process Heating | Baseline Forecast | Avg. Replacement Summer Demand (kW) | 0 | 0 | 0 | 0 | 0 | 0 | 0 | 0 | 0 | 0 | 0 | 0 | 0 | 0 | 0 | 0 | 0 | 0 | 0 | 0 | 0 | 0 | 0 | 0 | 0 | 0 | 0 | 0 | 0 | 0 | 0 | 0 | 0
F8_Industrial_Industrial - Int_Existing_Process_Natural Gas_Process Heating_Baseline Forecast | F8 | Industrial | Industrial - Int | Existing | Process | Natural Gas | Process Heating | Baseline Forecast | Avg. Replacement Winter Demand (kW) | 0 | 0 | 0 | 0 | 0 | 0 | 0 | 0 | 0 | 0 | 0 | 0 | 0 | 0 | 0 | 0 | 0 | 0 | 0 | 0 | 0 | 0 | 0 | 0 | 0 | 0 | 0 | 0 | 0 | 0 | 0 | 0 | 0
F1_Industrial_Industrial - Int_Existing_Process_Natural Gas_Process Boiler_Baseline Forecast | F1 | Industrial | Industrial - Int | Existing | Process | Natural Gas | Process Boiler | Baseline Forecast | Units | 1020.1888 | 1002.5993 | 985.3131 | 968.3249 | 951.6297 | 935.2223 | 919.0978 | 903.2512 | 887.6779 | 872.3732 | 857.3322 | 842.5506 | 828.0239 | 813.7476 | 799.7175 | 785.9293 | 772.3788 | 759.0619 | 745.9746 | 733.113 | 720.4731 | 708.0512 | 695.8434 | 683.8461 | 672.0556 | 660.4685 | 649.0811 | 637.89 | 626.8919 | 616.0834 | 605.4613 | 595.0223 | 584.7633
F2_Industrial_Industrial - Int_Existing_Process_Natural Gas_Process Boiler_Baseline Forecast | F2 | Industrial | Industrial - Int | Existing | Process | Natural Gas | Process Boiler | Baseline Forecast | Usage (MMtherm) | 0.20839 | 0.2048 | 0.20126 | 0.19779 | 0.19438 | 0.19103 | 0.18774 | 0.1845 | 0.18132 | 0.17819 | 0.17512 | 0.1721 | 0.16914 | 0.16622 | 0.16335 | 0.16054 | 0.15777 | 0.15505 | 0.15238 | 0.14975 | 0.14717 | 0.14463 | 0.14214 | 0.13969 | 0.13728 | 0.13491 | 0.13258 | 0.1303 | 0.12805 | 0.12584 | 0.12367 | 0.12154 | 0.11945
F3_Industrial_Industrial - Int_Existing_Process_Natural Gas_Process Boiler_Baseline Forecast | F3 | Industrial | Industrial - Int | Existing | Process | Natural Gas | Process Boiler | Baseline Forecast | Summer Peak Demand (MW) | 0 | 0 | 0 | 0 | 0 | 0 | 0 | 0 | 0 | 0 | 0 | 0 | 0 | 0 | 0 | 0 | 0 | 0 | 0 | 0 | 0 | 0 | 0 | 0 | 0 | 0 | 0 | 0 | 0 | 0 | 0 | 0 | 0
F4_Industrial_Industrial - Int_Existing_Process_Natural Gas_Process Boiler_Baseline Forecast | F4 | Industrial | Industrial - Int | Existing | Process | Natural Gas | Process Boiler | Baseline Forecast | Winter Peak Demand (MW) | 0 | 0 | 0 | 0 | 0 | 0 | 0 | 0 | 0 | 0 | 0 | 0 | 0 | 0 | 0 | 0 | 0 | 0 | 0 | 0 | 0 | 0 | 0 | 0 | 0 | 0 | 0 | 0 | 0 | 0 | 0 | 0 | 0
F5_Industrial_Industrial - Int_Existing_Process_Natural Gas_Process Boiler_Baseline Forecast | F5 | Industrial | Industrial - Int | Existing | Process | Natural Gas | Process Boiler | Baseline Forecast | Turnover | 0 | 131.7702 | 116.6289 | 103.7773 | 87.4183 | 73.6381 | 62.0301 | 52.252 | 44.0152 | 37.0769 | 31.2322 | 26.3089 | 22.1617 | 18.6682 | 15.7255 | 13.2466 | 11.1584 | 9.3995 | 7.9178 | 6.6697 | 5.6183 | 4.7326 | 12.3006 | 18.1447 | 22.5871 | 25.5509 | 27.3521 | 28.2481 | 28.4478 | 28.1202 | 27.4011 | 26.3996 | 25.2024
F6_Industrial_Industrial - Int_Existing_Process_Natural Gas_Process Boiler_Baseline Forecast | F6 | Industrial | Industrial - Int | Existing | Process | Natural Gas | Process Boiler | Baseline Forecast | Avg. Replacement Usage (kWh) | 204.2643 | 204.2643 | 204.2643 | 204.2643 | 204.2643 | 204.2643 | 204.2643 | 204.2643 | 204.2643 | 204.2643 | 204.2643 | 204.2643 | 204.2643 | 204.2643 | 204.2643 | 204.2643 | 204.2643 | 204.2643 | 204.2643 | 204.2643 | 204.2643 | 204.2643 | 204.2643 | 204.2643 | 204.2643 | 204.2643 | 204.2643 | 204.2643 | 204.2643 | 204.2643 | 204.2643 | 204.2643 | 204.2643
F7_Industrial_Industrial - Int_Existing_Process_Natural Gas_Process Boiler_Baseline Forecast | F7 | Industrial | Industrial - Int | Existing | Process | Natural Gas | Process Boiler | Baseline Forecast | Avg. Replacement Summer Demand (kW) | 0 | 0 | 0 | 0 | 0 | 0 | 0 | 0 | 0 | 0 | 0 | 0 | 0 | 0 | 0 | 0 | 0 | 0 | 0 | 0 | 0 | 0 | 0 | 0 | 0 | 0 | 0 | 0 | 0 | 0 | 0 | 0 | 0
F8_Industrial_Industrial - Int_Existing_Process_Natural Gas_Process Boiler_Baseline Forecast | F8 | Industrial | Industrial - Int | Existing | Process | Natural Gas | Process Boiler | Baseline Forecast | Avg. Replacement Winter Demand (kW) | 0 | 0 | 0 | 0 | 0 | 0 | 0 | 0 | 0 | 0 | 0 | 0 | 0 | 0 | 0 | 0 | 0 | 0 | 0 | 0 | 0 | 0 | 0 | 0 | 0 | 0 | 0 | 0 | 0 | 0 | 0 | 0 | 0
F1_Industrial_Industrial - Int_Existing_Process_Natural Gas_Process Cooling_Baseline Forecast | F1 | Industrial | Industrial - Int | Existing | Process | Natural Gas | Process Cooling | Baseline Forecast | Units | 1020.1888 | 1002.5993 | 985.3131 | 968.3249 | 951.6297 | 935.2223 | 919.0978 | 903.2512 | 887.6779 | 872.3732 | 857.3322 | 842.5506 | 828.0239 | 813.7476 | 799.7175 | 785.9293 | 772.3788 | 759.0619 | 745.9746 | 733.113 | 720.4731 | 708.0512 | 695.8434 | 683.8461 | 672.0556 | 660.4685 | 649.0811 | 637.89 | 626.8919 | 616.0834 | 605.4613 | 595.0223 | 584.7633
F2_Industrial_Industrial - Int_Existing_Process_Natural Gas_Process Cooling_Baseline Forecast | F2 | Industrial | Industrial - Int | Existing | Process | Natural Gas | Process Cooling | Baseline Forecast | Usage (MMtherm) | 0.00046557 | 0.00045754 | 0.00044965 | 0.0004419 | 0.00043428 | 0.00042679 | 0.00041943 | 0.0004122 | 0.0004051 | 0.00039811 | 0.00039125 | 0.0003845 | 0.00037787 | 0.00037136 | 0.00036495 | 0.00035866 | 0.00035248 | 0.0003464 | 0.00034043 | 0.00033456 | 0.00032879 | 0.00032312 | 0.00031755 | 0.00031208 | 0.0003067 | 0.00030141 | 0.00029621 | 0.0002911 | 0.00028609 | 0.00028115 | 0.00027631 | 0.00027154 | 0.00026686
F3_Industrial_Industrial - Int_Existing_Process_Natural Gas_Process Cooling_Baseline Forecast | F3 | Industrial | Industrial - Int | Existing | Process | Natural Gas | Process Cooling | Baseline Forecast | Summer Peak Demand (MW) | 0 | 0 | 0 | 0 | 0 | 0 | 0 | 0 | 0 | 0 | 0 | 0 | 0 | 0 | 0 | 0 | 0 | 0 | 0 | 0 | 0 | 0 | 0 | 0 | 0 | 0 | 0 | 0 | 0 | 0 | 0 | 0 | 0
F4_Industrial_Industrial - Int_Existing_Process_Natural Gas_Process Cooling_Baseline Forecast | F4 | Industrial | Industrial - Int | Existing | Process | Natural Gas | Process Cooling | Baseline Forecast | Winter Peak Demand (MW) | 0 | 0 | 0 | 0 | 0 | 0 | 0 | 0 | 0 | 0 | 0 | 0 | 0 | 0 | 0 | 0 | 0 | 0 | 0 | 0 | 0 | 0 | 0 | 0 | 0 | 0 | 0 | 0 | 0 | 0 | 0 | 0 | 0
F5_Industrial_Industrial - Int_Existing_Process_Natural Gas_Process Cooling_Baseline Forecast | F5 | Industrial | Industrial - Int | Existing | Process | Natural Gas | Process Cooling | Baseline Forecast | Turnover | 0 | 85.9371 | 100.5422 | 112.3596 | 106.3003 | 103.1766 | 102.1477 | 100.4593 | 98.6136 | 96.9192 | 95.2631 | 114.6591 | 113.6653 | 111.9827 | 108.8681 | 106.803 | 105.3349 | 103.5102 | 101.6474 | 99.9084 | 98.1984 | 101.6529 | 99.4165 | 97.128 | 95.3109 | 93.7208 | 92.2085 | 90.5947 | 89.0027 | 87.479 | 85.9765 | 85.7522 | 83.9779
F6_Industrial_Industrial - Int_Existing_Process_Natural Gas_Process Cooling_Baseline Forecast | F6 | Industrial | Industrial - Int | Existing | Process | Natural Gas | Process Cooling | Baseline Forecast | Avg. Replacement Usage (kWh) | 0.45635 | 0.45635 | 0.45635 | 0.45635 | 0.45635 | 0.45635 | 0.45635 | 0.45635 | 0.45635 | 0.45635 | 0.45635 | 0.45635 | 0.45635 | 0.45635 | 0.45635 | 0.45635 | 0.45635 | 0.45635 | 0.45635 | 0.45635 | 0.45635 | 0.45635 | 0.45635 | 0.45635 | 0.45635 | 0.45635 | 0.45635 | 0.45635 | 0.45635 | 0.45635 | 0.45635 | 0.45635 | 0.45635
F7_Industrial_Industrial - Int_Existing_Process_Natural Gas_Process Cooling_Baseline Forecast | F7 | Industrial | Industrial - Int | Existing | Process | Natural Gas | Process Cooling | Baseline Forecast | Avg. Replacement Summer Demand (kW) | 0 | 0 | 0 | 0 | 0 | 0 | 0 | 0 | 0 | 0 | 0 | 0 | 0 | 0 | 0 | 0 | 0 | 0 | 0 | 0 | 0 | 0 | 0 | 0 | 0 | 0 | 0 | 0 | 0 | 0 | 0 | 0 | 0
F8_Industrial_Industrial - Int_Existing_Process_Natural Gas_Process Cooling_Baseline Forecast | F8 | Industrial | Industrial - Int | Existing | Process | Natural Gas | Process Cooling | Baseline Forecast | Avg. Replacement Winter Demand (kW) | 0 | 0 | 0 | 0 | 0 | 0 | 0 | 0 | 0 | 0 | 0 | 0 | 0 | 0 | 0 | 0 | 0 | 0 | 0 | 0 | 0 | 0 | 0 | 0 | 0 | 0 | 0 | 0 | 0 | 0 | 0 | 0 | 0
F1_Industrial_Industrial - Int_Existing_Process_Natural Gas_Other Process_Baseline Forecast | F1 | Industrial | Industrial - Int | Existing | Process | Natural Gas | Other Process | Baseline Forecast | Units | 1020.1888 | 1002.5993 | 985.3131 | 968.3249 | 951.6297 | 935.2223 | 919.0978 | 903.2512 | 887.6779 | 872.3732 | 857.3322 | 842.5506 | 828.0239 | 813.7476 | 799.7175 | 785.9293 | 772.3788 | 759.0619 | 745.9746 | 733.113 | 720.4731 | 708.0512 | 695.8434 | 683.8461 | 672.0556 | 660.4685 | 649.0811 | 637.89 | 626.8919 | 616.0834 | 605.4613 | 595.0223 | 584.7633
F2_Industrial_Industrial - Int_Existing_Process_Natural Gas_Other Process_Baseline Forecast | F2 | Industrial | Industrial - Int | Existing | Process | Natural Gas | Other Process | Baseline Forecast | Usage (MMtherm) | 0.015841 | 0.015568 | 0.015299 | 0.015035 | 0.014776 | 0.014521 | 0.014271 | 0.014025 | 0.013783 | 0.013546 | 0.013312 | 0.013083 | 0.012857 | 0.012635 | 0.012417 | 0.012203 | 0.011993 | 0.011786 | 0.011583 | 0.011383 | 0.011187 | 0.010994 | 0.010805 | 0.010618 | 0.010435 | 0.010255 | 0.010078 | 0.0099047 | 0.009734 | 0.0095661 | 0.0094012 | 0.0092391 | 0.0090798
F3_Industrial_Industrial - Int_Existing_Process_Natural Gas_Other Process_Baseline Forecast | F3 | Industrial | Industrial - Int | Existing | Process | Natural Gas | Other Process | Baseline Forecast | Summer Peak Demand (MW) | 0 | 0 | 0 | 0 | 0 | 0 | 0 | 0 | 0 | 0 | 0 | 0 | 0 | 0 | 0 | 0 | 0 | 0 | 0 | 0 | 0 | 0 | 0 | 0 | 0 | 0 | 0 | 0 | 0 | 0 | 0 | 0 | 0
F4_Industrial_Industrial - Int_Existing_Process_Natural Gas_Other Process_Baseline Forecast | F4 | Industrial | Industrial - Int | Existing | Process | Natural Gas | Other Process | Baseline Forecast | Winter Peak Demand (MW) | 0 | 0 | 0 | 0 | 0 | 0 | 0 | 0 | 0 | 0 | 0 | 0 | 0 | 0 | 0 | 0 | 0 | 0 | 0 | 0 | 0 | 0 | 0 | 0 | 0 | 0 | 0 | 0 | 0 | 0 | 0 | 0 | 0
F5_Industrial_Industrial - Int_Existing_Process_Natural Gas_Other Process_Baseline Forecast | F5 | Industrial | Industrial - Int | Existing | Process | Natural Gas | Other Process | Baseline Forecast | Turnover | 0 | 85.9371 | 100.5422 | 112.3596 | 106.3003 | 103.1766 | 102.1477 | 100.4593 | 98.6136 | 96.9192 | 95.2631 | 114.6591 | 113.6653 | 111.9827 | 108.8681 | 106.803 | 105.3349 | 103.5102 | 101.6474 | 99.9084 | 98.1984 | 101.6529 | 99.4165 | 97.128 | 95.3109 | 93.7208 | 92.2085 | 90.5947 | 89.0027 | 87.479 | 85.9765 | 85.7522 | 83.9779
F6_Industrial_Industrial - Int_Existing_Process_Natural Gas_Other Process_Baseline Forecast | F6 | Industrial | Industrial - Int | Existing | Process | Natural Gas | Other Process | Baseline Forecast | Avg. Replacement Usage (kWh) | 15.5273 | 15.5273 | 15.5273 | 15.5273 | 15.5273 | 15.5273 | 15.5273 | 15.5273 | 15.5273 | 15.5273 | 15.5273 | 15.5273 | 15.5273 | 15.5273 | 15.5273 | 15.5273 | 15.5273 | 15.5273 | 15.5273 | 15.5273 | 15.5273 | 15.5273 | 15.5273 | 15.5273 | 15.5273 | 15.5273 | 15.5273 | 15.5273 | 15.5273 | 15.5273 | 15.5273 | 15.5273 | 15.5273
F7_Industrial_Industrial - Int_Existing_Process_Natural Gas_Other Process_Baseline Forecast | F7 | Industrial | Industrial - Int | Existing | Process | Natural Gas | Other Process | Baseline Forecast | Avg. Replacement Summer Demand (kW) | 0 | 0 | 0 | 0 | 0 | 0 | 0 | 0 | 0 | 0 | 0 | 0 | 0 | 0 | 0 | 0 | 0 | 0 | 0 | 0 | 0 | 0 | 0 | 0 | 0 | 0 | 0 | 0 | 0 | 0 | 0 | 0 | 0
F8_Industrial_Industrial - Int_Existing_Process_Natural Gas_Other Process_Baseline Forecast | F8 | Industrial | Industrial - Int | Existing | Process | Natural Gas | Other Process | Baseline Forecast | Avg. Replacement Winter Demand (kW) | 0 | 0 | 0 | 0 | 0 | 0 | 0 | 0 | 0 | 0 | 0 | 0 | 0 | 0 | 0 | 0 | 0 | 0 | 0 | 0 | 0 | 0 | 0 | 0 | 0 | 0 | 0 | 0 | 0 | 0 | 0 | 0 | 0
F1_Industrial_Industrial - Int_Existing_Miscellaneous_Natural Gas_Miscellaneous_Baseline Forecast | F1 | Industrial | Industrial - Int | Existing | Miscellaneous | Natural Gas | Miscellaneous | Baseline Forecast | Units | 1020.1888 | 1002.5993 | 985.3131 | 968.3249 | 951.6297 | 935.2223 | 919.0978 | 903.2512 | 887.6779 | 872.3732 | 857.3322 | 842.5506 | 828.0239 | 813.7476 | 799.7175 | 785.9293 | 772.3788 | 759.0619 | 745.9746 | 733.113 | 720.4731 | 708.0512 | 695.8434 | 683.8461 | 672.0556 | 660.4685 | 649.0811 | 637.89 | 626.8919 | 616.0834 | 605.4613 | 595.0223 | 584.7633
F2_Industrial_Industrial - Int_Existing_Miscellaneous_Natural Gas_Miscellaneous_Baseline Forecast | F2 | Industrial | Industrial - Int | Existing | Miscellaneous | Natural Gas | Miscellaneous | Baseline Forecast | Usage (MMtherm) | 0.017238 | 0.01694 | 0.016648 | 0.016361 | 0.016079 | 0.015802 | 0.015529 | 0.015262 | 0.014999 | 0.01474 | 0.014486 | 0.014236 | 0.013991 | 0.013749 | 0.013512 | 0.013279 | 0.01305 | 0.012825 | 0.012604 | 0.012387 | 0.012173 | 0.011964 | 0.011757 | 0.011555 | 0.011355 | 0.01116 | 0.010967 | 0.010778 | 0.010592 | 0.01041 | 0.01023 | 0.010054 | 0.0098804
F3_Industrial_Industrial - Int_Existing_Miscellaneous_Natural Gas_Miscellaneous_Baseline Forecast | F3 | Industrial | Industrial - Int | Existing | Miscellaneous | Natural Gas | Miscellaneous | Baseline Forecast | Summer Peak Demand (MW) | 0 | 0 | 0 | 0 | 0 | 0 | 0 | 0 | 0 | 0 | 0 | 0 | 0 | 0 | 0 | 0 | 0 | 0 | 0 | 0 | 0 | 0 | 0 | 0 | 0 | 0 | 0 | 0 | 0 | 0 | 0 | 0 | 0
F4_Industrial_Industrial - Int_Existing_Miscellaneous_Natural Gas_Miscellaneous_Baseline Forecast | F4 | Industrial | Industrial - Int | Existing | Miscellaneous | Natural Gas | Miscellaneous | Baseline Forecast | Winter Peak Demand (MW) | 0 | 0 | 0 | 0 | 0 | 0 | 0 | 0 | 0 | 0 | 0 | 0 | 0 | 0 | 0 | 0 | 0 | 0 | 0 | 0 | 0 | 0 | 0 | 0 | 0 | 0 | 0 | 0 | 0 | 0 | 0 | 0 | 0
F5_Industrial_Industrial - Int_Existing_Miscellaneous_Natural Gas_Miscellaneous_Baseline Forecast | F5 | Industrial | Industrial - Int | Existing | Miscellaneous | Natural Gas | Miscellaneous | Baseline Forecast | Turnover | 0 | 85.9371 | 100.5422 | 112.3596 | 106.3003 | 103.1766 | 102.1477 | 100.4593 | 98.6136 | 96.9192 | 95.2631 | 114.6591 | 113.6653 | 111.9827 | 108.8681 | 106.803 | 105.3349 | 103.5102 | 101.6474 | 99.9084 | 98.1984 | 101.6529 | 99.4165 | 97.128 | 95.3109 | 93.7208 | 92.2085 | 90.5947 | 89.0027 | 87.479 | 85.9765 | 85.7522 | 83.9779
F6_Industrial_Industrial - Int_Existing_Miscellaneous_Natural Gas_Miscellaneous_Baseline Forecast | F6 | Industrial | Industrial - Int | Existing | Miscellaneous | Natural Gas | Miscellaneous | Baseline Forecast | Avg. Replacement Usage (kWh) | 16.8964 | 16.8964 | 16.8964 | 16.8964 | 16.8964 | 16.8964 | 16.8964 | 16.8964 | 16.8964 | 16.8964 | 16.8964 | 16.8964 | 16.8964 | 16.8964 | 16.8964 | 16.8964 | 16.8964 | 16.8964 | 16.8964 | 16.8964 | 16.8964 | 16.8964 | 16.8964 | 16.8964 | 16.8964 | 16.8964 | 16.8964 | 16.8964 | 16.8964 | 16.8964 | 16.8964 | 16.8964 | 16.8964
F7_Industrial_Industrial - Int_Existing_Miscellaneous_Natural Gas_Miscellaneous_Baseline Forecast | F7 | Industrial | Industrial - Int | Existing | Miscellaneous | Natural Gas | Miscellaneous | Baseline Forecast | Avg. Replacement Summer Demand (kW) | 0 | 0 | 0 | 0 | 0 | 0 | 0 | 0 | 0 | 0 | 0 | 0 | 0 | 0 | 0 | 0 | 0 | 0 | 0 | 0 | 0 | 0 | 0 | 0 | 0 | 0 | 0 | 0 | 0 | 0 | 0 | 0 | 0
F8_Industrial_Industrial - Int_Existing_Miscellaneous_Natural Gas_Miscellaneous_Baseline Forecast | F8 | Industrial | Industrial - Int | Existing | Miscellaneous | Natural Gas | Miscellaneous | Baseline Forecast | Avg. Replacement Winter Demand (kW) | 0 | 0 | 0 | 0 | 0 | 0 | 0 | 0 | 0 | 0 | 0 | 0 | 0 | 0 | 0 | 0 | 0 | 0 | 0 | 0 | 0 | 0 | 0 | 0 | 0 | 0 | 0 | 0 | 0 | 0 | 0 | 0 | 0
F1_Industrial_Industrial - Int_New_Space Heating_Natural Gas_Furnace_Baseline Forecast | F1 | Industrial | Industrial - Int | New | Space Heating | Natural Gas | Furnace | Baseline Forecast | Units | 0 | 12.4134 | 24.6129 | 44.155 | 58.3357 | 63.6541 | 70.5389 | 75.272 | 81.276 | 82.5937 | 86.803 | 91.0414 | 97.5864 | 99.1475 | 103.0204 | 106.7766 | 112.7636 | 113.9484 | 117.3689 | 120.6823 | 126.1529 | 126.9964 | 130.0017 | 132.9086 | 137.9017 | 138.436 | 141.0605 | 143.5949 | 148.1463 | 148.4011 | 150.6767 | 158.0438 | 165.284
F2_Industrial_Industrial - Int_New_Space Heating_Natural Gas_Furnace_Baseline Forecast | F2 | Industrial | Industrial - Int | New | Space Heating | Natural Gas | Furnace | Baseline Forecast | Usage (MMtherm) | 0 | 0.00045807 | 0.00090343 | 0.0016121 | 0.0021185 | 0.0022992 | 0.0025341 | 0.0026894 | 0.002888 | 0.0029187 | 0.0030505 | 0.0031817 | 0.0033914 | 0.0034263 | 0.00354 | 0.0036482 | 0.0038307 | 0.0038488 | 0.0039414 | 0.0040291 | 0.0041871 | 0.0041903 | 0.0042641 | 0.0043335 | 0.0044694 | 0.0044597 | 0.0045167 | 0.0045698 | 0.0046858 | 0.0046649 | 0.004707 | 0.0049063 | 0.005131
F3_Industrial_Industrial - Int_New_Space Heating_Natural Gas_Furnace_Baseline Forecast | F3 | Industrial | Industrial - Int | New | Space Heating | Natural Gas | Furnace | Baseline Forecast | Summer Peak Demand (MW) | 0 | 0 | 0 | 0 | 0 | 0 | 0 | 0 | 0 | 0 | 0 | 0 | 0 | 0 | 0 | 0 | 0 | 0 | 0 | 0 | 0 | 0 | 0 | 0 | 0 | 0 | 0 | 0 | 0 | 0 | 0 | 0 | 0
F4_Industrial_Industrial - Int_New_Space Heating_Natural Gas_Furnace_Baseline Forecast | F4 | Industrial | Industrial - Int | New | Space Heating | Natural Gas | Furnace | Baseline Forecast | Winter Peak Demand (MW) | 0 | 0 | 0 | 0 | 0 | 0 | 0 | 0 | 0 | 0 | 0 | 0 | 0 | 0 | 0 | 0 | 0 | 0 | 0 | 0 | 0 | 0 | 0 | 0 | 0 | 0 | 0 | 0 | 0 | 0 | 0 | 0 | 0
F5_Industrial_Industrial - Int_New_Space Heating_Natural Gas_Furnace_Baseline Forecast | F5 | Industrial | Industrial - Int | New | Space Heating | Natural Gas | Furnace | Baseline Forecast | Turnover | 0 | 12.4134 | 12.1994 | 19.5422 | 14.1807 | 5.3184 | 6.8847 | 4.7331 | 6.004 | 1.3177 | 4.2093 | 4.2384 | 6.545 | 1.5611 | 3.8729 | 3.7562 | 5.987 | 1.1848 | 3.4205 | 4.2682 | 7.2905 | 4.0266 | 7.0343 | 7.0352 | 9.3334 | 4.9048 | 7.1207 | 6.7861 | 8.7999 | 4.5024 | 6.7 | 11.5712 | 15.4666
F6_Industrial_Industrial - Int_New_Space Heating_Natural Gas_Furnace_Baseline Forecast | F6 | Industrial | Industrial - Int | New | Space Heating | Natural Gas | Furnace | Baseline Forecast | Avg. Replacement Usage (kWh) | 36.9011 | 36.9011 | 36.7056 | 36.5103 | 36.315 | 36.1198 | 35.9243 | 35.729 | 35.5337 | 35.3386 | 35.1431 | 34.9478 | 34.7525 | 34.5574 | 34.3619 | 34.1667 | 33.9714 | 33.7764 | 33.5809 | 33.3857 | 33.1904 | 32.9957 | 32.8002 | 32.605 | 32.4098 | 32.2151 | 32.0196 | 31.8245 | 31.6294 | 31.4344 | 31.239 | 31.0438 | 31.0438
F7_Industrial_Industrial - Int_New_Space Heating_Natural Gas_Furnace_Baseline Forecast | F7 | Industrial | Industrial - Int | New | Space Heating | Natural Gas | Furnace | Baseline Forecast | Avg. Replacement Summer Demand (kW) | 0 | 0 | 0 | 0 | 0 | 0 | 0 | 0 | 0 | 0 | 0 | 0 | 0 | 0 | 0 | 0 | 0 | 0 | 0 | 0 | 0 | 0 | 0 | 0 | 0 | 0 | 0 | 0 | 0 | 0 | 0 | 0 | 0
F8_Industrial_Industrial - Int_New_Space Heating_Natural Gas_Furnace_Baseline Forecast | F8 | Industrial | Industrial - Int | New | Space Heating | Natural Gas | Furnace | Baseline Forecast | Avg. Replacement Winter Demand (kW) | 0 | 0 | 0 | 0 | 0 | 0 | 0 | 0 | 0 | 0 | 0 | 0 | 0 | 0 | 0 | 0 | 0 | 0 | 0 | 0 | 0 | 0 | 0 | 0 | 0 | 0 | 0 | 0 | 0 | 0 | 0 | 0 | 0
F1_Industrial_Industrial - Int_New_Space Heating_Natural Gas_Boiler_Baseline Forecast | F1 | Industrial | Industrial - Int | New | Space Heating | Natural Gas | Boiler | Baseline Forecast | Units | 0 | 2.465 | 4.8876 | 8.7683 | 11.5842 | 12.6404 | 14.0075 | 14.9474 | 16.1397 | 16.4013 | 17.2372 | 18.0789 | 19.3786 | 19.6886 | 20.4577 | 21.2036 | 22.3925 | 22.6277 | 23.307 | 23.9649 | 25.0513 | 25.2188 | 25.8156 | 26.3928 | 27.3843 | 27.4904 | 28.0116 | 28.5149 | 29.4187 | 29.4693 | 29.9212 | 31.3841 | 32.8219
F2_Industrial_Industrial - Int_New_Space Heating_Natural Gas_Boiler_Baseline Forecast | F2 | Industrial | Industrial - Int | New | Space Heating | Natural Gas | Boiler | Baseline Forecast | Usage (MMtherm) | 0 | 9.8748e-05 | 0.00019476 | 0.00034753 | 0.00045669 | 0.00049564 | 0.00054628 | 0.00057976 | 0.00062259 | 0.00062921 | 0.00065762 | 0.00068589 | 0.00073109 | 0.00073862 | 0.00076313 | 0.00078646 | 0.00082581 | 0.0008297 | 0.00084966 | 0.00086856 | 0.00090262 | 0.00090333 | 0.00091923 | 0.00093419 | 0.00096348 | 0.0009614 | 0.00097368 | 0.00098514 | 0.0010101 | 0.0010056 | 0.0010147 | 0.0010577 | 0.0011061
F3_Industrial_Industrial - Int_New_Space Heating_Natural Gas_Boiler_Baseline Forecast | F3 | Industrial | Industrial - Int | New | Space Heating | Natural Gas | Boiler | Baseline Forecast | Summer Peak Demand (MW) | 0 | 0 | 0 | 0 | 0 | 0 | 0 | 0 | 0 | 0 | 0 | 0 | 0 | 0 | 0 | 0 | 0 | 0 | 0 | 0 | 0 | 0 | 0 | 0 | 0 | 0 | 0 | 0 | 0 | 0 | 0 | 0 | 0
F4_Industrial_Industrial - Int_New_Space Heating_Natural Gas_Boiler_Baseline Forecast | F4 | Industrial | Industrial - Int | New | Space Heating | Natural Gas | Boiler | Baseline Forecast | Winter Peak Demand (MW) | 0 | 0 | 0 | 0 | 0 | 0 | 0 | 0 | 0 | 0 | 0 | 0 | 0 | 0 | 0 | 0 | 0 | 0 | 0 | 0 | 0 | 0 | 0 | 0 | 0 | 0 | 0 | 0 | 0 | 0 | 0 | 0 | 0
F5_Industrial_Industrial - Int_New_Space Heating_Natural Gas_Boiler_Baseline Forecast | F5 | Industrial | Industrial - Int | New | Space Heating | Natural Gas | Boiler | Baseline Forecast | Turnover | 0 | 2.465 | 2.4225 | 3.8807 | 2.816 | 1.0561 | 1.3672 | 0.93989 | 1.1923 | 0.26167 | 0.83588 | 0.84165 | 1.2997 | 0.31001 | 0.76908 | 0.74589 | 1.1889 | 0.23529 | 0.67924 | 0.65795 | 1.0864 | 0.16749 | 0.82088 | 1.0012 | 1.7297 | 1.0332 | 1.46 | 1.481 | 1.8781 | 1.0447 | 1.3794 | 2.3822 | 2.3499
F6_Industrial_Industrial - Int_New_Space Heating_Natural Gas_Boiler_Baseline Forecast | F6 | Industrial | Industrial - Int | New | Space Heating | Natural Gas | Boiler | Baseline Forecast | Avg. Replacement Usage (kWh) | 40.0593 | 40.0593 | 39.8471 | 39.635 | 39.423 | 39.2112 | 38.9989 | 38.7869 | 38.5749 | 38.3631 | 38.1509 | 37.9388 | 37.7269 | 37.515 | 37.3028 | 37.0909 | 36.8789 | 36.6672 | 36.455 | 36.243 | 36.031 | 35.8196 | 35.6074 | 35.3955 | 35.1836 | 34.9723 | 34.76 | 34.5483 | 34.3364 | 34.1248 | 33.9126 | 33.7007 | 33.7007
F7_Industrial_Industrial - Int_New_Space Heating_Natural Gas_Boiler_Baseline Forecast | F7 | Industrial | Industrial - Int | New | Space Heating | Natural Gas | Boiler | Baseline Forecast | Avg. Replacement Summer Demand (kW) | 0 | 0 | 0 | 0 | 0 | 0 | 0 | 0 | 0 | 0 | 0 | 0 | 0 | 0 | 0 | 0 | 0 | 0 | 0 | 0 | 0 | 0 | 0 | 0 | 0 | 0 | 0 | 0 | 0 | 0 | 0 | 0 | 0
F8_Industrial_Industrial - Int_New_Space Heating_Natural Gas_Boiler_Baseline Forecast | F8 | Industrial | Industrial - Int | New | Space Heating | Natural Gas | Boiler | Baseline Forecast | Avg. Replacement Winter Demand (kW) | 0 | 0 | 0 | 0 | 0 | 0 | 0 | 0 | 0 | 0 | 0 | 0 | 0 | 0 | 0 | 0 | 0 | 0 | 0 | 0 | 0 | 0 | 0 | 0 | 0 | 0 | 0 | 0 | 0 | 0 | 0 | 0 | 0
F1_Industrial_Industrial - Int_New_Space Heating_Natural Gas_Unit Heater_Baseline Forecast | F1 | Industrial | Industrial - Int | New | Space Heating | Natural Gas | Unit Heater | Baseline Forecast | Units | 0 | 2.711 | 5.3752 | 9.643 | 12.74 | 13.9014 | 15.405 | 16.4387 | 17.7499 | 18.0377 | 18.9569 | 19.8826 | 21.3119 | 21.6529 | 22.4987 | 23.319 | 24.6265 | 24.8852 | 25.6322 | 26.3558 | 27.5506 | 27.7348 | 28.3911 | 29.026 | 30.1164 | 30.2331 | 30.8062 | 31.3597 | 32.3537 | 32.4094 | 32.9063 | 34.5152 | 36.0964
F2_Industrial_Industrial - Int_New_Space Heating_Natural Gas_Unit Heater_Baseline Forecast | F2 | Industrial | Industrial - Int | New | Space Heating | Natural Gas | Unit Heater | Baseline Forecast | Usage (MMtherm) | 0 | 0.00011432 | 0.00022547 | 0.00040234 | 0.00052872 | 0.00057382 | 0.00063244 | 0.00067121 | 0.00072079 | 0.00072845 | 0.00076134 | 0.00079408 | 0.00084641 | 0.00085512 | 0.0008835 | 0.0009105 | 0.00095606 | 0.00096056 | 0.00098367 | 0.0010056 | 0.001045 | 0.0010458 | 0.0010642 | 0.0010815 | 0.0011154 | 0.001113 | 0.0011273 | 0.0011405 | 0.0011695 | 0.0011642 | 0.0011748 | 0.0012245 | 0.0012806
F3_Industrial_Industrial - Int_New_Space Heating_Natural Gas_Unit Heater_Baseline Forecast | F3 | Industrial | Industrial - Int | New | Space Heating | Natural Gas | Unit Heater | Baseline Forecast | Summer Peak Demand (MW) | 0 | 0 | 0 | 0 | 0 | 0 | 0 | 0 | 0 | 0 | 0 | 0 | 0 | 0 | 0 | 0 | 0 | 0 | 0 | 0 | 0 | 0 | 0 | 0 | 0 | 0 | 0 | 0 | 0 | 0 | 0 | 0 | 0
F4_Industrial_Industrial - Int_New_Space Heating_Natural Gas_Unit Heater_Baseline Forecast | F4 | Industrial | Industrial - Int | New | Space Heating | Natural Gas | Unit Heater | Baseline Forecast | Winter Peak Demand (MW) | 0 | 0 | 0 | 0 | 0 | 0 | 0 | 0 | 0 | 0 | 0 | 0 | 0 | 0 | 0 | 0 | 0 | 0 | 0 | 0 | 0 | 0 | 0 | 0 | 0 | 0 | 0 | 0 | 0 | 0 | 0 | 0 | 0
F5_Industrial_Industrial - Int_New_Space Heating_Natural Gas_Unit Heater_Baseline Forecast | F5 | Industrial | Industrial - Int | New | Space Heating | Natural Gas | Unit Heater | Baseline Forecast | Turnover | 0 | 2.711 | 2.6642 | 4.2678 | 3.0969 | 1.1615 | 1.5036 | 1.0337 | 1.3112 | 0.28777 | 0.91928 | 0.92562 | 1.9716 | 1.3075 | 2.4727 | 2.7412 | 3.0765 | 2.6853 | 2.8827 | 3.1148 | 2.8583 | 1.1916 | 1.737 | 1.7705 | 2.3332 | 1.3372 | 2.2633 | 2.5226 | 3.3805 | 2.3673 | 3.2747 | 4.4732 | 4.1988
F6_Industrial_Industrial - Int_New_Space Heating_Natural Gas_Unit Heater_Baseline Forecast | F6 | Industrial | Industrial - Int | New | Space Heating | Natural Gas | Unit Heater | Baseline Forecast | Avg. Replacement Usage (kWh) | 42.1705 | 42.1705 | 41.9471 | 41.7239 | 41.5007 | 41.2777 | 41.0543 | 40.8311 | 40.6079 | 40.3849 | 40.1615 | 39.9383 | 39.7151 | 39.4922 | 39.2688 | 39.0457 | 38.8225 | 38.5996 | 38.3763 | 38.1531 | 37.9299 | 37.7074 | 37.484 | 37.261 | 37.0379 | 36.8154 | 36.5919 | 36.369 | 36.146 | 35.9232 | 35.6999 | 35.4768 | 35.4768
F7_Industrial_Industrial - Int_New_Space Heating_Natural Gas_Unit Heater_Baseline Forecast | F7 | Industrial | Industrial - Int | New | Space Heating | Natural Gas | Unit Heater | Baseline Forecast | Avg. Replacement Summer Demand (kW) | 0 | 0 | 0 | 0 | 0 | 0 | 0 | 0 | 0 | 0 | 0 | 0 | 0 | 0 | 0 | 0 | 0 | 0 | 0 | 0 | 0 | 0 | 0 | 0 | 0 | 0 | 0 | 0 | 0 | 0 | 0 | 0 | 0
F8_Industrial_Industrial - Int_New_Space Heating_Natural Gas_Unit Heater_Baseline Forecast | F8 | Industrial | Industrial - Int | New | Space Heating | Natural Gas | Unit Heater | Baseline Forecast | Avg. Replacement Winter Demand (kW) | 0 | 0 | 0 | 0 | 0 | 0 | 0 | 0 | 0 | 0 | 0 | 0 | 0 | 0 | 0 | 0 | 0 | 0 | 0 | 0 | 0 | 0 | 0 | 0 | 0 | 0 | 0 | 0 | 0 | 0 | 0 | 0 | 0
F1_Industrial_Industrial - Int_New_Process_Natural Gas_Process Heating_Baseline Forecast | F1 | Industrial | Industrial - Int | New | Process | Natural Gas | Process Heating | Baseline Forecast | Units | 0 | 17.5895 | 34.8757 | 62.5663 | 82.6599 | 90.196 | 99.9514 | 106.6581 | 115.1656 | 117.0327 | 122.9972 | 129.0028 | 138.2769 | 140.4889 | 145.9767 | 151.2991 | 159.7825 | 161.4614 | 166.3082 | 171.003 | 178.7548 | 179.95 | 184.2084 | 188.3274 | 195.4025 | 196.1595 | 199.8783 | 203.4695 | 209.9188 | 210.2797 | 213.5043 | 223.9432 | 234.2022
F2_Industrial_Industrial - Int_New_Process_Natural Gas_Process Heating_Baseline Forecast | F2 | Industrial | Industrial - Int | New | Process | Natural Gas | Process Heating | Baseline Forecast | Usage (MMtherm) | 0 | 0.0018612 | 0.0036904 | 0.0066204 | 0.0087466 | 0.009544 | 0.010576 | 0.011286 | 0.012186 | 0.012384 | 0.013015 | 0.01365 | 0.014632 | 0.014866 | 0.015446 | 0.01601 | 0.016907 | 0.017085 | 0.017598 | 0.018095 | 0.018915 | 0.019041 | 0.019492 | 0.019928 | 0.020676 | 0.020757 | 0.02115 | 0.02153 | 0.022212 | 0.022251 | 0.022592 | 0.023696 | 0.024782
F3_Industrial_Industrial - Int_New_Process_Natural Gas_Process Heating_Baseline Forecast | F3 | Industrial | Industrial - Int | New | Process | Natural Gas | Process Heating | Baseline Forecast | Summer Peak Demand (MW) | 0 | 0 | 0 | 0 | 0 | 0 | 0 | 0 | 0 | 0 | 0 | 0 | 0 | 0 | 0 | 0 | 0 | 0 | 0 | 0 | 0 | 0 | 0 | 0 | 0 | 0 | 0 | 0 | 0 | 0 | 0 | 0 | 0
F4_Industrial_Industrial - Int_New_Process_Natural Gas_Process Heating_Baseline Forecast | F4 | Industrial | Industrial - Int | New | Process | Natural Gas | Process Heating | Baseline Forecast | Winter Peak Demand (MW) | 0 | 0 | 0 | 0 | 0 | 0 | 0 | 0 | 0 | 0 | 0 | 0 | 0 | 0 | 0 | 0 | 0 | 0 | 0 | 0 | 0 | 0 | 0 | 0 | 0 | 0 | 0 | 0 | 0 | 0 | 0 | 0 | 0
F5_Industrial_Industrial - Int_New_Process_Natural Gas_Process Heating_Baseline Forecast | F5 | Industrial | Industrial - Int | New | Process | Natural Gas | Process Heating | Baseline Forecast | Turnover | 0 | 17.5895 | 17.2862 | 27.6907 | 22.6064 | 12.1593 | 17.6741 | 16.7235 | 18.8304 | 13.2402 | 18.1019 | 24.2241 | 26.6929 | 22.7599 | 25.0795 | 22.8847 | 28.395 | 22.0518 | 26.1923 | 25.4188 | 30.0819 | 25.8607 | 29.7509 | 29.1213 | 32.8758 | 26.4826 | 31.5349 | 30.2819 | 34.3167 | 28.5269 | 33.0514 | 39.6774 | 40.5292
F6_Industrial_Industrial - Int_New_Process_Natural Gas_Process Heating_Baseline Forecast | F6 | Industrial | Industrial - Int | New | Process | Natural Gas | Process Heating | Baseline Forecast | Avg. Replacement Usage (kWh) | 105.8145 | 105.8145 | 105.8145 | 105.8145 | 105.8145 | 105.8145 | 105.8145 | 105.8145 | 105.8145 | 105.8145 | 105.8145 | 105.8145 | 105.8145 | 105.8145 | 105.8145 | 105.8145 | 105.8145 | 105.8145 | 105.8145 | 105.8145 | 105.8145 | 105.8145 | 105.8145 | 105.8145 | 105.8145 | 105.8145 | 105.8145 | 105.8145 | 105.8145 | 105.8145 | 105.8145 | 105.8145 | 105.8145
F7_Industrial_Industrial - Int_New_Process_Natural Gas_Process Heating_Baseline Forecast | F7 | Industrial | Industrial - Int | New | Process | Natural Gas | Process Heating | Baseline Forecast | Avg. Replacement Summer Demand (kW) | 0 | 0 | 0 | 0 | 0 | 0 | 0 | 0 | 0 | 0 | 0 | 0 | 0 | 0 | 0 | 0 | 0 | 0 | 0 | 0 | 0 | 0 | 0 | 0 | 0 | 0 | 0 | 0 | 0 | 0 | 0 | 0 | 0
F8_Industrial_Industrial - Int_New_Process_Natural Gas_Process Heating_Baseline Forecast | F8 | Industrial | Industrial - Int | New | Process | Natural Gas | Process Heating | Baseline Forecast | Avg. Replacement Winter Demand (kW) | 0 | 0 | 0 | 0 | 0 | 0 | 0 | 0 | 0 | 0 | 0 | 0 | 0 | 0 | 0 | 0 | 0 | 0 | 0 | 0 | 0 | 0 | 0 | 0 | 0 | 0 | 0 | 0 | 0 | 0 | 0 | 0 | 0
F1_Industrial_Industrial - Int_New_Process_Natural Gas_Process Boiler_Baseline Forecast | F1 | Industrial | Industrial - Int | New | Process | Natural Gas | Process Boiler | Baseline Forecast | Units | 0 | 17.5895 | 34.8757 | 62.5663 | 82.6599 | 90.196 | 99.9514 | 106.6581 | 115.1656 | 117.0327 | 122.9972 | 129.0028 | 138.2769 | 140.4889 | 145.9767 | 151.2991 | 159.7825 | 161.4614 | 166.3082 | 171.003 | 178.7548 | 179.95 | 184.2084 | 188.3274 | 195.4025 | 196.1595 | 199.8783 | 203.4695 | 209.9188 | 210.2797 | 213.5043 | 223.9432 | 234.2022
F2_Industrial_Industrial - Int_New_Process_Natural Gas_Process Boiler_Baseline Forecast | F2 | Industrial | Industrial - Int | New | Process | Natural Gas | Process Boiler | Baseline Forecast | Usage (MMtherm) | 0 | 0.0035929 | 0.0071239 | 0.01278 | 0.016884 | 0.018424 | 0.020417 | 0.021786 | 0.023524 | 0.023906 | 0.025124 | 0.026351 | 0.028245 | 0.028697 | 0.029818 | 0.030905 | 0.032638 | 0.032981 | 0.033971 | 0.03493 | 0.036513 | 0.036757 | 0.037627 | 0.038469 | 0.039914 | 0.040068 | 0.040828 | 0.041562 | 0.042879 | 0.042953 | 0.043611 | 0.045744 | 0.047839
F3_Industrial_Industrial - Int_New_Process_Natural Gas_Process Boiler_Baseline Forecast | F3 | Industrial | Industrial - Int | New | Process | Natural Gas | Process Boiler | Baseline Forecast | Summer Peak Demand (MW) | 0 | 0 | 0 | 0 | 0 | 0 | 0 | 0 | 0 | 0 | 0 | 0 | 0 | 0 | 0 | 0 | 0 | 0 | 0 | 0 | 0 | 0 | 0 | 0 | 0 | 0 | 0 | 0 | 0 | 0 | 0 | 0 | 0
F4_Industrial_Industrial - Int_New_Process_Natural Gas_Process Boiler_Baseline Forecast | F4 | Industrial | Industrial - Int | New | Process | Natural Gas | Process Boiler | Baseline Forecast | Winter Peak Demand (MW) | 0 | 0 | 0 | 0 | 0 | 0 | 0 | 0 | 0 | 0 | 0 | 0 | 0 | 0 | 0 | 0 | 0 | 0 | 0 | 0 | 0 | 0 | 0 | 0 | 0 | 0 | 0 | 0 | 0 | 0 | 0 | 0 | 0
F5_Industrial_Industrial - Int_New_Process_Natural Gas_Process Boiler_Baseline Forecast | F5 | Industrial | Industrial - Int | New | Process | Natural Gas | Process Boiler | Baseline Forecast | Turnover | 0 | 17.5895 | 17.2862 | 27.6907 | 20.0936 | 7.536 | 9.7555 | 6.7066 | 8.5075 | 1.8671 | 5.9645 | 6.0057 | 9.2741 | 2.2121 | 5.4878 | 5.3224 | 8.4834 | 1.6789 | 4.8467 | 4.6949 | 7.7518 | 1.1952 | 5.8574 | 7.1442 | 12.3425 | 7.3723 | 10.4178 | 10.568 | 13.4016 | 7.4546 | 9.843 | 16.9981 | 16.7678
F6_Industrial_Industrial - Int_New_Process_Natural Gas_Process Boiler_Baseline Forecast | F6 | Industrial | Industrial - Int | New | Process | Natural Gas | Process Boiler | Baseline Forecast | Avg. Replacement Usage (kWh) | 204.2643 | 204.2643 | 204.2643 | 204.2643 | 204.2643 | 204.2643 | 204.2643 | 204.2643 | 204.2643 | 204.2643 | 204.2643 | 204.2643 | 204.2643 | 204.2643 | 204.2643 | 204.2643 | 204.2643 | 204.2643 | 204.2643 | 204.2643 | 204.2643 | 204.2643 | 204.2643 | 204.2643 | 204.2643 | 204.2643 | 204.2643 | 204.2643 | 204.2643 | 204.2643 | 204.2643 | 204.2643 | 204.2643
F7_Industrial_Industrial - Int_New_Process_Natural Gas_Process Boiler_Baseline Forecast | F7 | Industrial | Industrial - Int | New | Process | Natural Gas | Process Boiler | Baseline Forecast | Avg. Replacement Summer Demand (kW) | 0 | 0 | 0 | 0 | 0 | 0 | 0 | 0 | 0 | 0 | 0 | 0 | 0 | 0 | 0 | 0 | 0 | 0 | 0 | 0 | 0 | 0 | 0 | 0 | 0 | 0 | 0 | 0 | 0 | 0 | 0 | 0 | 0
F8_Industrial_Industrial - Int_New_Process_Natural Gas_Process Boiler_Baseline Forecast | F8 | Industrial | Industrial - Int | New | Process | Natural Gas | Process Boiler | Baseline Forecast | Avg. Replacement Winter Demand (kW) | 0 | 0 | 0 | 0 | 0 | 0 | 0 | 0 | 0 | 0 | 0 | 0 | 0 | 0 | 0 | 0 | 0 | 0 | 0 | 0 | 0 | 0 | 0 | 0 | 0 | 0 | 0 | 0 | 0 | 0 | 0 | 0 | 0
F1_Industrial_Industrial - Int_New_Process_Natural Gas_Process Cooling_Baseline Forecast | F1 | Industrial | Industrial - Int | New | Process | Natural Gas | Process Cooling | Baseline Forecast | Units | 0 | 17.5895 | 34.8757 | 62.5663 | 82.6599 | 90.196 | 99.9514 | 106.6581 | 115.1656 | 117.0327 | 122.9972 | 129.0028 | 138.2769 | 140.4889 | 145.9767 | 151.2991 | 159.7825 | 161.4614 | 166.3082 | 171.003 | 178.7548 | 179.95 | 184.2084 | 188.3274 | 195.4025 | 196.1595 | 199.8783 | 203.4695 | 209.9188 | 210.2797 | 213.5043 | 223.9432 | 234.2022
F2_Industrial_Industrial - Int_New_Process_Natural Gas_Process Cooling_Baseline Forecast | F2 | Industrial | Industrial - Int | New | Process | Natural Gas | Process Cooling | Baseline Forecast | Usage (MMtherm) | 0 | 8.027e-06 | 1.5916e-05 | 2.8552e-05 | 3.7722e-05 | 4.1161e-05 | 4.5613e-05 | 4.8674e-05 | 5.2556e-05 | 5.3408e-05 | 5.613e-05 | 5.8871e-05 | 6.3103e-05 | 6.4113e-05 | 6.6617e-05 | 6.9046e-05 | 7.2918e-05 | 7.3684e-05 | 7.5896e-05 | 7.8038e-05 | 8.1576e-05 | 8.2121e-05 | 8.4064e-05 | 8.5944e-05 | 8.9173e-05 | 8.9518e-05 | 9.1215e-05 | 9.2854e-05 | 9.5797e-05 | 9.5962e-05 | 9.7434e-05 | 0.0001022 | 0.00010688
F3_Industrial_Industrial - Int_New_Process_Natural Gas_Process Cooling_Baseline Forecast | F3 | Industrial | Industrial - Int | New | Process | Natural Gas | Process Cooling | Baseline Forecast | Summer Peak Demand (MW) | 0 | 0 | 0 | 0 | 0 | 0 | 0 | 0 | 0 | 0 | 0 | 0 | 0 | 0 | 0 | 0 | 0 | 0 | 0 | 0 | 0 | 0 | 0 | 0 | 0 | 0 | 0 | 0 | 0 | 0 | 0 | 0 | 0
F4_Industrial_Industrial - Int_New_Process_Natural Gas_Process Cooling_Baseline Forecast | F4 | Industrial | Industrial - Int | New | Process | Natural Gas | Process Cooling | Baseline Forecast | Winter Peak Demand (MW) | 0 | 0 | 0 | 0 | 0 | 0 | 0 | 0 | 0 | 0 | 0 | 0 | 0 | 0 | 0 | 0 | 0 | 0 | 0 | 0 | 0 | 0 | 0 | 0 | 0 | 0 | 0 | 0 | 0 | 0 | 0 | 0 | 0
F5_Industrial_Industrial - Int_New_Process_Natural Gas_Process Cooling_Baseline Forecast | F5 | Industrial | Industrial - Int | New | Process | Natural Gas | Process Cooling | Baseline Forecast | Turnover | 0 | 17.5895 | 17.2862 | 27.6907 | 22.6064 | 12.1593 | 17.6741 | 16.7235 | 18.8304 | 13.2402 | 18.1019 | 24.2241 | 26.6929 | 22.7599 | 25.0795 | 22.8847 | 28.395 | 22.0518 | 26.1923 | 25.4188 | 30.0819 | 25.8607 | 29.7509 | 29.1213 | 32.8758 | 26.4826 | 31.5349 | 30.2819 | 34.3167 | 28.5269 | 33.0514 | 39.6774 | 40.5292
F6_Industrial_Industrial - Int_New_Process_Natural Gas_Process Cooling_Baseline Forecast | F6 | Industrial | Industrial - Int | New | Process | Natural Gas | Process Cooling | Baseline Forecast | Avg. Replacement Usage (kWh) | 0.45635 | 0.45635 | 0.45635 | 0.45635 | 0.45635 | 0.45635 | 0.45635 | 0.45635 | 0.45635 | 0.45635 | 0.45635 | 0.45635 | 0.45635 | 0.45635 | 0.45635 | 0.45635 | 0.45635 | 0.45635 | 0.45635 | 0.45635 | 0.45635 | 0.45635 | 0.45635 | 0.45635 | 0.45635 | 0.45635 | 0.45635 | 0.45635 | 0.45635 | 0.45635 | 0.45635 | 0.45635 | 0.45635
F7_Industrial_Industrial - Int_New_Process_Natural Gas_Process Cooling_Baseline Forecast | F7 | Industrial | Industrial - Int | New | Process | Natural Gas | Process Cooling | Baseline Forecast | Avg. Replacement Summer Demand (kW) | 0 | 0 | 0 | 0 | 0 | 0 | 0 | 0 | 0 | 0 | 0 | 0 | 0 | 0 | 0 | 0 | 0 | 0 | 0 | 0 | 0 | 0 | 0 | 0 | 0 | 0 | 0 | 0 | 0 | 0 | 0 | 0 | 0
F8_Industrial_Industrial - Int_New_Process_Natural Gas_Process Cooling_Baseline Forecast | F8 | Industrial | Industrial - Int | New | Process | Natural Gas | Process Cooling | Baseline Forecast | Avg. Replacement Winter Demand (kW) | 0 | 0 | 0 | 0 | 0 | 0 | 0 | 0 | 0 | 0 | 0 | 0 | 0 | 0 | 0 | 0 | 0 | 0 | 0 | 0 | 0 | 0 | 0 | 0 | 0 | 0 | 0 | 0 | 0 | 0 | 0 | 0 | 0
F1_Industrial_Industrial - Int_New_Process_Natural Gas_Other Process_Baseline Forecast | F1 | Industrial | Industrial - Int | New | Process | Natural Gas | Other Process | Baseline Forecast | Units | 0 | 17.5895 | 34.8757 | 62.5663 | 82.6599 | 90.196 | 99.9514 | 106.6581 | 115.1656 | 117.0327 | 122.9972 | 129.0028 | 138.2769 | 140.4889 | 145.9767 | 151.2991 | 159.7825 | 161.4614 | 166.3082 | 171.003 | 178.7548 | 179.95 | 184.2084 | 188.3274 | 195.4025 | 196.1595 | 199.8783 | 203.4695 | 209.9188 | 210.2797 | 213.5043 | 223.9432 | 234.2022
F2_Industrial_Industrial - Int_New_Process_Natural Gas_Other Process_Baseline Forecast | F2 | Industrial | Industrial - Int | New | Process | Natural Gas | Other Process | Baseline Forecast | Usage (MMtherm) | 0 | 0.00027312 | 0.00054153 | 0.00097149 | 0.0012835 | 0.0014005 | 0.001552 | 0.0016561 | 0.0017882 | 0.0018172 | 0.0019098 | 0.0020031 | 0.0021471 | 0.0021814 | 0.0022666 | 0.0023493 | 0.002481 | 0.0025071 | 0.0025823 | 0.0026552 | 0.0027756 | 0.0027941 | 0.0028603 | 0.0029242 | 0.0030341 | 0.0030458 | 0.0031036 | 0.0031593 | 0.0032595 | 0.0032651 | 0.0033151 | 0.0034772 | 0.0036365
F3_Industrial_Industrial - Int_New_Process_Natural Gas_Other Process_Baseline Forecast | F3 | Industrial | Industrial - Int | New | Process | Natural Gas | Other Process | Baseline Forecast | Summer Peak Demand (MW) | 0 | 0 | 0 | 0 | 0 | 0 | 0 | 0 | 0 | 0 | 0 | 0 | 0 | 0 | 0 | 0 | 0 | 0 | 0 | 0 | 0 | 0 | 0 | 0 | 0 | 0 | 0 | 0 | 0 | 0 | 0 | 0 | 0
F4_Industrial_Industrial - Int_New_Process_Natural Gas_Other Process_Baseline Forecast | F4 | Industrial | Industrial - Int | New | Process | Natural Gas | Other Process | Baseline Forecast | Winter Peak Demand (MW) | 0 | 0 | 0 | 0 | 0 | 0 | 0 | 0 | 0 | 0 | 0 | 0 | 0 | 0 | 0 | 0 | 0 | 0 | 0 | 0 | 0 | 0 | 0 | 0 | 0 | 0 | 0 | 0 | 0 | 0 | 0 | 0 | 0
F5_Industrial_Industrial - Int_New_Process_Natural Gas_Other Process_Baseline Forecast | F5 | Industrial | Industrial - Int | New | Process | Natural Gas | Other Process | Baseline Forecast | Turnover | 0 | 17.5895 | 17.2862 | 27.6907 | 22.6064 | 12.1593 | 17.6741 | 16.7235 | 18.8304 | 13.2402 | 18.1019 | 24.2241 | 26.6929 | 22.7599 | 25.0795 | 22.8847 | 28.395 | 22.0518 | 26.1923 | 25.4188 | 30.0819 | 25.8607 | 29.7509 | 29.1213 | 32.8758 | 26.4826 | 31.5349 | 30.2819 | 34.3167 | 28.5269 | 33.0514 | 39.6774 | 40.5292
F6_Industrial_Industrial - Int_New_Process_Natural Gas_Other Process_Baseline Forecast | F6 | Industrial | Industrial - Int | New | Process | Natural Gas | Other Process | Baseline Forecast | Avg. Replacement Usage (kWh) | 15.5273 | 15.5273 | 15.5273 | 15.5273 | 15.5273 | 15.5273 | 15.5273 | 15.5273 | 15.5273 | 15.5273 | 15.5273 | 15.5273 | 15.5273 | 15.5273 | 15.5273 | 15.5273 | 15.5273 | 15.5273 | 15.5273 | 15.5273 | 15.5273 | 15.5273 | 15.5273 | 15.5273 | 15.5273 | 15.5273 | 15.5273 | 15.5273 | 15.5273 | 15.5273 | 15.5273 | 15.5273 | 15.5273
F7_Industrial_Industrial - Int_New_Process_Natural Gas_Other Process_Baseline Forecast | F7 | Industrial | Industrial - Int | New | Process | Natural Gas | Other Process | Baseline Forecast | Avg. Replacement Summer Demand (kW) | 0 | 0 | 0 | 0 | 0 | 0 | 0 | 0 | 0 | 0 | 0 | 0 | 0 | 0 | 0 | 0 | 0 | 0 | 0 | 0 | 0 | 0 | 0 | 0 | 0 | 0 | 0 | 0 | 0 | 0 | 0 | 0 | 0
F8_Industrial_Industrial - Int_New_Process_Natural Gas_Other Process_Baseline Forecast | F8 | Industrial | Industrial - Int | New | Process | Natural Gas | Other Process | Baseline Forecast | Avg. Replacement Winter Demand (kW) | 0 | 0 | 0 | 0 | 0 | 0 | 0 | 0 | 0 | 0 | 0 | 0 | 0 | 0 | 0 | 0 | 0 | 0 | 0 | 0 | 0 | 0 | 0 | 0 | 0 | 0 | 0 | 0 | 0 | 0 | 0 | 0 | 0
F1_Industrial_Industrial - Int_New_Miscellaneous_Natural Gas_Miscellaneous_Baseline Forecast | F1 | Industrial | Industrial - Int | New | Miscellaneous | Natural Gas | Miscellaneous | Baseline Forecast | Units | 0 | 17.5895 | 34.8757 | 62.5663 | 82.6599 | 90.196 | 99.9514 | 106.6581 | 115.1656 | 117.0327 | 122.9972 | 129.0028 | 138.2769 | 140.4889 | 145.9767 | 151.2991 | 159.7825 | 161.4614 | 166.3082 | 171.003 | 178.7548 | 179.95 | 184.2084 | 188.3274 | 195.4025 | 196.1595 | 199.8783 | 203.4695 | 209.9188 | 210.2797 | 213.5043 | 223.9432 | 234.2022
F2_Industrial_Industrial - Int_New_Miscellaneous_Natural Gas_Miscellaneous_Baseline Forecast | F2 | Industrial | Industrial - Int | New | Miscellaneous | Natural Gas | Miscellaneous | Baseline Forecast | Usage (MMtherm) | 0 | 0.0002972 | 0.00058927 | 0.0010571 | 0.0013967 | 0.001524 | 0.0016888 | 0.0018021 | 0.0019459 | 0.0019774 | 0.0020782 | 0.0021797 | 0.0023364 | 0.0023738 | 0.0024665 | 0.0025564 | 0.0026997 | 0.0027281 | 0.00281 | 0.0028893 | 0.0030203 | 0.0030405 | 0.0031125 | 0.0031821 | 0.0033016 | 0.0033144 | 0.0033772 | 0.0034379 | 0.0035469 | 0.003553 | 0.0036075 | 0.0037838 | 0.0039572
F3_Industrial_Industrial - Int_New_Miscellaneous_Natural Gas_Miscellaneous_Baseline Forecast | F3 | Industrial | Industrial - Int | New | Miscellaneous | Natural Gas | Miscellaneous | Baseline Forecast | Summer Peak Demand (MW) | 0 | 0 | 0 | 0 | 0 | 0 | 0 | 0 | 0 | 0 | 0 | 0 | 0 | 0 | 0 | 0 | 0 | 0 | 0 | 0 | 0 | 0 | 0 | 0 | 0 | 0 | 0 | 0 | 0 | 0 | 0 | 0 | 0
F4_Industrial_Industrial - Int_New_Miscellaneous_Natural Gas_Miscellaneous_Baseline Forecast | F4 | Industrial | Industrial - Int | New | Miscellaneous | Natural Gas | Miscellaneous | Baseline Forecast | Winter Peak Demand (MW) | 0 | 0 | 0 | 0 | 0 | 0 | 0 | 0 | 0 | 0 | 0 | 0 | 0 | 0 | 0 | 0 | 0 | 0 | 0 | 0 | 0 | 0 | 0 | 0 | 0 | 0 | 0 | 0 | 0 | 0 | 0 | 0 | 0
F5_Industrial_Industrial - Int_New_Miscellaneous_Natural Gas_Miscellaneous_Baseline Forecast | F5 | Industrial | Industrial - Int | New | Miscellaneous | Natural Gas | Miscellaneous | Baseline Forecast | Turnover | 0 | 17.5895 | 17.2862 | 27.6907 | 22.6064 | 12.1593 | 17.6741 | 16.7235 | 18.8304 | 13.2402 | 18.1019 | 24.2241 | 26.6929 | 22.7599 | 25.0795 | 22.8847 | 28.395 | 22.0518 | 26.1923 | 25.4188 | 30.0819 | 25.8607 | 29.7509 | 29.1213 | 32.8758 | 26.4826 | 31.5349 | 30.2819 | 34.3167 | 28.5269 | 33.0514 | 39.6774 | 40.5292
F6_Industrial_Industrial - Int_New_Miscellaneous_Natural Gas_Miscellaneous_Baseline Forecast | F6 | Industrial | Industrial - Int | New | Miscellaneous | Natural Gas | Miscellaneous | Baseline Forecast | Avg. Replacement Usage (kWh) | 16.8964 | 16.8964 | 16.8964 | 16.8964 | 16.8964 | 16.8964 | 16.8964 | 16.8964 | 16.8964 | 16.8964 | 16.8964 | 16.8964 | 16.8964 | 16.8964 | 16.8964 | 16.8964 | 16.8964 | 16.8964 | 16.8964 | 16.8964 | 16.8964 | 16.8964 | 16.8964 | 16.8964 | 16.8964 | 16.8964 | 16.8964 | 16.8964 | 16.8964 | 16.8964 | 16.8964 | 16.8964 | 16.8964
F7_Industrial_Industrial - Int_New_Miscellaneous_Natural Gas_Miscellaneous_Baseline Forecast | F7 | Industrial | Industrial - Int | New | Miscellaneous | Natural Gas | Miscellaneous | Baseline Forecast | Avg. Replacement Summer Demand (kW) | 0 | 0 | 0 | 0 | 0 | 0 | 0 | 0 | 0 | 0 | 0 | 0 | 0 | 0 | 0 | 0 | 0 | 0 | 0 | 0 | 0 | 0 | 0 | 0 | 0 | 0 | 0 | 0 | 0 | 0 | 0 | 0 | 0
F8_Industrial_Industrial - Int_New_Miscellaneous_Natural Gas_Miscellaneous_Baseline Forecast | F8 | Industrial | Industrial - Int | New | Miscellaneous | Natural Gas | Miscellaneous | Baseline Forecast | Avg. Replacement Winter Demand (kW) | 0 | 0 | 0 | 0 | 0 | 0 | 0 | 0 | 0 | 0 | 0 | 0 | 0 | 0 | 0 | 0 | 0 | 0 | 0 | 0 | 0 | 0 | 0 | 0 | 0 | 0 | 0 | 0 | 0 | 0 | 0 | 0 | 0
F1_Industrial_Electronics Manufacturing_Existing_Space Heating_Natural Gas_Furnace_Baseline Forecast | F1 | Industrial | Electronics Manufacturing | Existing | Space Heating | Natural Gas | Furnace | Baseline Forecast | Units | 0 | 0 | 0 | 0 | 0 | 0 | 0 | 0 | 0 | 0 | 0 | 0 | 0 | 0 | 0 | 0 | 0 | 0 | 0 | 0 | 0 | 0 | 0 | 0 | 0 | 0 | 0 | 0 | 0 | 0 | 0 | 0 | 0
F2_Industrial_Electronics Manufacturing_Existing_Space Heating_Natural Gas_Furnace_Baseline Forecast | F2 | Industrial | Electronics Manufacturing | Existing | Space Heating | Natural Gas | Furnace | Baseline Forecast | Usage (MMtherm) | 0 | 0 | 0 | 0 | 0 | 0 | 0 | 0 | 0 | 0 | 0 | 0 | 0 | 0 | 0 | 0 | 0 | 0 | 0 | 0 | 0 | 0 | 0 | 0 | 0 | 0 | 0 | 0 | 0 | 0 | 0 | 0 | 0
F3_Industrial_Electronics Manufacturing_Existing_Space Heating_Natural Gas_Furnace_Baseline Forecast | F3 | Industrial | Electronics Manufacturing | Existing | Space Heating | Natural Gas | Furnace | Baseline Forecast | Summer Peak Demand (MW) | 0 | 0 | 0 | 0 | 0 | 0 | 0 | 0 | 0 | 0 | 0 | 0 | 0 | 0 | 0 | 0 | 0 | 0 | 0 | 0 | 0 | 0 | 0 | 0 | 0 | 0 | 0 | 0 | 0 | 0 | 0 | 0 | 0
F4_Industrial_Electronics Manufacturing_Existing_Space Heating_Natural Gas_Furnace_Baseline Forecast | F4 | Industrial | Electronics Manufacturing | Existing | Space Heating | Natural Gas | Furnace | Baseline Forecast | Winter Peak Demand (MW) | 0 | 0 | 0 | 0 | 0 | 0 | 0 | 0 | 0 | 0 | 0 | 0 | 0 | 0 | 0 | 0 | 0 | 0 | 0 | 0 | 0 | 0 | 0 | 0 | 0 | 0 | 0 | 0 | 0 | 0 | 0 | 0 | 0
F5_Industrial_Electronics Manufacturing_Existing_Space Heating_Natural Gas_Furnace_Baseline Forecast | F5 | Industrial | Electronics Manufacturing | Existing | Space Heating | Natural Gas | Furnace | Baseline Forecast | Turnover | 0 | 0 | 0 | 0 | 0 | 0 | 0 | 0 | 0 | 0 | 0 | 0 | 0 | 0 | 0 | 0 | 0 | 0 | 0 | 0 | 0 | 0 | 0 | 0 | 0 | 0 | 0 | 0 | 0 | 0 | 0 | 0 | 0
F6_Industrial_Electronics Manufacturing_Existing_Space Heating_Natural Gas_Furnace_Baseline Forecast | F6 | Industrial | Electronics Manufacturing | Existing | Space Heating | Natural Gas | Furnace | Baseline Forecast | Avg. Replacement Usage (kWh) | 0 | 0 | 0 | 0 | 0 | 0 | 0 | 0 | 0 | 0 | 0 | 0 | 0 | 0 | 0 | 0 | 0 | 0 | 0 | 0 | 0 | 0 | 0 | 0 | 0 | 0 | 0 | 0 | 0 | 0 | 0 | 0 | 0
F7_Industrial_Electronics Manufacturing_Existing_Space Heating_Natural Gas_Furnace_Baseline Forecast | F7 | Industrial | Electronics Manufacturing | Existing | Space Heating | Natural Gas | Furnace | Baseline Forecast | Avg. Replacement Summer Demand (kW) | 0 | 0 | 0 | 0 | 0 | 0 | 0 | 0 | 0 | 0 | 0 | 0 | 0 | 0 | 0 | 0 | 0 | 0 | 0 | 0 | 0 | 0 | 0 | 0 | 0 | 0 | 0 | 0 | 0 | 0 | 0 | 0 | 0
F8_Industrial_Electronics Manufacturing_Existing_Space Heating_Natural Gas_Furnace_Baseline Forecast | F8 | Industrial | Electronics Manufacturing | Existing | Space Heating | Natural Gas | Furnace | Baseline Forecast | Avg. Replacement Winter Demand (kW) | 0 | 0 | 0 | 0 | 0 | 0 | 0 | 0 | 0 | 0 | 0 | 0 | 0 | 0 | 0 | 0 | 0 | 0 | 0 | 0 | 0 | 0 | 0 | 0 | 0 | 0 | 0 | 0 | 0 | 0 | 0 | 0 | 0
F1_Industrial_Electronics Manufacturing_Existing_Space Heating_Natural Gas_Boiler_Baseline Forecast | F1 | Industrial | Electronics Manufacturing | Existing | Space Heating | Natural Gas | Boiler | Baseline Forecast | Units | 0 | 0 | 0 | 0 | 0 | 0 | 0 | 0 | 0 | 0 | 0 | 0 | 0 | 0 | 0 | 0 | 0 | 0 | 0 | 0 | 0 | 0 | 0 | 0 | 0 | 0 | 0 | 0 | 0 | 0 | 0 | 0 | 0
F2_Industrial_Electronics Manufacturing_Existing_Space Heating_Natural Gas_Boiler_Baseline Forecast | F2 | Industrial | Electronics Manufacturing | Existing | Space Heating | Natural Gas | Boiler | Baseline Forecast | Usage (MMtherm) | 0 | 0 | 0 | 0 | 0 | 0 | 0 | 0 | 0 | 0 | 0 | 0 | 0 | 0 | 0 | 0 | 0 | 0 | 0 | 0 | 0 | 0 | 0 | 0 | 0 | 0 | 0 | 0 | 0 | 0 | 0 | 0 | 0
F3_Industrial_Electronics Manufacturing_Existing_Space Heating_Natural Gas_Boiler_Baseline Forecast | F3 | Industrial | Electronics Manufacturing | Existing | Space Heating | Natural Gas | Boiler | Baseline Forecast | Summer Peak Demand (MW) | 0 | 0 | 0 | 0 | 0 | 0 | 0 | 0 | 0 | 0 | 0 | 0 | 0 | 0 | 0 | 0 | 0 | 0 | 0 | 0 | 0 | 0 | 0 | 0 | 0 | 0 | 0 | 0 | 0 | 0 | 0 | 0 | 0
F4_Industrial_Electronics Manufacturing_Existing_Space Heating_Natural Gas_Boiler_Baseline Forecast | F4 | Industrial | Electronics Manufacturing | Existing | Space Heating | Natural Gas | Boiler | Baseline Forecast | Winter Peak Demand (MW) | 0 | 0 | 0 | 0 | 0 | 0 | 0 | 0 | 0 | 0 | 0 | 0 | 0 | 0 | 0 | 0 | 0 | 0 | 0 | 0 | 0 | 0 | 0 | 0 | 0 | 0 | 0 | 0 | 0 | 0 | 0 | 0 | 0
F5_Industrial_Electronics Manufacturing_Existing_Space Heating_Natural Gas_Boiler_Baseline Forecast | F5 | Industrial | Electronics Manufacturing | Existing | Space Heating | Natural Gas | Boiler | Baseline Forecast | Turnover | 0 | 0 | 0 | 0 | 0 | 0 | 0 | 0 | 0 | 0 | 0 | 0 | 0 | 0 | 0 | 0 | 0 | 0 | 0 | 0 | 0 | 0 | 0 | 0 | 0 | 0 | 0 | 0 | 0 | 0 | 0 | 0 | 0
F6_Industrial_Electronics Manufacturing_Existing_Space Heating_Natural Gas_Boiler_Baseline Forecast | F6 | Industrial | Electronics Manufacturing | Existing | Space Heating | Natural Gas | Boiler | Baseline Forecast | Avg. Replacement Usage (kWh) | 0 | 0 | 0 | 0 | 0 | 0 | 0 | 0 | 0 | 0 | 0 | 0 | 0 | 0 | 0 | 0 | 0 | 0 | 0 | 0 | 0 | 0 | 0 | 0 | 0 | 0 | 0 | 0 | 0 | 0 | 0 | 0 | 0
F7_Industrial_Electronics Manufacturing_Existing_Space Heating_Natural Gas_Boiler_Baseline Forecast | F7 | Industrial | Electronics Manufacturing | Existing | Space Heating | Natural Gas | Boiler | Baseline Forecast | Avg. Replacement Summer Demand (kW) | 0 | 0 | 0 | 0 | 0 | 0 | 0 | 0 | 0 | 0 | 0 | 0 | 0 | 0 | 0 | 0 | 0 | 0 | 0 | 0 | 0 | 0 | 0 | 0 | 0 | 0 | 0 | 0 | 0 | 0 | 0 | 0 | 0
F8_Industrial_Electronics Manufacturing_Existing_Space Heating_Natural Gas_Boiler_Baseline Forecast | F8 | Industrial | Electronics Manufacturing | Existing | Space Heating | Natural Gas | Boiler | Baseline Forecast | Avg. Replacement Winter Demand (kW) | 0 | 0 | 0 | 0 | 0 | 0 | 0 | 0 | 0 | 0 | 0 | 0 | 0 | 0 | 0 | 0 | 0 | 0 | 0 | 0 | 0 | 0 | 0 | 0 | 0 | 0 | 0 | 0 | 0 | 0 | 0 | 0 | 0
F1_Industrial_Electronics Manufacturing_Existing_Space Heating_Natural Gas_Unit Heater_Baseline Forecast | F1 | Industrial | Electronics Manufacturing | Existing | Space Heating | Natural Gas | Unit Heater | Baseline Forecast | Units | 0 | 0 | 0 | 0 | 0 | 0 | 0 | 0 | 0 | 0 | 0 | 0 | 0 | 0 | 0 | 0 | 0 | 0 | 0 | 0 | 0 | 0 | 0 | 0 | 0 | 0 | 0 | 0 | 0 | 0 | 0 | 0 | 0
F2_Industrial_Electronics Manufacturing_Existing_Space Heating_Natural Gas_Unit Heater_Baseline Forecast | F2 | Industrial | Electronics Manufacturing | Existing | Space Heating | Natural Gas | Unit Heater | Baseline Forecast | Usage (MMtherm) | 0 | 0 | 0 | 0 | 0 | 0 | 0 | 0 | 0 | 0 | 0 | 0 | 0 | 0 | 0 | 0 | 0 | 0 | 0 | 0 | 0 | 0 | 0 | 0 | 0 | 0 | 0 | 0 | 0 | 0 | 0 | 0 | 0
F3_Industrial_Electronics Manufacturing_Existing_Space Heating_Natural Gas_Unit Heater_Baseline Forecast | F3 | Industrial | Electronics Manufacturing | Existing | Space Heating | Natural Gas | Unit Heater | Baseline Forecast | Summer Peak Demand (MW) | 0 | 0 | 0 | 0 | 0 | 0 | 0 | 0 | 0 | 0 | 0 | 0 | 0 | 0 | 0 | 0 | 0 | 0 | 0 | 0 | 0 | 0 | 0 | 0 | 0 | 0 | 0 | 0 | 0 | 0 | 0 | 0 | 0
F4_Industrial_Electronics Manufacturing_Existing_Space Heating_Natural Gas_Unit Heater_Baseline Forecast | F4 | Industrial | Electronics Manufacturing | Existing | Space Heating | Natural Gas | Unit Heater | Baseline Forecast | Winter Peak Demand (MW) | 0 | 0 | 0 | 0 | 0 | 0 | 0 | 0 | 0 | 0 | 0 | 0 | 0 | 0 | 0 | 0 | 0 | 0 | 0 | 0 | 0 | 0 | 0 | 0 | 0 | 0 | 0 | 0 | 0 | 0 | 0 | 0 | 0
F5_Industrial_Electronics Manufacturing_Existing_Space Heating_Natural Gas_Unit Heater_Baseline Forecast | F5 | Industrial | Electronics Manufacturing | Existing | Space Heating | Natural Gas | Unit Heater | Baseline Forecast | Turnover | 0 | 0 | 0 | 0 | 0 | 0 | 0 | 0 | 0 | 0 | 0 | 0 | 0 | 0 | 0 | 0 | 0 | 0 | 0 | 0 | 0 | 0 | 0 | 0 | 0 | 0 | 0 | 0 | 0 | 0 | 0 | 0 | 0
F6_Industrial_Electronics Manufacturing_Existing_Space Heating_Natural Gas_Unit Heater_Baseline Forecast | F6 | Industrial | Electronics Manufacturing | Existing | Space Heating | Natural Gas | Unit Heater | Baseline Forecast | Avg. Replacement Usage (kWh) | 0 | 0 | 0 | 0 | 0 | 0 | 0 | 0 | 0 | 0 | 0 | 0 | 0 | 0 | 0 | 0 | 0 | 0 | 0 | 0 | 0 | 0 | 0 | 0 | 0 | 0 | 0 | 0 | 0 | 0 | 0 | 0 | 0
F7_Industrial_Electronics Manufacturing_Existing_Space Heating_Natural Gas_Unit Heater_Baseline Forecast | F7 | Industrial | Electronics Manufacturing | Existing | Space Heating | Natural Gas | Unit Heater | Baseline Forecast | Avg. Replacement Summer Demand (kW) | 0 | 0 | 0 | 0 | 0 | 0 | 0 | 0 | 0 | 0 | 0 | 0 | 0 | 0 | 0 | 0 | 0 | 0 | 0 | 0 | 0 | 0 | 0 | 0 | 0 | 0 | 0 | 0 | 0 | 0 | 0 | 0 | 0
F8_Industrial_Electronics Manufacturing_Existing_Space Heating_Natural Gas_Unit Heater_Baseline Forecast | F8 | Industrial | Electronics Manufacturing | Existing | Space Heating | Natural Gas | Unit Heater | Baseline Forecast | Avg. Replacement Winter Demand (kW) | 0 | 0 | 0 | 0 | 0 | 0 | 0 | 0 | 0 | 0 | 0 | 0 | 0 | 0 | 0 | 0 | 0 | 0 | 0 | 0 | 0 | 0 | 0 | 0 | 0 | 0 | 0 | 0 | 0 | 0 | 0 | 0 | 0
F1_Industrial_Electronics Manufacturing_Existing_Process_Natural Gas_Process Heating_Baseline Forecast | F1 | Industrial | Electronics Manufacturing | Existing | Process | Natural Gas | Process Heating | Baseline Forecast | Units | 0 | 0 | 0 | 0 | 0 | 0 | 0 | 0 | 0 | 0 | 0 | 0 | 0 | 0 | 0 | 0 | 0 | 0 | 0 | 0 | 0 | 0 | 0 | 0 | 0 | 0 | 0 | 0 | 0 | 0 | 0 | 0 | 0
F2_Industrial_Electronics Manufacturing_Existing_Process_Natural Gas_Process Heating_Baseline Forecast | F2 | Industrial | Electronics Manufacturing | Existing | Process | Natural Gas | Process Heating | Baseline Forecast | Usage (MMtherm) | 0 | 0 | 0 | 0 | 0 | 0 | 0 | 0 | 0 | 0 | 0 | 0 | 0 | 0 | 0 | 0 | 0 | 0 | 0 | 0 | 0 | 0 | 0 | 0 | 0 | 0 | 0 | 0 | 0 | 0 | 0 | 0 | 0
F3_Industrial_Electronics Manufacturing_Existing_Process_Natural Gas_Process Heating_Baseline Forecast | F3 | Industrial | Electronics Manufacturing | Existing | Process | Natural Gas | Process Heating | Baseline Forecast | Summer Peak Demand (MW) | 0 | 0 | 0 | 0 | 0 | 0 | 0 | 0 | 0 | 0 | 0 | 0 | 0 | 0 | 0 | 0 | 0 | 0 | 0 | 0 | 0 | 0 | 0 | 0 | 0 | 0 | 0 | 0 | 0 | 0 | 0 | 0 | 0
F4_Industrial_Electronics Manufacturing_Existing_Process_Natural Gas_Process Heating_Baseline Forecast | F4 | Industrial | Electronics Manufacturing | Existing | Process | Natural Gas | Process Heating | Baseline Forecast | Winter Peak Demand (MW) | 0 | 0 | 0 | 0 | 0 | 0 | 0 | 0 | 0 | 0 | 0 | 0 | 0 | 0 | 0 | 0 | 0 | 0 | 0 | 0 | 0 | 0 | 0 | 0 | 0 | 0 | 0 | 0 | 0 | 0 | 0 | 0 | 0
F5_Industrial_Electronics Manufacturing_Existing_Process_Natural Gas_Process Heating_Baseline Forecast | F5 | Industrial | Electronics Manufacturing | Existing | Process | Natural Gas | Process Heating | Baseline Forecast | Turnover | 0 | 0 | 0 | 0 | 0 | 0 | 0 | 0 | 0 | 0 | 0 | 0 | 0 | 0 | 0 | 0 | 0 | 0 | 0 | 0 | 0 | 0 | 0 | 0 | 0 | 0 | 0 | 0 | 0 | 0 | 0 | 0 | 0
F6_Industrial_Electronics Manufacturing_Existing_Process_Natural Gas_Process Heating_Baseline Forecast | F6 | Industrial | Electronics Manufacturing | Existing | Process | Natural Gas | Process Heating | Baseline Forecast | Avg. Replacement Usage (kWh) | 0 | 0 | 0 | 0 | 0 | 0 | 0 | 0 | 0 | 0 | 0 | 0 | 0 | 0 | 0 | 0 | 0 | 0 | 0 | 0 | 0 | 0 | 0 | 0 | 0 | 0 | 0 | 0 | 0 | 0 | 0 | 0 | 0
F7_Industrial_Electronics Manufacturing_Existing_Process_Natural Gas_Process Heating_Baseline Forecast | F7 | Industrial | Electronics Manufacturing | Existing | Process | Natural Gas | Process Heating | Baseline Forecast | Avg. Replacement Summer Demand (kW) | 0 | 0 | 0 | 0 | 0 | 0 | 0 | 0 | 0 | 0 | 0 | 0 | 0 | 0 | 0 | 0 | 0 | 0 | 0 | 0 | 0 | 0 | 0 | 0 | 0 | 0 | 0 | 0 | 0 | 0 | 0 | 0 | 0
F8_Industrial_Electronics Manufacturing_Existing_Process_Natural Gas_Process Heating_Baseline Forecast | F8 | Industrial | Electronics Manufacturing | Existing | Process | Natural Gas | Process Heating | Baseline Forecast | Avg. Replacement Winter Demand (kW) | 0 | 0 | 0 | 0 | 0 | 0 | 0 | 0 | 0 | 0 | 0 | 0 | 0 | 0 | 0 | 0 | 0 | 0 | 0 | 0 | 0 | 0 | 0 | 0 | 0 | 0 | 0 | 0 | 0 | 0 | 0 | 0 | 0
F1_Industrial_Electronics Manufacturing_Existing_Process_Natural Gas_Process Boiler_Baseline Forecast | F1 | Industrial | Electronics Manufacturing | Existing | Process | Natural Gas | Process Boiler | Baseline Forecast | Units | 0 | 0 | 0 | 0 | 0 | 0 | 0 | 0 | 0 | 0 | 0 | 0 | 0 | 0 | 0 | 0 | 0 | 0 | 0 | 0 | 0 | 0 | 0 | 0 | 0 | 0 | 0 | 0 | 0 | 0 | 0 | 0 | 0
F2_Industrial_Electronics Manufacturing_Existing_Process_Natural Gas_Process Boiler_Baseline Forecast | F2 | Industrial | Electronics Manufacturing | Existing | Process | Natural Gas | Process Boiler | Baseline Forecast | Usage (MMtherm) | 0 | 0 | 0 | 0 | 0 | 0 | 0 | 0 | 0 | 0 | 0 | 0 | 0 | 0 | 0 | 0 | 0 | 0 | 0 | 0 | 0 | 0 | 0 | 0 | 0 | 0 | 0 | 0 | 0 | 0 | 0 | 0 | 0
F3_Industrial_Electronics Manufacturing_Existing_Process_Natural Gas_Process Boiler_Baseline Forecast | F3 | Industrial | Electronics Manufacturing | Existing | Process | Natural Gas | Process Boiler | Baseline Forecast | Summer Peak Demand (MW) | 0 | 0 | 0 | 0 | 0 | 0 | 0 | 0 | 0 | 0 | 0 | 0 | 0 | 0 | 0 | 0 | 0 | 0 | 0 | 0 | 0 | 0 | 0 | 0 | 0 | 0 | 0 | 0 | 0 | 0 | 0 | 0 | 0
F4_Industrial_Electronics Manufacturing_Existing_Process_Natural Gas_Process Boiler_Baseline Forecast | F4 | Industrial | Electronics Manufacturing | Existing | Process | Natural Gas | Process Boiler | Baseline Forecast | Winter Peak Demand (MW) | 0 | 0 | 0 | 0 | 0 | 0 | 0 | 0 | 0 | 0 | 0 | 0 | 0 | 0 | 0 | 0 | 0 | 0 | 0 | 0 | 0 | 0 | 0 | 0 | 0 | 0 | 0 | 0 | 0 | 0 | 0 | 0 | 0
F5_Industrial_Electronics Manufacturing_Existing_Process_Natural Gas_Process Boiler_Baseline Forecast | F5 | Industrial | Electronics Manufacturing | Existing | Process | Natural Gas | Process Boiler | Baseline Forecast | Turnover | 0 | 0 | 0 | 0 | 0 | 0 | 0 | 0 | 0 | 0 | 0 | 0 | 0 | 0 | 0 | 0 | 0 | 0 | 0 | 0 | 0 | 0 | 0 | 0 | 0 | 0 | 0 | 0 | 0 | 0 | 0 | 0 | 0
F6_Industrial_Electronics Manufacturing_Existing_Process_Natural Gas_Process Boiler_Baseline Forecast | F6 | Industrial | Electronics Manufacturing | Existing | Process | Natural Gas | Process Boiler | Baseline Forecast | Avg. Replacement Usage (kWh) | 0 | 0 | 0 | 0 | 0 | 0 | 0 | 0 | 0 | 0 | 0 | 0 | 0 | 0 | 0 | 0 | 0 | 0 | 0 | 0 | 0 | 0 | 0 | 0 | 0 | 0 | 0 | 0 | 0 | 0 | 0 | 0 | 0
F7_Industrial_Electronics Manufacturing_Existing_Process_Natural Gas_Process Boiler_Baseline Forecast | F7 | Industrial | Electronics Manufacturing | Existing | Process | Natural Gas | Process Boiler | Baseline Forecast | Avg. Replacement Summer Demand (kW) | 0 | 0 | 0 | 0 | 0 | 0 | 0 | 0 | 0 | 0 | 0 | 0 | 0 | 0 | 0 | 0 | 0 | 0 | 0 | 0 | 0 | 0 | 0 | 0 | 0 | 0 | 0 | 0 | 0 | 0 | 0 | 0 | 0
F8_Industrial_Electronics Manufacturing_Existing_Process_Natural Gas_Process Boiler_Baseline Forecast | F8 | Industrial | Electronics Manufacturing | Existing | Process | Natural Gas | Process Boiler | Baseline Forecast | Avg. Replacement Winter Demand (kW) | 0 | 0 | 0 | 0 | 0 | 0 | 0 | 0 | 0 | 0 | 0 | 0 | 0 | 0 | 0 | 0 | 0 | 0 | 0 | 0 | 0 | 0 | 0 | 0 | 0 | 0 | 0 | 0 | 0 | 0 | 0 | 0 | 0
F1_Industrial_Electronics Manufacturing_Existing_Process_Natural Gas_Process Cooling_Baseline Forecast | F1 | Industrial | Electronics Manufacturing | Existing | Process | Natural Gas | Process Cooling | Baseline Forecast | Units | 0 | 0 | 0 | 0 | 0 | 0 | 0 | 0 | 0 | 0 | 0 | 0 | 0 | 0 | 0 | 0 | 0 | 0 | 0 | 0 | 0 | 0 | 0 | 0 | 0 | 0 | 0 | 0 | 0 | 0 | 0 | 0 | 0
F2_Industrial_Electronics Manufacturing_Existing_Process_Natural Gas_Process Cooling_Baseline Forecast | F2 | Industrial | Electronics Manufacturing | Existing | Process | Natural Gas | Process Cooling | Baseline Forecast | Usage (MMtherm) | 0 | 0 | 0 | 0 | 0 | 0 | 0 | 0 | 0 | 0 | 0 | 0 | 0 | 0 | 0 | 0 | 0 | 0 | 0 | 0 | 0 | 0 | 0 | 0 | 0 | 0 | 0 | 0 | 0 | 0 | 0 | 0 | 0
F3_Industrial_Electronics Manufacturing_Existing_Process_Natural Gas_Process Cooling_Baseline Forecast | F3 | Industrial | Electronics Manufacturing | Existing | Process | Natural Gas | Process Cooling | Baseline Forecast | Summer Peak Demand (MW) | 0 | 0 | 0 | 0 | 0 | 0 | 0 | 0 | 0 | 0 | 0 | 0 | 0 | 0 | 0 | 0 | 0 | 0 | 0 | 0 | 0 | 0 | 0 | 0 | 0 | 0 | 0 | 0 | 0 | 0 | 0 | 0 | 0
F4_Industrial_Electronics Manufacturing_Existing_Process_Natural Gas_Process Cooling_Baseline Forecast | F4 | Industrial | Electronics Manufacturing | Existing | Process | Natural Gas | Process Cooling | Baseline Forecast | Winter Peak Demand (MW) | 0 | 0 | 0 | 0 | 0 | 0 | 0 | 0 | 0 | 0 | 0 | 0 | 0 | 0 | 0 | 0 | 0 | 0 | 0 | 0 | 0 | 0 | 0 | 0 | 0 | 0 | 0 | 0 | 0 | 0 | 0 | 0 | 0
F5_Industrial_Electronics Manufacturing_Existing_Process_Natural Gas_Process Cooling_Baseline Forecast | F5 | Industrial | Electronics Manufacturing | Existing | Process | Natural Gas | Process Cooling | Baseline Forecast | Turnover | 0 | 0 | 0 | 0 | 0 | 0 | 0 | 0 | 0 | 0 | 0 | 0 | 0 | 0 | 0 | 0 | 0 | 0 | 0 | 0 | 0 | 0 | 0 | 0 | 0 | 0 | 0 | 0 | 0 | 0 | 0 | 0 | 0
F6_Industrial_Electronics Manufacturing_Existing_Process_Natural Gas_Process Cooling_Baseline Forecast | F6 | Industrial | Electronics Manufacturing | Existing | Process | Natural Gas | Process Cooling | Baseline Forecast | Avg. Replacement Usage (kWh) | 0 | 0 | 0 | 0 | 0 | 0 | 0 | 0 | 0 | 0 | 0 | 0 | 0 | 0 | 0 | 0 | 0 | 0 | 0 | 0 | 0 | 0 | 0 | 0 | 0 | 0 | 0 | 0 | 0 | 0 | 0 | 0 | 0
F7_Industrial_Electronics Manufacturing_Existing_Process_Natural Gas_Process Cooling_Baseline Forecast | F7 | Industrial | Electronics Manufacturing | Existing | Process | Natural Gas | Process Cooling | Baseline Forecast | Avg. Replacement Summer Demand (kW) | 0 | 0 | 0 | 0 | 0 | 0 | 0 | 0 | 0 | 0 | 0 | 0 | 0 | 0 | 0 | 0 | 0 | 0 | 0 | 0 | 0 | 0 | 0 | 0 | 0 | 0 | 0 | 0 | 0 | 0 | 0 | 0 | 0
F8_Industrial_Electronics Manufacturing_Existing_Process_Natural Gas_Process Cooling_Baseline Forecast | F8 | Industrial | Electronics Manufacturing | Existing | Process | Natural Gas | Process Cooling | Baseline Forecast | Avg. Replacement Winter Demand (kW) | 0 | 0 | 0 | 0 | 0 | 0 | 0 | 0 | 0 | 0 | 0 | 0 | 0 | 0 | 0 | 0 | 0 | 0 | 0 | 0 | 0 | 0 | 0 | 0 | 0 | 0 | 0 | 0 | 0 | 0 | 0 | 0 | 0
F1_Industrial_Electronics Manufacturing_Existing_Process_Natural Gas_Other Process_Baseline Forecast | F1 | Industrial | Electronics Manufacturing | Existing | Process | Natural Gas | Other Process | Baseline Forecast | Units | 0 | 0 | 0 | 0 | 0 | 0 | 0 | 0 | 0 | 0 | 0 | 0 | 0 | 0 | 0 | 0 | 0 | 0 | 0 | 0 | 0 | 0 | 0 | 0 | 0 | 0 | 0 | 0 | 0 | 0 | 0 | 0 | 0
F2_Industrial_Electronics Manufacturing_Existing_Process_Natural Gas_Other Process_Baseline Forecast | F2 | Industrial | Electronics Manufacturing | Existing | Process | Natural Gas | Other Process | Baseline Forecast | Usage (MMtherm) | 0 | 0 | 0 | 0 | 0 | 0 | 0 | 0 | 0 | 0 | 0 | 0 | 0 | 0 | 0 | 0 | 0 | 0 | 0 | 0 | 0 | 0 | 0 | 0 | 0 | 0 | 0 | 0 | 0 | 0 | 0 | 0 | 0
F3_Industrial_Electronics Manufacturing_Existing_Process_Natural Gas_Other Process_Baseline Forecast | F3 | Industrial | Electronics Manufacturing | Existing | Process | Natural Gas | Other Process | Baseline Forecast | Summer Peak Demand (MW) | 0 | 0 | 0 | 0 | 0 | 0 | 0 | 0 | 0 | 0 | 0 | 0 | 0 | 0 | 0 | 0 | 0 | 0 | 0 | 0 | 0 | 0 | 0 | 0 | 0 | 0 | 0 | 0 | 0 | 0 | 0 | 0 | 0
F4_Industrial_Electronics Manufacturing_Existing_Process_Natural Gas_Other Process_Baseline Forecast | F4 | Industrial | Electronics Manufacturing | Existing | Process | Natural Gas | Other Process | Baseline Forecast | Winter Peak Demand (MW) | 0 | 0 | 0 | 0 | 0 | 0 | 0 | 0 | 0 | 0 | 0 | 0 | 0 | 0 | 0 | 0 | 0 | 0 | 0 | 0 | 0 | 0 | 0 | 0 | 0 | 0 | 0 | 0 | 0 | 0 | 0 | 0 | 0
F5_Industrial_Electronics Manufacturing_Existing_Process_Natural Gas_Other Process_Baseline Forecast | F5 | Industrial | Electronics Manufacturing | Existing | Process | Natural Gas | Other Process | Baseline Forecast | Turnover | 0 | 0 | 0 | 0 | 0 | 0 | 0 | 0 | 0 | 0 | 0 | 0 | 0 | 0 | 0 | 0 | 0 | 0 | 0 | 0 | 0 | 0 | 0 | 0 | 0 | 0 | 0 | 0 | 0 | 0 | 0 | 0 | 0
F6_Industrial_Electronics Manufacturing_Existing_Process_Natural Gas_Other Process_Baseline Forecast | F6 | Industrial | Electronics Manufacturing | Existing | Process | Natural Gas | Other Process | Baseline Forecast | Avg. Replacement Usage (kWh) | 0 | 0 | 0 | 0 | 0 | 0 | 0 | 0 | 0 | 0 | 0 | 0 | 0 | 0 | 0 | 0 | 0 | 0 | 0 | 0 | 0 | 0 | 0 | 0 | 0 | 0 | 0 | 0 | 0 | 0 | 0 | 0 | 0
F7_Industrial_Electronics Manufacturing_Existing_Process_Natural Gas_Other Process_Baseline Forecast | F7 | Industrial | Electronics Manufacturing | Existing | Process | Natural Gas | Other Process | Baseline Forecast | Avg. Replacement Summer Demand (kW) | 0 | 0 | 0 | 0 | 0 | 0 | 0 | 0 | 0 | 0 | 0 | 0 | 0 | 0 | 0 | 0 | 0 | 0 | 0 | 0 | 0 | 0 | 0 | 0 | 0 | 0 | 0 | 0 | 0 | 0 | 0 | 0 | 0
F8_Industrial_Electronics Manufacturing_Existing_Process_Natural Gas_Other Process_Baseline Forecast | F8 | Industrial | Electronics Manufacturing | Existing | Process | Natural Gas | Other Process | Baseline Forecast | Avg. Replacement Winter Demand (kW) | 0 | 0 | 0 | 0 | 0 | 0 | 0 | 0 | 0 | 0 | 0 | 0 | 0 | 0 | 0 | 0 | 0 | 0 | 0 | 0 | 0 | 0 | 0 | 0 | 0 | 0 | 0 | 0 | 0 | 0 | 0 | 0 | 0
F1_Industrial_Electronics Manufacturing_Existing_Miscellaneous_Natural Gas_Miscellaneous_Baseline Forecast | F1 | Industrial | Electronics Manufacturing | Existing | Miscellaneous | Natural Gas | Miscellaneous | Baseline Forecast | Units | 0 | 0 | 0 | 0 | 0 | 0 | 0 | 0 | 0 | 0 | 0 | 0 | 0 | 0 | 0 | 0 | 0 | 0 | 0 | 0 | 0 | 0 | 0 | 0 | 0 | 0 | 0 | 0 | 0 | 0 | 0 | 0 | 0
F2_Industrial_Electronics Manufacturing_Existing_Miscellaneous_Natural Gas_Miscellaneous_Baseline Forecast | F2 | Industrial | Electronics Manufacturing | Existing | Miscellaneous | Natural Gas | Miscellaneous | Baseline Forecast | Usage (MMtherm) | 0 | 0 | 0 | 0 | 0 | 0 | 0 | 0 | 0 | 0 | 0 | 0 | 0 | 0 | 0 | 0 | 0 | 0 | 0 | 0 | 0 | 0 | 0 | 0 | 0 | 0 | 0 | 0 | 0 | 0 | 0 | 0 | 0
F3_Industrial_Electronics Manufacturing_Existing_Miscellaneous_Natural Gas_Miscellaneous_Baseline Forecast | F3 | Industrial | Electronics Manufacturing | Existing | Miscellaneous | Natural Gas | Miscellaneous | Baseline Forecast | Summer Peak Demand (MW) | 0 | 0 | 0 | 0 | 0 | 0 | 0 | 0 | 0 | 0 | 0 | 0 | 0 | 0 | 0 | 0 | 0 | 0 | 0 | 0 | 0 | 0 | 0 | 0 | 0 | 0 | 0 | 0 | 0 | 0 | 0 | 0 | 0
F4_Industrial_Electronics Manufacturing_Existing_Miscellaneous_Natural Gas_Miscellaneous_Baseline Forecast | F4 | Industrial | Electronics Manufacturing | Existing | Miscellaneous | Natural Gas | Miscellaneous | Baseline Forecast | Winter Peak Demand (MW) | 0 | 0 | 0 | 0 | 0 | 0 | 0 | 0 | 0 | 0 | 0 | 0 | 0 | 0 | 0 | 0 | 0 | 0 | 0 | 0 | 0 | 0 | 0 | 0 | 0 | 0 | 0 | 0 | 0 | 0 | 0 | 0 | 0
F5_Industrial_Electronics Manufacturing_Existing_Miscellaneous_Natural Gas_Miscellaneous_Baseline Forecast | F5 | Industrial | Electronics Manufacturing | Existing | Miscellaneous | Natural Gas | Miscellaneous | Baseline Forecast | Turnover | 0 | 0 | 0 | 0 | 0 | 0 | 0 | 0 | 0 | 0 | 0 | 0 | 0 | 0 | 0 | 0 | 0 | 0 | 0 | 0 | 0 | 0 | 0 | 0 | 0 | 0 | 0 | 0 | 0 | 0 | 0 | 0 | 0
F6_Industrial_Electronics Manufacturing_Existing_Miscellaneous_Natural Gas_Miscellaneous_Baseline Forecast | F6 | Industrial | Electronics Manufacturing | Existing | Miscellaneous | Natural Gas | Miscellaneous | Baseline Forecast | Avg. Replacement Usage (kWh) | 0 | 0 | 0 | 0 | 0 | 0 | 0 | 0 | 0 | 0 | 0 | 0 | 0 | 0 | 0 | 0 | 0 | 0 | 0 | 0 | 0 | 0 | 0 | 0 | 0 | 0 | 0 | 0 | 0 | 0 | 0 | 0 | 0
F7_Industrial_Electronics Manufacturing_Existing_Miscellaneous_Natural Gas_Miscellaneous_Baseline Forecast | F7 | Industrial | Electronics Manufacturing | Existing | Miscellaneous | Natural Gas | Miscellaneous | Baseline Forecast | Avg. Replacement Summer Demand (kW) | 0 | 0 | 0 | 0 | 0 | 0 | 0 | 0 | 0 | 0 | 0 | 0 | 0 | 0 | 0 | 0 | 0 | 0 | 0 | 0 | 0 | 0 | 0 | 0 | 0 | 0 | 0 | 0 | 0 | 0 | 0 | 0 | 0
F8_Industrial_Electronics Manufacturing_Existing_Miscellaneous_Natural Gas_Miscellaneous_Baseline Forecast | F8 | Industrial | Electronics Manufacturing | Existing | Miscellaneous | Natural Gas | Miscellaneous | Baseline Forecast | Avg. Replacement Winter Demand (kW) | 0 | 0 | 0 | 0 | 0 | 0 | 0 | 0 | 0 | 0 | 0 | 0 | 0 | 0 | 0 | 0 | 0 | 0 | 0 | 0 | 0 | 0 | 0 | 0 | 0 | 0 | 0 | 0 | 0 | 0 | 0 | 0 | 0
F1_Industrial_Electronics Manufacturing_New_Space Heating_Natural Gas_Furnace_Baseline Forecast | F1 | Industrial | Electronics Manufacturing | New | Space Heating | Natural Gas | Furnace | Baseline Forecast | Units | 0 | 0 | 0 | 0 | 0 | 0 | 0 | 0 | 0 | 0 | 0 | 0 | 0 | 0 | 0 | 0 | 0 | 0 | 0 | 0 | 0 | 0 | 0 | 0 | 0 | 0 | 0 | 0 | 0 | 0 | 0 | 0 | 0
F2_Industrial_Electronics Manufacturing_New_Space Heating_Natural Gas_Furnace_Baseline Forecast | F2 | Industrial | Electronics Manufacturing | New | Space Heating | Natural Gas | Furnace | Baseline Forecast | Usage (MMtherm) | 0 | 0 | 0 | 0 | 0 | 0 | 0 | 0 | 0 | 0 | 0 | 0 | 0 | 0 | 0 | 0 | 0 | 0 | 0 | 0 | 0 | 0 | 0 | 0 | 0 | 0 | 0 | 0 | 0 | 0 | 0 | 0 | 0
F3_Industrial_Electronics Manufacturing_New_Space Heating_Natural Gas_Furnace_Baseline Forecast | F3 | Industrial | Electronics Manufacturing | New | Space Heating | Natural Gas | Furnace | Baseline Forecast | Summer Peak Demand (MW) | 0 | 0 | 0 | 0 | 0 | 0 | 0 | 0 | 0 | 0 | 0 | 0 | 0 | 0 | 0 | 0 | 0 | 0 | 0 | 0 | 0 | 0 | 0 | 0 | 0 | 0 | 0 | 0 | 0 | 0 | 0 | 0 | 0
F4_Industrial_Electronics Manufacturing_New_Space Heating_Natural Gas_Furnace_Baseline Forecast | F4 | Industrial | Electronics Manufacturing | New | Space Heating | Natural Gas | Furnace | Baseline Forecast | Winter Peak Demand (MW) | 0 | 0 | 0 | 0 | 0 | 0 | 0 | 0 | 0 | 0 | 0 | 0 | 0 | 0 | 0 | 0 | 0 | 0 | 0 | 0 | 0 | 0 | 0 | 0 | 0 | 0 | 0 | 0 | 0 | 0 | 0 | 0 | 0
F5_Industrial_Electronics Manufacturing_New_Space Heating_Natural Gas_Furnace_Baseline Forecast | F5 | Industrial | Electronics Manufacturing | New | Space Heating | Natural Gas | Furnace | Baseline Forecast | Turnover | 0 | 0 | 0 | 0 | 0 | 0 | 0 | 0 | 0 | 0 | 0 | 0 | 0 | 0 | 0 | 0 | 0 | 0 | 0 | 0 | 0 | 0 | 0 | 0 | 0 | 0 | 0 | 0 | 0 | 0 | 0 | 0 | 0
F6_Industrial_Electronics Manufacturing_New_Space Heating_Natural Gas_Furnace_Baseline Forecast | F6 | Industrial | Electronics Manufacturing | New | Space Heating | Natural Gas | Furnace | Baseline Forecast | Avg. Replacement Usage (kWh) | 0 | 0 | 0 | 0 | 0 | 0 | 0 | 0 | 0 | 0 | 0 | 0 | 0 | 0 | 0 | 0 | 0 | 0 | 0 | 0 | 0 | 0 | 0 | 0 | 0 | 0 | 0 | 0 | 0 | 0 | 0 | 0 | 0
F7_Industrial_Electronics Manufacturing_New_Space Heating_Natural Gas_Furnace_Baseline Forecast | F7 | Industrial | Electronics Manufacturing | New | Space Heating | Natural Gas | Furnace | Baseline Forecast | Avg. Replacement Summer Demand (kW) | 0 | 0 | 0 | 0 | 0 | 0 | 0 | 0 | 0 | 0 | 0 | 0 | 0 | 0 | 0 | 0 | 0 | 0 | 0 | 0 | 0 | 0 | 0 | 0 | 0 | 0 | 0 | 0 | 0 | 0 | 0 | 0 | 0
F8_Industrial_Electronics Manufacturing_New_Space Heating_Natural Gas_Furnace_Baseline Forecast | F8 | Industrial | Electronics Manufacturing | New | Space Heating | Natural Gas | Furnace | Baseline Forecast | Avg. Replacement Winter Demand (kW) | 0 | 0 | 0 | 0 | 0 | 0 | 0 | 0 | 0 | 0 | 0 | 0 | 0 | 0 | 0 | 0 | 0 | 0 | 0 | 0 | 0 | 0 | 0 | 0 | 0 | 0 | 0 | 0 | 0 | 0 | 0 | 0 | 0
F1_Industrial_Electronics Manufacturing_New_Space Heating_Natural Gas_Boiler_Baseline Forecast | F1 | Industrial | Electronics Manufacturing | New | Space Heating | Natural Gas | Boiler | Baseline Forecast | Units | 0 | 0 | 0 | 0 | 0 | 0 | 0 | 0 | 0 | 0 | 0 | 0 | 0 | 0 | 0 | 0 | 0 | 0 | 0 | 0 | 0 | 0 | 0 | 0 | 0 | 0 | 0 | 0 | 0 | 0 | 0 | 0 | 0
F2_Industrial_Electronics Manufacturing_New_Space Heating_Natural Gas_Boiler_Baseline Forecast | F2 | Industrial | Electronics Manufacturing | New | Space Heating | Natural Gas | Boiler | Baseline Forecast | Usage (MMtherm) | 0 | 0 | 0 | 0 | 0 | 0 | 0 | 0 | 0 | 0 | 0 | 0 | 0 | 0 | 0 | 0 | 0 | 0 | 0 | 0 | 0 | 0 | 0 | 0 | 0 | 0 | 0 | 0 | 0 | 0 | 0 | 0 | 0
F3_Industrial_Electronics Manufacturing_New_Space Heating_Natural Gas_Boiler_Baseline Forecast | F3 | Industrial | Electronics Manufacturing | New | Space Heating | Natural Gas | Boiler | Baseline Forecast | Summer Peak Demand (MW) | 0 | 0 | 0 | 0 | 0 | 0 | 0 | 0 | 0 | 0 | 0 | 0 | 0 | 0 | 0 | 0 | 0 | 0 | 0 | 0 | 0 | 0 | 0 | 0 | 0 | 0 | 0 | 0 | 0 | 0 | 0 | 0 | 0
F4_Industrial_Electronics Manufacturing_New_Space Heating_Natural Gas_Boiler_Baseline Forecast | F4 | Industrial | Electronics Manufacturing | New | Space Heating | Natural Gas | Boiler | Baseline Forecast | Winter Peak Demand (MW) | 0 | 0 | 0 | 0 | 0 | 0 | 0 | 0 | 0 | 0 | 0 | 0 | 0 | 0 | 0 | 0 | 0 | 0 | 0 | 0 | 0 | 0 | 0 | 0 | 0 | 0 | 0 | 0 | 0 | 0 | 0 | 0 | 0
F5_Industrial_Electronics Manufacturing_New_Space Heating_Natural Gas_Boiler_Baseline Forecast | F5 | Industrial | Electronics Manufacturing | New | Space Heating | Natural Gas | Boiler | Baseline Forecast | Turnover | 0 | 0 | 0 | 0 | 0 | 0 | 0 | 0 | 0 | 0 | 0 | 0 | 0 | 0 | 0 | 0 | 0 | 0 | 0 | 0 | 0 | 0 | 0 | 0 | 0 | 0 | 0 | 0 | 0 | 0 | 0 | 0 | 0
F6_Industrial_Electronics Manufacturing_New_Space Heating_Natural Gas_Boiler_Baseline Forecast | F6 | Industrial | Electronics Manufacturing | New | Space Heating | Natural Gas | Boiler | Baseline Forecast | Avg. Replacement Usage (kWh) | 0 | 0 | 0 | 0 | 0 | 0 | 0 | 0 | 0 | 0 | 0 | 0 | 0 | 0 | 0 | 0 | 0 | 0 | 0 | 0 | 0 | 0 | 0 | 0 | 0 | 0 | 0 | 0 | 0 | 0 | 0 | 0 | 0
F7_Industrial_Electronics Manufacturing_New_Space Heating_Natural Gas_Boiler_Baseline Forecast | F7 | Industrial | Electronics Manufacturing | New | Space Heating | Natural Gas | Boiler | Baseline Forecast | Avg. Replacement Summer Demand (kW) | 0 | 0 | 0 | 0 | 0 | 0 | 0 | 0 | 0 | 0 | 0 | 0 | 0 | 0 | 0 | 0 | 0 | 0 | 0 | 0 | 0 | 0 | 0 | 0 | 0 | 0 | 0 | 0 | 0 | 0 | 0 | 0 | 0
F8_Industrial_Electronics Manufacturing_New_Space Heating_Natural Gas_Boiler_Baseline Forecast | F8 | Industrial | Electronics Manufacturing | New | Space Heating | Natural Gas | Boiler | Baseline Forecast | Avg. Replacement Winter Demand (kW) | 0 | 0 | 0 | 0 | 0 | 0 | 0 | 0 | 0 | 0 | 0 | 0 | 0 | 0 | 0 | 0 | 0 | 0 | 0 | 0 | 0 | 0 | 0 | 0 | 0 | 0 | 0 | 0 | 0 | 0 | 0 | 0 | 0
F1_Industrial_Electronics Manufacturing_New_Space Heating_Natural Gas_Unit Heater_Baseline Forecast | F1 | Industrial | Electronics Manufacturing | New | Space Heating | Natural Gas | Unit Heater | Baseline Forecast | Units | 0 | 0 | 0 | 0 | 0 | 0 | 0 | 0 | 0 | 0 | 0 | 0 | 0 | 0 | 0 | 0 | 0 | 0 | 0 | 0 | 0 | 0 | 0 | 0 | 0 | 0 | 0 | 0 | 0 | 0 | 0 | 0 | 0
F2_Industrial_Electronics Manufacturing_New_Space Heating_Natural Gas_Unit Heater_Baseline Forecast | F2 | Industrial | Electronics Manufacturing | New | Space Heating | Natural Gas | Unit Heater | Baseline Forecast | Usage (MMtherm) | 0 | 0 | 0 | 0 | 0 | 0 | 0 | 0 | 0 | 0 | 0 | 0 | 0 | 0 | 0 | 0 | 0 | 0 | 0 | 0 | 0 | 0 | 0 | 0 | 0 | 0 | 0 | 0 | 0 | 0 | 0 | 0 | 0
F3_Industrial_Electronics Manufacturing_New_Space Heating_Natural Gas_Unit Heater_Baseline Forecast | F3 | Industrial | Electronics Manufacturing | New | Space Heating | Natural Gas | Unit Heater | Baseline Forecast | Summer Peak Demand (MW) | 0 | 0 | 0 | 0 | 0 | 0 | 0 | 0 | 0 | 0 | 0 | 0 | 0 | 0 | 0 | 0 | 0 | 0 | 0 | 0 | 0 | 0 | 0 | 0 | 0 | 0 | 0 | 0 | 0 | 0 | 0 | 0 | 0
F4_Industrial_Electronics Manufacturing_New_Space Heating_Natural Gas_Unit Heater_Baseline Forecast | F4 | Industrial | Electronics Manufacturing | New | Space Heating | Natural Gas | Unit Heater | Baseline Forecast | Winter Peak Demand (MW) | 0 | 0 | 0 | 0 | 0 | 0 | 0 | 0 | 0 | 0 | 0 | 0 | 0 | 0 | 0 | 0 | 0 | 0 | 0 | 0 | 0 | 0 | 0 | 0 | 0 | 0 | 0 | 0 | 0 | 0 | 0 | 0 | 0
F5_Industrial_Electronics Manufacturing_New_Space Heating_Natural Gas_Unit Heater_Baseline Forecast | F5 | Industrial | Electronics Manufacturing | New | Space Heating | Natural Gas | Unit Heater | Baseline Forecast | Turnover | 0 | 0 | 0 | 0 | 0 | 0 | 0 | 0 | 0 | 0 | 0 | 0 | 0 | 0 | 0 | 0 | 0 | 0 | 0 | 0 | 0 | 0 | 0 | 0 | 0 | 0 | 0 | 0 | 0 | 0 | 0 | 0 | 0
F6_Industrial_Electronics Manufacturing_New_Space Heating_Natural Gas_Unit Heater_Baseline Forecast | F6 | Industrial | Electronics Manufacturing | New | Space Heating | Natural Gas | Unit Heater | Baseline Forecast | Avg. Replacement Usage (kWh) | 0 | 0 | 0 | 0 | 0 | 0 | 0 | 0 | 0 | 0 | 0 | 0 | 0 | 0 | 0 | 0 | 0 | 0 | 0 | 0 | 0 | 0 | 0 | 0 | 0 | 0 | 0 | 0 | 0 | 0 | 0 | 0 | 0
F7_Industrial_Electronics Manufacturing_New_Space Heating_Natural Gas_Unit Heater_Baseline Forecast | F7 | Industrial | Electronics Manufacturing | New | Space Heating | Natural Gas | Unit Heater | Baseline Forecast | Avg. Replacement Summer Demand (kW) | 0 | 0 | 0 | 0 | 0 | 0 | 0 | 0 | 0 | 0 | 0 | 0 | 0 | 0 | 0 | 0 | 0 | 0 | 0 | 0 | 0 | 0 | 0 | 0 | 0 | 0 | 0 | 0 | 0 | 0 | 0 | 0 | 0
F8_Industrial_Electronics Manufacturing_New_Space Heating_Natural Gas_Unit Heater_Baseline Forecast | F8 | Industrial | Electronics Manufacturing | New | Space Heating | Natural Gas | Unit Heater | Baseline Forecast | Avg. Replacement Winter Demand (kW) | 0 | 0 | 0 | 0 | 0 | 0 | 0 | 0 | 0 | 0 | 0 | 0 | 0 | 0 | 0 | 0 | 0 | 0 | 0 | 0 | 0 | 0 | 0 | 0 | 0 | 0 | 0 | 0 | 0 | 0 | 0 | 0 | 0
F1_Industrial_Electronics Manufacturing_New_Process_Natural Gas_Process Heating_Baseline Forecast | F1 | Industrial | Electronics Manufacturing | New | Process | Natural Gas | Process Heating | Baseline Forecast | Units | 0 | 0 | 0 | 0 | 0 | 0 | 0 | 0 | 0 | 0 | 0 | 0 | 0 | 0 | 0 | 0 | 0 | 0 | 0 | 0 | 0 | 0 | 0 | 0 | 0 | 0 | 0 | 0 | 0 | 0 | 0 | 0 | 0
F2_Industrial_Electronics Manufacturing_New_Process_Natural Gas_Process Heating_Baseline Forecast | F2 | Industrial | Electronics Manufacturing | New | Process | Natural Gas | Process Heating | Baseline Forecast | Usage (MMtherm) | 0 | 0 | 0 | 0 | 0 | 0 | 0 | 0 | 0 | 0 | 0 | 0 | 0 | 0 | 0 | 0 | 0 | 0 | 0 | 0 | 0 | 0 | 0 | 0 | 0 | 0 | 0 | 0 | 0 | 0 | 0 | 0 | 0
F3_Industrial_Electronics Manufacturing_New_Process_Natural Gas_Process Heating_Baseline Forecast | F3 | Industrial | Electronics Manufacturing | New | Process | Natural Gas | Process Heating | Baseline Forecast | Summer Peak Demand (MW) | 0 | 0 | 0 | 0 | 0 | 0 | 0 | 0 | 0 | 0 | 0 | 0 | 0 | 0 | 0 | 0 | 0 | 0 | 0 | 0 | 0 | 0 | 0 | 0 | 0 | 0 | 0 | 0 | 0 | 0 | 0 | 0 | 0
F4_Industrial_Electronics Manufacturing_New_Process_Natural Gas_Process Heating_Baseline Forecast | F4 | Industrial | Electronics Manufacturing | New | Process | Natural Gas | Process Heating | Baseline Forecast | Winter Peak Demand (MW) | 0 | 0 | 0 | 0 | 0 | 0 | 0 | 0 | 0 | 0 | 0 | 0 | 0 | 0 | 0 | 0 | 0 | 0 | 0 | 0 | 0 | 0 | 0 | 0 | 0 | 0 | 0 | 0 | 0 | 0 | 0 | 0 | 0
F5_Industrial_Electronics Manufacturing_New_Process_Natural Gas_Process Heating_Baseline Forecast | F5 | Industrial | Electronics Manufacturing | New | Process | Natural Gas | Process Heating | Baseline Forecast | Turnover | 0 | 0 | 0 | 0 | 0 | 0 | 0 | 0 | 0 | 0 | 0 | 0 | 0 | 0 | 0 | 0 | 0 | 0 | 0 | 0 | 0 | 0 | 0 | 0 | 0 | 0 | 0 | 0 | 0 | 0 | 0 | 0 | 0
F6_Industrial_Electronics Manufacturing_New_Process_Natural Gas_Process Heating_Baseline Forecast | F6 | Industrial | Electronics Manufacturing | New | Process | Natural Gas | Process Heating | Baseline Forecast | Avg. Replacement Usage (kWh) | 0 | 0 | 0 | 0 | 0 | 0 | 0 | 0 | 0 | 0 | 0 | 0 | 0 | 0 | 0 | 0 | 0 | 0 | 0 | 0 | 0 | 0 | 0 | 0 | 0 | 0 | 0 | 0 | 0 | 0 | 0 | 0 | 0
F7_Industrial_Electronics Manufacturing_New_Process_Natural Gas_Process Heating_Baseline Forecast | F7 | Industrial | Electronics Manufacturing | New | Process | Natural Gas | Process Heating | Baseline Forecast | Avg. Replacement Summer Demand (kW) | 0 | 0 | 0 | 0 | 0 | 0 | 0 | 0 | 0 | 0 | 0 | 0 | 0 | 0 | 0 | 0 | 0 | 0 | 0 | 0 | 0 | 0 | 0 | 0 | 0 | 0 | 0 | 0 | 0 | 0 | 0 | 0 | 0
F8_Industrial_Electronics Manufacturing_New_Process_Natural Gas_Process Heating_Baseline Forecast | F8 | Industrial | Electronics Manufacturing | New | Process | Natural Gas | Process Heating | Baseline Forecast | Avg. Replacement Winter Demand (kW) | 0 | 0 | 0 | 0 | 0 | 0 | 0 | 0 | 0 | 0 | 0 | 0 | 0 | 0 | 0 | 0 | 0 | 0 | 0 | 0 | 0 | 0 | 0 | 0 | 0 | 0 | 0 | 0 | 0 | 0 | 0 | 0 | 0
F1_Industrial_Electronics Manufacturing_New_Process_Natural Gas_Process Boiler_Baseline Forecast | F1 | Industrial | Electronics Manufacturing | New | Process | Natural Gas | Process Boiler | Baseline Forecast | Units | 0 | 0 | 0 | 0 | 0 | 0 | 0 | 0 | 0 | 0 | 0 | 0 | 0 | 0 | 0 | 0 | 0 | 0 | 0 | 0 | 0 | 0 | 0 | 0 | 0 | 0 | 0 | 0 | 0 | 0 | 0 | 0 | 0
F2_Industrial_Electronics Manufacturing_New_Process_Natural Gas_Process Boiler_Baseline Forecast | F2 | Industrial | Electronics Manufacturing | New | Process | Natural Gas | Process Boiler | Baseline Forecast | Usage (MMtherm) | 0 | 0 | 0 | 0 | 0 | 0 | 0 | 0 | 0 | 0 | 0 | 0 | 0 | 0 | 0 | 0 | 0 | 0 | 0 | 0 | 0 | 0 | 0 | 0 | 0 | 0 | 0 | 0 | 0 | 0 | 0 | 0 | 0
F3_Industrial_Electronics Manufacturing_New_Process_Natural Gas_Process Boiler_Baseline Forecast | F3 | Industrial | Electronics Manufacturing | New | Process | Natural Gas | Process Boiler | Baseline Forecast | Summer Peak Demand (MW) | 0 | 0 | 0 | 0 | 0 | 0 | 0 | 0 | 0 | 0 | 0 | 0 | 0 | 0 | 0 | 0 | 0 | 0 | 0 | 0 | 0 | 0 | 0 | 0 | 0 | 0 | 0 | 0 | 0 | 0 | 0 | 0 | 0
F4_Industrial_Electronics Manufacturing_New_Process_Natural Gas_Process Boiler_Baseline Forecast | F4 | Industrial | Electronics Manufacturing | New | Process | Natural Gas | Process Boiler | Baseline Forecast | Winter Peak Demand (MW) | 0 | 0 | 0 | 0 | 0 | 0 | 0 | 0 | 0 | 0 | 0 | 0 | 0 | 0 | 0 | 0 | 0 | 0 | 0 | 0 | 0 | 0 | 0 | 0 | 0 | 0 | 0 | 0 | 0 | 0 | 0 | 0 | 0
F5_Industrial_Electronics Manufacturing_New_Process_Natural Gas_Process Boiler_Baseline Forecast | F5 | Industrial | Electronics Manufacturing | New | Process | Natural Gas | Process Boiler | Baseline Forecast | Turnover | 0 | 0 | 0 | 0 | 0 | 0 | 0 | 0 | 0 | 0 | 0 | 0 | 0 | 0 | 0 | 0 | 0 | 0 | 0 | 0 | 0 | 0 | 0 | 0 | 0 | 0 | 0 | 0 | 0 | 0 | 0 | 0 | 0
F6_Industrial_Electronics Manufacturing_New_Process_Natural Gas_Process Boiler_Baseline Forecast | F6 | Industrial | Electronics Manufacturing | New | Process | Natural Gas | Process Boiler | Baseline Forecast | Avg. Replacement Usage (kWh) | 0 | 0 | 0 | 0 | 0 | 0 | 0 | 0 | 0 | 0 | 0 | 0 | 0 | 0 | 0 | 0 | 0 | 0 | 0 | 0 | 0 | 0 | 0 | 0 | 0 | 0 | 0 | 0 | 0 | 0 | 0 | 0 | 0
F7_Industrial_Electronics Manufacturing_New_Process_Natural Gas_Process Boiler_Baseline Forecast | F7 | Industrial | Electronics Manufacturing | New | Process | Natural Gas | Process Boiler | Baseline Forecast | Avg. Replacement Summer Demand (kW) | 0 | 0 | 0 | 0 | 0 | 0 | 0 | 0 | 0 | 0 | 0 | 0 | 0 | 0 | 0 | 0 | 0 | 0 | 0 | 0 | 0 | 0 | 0 | 0 | 0 | 0 | 0 | 0 | 0 | 0 | 0 | 0 | 0
F8_Industrial_Electronics Manufacturing_New_Process_Natural Gas_Process Boiler_Baseline Forecast | F8 | Industrial | Electronics Manufacturing | New | Process | Natural Gas | Process Boiler | Baseline Forecast | Avg. Replacement Winter Demand (kW) | 0 | 0 | 0 | 0 | 0 | 0 | 0 | 0 | 0 | 0 | 0 | 0 | 0 | 0 | 0 | 0 | 0 | 0 | 0 | 0 | 0 | 0 | 0 | 0 | 0 | 0 | 0 | 0 | 0 | 0 | 0 | 0 | 0
F1_Industrial_Electronics Manufacturing_New_Process_Natural Gas_Process Cooling_Baseline Forecast | F1 | Industrial | Electronics Manufacturing | New | Process | Natural Gas | Process Cooling | Baseline Forecast | Units | 0 | 0 | 0 | 0 | 0 | 0 | 0 | 0 | 0 | 0 | 0 | 0 | 0 | 0 | 0 | 0 | 0 | 0 | 0 | 0 | 0 | 0 | 0 | 0 | 0 | 0 | 0 | 0 | 0 | 0 | 0 | 0 | 0
F2_Industrial_Electronics Manufacturing_New_Process_Natural Gas_Process Cooling_Baseline Forecast | F2 | Industrial | Electronics Manufacturing | New | Process | Natural Gas | Process Cooling | Baseline Forecast | Usage (MMtherm) | 0 | 0 | 0 | 0 | 0 | 0 | 0 | 0 | 0 | 0 | 0 | 0 | 0 | 0 | 0 | 0 | 0 | 0 | 0 | 0 | 0 | 0 | 0 | 0 | 0 | 0 | 0 | 0 | 0 | 0 | 0 | 0 | 0
F3_Industrial_Electronics Manufacturing_New_Process_Natural Gas_Process Cooling_Baseline Forecast | F3 | Industrial | Electronics Manufacturing | New | Process | Natural Gas | Process Cooling | Baseline Forecast | Summer Peak Demand (MW) | 0 | 0 | 0 | 0 | 0 | 0 | 0 | 0 | 0 | 0 | 0 | 0 | 0 | 0 | 0 | 0 | 0 | 0 | 0 | 0 | 0 | 0 | 0 | 0 | 0 | 0 | 0 | 0 | 0 | 0 | 0 | 0 | 0
F4_Industrial_Electronics Manufacturing_New_Process_Natural Gas_Process Cooling_Baseline Forecast | F4 | Industrial | Electronics Manufacturing | New | Process | Natural Gas | Process Cooling | Baseline Forecast | Winter Peak Demand (MW) | 0 | 0 | 0 | 0 | 0 | 0 | 0 | 0 | 0 | 0 | 0 | 0 | 0 | 0 | 0 | 0 | 0 | 0 | 0 | 0 | 0 | 0 | 0 | 0 | 0 | 0 | 0 | 0 | 0 | 0 | 0 | 0 | 0
F5_Industrial_Electronics Manufacturing_New_Process_Natural Gas_Process Cooling_Baseline Forecast | F5 | Industrial | Electronics Manufacturing | New | Process | Natural Gas | Process Cooling | Baseline Forecast | Turnover | 0 | 0 | 0 | 0 | 0 | 0 | 0 | 0 | 0 | 0 | 0 | 0 | 0 | 0 | 0 | 0 | 0 | 0 | 0 | 0 | 0 | 0 | 0 | 0 | 0 | 0 | 0 | 0 | 0 | 0 | 0 | 0 | 0
F6_Industrial_Electronics Manufacturing_New_Process_Natural Gas_Process Cooling_Baseline Forecast | F6 | Industrial | Electronics Manufacturing | New | Process | Natural Gas | Process Cooling | Baseline Forecast | Avg. Replacement Usage (kWh) | 0 | 0 | 0 | 0 | 0 | 0 | 0 | 0 | 0 | 0 | 0 | 0 | 0 | 0 | 0 | 0 | 0 | 0 | 0 | 0 | 0 | 0 | 0 | 0 | 0 | 0 | 0 | 0 | 0 | 0 | 0 | 0 | 0
F7_Industrial_Electronics Manufacturing_New_Process_Natural Gas_Process Cooling_Baseline Forecast | F7 | Industrial | Electronics Manufacturing | New | Process | Natural Gas | Process Cooling | Baseline Forecast | Avg. Replacement Summer Demand (kW) | 0 | 0 | 0 | 0 | 0 | 0 | 0 | 0 | 0 | 0 | 0 | 0 | 0 | 0 | 0 | 0 | 0 | 0 | 0 | 0 | 0 | 0 | 0 | 0 | 0 | 0 | 0 | 0 | 0 | 0 | 0 | 0 | 0
F8_Industrial_Electronics Manufacturing_New_Process_Natural Gas_Process Cooling_Baseline Forecast | F8 | Industrial | Electronics Manufacturing | New | Process | Natural Gas | Process Cooling | Baseline Forecast | Avg. Replacement Winter Demand (kW) | 0 | 0 | 0 | 0 | 0 | 0 | 0 | 0 | 0 | 0 | 0 | 0 | 0 | 0 | 0 | 0 | 0 | 0 | 0 | 0 | 0 | 0 | 0 | 0 | 0 | 0 | 0 | 0 | 0 | 0 | 0 | 0 | 0
F1_Industrial_Electronics Manufacturing_New_Process_Natural Gas_Other Process_Baseline Forecast | F1 | Industrial | Electronics Manufacturing | New | Process | Natural Gas | Other Process | Baseline Forecast | Units | 0 | 0 | 0 | 0 | 0 | 0 | 0 | 0 | 0 | 0 | 0 | 0 | 0 | 0 | 0 | 0 | 0 | 0 | 0 | 0 | 0 | 0 | 0 | 0 | 0 | 0 | 0 | 0 | 0 | 0 | 0 | 0 | 0
F2_Industrial_Electronics Manufacturing_New_Process_Natural Gas_Other Process_Baseline Forecast | F2 | Industrial | Electronics Manufacturing | New | Process | Natural Gas | Other Process | Baseline Forecast | Usage (MMtherm) | 0 | 0 | 0 | 0 | 0 | 0 | 0 | 0 | 0 | 0 | 0 | 0 | 0 | 0 | 0 | 0 | 0 | 0 | 0 | 0 | 0 | 0 | 0 | 0 | 0 | 0 | 0 | 0 | 0 | 0 | 0 | 0 | 0
F3_Industrial_Electronics Manufacturing_New_Process_Natural Gas_Other Process_Baseline Forecast | F3 | Industrial | Electronics Manufacturing | New | Process | Natural Gas | Other Process | Baseline Forecast | Summer Peak Demand (MW) | 0 | 0 | 0 | 0 | 0 | 0 | 0 | 0 | 0 | 0 | 0 | 0 | 0 | 0 | 0 | 0 | 0 | 0 | 0 | 0 | 0 | 0 | 0 | 0 | 0 | 0 | 0 | 0 | 0 | 0 | 0 | 0 | 0
F4_Industrial_Electronics Manufacturing_New_Process_Natural Gas_Other Process_Baseline Forecast | F4 | Industrial | Electronics Manufacturing | New | Process | Natural Gas | Other Process | Baseline Forecast | Winter Peak Demand (MW) | 0 | 0 | 0 | 0 | 0 | 0 | 0 | 0 | 0 | 0 | 0 | 0 | 0 | 0 | 0 | 0 | 0 | 0 | 0 | 0 | 0 | 0 | 0 | 0 | 0 | 0 | 0 | 0 | 0 | 0 | 0 | 0 | 0
F5_Industrial_Electronics Manufacturing_New_Process_Natural Gas_Other Process_Baseline Forecast | F5 | Industrial | Electronics Manufacturing | New | Process | Natural Gas | Other Process | Baseline Forecast | Turnover | 0 | 0 | 0 | 0 | 0 | 0 | 0 | 0 | 0 | 0 | 0 | 0 | 0 | 0 | 0 | 0 | 0 | 0 | 0 | 0 | 0 | 0 | 0 | 0 | 0 | 0 | 0 | 0 | 0 | 0 | 0 | 0 | 0
F6_Industrial_Electronics Manufacturing_New_Process_Natural Gas_Other Process_Baseline Forecast | F6 | Industrial | Electronics Manufacturing | New | Process | Natural Gas | Other Process | Baseline Forecast | Avg. Replacement Usage (kWh) | 0 | 0 | 0 | 0 | 0 | 0 | 0 | 0 | 0 | 0 | 0 | 0 | 0 | 0 | 0 | 0 | 0 | 0 | 0 | 0 | 0 | 0 | 0 | 0 | 0 | 0 | 0 | 0 | 0 | 0 | 0 | 0 | 0
F7_Industrial_Electronics Manufacturing_New_Process_Natural Gas_Other Process_Baseline Forecast | F7 | Industrial | Electronics Manufacturing | New | Process | Natural Gas | Other Process | Baseline Forecast | Avg. Replacement Summer Demand (kW) | 0 | 0 | 0 | 0 | 0 | 0 | 0 | 0 | 0 | 0 | 0 | 0 | 0 | 0 | 0 | 0 | 0 | 0 | 0 | 0 | 0 | 0 | 0 | 0 | 0 | 0 | 0 | 0 | 0 | 0 | 0 | 0 | 0
F8_Industrial_Electronics Manufacturing_New_Process_Natural Gas_Other Process_Baseline Forecast | F8 | Industrial | Electronics Manufacturing | New | Process | Natural Gas | Other Process | Baseline Forecast | Avg. Replacement Winter Demand (kW) | 0 | 0 | 0 | 0 | 0 | 0 | 0 | 0 | 0 | 0 | 0 | 0 | 0 | 0 | 0 | 0 | 0 | 0 | 0 | 0 | 0 | 0 | 0 | 0 | 0 | 0 | 0 | 0 | 0 | 0 | 0 | 0 | 0
F1_Industrial_Electronics Manufacturing_New_Miscellaneous_Natural Gas_Miscellaneous_Baseline Forecast | F1 | Industrial | Electronics Manufacturing | New | Miscellaneous | Natural Gas | Miscellaneous | Baseline Forecast | Units | 0 | 0 | 0 | 0 | 0 | 0 | 0 | 0 | 0 | 0 | 0 | 0 | 0 | 0 | 0 | 0 | 0 | 0 | 0 | 0 | 0 | 0 | 0 | 0 | 0 | 0 | 0 | 0 | 0 | 0 | 0 | 0 | 0
F2_Industrial_Electronics Manufacturing_New_Miscellaneous_Natural Gas_Miscellaneous_Baseline Forecast | F2 | Industrial | Electronics Manufacturing | New | Miscellaneous | Natural Gas | Miscellaneous | Baseline Forecast | Usage (MMtherm) | 0 | 0 | 0 | 0 | 0 | 0 | 0 | 0 | 0 | 0 | 0 | 0 | 0 | 0 | 0 | 0 | 0 | 0 | 0 | 0 | 0 | 0 | 0 | 0 | 0 | 0 | 0 | 0 | 0 | 0 | 0 | 0 | 0
F3_Industrial_Electronics Manufacturing_New_Miscellaneous_Natural Gas_Miscellaneous_Baseline Forecast | F3 | Industrial | Electronics Manufacturing | New | Miscellaneous | Natural Gas | Miscellaneous | Baseline Forecast | Summer Peak Demand (MW) | 0 | 0 | 0 | 0 | 0 | 0 | 0 | 0 | 0 | 0 | 0 | 0 | 0 | 0 | 0 | 0 | 0 | 0 | 0 | 0 | 0 | 0 | 0 | 0 | 0 | 0 | 0 | 0 | 0 | 0 | 0 | 0 | 0
F4_Industrial_Electronics Manufacturing_New_Miscellaneous_Natural Gas_Miscellaneous_Baseline Forecast | F4 | Industrial | Electronics Manufacturing | New | Miscellaneous | Natural Gas | Miscellaneous | Baseline Forecast | Winter Peak Demand (MW) | 0 | 0 | 0 | 0 | 0 | 0 | 0 | 0 | 0 | 0 | 0 | 0 | 0 | 0 | 0 | 0 | 0 | 0 | 0 | 0 | 0 | 0 | 0 | 0 | 0 | 0 | 0 | 0 | 0 | 0 | 0 | 0 | 0
F5_Industrial_Electronics Manufacturing_New_Miscellaneous_Natural Gas_Miscellaneous_Baseline Forecast | F5 | Industrial | Electronics Manufacturing | New | Miscellaneous | Natural Gas | Miscellaneous | Baseline Forecast | Turnover | 0 | 0 | 0 | 0 | 0 | 0 | 0 | 0 | 0 | 0 | 0 | 0 | 0 | 0 | 0 | 0 | 0 | 0 | 0 | 0 | 0 | 0 | 0 | 0 | 0 | 0 | 0 | 0 | 0 | 0 | 0 | 0 | 0
F6_Industrial_Electronics Manufacturing_New_Miscellaneous_Natural Gas_Miscellaneous_Baseline Forecast | F6 | Industrial | Electronics Manufacturing | New | Miscellaneous | Natural Gas | Miscellaneous | Baseline Forecast | Avg. Replacement Usage (kWh) | 0 | 0 | 0 | 0 | 0 | 0 | 0 | 0 | 0 | 0 | 0 | 0 | 0 | 0 | 0 | 0 | 0 | 0 | 0 | 0 | 0 | 0 | 0 | 0 | 0 | 0 | 0 | 0 | 0 | 0 | 0 | 0 | 0
F7_Industrial_Electronics Manufacturing_New_Miscellaneous_Natural Gas_Miscellaneous_Baseline Forecast | F7 | Industrial | Electronics Manufacturing | New | Miscellaneous | Natural Gas | Miscellaneous | Baseline Forecast | Avg. Replacement Summer Demand (kW) | 0 | 0 | 0 | 0 | 0 | 0 | 0 | 0 | 0 | 0 | 0 | 0 | 0 | 0 | 0 | 0 | 0 | 0 | 0 | 0 | 0 | 0 | 0 | 0 | 0 | 0 | 0 | 0 | 0 | 0 | 0 | 0 | 0
F8_Industrial_Electronics Manufacturing_New_Miscellaneous_Natural Gas_Miscellaneous_Baseline Forecast | F8 | Industrial | Electronics Manufacturing | New | Miscellaneous | Natural Gas | Miscellaneous | Baseline Forecast | Avg. Replacement Winter Demand (kW) | 0 | 0 | 0 | 0 | 0 | 0 | 0 | 0 | 0 | 0 | 0 | 0 | 0 | 0 | 0 | 0 | 0 | 0 | 0 | 0 | 0 | 0 | 0 | 0 | 0 | 0 | 0 | 0 | 0 | 0 | 0 | 0 | 0
F1_Industrial_Stone, Clay, Glass_Existing_Space Heating_Natural Gas_Furnace_Baseline Forecast | F1 | Industrial | Stone, Clay, Glass | Existing | Space Heating | Natural Gas | Furnace | Baseline Forecast | Units | 0 | 0 | 0 | 0 | 0 | 0 | 0 | 0 | 0 | 0 | 0 | 0 | 0 | 0 | 0 | 0 | 0 | 0 | 0 | 0 | 0 | 0 | 0 | 0 | 0 | 0 | 0 | 0 | 0 | 0 | 0 | 0 | 0
F2_Industrial_Stone, Clay, Glass_Existing_Space Heating_Natural Gas_Furnace_Baseline Forecast | F2 | Industrial | Stone, Clay, Glass | Existing | Space Heating | Natural Gas | Furnace | Baseline Forecast | Usage (MMtherm) | 0 | 0 | 0 | 0 | 0 | 0 | 0 | 0 | 0 | 0 | 0 | 0 | 0 | 0 | 0 | 0 | 0 | 0 | 0 | 0 | 0 | 0 | 0 | 0 | 0 | 0 | 0 | 0 | 0 | 0 | 0 | 0 | 0
F3_Industrial_Stone, Clay, Glass_Existing_Space Heating_Natural Gas_Furnace_Baseline Forecast | F3 | Industrial | Stone, Clay, Glass | Existing | Space Heating | Natural Gas | Furnace | Baseline Forecast | Summer Peak Demand (MW) | 0 | 0 | 0 | 0 | 0 | 0 | 0 | 0 | 0 | 0 | 0 | 0 | 0 | 0 | 0 | 0 | 0 | 0 | 0 | 0 | 0 | 0 | 0 | 0 | 0 | 0 | 0 | 0 | 0 | 0 | 0 | 0 | 0
F4_Industrial_Stone, Clay, Glass_Existing_Space Heating_Natural Gas_Furnace_Baseline Forecast | F4 | Industrial | Stone, Clay, Glass | Existing | Space Heating | Natural Gas | Furnace | Baseline Forecast | Winter Peak Demand (MW) | 0 | 0 | 0 | 0 | 0 | 0 | 0 | 0 | 0 | 0 | 0 | 0 | 0 | 0 | 0 | 0 | 0 | 0 | 0 | 0 | 0 | 0 | 0 | 0 | 0 | 0 | 0 | 0 | 0 | 0 | 0 | 0 | 0
F5_Industrial_Stone, Clay, Glass_Existing_Space Heating_Natural Gas_Furnace_Baseline Forecast | F5 | Industrial | Stone, Clay, Glass | Existing | Space Heating | Natural Gas | Furnace | Baseline Forecast | Turnover | 0 | 0 | 0 | 0 | 0 | 0 | 0 | 0 | 0 | 0 | 0 | 0 | 0 | 0 | 0 | 0 | 0 | 0 | 0 | 0 | 0 | 0 | 0 | 0 | 0 | 0 | 0 | 0 | 0 | 0 | 0 | 0 | 0
F6_Industrial_Stone, Clay, Glass_Existing_Space Heating_Natural Gas_Furnace_Baseline Forecast | F6 | Industrial | Stone, Clay, Glass | Existing | Space Heating | Natural Gas | Furnace | Baseline Forecast | Avg. Replacement Usage (kWh) | 0 | 0 | 0 | 0 | 0 | 0 | 0 | 0 | 0 | 0 | 0 | 0 | 0 | 0 | 0 | 0 | 0 | 0 | 0 | 0 | 0 | 0 | 0 | 0 | 0 | 0 | 0 | 0 | 0 | 0 | 0 | 0 | 0
F7_Industrial_Stone, Clay, Glass_Existing_Space Heating_Natural Gas_Furnace_Baseline Forecast | F7 | Industrial | Stone, Clay, Glass | Existing | Space Heating | Natural Gas | Furnace | Baseline Forecast | Avg. Replacement Summer Demand (kW) | 0 | 0 | 0 | 0 | 0 | 0 | 0 | 0 | 0 | 0 | 0 | 0 | 0 | 0 | 0 | 0 | 0 | 0 | 0 | 0 | 0 | 0 | 0 | 0 | 0 | 0 | 0 | 0 | 0 | 0 | 0 | 0 | 0
F8_Industrial_Stone, Clay, Glass_Existing_Space Heating_Natural Gas_Furnace_Baseline Forecast | F8 | Industrial | Stone, Clay, Glass | Existing | Space Heating | Natural Gas | Furnace | Baseline Forecast | Avg. Replacement Winter Demand (kW) | 0 | 0 | 0 | 0 | 0 | 0 | 0 | 0 | 0 | 0 | 0 | 0 | 0 | 0 | 0 | 0 | 0 | 0 | 0 | 0 | 0 | 0 | 0 | 0 | 0 | 0 | 0 | 0 | 0 | 0 | 0 | 0 | 0
F1_Industrial_Stone, Clay, Glass_Existing_Space Heating_Natural Gas_Boiler_Baseline Forecast | F1 | Industrial | Stone, Clay, Glass | Existing | Space Heating | Natural Gas | Boiler | Baseline Forecast | Units | 0 | 0 | 0 | 0 | 0 | 0 | 0 | 0 | 0 | 0 | 0 | 0 | 0 | 0 | 0 | 0 | 0 | 0 | 0 | 0 | 0 | 0 | 0 | 0 | 0 | 0 | 0 | 0 | 0 | 0 | 0 | 0 | 0
F2_Industrial_Stone, Clay, Glass_Existing_Space Heating_Natural Gas_Boiler_Baseline Forecast | F2 | Industrial | Stone, Clay, Glass | Existing | Space Heating | Natural Gas | Boiler | Baseline Forecast | Usage (MMtherm) | 0 | 0 | 0 | 0 | 0 | 0 | 0 | 0 | 0 | 0 | 0 | 0 | 0 | 0 | 0 | 0 | 0 | 0 | 0 | 0 | 0 | 0 | 0 | 0 | 0 | 0 | 0 | 0 | 0 | 0 | 0 | 0 | 0
F3_Industrial_Stone, Clay, Glass_Existing_Space Heating_Natural Gas_Boiler_Baseline Forecast | F3 | Industrial | Stone, Clay, Glass | Existing | Space Heating | Natural Gas | Boiler | Baseline Forecast | Summer Peak Demand (MW) | 0 | 0 | 0 | 0 | 0 | 0 | 0 | 0 | 0 | 0 | 0 | 0 | 0 | 0 | 0 | 0 | 0 | 0 | 0 | 0 | 0 | 0 | 0 | 0 | 0 | 0 | 0 | 0 | 0 | 0 | 0 | 0 | 0
F4_Industrial_Stone, Clay, Glass_Existing_Space Heating_Natural Gas_Boiler_Baseline Forecast | F4 | Industrial | Stone, Clay, Glass | Existing | Space Heating | Natural Gas | Boiler | Baseline Forecast | Winter Peak Demand (MW) | 0 | 0 | 0 | 0 | 0 | 0 | 0 | 0 | 0 | 0 | 0 | 0 | 0 | 0 | 0 | 0 | 0 | 0 | 0 | 0 | 0 | 0 | 0 | 0 | 0 | 0 | 0 | 0 | 0 | 0 | 0 | 0 | 0
F5_Industrial_Stone, Clay, Glass_Existing_Space Heating_Natural Gas_Boiler_Baseline Forecast | F5 | Industrial | Stone, Clay, Glass | Existing | Space Heating | Natural Gas | Boiler | Baseline Forecast | Turnover | 0 | 0 | 0 | 0 | 0 | 0 | 0 | 0 | 0 | 0 | 0 | 0 | 0 | 0 | 0 | 0 | 0 | 0 | 0 | 0 | 0 | 0 | 0 | 0 | 0 | 0 | 0 | 0 | 0 | 0 | 0 | 0 | 0
F6_Industrial_Stone, Clay, Glass_Existing_Space Heating_Natural Gas_Boiler_Baseline Forecast | F6 | Industrial | Stone, Clay, Glass | Existing | Space Heating | Natural Gas | Boiler | Baseline Forecast | Avg. Replacement Usage (kWh) | 0 | 0 | 0 | 0 | 0 | 0 | 0 | 0 | 0 | 0 | 0 | 0 | 0 | 0 | 0 | 0 | 0 | 0 | 0 | 0 | 0 | 0 | 0 | 0 | 0 | 0 | 0 | 0 | 0 | 0 | 0 | 0 | 0
F7_Industrial_Stone, Clay, Glass_Existing_Space Heating_Natural Gas_Boiler_Baseline Forecast | F7 | Industrial | Stone, Clay, Glass | Existing | Space Heating | Natural Gas | Boiler | Baseline Forecast | Avg. Replacement Summer Demand (kW) | 0 | 0 | 0 | 0 | 0 | 0 | 0 | 0 | 0 | 0 | 0 | 0 | 0 | 0 | 0 | 0 | 0 | 0 | 0 | 0 | 0 | 0 | 0 | 0 | 0 | 0 | 0 | 0 | 0 | 0 | 0 | 0 | 0
F8_Industrial_Stone, Clay, Glass_Existing_Space Heating_Natural Gas_Boiler_Baseline Forecast | F8 | Industrial | Stone, Clay, Glass | Existing | Space Heating | Natural Gas | Boiler | Baseline Forecast | Avg. Replacement Winter Demand (kW) | 0 | 0 | 0 | 0 | 0 | 0 | 0 | 0 | 0 | 0 | 0 | 0 | 0 | 0 | 0 | 0 | 0 | 0 | 0 | 0 | 0 | 0 | 0 | 0 | 0 | 0 | 0 | 0 | 0 | 0 | 0 | 0 | 0
F1_Industrial_Stone, Clay, Glass_Existing_Space Heating_Natural Gas_Unit Heater_Baseline Forecast | F1 | Industrial | Stone, Clay, Glass | Existing | Space Heating | Natural Gas | Unit Heater | Baseline Forecast | Units | 0 | 0 | 0 | 0 | 0 | 0 | 0 | 0 | 0 | 0 | 0 | 0 | 0 | 0 | 0 | 0 | 0 | 0 | 0 | 0 | 0 | 0 | 0 | 0 | 0 | 0 | 0 | 0 | 0 | 0 | 0 | 0 | 0
F2_Industrial_Stone, Clay, Glass_Existing_Space Heating_Natural Gas_Unit Heater_Baseline Forecast | F2 | Industrial | Stone, Clay, Glass | Existing | Space Heating | Natural Gas | Unit Heater | Baseline Forecast | Usage (MMtherm) | 0 | 0 | 0 | 0 | 0 | 0 | 0 | 0 | 0 | 0 | 0 | 0 | 0 | 0 | 0 | 0 | 0 | 0 | 0 | 0 | 0 | 0 | 0 | 0 | 0 | 0 | 0 | 0 | 0 | 0 | 0 | 0 | 0
F3_Industrial_Stone, Clay, Glass_Existing_Space Heating_Natural Gas_Unit Heater_Baseline Forecast | F3 | Industrial | Stone, Clay, Glass | Existing | Space Heating | Natural Gas | Unit Heater | Baseline Forecast | Summer Peak Demand (MW) | 0 | 0 | 0 | 0 | 0 | 0 | 0 | 0 | 0 | 0 | 0 | 0 | 0 | 0 | 0 | 0 | 0 | 0 | 0 | 0 | 0 | 0 | 0 | 0 | 0 | 0 | 0 | 0 | 0 | 0 | 0 | 0 | 0
F4_Industrial_Stone, Clay, Glass_Existing_Space Heating_Natural Gas_Unit Heater_Baseline Forecast | F4 | Industrial | Stone, Clay, Glass | Existing | Space Heating | Natural Gas | Unit Heater | Baseline Forecast | Winter Peak Demand (MW) | 0 | 0 | 0 | 0 | 0 | 0 | 0 | 0 | 0 | 0 | 0 | 0 | 0 | 0 | 0 | 0 | 0 | 0 | 0 | 0 | 0 | 0 | 0 | 0 | 0 | 0 | 0 | 0 | 0 | 0 | 0 | 0 | 0
F5_Industrial_Stone, Clay, Glass_Existing_Space Heating_Natural Gas_Unit Heater_Baseline Forecast | F5 | Industrial | Stone, Clay, Glass | Existing | Space Heating | Natural Gas | Unit Heater | Baseline Forecast | Turnover | 0 | 0 | 0 | 0 | 0 | 0 | 0 | 0 | 0 | 0 | 0 | 0 | 0 | 0 | 0 | 0 | 0 | 0 | 0 | 0 | 0 | 0 | 0 | 0 | 0 | 0 | 0 | 0 | 0 | 0 | 0 | 0 | 0
F6_Industrial_Stone, Clay, Glass_Existing_Space Heating_Natural Gas_Unit Heater_Baseline Forecast | F6 | Industrial | Stone, Clay, Glass | Existing | Space Heating | Natural Gas | Unit Heater | Baseline Forecast | Avg. Replacement Usage (kWh) | 0 | 0 | 0 | 0 | 0 | 0 | 0 | 0 | 0 | 0 | 0 | 0 | 0 | 0 | 0 | 0 | 0 | 0 | 0 | 0 | 0 | 0 | 0 | 0 | 0 | 0 | 0 | 0 | 0 | 0 | 0 | 0 | 0
F7_Industrial_Stone, Clay, Glass_Existing_Space Heating_Natural Gas_Unit Heater_Baseline Forecast | F7 | Industrial | Stone, Clay, Glass | Existing | Space Heating | Natural Gas | Unit Heater | Baseline Forecast | Avg. Replacement Summer Demand (kW) | 0 | 0 | 0 | 0 | 0 | 0 | 0 | 0 | 0 | 0 | 0 | 0 | 0 | 0 | 0 | 0 | 0 | 0 | 0 | 0 | 0 | 0 | 0 | 0 | 0 | 0 | 0 | 0 | 0 | 0 | 0 | 0 | 0
F8_Industrial_Stone, Clay, Glass_Existing_Space Heating_Natural Gas_Unit Heater_Baseline Forecast | F8 | Industrial | Stone, Clay, Glass | Existing | Space Heating | Natural Gas | Unit Heater | Baseline Forecast | Avg. Replacement Winter Demand (kW) | 0 | 0 | 0 | 0 | 0 | 0 | 0 | 0 | 0 | 0 | 0 | 0 | 0 | 0 | 0 | 0 | 0 | 0 | 0 | 0 | 0 | 0 | 0 | 0 | 0 | 0 | 0 | 0 | 0 | 0 | 0 | 0 | 0
F1_Industrial_Stone, Clay, Glass_Existing_Process_Natural Gas_Process Heating_Baseline Forecast | F1 | Industrial | Stone, Clay, Glass | Existing | Process | Natural Gas | Process Heating | Baseline Forecast | Units | 0 | 0 | 0 | 0 | 0 | 0 | 0 | 0 | 0 | 0 | 0 | 0 | 0 | 0 | 0 | 0 | 0 | 0 | 0 | 0 | 0 | 0 | 0 | 0 | 0 | 0 | 0 | 0 | 0 | 0 | 0 | 0 | 0
F2_Industrial_Stone, Clay, Glass_Existing_Process_Natural Gas_Process Heating_Baseline Forecast | F2 | Industrial | Stone, Clay, Glass | Existing | Process | Natural Gas | Process Heating | Baseline Forecast | Usage (MMtherm) | 0 | 0 | 0 | 0 | 0 | 0 | 0 | 0 | 0 | 0 | 0 | 0 | 0 | 0 | 0 | 0 | 0 | 0 | 0 | 0 | 0 | 0 | 0 | 0 | 0 | 0 | 0 | 0 | 0 | 0 | 0 | 0 | 0
F3_Industrial_Stone, Clay, Glass_Existing_Process_Natural Gas_Process Heating_Baseline Forecast | F3 | Industrial | Stone, Clay, Glass | Existing | Process | Natural Gas | Process Heating | Baseline Forecast | Summer Peak Demand (MW) | 0 | 0 | 0 | 0 | 0 | 0 | 0 | 0 | 0 | 0 | 0 | 0 | 0 | 0 | 0 | 0 | 0 | 0 | 0 | 0 | 0 | 0 | 0 | 0 | 0 | 0 | 0 | 0 | 0 | 0 | 0 | 0 | 0
F4_Industrial_Stone, Clay, Glass_Existing_Process_Natural Gas_Process Heating_Baseline Forecast | F4 | Industrial | Stone, Clay, Glass | Existing | Process | Natural Gas | Process Heating | Baseline Forecast | Winter Peak Demand (MW) | 0 | 0 | 0 | 0 | 0 | 0 | 0 | 0 | 0 | 0 | 0 | 0 | 0 | 0 | 0 | 0 | 0 | 0 | 0 | 0 | 0 | 0 | 0 | 0 | 0 | 0 | 0 | 0 | 0 | 0 | 0 | 0 | 0
F5_Industrial_Stone, Clay, Glass_Existing_Process_Natural Gas_Process Heating_Baseline Forecast | F5 | Industrial | Stone, Clay, Glass | Existing | Process | Natural Gas | Process Heating | Baseline Forecast | Turnover | 0 | 0 | 0 | 0 | 0 | 0 | 0 | 0 | 0 | 0 | 0 | 0 | 0 | 0 | 0 | 0 | 0 | 0 | 0 | 0 | 0 | 0 | 0 | 0 | 0 | 0 | 0 | 0 | 0 | 0 | 0 | 0 | 0
F6_Industrial_Stone, Clay, Glass_Existing_Process_Natural Gas_Process Heating_Baseline Forecast | F6 | Industrial | Stone, Clay, Glass | Existing | Process | Natural Gas | Process Heating | Baseline Forecast | Avg. Replacement Usage (kWh) | 0 | 0 | 0 | 0 | 0 | 0 | 0 | 0 | 0 | 0 | 0 | 0 | 0 | 0 | 0 | 0 | 0 | 0 | 0 | 0 | 0 | 0 | 0 | 0 | 0 | 0 | 0 | 0 | 0 | 0 | 0 | 0 | 0
F7_Industrial_Stone, Clay, Glass_Existing_Process_Natural Gas_Process Heating_Baseline Forecast | F7 | Industrial | Stone, Clay, Glass | Existing | Process | Natural Gas | Process Heating | Baseline Forecast | Avg. Replacement Summer Demand (kW) | 0 | 0 | 0 | 0 | 0 | 0 | 0 | 0 | 0 | 0 | 0 | 0 | 0 | 0 | 0 | 0 | 0 | 0 | 0 | 0 | 0 | 0 | 0 | 0 | 0 | 0 | 0 | 0 | 0 | 0 | 0 | 0 | 0
F8_Industrial_Stone, Clay, Glass_Existing_Process_Natural Gas_Process Heating_Baseline Forecast | F8 | Industrial | Stone, Clay, Glass | Existing | Process | Natural Gas | Process Heating | Baseline Forecast | Avg. Replacement Winter Demand (kW) | 0 | 0 | 0 | 0 | 0 | 0 | 0 | 0 | 0 | 0 | 0 | 0 | 0 | 0 | 0 | 0 | 0 | 0 | 0 | 0 | 0 | 0 | 0 | 0 | 0 | 0 | 0 | 0 | 0 | 0 | 0 | 0 | 0
F1_Industrial_Stone, Clay, Glass_Existing_Process_Natural Gas_Process Boiler_Baseline Forecast | F1 | Industrial | Stone, Clay, Glass | Existing | Process | Natural Gas | Process Boiler | Baseline Forecast | Units | 0 | 0 | 0 | 0 | 0 | 0 | 0 | 0 | 0 | 0 | 0 | 0 | 0 | 0 | 0 | 0 | 0 | 0 | 0 | 0 | 0 | 0 | 0 | 0 | 0 | 0 | 0 | 0 | 0 | 0 | 0 | 0 | 0
F2_Industrial_Stone, Clay, Glass_Existing_Process_Natural Gas_Process Boiler_Baseline Forecast | F2 | Industrial | Stone, Clay, Glass | Existing | Process | Natural Gas | Process Boiler | Baseline Forecast | Usage (MMtherm) | 0 | 0 | 0 | 0 | 0 | 0 | 0 | 0 | 0 | 0 | 0 | 0 | 0 | 0 | 0 | 0 | 0 | 0 | 0 | 0 | 0 | 0 | 0 | 0 | 0 | 0 | 0 | 0 | 0 | 0 | 0 | 0 | 0
F3_Industrial_Stone, Clay, Glass_Existing_Process_Natural Gas_Process Boiler_Baseline Forecast | F3 | Industrial | Stone, Clay, Glass | Existing | Process | Natural Gas | Process Boiler | Baseline Forecast | Summer Peak Demand (MW) | 0 | 0 | 0 | 0 | 0 | 0 | 0 | 0 | 0 | 0 | 0 | 0 | 0 | 0 | 0 | 0 | 0 | 0 | 0 | 0 | 0 | 0 | 0 | 0 | 0 | 0 | 0 | 0 | 0 | 0 | 0 | 0 | 0
F4_Industrial_Stone, Clay, Glass_Existing_Process_Natural Gas_Process Boiler_Baseline Forecast | F4 | Industrial | Stone, Clay, Glass | Existing | Process | Natural Gas | Process Boiler | Baseline Forecast | Winter Peak Demand (MW) | 0 | 0 | 0 | 0 | 0 | 0 | 0 | 0 | 0 | 0 | 0 | 0 | 0 | 0 | 0 | 0 | 0 | 0 | 0 | 0 | 0 | 0 | 0 | 0 | 0 | 0 | 0 | 0 | 0 | 0 | 0 | 0 | 0
F5_Industrial_Stone, Clay, Glass_Existing_Process_Natural Gas_Process Boiler_Baseline Forecast | F5 | Industrial | Stone, Clay, Glass | Existing | Process | Natural Gas | Process Boiler | Baseline Forecast | Turnover | 0 | 0 | 0 | 0 | 0 | 0 | 0 | 0 | 0 | 0 | 0 | 0 | 0 | 0 | 0 | 0 | 0 | 0 | 0 | 0 | 0 | 0 | 0 | 0 | 0 | 0 | 0 | 0 | 0 | 0 | 0 | 0 | 0
F6_Industrial_Stone, Clay, Glass_Existing_Process_Natural Gas_Process Boiler_Baseline Forecast | F6 | Industrial | Stone, Clay, Glass | Existing | Process | Natural Gas | Process Boiler | Baseline Forecast | Avg. Replacement Usage (kWh) | 0 | 0 | 0 | 0 | 0 | 0 | 0 | 0 | 0 | 0 | 0 | 0 | 0 | 0 | 0 | 0 | 0 | 0 | 0 | 0 | 0 | 0 | 0 | 0 | 0 | 0 | 0 | 0 | 0 | 0 | 0 | 0 | 0
F7_Industrial_Stone, Clay, Glass_Existing_Process_Natural Gas_Process Boiler_Baseline Forecast | F7 | Industrial | Stone, Clay, Glass | Existing | Process | Natural Gas | Process Boiler | Baseline Forecast | Avg. Replacement Summer Demand (kW) | 0 | 0 | 0 | 0 | 0 | 0 | 0 | 0 | 0 | 0 | 0 | 0 | 0 | 0 | 0 | 0 | 0 | 0 | 0 | 0 | 0 | 0 | 0 | 0 | 0 | 0 | 0 | 0 | 0 | 0 | 0 | 0 | 0
F8_Industrial_Stone, Clay, Glass_Existing_Process_Natural Gas_Process Boiler_Baseline Forecast | F8 | Industrial | Stone, Clay, Glass | Existing | Process | Natural Gas | Process Boiler | Baseline Forecast | Avg. Replacement Winter Demand (kW) | 0 | 0 | 0 | 0 | 0 | 0 | 0 | 0 | 0 | 0 | 0 | 0 | 0 | 0 | 0 | 0 | 0 | 0 | 0 | 0 | 0 | 0 | 0 | 0 | 0 | 0 | 0 | 0 | 0 | 0 | 0 | 0 | 0
F1_Industrial_Stone, Clay, Glass_Existing_Process_Natural Gas_Process Cooling_Baseline Forecast | F1 | Industrial | Stone, Clay, Glass | Existing | Process | Natural Gas | Process Cooling | Baseline Forecast | Units | 0 | 0 | 0 | 0 | 0 | 0 | 0 | 0 | 0 | 0 | 0 | 0 | 0 | 0 | 0 | 0 | 0 | 0 | 0 | 0 | 0 | 0 | 0 | 0 | 0 | 0 | 0 | 0 | 0 | 0 | 0 | 0 | 0
F2_Industrial_Stone, Clay, Glass_Existing_Process_Natural Gas_Process Cooling_Baseline Forecast | F2 | Industrial | Stone, Clay, Glass | Existing | Process | Natural Gas | Process Cooling | Baseline Forecast | Usage (MMtherm) | 0 | 0 | 0 | 0 | 0 | 0 | 0 | 0 | 0 | 0 | 0 | 0 | 0 | 0 | 0 | 0 | 0 | 0 | 0 | 0 | 0 | 0 | 0 | 0 | 0 | 0 | 0 | 0 | 0 | 0 | 0 | 0 | 0
F3_Industrial_Stone, Clay, Glass_Existing_Process_Natural Gas_Process Cooling_Baseline Forecast | F3 | Industrial | Stone, Clay, Glass | Existing | Process | Natural Gas | Process Cooling | Baseline Forecast | Summer Peak Demand (MW) | 0 | 0 | 0 | 0 | 0 | 0 | 0 | 0 | 0 | 0 | 0 | 0 | 0 | 0 | 0 | 0 | 0 | 0 | 0 | 0 | 0 | 0 | 0 | 0 | 0 | 0 | 0 | 0 | 0 | 0 | 0 | 0 | 0
F4_Industrial_Stone, Clay, Glass_Existing_Process_Natural Gas_Process Cooling_Baseline Forecast | F4 | Industrial | Stone, Clay, Glass | Existing | Process | Natural Gas | Process Cooling | Baseline Forecast | Winter Peak Demand (MW) | 0 | 0 | 0 | 0 | 0 | 0 | 0 | 0 | 0 | 0 | 0 | 0 | 0 | 0 | 0 | 0 | 0 | 0 | 0 | 0 | 0 | 0 | 0 | 0 | 0 | 0 | 0 | 0 | 0 | 0 | 0 | 0 | 0
F5_Industrial_Stone, Clay, Glass_Existing_Process_Natural Gas_Process Cooling_Baseline Forecast | F5 | Industrial | Stone, Clay, Glass | Existing | Process | Natural Gas | Process Cooling | Baseline Forecast | Turnover | 0 | 0 | 0 | 0 | 0 | 0 | 0 | 0 | 0 | 0 | 0 | 0 | 0 | 0 | 0 | 0 | 0 | 0 | 0 | 0 | 0 | 0 | 0 | 0 | 0 | 0 | 0 | 0 | 0 | 0 | 0 | 0 | 0
F6_Industrial_Stone, Clay, Glass_Existing_Process_Natural Gas_Process Cooling_Baseline Forecast | F6 | Industrial | Stone, Clay, Glass | Existing | Process | Natural Gas | Process Cooling | Baseline Forecast | Avg. Replacement Usage (kWh) | 0 | 0 | 0 | 0 | 0 | 0 | 0 | 0 | 0 | 0 | 0 | 0 | 0 | 0 | 0 | 0 | 0 | 0 | 0 | 0 | 0 | 0 | 0 | 0 | 0 | 0 | 0 | 0 | 0 | 0 | 0 | 0 | 0
F7_Industrial_Stone, Clay, Glass_Existing_Process_Natural Gas_Process Cooling_Baseline Forecast | F7 | Industrial | Stone, Clay, Glass | Existing | Process | Natural Gas | Process Cooling | Baseline Forecast | Avg. Replacement Summer Demand (kW) | 0 | 0 | 0 | 0 | 0 | 0 | 0 | 0 | 0 | 0 | 0 | 0 | 0 | 0 | 0 | 0 | 0 | 0 | 0 | 0 | 0 | 0 | 0 | 0 | 0 | 0 | 0 | 0 | 0 | 0 | 0 | 0 | 0
F8_Industrial_Stone, Clay, Glass_Existing_Process_Natural Gas_Process Cooling_Baseline Forecast | F8 | Industrial | Stone, Clay, Glass | Existing | Process | Natural Gas | Process Cooling | Baseline Forecast | Avg. Replacement Winter Demand (kW) | 0 | 0 | 0 | 0 | 0 | 0 | 0 | 0 | 0 | 0 | 0 | 0 | 0 | 0 | 0 | 0 | 0 | 0 | 0 | 0 | 0 | 0 | 0 | 0 | 0 | 0 | 0 | 0 | 0 | 0 | 0 | 0 | 0
F1_Industrial_Stone, Clay, Glass_Existing_Process_Natural Gas_Other Process_Baseline Forecast | F1 | Industrial | Stone, Clay, Glass | Existing | Process | Natural Gas | Other Process | Baseline Forecast | Units | 0 | 0 | 0 | 0 | 0 | 0 | 0 | 0 | 0 | 0 | 0 | 0 | 0 | 0 | 0 | 0 | 0 | 0 | 0 | 0 | 0 | 0 | 0 | 0 | 0 | 0 | 0 | 0 | 0 | 0 | 0 | 0 | 0
F2_Industrial_Stone, Clay, Glass_Existing_Process_Natural Gas_Other Process_Baseline Forecast | F2 | Industrial | Stone, Clay, Glass | Existing | Process | Natural Gas | Other Process | Baseline Forecast | Usage (MMtherm) | 0 | 0 | 0 | 0 | 0 | 0 | 0 | 0 | 0 | 0 | 0 | 0 | 0 | 0 | 0 | 0 | 0 | 0 | 0 | 0 | 0 | 0 | 0 | 0 | 0 | 0 | 0 | 0 | 0 | 0 | 0 | 0 | 0
F3_Industrial_Stone, Clay, Glass_Existing_Process_Natural Gas_Other Process_Baseline Forecast | F3 | Industrial | Stone, Clay, Glass | Existing | Process | Natural Gas | Other Process | Baseline Forecast | Summer Peak Demand (MW) | 0 | 0 | 0 | 0 | 0 | 0 | 0 | 0 | 0 | 0 | 0 | 0 | 0 | 0 | 0 | 0 | 0 | 0 | 0 | 0 | 0 | 0 | 0 | 0 | 0 | 0 | 0 | 0 | 0 | 0 | 0 | 0 | 0
F4_Industrial_Stone, Clay, Glass_Existing_Process_Natural Gas_Other Process_Baseline Forecast | F4 | Industrial | Stone, Clay, Glass | Existing | Process | Natural Gas | Other Process | Baseline Forecast | Winter Peak Demand (MW) | 0 | 0 | 0 | 0 | 0 | 0 | 0 | 0 | 0 | 0 | 0 | 0 | 0 | 0 | 0 | 0 | 0 | 0 | 0 | 0 | 0 | 0 | 0 | 0 | 0 | 0 | 0 | 0 | 0 | 0 | 0 | 0 | 0
F5_Industrial_Stone, Clay, Glass_Existing_Process_Natural Gas_Other Process_Baseline Forecast | F5 | Industrial | Stone, Clay, Glass | Existing | Process | Natural Gas | Other Process | Baseline Forecast | Turnover | 0 | 0 | 0 | 0 | 0 | 0 | 0 | 0 | 0 | 0 | 0 | 0 | 0 | 0 | 0 | 0 | 0 | 0 | 0 | 0 | 0 | 0 | 0 | 0 | 0 | 0 | 0 | 0 | 0 | 0 | 0 | 0 | 0
F6_Industrial_Stone, Clay, Glass_Existing_Process_Natural Gas_Other Process_Baseline Forecast | F6 | Industrial | Stone, Clay, Glass | Existing | Process | Natural Gas | Other Process | Baseline Forecast | Avg. Replacement Usage (kWh) | 0 | 0 | 0 | 0 | 0 | 0 | 0 | 0 | 0 | 0 | 0 | 0 | 0 | 0 | 0 | 0 | 0 | 0 | 0 | 0 | 0 | 0 | 0 | 0 | 0 | 0 | 0 | 0 | 0 | 0 | 0 | 0 | 0
F7_Industrial_Stone, Clay, Glass_Existing_Process_Natural Gas_Other Process_Baseline Forecast | F7 | Industrial | Stone, Clay, Glass | Existing | Process | Natural Gas | Other Process | Baseline Forecast | Avg. Replacement Summer Demand (kW) | 0 | 0 | 0 | 0 | 0 | 0 | 0 | 0 | 0 | 0 | 0 | 0 | 0 | 0 | 0 | 0 | 0 | 0 | 0 | 0 | 0 | 0 | 0 | 0 | 0 | 0 | 0 | 0 | 0 | 0 | 0 | 0 | 0
F8_Industrial_Stone, Clay, Glass_Existing_Process_Natural Gas_Other Process_Baseline Forecast | F8 | Industrial | Stone, Clay, Glass | Existing | Process | Natural Gas | Other Process | Baseline Forecast | Avg. Replacement Winter Demand (kW) | 0 | 0 | 0 | 0 | 0 | 0 | 0 | 0 | 0 | 0 | 0 | 0 | 0 | 0 | 0 | 0 | 0 | 0 | 0 | 0 | 0 | 0 | 0 | 0 | 0 | 0 | 0 | 0 | 0 | 0 | 0 | 0 | 0
F1_Industrial_Stone, Clay, Glass_Existing_Miscellaneous_Natural Gas_Miscellaneous_Baseline Forecast | F1 | Industrial | Stone, Clay, Glass | Existing | Miscellaneous | Natural Gas | Miscellaneous | Baseline Forecast | Units | 0 | 0 | 0 | 0 | 0 | 0 | 0 | 0 | 0 | 0 | 0 | 0 | 0 | 0 | 0 | 0 | 0 | 0 | 0 | 0 | 0 | 0 | 0 | 0 | 0 | 0 | 0 | 0 | 0 | 0 | 0 | 0 | 0
F2_Industrial_Stone, Clay, Glass_Existing_Miscellaneous_Natural Gas_Miscellaneous_Baseline Forecast | F2 | Industrial | Stone, Clay, Glass | Existing | Miscellaneous | Natural Gas | Miscellaneous | Baseline Forecast | Usage (MMtherm) | 0 | 0 | 0 | 0 | 0 | 0 | 0 | 0 | 0 | 0 | 0 | 0 | 0 | 0 | 0 | 0 | 0 | 0 | 0 | 0 | 0 | 0 | 0 | 0 | 0 | 0 | 0 | 0 | 0 | 0 | 0 | 0 | 0
F3_Industrial_Stone, Clay, Glass_Existing_Miscellaneous_Natural Gas_Miscellaneous_Baseline Forecast | F3 | Industrial | Stone, Clay, Glass | Existing | Miscellaneous | Natural Gas | Miscellaneous | Baseline Forecast | Summer Peak Demand (MW) | 0 | 0 | 0 | 0 | 0 | 0 | 0 | 0 | 0 | 0 | 0 | 0 | 0 | 0 | 0 | 0 | 0 | 0 | 0 | 0 | 0 | 0 | 0 | 0 | 0 | 0 | 0 | 0 | 0 | 0 | 0 | 0 | 0
F4_Industrial_Stone, Clay, Glass_Existing_Miscellaneous_Natural Gas_Miscellaneous_Baseline Forecast | F4 | Industrial | Stone, Clay, Glass | Existing | Miscellaneous | Natural Gas | Miscellaneous | Baseline Forecast | Winter Peak Demand (MW) | 0 | 0 | 0 | 0 | 0 | 0 | 0 | 0 | 0 | 0 | 0 | 0 | 0 | 0 | 0 | 0 | 0 | 0 | 0 | 0 | 0 | 0 | 0 | 0 | 0 | 0 | 0 | 0 | 0 | 0 | 0 | 0 | 0
F5_Industrial_Stone, Clay, Glass_Existing_Miscellaneous_Natural Gas_Miscellaneous_Baseline Forecast | F5 | Industrial | Stone, Clay, Glass | Existing | Miscellaneous | Natural Gas | Miscellaneous | Baseline Forecast | Turnover | 0 | 0 | 0 | 0 | 0 | 0 | 0 | 0 | 0 | 0 | 0 | 0 | 0 | 0 | 0 | 0 | 0 | 0 | 0 | 0 | 0 | 0 | 0 | 0 | 0 | 0 | 0 | 0 | 0 | 0 | 0 | 0 | 0
F6_Industrial_Stone, Clay, Glass_Existing_Miscellaneous_Natural Gas_Miscellaneous_Baseline Forecast | F6 | Industrial | Stone, Clay, Glass | Existing | Miscellaneous | Natural Gas | Miscellaneous | Baseline Forecast | Avg. Replacement Usage (kWh) | 0 | 0 | 0 | 0 | 0 | 0 | 0 | 0 | 0 | 0 | 0 | 0 | 0 | 0 | 0 | 0 | 0 | 0 | 0 | 0 | 0 | 0 | 0 | 0 | 0 | 0 | 0 | 0 | 0 | 0 | 0 | 0 | 0
F7_Industrial_Stone, Clay, Glass_Existing_Miscellaneous_Natural Gas_Miscellaneous_Baseline Forecast | F7 | Industrial | Stone, Clay, Glass | Existing | Miscellaneous | Natural Gas | Miscellaneous | Baseline Forecast | Avg. Replacement Summer Demand (kW) | 0 | 0 | 0 | 0 | 0 | 0 | 0 | 0 | 0 | 0 | 0 | 0 | 0 | 0 | 0 | 0 | 0 | 0 | 0 | 0 | 0 | 0 | 0 | 0 | 0 | 0 | 0 | 0 | 0 | 0 | 0 | 0 | 0
F8_Industrial_Stone, Clay, Glass_Existing_Miscellaneous_Natural Gas_Miscellaneous_Baseline Forecast | F8 | Industrial | Stone, Clay, Glass | Existing | Miscellaneous | Natural Gas | Miscellaneous | Baseline Forecast | Avg. Replacement Winter Demand (kW) | 0 | 0 | 0 | 0 | 0 | 0 | 0 | 0 | 0 | 0 | 0 | 0 | 0 | 0 | 0 | 0 | 0 | 0 | 0 | 0 | 0 | 0 | 0 | 0 | 0 | 0 | 0 | 0 | 0 | 0 | 0 | 0 | 0
F1_Industrial_Stone, Clay, Glass_New_Space Heating_Natural Gas_Furnace_Baseline Forecast | F1 | Industrial | Stone, Clay, Glass | New | Space Heating | Natural Gas | Furnace | Baseline Forecast | Units | 0 | 0 | 0 | 0 | 0 | 0 | 0 | 0 | 0 | 0 | 0 | 0 | 0 | 0 | 0 | 0 | 0 | 0 | 0 | 0 | 0 | 0 | 0 | 0 | 0 | 0 | 0 | 0 | 0 | 0 | 0 | 0 | 0
F2_Industrial_Stone, Clay, Glass_New_Space Heating_Natural Gas_Furnace_Baseline Forecast | F2 | Industrial | Stone, Clay, Glass | New | Space Heating | Natural Gas | Furnace | Baseline Forecast | Usage (MMtherm) | 0 | 0 | 0 | 0 | 0 | 0 | 0 | 0 | 0 | 0 | 0 | 0 | 0 | 0 | 0 | 0 | 0 | 0 | 0 | 0 | 0 | 0 | 0 | 0 | 0 | 0 | 0 | 0 | 0 | 0 | 0 | 0 | 0
F3_Industrial_Stone, Clay, Glass_New_Space Heating_Natural Gas_Furnace_Baseline Forecast | F3 | Industrial | Stone, Clay, Glass | New | Space Heating | Natural Gas | Furnace | Baseline Forecast | Summer Peak Demand (MW) | 0 | 0 | 0 | 0 | 0 | 0 | 0 | 0 | 0 | 0 | 0 | 0 | 0 | 0 | 0 | 0 | 0 | 0 | 0 | 0 | 0 | 0 | 0 | 0 | 0 | 0 | 0 | 0 | 0 | 0 | 0 | 0 | 0
F4_Industrial_Stone, Clay, Glass_New_Space Heating_Natural Gas_Furnace_Baseline Forecast | F4 | Industrial | Stone, Clay, Glass | New | Space Heating | Natural Gas | Furnace | Baseline Forecast | Winter Peak Demand (MW) | 0 | 0 | 0 | 0 | 0 | 0 | 0 | 0 | 0 | 0 | 0 | 0 | 0 | 0 | 0 | 0 | 0 | 0 | 0 | 0 | 0 | 0 | 0 | 0 | 0 | 0 | 0 | 0 | 0 | 0 | 0 | 0 | 0
F5_Industrial_Stone, Clay, Glass_New_Space Heating_Natural Gas_Furnace_Baseline Forecast | F5 | Industrial | Stone, Clay, Glass | New | Space Heating | Natural Gas | Furnace | Baseline Forecast | Turnover | 0 | 0 | 0 | 0 | 0 | 0 | 0 | 0 | 0 | 0 | 0 | 0 | 0 | 0 | 0 | 0 | 0 | 0 | 0 | 0 | 0 | 0 | 0 | 0 | 0 | 0 | 0 | 0 | 0 | 0 | 0 | 0 | 0
F6_Industrial_Stone, Clay, Glass_New_Space Heating_Natural Gas_Furnace_Baseline Forecast | F6 | Industrial | Stone, Clay, Glass | New | Space Heating | Natural Gas | Furnace | Baseline Forecast | Avg. Replacement Usage (kWh) | 0 | 0 | 0 | 0 | 0 | 0 | 0 | 0 | 0 | 0 | 0 | 0 | 0 | 0 | 0 | 0 | 0 | 0 | 0 | 0 | 0 | 0 | 0 | 0 | 0 | 0 | 0 | 0 | 0 | 0 | 0 | 0 | 0
F7_Industrial_Stone, Clay, Glass_New_Space Heating_Natural Gas_Furnace_Baseline Forecast | F7 | Industrial | Stone, Clay, Glass | New | Space Heating | Natural Gas | Furnace | Baseline Forecast | Avg. Replacement Summer Demand (kW) | 0 | 0 | 0 | 0 | 0 | 0 | 0 | 0 | 0 | 0 | 0 | 0 | 0 | 0 | 0 | 0 | 0 | 0 | 0 | 0 | 0 | 0 | 0 | 0 | 0 | 0 | 0 | 0 | 0 | 0 | 0 | 0 | 0
F8_Industrial_Stone, Clay, Glass_New_Space Heating_Natural Gas_Furnace_Baseline Forecast | F8 | Industrial | Stone, Clay, Glass | New | Space Heating | Natural Gas | Furnace | Baseline Forecast | Avg. Replacement Winter Demand (kW) | 0 | 0 | 0 | 0 | 0 | 0 | 0 | 0 | 0 | 0 | 0 | 0 | 0 | 0 | 0 | 0 | 0 | 0 | 0 | 0 | 0 | 0 | 0 | 0 | 0 | 0 | 0 | 0 | 0 | 0 | 0 | 0 | 0
F1_Industrial_Stone, Clay, Glass_New_Space Heating_Natural Gas_Boiler_Baseline Forecast | F1 | Industrial | Stone, Clay, Glass | New | Space Heating | Natural Gas | Boiler | Baseline Forecast | Units | 0 | 0 | 0 | 0 | 0 | 0 | 0 | 0 | 0 | 0 | 0 | 0 | 0 | 0 | 0 | 0 | 0 | 0 | 0 | 0 | 0 | 0 | 0 | 0 | 0 | 0 | 0 | 0 | 0 | 0 | 0 | 0 | 0
F2_Industrial_Stone, Clay, Glass_New_Space Heating_Natural Gas_Boiler_Baseline Forecast | F2 | Industrial | Stone, Clay, Glass | New | Space Heating | Natural Gas | Boiler | Baseline Forecast | Usage (MMtherm) | 0 | 0 | 0 | 0 | 0 | 0 | 0 | 0 | 0 | 0 | 0 | 0 | 0 | 0 | 0 | 0 | 0 | 0 | 0 | 0 | 0 | 0 | 0 | 0 | 0 | 0 | 0 | 0 | 0 | 0 | 0 | 0 | 0
F3_Industrial_Stone, Clay, Glass_New_Space Heating_Natural Gas_Boiler_Baseline Forecast | F3 | Industrial | Stone, Clay, Glass | New | Space Heating | Natural Gas | Boiler | Baseline Forecast | Summer Peak Demand (MW) | 0 | 0 | 0 | 0 | 0 | 0 | 0 | 0 | 0 | 0 | 0 | 0 | 0 | 0 | 0 | 0 | 0 | 0 | 0 | 0 | 0 | 0 | 0 | 0 | 0 | 0 | 0 | 0 | 0 | 0 | 0 | 0 | 0
F4_Industrial_Stone, Clay, Glass_New_Space Heating_Natural Gas_Boiler_Baseline Forecast | F4 | Industrial | Stone, Clay, Glass | New | Space Heating | Natural Gas | Boiler | Baseline Forecast | Winter Peak Demand (MW) | 0 | 0 | 0 | 0 | 0 | 0 | 0 | 0 | 0 | 0 | 0 | 0 | 0 | 0 | 0 | 0 | 0 | 0 | 0 | 0 | 0 | 0 | 0 | 0 | 0 | 0 | 0 | 0 | 0 | 0 | 0 | 0 | 0
F5_Industrial_Stone, Clay, Glass_New_Space Heating_Natural Gas_Boiler_Baseline Forecast | F5 | Industrial | Stone, Clay, Glass | New | Space Heating | Natural Gas | Boiler | Baseline Forecast | Turnover | 0 | 0 | 0 | 0 | 0 | 0 | 0 | 0 | 0 | 0 | 0 | 0 | 0 | 0 | 0 | 0 | 0 | 0 | 0 | 0 | 0 | 0 | 0 | 0 | 0 | 0 | 0 | 0 | 0 | 0 | 0 | 0 | 0
F6_Industrial_Stone, Clay, Glass_New_Space Heating_Natural Gas_Boiler_Baseline Forecast | F6 | Industrial | Stone, Clay, Glass | New | Space Heating | Natural Gas | Boiler | Baseline Forecast | Avg. Replacement Usage (kWh) | 0 | 0 | 0 | 0 | 0 | 0 | 0 | 0 | 0 | 0 | 0 | 0 | 0 | 0 | 0 | 0 | 0 | 0 | 0 | 0 | 0 | 0 | 0 | 0 | 0 | 0 | 0 | 0 | 0 | 0 | 0 | 0 | 0
F7_Industrial_Stone, Clay, Glass_New_Space Heating_Natural Gas_Boiler_Baseline Forecast | F7 | Industrial | Stone, Clay, Glass | New | Space Heating | Natural Gas | Boiler | Baseline Forecast | Avg. Replacement Summer Demand (kW) | 0 | 0 | 0 | 0 | 0 | 0 | 0 | 0 | 0 | 0 | 0 | 0 | 0 | 0 | 0 | 0 | 0 | 0 | 0 | 0 | 0 | 0 | 0 | 0 | 0 | 0 | 0 | 0 | 0 | 0 | 0 | 0 | 0
F8_Industrial_Stone, Clay, Glass_New_Space Heating_Natural Gas_Boiler_Baseline Forecast | F8 | Industrial | Stone, Clay, Glass | New | Space Heating | Natural Gas | Boiler | Baseline Forecast | Avg. Replacement Winter Demand (kW) | 0 | 0 | 0 | 0 | 0 | 0 | 0 | 0 | 0 | 0 | 0 | 0 | 0 | 0 | 0 | 0 | 0 | 0 | 0 | 0 | 0 | 0 | 0 | 0 | 0 | 0 | 0 | 0 | 0 | 0 | 0 | 0 | 0
F1_Industrial_Stone, Clay, Glass_New_Space Heating_Natural Gas_Unit Heater_Baseline Forecast | F1 | Industrial | Stone, Clay, Glass | New | Space Heating | Natural Gas | Unit Heater | Baseline Forecast | Units | 0 | 0 | 0 | 0 | 0 | 0 | 0 | 0 | 0 | 0 | 0 | 0 | 0 | 0 | 0 | 0 | 0 | 0 | 0 | 0 | 0 | 0 | 0 | 0 | 0 | 0 | 0 | 0 | 0 | 0 | 0 | 0 | 0
F2_Industrial_Stone, Clay, Glass_New_Space Heating_Natural Gas_Unit Heater_Baseline Forecast | F2 | Industrial | Stone, Clay, Glass | New | Space Heating | Natural Gas | Unit Heater | Baseline Forecast | Usage (MMtherm) | 0 | 0 | 0 | 0 | 0 | 0 | 0 | 0 | 0 | 0 | 0 | 0 | 0 | 0 | 0 | 0 | 0 | 0 | 0 | 0 | 0 | 0 | 0 | 0 | 0 | 0 | 0 | 0 | 0 | 0 | 0 | 0 | 0
F3_Industrial_Stone, Clay, Glass_New_Space Heating_Natural Gas_Unit Heater_Baseline Forecast | F3 | Industrial | Stone, Clay, Glass | New | Space Heating | Natural Gas | Unit Heater | Baseline Forecast | Summer Peak Demand (MW) | 0 | 0 | 0 | 0 | 0 | 0 | 0 | 0 | 0 | 0 | 0 | 0 | 0 | 0 | 0 | 0 | 0 | 0 | 0 | 0 | 0 | 0 | 0 | 0 | 0 | 0 | 0 | 0 | 0 | 0 | 0 | 0 | 0
F4_Industrial_Stone, Clay, Glass_New_Space Heating_Natural Gas_Unit Heater_Baseline Forecast | F4 | Industrial | Stone, Clay, Glass | New | Space Heating | Natural Gas | Unit Heater | Baseline Forecast | Winter Peak Demand (MW) | 0 | 0 | 0 | 0 | 0 | 0 | 0 | 0 | 0 | 0 | 0 | 0 | 0 | 0 | 0 | 0 | 0 | 0 | 0 | 0 | 0 | 0 | 0 | 0 | 0 | 0 | 0 | 0 | 0 | 0 | 0 | 0 | 0
F5_Industrial_Stone, Clay, Glass_New_Space Heating_Natural Gas_Unit Heater_Baseline Forecast | F5 | Industrial | Stone, Clay, Glass | New | Space Heating | Natural Gas | Unit Heater | Baseline Forecast | Turnover | 0 | 0 | 0 | 0 | 0 | 0 | 0 | 0 | 0 | 0 | 0 | 0 | 0 | 0 | 0 | 0 | 0 | 0 | 0 | 0 | 0 | 0 | 0 | 0 | 0 | 0 | 0 | 0 | 0 | 0 | 0 | 0 | 0
F6_Industrial_Stone, Clay, Glass_New_Space Heating_Natural Gas_Unit Heater_Baseline Forecast | F6 | Industrial | Stone, Clay, Glass | New | Space Heating | Natural Gas | Unit Heater | Baseline Forecast | Avg. Replacement Usage (kWh) | 0 | 0 | 0 | 0 | 0 | 0 | 0 | 0 | 0 | 0 | 0 | 0 | 0 | 0 | 0 | 0 | 0 | 0 | 0 | 0 | 0 | 0 | 0 | 0 | 0 | 0 | 0 | 0 | 0 | 0 | 0 | 0 | 0
F7_Industrial_Stone, Clay, Glass_New_Space Heating_Natural Gas_Unit Heater_Baseline Forecast | F7 | Industrial | Stone, Clay, Glass | New | Space Heating | Natural Gas | Unit Heater | Baseline Forecast | Avg. Replacement Summer Demand (kW) | 0 | 0 | 0 | 0 | 0 | 0 | 0 | 0 | 0 | 0 | 0 | 0 | 0 | 0 | 0 | 0 | 0 | 0 | 0 | 0 | 0 | 0 | 0 | 0 | 0 | 0 | 0 | 0 | 0 | 0 | 0 | 0 | 0
F8_Industrial_Stone, Clay, Glass_New_Space Heating_Natural Gas_Unit Heater_Baseline Forecast | F8 | Industrial | Stone, Clay, Glass | New | Space Heating | Natural Gas | Unit Heater | Baseline Forecast | Avg. Replacement Winter Demand (kW) | 0 | 0 | 0 | 0 | 0 | 0 | 0 | 0 | 0 | 0 | 0 | 0 | 0 | 0 | 0 | 0 | 0 | 0 | 0 | 0 | 0 | 0 | 0 | 0 | 0 | 0 | 0 | 0 | 0 | 0 | 0 | 0 | 0
F1_Industrial_Stone, Clay, Glass_New_Process_Natural Gas_Process Heating_Baseline Forecast | F1 | Industrial | Stone, Clay, Glass | New | Process | Natural Gas | Process Heating | Baseline Forecast | Units | 0 | 0 | 0 | 0 | 0 | 0 | 0 | 0 | 0 | 0 | 0 | 0 | 0 | 0 | 0 | 0 | 0 | 0 | 0 | 0 | 0 | 0 | 0 | 0 | 0 | 0 | 0 | 0 | 0 | 0 | 0 | 0 | 0
F2_Industrial_Stone, Clay, Glass_New_Process_Natural Gas_Process Heating_Baseline Forecast | F2 | Industrial | Stone, Clay, Glass | New | Process | Natural Gas | Process Heating | Baseline Forecast | Usage (MMtherm) | 0 | 0 | 0 | 0 | 0 | 0 | 0 | 0 | 0 | 0 | 0 | 0 | 0 | 0 | 0 | 0 | 0 | 0 | 0 | 0 | 0 | 0 | 0 | 0 | 0 | 0 | 0 | 0 | 0 | 0 | 0 | 0 | 0
F3_Industrial_Stone, Clay, Glass_New_Process_Natural Gas_Process Heating_Baseline Forecast | F3 | Industrial | Stone, Clay, Glass | New | Process | Natural Gas | Process Heating | Baseline Forecast | Summer Peak Demand (MW) | 0 | 0 | 0 | 0 | 0 | 0 | 0 | 0 | 0 | 0 | 0 | 0 | 0 | 0 | 0 | 0 | 0 | 0 | 0 | 0 | 0 | 0 | 0 | 0 | 0 | 0 | 0 | 0 | 0 | 0 | 0 | 0 | 0
F4_Industrial_Stone, Clay, Glass_New_Process_Natural Gas_Process Heating_Baseline Forecast | F4 | Industrial | Stone, Clay, Glass | New | Process | Natural Gas | Process Heating | Baseline Forecast | Winter Peak Demand (MW) | 0 | 0 | 0 | 0 | 0 | 0 | 0 | 0 | 0 | 0 | 0 | 0 | 0 | 0 | 0 | 0 | 0 | 0 | 0 | 0 | 0 | 0 | 0 | 0 | 0 | 0 | 0 | 0 | 0 | 0 | 0 | 0 | 0
F5_Industrial_Stone, Clay, Glass_New_Process_Natural Gas_Process Heating_Baseline Forecast | F5 | Industrial | Stone, Clay, Glass | New | Process | Natural Gas | Process Heating | Baseline Forecast | Turnover | 0 | 0 | 0 | 0 | 0 | 0 | 0 | 0 | 0 | 0 | 0 | 0 | 0 | 0 | 0 | 0 | 0 | 0 | 0 | 0 | 0 | 0 | 0 | 0 | 0 | 0 | 0 | 0 | 0 | 0 | 0 | 0 | 0
F6_Industrial_Stone, Clay, Glass_New_Process_Natural Gas_Process Heating_Baseline Forecast | F6 | Industrial | Stone, Clay, Glass | New | Process | Natural Gas | Process Heating | Baseline Forecast | Avg. Replacement Usage (kWh) | 0 | 0 | 0 | 0 | 0 | 0 | 0 | 0 | 0 | 0 | 0 | 0 | 0 | 0 | 0 | 0 | 0 | 0 | 0 | 0 | 0 | 0 | 0 | 0 | 0 | 0 | 0 | 0 | 0 | 0 | 0 | 0 | 0
F7_Industrial_Stone, Clay, Glass_New_Process_Natural Gas_Process Heating_Baseline Forecast | F7 | Industrial | Stone, Clay, Glass | New | Process | Natural Gas | Process Heating | Baseline Forecast | Avg. Replacement Summer Demand (kW) | 0 | 0 | 0 | 0 | 0 | 0 | 0 | 0 | 0 | 0 | 0 | 0 | 0 | 0 | 0 | 0 | 0 | 0 | 0 | 0 | 0 | 0 | 0 | 0 | 0 | 0 | 0 | 0 | 0 | 0 | 0 | 0 | 0
F8_Industrial_Stone, Clay, Glass_New_Process_Natural Gas_Process Heating_Baseline Forecast | F8 | Industrial | Stone, Clay, Glass | New | Process | Natural Gas | Process Heating | Baseline Forecast | Avg. Replacement Winter Demand (kW) | 0 | 0 | 0 | 0 | 0 | 0 | 0 | 0 | 0 | 0 | 0 | 0 | 0 | 0 | 0 | 0 | 0 | 0 | 0 | 0 | 0 | 0 | 0 | 0 | 0 | 0 | 0 | 0 | 0 | 0 | 0 | 0 | 0
F1_Industrial_Stone, Clay, Glass_New_Process_Natural Gas_Process Boiler_Baseline Forecast | F1 | Industrial | Stone, Clay, Glass | New | Process | Natural Gas | Process Boiler | Baseline Forecast | Units | 0 | 0 | 0 | 0 | 0 | 0 | 0 | 0 | 0 | 0 | 0 | 0 | 0 | 0 | 0 | 0 | 0 | 0 | 0 | 0 | 0 | 0 | 0 | 0 | 0 | 0 | 0 | 0 | 0 | 0 | 0 | 0 | 0
F2_Industrial_Stone, Clay, Glass_New_Process_Natural Gas_Process Boiler_Baseline Forecast | F2 | Industrial | Stone, Clay, Glass | New | Process | Natural Gas | Process Boiler | Baseline Forecast | Usage (MMtherm) | 0 | 0 | 0 | 0 | 0 | 0 | 0 | 0 | 0 | 0 | 0 | 0 | 0 | 0 | 0 | 0 | 0 | 0 | 0 | 0 | 0 | 0 | 0 | 0 | 0 | 0 | 0 | 0 | 0 | 0 | 0 | 0 | 0
F3_Industrial_Stone, Clay, Glass_New_Process_Natural Gas_Process Boiler_Baseline Forecast | F3 | Industrial | Stone, Clay, Glass | New | Process | Natural Gas | Process Boiler | Baseline Forecast | Summer Peak Demand (MW) | 0 | 0 | 0 | 0 | 0 | 0 | 0 | 0 | 0 | 0 | 0 | 0 | 0 | 0 | 0 | 0 | 0 | 0 | 0 | 0 | 0 | 0 | 0 | 0 | 0 | 0 | 0 | 0 | 0 | 0 | 0 | 0 | 0
F4_Industrial_Stone, Clay, Glass_New_Process_Natural Gas_Process Boiler_Baseline Forecast | F4 | Industrial | Stone, Clay, Glass | New | Process | Natural Gas | Process Boiler | Baseline Forecast | Winter Peak Demand (MW) | 0 | 0 | 0 | 0 | 0 | 0 | 0 | 0 | 0 | 0 | 0 | 0 | 0 | 0 | 0 | 0 | 0 | 0 | 0 | 0 | 0 | 0 | 0 | 0 | 0 | 0 | 0 | 0 | 0 | 0 | 0 | 0 | 0
F5_Industrial_Stone, Clay, Glass_New_Process_Natural Gas_Process Boiler_Baseline Forecast | F5 | Industrial | Stone, Clay, Glass | New | Process | Natural Gas | Process Boiler | Baseline Forecast | Turnover | 0 | 0 | 0 | 0 | 0 | 0 | 0 | 0 | 0 | 0 | 0 | 0 | 0 | 0 | 0 | 0 | 0 | 0 | 0 | 0 | 0 | 0 | 0 | 0 | 0 | 0 | 0 | 0 | 0 | 0 | 0 | 0 | 0
F6_Industrial_Stone, Clay, Glass_New_Process_Natural Gas_Process Boiler_Baseline Forecast | F6 | Industrial | Stone, Clay, Glass | New | Process | Natural Gas | Process Boiler | Baseline Forecast | Avg. Replacement Usage (kWh) | 0 | 0 | 0 | 0 | 0 | 0 | 0 | 0 | 0 | 0 | 0 | 0 | 0 | 0 | 0 | 0 | 0 | 0 | 0 | 0 | 0 | 0 | 0 | 0 | 0 | 0 | 0 | 0 | 0 | 0 | 0 | 0 | 0
F7_Industrial_Stone, Clay, Glass_New_Process_Natural Gas_Process Boiler_Baseline Forecast | F7 | Industrial | Stone, Clay, Glass | New | Process | Natural Gas | Process Boiler | Baseline Forecast | Avg. Replacement Summer Demand (kW) | 0 | 0 | 0 | 0 | 0 | 0 | 0 | 0 | 0 | 0 | 0 | 0 | 0 | 0 | 0 | 0 | 0 | 0 | 0 | 0 | 0 | 0 | 0 | 0 | 0 | 0 | 0 | 0 | 0 | 0 | 0 | 0 | 0
F8_Industrial_Stone, Clay, Glass_New_Process_Natural Gas_Process Boiler_Baseline Forecast | F8 | Industrial | Stone, Clay, Glass | New | Process | Natural Gas | Process Boiler | Baseline Forecast | Avg. Replacement Winter Demand (kW) | 0 | 0 | 0 | 0 | 0 | 0 | 0 | 0 | 0 | 0 | 0 | 0 | 0 | 0 | 0 | 0 | 0 | 0 | 0 | 0 | 0 | 0 | 0 | 0 | 0 | 0 | 0 | 0 | 0 | 0 | 0 | 0 | 0
F1_Industrial_Stone, Clay, Glass_New_Process_Natural Gas_Process Cooling_Baseline Forecast | F1 | Industrial | Stone, Clay, Glass | New | Process | Natural Gas | Process Cooling | Baseline Forecast | Units | 0 | 0 | 0 | 0 | 0 | 0 | 0 | 0 | 0 | 0 | 0 | 0 | 0 | 0 | 0 | 0 | 0 | 0 | 0 | 0 | 0 | 0 | 0 | 0 | 0 | 0 | 0 | 0 | 0 | 0 | 0 | 0 | 0
F2_Industrial_Stone, Clay, Glass_New_Process_Natural Gas_Process Cooling_Baseline Forecast | F2 | Industrial | Stone, Clay, Glass | New | Process | Natural Gas | Process Cooling | Baseline Forecast | Usage (MMtherm) | 0 | 0 | 0 | 0 | 0 | 0 | 0 | 0 | 0 | 0 | 0 | 0 | 0 | 0 | 0 | 0 | 0 | 0 | 0 | 0 | 0 | 0 | 0 | 0 | 0 | 0 | 0 | 0 | 0 | 0 | 0 | 0 | 0
F3_Industrial_Stone, Clay, Glass_New_Process_Natural Gas_Process Cooling_Baseline Forecast | F3 | Industrial | Stone, Clay, Glass | New | Process | Natural Gas | Process Cooling | Baseline Forecast | Summer Peak Demand (MW) | 0 | 0 | 0 | 0 | 0 | 0 | 0 | 0 | 0 | 0 | 0 | 0 | 0 | 0 | 0 | 0 | 0 | 0 | 0 | 0 | 0 | 0 | 0 | 0 | 0 | 0 | 0 | 0 | 0 | 0 | 0 | 0 | 0
F4_Industrial_Stone, Clay, Glass_New_Process_Natural Gas_Process Cooling_Baseline Forecast | F4 | Industrial | Stone, Clay, Glass | New | Process | Natural Gas | Process Cooling | Baseline Forecast | Winter Peak Demand (MW) | 0 | 0 | 0 | 0 | 0 | 0 | 0 | 0 | 0 | 0 | 0 | 0 | 0 | 0 | 0 | 0 | 0 | 0 | 0 | 0 | 0 | 0 | 0 | 0 | 0 | 0 | 0 | 0 | 0 | 0 | 0 | 0 | 0
F5_Industrial_Stone, Clay, Glass_New_Process_Natural Gas_Process Cooling_Baseline Forecast | F5 | Industrial | Stone, Clay, Glass | New | Process | Natural Gas | Process Cooling | Baseline Forecast | Turnover | 0 | 0 | 0 | 0 | 0 | 0 | 0 | 0 | 0 | 0 | 0 | 0 | 0 | 0 | 0 | 0 | 0 | 0 | 0 | 0 | 0 | 0 | 0 | 0 | 0 | 0 | 0 | 0 | 0 | 0 | 0 | 0 | 0
F6_Industrial_Stone, Clay, Glass_New_Process_Natural Gas_Process Cooling_Baseline Forecast | F6 | Industrial | Stone, Clay, Glass | New | Process | Natural Gas | Process Cooling | Baseline Forecast | Avg. Replacement Usage (kWh) | 0 | 0 | 0 | 0 | 0 | 0 | 0 | 0 | 0 | 0 | 0 | 0 | 0 | 0 | 0 | 0 | 0 | 0 | 0 | 0 | 0 | 0 | 0 | 0 | 0 | 0 | 0 | 0 | 0 | 0 | 0 | 0 | 0
F7_Industrial_Stone, Clay, Glass_New_Process_Natural Gas_Process Cooling_Baseline Forecast | F7 | Industrial | Stone, Clay, Glass | New | Process | Natural Gas | Process Cooling | Baseline Forecast | Avg. Replacement Summer Demand (kW) | 0 | 0 | 0 | 0 | 0 | 0 | 0 | 0 | 0 | 0 | 0 | 0 | 0 | 0 | 0 | 0 | 0 | 0 | 0 | 0 | 0 | 0 | 0 | 0 | 0 | 0 | 0 | 0 | 0 | 0 | 0 | 0 | 0
F8_Industrial_Stone, Clay, Glass_New_Process_Natural Gas_Process Cooling_Baseline Forecast | F8 | Industrial | Stone, Clay, Glass | New | Process | Natural Gas | Process Cooling | Baseline Forecast | Avg. Replacement Winter Demand (kW) | 0 | 0 | 0 | 0 | 0 | 0 | 0 | 0 | 0 | 0 | 0 | 0 | 0 | 0 | 0 | 0 | 0 | 0 | 0 | 0 | 0 | 0 | 0 | 0 | 0 | 0 | 0 | 0 | 0 | 0 | 0 | 0 | 0
F1_Industrial_Stone, Clay, Glass_New_Process_Natural Gas_Other Process_Baseline Forecast | F1 | Industrial | Stone, Clay, Glass | New | Process | Natural Gas | Other Process | Baseline Forecast | Units | 0 | 0 | 0 | 0 | 0 | 0 | 0 | 0 | 0 | 0 | 0 | 0 | 0 | 0 | 0 | 0 | 0 | 0 | 0 | 0 | 0 | 0 | 0 | 0 | 0 | 0 | 0 | 0 | 0 | 0 | 0 | 0 | 0
F2_Industrial_Stone, Clay, Glass_New_Process_Natural Gas_Other Process_Baseline Forecast | F2 | Industrial | Stone, Clay, Glass | New | Process | Natural Gas | Other Process | Baseline Forecast | Usage (MMtherm) | 0 | 0 | 0 | 0 | 0 | 0 | 0 | 0 | 0 | 0 | 0 | 0 | 0 | 0 | 0 | 0 | 0 | 0 | 0 | 0 | 0 | 0 | 0 | 0 | 0 | 0 | 0 | 0 | 0 | 0 | 0 | 0 | 0
F3_Industrial_Stone, Clay, Glass_New_Process_Natural Gas_Other Process_Baseline Forecast | F3 | Industrial | Stone, Clay, Glass | New | Process | Natural Gas | Other Process | Baseline Forecast | Summer Peak Demand (MW) | 0 | 0 | 0 | 0 | 0 | 0 | 0 | 0 | 0 | 0 | 0 | 0 | 0 | 0 | 0 | 0 | 0 | 0 | 0 | 0 | 0 | 0 | 0 | 0 | 0 | 0 | 0 | 0 | 0 | 0 | 0 | 0 | 0
F4_Industrial_Stone, Clay, Glass_New_Process_Natural Gas_Other Process_Baseline Forecast | F4 | Industrial | Stone, Clay, Glass | New | Process | Natural Gas | Other Process | Baseline Forecast | Winter Peak Demand (MW) | 0 | 0 | 0 | 0 | 0 | 0 | 0 | 0 | 0 | 0 | 0 | 0 | 0 | 0 | 0 | 0 | 0 | 0 | 0 | 0 | 0 | 0 | 0 | 0 | 0 | 0 | 0 | 0 | 0 | 0 | 0 | 0 | 0
F5_Industrial_Stone, Clay, Glass_New_Process_Natural Gas_Other Process_Baseline Forecast | F5 | Industrial | Stone, Clay, Glass | New | Process | Natural Gas | Other Process | Baseline Forecast | Turnover | 0 | 0 | 0 | 0 | 0 | 0 | 0 | 0 | 0 | 0 | 0 | 0 | 0 | 0 | 0 | 0 | 0 | 0 | 0 | 0 | 0 | 0 | 0 | 0 | 0 | 0 | 0 | 0 | 0 | 0 | 0 | 0 | 0
F6_Industrial_Stone, Clay, Glass_New_Process_Natural Gas_Other Process_Baseline Forecast | F6 | Industrial | Stone, Clay, Glass | New | Process | Natural Gas | Other Process | Baseline Forecast | Avg. Replacement Usage (kWh) | 0 | 0 | 0 | 0 | 0 | 0 | 0 | 0 | 0 | 0 | 0 | 0 | 0 | 0 | 0 | 0 | 0 | 0 | 0 | 0 | 0 | 0 | 0 | 0 | 0 | 0 | 0 | 0 | 0 | 0 | 0 | 0 | 0
F7_Industrial_Stone, Clay, Glass_New_Process_Natural Gas_Other Process_Baseline Forecast | F7 | Industrial | Stone, Clay, Glass | New | Process | Natural Gas | Other Process | Baseline Forecast | Avg. Replacement Summer Demand (kW) | 0 | 0 | 0 | 0 | 0 | 0 | 0 | 0 | 0 | 0 | 0 | 0 | 0 | 0 | 0 | 0 | 0 | 0 | 0 | 0 | 0 | 0 | 0 | 0 | 0 | 0 | 0 | 0 | 0 | 0 | 0 | 0 | 0
F8_Industrial_Stone, Clay, Glass_New_Process_Natural Gas_Other Process_Baseline Forecast | F8 | Industrial | Stone, Clay, Glass | New | Process | Natural Gas | Other Process | Baseline Forecast | Avg. Replacement Winter Demand (kW) | 0 | 0 | 0 | 0 | 0 | 0 | 0 | 0 | 0 | 0 | 0 | 0 | 0 | 0 | 0 | 0 | 0 | 0 | 0 | 0 | 0 | 0 | 0 | 0 | 0 | 0 | 0 | 0 | 0 | 0 | 0 | 0 | 0
F1_Industrial_Stone, Clay, Glass_New_Miscellaneous_Natural Gas_Miscellaneous_Baseline Forecast | F1 | Industrial | Stone, Clay, Glass | New | Miscellaneous | Natural Gas | Miscellaneous | Baseline Forecast | Units | 0 | 0 | 0 | 0 | 0 | 0 | 0 | 0 | 0 | 0 | 0 | 0 | 0 | 0 | 0 | 0 | 0 | 0 | 0 | 0 | 0 | 0 | 0 | 0 | 0 | 0 | 0 | 0 | 0 | 0 | 0 | 0 | 0
F2_Industrial_Stone, Clay, Glass_New_Miscellaneous_Natural Gas_Miscellaneous_Baseline Forecast | F2 | Industrial | Stone, Clay, Glass | New | Miscellaneous | Natural Gas | Miscellaneous | Baseline Forecast | Usage (MMtherm) | 0 | 0 | 0 | 0 | 0 | 0 | 0 | 0 | 0 | 0 | 0 | 0 | 0 | 0 | 0 | 0 | 0 | 0 | 0 | 0 | 0 | 0 | 0 | 0 | 0 | 0 | 0 | 0 | 0 | 0 | 0 | 0 | 0
F3_Industrial_Stone, Clay, Glass_New_Miscellaneous_Natural Gas_Miscellaneous_Baseline Forecast | F3 | Industrial | Stone, Clay, Glass | New | Miscellaneous | Natural Gas | Miscellaneous | Baseline Forecast | Summer Peak Demand (MW) | 0 | 0 | 0 | 0 | 0 | 0 | 0 | 0 | 0 | 0 | 0 | 0 | 0 | 0 | 0 | 0 | 0 | 0 | 0 | 0 | 0 | 0 | 0 | 0 | 0 | 0 | 0 | 0 | 0 | 0 | 0 | 0 | 0
F4_Industrial_Stone, Clay, Glass_New_Miscellaneous_Natural Gas_Miscellaneous_Baseline Forecast | F4 | Industrial | Stone, Clay, Glass | New | Miscellaneous | Natural Gas | Miscellaneous | Baseline Forecast | Winter Peak Demand (MW) | 0 | 0 | 0 | 0 | 0 | 0 | 0 | 0 | 0 | 0 | 0 | 0 | 0 | 0 | 0 | 0 | 0 | 0 | 0 | 0 | 0 | 0 | 0 | 0 | 0 | 0 | 0 | 0 | 0 | 0 | 0 | 0 | 0
F5_Industrial_Stone, Clay, Glass_New_Miscellaneous_Natural Gas_Miscellaneous_Baseline Forecast | F5 | Industrial | Stone, Clay, Glass | New | Miscellaneous | Natural Gas | Miscellaneous | Baseline Forecast | Turnover | 0 | 0 | 0 | 0 | 0 | 0 | 0 | 0 | 0 | 0 | 0 | 0 | 0 | 0 | 0 | 0 | 0 | 0 | 0 | 0 | 0 | 0 | 0 | 0 | 0 | 0 | 0 | 0 | 0 | 0 | 0 | 0 | 0
F6_Industrial_Stone, Clay, Glass_New_Miscellaneous_Natural Gas_Miscellaneous_Baseline Forecast | F6 | Industrial | Stone, Clay, Glass | New | Miscellaneous | Natural Gas | Miscellaneous | Baseline Forecast | Avg. Replacement Usage (kWh) | 0 | 0 | 0 | 0 | 0 | 0 | 0 | 0 | 0 | 0 | 0 | 0 | 0 | 0 | 0 | 0 | 0 | 0 | 0 | 0 | 0 | 0 | 0 | 0 | 0 | 0 | 0 | 0 | 0 | 0 | 0 | 0 | 0
F7_Industrial_Stone, Clay, Glass_New_Miscellaneous_Natural Gas_Miscellaneous_Baseline Forecast | F7 | Industrial | Stone, Clay, Glass | New | Miscellaneous | Natural Gas | Miscellaneous | Baseline Forecast | Avg. Replacement Summer Demand (kW) | 0 | 0 | 0 | 0 | 0 | 0 | 0 | 0 | 0 | 0 | 0 | 0 | 0 | 0 | 0 | 0 | 0 | 0 | 0 | 0 | 0 | 0 | 0 | 0 | 0 | 0 | 0 | 0 | 0 | 0 | 0 | 0 | 0
F8_Industrial_Stone, Clay, Glass_New_Miscellaneous_Natural Gas_Miscellaneous_Baseline Forecast | F8 | Industrial | Stone, Clay, Glass | New | Miscellaneous | Natural Gas | Miscellaneous | Baseline Forecast | Avg. Replacement Winter Demand (kW) | 0 | 0 | 0 | 0 | 0 | 0 | 0 | 0 | 0 | 0 | 0 | 0 | 0 | 0 | 0 | 0 | 0 | 0 | 0 | 0 | 0 | 0 | 0 | 0 | 0 | 0 | 0 | 0 | 0 | 0 | 0 | 0 | 0
F1_Industrial_Food Processing_Existing_Space Heating_Natural Gas_Furnace_Baseline Forecast | F1 | Industrial | Food Processing | Existing | Space Heating | Natural Gas | Furnace | Baseline Forecast | Units | 0 | 0 | 0 | 0 | 0 | 0 | 0 | 0 | 0 | 0 | 0 | 0 | 0 | 0 | 0 | 0 | 0 | 0 | 0 | 0 | 0 | 0 | 0 | 0 | 0 | 0 | 0 | 0 | 0 | 0 | 0 | 0 | 0
F2_Industrial_Food Processing_Existing_Space Heating_Natural Gas_Furnace_Baseline Forecast | F2 | Industrial | Food Processing | Existing | Space Heating | Natural Gas | Furnace | Baseline Forecast | Usage (MMtherm) | 0 | 0 | 0 | 0 | 0 | 0 | 0 | 0 | 0 | 0 | 0 | 0 | 0 | 0 | 0 | 0 | 0 | 0 | 0 | 0 | 0 | 0 | 0 | 0 | 0 | 0 | 0 | 0 | 0 | 0 | 0 | 0 | 0
F3_Industrial_Food Processing_Existing_Space Heating_Natural Gas_Furnace_Baseline Forecast | F3 | Industrial | Food Processing | Existing | Space Heating | Natural Gas | Furnace | Baseline Forecast | Summer Peak Demand (MW) | 0 | 0 | 0 | 0 | 0 | 0 | 0 | 0 | 0 | 0 | 0 | 0 | 0 | 0 | 0 | 0 | 0 | 0 | 0 | 0 | 0 | 0 | 0 | 0 | 0 | 0 | 0 | 0 | 0 | 0 | 0 | 0 | 0
F4_Industrial_Food Processing_Existing_Space Heating_Natural Gas_Furnace_Baseline Forecast | F4 | Industrial | Food Processing | Existing | Space Heating | Natural Gas | Furnace | Baseline Forecast | Winter Peak Demand (MW) | 0 | 0 | 0 | 0 | 0 | 0 | 0 | 0 | 0 | 0 | 0 | 0 | 0 | 0 | 0 | 0 | 0 | 0 | 0 | 0 | 0 | 0 | 0 | 0 | 0 | 0 | 0 | 0 | 0 | 0 | 0 | 0 | 0
F5_Industrial_Food Processing_Existing_Space Heating_Natural Gas_Furnace_Baseline Forecast | F5 | Industrial | Food Processing | Existing | Space Heating | Natural Gas | Furnace | Baseline Forecast | Turnover | 0 | 0 | 0 | 0 | 0 | 0 | 0 | 0 | 0 | 0 | 0 | 0 | 0 | 0 | 0 | 0 | 0 | 0 | 0 | 0 | 0 | 0 | 0 | 0 | 0 | 0 | 0 | 0 | 0 | 0 | 0 | 0 | 0
F6_Industrial_Food Processing_Existing_Space Heating_Natural Gas_Furnace_Baseline Forecast | F6 | Industrial | Food Processing | Existing | Space Heating | Natural Gas | Furnace | Baseline Forecast | Avg. Replacement Usage (kWh) | 0 | 0 | 0 | 0 | 0 | 0 | 0 | 0 | 0 | 0 | 0 | 0 | 0 | 0 | 0 | 0 | 0 | 0 | 0 | 0 | 0 | 0 | 0 | 0 | 0 | 0 | 0 | 0 | 0 | 0 | 0 | 0 | 0
F7_Industrial_Food Processing_Existing_Space Heating_Natural Gas_Furnace_Baseline Forecast | F7 | Industrial | Food Processing | Existing | Space Heating | Natural Gas | Furnace | Baseline Forecast | Avg. Replacement Summer Demand (kW) | 0 | 0 | 0 | 0 | 0 | 0 | 0 | 0 | 0 | 0 | 0 | 0 | 0 | 0 | 0 | 0 | 0 | 0 | 0 | 0 | 0 | 0 | 0 | 0 | 0 | 0 | 0 | 0 | 0 | 0 | 0 | 0 | 0
F8_Industrial_Food Processing_Existing_Space Heating_Natural Gas_Furnace_Baseline Forecast | F8 | Industrial | Food Processing | Existing | Space Heating | Natural Gas | Furnace | Baseline Forecast | Avg. Replacement Winter Demand (kW) | 0 | 0 | 0 | 0 | 0 | 0 | 0 | 0 | 0 | 0 | 0 | 0 | 0 | 0 | 0 | 0 | 0 | 0 | 0 | 0 | 0 | 0 | 0 | 0 | 0 | 0 | 0 | 0 | 0 | 0 | 0 | 0 | 0
F1_Industrial_Food Processing_Existing_Space Heating_Natural Gas_Boiler_Baseline Forecast | F1 | Industrial | Food Processing | Existing | Space Heating | Natural Gas | Boiler | Baseline Forecast | Units | 0 | 0 | 0 | 0 | 0 | 0 | 0 | 0 | 0 | 0 | 0 | 0 | 0 | 0 | 0 | 0 | 0 | 0 | 0 | 0 | 0 | 0 | 0 | 0 | 0 | 0 | 0 | 0 | 0 | 0 | 0 | 0 | 0
F2_Industrial_Food Processing_Existing_Space Heating_Natural Gas_Boiler_Baseline Forecast | F2 | Industrial | Food Processing | Existing | Space Heating | Natural Gas | Boiler | Baseline Forecast | Usage (MMtherm) | 0 | 0 | 0 | 0 | 0 | 0 | 0 | 0 | 0 | 0 | 0 | 0 | 0 | 0 | 0 | 0 | 0 | 0 | 0 | 0 | 0 | 0 | 0 | 0 | 0 | 0 | 0 | 0 | 0 | 0 | 0 | 0 | 0
F3_Industrial_Food Processing_Existing_Space Heating_Natural Gas_Boiler_Baseline Forecast | F3 | Industrial | Food Processing | Existing | Space Heating | Natural Gas | Boiler | Baseline Forecast | Summer Peak Demand (MW) | 0 | 0 | 0 | 0 | 0 | 0 | 0 | 0 | 0 | 0 | 0 | 0 | 0 | 0 | 0 | 0 | 0 | 0 | 0 | 0 | 0 | 0 | 0 | 0 | 0 | 0 | 0 | 0 | 0 | 0 | 0 | 0 | 0
F4_Industrial_Food Processing_Existing_Space Heating_Natural Gas_Boiler_Baseline Forecast | F4 | Industrial | Food Processing | Existing | Space Heating | Natural Gas | Boiler | Baseline Forecast | Winter Peak Demand (MW) | 0 | 0 | 0 | 0 | 0 | 0 | 0 | 0 | 0 | 0 | 0 | 0 | 0 | 0 | 0 | 0 | 0 | 0 | 0 | 0 | 0 | 0 | 0 | 0 | 0 | 0 | 0 | 0 | 0 | 0 | 0 | 0 | 0
F5_Industrial_Food Processing_Existing_Space Heating_Natural Gas_Boiler_Baseline Forecast | F5 | Industrial | Food Processing | Existing | Space Heating | Natural Gas | Boiler | Baseline Forecast | Turnover | 0 | 0 | 0 | 0 | 0 | 0 | 0 | 0 | 0 | 0 | 0 | 0 | 0 | 0 | 0 | 0 | 0 | 0 | 0 | 0 | 0 | 0 | 0 | 0 | 0 | 0 | 0 | 0 | 0 | 0 | 0 | 0 | 0
F6_Industrial_Food Processing_Existing_Space Heating_Natural Gas_Boiler_Baseline Forecast | F6 | Industrial | Food Processing | Existing | Space Heating | Natural Gas | Boiler | Baseline Forecast | Avg. Replacement Usage (kWh) | 0 | 0 | 0 | 0 | 0 | 0 | 0 | 0 | 0 | 0 | 0 | 0 | 0 | 0 | 0 | 0 | 0 | 0 | 0 | 0 | 0 | 0 | 0 | 0 | 0 | 0 | 0 | 0 | 0 | 0 | 0 | 0 | 0
F7_Industrial_Food Processing_Existing_Space Heating_Natural Gas_Boiler_Baseline Forecast | F7 | Industrial | Food Processing | Existing | Space Heating | Natural Gas | Boiler | Baseline Forecast | Avg. Replacement Summer Demand (kW) | 0 | 0 | 0 | 0 | 0 | 0 | 0 | 0 | 0 | 0 | 0 | 0 | 0 | 0 | 0 | 0 | 0 | 0 | 0 | 0 | 0 | 0 | 0 | 0 | 0 | 0 | 0 | 0 | 0 | 0 | 0 | 0 | 0
F8_Industrial_Food Processing_Existing_Space Heating_Natural Gas_Boiler_Baseline Forecast | F8 | Industrial | Food Processing | Existing | Space Heating | Natural Gas | Boiler | Baseline Forecast | Avg. Replacement Winter Demand (kW) | 0 | 0 | 0 | 0 | 0 | 0 | 0 | 0 | 0 | 0 | 0 | 0 | 0 | 0 | 0 | 0 | 0 | 0 | 0 | 0 | 0 | 0 | 0 | 0 | 0 | 0 | 0 | 0 | 0 | 0 | 0 | 0 | 0
F1_Industrial_Food Processing_Existing_Space Heating_Natural Gas_Unit Heater_Baseline Forecast | F1 | Industrial | Food Processing | Existing | Space Heating | Natural Gas | Unit Heater | Baseline Forecast | Units | 0 | 0 | 0 | 0 | 0 | 0 | 0 | 0 | 0 | 0 | 0 | 0 | 0 | 0 | 0 | 0 | 0 | 0 | 0 | 0 | 0 | 0 | 0 | 0 | 0 | 0 | 0 | 0 | 0 | 0 | 0 | 0 | 0
F2_Industrial_Food Processing_Existing_Space Heating_Natural Gas_Unit Heater_Baseline Forecast | F2 | Industrial | Food Processing | Existing | Space Heating | Natural Gas | Unit Heater | Baseline Forecast | Usage (MMtherm) | 0 | 0 | 0 | 0 | 0 | 0 | 0 | 0 | 0 | 0 | 0 | 0 | 0 | 0 | 0 | 0 | 0 | 0 | 0 | 0 | 0 | 0 | 0 | 0 | 0 | 0 | 0 | 0 | 0 | 0 | 0 | 0 | 0
F3_Industrial_Food Processing_Existing_Space Heating_Natural Gas_Unit Heater_Baseline Forecast | F3 | Industrial | Food Processing | Existing | Space Heating | Natural Gas | Unit Heater | Baseline Forecast | Summer Peak Demand (MW) | 0 | 0 | 0 | 0 | 0 | 0 | 0 | 0 | 0 | 0 | 0 | 0 | 0 | 0 | 0 | 0 | 0 | 0 | 0 | 0 | 0 | 0 | 0 | 0 | 0 | 0 | 0 | 0 | 0 | 0 | 0 | 0 | 0
F4_Industrial_Food Processing_Existing_Space Heating_Natural Gas_Unit Heater_Baseline Forecast | F4 | Industrial | Food Processing | Existing | Space Heating | Natural Gas | Unit Heater | Baseline Forecast | Winter Peak Demand (MW) | 0 | 0 | 0 | 0 | 0 | 0 | 0 | 0 | 0 | 0 | 0 | 0 | 0 | 0 | 0 | 0 | 0 | 0 | 0 | 0 | 0 | 0 | 0 | 0 | 0 | 0 | 0 | 0 | 0 | 0 | 0 | 0 | 0
F5_Industrial_Food Processing_Existing_Space Heating_Natural Gas_Unit Heater_Baseline Forecast | F5 | Industrial | Food Processing | Existing | Space Heating | Natural Gas | Unit Heater | Baseline Forecast | Turnover | 0 | 0 | 0 | 0 | 0 | 0 | 0 | 0 | 0 | 0 | 0 | 0 | 0 | 0 | 0 | 0 | 0 | 0 | 0 | 0 | 0 | 0 | 0 | 0 | 0 | 0 | 0 | 0 | 0 | 0 | 0 | 0 | 0
F6_Industrial_Food Processing_Existing_Space Heating_Natural Gas_Unit Heater_Baseline Forecast | F6 | Industrial | Food Processing | Existing | Space Heating | Natural Gas | Unit Heater | Baseline Forecast | Avg. Replacement Usage (kWh) | 0 | 0 | 0 | 0 | 0 | 0 | 0 | 0 | 0 | 0 | 0 | 0 | 0 | 0 | 0 | 0 | 0 | 0 | 0 | 0 | 0 | 0 | 0 | 0 | 0 | 0 | 0 | 0 | 0 | 0 | 0 | 0 | 0
F7_Industrial_Food Processing_Existing_Space Heating_Natural Gas_Unit Heater_Baseline Forecast | F7 | Industrial | Food Processing | Existing | Space Heating | Natural Gas | Unit Heater | Baseline Forecast | Avg. Replacement Summer Demand (kW) | 0 | 0 | 0 | 0 | 0 | 0 | 0 | 0 | 0 | 0 | 0 | 0 | 0 | 0 | 0 | 0 | 0 | 0 | 0 | 0 | 0 | 0 | 0 | 0 | 0 | 0 | 0 | 0 | 0 | 0 | 0 | 0 | 0
F8_Industrial_Food Processing_Existing_Space Heating_Natural Gas_Unit Heater_Baseline Forecast | F8 | Industrial | Food Processing | Existing | Space Heating | Natural Gas | Unit Heater | Baseline Forecast | Avg. Replacement Winter Demand (kW) | 0 | 0 | 0 | 0 | 0 | 0 | 0 | 0 | 0 | 0 | 0 | 0 | 0 | 0 | 0 | 0 | 0 | 0 | 0 | 0 | 0 | 0 | 0 | 0 | 0 | 0 | 0 | 0 | 0 | 0 | 0 | 0 | 0
F1_Industrial_Food Processing_Existing_Process_Natural Gas_Process Heating_Baseline Forecast | F1 | Industrial | Food Processing | Existing | Process | Natural Gas | Process Heating | Baseline Forecast | Units | 0 | 0 | 0 | 0 | 0 | 0 | 0 | 0 | 0 | 0 | 0 | 0 | 0 | 0 | 0 | 0 | 0 | 0 | 0 | 0 | 0 | 0 | 0 | 0 | 0 | 0 | 0 | 0 | 0 | 0 | 0 | 0 | 0
F2_Industrial_Food Processing_Existing_Process_Natural Gas_Process Heating_Baseline Forecast | F2 | Industrial | Food Processing | Existing | Process | Natural Gas | Process Heating | Baseline Forecast | Usage (MMtherm) | 0 | 0 | 0 | 0 | 0 | 0 | 0 | 0 | 0 | 0 | 0 | 0 | 0 | 0 | 0 | 0 | 0 | 0 | 0 | 0 | 0 | 0 | 0 | 0 | 0 | 0 | 0 | 0 | 0 | 0 | 0 | 0 | 0
F3_Industrial_Food Processing_Existing_Process_Natural Gas_Process Heating_Baseline Forecast | F3 | Industrial | Food Processing | Existing | Process | Natural Gas | Process Heating | Baseline Forecast | Summer Peak Demand (MW) | 0 | 0 | 0 | 0 | 0 | 0 | 0 | 0 | 0 | 0 | 0 | 0 | 0 | 0 | 0 | 0 | 0 | 0 | 0 | 0 | 0 | 0 | 0 | 0 | 0 | 0 | 0 | 0 | 0 | 0 | 0 | 0 | 0
F4_Industrial_Food Processing_Existing_Process_Natural Gas_Process Heating_Baseline Forecast | F4 | Industrial | Food Processing | Existing | Process | Natural Gas | Process Heating | Baseline Forecast | Winter Peak Demand (MW) | 0 | 0 | 0 | 0 | 0 | 0 | 0 | 0 | 0 | 0 | 0 | 0 | 0 | 0 | 0 | 0 | 0 | 0 | 0 | 0 | 0 | 0 | 0 | 0 | 0 | 0 | 0 | 0 | 0 | 0 | 0 | 0 | 0
F5_Industrial_Food Processing_Existing_Process_Natural Gas_Process Heating_Baseline Forecast | F5 | Industrial | Food Processing | Existing | Process | Natural Gas | Process Heating | Baseline Forecast | Turnover | 0 | 0 | 0 | 0 | 0 | 0 | 0 | 0 | 0 | 0 | 0 | 0 | 0 | 0 | 0 | 0 | 0 | 0 | 0 | 0 | 0 | 0 | 0 | 0 | 0 | 0 | 0 | 0 | 0 | 0 | 0 | 0 | 0
F6_Industrial_Food Processing_Existing_Process_Natural Gas_Process Heating_Baseline Forecast | F6 | Industrial | Food Processing | Existing | Process | Natural Gas | Process Heating | Baseline Forecast | Avg. Replacement Usage (kWh) | 0 | 0 | 0 | 0 | 0 | 0 | 0 | 0 | 0 | 0 | 0 | 0 | 0 | 0 | 0 | 0 | 0 | 0 | 0 | 0 | 0 | 0 | 0 | 0 | 0 | 0 | 0 | 0 | 0 | 0 | 0 | 0 | 0
F7_Industrial_Food Processing_Existing_Process_Natural Gas_Process Heating_Baseline Forecast | F7 | Industrial | Food Processing | Existing | Process | Natural Gas | Process Heating | Baseline Forecast | Avg. Replacement Summer Demand (kW) | 0 | 0 | 0 | 0 | 0 | 0 | 0 | 0 | 0 | 0 | 0 | 0 | 0 | 0 | 0 | 0 | 0 | 0 | 0 | 0 | 0 | 0 | 0 | 0 | 0 | 0 | 0 | 0 | 0 | 0 | 0 | 0 | 0
F8_Industrial_Food Processing_Existing_Process_Natural Gas_Process Heating_Baseline Forecast | F8 | Industrial | Food Processing | Existing | Process | Natural Gas | Process Heating | Baseline Forecast | Avg. Replacement Winter Demand (kW) | 0 | 0 | 0 | 0 | 0 | 0 | 0 | 0 | 0 | 0 | 0 | 0 | 0 | 0 | 0 | 0 | 0 | 0 | 0 | 0 | 0 | 0 | 0 | 0 | 0 | 0 | 0 | 0 | 0 | 0 | 0 | 0 | 0
F1_Industrial_Food Processing_Existing_Process_Natural Gas_Process Boiler_Baseline Forecast | F1 | Industrial | Food Processing | Existing | Process | Natural Gas | Process Boiler | Baseline Forecast | Units | 0 | 0 | 0 | 0 | 0 | 0 | 0 | 0 | 0 | 0 | 0 | 0 | 0 | 0 | 0 | 0 | 0 | 0 | 0 | 0 | 0 | 0 | 0 | 0 | 0 | 0 | 0 | 0 | 0 | 0 | 0 | 0 | 0
F2_Industrial_Food Processing_Existing_Process_Natural Gas_Process Boiler_Baseline Forecast | F2 | Industrial | Food Processing | Existing | Process | Natural Gas | Process Boiler | Baseline Forecast | Usage (MMtherm) | 0 | 0 | 0 | 0 | 0 | 0 | 0 | 0 | 0 | 0 | 0 | 0 | 0 | 0 | 0 | 0 | 0 | 0 | 0 | 0 | 0 | 0 | 0 | 0 | 0 | 0 | 0 | 0 | 0 | 0 | 0 | 0 | 0
F3_Industrial_Food Processing_Existing_Process_Natural Gas_Process Boiler_Baseline Forecast | F3 | Industrial | Food Processing | Existing | Process | Natural Gas | Process Boiler | Baseline Forecast | Summer Peak Demand (MW) | 0 | 0 | 0 | 0 | 0 | 0 | 0 | 0 | 0 | 0 | 0 | 0 | 0 | 0 | 0 | 0 | 0 | 0 | 0 | 0 | 0 | 0 | 0 | 0 | 0 | 0 | 0 | 0 | 0 | 0 | 0 | 0 | 0
F4_Industrial_Food Processing_Existing_Process_Natural Gas_Process Boiler_Baseline Forecast | F4 | Industrial | Food Processing | Existing | Process | Natural Gas | Process Boiler | Baseline Forecast | Winter Peak Demand (MW) | 0 | 0 | 0 | 0 | 0 | 0 | 0 | 0 | 0 | 0 | 0 | 0 | 0 | 0 | 0 | 0 | 0 | 0 | 0 | 0 | 0 | 0 | 0 | 0 | 0 | 0 | 0 | 0 | 0 | 0 | 0 | 0 | 0
F5_Industrial_Food Processing_Existing_Process_Natural Gas_Process Boiler_Baseline Forecast | F5 | Industrial | Food Processing | Existing | Process | Natural Gas | Process Boiler | Baseline Forecast | Turnover | 0 | 0 | 0 | 0 | 0 | 0 | 0 | 0 | 0 | 0 | 0 | 0 | 0 | 0 | 0 | 0 | 0 | 0 | 0 | 0 | 0 | 0 | 0 | 0 | 0 | 0 | 0 | 0 | 0 | 0 | 0 | 0 | 0
F6_Industrial_Food Processing_Existing_Process_Natural Gas_Process Boiler_Baseline Forecast | F6 | Industrial | Food Processing | Existing | Process | Natural Gas | Process Boiler | Baseline Forecast | Avg. Replacement Usage (kWh) | 0 | 0 | 0 | 0 | 0 | 0 | 0 | 0 | 0 | 0 | 0 | 0 | 0 | 0 | 0 | 0 | 0 | 0 | 0 | 0 | 0 | 0 | 0 | 0 | 0 | 0 | 0 | 0 | 0 | 0 | 0 | 0 | 0
F7_Industrial_Food Processing_Existing_Process_Natural Gas_Process Boiler_Baseline Forecast | F7 | Industrial | Food Processing | Existing | Process | Natural Gas | Process Boiler | Baseline Forecast | Avg. Replacement Summer Demand (kW) | 0 | 0 | 0 | 0 | 0 | 0 | 0 | 0 | 0 | 0 | 0 | 0 | 0 | 0 | 0 | 0 | 0 | 0 | 0 | 0 | 0 | 0 | 0 | 0 | 0 | 0 | 0 | 0 | 0 | 0 | 0 | 0 | 0
F8_Industrial_Food Processing_Existing_Process_Natural Gas_Process Boiler_Baseline Forecast | F8 | Industrial | Food Processing | Existing | Process | Natural Gas | Process Boiler | Baseline Forecast | Avg. Replacement Winter Demand (kW) | 0 | 0 | 0 | 0 | 0 | 0 | 0 | 0 | 0 | 0 | 0 | 0 | 0 | 0 | 0 | 0 | 0 | 0 | 0 | 0 | 0 | 0 | 0 | 0 | 0 | 0 | 0 | 0 | 0 | 0 | 0 | 0 | 0
F1_Industrial_Food Processing_Existing_Process_Natural Gas_Process Cooling_Baseline Forecast | F1 | Industrial | Food Processing | Existing | Process | Natural Gas | Process Cooling | Baseline Forecast | Units | 0 | 0 | 0 | 0 | 0 | 0 | 0 | 0 | 0 | 0 | 0 | 0 | 0 | 0 | 0 | 0 | 0 | 0 | 0 | 0 | 0 | 0 | 0 | 0 | 0 | 0 | 0 | 0 | 0 | 0 | 0 | 0 | 0
F2_Industrial_Food Processing_Existing_Process_Natural Gas_Process Cooling_Baseline Forecast | F2 | Industrial | Food Processing | Existing | Process | Natural Gas | Process Cooling | Baseline Forecast | Usage (MMtherm) | 0 | 0 | 0 | 0 | 0 | 0 | 0 | 0 | 0 | 0 | 0 | 0 | 0 | 0 | 0 | 0 | 0 | 0 | 0 | 0 | 0 | 0 | 0 | 0 | 0 | 0 | 0 | 0 | 0 | 0 | 0 | 0 | 0
F3_Industrial_Food Processing_Existing_Process_Natural Gas_Process Cooling_Baseline Forecast | F3 | Industrial | Food Processing | Existing | Process | Natural Gas | Process Cooling | Baseline Forecast | Summer Peak Demand (MW) | 0 | 0 | 0 | 0 | 0 | 0 | 0 | 0 | 0 | 0 | 0 | 0 | 0 | 0 | 0 | 0 | 0 | 0 | 0 | 0 | 0 | 0 | 0 | 0 | 0 | 0 | 0 | 0 | 0 | 0 | 0 | 0 | 0
F4_Industrial_Food Processing_Existing_Process_Natural Gas_Process Cooling_Baseline Forecast | F4 | Industrial | Food Processing | Existing | Process | Natural Gas | Process Cooling | Baseline Forecast | Winter Peak Demand (MW) | 0 | 0 | 0 | 0 | 0 | 0 | 0 | 0 | 0 | 0 | 0 | 0 | 0 | 0 | 0 | 0 | 0 | 0 | 0 | 0 | 0 | 0 | 0 | 0 | 0 | 0 | 0 | 0 | 0 | 0 | 0 | 0 | 0
F5_Industrial_Food Processing_Existing_Process_Natural Gas_Process Cooling_Baseline Forecast | F5 | Industrial | Food Processing | Existing | Process | Natural Gas | Process Cooling | Baseline Forecast | Turnover | 0 | 0 | 0 | 0 | 0 | 0 | 0 | 0 | 0 | 0 | 0 | 0 | 0 | 0 | 0 | 0 | 0 | 0 | 0 | 0 | 0 | 0 | 0 | 0 | 0 | 0 | 0 | 0 | 0 | 0 | 0 | 0 | 0
F6_Industrial_Food Processing_Existing_Process_Natural Gas_Process Cooling_Baseline Forecast | F6 | Industrial | Food Processing | Existing | Process | Natural Gas | Process Cooling | Baseline Forecast | Avg. Replacement Usage (kWh) | 0 | 0 | 0 | 0 | 0 | 0 | 0 | 0 | 0 | 0 | 0 | 0 | 0 | 0 | 0 | 0 | 0 | 0 | 0 | 0 | 0 | 0 | 0 | 0 | 0 | 0 | 0 | 0 | 0 | 0 | 0 | 0 | 0
F7_Industrial_Food Processing_Existing_Process_Natural Gas_Process Cooling_Baseline Forecast | F7 | Industrial | Food Processing | Existing | Process | Natural Gas | Process Cooling | Baseline Forecast | Avg. Replacement Summer Demand (kW) | 0 | 0 | 0 | 0 | 0 | 0 | 0 | 0 | 0 | 0 | 0 | 0 | 0 | 0 | 0 | 0 | 0 | 0 | 0 | 0 | 0 | 0 | 0 | 0 | 0 | 0 | 0 | 0 | 0 | 0 | 0 | 0 | 0
F8_Industrial_Food Processing_Existing_Process_Natural Gas_Process Cooling_Baseline Forecast | F8 | Industrial | Food Processing | Existing | Process | Natural Gas | Process Cooling | Baseline Forecast | Avg. Replacement Winter Demand (kW) | 0 | 0 | 0 | 0 | 0 | 0 | 0 | 0 | 0 | 0 | 0 | 0 | 0 | 0 | 0 | 0 | 0 | 0 | 0 | 0 | 0 | 0 | 0 | 0 | 0 | 0 | 0 | 0 | 0 | 0 | 0 | 0 | 0
F1_Industrial_Food Processing_Existing_Process_Natural Gas_Other Process_Baseline Forecast | F1 | Industrial | Food Processing | Existing | Process | Natural Gas | Other Process | Baseline Forecast | Units | 0 | 0 | 0 | 0 | 0 | 0 | 0 | 0 | 0 | 0 | 0 | 0 | 0 | 0 | 0 | 0 | 0 | 0 | 0 | 0 | 0 | 0 | 0 | 0 | 0 | 0 | 0 | 0 | 0 | 0 | 0 | 0 | 0
F2_Industrial_Food Processing_Existing_Process_Natural Gas_Other Process_Baseline Forecast | F2 | Industrial | Food Processing | Existing | Process | Natural Gas | Other Process | Baseline Forecast | Usage (MMtherm) | 0 | 0 | 0 | 0 | 0 | 0 | 0 | 0 | 0 | 0 | 0 | 0 | 0 | 0 | 0 | 0 | 0 | 0 | 0 | 0 | 0 | 0 | 0 | 0 | 0 | 0 | 0 | 0 | 0 | 0 | 0 | 0 | 0
F3_Industrial_Food Processing_Existing_Process_Natural Gas_Other Process_Baseline Forecast | F3 | Industrial | Food Processing | Existing | Process | Natural Gas | Other Process | Baseline Forecast | Summer Peak Demand (MW) | 0 | 0 | 0 | 0 | 0 | 0 | 0 | 0 | 0 | 0 | 0 | 0 | 0 | 0 | 0 | 0 | 0 | 0 | 0 | 0 | 0 | 0 | 0 | 0 | 0 | 0 | 0 | 0 | 0 | 0 | 0 | 0 | 0
F4_Industrial_Food Processing_Existing_Process_Natural Gas_Other Process_Baseline Forecast | F4 | Industrial | Food Processing | Existing | Process | Natural Gas | Other Process | Baseline Forecast | Winter Peak Demand (MW) | 0 | 0 | 0 | 0 | 0 | 0 | 0 | 0 | 0 | 0 | 0 | 0 | 0 | 0 | 0 | 0 | 0 | 0 | 0 | 0 | 0 | 0 | 0 | 0 | 0 | 0 | 0 | 0 | 0 | 0 | 0 | 0 | 0
F5_Industrial_Food Processing_Existing_Process_Natural Gas_Other Process_Baseline Forecast | F5 | Industrial | Food Processing | Existing | Process | Natural Gas | Other Process | Baseline Forecast | Turnover | 0 | 0 | 0 | 0 | 0 | 0 | 0 | 0 | 0 | 0 | 0 | 0 | 0 | 0 | 0 | 0 | 0 | 0 | 0 | 0 | 0 | 0 | 0 | 0 | 0 | 0 | 0 | 0 | 0 | 0 | 0 | 0 | 0
F6_Industrial_Food Processing_Existing_Process_Natural Gas_Other Process_Baseline Forecast | F6 | Industrial | Food Processing | Existing | Process | Natural Gas | Other Process | Baseline Forecast | Avg. Replacement Usage (kWh) | 0 | 0 | 0 | 0 | 0 | 0 | 0 | 0 | 0 | 0 | 0 | 0 | 0 | 0 | 0 | 0 | 0 | 0 | 0 | 0 | 0 | 0 | 0 | 0 | 0 | 0 | 0 | 0 | 0 | 0 | 0 | 0 | 0
F7_Industrial_Food Processing_Existing_Process_Natural Gas_Other Process_Baseline Forecast | F7 | Industrial | Food Processing | Existing | Process | Natural Gas | Other Process | Baseline Forecast | Avg. Replacement Summer Demand (kW) | 0 | 0 | 0 | 0 | 0 | 0 | 0 | 0 | 0 | 0 | 0 | 0 | 0 | 0 | 0 | 0 | 0 | 0 | 0 | 0 | 0 | 0 | 0 | 0 | 0 | 0 | 0 | 0 | 0 | 0 | 0 | 0 | 0
F8_Industrial_Food Processing_Existing_Process_Natural Gas_Other Process_Baseline Forecast | F8 | Industrial | Food Processing | Existing | Process | Natural Gas | Other Process | Baseline Forecast | Avg. Replacement Winter Demand (kW) | 0 | 0 | 0 | 0 | 0 | 0 | 0 | 0 | 0 | 0 | 0 | 0 | 0 | 0 | 0 | 0 | 0 | 0 | 0 | 0 | 0 | 0 | 0 | 0 | 0 | 0 | 0 | 0 | 0 | 0 | 0 | 0 | 0
F1_Industrial_Food Processing_Existing_Miscellaneous_Natural Gas_Miscellaneous_Baseline Forecast | F1 | Industrial | Food Processing | Existing | Miscellaneous | Natural Gas | Miscellaneous | Baseline Forecast | Units | 0 | 0 | 0 | 0 | 0 | 0 | 0 | 0 | 0 | 0 | 0 | 0 | 0 | 0 | 0 | 0 | 0 | 0 | 0 | 0 | 0 | 0 | 0 | 0 | 0 | 0 | 0 | 0 | 0 | 0 | 0 | 0 | 0
F2_Industrial_Food Processing_Existing_Miscellaneous_Natural Gas_Miscellaneous_Baseline Forecast | F2 | Industrial | Food Processing | Existing | Miscellaneous | Natural Gas | Miscellaneous | Baseline Forecast | Usage (MMtherm) | 0 | 0 | 0 | 0 | 0 | 0 | 0 | 0 | 0 | 0 | 0 | 0 | 0 | 0 | 0 | 0 | 0 | 0 | 0 | 0 | 0 | 0 | 0 | 0 | 0 | 0 | 0 | 0 | 0 | 0 | 0 | 0 | 0
F3_Industrial_Food Processing_Existing_Miscellaneous_Natural Gas_Miscellaneous_Baseline Forecast | F3 | Industrial | Food Processing | Existing | Miscellaneous | Natural Gas | Miscellaneous | Baseline Forecast | Summer Peak Demand (MW) | 0 | 0 | 0 | 0 | 0 | 0 | 0 | 0 | 0 | 0 | 0 | 0 | 0 | 0 | 0 | 0 | 0 | 0 | 0 | 0 | 0 | 0 | 0 | 0 | 0 | 0 | 0 | 0 | 0 | 0 | 0 | 0 | 0
F4_Industrial_Food Processing_Existing_Miscellaneous_Natural Gas_Miscellaneous_Baseline Forecast | F4 | Industrial | Food Processing | Existing | Miscellaneous | Natural Gas | Miscellaneous | Baseline Forecast | Winter Peak Demand (MW) | 0 | 0 | 0 | 0 | 0 | 0 | 0 | 0 | 0 | 0 | 0 | 0 | 0 | 0 | 0 | 0 | 0 | 0 | 0 | 0 | 0 | 0 | 0 | 0 | 0 | 0 | 0 | 0 | 0 | 0 | 0 | 0 | 0
F5_Industrial_Food Processing_Existing_Miscellaneous_Natural Gas_Miscellaneous_Baseline Forecast | F5 | Industrial | Food Processing | Existing | Miscellaneous | Natural Gas | Miscellaneous | Baseline Forecast | Turnover | 0 | 0 | 0 | 0 | 0 | 0 | 0 | 0 | 0 | 0 | 0 | 0 | 0 | 0 | 0 | 0 | 0 | 0 | 0 | 0 | 0 | 0 | 0 | 0 | 0 | 0 | 0 | 0 | 0 | 0 | 0 | 0 | 0
F6_Industrial_Food Processing_Existing_Miscellaneous_Natural Gas_Miscellaneous_Baseline Forecast | F6 | Industrial | Food Processing | Existing | Miscellaneous | Natural Gas | Miscellaneous | Baseline Forecast | Avg. Replacement Usage (kWh) | 0 | 0 | 0 | 0 | 0 | 0 | 0 | 0 | 0 | 0 | 0 | 0 | 0 | 0 | 0 | 0 | 0 | 0 | 0 | 0 | 0 | 0 | 0 | 0 | 0 | 0 | 0 | 0 | 0 | 0 | 0 | 0 | 0
F7_Industrial_Food Processing_Existing_Miscellaneous_Natural Gas_Miscellaneous_Baseline Forecast | F7 | Industrial | Food Processing | Existing | Miscellaneous | Natural Gas | Miscellaneous | Baseline Forecast | Avg. Replacement Summer Demand (kW) | 0 | 0 | 0 | 0 | 0 | 0 | 0 | 0 | 0 | 0 | 0 | 0 | 0 | 0 | 0 | 0 | 0 | 0 | 0 | 0 | 0 | 0 | 0 | 0 | 0 | 0 | 0 | 0 | 0 | 0 | 0 | 0 | 0
F8_Industrial_Food Processing_Existing_Miscellaneous_Natural Gas_Miscellaneous_Baseline Forecast | F8 | Industrial | Food Processing | Existing | Miscellaneous | Natural Gas | Miscellaneous | Baseline Forecast | Avg. Replacement Winter Demand (kW) | 0 | 0 | 0 | 0 | 0 | 0 | 0 | 0 | 0 | 0 | 0 | 0 | 0 | 0 | 0 | 0 | 0 | 0 | 0 | 0 | 0 | 0 | 0 | 0 | 0 | 0 | 0 | 0 | 0 | 0 | 0 | 0 | 0
F1_Industrial_Food Processing_New_Space Heating_Natural Gas_Furnace_Baseline Forecast | F1 | Industrial | Food Processing | New | Space Heating | Natural Gas | Furnace | Baseline Forecast | Units | 0 | 0 | 0 | 0 | 0 | 0 | 0 | 0 | 0 | 0 | 0 | 0 | 0 | 0 | 0 | 0 | 0 | 0 | 0 | 0 | 0 | 0 | 0 | 0 | 0 | 0 | 0 | 0 | 0 | 0 | 0 | 0 | 0
F2_Industrial_Food Processing_New_Space Heating_Natural Gas_Furnace_Baseline Forecast | F2 | Industrial | Food Processing | New | Space Heating | Natural Gas | Furnace | Baseline Forecast | Usage (MMtherm) | 0 | 0 | 0 | 0 | 0 | 0 | 0 | 0 | 0 | 0 | 0 | 0 | 0 | 0 | 0 | 0 | 0 | 0 | 0 | 0 | 0 | 0 | 0 | 0 | 0 | 0 | 0 | 0 | 0 | 0 | 0 | 0 | 0
F3_Industrial_Food Processing_New_Space Heating_Natural Gas_Furnace_Baseline Forecast | F3 | Industrial | Food Processing | New | Space Heating | Natural Gas | Furnace | Baseline Forecast | Summer Peak Demand (MW) | 0 | 0 | 0 | 0 | 0 | 0 | 0 | 0 | 0 | 0 | 0 | 0 | 0 | 0 | 0 | 0 | 0 | 0 | 0 | 0 | 0 | 0 | 0 | 0 | 0 | 0 | 0 | 0 | 0 | 0 | 0 | 0 | 0
F4_Industrial_Food Processing_New_Space Heating_Natural Gas_Furnace_Baseline Forecast | F4 | Industrial | Food Processing | New | Space Heating | Natural Gas | Furnace | Baseline Forecast | Winter Peak Demand (MW) | 0 | 0 | 0 | 0 | 0 | 0 | 0 | 0 | 0 | 0 | 0 | 0 | 0 | 0 | 0 | 0 | 0 | 0 | 0 | 0 | 0 | 0 | 0 | 0 | 0 | 0 | 0 | 0 | 0 | 0 | 0 | 0 | 0
F5_Industrial_Food Processing_New_Space Heating_Natural Gas_Furnace_Baseline Forecast | F5 | Industrial | Food Processing | New | Space Heating | Natural Gas | Furnace | Baseline Forecast | Turnover | 0 | 0 | 0 | 0 | 0 | 0 | 0 | 0 | 0 | 0 | 0 | 0 | 0 | 0 | 0 | 0 | 0 | 0 | 0 | 0 | 0 | 0 | 0 | 0 | 0 | 0 | 0 | 0 | 0 | 0 | 0 | 0 | 0
F6_Industrial_Food Processing_New_Space Heating_Natural Gas_Furnace_Baseline Forecast | F6 | Industrial | Food Processing | New | Space Heating | Natural Gas | Furnace | Baseline Forecast | Avg. Replacement Usage (kWh) | 0 | 0 | 0 | 0 | 0 | 0 | 0 | 0 | 0 | 0 | 0 | 0 | 0 | 0 | 0 | 0 | 0 | 0 | 0 | 0 | 0 | 0 | 0 | 0 | 0 | 0 | 0 | 0 | 0 | 0 | 0 | 0 | 0
F7_Industrial_Food Processing_New_Space Heating_Natural Gas_Furnace_Baseline Forecast | F7 | Industrial | Food Processing | New | Space Heating | Natural Gas | Furnace | Baseline Forecast | Avg. Replacement Summer Demand (kW) | 0 | 0 | 0 | 0 | 0 | 0 | 0 | 0 | 0 | 0 | 0 | 0 | 0 | 0 | 0 | 0 | 0 | 0 | 0 | 0 | 0 | 0 | 0 | 0 | 0 | 0 | 0 | 0 | 0 | 0 | 0 | 0 | 0
F8_Industrial_Food Processing_New_Space Heating_Natural Gas_Furnace_Baseline Forecast | F8 | Industrial | Food Processing | New | Space Heating | Natural Gas | Furnace | Baseline Forecast | Avg. Replacement Winter Demand (kW) | 0 | 0 | 0 | 0 | 0 | 0 | 0 | 0 | 0 | 0 | 0 | 0 | 0 | 0 | 0 | 0 | 0 | 0 | 0 | 0 | 0 | 0 | 0 | 0 | 0 | 0 | 0 | 0 | 0 | 0 | 0 | 0 | 0
F1_Industrial_Food Processing_New_Space Heating_Natural Gas_Boiler_Baseline Forecast | F1 | Industrial | Food Processing | New | Space Heating | Natural Gas | Boiler | Baseline Forecast | Units | 0 | 0 | 0 | 0 | 0 | 0 | 0 | 0 | 0 | 0 | 0 | 0 | 0 | 0 | 0 | 0 | 0 | 0 | 0 | 0 | 0 | 0 | 0 | 0 | 0 | 0 | 0 | 0 | 0 | 0 | 0 | 0 | 0
F2_Industrial_Food Processing_New_Space Heating_Natural Gas_Boiler_Baseline Forecast | F2 | Industrial | Food Processing | New | Space Heating | Natural Gas | Boiler | Baseline Forecast | Usage (MMtherm) | 0 | 0 | 0 | 0 | 0 | 0 | 0 | 0 | 0 | 0 | 0 | 0 | 0 | 0 | 0 | 0 | 0 | 0 | 0 | 0 | 0 | 0 | 0 | 0 | 0 | 0 | 0 | 0 | 0 | 0 | 0 | 0 | 0
F3_Industrial_Food Processing_New_Space Heating_Natural Gas_Boiler_Baseline Forecast | F3 | Industrial | Food Processing | New | Space Heating | Natural Gas | Boiler | Baseline Forecast | Summer Peak Demand (MW) | 0 | 0 | 0 | 0 | 0 | 0 | 0 | 0 | 0 | 0 | 0 | 0 | 0 | 0 | 0 | 0 | 0 | 0 | 0 | 0 | 0 | 0 | 0 | 0 | 0 | 0 | 0 | 0 | 0 | 0 | 0 | 0 | 0
F4_Industrial_Food Processing_New_Space Heating_Natural Gas_Boiler_Baseline Forecast | F4 | Industrial | Food Processing | New | Space Heating | Natural Gas | Boiler | Baseline Forecast | Winter Peak Demand (MW) | 0 | 0 | 0 | 0 | 0 | 0 | 0 | 0 | 0 | 0 | 0 | 0 | 0 | 0 | 0 | 0 | 0 | 0 | 0 | 0 | 0 | 0 | 0 | 0 | 0 | 0 | 0 | 0 | 0 | 0 | 0 | 0 | 0
F5_Industrial_Food Processing_New_Space Heating_Natural Gas_Boiler_Baseline Forecast | F5 | Industrial | Food Processing | New | Space Heating | Natural Gas | Boiler | Baseline Forecast | Turnover | 0 | 0 | 0 | 0 | 0 | 0 | 0 | 0 | 0 | 0 | 0 | 0 | 0 | 0 | 0 | 0 | 0 | 0 | 0 | 0 | 0 | 0 | 0 | 0 | 0 | 0 | 0 | 0 | 0 | 0 | 0 | 0 | 0
F6_Industrial_Food Processing_New_Space Heating_Natural Gas_Boiler_Baseline Forecast | F6 | Industrial | Food Processing | New | Space Heating | Natural Gas | Boiler | Baseline Forecast | Avg. Replacement Usage (kWh) | 0 | 0 | 0 | 0 | 0 | 0 | 0 | 0 | 0 | 0 | 0 | 0 | 0 | 0 | 0 | 0 | 0 | 0 | 0 | 0 | 0 | 0 | 0 | 0 | 0 | 0 | 0 | 0 | 0 | 0 | 0 | 0 | 0
F7_Industrial_Food Processing_New_Space Heating_Natural Gas_Boiler_Baseline Forecast | F7 | Industrial | Food Processing | New | Space Heating | Natural Gas | Boiler | Baseline Forecast | Avg. Replacement Summer Demand (kW) | 0 | 0 | 0 | 0 | 0 | 0 | 0 | 0 | 0 | 0 | 0 | 0 | 0 | 0 | 0 | 0 | 0 | 0 | 0 | 0 | 0 | 0 | 0 | 0 | 0 | 0 | 0 | 0 | 0 | 0 | 0 | 0 | 0
F8_Industrial_Food Processing_New_Space Heating_Natural Gas_Boiler_Baseline Forecast | F8 | Industrial | Food Processing | New | Space Heating | Natural Gas | Boiler | Baseline Forecast | Avg. Replacement Winter Demand (kW) | 0 | 0 | 0 | 0 | 0 | 0 | 0 | 0 | 0 | 0 | 0 | 0 | 0 | 0 | 0 | 0 | 0 | 0 | 0 | 0 | 0 | 0 | 0 | 0 | 0 | 0 | 0 | 0 | 0 | 0 | 0 | 0 | 0
F1_Industrial_Food Processing_New_Space Heating_Natural Gas_Unit Heater_Baseline Forecast | F1 | Industrial | Food Processing | New | Space Heating | Natural Gas | Unit Heater | Baseline Forecast | Units | 0 | 0 | 0 | 0 | 0 | 0 | 0 | 0 | 0 | 0 | 0 | 0 | 0 | 0 | 0 | 0 | 0 | 0 | 0 | 0 | 0 | 0 | 0 | 0 | 0 | 0 | 0 | 0 | 0 | 0 | 0 | 0 | 0
F2_Industrial_Food Processing_New_Space Heating_Natural Gas_Unit Heater_Baseline Forecast | F2 | Industrial | Food Processing | New | Space Heating | Natural Gas | Unit Heater | Baseline Forecast | Usage (MMtherm) | 0 | 0 | 0 | 0 | 0 | 0 | 0 | 0 | 0 | 0 | 0 | 0 | 0 | 0 | 0 | 0 | 0 | 0 | 0 | 0 | 0 | 0 | 0 | 0 | 0 | 0 | 0 | 0 | 0 | 0 | 0 | 0 | 0
F3_Industrial_Food Processing_New_Space Heating_Natural Gas_Unit Heater_Baseline Forecast | F3 | Industrial | Food Processing | New | Space Heating | Natural Gas | Unit Heater | Baseline Forecast | Summer Peak Demand (MW) | 0 | 0 | 0 | 0 | 0 | 0 | 0 | 0 | 0 | 0 | 0 | 0 | 0 | 0 | 0 | 0 | 0 | 0 | 0 | 0 | 0 | 0 | 0 | 0 | 0 | 0 | 0 | 0 | 0 | 0 | 0 | 0 | 0
F4_Industrial_Food Processing_New_Space Heating_Natural Gas_Unit Heater_Baseline Forecast | F4 | Industrial | Food Processing | New | Space Heating | Natural Gas | Unit Heater | Baseline Forecast | Winter Peak Demand (MW) | 0 | 0 | 0 | 0 | 0 | 0 | 0 | 0 | 0 | 0 | 0 | 0 | 0 | 0 | 0 | 0 | 0 | 0 | 0 | 0 | 0 | 0 | 0 | 0 | 0 | 0 | 0 | 0 | 0 | 0 | 0 | 0 | 0
F5_Industrial_Food Processing_New_Space Heating_Natural Gas_Unit Heater_Baseline Forecast | F5 | Industrial | Food Processing | New | Space Heating | Natural Gas | Unit Heater | Baseline Forecast | Turnover | 0 | 0 | 0 | 0 | 0 | 0 | 0 | 0 | 0 | 0 | 0 | 0 | 0 | 0 | 0 | 0 | 0 | 0 | 0 | 0 | 0 | 0 | 0 | 0 | 0 | 0 | 0 | 0 | 0 | 0 | 0 | 0 | 0
F6_Industrial_Food Processing_New_Space Heating_Natural Gas_Unit Heater_Baseline Forecast | F6 | Industrial | Food Processing | New | Space Heating | Natural Gas | Unit Heater | Baseline Forecast | Avg. Replacement Usage (kWh) | 0 | 0 | 0 | 0 | 0 | 0 | 0 | 0 | 0 | 0 | 0 | 0 | 0 | 0 | 0 | 0 | 0 | 0 | 0 | 0 | 0 | 0 | 0 | 0 | 0 | 0 | 0 | 0 | 0 | 0 | 0 | 0 | 0
F7_Industrial_Food Processing_New_Space Heating_Natural Gas_Unit Heater_Baseline Forecast | F7 | Industrial | Food Processing | New | Space Heating | Natural Gas | Unit Heater | Baseline Forecast | Avg. Replacement Summer Demand (kW) | 0 | 0 | 0 | 0 | 0 | 0 | 0 | 0 | 0 | 0 | 0 | 0 | 0 | 0 | 0 | 0 | 0 | 0 | 0 | 0 | 0 | 0 | 0 | 0 | 0 | 0 | 0 | 0 | 0 | 0 | 0 | 0 | 0
F8_Industrial_Food Processing_New_Space Heating_Natural Gas_Unit Heater_Baseline Forecast | F8 | Industrial | Food Processing | New | Space Heating | Natural Gas | Unit Heater | Baseline Forecast | Avg. Replacement Winter Demand (kW) | 0 | 0 | 0 | 0 | 0 | 0 | 0 | 0 | 0 | 0 | 0 | 0 | 0 | 0 | 0 | 0 | 0 | 0 | 0 | 0 | 0 | 0 | 0 | 0 | 0 | 0 | 0 | 0 | 0 | 0 | 0 | 0 | 0
F1_Industrial_Food Processing_New_Process_Natural Gas_Process Heating_Baseline Forecast | F1 | Industrial | Food Processing | New | Process | Natural Gas | Process Heating | Baseline Forecast | Units | 0 | 0 | 0 | 0 | 0 | 0 | 0 | 0 | 0 | 0 | 0 | 0 | 0 | 0 | 0 | 0 | 0 | 0 | 0 | 0 | 0 | 0 | 0 | 0 | 0 | 0 | 0 | 0 | 0 | 0 | 0 | 0 | 0
F2_Industrial_Food Processing_New_Process_Natural Gas_Process Heating_Baseline Forecast | F2 | Industrial | Food Processing | New | Process | Natural Gas | Process Heating | Baseline Forecast | Usage (MMtherm) | 0 | 0 | 0 | 0 | 0 | 0 | 0 | 0 | 0 | 0 | 0 | 0 | 0 | 0 | 0 | 0 | 0 | 0 | 0 | 0 | 0 | 0 | 0 | 0 | 0 | 0 | 0 | 0 | 0 | 0 | 0 | 0 | 0
F3_Industrial_Food Processing_New_Process_Natural Gas_Process Heating_Baseline Forecast | F3 | Industrial | Food Processing | New | Process | Natural Gas | Process Heating | Baseline Forecast | Summer Peak Demand (MW) | 0 | 0 | 0 | 0 | 0 | 0 | 0 | 0 | 0 | 0 | 0 | 0 | 0 | 0 | 0 | 0 | 0 | 0 | 0 | 0 | 0 | 0 | 0 | 0 | 0 | 0 | 0 | 0 | 0 | 0 | 0 | 0 | 0
F4_Industrial_Food Processing_New_Process_Natural Gas_Process Heating_Baseline Forecast | F4 | Industrial | Food Processing | New | Process | Natural Gas | Process Heating | Baseline Forecast | Winter Peak Demand (MW) | 0 | 0 | 0 | 0 | 0 | 0 | 0 | 0 | 0 | 0 | 0 | 0 | 0 | 0 | 0 | 0 | 0 | 0 | 0 | 0 | 0 | 0 | 0 | 0 | 0 | 0 | 0 | 0 | 0 | 0 | 0 | 0 | 0
F5_Industrial_Food Processing_New_Process_Natural Gas_Process Heating_Baseline Forecast | F5 | Industrial | Food Processing | New | Process | Natural Gas | Process Heating | Baseline Forecast | Turnover | 0 | 0 | 0 | 0 | 0 | 0 | 0 | 0 | 0 | 0 | 0 | 0 | 0 | 0 | 0 | 0 | 0 | 0 | 0 | 0 | 0 | 0 | 0 | 0 | 0 | 0 | 0 | 0 | 0 | 0 | 0 | 0 | 0
F6_Industrial_Food Processing_New_Process_Natural Gas_Process Heating_Baseline Forecast | F6 | Industrial | Food Processing | New | Process | Natural Gas | Process Heating | Baseline Forecast | Avg. Replacement Usage (kWh) | 0 | 0 | 0 | 0 | 0 | 0 | 0 | 0 | 0 | 0 | 0 | 0 | 0 | 0 | 0 | 0 | 0 | 0 | 0 | 0 | 0 | 0 | 0 | 0 | 0 | 0 | 0 | 0 | 0 | 0 | 0 | 0 | 0
F7_Industrial_Food Processing_New_Process_Natural Gas_Process Heating_Baseline Forecast | F7 | Industrial | Food Processing | New | Process | Natural Gas | Process Heating | Baseline Forecast | Avg. Replacement Summer Demand (kW) | 0 | 0 | 0 | 0 | 0 | 0 | 0 | 0 | 0 | 0 | 0 | 0 | 0 | 0 | 0 | 0 | 0 | 0 | 0 | 0 | 0 | 0 | 0 | 0 | 0 | 0 | 0 | 0 | 0 | 0 | 0 | 0 | 0
F8_Industrial_Food Processing_New_Process_Natural Gas_Process Heating_Baseline Forecast | F8 | Industrial | Food Processing | New | Process | Natural Gas | Process Heating | Baseline Forecast | Avg. Replacement Winter Demand (kW) | 0 | 0 | 0 | 0 | 0 | 0 | 0 | 0 | 0 | 0 | 0 | 0 | 0 | 0 | 0 | 0 | 0 | 0 | 0 | 0 | 0 | 0 | 0 | 0 | 0 | 0 | 0 | 0 | 0 | 0 | 0 | 0 | 0
F1_Industrial_Food Processing_New_Process_Natural Gas_Process Boiler_Baseline Forecast | F1 | Industrial | Food Processing | New | Process | Natural Gas | Process Boiler | Baseline Forecast | Units | 0 | 0 | 0 | 0 | 0 | 0 | 0 | 0 | 0 | 0 | 0 | 0 | 0 | 0 | 0 | 0 | 0 | 0 | 0 | 0 | 0 | 0 | 0 | 0 | 0 | 0 | 0 | 0 | 0 | 0 | 0 | 0 | 0
F2_Industrial_Food Processing_New_Process_Natural Gas_Process Boiler_Baseline Forecast | F2 | Industrial | Food Processing | New | Process | Natural Gas | Process Boiler | Baseline Forecast | Usage (MMtherm) | 0 | 0 | 0 | 0 | 0 | 0 | 0 | 0 | 0 | 0 | 0 | 0 | 0 | 0 | 0 | 0 | 0 | 0 | 0 | 0 | 0 | 0 | 0 | 0 | 0 | 0 | 0 | 0 | 0 | 0 | 0 | 0 | 0
F3_Industrial_Food Processing_New_Process_Natural Gas_Process Boiler_Baseline Forecast | F3 | Industrial | Food Processing | New | Process | Natural Gas | Process Boiler | Baseline Forecast | Summer Peak Demand (MW) | 0 | 0 | 0 | 0 | 0 | 0 | 0 | 0 | 0 | 0 | 0 | 0 | 0 | 0 | 0 | 0 | 0 | 0 | 0 | 0 | 0 | 0 | 0 | 0 | 0 | 0 | 0 | 0 | 0 | 0 | 0 | 0 | 0
F4_Industrial_Food Processing_New_Process_Natural Gas_Process Boiler_Baseline Forecast | F4 | Industrial | Food Processing | New | Process | Natural Gas | Process Boiler | Baseline Forecast | Winter Peak Demand (MW) | 0 | 0 | 0 | 0 | 0 | 0 | 0 | 0 | 0 | 0 | 0 | 0 | 0 | 0 | 0 | 0 | 0 | 0 | 0 | 0 | 0 | 0 | 0 | 0 | 0 | 0 | 0 | 0 | 0 | 0 | 0 | 0 | 0
F5_Industrial_Food Processing_New_Process_Natural Gas_Process Boiler_Baseline Forecast | F5 | Industrial | Food Processing | New | Process | Natural Gas | Process Boiler | Baseline Forecast | Turnover | 0 | 0 | 0 | 0 | 0 | 0 | 0 | 0 | 0 | 0 | 0 | 0 | 0 | 0 | 0 | 0 | 0 | 0 | 0 | 0 | 0 | 0 | 0 | 0 | 0 | 0 | 0 | 0 | 0 | 0 | 0 | 0 | 0
F6_Industrial_Food Processing_New_Process_Natural Gas_Process Boiler_Baseline Forecast | F6 | Industrial | Food Processing | New | Process | Natural Gas | Process Boiler | Baseline Forecast | Avg. Replacement Usage (kWh) | 0 | 0 | 0 | 0 | 0 | 0 | 0 | 0 | 0 | 0 | 0 | 0 | 0 | 0 | 0 | 0 | 0 | 0 | 0 | 0 | 0 | 0 | 0 | 0 | 0 | 0 | 0 | 0 | 0 | 0 | 0 | 0 | 0
F7_Industrial_Food Processing_New_Process_Natural Gas_Process Boiler_Baseline Forecast | F7 | Industrial | Food Processing | New | Process | Natural Gas | Process Boiler | Baseline Forecast | Avg. Replacement Summer Demand (kW) | 0 | 0 | 0 | 0 | 0 | 0 | 0 | 0 | 0 | 0 | 0 | 0 | 0 | 0 | 0 | 0 | 0 | 0 | 0 | 0 | 0 | 0 | 0 | 0 | 0 | 0 | 0 | 0 | 0 | 0 | 0 | 0 | 0
F8_Industrial_Food Processing_New_Process_Natural Gas_Process Boiler_Baseline Forecast | F8 | Industrial | Food Processing | New | Process | Natural Gas | Process Boiler | Baseline Forecast | Avg. Replacement Winter Demand (kW) | 0 | 0 | 0 | 0 | 0 | 0 | 0 | 0 | 0 | 0 | 0 | 0 | 0 | 0 | 0 | 0 | 0 | 0 | 0 | 0 | 0 | 0 | 0 | 0 | 0 | 0 | 0 | 0 | 0 | 0 | 0 | 0 | 0
F1_Industrial_Food Processing_New_Process_Natural Gas_Process Cooling_Baseline Forecast | F1 | Industrial | Food Processing | New | Process | Natural Gas | Process Cooling | Baseline Forecast | Units | 0 | 0 | 0 | 0 | 0 | 0 | 0 | 0 | 0 | 0 | 0 | 0 | 0 | 0 | 0 | 0 | 0 | 0 | 0 | 0 | 0 | 0 | 0 | 0 | 0 | 0 | 0 | 0 | 0 | 0 | 0 | 0 | 0
F2_Industrial_Food Processing_New_Process_Natural Gas_Process Cooling_Baseline Forecast | F2 | Industrial | Food Processing | New | Process | Natural Gas | Process Cooling | Baseline Forecast | Usage (MMtherm) | 0 | 0 | 0 | 0 | 0 | 0 | 0 | 0 | 0 | 0 | 0 | 0 | 0 | 0 | 0 | 0 | 0 | 0 | 0 | 0 | 0 | 0 | 0 | 0 | 0 | 0 | 0 | 0 | 0 | 0 | 0 | 0 | 0
F3_Industrial_Food Processing_New_Process_Natural Gas_Process Cooling_Baseline Forecast | F3 | Industrial | Food Processing | New | Process | Natural Gas | Process Cooling | Baseline Forecast | Summer Peak Demand (MW) | 0 | 0 | 0 | 0 | 0 | 0 | 0 | 0 | 0 | 0 | 0 | 0 | 0 | 0 | 0 | 0 | 0 | 0 | 0 | 0 | 0 | 0 | 0 | 0 | 0 | 0 | 0 | 0 | 0 | 0 | 0 | 0 | 0
F4_Industrial_Food Processing_New_Process_Natural Gas_Process Cooling_Baseline Forecast | F4 | Industrial | Food Processing | New | Process | Natural Gas | Process Cooling | Baseline Forecast | Winter Peak Demand (MW) | 0 | 0 | 0 | 0 | 0 | 0 | 0 | 0 | 0 | 0 | 0 | 0 | 0 | 0 | 0 | 0 | 0 | 0 | 0 | 0 | 0 | 0 | 0 | 0 | 0 | 0 | 0 | 0 | 0 | 0 | 0 | 0 | 0
F5_Industrial_Food Processing_New_Process_Natural Gas_Process Cooling_Baseline Forecast | F5 | Industrial | Food Processing | New | Process | Natural Gas | Process Cooling | Baseline Forecast | Turnover | 0 | 0 | 0 | 0 | 0 | 0 | 0 | 0 | 0 | 0 | 0 | 0 | 0 | 0 | 0 | 0 | 0 | 0 | 0 | 0 | 0 | 0 | 0 | 0 | 0 | 0 | 0 | 0 | 0 | 0 | 0 | 0 | 0
F6_Industrial_Food Processing_New_Process_Natural Gas_Process Cooling_Baseline Forecast | F6 | Industrial | Food Processing | New | Process | Natural Gas | Process Cooling | Baseline Forecast | Avg. Replacement Usage (kWh) | 0 | 0 | 0 | 0 | 0 | 0 | 0 | 0 | 0 | 0 | 0 | 0 | 0 | 0 | 0 | 0 | 0 | 0 | 0 | 0 | 0 | 0 | 0 | 0 | 0 | 0 | 0 | 0 | 0 | 0 | 0 | 0 | 0
F7_Industrial_Food Processing_New_Process_Natural Gas_Process Cooling_Baseline Forecast | F7 | Industrial | Food Processing | New | Process | Natural Gas | Process Cooling | Baseline Forecast | Avg. Replacement Summer Demand (kW) | 0 | 0 | 0 | 0 | 0 | 0 | 0 | 0 | 0 | 0 | 0 | 0 | 0 | 0 | 0 | 0 | 0 | 0 | 0 | 0 | 0 | 0 | 0 | 0 | 0 | 0 | 0 | 0 | 0 | 0 | 0 | 0 | 0
F8_Industrial_Food Processing_New_Process_Natural Gas_Process Cooling_Baseline Forecast | F8 | Industrial | Food Processing | New | Process | Natural Gas | Process Cooling | Baseline Forecast | Avg. Replacement Winter Demand (kW) | 0 | 0 | 0 | 0 | 0 | 0 | 0 | 0 | 0 | 0 | 0 | 0 | 0 | 0 | 0 | 0 | 0 | 0 | 0 | 0 | 0 | 0 | 0 | 0 | 0 | 0 | 0 | 0 | 0 | 0 | 0 | 0 | 0
F1_Industrial_Food Processing_New_Process_Natural Gas_Other Process_Baseline Forecast | F1 | Industrial | Food Processing | New | Process | Natural Gas | Other Process | Baseline Forecast | Units | 0 | 0 | 0 | 0 | 0 | 0 | 0 | 0 | 0 | 0 | 0 | 0 | 0 | 0 | 0 | 0 | 0 | 0 | 0 | 0 | 0 | 0 | 0 | 0 | 0 | 0 | 0 | 0 | 0 | 0 | 0 | 0 | 0
F2_Industrial_Food Processing_New_Process_Natural Gas_Other Process_Baseline Forecast | F2 | Industrial | Food Processing | New | Process | Natural Gas | Other Process | Baseline Forecast | Usage (MMtherm) | 0 | 0 | 0 | 0 | 0 | 0 | 0 | 0 | 0 | 0 | 0 | 0 | 0 | 0 | 0 | 0 | 0 | 0 | 0 | 0 | 0 | 0 | 0 | 0 | 0 | 0 | 0 | 0 | 0 | 0 | 0 | 0 | 0
F3_Industrial_Food Processing_New_Process_Natural Gas_Other Process_Baseline Forecast | F3 | Industrial | Food Processing | New | Process | Natural Gas | Other Process | Baseline Forecast | Summer Peak Demand (MW) | 0 | 0 | 0 | 0 | 0 | 0 | 0 | 0 | 0 | 0 | 0 | 0 | 0 | 0 | 0 | 0 | 0 | 0 | 0 | 0 | 0 | 0 | 0 | 0 | 0 | 0 | 0 | 0 | 0 | 0 | 0 | 0 | 0
F4_Industrial_Food Processing_New_Process_Natural Gas_Other Process_Baseline Forecast | F4 | Industrial | Food Processing | New | Process | Natural Gas | Other Process | Baseline Forecast | Winter Peak Demand (MW) | 0 | 0 | 0 | 0 | 0 | 0 | 0 | 0 | 0 | 0 | 0 | 0 | 0 | 0 | 0 | 0 | 0 | 0 | 0 | 0 | 0 | 0 | 0 | 0 | 0 | 0 | 0 | 0 | 0 | 0 | 0 | 0 | 0
F5_Industrial_Food Processing_New_Process_Natural Gas_Other Process_Baseline Forecast | F5 | Industrial | Food Processing | New | Process | Natural Gas | Other Process | Baseline Forecast | Turnover | 0 | 0 | 0 | 0 | 0 | 0 | 0 | 0 | 0 | 0 | 0 | 0 | 0 | 0 | 0 | 0 | 0 | 0 | 0 | 0 | 0 | 0 | 0 | 0 | 0 | 0 | 0 | 0 | 0 | 0 | 0 | 0 | 0
F6_Industrial_Food Processing_New_Process_Natural Gas_Other Process_Baseline Forecast | F6 | Industrial | Food Processing | New | Process | Natural Gas | Other Process | Baseline Forecast | Avg. Replacement Usage (kWh) | 0 | 0 | 0 | 0 | 0 | 0 | 0 | 0 | 0 | 0 | 0 | 0 | 0 | 0 | 0 | 0 | 0 | 0 | 0 | 0 | 0 | 0 | 0 | 0 | 0 | 0 | 0 | 0 | 0 | 0 | 0 | 0 | 0
F7_Industrial_Food Processing_New_Process_Natural Gas_Other Process_Baseline Forecast | F7 | Industrial | Food Processing | New | Process | Natural Gas | Other Process | Baseline Forecast | Avg. Replacement Summer Demand (kW) | 0 | 0 | 0 | 0 | 0 | 0 | 0 | 0 | 0 | 0 | 0 | 0 | 0 | 0 | 0 | 0 | 0 | 0 | 0 | 0 | 0 | 0 | 0 | 0 | 0 | 0 | 0 | 0 | 0 | 0 | 0 | 0 | 0
F8_Industrial_Food Processing_New_Process_Natural Gas_Other Process_Baseline Forecast | F8 | Industrial | Food Processing | New | Process | Natural Gas | Other Process | Baseline Forecast | Avg. Replacement Winter Demand (kW) | 0 | 0 | 0 | 0 | 0 | 0 | 0 | 0 | 0 | 0 | 0 | 0 | 0 | 0 | 0 | 0 | 0 | 0 | 0 | 0 | 0 | 0 | 0 | 0 | 0 | 0 | 0 | 0 | 0 | 0 | 0 | 0 | 0
F1_Industrial_Food Processing_New_Miscellaneous_Natural Gas_Miscellaneous_Baseline Forecast | F1 | Industrial | Food Processing | New | Miscellaneous | Natural Gas | Miscellaneous | Baseline Forecast | Units | 0 | 0 | 0 | 0 | 0 | 0 | 0 | 0 | 0 | 0 | 0 | 0 | 0 | 0 | 0 | 0 | 0 | 0 | 0 | 0 | 0 | 0 | 0 | 0 | 0 | 0 | 0 | 0 | 0 | 0 | 0 | 0 | 0
F2_Industrial_Food Processing_New_Miscellaneous_Natural Gas_Miscellaneous_Baseline Forecast | F2 | Industrial | Food Processing | New | Miscellaneous | Natural Gas | Miscellaneous | Baseline Forecast | Usage (MMtherm) | 0 | 0 | 0 | 0 | 0 | 0 | 0 | 0 | 0 | 0 | 0 | 0 | 0 | 0 | 0 | 0 | 0 | 0 | 0 | 0 | 0 | 0 | 0 | 0 | 0 | 0 | 0 | 0 | 0 | 0 | 0 | 0 | 0
F3_Industrial_Food Processing_New_Miscellaneous_Natural Gas_Miscellaneous_Baseline Forecast | F3 | Industrial | Food Processing | New | Miscellaneous | Natural Gas | Miscellaneous | Baseline Forecast | Summer Peak Demand (MW) | 0 | 0 | 0 | 0 | 0 | 0 | 0 | 0 | 0 | 0 | 0 | 0 | 0 | 0 | 0 | 0 | 0 | 0 | 0 | 0 | 0 | 0 | 0 | 0 | 0 | 0 | 0 | 0 | 0 | 0 | 0 | 0 | 0
F4_Industrial_Food Processing_New_Miscellaneous_Natural Gas_Miscellaneous_Baseline Forecast | F4 | Industrial | Food Processing | New | Miscellaneous | Natural Gas | Miscellaneous | Baseline Forecast | Winter Peak Demand (MW) | 0 | 0 | 0 | 0 | 0 | 0 | 0 | 0 | 0 | 0 | 0 | 0 | 0 | 0 | 0 | 0 | 0 | 0 | 0 | 0 | 0 | 0 | 0 | 0 | 0 | 0 | 0 | 0 | 0 | 0 | 0 | 0 | 0
F5_Industrial_Food Processing_New_Miscellaneous_Natural Gas_Miscellaneous_Baseline Forecast | F5 | Industrial | Food Processing | New | Miscellaneous | Natural Gas | Miscellaneous | Baseline Forecast | Turnover | 0 | 0 | 0 | 0 | 0 | 0 | 0 | 0 | 0 | 0 | 0 | 0 | 0 | 0 | 0 | 0 | 0 | 0 | 0 | 0 | 0 | 0 | 0 | 0 | 0 | 0 | 0 | 0 | 0 | 0 | 0 | 0 | 0
F6_Industrial_Food Processing_New_Miscellaneous_Natural Gas_Miscellaneous_Baseline Forecast | F6 | Industrial | Food Processing | New | Miscellaneous | Natural Gas | Miscellaneous | Baseline Forecast | Avg. Replacement Usage (kWh) | 0 | 0 | 0 | 0 | 0 | 0 | 0 | 0 | 0 | 0 | 0 | 0 | 0 | 0 | 0 | 0 | 0 | 0 | 0 | 0 | 0 | 0 | 0 | 0 | 0 | 0 | 0 | 0 | 0 | 0 | 0 | 0 | 0
F7_Industrial_Food Processing_New_Miscellaneous_Natural Gas_Miscellaneous_Baseline Forecast | F7 | Industrial | Food Processing | New | Miscellaneous | Natural Gas | Miscellaneous | Baseline Forecast | Avg. Replacement Summer Demand (kW) | 0 | 0 | 0 | 0 | 0 | 0 | 0 | 0 | 0 | 0 | 0 | 0 | 0 | 0 | 0 | 0 | 0 | 0 | 0 | 0 | 0 | 0 | 0 | 0 | 0 | 0 | 0 | 0 | 0 | 0 | 0 | 0 | 0
F8_Industrial_Food Processing_New_Miscellaneous_Natural Gas_Miscellaneous_Baseline Forecast | F8 | Industrial | Food Processing | New | Miscellaneous | Natural Gas | Miscellaneous | Baseline Forecast | Avg. Replacement Winter Demand (kW) | 0 | 0 | 0 | 0 | 0 | 0 | 0 | 0 | 0 | 0 | 0 | 0 | 0 | 0 | 0 | 0 | 0 | 0 | 0 | 0 | 0 | 0 | 0 | 0 | 0 | 0 | 0 | 0 | 0 | 0 | 0 | 0 | 0
F1_Industrial_Lumber and Wood Products_Existing_Space Heating_Natural Gas_Furnace_Baseline Forecast | F1 | Industrial | Lumber and Wood Products | Existing | Space Heating | Natural Gas | Furnace | Baseline Forecast | Units | 0 | 0 | 0 | 0 | 0 | 0 | 0 | 0 | 0 | 0 | 0 | 0 | 0 | 0 | 0 | 0 | 0 | 0 | 0 | 0 | 0 | 0 | 0 | 0 | 0 | 0 | 0 | 0 | 0 | 0 | 0 | 0 | 0
F2_Industrial_Lumber and Wood Products_Existing_Space Heating_Natural Gas_Furnace_Baseline Forecast | F2 | Industrial | Lumber and Wood Products | Existing | Space Heating | Natural Gas | Furnace | Baseline Forecast | Usage (MMtherm) | 0 | 0 | 0 | 0 | 0 | 0 | 0 | 0 | 0 | 0 | 0 | 0 | 0 | 0 | 0 | 0 | 0 | 0 | 0 | 0 | 0 | 0 | 0 | 0 | 0 | 0 | 0 | 0 | 0 | 0 | 0 | 0 | 0
F3_Industrial_Lumber and Wood Products_Existing_Space Heating_Natural Gas_Furnace_Baseline Forecast | F3 | Industrial | Lumber and Wood Products | Existing | Space Heating | Natural Gas | Furnace | Baseline Forecast | Summer Peak Demand (MW) | 0 | 0 | 0 | 0 | 0 | 0 | 0 | 0 | 0 | 0 | 0 | 0 | 0 | 0 | 0 | 0 | 0 | 0 | 0 | 0 | 0 | 0 | 0 | 0 | 0 | 0 | 0 | 0 | 0 | 0 | 0 | 0 | 0
F4_Industrial_Lumber and Wood Products_Existing_Space Heating_Natural Gas_Furnace_Baseline Forecast | F4 | Industrial | Lumber and Wood Products | Existing | Space Heating | Natural Gas | Furnace | Baseline Forecast | Winter Peak Demand (MW) | 0 | 0 | 0 | 0 | 0 | 0 | 0 | 0 | 0 | 0 | 0 | 0 | 0 | 0 | 0 | 0 | 0 | 0 | 0 | 0 | 0 | 0 | 0 | 0 | 0 | 0 | 0 | 0 | 0 | 0 | 0 | 0 | 0
F5_Industrial_Lumber and Wood Products_Existing_Space Heating_Natural Gas_Furnace_Baseline Forecast | F5 | Industrial | Lumber and Wood Products | Existing | Space Heating | Natural Gas | Furnace | Baseline Forecast | Turnover | 0 | 0 | 0 | 0 | 0 | 0 | 0 | 0 | 0 | 0 | 0 | 0 | 0 | 0 | 0 | 0 | 0 | 0 | 0 | 0 | 0 | 0 | 0 | 0 | 0 | 0 | 0 | 0 | 0 | 0 | 0 | 0 | 0
F6_Industrial_Lumber and Wood Products_Existing_Space Heating_Natural Gas_Furnace_Baseline Forecast | F6 | Industrial | Lumber and Wood Products | Existing | Space Heating | Natural Gas | Furnace | Baseline Forecast | Avg. Replacement Usage (kWh) | 0 | 0 | 0 | 0 | 0 | 0 | 0 | 0 | 0 | 0 | 0 | 0 | 0 | 0 | 0 | 0 | 0 | 0 | 0 | 0 | 0 | 0 | 0 | 0 | 0 | 0 | 0 | 0 | 0 | 0 | 0 | 0 | 0
F7_Industrial_Lumber and Wood Products_Existing_Space Heating_Natural Gas_Furnace_Baseline Forecast | F7 | Industrial | Lumber and Wood Products | Existing | Space Heating | Natural Gas | Furnace | Baseline Forecast | Avg. Replacement Summer Demand (kW) | 0 | 0 | 0 | 0 | 0 | 0 | 0 | 0 | 0 | 0 | 0 | 0 | 0 | 0 | 0 | 0 | 0 | 0 | 0 | 0 | 0 | 0 | 0 | 0 | 0 | 0 | 0 | 0 | 0 | 0 | 0 | 0 | 0
F8_Industrial_Lumber and Wood Products_Existing_Space Heating_Natural Gas_Furnace_Baseline Forecast | F8 | Industrial | Lumber and Wood Products | Existing | Space Heating | Natural Gas | Furnace | Baseline Forecast | Avg. Replacement Winter Demand (kW) | 0 | 0 | 0 | 0 | 0 | 0 | 0 | 0 | 0 | 0 | 0 | 0 | 0 | 0 | 0 | 0 | 0 | 0 | 0 | 0 | 0 | 0 | 0 | 0 | 0 | 0 | 0 | 0 | 0 | 0 | 0 | 0 | 0
F1_Industrial_Lumber and Wood Products_Existing_Space Heating_Natural Gas_Boiler_Baseline Forecast | F1 | Industrial | Lumber and Wood Products | Existing | Space Heating | Natural Gas | Boiler | Baseline Forecast | Units | 0 | 0 | 0 | 0 | 0 | 0 | 0 | 0 | 0 | 0 | 0 | 0 | 0 | 0 | 0 | 0 | 0 | 0 | 0 | 0 | 0 | 0 | 0 | 0 | 0 | 0 | 0 | 0 | 0 | 0 | 0 | 0 | 0
F2_Industrial_Lumber and Wood Products_Existing_Space Heating_Natural Gas_Boiler_Baseline Forecast | F2 | Industrial | Lumber and Wood Products | Existing | Space Heating | Natural Gas | Boiler | Baseline Forecast | Usage (MMtherm) | 0 | 0 | 0 | 0 | 0 | 0 | 0 | 0 | 0 | 0 | 0 | 0 | 0 | 0 | 0 | 0 | 0 | 0 | 0 | 0 | 0 | 0 | 0 | 0 | 0 | 0 | 0 | 0 | 0 | 0 | 0 | 0 | 0
F3_Industrial_Lumber and Wood Products_Existing_Space Heating_Natural Gas_Boiler_Baseline Forecast | F3 | Industrial | Lumber and Wood Products | Existing | Space Heating | Natural Gas | Boiler | Baseline Forecast | Summer Peak Demand (MW) | 0 | 0 | 0 | 0 | 0 | 0 | 0 | 0 | 0 | 0 | 0 | 0 | 0 | 0 | 0 | 0 | 0 | 0 | 0 | 0 | 0 | 0 | 0 | 0 | 0 | 0 | 0 | 0 | 0 | 0 | 0 | 0 | 0
F4_Industrial_Lumber and Wood Products_Existing_Space Heating_Natural Gas_Boiler_Baseline Forecast | F4 | Industrial | Lumber and Wood Products | Existing | Space Heating | Natural Gas | Boiler | Baseline Forecast | Winter Peak Demand (MW) | 0 | 0 | 0 | 0 | 0 | 0 | 0 | 0 | 0 | 0 | 0 | 0 | 0 | 0 | 0 | 0 | 0 | 0 | 0 | 0 | 0 | 0 | 0 | 0 | 0 | 0 | 0 | 0 | 0 | 0 | 0 | 0 | 0
F5_Industrial_Lumber and Wood Products_Existing_Space Heating_Natural Gas_Boiler_Baseline Forecast | F5 | Industrial | Lumber and Wood Products | Existing | Space Heating | Natural Gas | Boiler | Baseline Forecast | Turnover | 0 | 0 | 0 | 0 | 0 | 0 | 0 | 0 | 0 | 0 | 0 | 0 | 0 | 0 | 0 | 0 | 0 | 0 | 0 | 0 | 0 | 0 | 0 | 0 | 0 | 0 | 0 | 0 | 0 | 0 | 0 | 0 | 0
F6_Industrial_Lumber and Wood Products_Existing_Space Heating_Natural Gas_Boiler_Baseline Forecast | F6 | Industrial | Lumber and Wood Products | Existing | Space Heating | Natural Gas | Boiler | Baseline Forecast | Avg. Replacement Usage (kWh) | 0 | 0 | 0 | 0 | 0 | 0 | 0 | 0 | 0 | 0 | 0 | 0 | 0 | 0 | 0 | 0 | 0 | 0 | 0 | 0 | 0 | 0 | 0 | 0 | 0 | 0 | 0 | 0 | 0 | 0 | 0 | 0 | 0
F7_Industrial_Lumber and Wood Products_Existing_Space Heating_Natural Gas_Boiler_Baseline Forecast | F7 | Industrial | Lumber and Wood Products | Existing | Space Heating | Natural Gas | Boiler | Baseline Forecast | Avg. Replacement Summer Demand (kW) | 0 | 0 | 0 | 0 | 0 | 0 | 0 | 0 | 0 | 0 | 0 | 0 | 0 | 0 | 0 | 0 | 0 | 0 | 0 | 0 | 0 | 0 | 0 | 0 | 0 | 0 | 0 | 0 | 0 | 0 | 0 | 0 | 0
F8_Industrial_Lumber and Wood Products_Existing_Space Heating_Natural Gas_Boiler_Baseline Forecast | F8 | Industrial | Lumber and Wood Products | Existing | Space Heating | Natural Gas | Boiler | Baseline Forecast | Avg. Replacement Winter Demand (kW) | 0 | 0 | 0 | 0 | 0 | 0 | 0 | 0 | 0 | 0 | 0 | 0 | 0 | 0 | 0 | 0 | 0 | 0 | 0 | 0 | 0 | 0 | 0 | 0 | 0 | 0 | 0 | 0 | 0 | 0 | 0 | 0 | 0
F1_Industrial_Lumber and Wood Products_Existing_Space Heating_Natural Gas_Unit Heater_Baseline Forecast | F1 | Industrial | Lumber and Wood Products | Existing | Space Heating | Natural Gas | Unit Heater | Baseline Forecast | Units | 0 | 0 | 0 | 0 | 0 | 0 | 0 | 0 | 0 | 0 | 0 | 0 | 0 | 0 | 0 | 0 | 0 | 0 | 0 | 0 | 0 | 0 | 0 | 0 | 0 | 0 | 0 | 0 | 0 | 0 | 0 | 0 | 0
F2_Industrial_Lumber and Wood Products_Existing_Space Heating_Natural Gas_Unit Heater_Baseline Forecast | F2 | Industrial | Lumber and Wood Products | Existing | Space Heating | Natural Gas | Unit Heater | Baseline Forecast | Usage (MMtherm) | 0 | 0 | 0 | 0 | 0 | 0 | 0 | 0 | 0 | 0 | 0 | 0 | 0 | 0 | 0 | 0 | 0 | 0 | 0 | 0 | 0 | 0 | 0 | 0 | 0 | 0 | 0 | 0 | 0 | 0 | 0 | 0 | 0
F3_Industrial_Lumber and Wood Products_Existing_Space Heating_Natural Gas_Unit Heater_Baseline Forecast | F3 | Industrial | Lumber and Wood Products | Existing | Space Heating | Natural Gas | Unit Heater | Baseline Forecast | Summer Peak Demand (MW) | 0 | 0 | 0 | 0 | 0 | 0 | 0 | 0 | 0 | 0 | 0 | 0 | 0 | 0 | 0 | 0 | 0 | 0 | 0 | 0 | 0 | 0 | 0 | 0 | 0 | 0 | 0 | 0 | 0 | 0 | 0 | 0 | 0
F4_Industrial_Lumber and Wood Products_Existing_Space Heating_Natural Gas_Unit Heater_Baseline Forecast | F4 | Industrial | Lumber and Wood Products | Existing | Space Heating | Natural Gas | Unit Heater | Baseline Forecast | Winter Peak Demand (MW) | 0 | 0 | 0 | 0 | 0 | 0 | 0 | 0 | 0 | 0 | 0 | 0 | 0 | 0 | 0 | 0 | 0 | 0 | 0 | 0 | 0 | 0 | 0 | 0 | 0 | 0 | 0 | 0 | 0 | 0 | 0 | 0 | 0
F5_Industrial_Lumber and Wood Products_Existing_Space Heating_Natural Gas_Unit Heater_Baseline Forecast | F5 | Industrial | Lumber and Wood Products | Existing | Space Heating | Natural Gas | Unit Heater | Baseline Forecast | Turnover | 0 | 0 | 0 | 0 | 0 | 0 | 0 | 0 | 0 | 0 | 0 | 0 | 0 | 0 | 0 | 0 | 0 | 0 | 0 | 0 | 0 | 0 | 0 | 0 | 0 | 0 | 0 | 0 | 0 | 0 | 0 | 0 | 0
F6_Industrial_Lumber and Wood Products_Existing_Space Heating_Natural Gas_Unit Heater_Baseline Forecast | F6 | Industrial | Lumber and Wood Products | Existing | Space Heating | Natural Gas | Unit Heater | Baseline Forecast | Avg. Replacement Usage (kWh) | 0 | 0 | 0 | 0 | 0 | 0 | 0 | 0 | 0 | 0 | 0 | 0 | 0 | 0 | 0 | 0 | 0 | 0 | 0 | 0 | 0 | 0 | 0 | 0 | 0 | 0 | 0 | 0 | 0 | 0 | 0 | 0 | 0
F7_Industrial_Lumber and Wood Products_Existing_Space Heating_Natural Gas_Unit Heater_Baseline Forecast | F7 | Industrial | Lumber and Wood Products | Existing | Space Heating | Natural Gas | Unit Heater | Baseline Forecast | Avg. Replacement Summer Demand (kW) | 0 | 0 | 0 | 0 | 0 | 0 | 0 | 0 | 0 | 0 | 0 | 0 | 0 | 0 | 0 | 0 | 0 | 0 | 0 | 0 | 0 | 0 | 0 | 0 | 0 | 0 | 0 | 0 | 0 | 0 | 0 | 0 | 0
F8_Industrial_Lumber and Wood Products_Existing_Space Heating_Natural Gas_Unit Heater_Baseline Forecast | F8 | Industrial | Lumber and Wood Products | Existing | Space Heating | Natural Gas | Unit Heater | Baseline Forecast | Avg. Replacement Winter Demand (kW) | 0 | 0 | 0 | 0 | 0 | 0 | 0 | 0 | 0 | 0 | 0 | 0 | 0 | 0 | 0 | 0 | 0 | 0 | 0 | 0 | 0 | 0 | 0 | 0 | 0 | 0 | 0 | 0 | 0 | 0 | 0 | 0 | 0
F1_Industrial_Lumber and Wood Products_Existing_Process_Natural Gas_Process Heating_Baseline Forecast | F1 | Industrial | Lumber and Wood Products | Existing | Process | Natural Gas | Process Heating | Baseline Forecast | Units | 0 | 0 | 0 | 0 | 0 | 0 | 0 | 0 | 0 | 0 | 0 | 0 | 0 | 0 | 0 | 0 | 0 | 0 | 0 | 0 | 0 | 0 | 0 | 0 | 0 | 0 | 0 | 0 | 0 | 0 | 0 | 0 | 0
F2_Industrial_Lumber and Wood Products_Existing_Process_Natural Gas_Process Heating_Baseline Forecast | F2 | Industrial | Lumber and Wood Products | Existing | Process | Natural Gas | Process Heating | Baseline Forecast | Usage (MMtherm) | 0 | 0 | 0 | 0 | 0 | 0 | 0 | 0 | 0 | 0 | 0 | 0 | 0 | 0 | 0 | 0 | 0 | 0 | 0 | 0 | 0 | 0 | 0 | 0 | 0 | 0 | 0 | 0 | 0 | 0 | 0 | 0 | 0
F3_Industrial_Lumber and Wood Products_Existing_Process_Natural Gas_Process Heating_Baseline Forecast | F3 | Industrial | Lumber and Wood Products | Existing | Process | Natural Gas | Process Heating | Baseline Forecast | Summer Peak Demand (MW) | 0 | 0 | 0 | 0 | 0 | 0 | 0 | 0 | 0 | 0 | 0 | 0 | 0 | 0 | 0 | 0 | 0 | 0 | 0 | 0 | 0 | 0 | 0 | 0 | 0 | 0 | 0 | 0 | 0 | 0 | 0 | 0 | 0
F4_Industrial_Lumber and Wood Products_Existing_Process_Natural Gas_Process Heating_Baseline Forecast | F4 | Industrial | Lumber and Wood Products | Existing | Process | Natural Gas | Process Heating | Baseline Forecast | Winter Peak Demand (MW) | 0 | 0 | 0 | 0 | 0 | 0 | 0 | 0 | 0 | 0 | 0 | 0 | 0 | 0 | 0 | 0 | 0 | 0 | 0 | 0 | 0 | 0 | 0 | 0 | 0 | 0 | 0 | 0 | 0 | 0 | 0 | 0 | 0
F5_Industrial_Lumber and Wood Products_Existing_Process_Natural Gas_Process Heating_Baseline Forecast | F5 | Industrial | Lumber and Wood Products | Existing | Process | Natural Gas | Process Heating | Baseline Forecast | Turnover | 0 | 0 | 0 | 0 | 0 | 0 | 0 | 0 | 0 | 0 | 0 | 0 | 0 | 0 | 0 | 0 | 0 | 0 | 0 | 0 | 0 | 0 | 0 | 0 | 0 | 0 | 0 | 0 | 0 | 0 | 0 | 0 | 0
F6_Industrial_Lumber and Wood Products_Existing_Process_Natural Gas_Process Heating_Baseline Forecast | F6 | Industrial | Lumber and Wood Products | Existing | Process | Natural Gas | Process Heating | Baseline Forecast | Avg. Replacement Usage (kWh) | 0 | 0 | 0 | 0 | 0 | 0 | 0 | 0 | 0 | 0 | 0 | 0 | 0 | 0 | 0 | 0 | 0 | 0 | 0 | 0 | 0 | 0 | 0 | 0 | 0 | 0 | 0 | 0 | 0 | 0 | 0 | 0 | 0
F7_Industrial_Lumber and Wood Products_Existing_Process_Natural Gas_Process Heating_Baseline Forecast | F7 | Industrial | Lumber and Wood Products | Existing | Process | Natural Gas | Process Heating | Baseline Forecast | Avg. Replacement Summer Demand (kW) | 0 | 0 | 0 | 0 | 0 | 0 | 0 | 0 | 0 | 0 | 0 | 0 | 0 | 0 | 0 | 0 | 0 | 0 | 0 | 0 | 0 | 0 | 0 | 0 | 0 | 0 | 0 | 0 | 0 | 0 | 0 | 0 | 0
F8_Industrial_Lumber and Wood Products_Existing_Process_Natural Gas_Process Heating_Baseline Forecast | F8 | Industrial | Lumber and Wood Products | Existing | Process | Natural Gas | Process Heating | Baseline Forecast | Avg. Replacement Winter Demand (kW) | 0 | 0 | 0 | 0 | 0 | 0 | 0 | 0 | 0 | 0 | 0 | 0 | 0 | 0 | 0 | 0 | 0 | 0 | 0 | 0 | 0 | 0 | 0 | 0 | 0 | 0 | 0 | 0 | 0 | 0 | 0 | 0 | 0
F1_Industrial_Lumber and Wood Products_Existing_Process_Natural Gas_Process Boiler_Baseline Forecast | F1 | Industrial | Lumber and Wood Products | Existing | Process | Natural Gas | Process Boiler | Baseline Forecast | Units | 0 | 0 | 0 | 0 | 0 | 0 | 0 | 0 | 0 | 0 | 0 | 0 | 0 | 0 | 0 | 0 | 0 | 0 | 0 | 0 | 0 | 0 | 0 | 0 | 0 | 0 | 0 | 0 | 0 | 0 | 0 | 0 | 0
F2_Industrial_Lumber and Wood Products_Existing_Process_Natural Gas_Process Boiler_Baseline Forecast | F2 | Industrial | Lumber and Wood Products | Existing | Process | Natural Gas | Process Boiler | Baseline Forecast | Usage (MMtherm) | 0 | 0 | 0 | 0 | 0 | 0 | 0 | 0 | 0 | 0 | 0 | 0 | 0 | 0 | 0 | 0 | 0 | 0 | 0 | 0 | 0 | 0 | 0 | 0 | 0 | 0 | 0 | 0 | 0 | 0 | 0 | 0 | 0
F3_Industrial_Lumber and Wood Products_Existing_Process_Natural Gas_Process Boiler_Baseline Forecast | F3 | Industrial | Lumber and Wood Products | Existing | Process | Natural Gas | Process Boiler | Baseline Forecast | Summer Peak Demand (MW) | 0 | 0 | 0 | 0 | 0 | 0 | 0 | 0 | 0 | 0 | 0 | 0 | 0 | 0 | 0 | 0 | 0 | 0 | 0 | 0 | 0 | 0 | 0 | 0 | 0 | 0 | 0 | 0 | 0 | 0 | 0 | 0 | 0
F4_Industrial_Lumber and Wood Products_Existing_Process_Natural Gas_Process Boiler_Baseline Forecast | F4 | Industrial | Lumber and Wood Products | Existing | Process | Natural Gas | Process Boiler | Baseline Forecast | Winter Peak Demand (MW) | 0 | 0 | 0 | 0 | 0 | 0 | 0 | 0 | 0 | 0 | 0 | 0 | 0 | 0 | 0 | 0 | 0 | 0 | 0 | 0 | 0 | 0 | 0 | 0 | 0 | 0 | 0 | 0 | 0 | 0 | 0 | 0 | 0
F5_Industrial_Lumber and Wood Products_Existing_Process_Natural Gas_Process Boiler_Baseline Forecast | F5 | Industrial | Lumber and Wood Products | Existing | Process | Natural Gas | Process Boiler | Baseline Forecast | Turnover | 0 | 0 | 0 | 0 | 0 | 0 | 0 | 0 | 0 | 0 | 0 | 0 | 0 | 0 | 0 | 0 | 0 | 0 | 0 | 0 | 0 | 0 | 0 | 0 | 0 | 0 | 0 | 0 | 0 | 0 | 0 | 0 | 0
F6_Industrial_Lumber and Wood Products_Existing_Process_Natural Gas_Process Boiler_Baseline Forecast | F6 | Industrial | Lumber and Wood Products | Existing | Process | Natural Gas | Process Boiler | Baseline Forecast | Avg. Replacement Usage (kWh) | 0 | 0 | 0 | 0 | 0 | 0 | 0 | 0 | 0 | 0 | 0 | 0 | 0 | 0 | 0 | 0 | 0 | 0 | 0 | 0 | 0 | 0 | 0 | 0 | 0 | 0 | 0 | 0 | 0 | 0 | 0 | 0 | 0
F7_Industrial_Lumber and Wood Products_Existing_Process_Natural Gas_Process Boiler_Baseline Forecast | F7 | Industrial | Lumber and Wood Products | Existing | Process | Natural Gas | Process Boiler | Baseline Forecast | Avg. Replacement Summer Demand (kW) | 0 | 0 | 0 | 0 | 0 | 0 | 0 | 0 | 0 | 0 | 0 | 0 | 0 | 0 | 0 | 0 | 0 | 0 | 0 | 0 | 0 | 0 | 0 | 0 | 0 | 0 | 0 | 0 | 0 | 0 | 0 | 0 | 0
F8_Industrial_Lumber and Wood Products_Existing_Process_Natural Gas_Process Boiler_Baseline Forecast | F8 | Industrial | Lumber and Wood Products | Existing | Process | Natural Gas | Process Boiler | Baseline Forecast | Avg. Replacement Winter Demand (kW) | 0 | 0 | 0 | 0 | 0 | 0 | 0 | 0 | 0 | 0 | 0 | 0 | 0 | 0 | 0 | 0 | 0 | 0 | 0 | 0 | 0 | 0 | 0 | 0 | 0 | 0 | 0 | 0 | 0 | 0 | 0 | 0 | 0
F1_Industrial_Lumber and Wood Products_Existing_Process_Natural Gas_Process Cooling_Baseline Forecast | F1 | Industrial | Lumber and Wood Products | Existing | Process | Natural Gas | Process Cooling | Baseline Forecast | Units | 0 | 0 | 0 | 0 | 0 | 0 | 0 | 0 | 0 | 0 | 0 | 0 | 0 | 0 | 0 | 0 | 0 | 0 | 0 | 0 | 0 | 0 | 0 | 0 | 0 | 0 | 0 | 0 | 0 | 0 | 0 | 0 | 0
F2_Industrial_Lumber and Wood Products_Existing_Process_Natural Gas_Process Cooling_Baseline Forecast | F2 | Industrial | Lumber and Wood Products | Existing | Process | Natural Gas | Process Cooling | Baseline Forecast | Usage (MMtherm) | 0 | 0 | 0 | 0 | 0 | 0 | 0 | 0 | 0 | 0 | 0 | 0 | 0 | 0 | 0 | 0 | 0 | 0 | 0 | 0 | 0 | 0 | 0 | 0 | 0 | 0 | 0 | 0 | 0 | 0 | 0 | 0 | 0
F3_Industrial_Lumber and Wood Products_Existing_Process_Natural Gas_Process Cooling_Baseline Forecast | F3 | Industrial | Lumber and Wood Products | Existing | Process | Natural Gas | Process Cooling | Baseline Forecast | Summer Peak Demand (MW) | 0 | 0 | 0 | 0 | 0 | 0 | 0 | 0 | 0 | 0 | 0 | 0 | 0 | 0 | 0 | 0 | 0 | 0 | 0 | 0 | 0 | 0 | 0 | 0 | 0 | 0 | 0 | 0 | 0 | 0 | 0 | 0 | 0
F4_Industrial_Lumber and Wood Products_Existing_Process_Natural Gas_Process Cooling_Baseline Forecast | F4 | Industrial | Lumber and Wood Products | Existing | Process | Natural Gas | Process Cooling | Baseline Forecast | Winter Peak Demand (MW) | 0 | 0 | 0 | 0 | 0 | 0 | 0 | 0 | 0 | 0 | 0 | 0 | 0 | 0 | 0 | 0 | 0 | 0 | 0 | 0 | 0 | 0 | 0 | 0 | 0 | 0 | 0 | 0 | 0 | 0 | 0 | 0 | 0
F5_Industrial_Lumber and Wood Products_Existing_Process_Natural Gas_Process Cooling_Baseline Forecast | F5 | Industrial | Lumber and Wood Products | Existing | Process | Natural Gas | Process Cooling | Baseline Forecast | Turnover | 0 | 0 | 0 | 0 | 0 | 0 | 0 | 0 | 0 | 0 | 0 | 0 | 0 | 0 | 0 | 0 | 0 | 0 | 0 | 0 | 0 | 0 | 0 | 0 | 0 | 0 | 0 | 0 | 0 | 0 | 0 | 0 | 0
F6_Industrial_Lumber and Wood Products_Existing_Process_Natural Gas_Process Cooling_Baseline Forecast | F6 | Industrial | Lumber and Wood Products | Existing | Process | Natural Gas | Process Cooling | Baseline Forecast | Avg. Replacement Usage (kWh) | 0 | 0 | 0 | 0 | 0 | 0 | 0 | 0 | 0 | 0 | 0 | 0 | 0 | 0 | 0 | 0 | 0 | 0 | 0 | 0 | 0 | 0 | 0 | 0 | 0 | 0 | 0 | 0 | 0 | 0 | 0 | 0 | 0
F7_Industrial_Lumber and Wood Products_Existing_Process_Natural Gas_Process Cooling_Baseline Forecast | F7 | Industrial | Lumber and Wood Products | Existing | Process | Natural Gas | Process Cooling | Baseline Forecast | Avg. Replacement Summer Demand (kW) | 0 | 0 | 0 | 0 | 0 | 0 | 0 | 0 | 0 | 0 | 0 | 0 | 0 | 0 | 0 | 0 | 0 | 0 | 0 | 0 | 0 | 0 | 0 | 0 | 0 | 0 | 0 | 0 | 0 | 0 | 0 | 0 | 0
F8_Industrial_Lumber and Wood Products_Existing_Process_Natural Gas_Process Cooling_Baseline Forecast | F8 | Industrial | Lumber and Wood Products | Existing | Process | Natural Gas | Process Cooling | Baseline Forecast | Avg. Replacement Winter Demand (kW) | 0 | 0 | 0 | 0 | 0 | 0 | 0 | 0 | 0 | 0 | 0 | 0 | 0 | 0 | 0 | 0 | 0 | 0 | 0 | 0 | 0 | 0 | 0 | 0 | 0 | 0 | 0 | 0 | 0 | 0 | 0 | 0 | 0
F1_Industrial_Lumber and Wood Products_Existing_Process_Natural Gas_Other Process_Baseline Forecast | F1 | Industrial | Lumber and Wood Products | Existing | Process | Natural Gas | Other Process | Baseline Forecast | Units | 0 | 0 | 0 | 0 | 0 | 0 | 0 | 0 | 0 | 0 | 0 | 0 | 0 | 0 | 0 | 0 | 0 | 0 | 0 | 0 | 0 | 0 | 0 | 0 | 0 | 0 | 0 | 0 | 0 | 0 | 0 | 0 | 0
F2_Industrial_Lumber and Wood Products_Existing_Process_Natural Gas_Other Process_Baseline Forecast | F2 | Industrial | Lumber and Wood Products | Existing | Process | Natural Gas | Other Process | Baseline Forecast | Usage (MMtherm) | 0 | 0 | 0 | 0 | 0 | 0 | 0 | 0 | 0 | 0 | 0 | 0 | 0 | 0 | 0 | 0 | 0 | 0 | 0 | 0 | 0 | 0 | 0 | 0 | 0 | 0 | 0 | 0 | 0 | 0 | 0 | 0 | 0
F3_Industrial_Lumber and Wood Products_Existing_Process_Natural Gas_Other Process_Baseline Forecast | F3 | Industrial | Lumber and Wood Products | Existing | Process | Natural Gas | Other Process | Baseline Forecast | Summer Peak Demand (MW) | 0 | 0 | 0 | 0 | 0 | 0 | 0 | 0 | 0 | 0 | 0 | 0 | 0 | 0 | 0 | 0 | 0 | 0 | 0 | 0 | 0 | 0 | 0 | 0 | 0 | 0 | 0 | 0 | 0 | 0 | 0 | 0 | 0
F4_Industrial_Lumber and Wood Products_Existing_Process_Natural Gas_Other Process_Baseline Forecast | F4 | Industrial | Lumber and Wood Products | Existing | Process | Natural Gas | Other Process | Baseline Forecast | Winter Peak Demand (MW) | 0 | 0 | 0 | 0 | 0 | 0 | 0 | 0 | 0 | 0 | 0 | 0 | 0 | 0 | 0 | 0 | 0 | 0 | 0 | 0 | 0 | 0 | 0 | 0 | 0 | 0 | 0 | 0 | 0 | 0 | 0 | 0 | 0
F5_Industrial_Lumber and Wood Products_Existing_Process_Natural Gas_Other Process_Baseline Forecast | F5 | Industrial | Lumber and Wood Products | Existing | Process | Natural Gas | Other Process | Baseline Forecast | Turnover | 0 | 0 | 0 | 0 | 0 | 0 | 0 | 0 | 0 | 0 | 0 | 0 | 0 | 0 | 0 | 0 | 0 | 0 | 0 | 0 | 0 | 0 | 0 | 0 | 0 | 0 | 0 | 0 | 0 | 0 | 0 | 0 | 0
F6_Industrial_Lumber and Wood Products_Existing_Process_Natural Gas_Other Process_Baseline Forecast | F6 | Industrial | Lumber and Wood Products | Existing | Process | Natural Gas | Other Process | Baseline Forecast | Avg. Replacement Usage (kWh) | 0 | 0 | 0 | 0 | 0 | 0 | 0 | 0 | 0 | 0 | 0 | 0 | 0 | 0 | 0 | 0 | 0 | 0 | 0 | 0 | 0 | 0 | 0 | 0 | 0 | 0 | 0 | 0 | 0 | 0 | 0 | 0 | 0
F7_Industrial_Lumber and Wood Products_Existing_Process_Natural Gas_Other Process_Baseline Forecast | F7 | Industrial | Lumber and Wood Products | Existing | Process | Natural Gas | Other Process | Baseline Forecast | Avg. Replacement Summer Demand (kW) | 0 | 0 | 0 | 0 | 0 | 0 | 0 | 0 | 0 | 0 | 0 | 0 | 0 | 0 | 0 | 0 | 0 | 0 | 0 | 0 | 0 | 0 | 0 | 0 | 0 | 0 | 0 | 0 | 0 | 0 | 0 | 0 | 0
F8_Industrial_Lumber and Wood Products_Existing_Process_Natural Gas_Other Process_Baseline Forecast | F8 | Industrial | Lumber and Wood Products | Existing | Process | Natural Gas | Other Process | Baseline Forecast | Avg. Replacement Winter Demand (kW) | 0 | 0 | 0 | 0 | 0 | 0 | 0 | 0 | 0 | 0 | 0 | 0 | 0 | 0 | 0 | 0 | 0 | 0 | 0 | 0 | 0 | 0 | 0 | 0 | 0 | 0 | 0 | 0 | 0 | 0 | 0 | 0 | 0
F1_Industrial_Lumber and Wood Products_Existing_Miscellaneous_Natural Gas_Miscellaneous_Baseline Forecast | F1 | Industrial | Lumber and Wood Products | Existing | Miscellaneous | Natural Gas | Miscellaneous | Baseline Forecast | Units | 0 | 0 | 0 | 0 | 0 | 0 | 0 | 0 | 0 | 0 | 0 | 0 | 0 | 0 | 0 | 0 | 0 | 0 | 0 | 0 | 0 | 0 | 0 | 0 | 0 | 0 | 0 | 0 | 0 | 0 | 0 | 0 | 0
F2_Industrial_Lumber and Wood Products_Existing_Miscellaneous_Natural Gas_Miscellaneous_Baseline Forecast | F2 | Industrial | Lumber and Wood Products | Existing | Miscellaneous | Natural Gas | Miscellaneous | Baseline Forecast | Usage (MMtherm) | 0 | 0 | 0 | 0 | 0 | 0 | 0 | 0 | 0 | 0 | 0 | 0 | 0 | 0 | 0 | 0 | 0 | 0 | 0 | 0 | 0 | 0 | 0 | 0 | 0 | 0 | 0 | 0 | 0 | 0 | 0 | 0 | 0
F3_Industrial_Lumber and Wood Products_Existing_Miscellaneous_Natural Gas_Miscellaneous_Baseline Forecast | F3 | Industrial | Lumber and Wood Products | Existing | Miscellaneous | Natural Gas | Miscellaneous | Baseline Forecast | Summer Peak Demand (MW) | 0 | 0 | 0 | 0 | 0 | 0 | 0 | 0 | 0 | 0 | 0 | 0 | 0 | 0 | 0 | 0 | 0 | 0 | 0 | 0 | 0 | 0 | 0 | 0 | 0 | 0 | 0 | 0 | 0 | 0 | 0 | 0 | 0
F4_Industrial_Lumber and Wood Products_Existing_Miscellaneous_Natural Gas_Miscellaneous_Baseline Forecast | F4 | Industrial | Lumber and Wood Products | Existing | Miscellaneous | Natural Gas | Miscellaneous | Baseline Forecast | Winter Peak Demand (MW) | 0 | 0 | 0 | 0 | 0 | 0 | 0 | 0 | 0 | 0 | 0 | 0 | 0 | 0 | 0 | 0 | 0 | 0 | 0 | 0 | 0 | 0 | 0 | 0 | 0 | 0 | 0 | 0 | 0 | 0 | 0 | 0 | 0
F5_Industrial_Lumber and Wood Products_Existing_Miscellaneous_Natural Gas_Miscellaneous_Baseline Forecast | F5 | Industrial | Lumber and Wood Products | Existing | Miscellaneous | Natural Gas | Miscellaneous | Baseline Forecast | Turnover | 0 | 0 | 0 | 0 | 0 | 0 | 0 | 0 | 0 | 0 | 0 | 0 | 0 | 0 | 0 | 0 | 0 | 0 | 0 | 0 | 0 | 0 | 0 | 0 | 0 | 0 | 0 | 0 | 0 | 0 | 0 | 0 | 0
F6_Industrial_Lumber and Wood Products_Existing_Miscellaneous_Natural Gas_Miscellaneous_Baseline Forecast | F6 | Industrial | Lumber and Wood Products | Existing | Miscellaneous | Natural Gas | Miscellaneous | Baseline Forecast | Avg. Replacement Usage (kWh) | 0 | 0 | 0 | 0 | 0 | 0 | 0 | 0 | 0 | 0 | 0 | 0 | 0 | 0 | 0 | 0 | 0 | 0 | 0 | 0 | 0 | 0 | 0 | 0 | 0 | 0 | 0 | 0 | 0 | 0 | 0 | 0 | 0
F7_Industrial_Lumber and Wood Products_Existing_Miscellaneous_Natural Gas_Miscellaneous_Baseline Forecast | F7 | Industrial | Lumber and Wood Products | Existing | Miscellaneous | Natural Gas | Miscellaneous | Baseline Forecast | Avg. Replacement Summer Demand (kW) | 0 | 0 | 0 | 0 | 0 | 0 | 0 | 0 | 0 | 0 | 0 | 0 | 0 | 0 | 0 | 0 | 0 | 0 | 0 | 0 | 0 | 0 | 0 | 0 | 0 | 0 | 0 | 0 | 0 | 0 | 0 | 0 | 0
F8_Industrial_Lumber and Wood Products_Existing_Miscellaneous_Natural Gas_Miscellaneous_Baseline Forecast | F8 | Industrial | Lumber and Wood Products | Existing | Miscellaneous | Natural Gas | Miscellaneous | Baseline Forecast | Avg. Replacement Winter Demand (kW) | 0 | 0 | 0 | 0 | 0 | 0 | 0 | 0 | 0 | 0 | 0 | 0 | 0 | 0 | 0 | 0 | 0 | 0 | 0 | 0 | 0 | 0 | 0 | 0 | 0 | 0 | 0 | 0 | 0 | 0 | 0 | 0 | 0
F1_Industrial_Lumber and Wood Products_New_Space Heating_Natural Gas_Furnace_Baseline Forecast | F1 | Industrial | Lumber and Wood Products | New | Space Heating | Natural Gas | Furnace | Baseline Forecast | Units | 0 | 0 | 0 | 0 | 0 | 0 | 0 | 0 | 0 | 0 | 0 | 0 | 0 | 0 | 0 | 0 | 0 | 0 | 0 | 0 | 0 | 0 | 0 | 0 | 0 | 0 | 0 | 0 | 0 | 0 | 0 | 0 | 0
F2_Industrial_Lumber and Wood Products_New_Space Heating_Natural Gas_Furnace_Baseline Forecast | F2 | Industrial | Lumber and Wood Products | New | Space Heating | Natural Gas | Furnace | Baseline Forecast | Usage (MMtherm) | 0 | 0 | 0 | 0 | 0 | 0 | 0 | 0 | 0 | 0 | 0 | 0 | 0 | 0 | 0 | 0 | 0 | 0 | 0 | 0 | 0 | 0 | 0 | 0 | 0 | 0 | 0 | 0 | 0 | 0 | 0 | 0 | 0
F3_Industrial_Lumber and Wood Products_New_Space Heating_Natural Gas_Furnace_Baseline Forecast | F3 | Industrial | Lumber and Wood Products | New | Space Heating | Natural Gas | Furnace | Baseline Forecast | Summer Peak Demand (MW) | 0 | 0 | 0 | 0 | 0 | 0 | 0 | 0 | 0 | 0 | 0 | 0 | 0 | 0 | 0 | 0 | 0 | 0 | 0 | 0 | 0 | 0 | 0 | 0 | 0 | 0 | 0 | 0 | 0 | 0 | 0 | 0 | 0
F4_Industrial_Lumber and Wood Products_New_Space Heating_Natural Gas_Furnace_Baseline Forecast | F4 | Industrial | Lumber and Wood Products | New | Space Heating | Natural Gas | Furnace | Baseline Forecast | Winter Peak Demand (MW) | 0 | 0 | 0 | 0 | 0 | 0 | 0 | 0 | 0 | 0 | 0 | 0 | 0 | 0 | 0 | 0 | 0 | 0 | 0 | 0 | 0 | 0 | 0 | 0 | 0 | 0 | 0 | 0 | 0 | 0 | 0 | 0 | 0
F5_Industrial_Lumber and Wood Products_New_Space Heating_Natural Gas_Furnace_Baseline Forecast | F5 | Industrial | Lumber and Wood Products | New | Space Heating | Natural Gas | Furnace | Baseline Forecast | Turnover | 0 | 0 | 0 | 0 | 0 | 0 | 0 | 0 | 0 | 0 | 0 | 0 | 0 | 0 | 0 | 0 | 0 | 0 | 0 | 0 | 0 | 0 | 0 | 0 | 0 | 0 | 0 | 0 | 0 | 0 | 0 | 0 | 0
F6_Industrial_Lumber and Wood Products_New_Space Heating_Natural Gas_Furnace_Baseline Forecast | F6 | Industrial | Lumber and Wood Products | New | Space Heating | Natural Gas | Furnace | Baseline Forecast | Avg. Replacement Usage (kWh) | 0 | 0 | 0 | 0 | 0 | 0 | 0 | 0 | 0 | 0 | 0 | 0 | 0 | 0 | 0 | 0 | 0 | 0 | 0 | 0 | 0 | 0 | 0 | 0 | 0 | 0 | 0 | 0 | 0 | 0 | 0 | 0 | 0
F7_Industrial_Lumber and Wood Products_New_Space Heating_Natural Gas_Furnace_Baseline Forecast | F7 | Industrial | Lumber and Wood Products | New | Space Heating | Natural Gas | Furnace | Baseline Forecast | Avg. Replacement Summer Demand (kW) | 0 | 0 | 0 | 0 | 0 | 0 | 0 | 0 | 0 | 0 | 0 | 0 | 0 | 0 | 0 | 0 | 0 | 0 | 0 | 0 | 0 | 0 | 0 | 0 | 0 | 0 | 0 | 0 | 0 | 0 | 0 | 0 | 0
F8_Industrial_Lumber and Wood Products_New_Space Heating_Natural Gas_Furnace_Baseline Forecast | F8 | Industrial | Lumber and Wood Products | New | Space Heating | Natural Gas | Furnace | Baseline Forecast | Avg. Replacement Winter Demand (kW) | 0 | 0 | 0 | 0 | 0 | 0 | 0 | 0 | 0 | 0 | 0 | 0 | 0 | 0 | 0 | 0 | 0 | 0 | 0 | 0 | 0 | 0 | 0 | 0 | 0 | 0 | 0 | 0 | 0 | 0 | 0 | 0 | 0
F1_Industrial_Lumber and Wood Products_New_Space Heating_Natural Gas_Boiler_Baseline Forecast | F1 | Industrial | Lumber and Wood Products | New | Space Heating | Natural Gas | Boiler | Baseline Forecast | Units | 0 | 0 | 0 | 0 | 0 | 0 | 0 | 0 | 0 | 0 | 0 | 0 | 0 | 0 | 0 | 0 | 0 | 0 | 0 | 0 | 0 | 0 | 0 | 0 | 0 | 0 | 0 | 0 | 0 | 0 | 0 | 0 | 0
F2_Industrial_Lumber and Wood Products_New_Space Heating_Natural Gas_Boiler_Baseline Forecast | F2 | Industrial | Lumber and Wood Products | New | Space Heating | Natural Gas | Boiler | Baseline Forecast | Usage (MMtherm) | 0 | 0 | 0 | 0 | 0 | 0 | 0 | 0 | 0 | 0 | 0 | 0 | 0 | 0 | 0 | 0 | 0 | 0 | 0 | 0 | 0 | 0 | 0 | 0 | 0 | 0 | 0 | 0 | 0 | 0 | 0 | 0 | 0
F3_Industrial_Lumber and Wood Products_New_Space Heating_Natural Gas_Boiler_Baseline Forecast | F3 | Industrial | Lumber and Wood Products | New | Space Heating | Natural Gas | Boiler | Baseline Forecast | Summer Peak Demand (MW) | 0 | 0 | 0 | 0 | 0 | 0 | 0 | 0 | 0 | 0 | 0 | 0 | 0 | 0 | 0 | 0 | 0 | 0 | 0 | 0 | 0 | 0 | 0 | 0 | 0 | 0 | 0 | 0 | 0 | 0 | 0 | 0 | 0
F4_Industrial_Lumber and Wood Products_New_Space Heating_Natural Gas_Boiler_Baseline Forecast | F4 | Industrial | Lumber and Wood Products | New | Space Heating | Natural Gas | Boiler | Baseline Forecast | Winter Peak Demand (MW) | 0 | 0 | 0 | 0 | 0 | 0 | 0 | 0 | 0 | 0 | 0 | 0 | 0 | 0 | 0 | 0 | 0 | 0 | 0 | 0 | 0 | 0 | 0 | 0 | 0 | 0 | 0 | 0 | 0 | 0 | 0 | 0 | 0
F5_Industrial_Lumber and Wood Products_New_Space Heating_Natural Gas_Boiler_Baseline Forecast | F5 | Industrial | Lumber and Wood Products | New | Space Heating | Natural Gas | Boiler | Baseline Forecast | Turnover | 0 | 0 | 0 | 0 | 0 | 0 | 0 | 0 | 0 | 0 | 0 | 0 | 0 | 0 | 0 | 0 | 0 | 0 | 0 | 0 | 0 | 0 | 0 | 0 | 0 | 0 | 0 | 0 | 0 | 0 | 0 | 0 | 0
F6_Industrial_Lumber and Wood Products_New_Space Heating_Natural Gas_Boiler_Baseline Forecast | F6 | Industrial | Lumber and Wood Products | New | Space Heating | Natural Gas | Boiler | Baseline Forecast | Avg. Replacement Usage (kWh) | 0 | 0 | 0 | 0 | 0 | 0 | 0 | 0 | 0 | 0 | 0 | 0 | 0 | 0 | 0 | 0 | 0 | 0 | 0 | 0 | 0 | 0 | 0 | 0 | 0 | 0 | 0 | 0 | 0 | 0 | 0 | 0 | 0
F7_Industrial_Lumber and Wood Products_New_Space Heating_Natural Gas_Boiler_Baseline Forecast | F7 | Industrial | Lumber and Wood Products | New | Space Heating | Natural Gas | Boiler | Baseline Forecast | Avg. Replacement Summer Demand (kW) | 0 | 0 | 0 | 0 | 0 | 0 | 0 | 0 | 0 | 0 | 0 | 0 | 0 | 0 | 0 | 0 | 0 | 0 | 0 | 0 | 0 | 0 | 0 | 0 | 0 | 0 | 0 | 0 | 0 | 0 | 0 | 0 | 0
F8_Industrial_Lumber and Wood Products_New_Space Heating_Natural Gas_Boiler_Baseline Forecast | F8 | Industrial | Lumber and Wood Products | New | Space Heating | Natural Gas | Boiler | Baseline Forecast | Avg. Replacement Winter Demand (kW) | 0 | 0 | 0 | 0 | 0 | 0 | 0 | 0 | 0 | 0 | 0 | 0 | 0 | 0 | 0 | 0 | 0 | 0 | 0 | 0 | 0 | 0 | 0 | 0 | 0 | 0 | 0 | 0 | 0 | 0 | 0 | 0 | 0
F1_Industrial_Lumber and Wood Products_New_Space Heating_Natural Gas_Unit Heater_Baseline Forecast | F1 | Industrial | Lumber and Wood Products | New | Space Heating | Natural Gas | Unit Heater | Baseline Forecast | Units | 0 | 0 | 0 | 0 | 0 | 0 | 0 | 0 | 0 | 0 | 0 | 0 | 0 | 0 | 0 | 0 | 0 | 0 | 0 | 0 | 0 | 0 | 0 | 0 | 0 | 0 | 0 | 0 | 0 | 0 | 0 | 0 | 0
F2_Industrial_Lumber and Wood Products_New_Space Heating_Natural Gas_Unit Heater_Baseline Forecast | F2 | Industrial | Lumber and Wood Products | New | Space Heating | Natural Gas | Unit Heater | Baseline Forecast | Usage (MMtherm) | 0 | 0 | 0 | 0 | 0 | 0 | 0 | 0 | 0 | 0 | 0 | 0 | 0 | 0 | 0 | 0 | 0 | 0 | 0 | 0 | 0 | 0 | 0 | 0 | 0 | 0 | 0 | 0 | 0 | 0 | 0 | 0 | 0
F3_Industrial_Lumber and Wood Products_New_Space Heating_Natural Gas_Unit Heater_Baseline Forecast | F3 | Industrial | Lumber and Wood Products | New | Space Heating | Natural Gas | Unit Heater | Baseline Forecast | Summer Peak Demand (MW) | 0 | 0 | 0 | 0 | 0 | 0 | 0 | 0 | 0 | 0 | 0 | 0 | 0 | 0 | 0 | 0 | 0 | 0 | 0 | 0 | 0 | 0 | 0 | 0 | 0 | 0 | 0 | 0 | 0 | 0 | 0 | 0 | 0
F4_Industrial_Lumber and Wood Products_New_Space Heating_Natural Gas_Unit Heater_Baseline Forecast | F4 | Industrial | Lumber and Wood Products | New | Space Heating | Natural Gas | Unit Heater | Baseline Forecast | Winter Peak Demand (MW) | 0 | 0 | 0 | 0 | 0 | 0 | 0 | 0 | 0 | 0 | 0 | 0 | 0 | 0 | 0 | 0 | 0 | 0 | 0 | 0 | 0 | 0 | 0 | 0 | 0 | 0 | 0 | 0 | 0 | 0 | 0 | 0 | 0
F5_Industrial_Lumber and Wood Products_New_Space Heating_Natural Gas_Unit Heater_Baseline Forecast | F5 | Industrial | Lumber and Wood Products | New | Space Heating | Natural Gas | Unit Heater | Baseline Forecast | Turnover | 0 | 0 | 0 | 0 | 0 | 0 | 0 | 0 | 0 | 0 | 0 | 0 | 0 | 0 | 0 | 0 | 0 | 0 | 0 | 0 | 0 | 0 | 0 | 0 | 0 | 0 | 0 | 0 | 0 | 0 | 0 | 0 | 0
F6_Industrial_Lumber and Wood Products_New_Space Heating_Natural Gas_Unit Heater_Baseline Forecast | F6 | Industrial | Lumber and Wood Products | New | Space Heating | Natural Gas | Unit Heater | Baseline Forecast | Avg. Replacement Usage (kWh) | 0 | 0 | 0 | 0 | 0 | 0 | 0 | 0 | 0 | 0 | 0 | 0 | 0 | 0 | 0 | 0 | 0 | 0 | 0 | 0 | 0 | 0 | 0 | 0 | 0 | 0 | 0 | 0 | 0 | 0 | 0 | 0 | 0
F7_Industrial_Lumber and Wood Products_New_Space Heating_Natural Gas_Unit Heater_Baseline Forecast | F7 | Industrial | Lumber and Wood Products | New | Space Heating | Natural Gas | Unit Heater | Baseline Forecast | Avg. Replacement Summer Demand (kW) | 0 | 0 | 0 | 0 | 0 | 0 | 0 | 0 | 0 | 0 | 0 | 0 | 0 | 0 | 0 | 0 | 0 | 0 | 0 | 0 | 0 | 0 | 0 | 0 | 0 | 0 | 0 | 0 | 0 | 0 | 0 | 0 | 0
F8_Industrial_Lumber and Wood Products_New_Space Heating_Natural Gas_Unit Heater_Baseline Forecast | F8 | Industrial | Lumber and Wood Products | New | Space Heating | Natural Gas | Unit Heater | Baseline Forecast | Avg. Replacement Winter Demand (kW) | 0 | 0 | 0 | 0 | 0 | 0 | 0 | 0 | 0 | 0 | 0 | 0 | 0 | 0 | 0 | 0 | 0 | 0 | 0 | 0 | 0 | 0 | 0 | 0 | 0 | 0 | 0 | 0 | 0 | 0 | 0 | 0 | 0
F1_Industrial_Lumber and Wood Products_New_Process_Natural Gas_Process Heating_Baseline Forecast | F1 | Industrial | Lumber and Wood Products | New | Process | Natural Gas | Process Heating | Baseline Forecast | Units | 0 | 0 | 0 | 0 | 0 | 0 | 0 | 0 | 0 | 0 | 0 | 0 | 0 | 0 | 0 | 0 | 0 | 0 | 0 | 0 | 0 | 0 | 0 | 0 | 0 | 0 | 0 | 0 | 0 | 0 | 0 | 0 | 0
F2_Industrial_Lumber and Wood Products_New_Process_Natural Gas_Process Heating_Baseline Forecast | F2 | Industrial | Lumber and Wood Products | New | Process | Natural Gas | Process Heating | Baseline Forecast | Usage (MMtherm) | 0 | 0 | 0 | 0 | 0 | 0 | 0 | 0 | 0 | 0 | 0 | 0 | 0 | 0 | 0 | 0 | 0 | 0 | 0 | 0 | 0 | 0 | 0 | 0 | 0 | 0 | 0 | 0 | 0 | 0 | 0 | 0 | 0
F3_Industrial_Lumber and Wood Products_New_Process_Natural Gas_Process Heating_Baseline Forecast | F3 | Industrial | Lumber and Wood Products | New | Process | Natural Gas | Process Heating | Baseline Forecast | Summer Peak Demand (MW) | 0 | 0 | 0 | 0 | 0 | 0 | 0 | 0 | 0 | 0 | 0 | 0 | 0 | 0 | 0 | 0 | 0 | 0 | 0 | 0 | 0 | 0 | 0 | 0 | 0 | 0 | 0 | 0 | 0 | 0 | 0 | 0 | 0
F4_Industrial_Lumber and Wood Products_New_Process_Natural Gas_Process Heating_Baseline Forecast | F4 | Industrial | Lumber and Wood Products | New | Process | Natural Gas | Process Heating | Baseline Forecast | Winter Peak Demand (MW) | 0 | 0 | 0 | 0 | 0 | 0 | 0 | 0 | 0 | 0 | 0 | 0 | 0 | 0 | 0 | 0 | 0 | 0 | 0 | 0 | 0 | 0 | 0 | 0 | 0 | 0 | 0 | 0 | 0 | 0 | 0 | 0 | 0
F5_Industrial_Lumber and Wood Products_New_Process_Natural Gas_Process Heating_Baseline Forecast | F5 | Industrial | Lumber and Wood Products | New | Process | Natural Gas | Process Heating | Baseline Forecast | Turnover | 0 | 0 | 0 | 0 | 0 | 0 | 0 | 0 | 0 | 0 | 0 | 0 | 0 | 0 | 0 | 0 | 0 | 0 | 0 | 0 | 0 | 0 | 0 | 0 | 0 | 0 | 0 | 0 | 0 | 0 | 0 | 0 | 0
F6_Industrial_Lumber and Wood Products_New_Process_Natural Gas_Process Heating_Baseline Forecast | F6 | Industrial | Lumber and Wood Products | New | Process | Natural Gas | Process Heating | Baseline Forecast | Avg. Replacement Usage (kWh) | 0 | 0 | 0 | 0 | 0 | 0 | 0 | 0 | 0 | 0 | 0 | 0 | 0 | 0 | 0 | 0 | 0 | 0 | 0 | 0 | 0 | 0 | 0 | 0 | 0 | 0 | 0 | 0 | 0 | 0 | 0 | 0 | 0
F7_Industrial_Lumber and Wood Products_New_Process_Natural Gas_Process Heating_Baseline Forecast | F7 | Industrial | Lumber and Wood Products | New | Process | Natural Gas | Process Heating | Baseline Forecast | Avg. Replacement Summer Demand (kW) | 0 | 0 | 0 | 0 | 0 | 0 | 0 | 0 | 0 | 0 | 0 | 0 | 0 | 0 | 0 | 0 | 0 | 0 | 0 | 0 | 0 | 0 | 0 | 0 | 0 | 0 | 0 | 0 | 0 | 0 | 0 | 0 | 0
F8_Industrial_Lumber and Wood Products_New_Process_Natural Gas_Process Heating_Baseline Forecast | F8 | Industrial | Lumber and Wood Products | New | Process | Natural Gas | Process Heating | Baseline Forecast | Avg. Replacement Winter Demand (kW) | 0 | 0 | 0 | 0 | 0 | 0 | 0 | 0 | 0 | 0 | 0 | 0 | 0 | 0 | 0 | 0 | 0 | 0 | 0 | 0 | 0 | 0 | 0 | 0 | 0 | 0 | 0 | 0 | 0 | 0 | 0 | 0 | 0
F1_Industrial_Lumber and Wood Products_New_Process_Natural Gas_Process Boiler_Baseline Forecast | F1 | Industrial | Lumber and Wood Products | New | Process | Natural Gas | Process Boiler | Baseline Forecast | Units | 0 | 0 | 0 | 0 | 0 | 0 | 0 | 0 | 0 | 0 | 0 | 0 | 0 | 0 | 0 | 0 | 0 | 0 | 0 | 0 | 0 | 0 | 0 | 0 | 0 | 0 | 0 | 0 | 0 | 0 | 0 | 0 | 0
F2_Industrial_Lumber and Wood Products_New_Process_Natural Gas_Process Boiler_Baseline Forecast | F2 | Industrial | Lumber and Wood Products | New | Process | Natural Gas | Process Boiler | Baseline Forecast | Usage (MMtherm) | 0 | 0 | 0 | 0 | 0 | 0 | 0 | 0 | 0 | 0 | 0 | 0 | 0 | 0 | 0 | 0 | 0 | 0 | 0 | 0 | 0 | 0 | 0 | 0 | 0 | 0 | 0 | 0 | 0 | 0 | 0 | 0 | 0
F3_Industrial_Lumber and Wood Products_New_Process_Natural Gas_Process Boiler_Baseline Forecast | F3 | Industrial | Lumber and Wood Products | New | Process | Natural Gas | Process Boiler | Baseline Forecast | Summer Peak Demand (MW) | 0 | 0 | 0 | 0 | 0 | 0 | 0 | 0 | 0 | 0 | 0 | 0 | 0 | 0 | 0 | 0 | 0 | 0 | 0 | 0 | 0 | 0 | 0 | 0 | 0 | 0 | 0 | 0 | 0 | 0 | 0 | 0 | 0
F4_Industrial_Lumber and Wood Products_New_Process_Natural Gas_Process Boiler_Baseline Forecast | F4 | Industrial | Lumber and Wood Products | New | Process | Natural Gas | Process Boiler | Baseline Forecast | Winter Peak Demand (MW) | 0 | 0 | 0 | 0 | 0 | 0 | 0 | 0 | 0 | 0 | 0 | 0 | 0 | 0 | 0 | 0 | 0 | 0 | 0 | 0 | 0 | 0 | 0 | 0 | 0 | 0 | 0 | 0 | 0 | 0 | 0 | 0 | 0
F5_Industrial_Lumber and Wood Products_New_Process_Natural Gas_Process Boiler_Baseline Forecast | F5 | Industrial | Lumber and Wood Products | New | Process | Natural Gas | Process Boiler | Baseline Forecast | Turnover | 0 | 0 | 0 | 0 | 0 | 0 | 0 | 0 | 0 | 0 | 0 | 0 | 0 | 0 | 0 | 0 | 0 | 0 | 0 | 0 | 0 | 0 | 0 | 0 | 0 | 0 | 0 | 0 | 0 | 0 | 0 | 0 | 0
F6_Industrial_Lumber and Wood Products_New_Process_Natural Gas_Process Boiler_Baseline Forecast | F6 | Industrial | Lumber and Wood Products | New | Process | Natural Gas | Process Boiler | Baseline Forecast | Avg. Replacement Usage (kWh) | 0 | 0 | 0 | 0 | 0 | 0 | 0 | 0 | 0 | 0 | 0 | 0 | 0 | 0 | 0 | 0 | 0 | 0 | 0 | 0 | 0 | 0 | 0 | 0 | 0 | 0 | 0 | 0 | 0 | 0 | 0 | 0 | 0
F7_Industrial_Lumber and Wood Products_New_Process_Natural Gas_Process Boiler_Baseline Forecast | F7 | Industrial | Lumber and Wood Products | New | Process | Natural Gas | Process Boiler | Baseline Forecast | Avg. Replacement Summer Demand (kW) | 0 | 0 | 0 | 0 | 0 | 0 | 0 | 0 | 0 | 0 | 0 | 0 | 0 | 0 | 0 | 0 | 0 | 0 | 0 | 0 | 0 | 0 | 0 | 0 | 0 | 0 | 0 | 0 | 0 | 0 | 0 | 0 | 0
F8_Industrial_Lumber and Wood Products_New_Process_Natural Gas_Process Boiler_Baseline Forecast | F8 | Industrial | Lumber and Wood Products | New | Process | Natural Gas | Process Boiler | Baseline Forecast | Avg. Replacement Winter Demand (kW) | 0 | 0 | 0 | 0 | 0 | 0 | 0 | 0 | 0 | 0 | 0 | 0 | 0 | 0 | 0 | 0 | 0 | 0 | 0 | 0 | 0 | 0 | 0 | 0 | 0 | 0 | 0 | 0 | 0 | 0 | 0 | 0 | 0
F1_Industrial_Lumber and Wood Products_New_Process_Natural Gas_Process Cooling_Baseline Forecast | F1 | Industrial | Lumber and Wood Products | New | Process | Natural Gas | Process Cooling | Baseline Forecast | Units | 0 | 0 | 0 | 0 | 0 | 0 | 0 | 0 | 0 | 0 | 0 | 0 | 0 | 0 | 0 | 0 | 0 | 0 | 0 | 0 | 0 | 0 | 0 | 0 | 0 | 0 | 0 | 0 | 0 | 0 | 0 | 0 | 0
F2_Industrial_Lumber and Wood Products_New_Process_Natural Gas_Process Cooling_Baseline Forecast | F2 | Industrial | Lumber and Wood Products | New | Process | Natural Gas | Process Cooling | Baseline Forecast | Usage (MMtherm) | 0 | 0 | 0 | 0 | 0 | 0 | 0 | 0 | 0 | 0 | 0 | 0 | 0 | 0 | 0 | 0 | 0 | 0 | 0 | 0 | 0 | 0 | 0 | 0 | 0 | 0 | 0 | 0 | 0 | 0 | 0 | 0 | 0
F3_Industrial_Lumber and Wood Products_New_Process_Natural Gas_Process Cooling_Baseline Forecast | F3 | Industrial | Lumber and Wood Products | New | Process | Natural Gas | Process Cooling | Baseline Forecast | Summer Peak Demand (MW) | 0 | 0 | 0 | 0 | 0 | 0 | 0 | 0 | 0 | 0 | 0 | 0 | 0 | 0 | 0 | 0 | 0 | 0 | 0 | 0 | 0 | 0 | 0 | 0 | 0 | 0 | 0 | 0 | 0 | 0 | 0 | 0 | 0
F4_Industrial_Lumber and Wood Products_New_Process_Natural Gas_Process Cooling_Baseline Forecast | F4 | Industrial | Lumber and Wood Products | New | Process | Natural Gas | Process Cooling | Baseline Forecast | Winter Peak Demand (MW) | 0 | 0 | 0 | 0 | 0 | 0 | 0 | 0 | 0 | 0 | 0 | 0 | 0 | 0 | 0 | 0 | 0 | 0 | 0 | 0 | 0 | 0 | 0 | 0 | 0 | 0 | 0 | 0 | 0 | 0 | 0 | 0 | 0
F5_Industrial_Lumber and Wood Products_New_Process_Natural Gas_Process Cooling_Baseline Forecast | F5 | Industrial | Lumber and Wood Products | New | Process | Natural Gas | Process Cooling | Baseline Forecast | Turnover | 0 | 0 | 0 | 0 | 0 | 0 | 0 | 0 | 0 | 0 | 0 | 0 | 0 | 0 | 0 | 0 | 0 | 0 | 0 | 0 | 0 | 0 | 0 | 0 | 0 | 0 | 0 | 0 | 0 | 0 | 0 | 0 | 0
F6_Industrial_Lumber and Wood Products_New_Process_Natural Gas_Process Cooling_Baseline Forecast | F6 | Industrial | Lumber and Wood Products | New | Process | Natural Gas | Process Cooling | Baseline Forecast | Avg. Replacement Usage (kWh) | 0 | 0 | 0 | 0 | 0 | 0 | 0 | 0 | 0 | 0 | 0 | 0 | 0 | 0 | 0 | 0 | 0 | 0 | 0 | 0 | 0 | 0 | 0 | 0 | 0 | 0 | 0 | 0 | 0 | 0 | 0 | 0 | 0
F7_Industrial_Lumber and Wood Products_New_Process_Natural Gas_Process Cooling_Baseline Forecast | F7 | Industrial | Lumber and Wood Products | New | Process | Natural Gas | Process Cooling | Baseline Forecast | Avg. Replacement Summer Demand (kW) | 0 | 0 | 0 | 0 | 0 | 0 | 0 | 0 | 0 | 0 | 0 | 0 | 0 | 0 | 0 | 0 | 0 | 0 | 0 | 0 | 0 | 0 | 0 | 0 | 0 | 0 | 0 | 0 | 0 | 0 | 0 | 0 | 0
F8_Industrial_Lumber and Wood Products_New_Process_Natural Gas_Process Cooling_Baseline Forecast | F8 | Industrial | Lumber and Wood Products | New | Process | Natural Gas | Process Cooling | Baseline Forecast | Avg. Replacement Winter Demand (kW) | 0 | 0 | 0 | 0 | 0 | 0 | 0 | 0 | 0 | 0 | 0 | 0 | 0 | 0 | 0 | 0 | 0 | 0 | 0 | 0 | 0 | 0 | 0 | 0 | 0 | 0 | 0 | 0 | 0 | 0 | 0 | 0 | 0
F1_Industrial_Lumber and Wood Products_New_Process_Natural Gas_Other Process_Baseline Forecast | F1 | Industrial | Lumber and Wood Products | New | Process | Natural Gas | Other Process | Baseline Forecast | Units | 0 | 0 | 0 | 0 | 0 | 0 | 0 | 0 | 0 | 0 | 0 | 0 | 0 | 0 | 0 | 0 | 0 | 0 | 0 | 0 | 0 | 0 | 0 | 0 | 0 | 0 | 0 | 0 | 0 | 0 | 0 | 0 | 0
F2_Industrial_Lumber and Wood Products_New_Process_Natural Gas_Other Process_Baseline Forecast | F2 | Industrial | Lumber and Wood Products | New | Process | Natural Gas | Other Process | Baseline Forecast | Usage (MMtherm) | 0 | 0 | 0 | 0 | 0 | 0 | 0 | 0 | 0 | 0 | 0 | 0 | 0 | 0 | 0 | 0 | 0 | 0 | 0 | 0 | 0 | 0 | 0 | 0 | 0 | 0 | 0 | 0 | 0 | 0 | 0 | 0 | 0
F3_Industrial_Lumber and Wood Products_New_Process_Natural Gas_Other Process_Baseline Forecast | F3 | Industrial | Lumber and Wood Products | New | Process | Natural Gas | Other Process | Baseline Forecast | Summer Peak Demand (MW) | 0 | 0 | 0 | 0 | 0 | 0 | 0 | 0 | 0 | 0 | 0 | 0 | 0 | 0 | 0 | 0 | 0 | 0 | 0 | 0 | 0 | 0 | 0 | 0 | 0 | 0 | 0 | 0 | 0 | 0 | 0 | 0 | 0
F4_Industrial_Lumber and Wood Products_New_Process_Natural Gas_Other Process_Baseline Forecast | F4 | Industrial | Lumber and Wood Products | New | Process | Natural Gas | Other Process | Baseline Forecast | Winter Peak Demand (MW) | 0 | 0 | 0 | 0 | 0 | 0 | 0 | 0 | 0 | 0 | 0 | 0 | 0 | 0 | 0 | 0 | 0 | 0 | 0 | 0 | 0 | 0 | 0 | 0 | 0 | 0 | 0 | 0 | 0 | 0 | 0 | 0 | 0
F5_Industrial_Lumber and Wood Products_New_Process_Natural Gas_Other Process_Baseline Forecast | F5 | Industrial | Lumber and Wood Products | New | Process | Natural Gas | Other Process | Baseline Forecast | Turnover | 0 | 0 | 0 | 0 | 0 | 0 | 0 | 0 | 0 | 0 | 0 | 0 | 0 | 0 | 0 | 0 | 0 | 0 | 0 | 0 | 0 | 0 | 0 | 0 | 0 | 0 | 0 | 0 | 0 | 0 | 0 | 0 | 0
F6_Industrial_Lumber and Wood Products_New_Process_Natural Gas_Other Process_Baseline Forecast | F6 | Industrial | Lumber and Wood Products | New | Process | Natural Gas | Other Process | Baseline Forecast | Avg. Replacement Usage (kWh) | 0 | 0 | 0 | 0 | 0 | 0 | 0 | 0 | 0 | 0 | 0 | 0 | 0 | 0 | 0 | 0 | 0 | 0 | 0 | 0 | 0 | 0 | 0 | 0 | 0 | 0 | 0 | 0 | 0 | 0 | 0 | 0 | 0
F7_Industrial_Lumber and Wood Products_New_Process_Natural Gas_Other Process_Baseline Forecast | F7 | Industrial | Lumber and Wood Products | New | Process | Natural Gas | Other Process | Baseline Forecast | Avg. Replacement Summer Demand (kW) | 0 | 0 | 0 | 0 | 0 | 0 | 0 | 0 | 0 | 0 | 0 | 0 | 0 | 0 | 0 | 0 | 0 | 0 | 0 | 0 | 0 | 0 | 0 | 0 | 0 | 0 | 0 | 0 | 0 | 0 | 0 | 0 | 0
F8_Industrial_Lumber and Wood Products_New_Process_Natural Gas_Other Process_Baseline Forecast | F8 | Industrial | Lumber and Wood Products | New | Process | Natural Gas | Other Process | Baseline Forecast | Avg. Replacement Winter Demand (kW) | 0 | 0 | 0 | 0 | 0 | 0 | 0 | 0 | 0 | 0 | 0 | 0 | 0 | 0 | 0 | 0 | 0 | 0 | 0 | 0 | 0 | 0 | 0 | 0 | 0 | 0 | 0 | 0 | 0 | 0 | 0 | 0 | 0
F1_Industrial_Lumber and Wood Products_New_Miscellaneous_Natural Gas_Miscellaneous_Baseline Forecast | F1 | Industrial | Lumber and Wood Products | New | Miscellaneous | Natural Gas | Miscellaneous | Baseline Forecast | Units | 0 | 0 | 0 | 0 | 0 | 0 | 0 | 0 | 0 | 0 | 0 | 0 | 0 | 0 | 0 | 0 | 0 | 0 | 0 | 0 | 0 | 0 | 0 | 0 | 0 | 0 | 0 | 0 | 0 | 0 | 0 | 0 | 0
F2_Industrial_Lumber and Wood Products_New_Miscellaneous_Natural Gas_Miscellaneous_Baseline Forecast | F2 | Industrial | Lumber and Wood Products | New | Miscellaneous | Natural Gas | Miscellaneous | Baseline Forecast | Usage (MMtherm) | 0 | 0 | 0 | 0 | 0 | 0 | 0 | 0 | 0 | 0 | 0 | 0 | 0 | 0 | 0 | 0 | 0 | 0 | 0 | 0 | 0 | 0 | 0 | 0 | 0 | 0 | 0 | 0 | 0 | 0 | 0 | 0 | 0
F3_Industrial_Lumber and Wood Products_New_Miscellaneous_Natural Gas_Miscellaneous_Baseline Forecast | F3 | Industrial | Lumber and Wood Products | New | Miscellaneous | Natural Gas | Miscellaneous | Baseline Forecast | Summer Peak Demand (MW) | 0 | 0 | 0 | 0 | 0 | 0 | 0 | 0 | 0 | 0 | 0 | 0 | 0 | 0 | 0 | 0 | 0 | 0 | 0 | 0 | 0 | 0 | 0 | 0 | 0 | 0 | 0 | 0 | 0 | 0 | 0 | 0 | 0
F4_Industrial_Lumber and Wood Products_New_Miscellaneous_Natural Gas_Miscellaneous_Baseline Forecast | F4 | Industrial | Lumber and Wood Products | New | Miscellaneous | Natural Gas | Miscellaneous | Baseline Forecast | Winter Peak Demand (MW) | 0 | 0 | 0 | 0 | 0 | 0 | 0 | 0 | 0 | 0 | 0 | 0 | 0 | 0 | 0 | 0 | 0 | 0 | 0 | 0 | 0 | 0 | 0 | 0 | 0 | 0 | 0 | 0 | 0 | 0 | 0 | 0 | 0
F5_Industrial_Lumber and Wood Products_New_Miscellaneous_Natural Gas_Miscellaneous_Baseline Forecast | F5 | Industrial | Lumber and Wood Products | New | Miscellaneous | Natural Gas | Miscellaneous | Baseline Forecast | Turnover | 0 | 0 | 0 | 0 | 0 | 0 | 0 | 0 | 0 | 0 | 0 | 0 | 0 | 0 | 0 | 0 | 0 | 0 | 0 | 0 | 0 | 0 | 0 | 0 | 0 | 0 | 0 | 0 | 0 | 0 | 0 | 0 | 0
F6_Industrial_Lumber and Wood Products_New_Miscellaneous_Natural Gas_Miscellaneous_Baseline Forecast | F6 | Industrial | Lumber and Wood Products | New | Miscellaneous | Natural Gas | Miscellaneous | Baseline Forecast | Avg. Replacement Usage (kWh) | 0 | 0 | 0 | 0 | 0 | 0 | 0 | 0 | 0 | 0 | 0 | 0 | 0 | 0 | 0 | 0 | 0 | 0 | 0 | 0 | 0 | 0 | 0 | 0 | 0 | 0 | 0 | 0 | 0 | 0 | 0 | 0 | 0
F7_Industrial_Lumber and Wood Products_New_Miscellaneous_Natural Gas_Miscellaneous_Baseline Forecast | F7 | Industrial | Lumber and Wood Products | New | Miscellaneous | Natural Gas | Miscellaneous | Baseline Forecast | Avg. Replacement Summer Demand (kW) | 0 | 0 | 0 | 0 | 0 | 0 | 0 | 0 | 0 | 0 | 0 | 0 | 0 | 0 | 0 | 0 | 0 | 0 | 0 | 0 | 0 | 0 | 0 | 0 | 0 | 0 | 0 | 0 | 0 | 0 | 0 | 0 | 0
F8_Industrial_Lumber and Wood Products_New_Miscellaneous_Natural Gas_Miscellaneous_Baseline Forecast | F8 | Industrial | Lumber and Wood Products | New | Miscellaneous | Natural Gas | Miscellaneous | Baseline Forecast | Avg. Replacement Winter Demand (kW) | 0 | 0 | 0 | 0 | 0 | 0 | 0 | 0 | 0 | 0 | 0 | 0 | 0 | 0 | 0 | 0 | 0 | 0 | 0 | 0 | 0 | 0 | 0 | 0 | 0 | 0 | 0 | 0 | 0 | 0 | 0 | 0 | 0
F1_Industrial_Other Industrial_Existing_Space Heating_Natural Gas_Furnace_Baseline Forecast | F1 | Industrial | Other Industrial | Existing | Space Heating | Natural Gas | Furnace | Baseline Forecast | Units | 0 | 0 | 0 | 0 | 0 | 0 | 0 | 0 | 0 | 0 | 0 | 0 | 0 | 0 | 0 | 0 | 0 | 0 | 0 | 0 | 0 | 0 | 0 | 0 | 0 | 0 | 0 | 0 | 0 | 0 | 0 | 0 | 0
F2_Industrial_Other Industrial_Existing_Space Heating_Natural Gas_Furnace_Baseline Forecast | F2 | Industrial | Other Industrial | Existing | Space Heating | Natural Gas | Furnace | Baseline Forecast | Usage (MMtherm) | 0 | 0 | 0 | 0 | 0 | 0 | 0 | 0 | 0 | 0 | 0 | 0 | 0 | 0 | 0 | 0 | 0 | 0 | 0 | 0 | 0 | 0 | 0 | 0 | 0 | 0 | 0 | 0 | 0 | 0 | 0 | 0 | 0
F3_Industrial_Other Industrial_Existing_Space Heating_Natural Gas_Furnace_Baseline Forecast | F3 | Industrial | Other Industrial | Existing | Space Heating | Natural Gas | Furnace | Baseline Forecast | Summer Peak Demand (MW) | 0 | 0 | 0 | 0 | 0 | 0 | 0 | 0 | 0 | 0 | 0 | 0 | 0 | 0 | 0 | 0 | 0 | 0 | 0 | 0 | 0 | 0 | 0 | 0 | 0 | 0 | 0 | 0 | 0 | 0 | 0 | 0 | 0
F4_Industrial_Other Industrial_Existing_Space Heating_Natural Gas_Furnace_Baseline Forecast | F4 | Industrial | Other Industrial | Existing | Space Heating | Natural Gas | Furnace | Baseline Forecast | Winter Peak Demand (MW) | 0 | 0 | 0 | 0 | 0 | 0 | 0 | 0 | 0 | 0 | 0 | 0 | 0 | 0 | 0 | 0 | 0 | 0 | 0 | 0 | 0 | 0 | 0 | 0 | 0 | 0 | 0 | 0 | 0 | 0 | 0 | 0 | 0
F5_Industrial_Other Industrial_Existing_Space Heating_Natural Gas_Furnace_Baseline Forecast | F5 | Industrial | Other Industrial | Existing | Space Heating | Natural Gas | Furnace | Baseline Forecast | Turnover | 0 | 0 | 0 | 0 | 0 | 0 | 0 | 0 | 0 | 0 | 0 | 0 | 0 | 0 | 0 | 0 | 0 | 0 | 0 | 0 | 0 | 0 | 0 | 0 | 0 | 0 | 0 | 0 | 0 | 0 | 0 | 0 | 0
F6_Industrial_Other Industrial_Existing_Space Heating_Natural Gas_Furnace_Baseline Forecast | F6 | Industrial | Other Industrial | Existing | Space Heating | Natural Gas | Furnace | Baseline Forecast | Avg. Replacement Usage (kWh) | 0 | 0 | 0 | 0 | 0 | 0 | 0 | 0 | 0 | 0 | 0 | 0 | 0 | 0 | 0 | 0 | 0 | 0 | 0 | 0 | 0 | 0 | 0 | 0 | 0 | 0 | 0 | 0 | 0 | 0 | 0 | 0 | 0
F7_Industrial_Other Industrial_Existing_Space Heating_Natural Gas_Furnace_Baseline Forecast | F7 | Industrial | Other Industrial | Existing | Space Heating | Natural Gas | Furnace | Baseline Forecast | Avg. Replacement Summer Demand (kW) | 0 | 0 | 0 | 0 | 0 | 0 | 0 | 0 | 0 | 0 | 0 | 0 | 0 | 0 | 0 | 0 | 0 | 0 | 0 | 0 | 0 | 0 | 0 | 0 | 0 | 0 | 0 | 0 | 0 | 0 | 0 | 0 | 0
F8_Industrial_Other Industrial_Existing_Space Heating_Natural Gas_Furnace_Baseline Forecast | F8 | Industrial | Other Industrial | Existing | Space Heating | Natural Gas | Furnace | Baseline Forecast | Avg. Replacement Winter Demand (kW) | 0 | 0 | 0 | 0 | 0 | 0 | 0 | 0 | 0 | 0 | 0 | 0 | 0 | 0 | 0 | 0 | 0 | 0 | 0 | 0 | 0 | 0 | 0 | 0 | 0 | 0 | 0 | 0 | 0 | 0 | 0 | 0 | 0
F1_Industrial_Other Industrial_Existing_Space Heating_Natural Gas_Boiler_Baseline Forecast | F1 | Industrial | Other Industrial | Existing | Space Heating | Natural Gas | Boiler | Baseline Forecast | Units | 0 | 0 | 0 | 0 | 0 | 0 | 0 | 0 | 0 | 0 | 0 | 0 | 0 | 0 | 0 | 0 | 0 | 0 | 0 | 0 | 0 | 0 | 0 | 0 | 0 | 0 | 0 | 0 | 0 | 0 | 0 | 0 | 0
F2_Industrial_Other Industrial_Existing_Space Heating_Natural Gas_Boiler_Baseline Forecast | F2 | Industrial | Other Industrial | Existing | Space Heating | Natural Gas | Boiler | Baseline Forecast | Usage (MMtherm) | 0 | 0 | 0 | 0 | 0 | 0 | 0 | 0 | 0 | 0 | 0 | 0 | 0 | 0 | 0 | 0 | 0 | 0 | 0 | 0 | 0 | 0 | 0 | 0 | 0 | 0 | 0 | 0 | 0 | 0 | 0 | 0 | 0
F3_Industrial_Other Industrial_Existing_Space Heating_Natural Gas_Boiler_Baseline Forecast | F3 | Industrial | Other Industrial | Existing | Space Heating | Natural Gas | Boiler | Baseline Forecast | Summer Peak Demand (MW) | 0 | 0 | 0 | 0 | 0 | 0 | 0 | 0 | 0 | 0 | 0 | 0 | 0 | 0 | 0 | 0 | 0 | 0 | 0 | 0 | 0 | 0 | 0 | 0 | 0 | 0 | 0 | 0 | 0 | 0 | 0 | 0 | 0
F4_Industrial_Other Industrial_Existing_Space Heating_Natural Gas_Boiler_Baseline Forecast | F4 | Industrial | Other Industrial | Existing | Space Heating | Natural Gas | Boiler | Baseline Forecast | Winter Peak Demand (MW) | 0 | 0 | 0 | 0 | 0 | 0 | 0 | 0 | 0 | 0 | 0 | 0 | 0 | 0 | 0 | 0 | 0 | 0 | 0 | 0 | 0 | 0 | 0 | 0 | 0 | 0 | 0 | 0 | 0 | 0 | 0 | 0 | 0
F5_Industrial_Other Industrial_Existing_Space Heating_Natural Gas_Boiler_Baseline Forecast | F5 | Industrial | Other Industrial | Existing | Space Heating | Natural Gas | Boiler | Baseline Forecast | Turnover | 0 | 0 | 0 | 0 | 0 | 0 | 0 | 0 | 0 | 0 | 0 | 0 | 0 | 0 | 0 | 0 | 0 | 0 | 0 | 0 | 0 | 0 | 0 | 0 | 0 | 0 | 0 | 0 | 0 | 0 | 0 | 0 | 0
F6_Industrial_Other Industrial_Existing_Space Heating_Natural Gas_Boiler_Baseline Forecast | F6 | Industrial | Other Industrial | Existing | Space Heating | Natural Gas | Boiler | Baseline Forecast | Avg. Replacement Usage (kWh) | 0 | 0 | 0 | 0 | 0 | 0 | 0 | 0 | 0 | 0 | 0 | 0 | 0 | 0 | 0 | 0 | 0 | 0 | 0 | 0 | 0 | 0 | 0 | 0 | 0 | 0 | 0 | 0 | 0 | 0 | 0 | 0 | 0
F7_Industrial_Other Industrial_Existing_Space Heating_Natural Gas_Boiler_Baseline Forecast | F7 | Industrial | Other Industrial | Existing | Space Heating | Natural Gas | Boiler | Baseline Forecast | Avg. Replacement Summer Demand (kW) | 0 | 0 | 0 | 0 | 0 | 0 | 0 | 0 | 0 | 0 | 0 | 0 | 0 | 0 | 0 | 0 | 0 | 0 | 0 | 0 | 0 | 0 | 0 | 0 | 0 | 0 | 0 | 0 | 0 | 0 | 0 | 0 | 0
F8_Industrial_Other Industrial_Existing_Space Heating_Natural Gas_Boiler_Baseline Forecast | F8 | Industrial | Other Industrial | Existing | Space Heating | Natural Gas | Boiler | Baseline Forecast | Avg. Replacement Winter Demand (kW) | 0 | 0 | 0 | 0 | 0 | 0 | 0 | 0 | 0 | 0 | 0 | 0 | 0 | 0 | 0 | 0 | 0 | 0 | 0 | 0 | 0 | 0 | 0 | 0 | 0 | 0 | 0 | 0 | 0 | 0 | 0 | 0 | 0
F1_Industrial_Other Industrial_Existing_Space Heating_Natural Gas_Unit Heater_Baseline Forecast | F1 | Industrial | Other Industrial | Existing | Space Heating | Natural Gas | Unit Heater | Baseline Forecast | Units | 0 | 0 | 0 | 0 | 0 | 0 | 0 | 0 | 0 | 0 | 0 | 0 | 0 | 0 | 0 | 0 | 0 | 0 | 0 | 0 | 0 | 0 | 0 | 0 | 0 | 0 | 0 | 0 | 0 | 0 | 0 | 0 | 0
F2_Industrial_Other Industrial_Existing_Space Heating_Natural Gas_Unit Heater_Baseline Forecast | F2 | Industrial | Other Industrial | Existing | Space Heating | Natural Gas | Unit Heater | Baseline Forecast | Usage (MMtherm) | 0 | 0 | 0 | 0 | 0 | 0 | 0 | 0 | 0 | 0 | 0 | 0 | 0 | 0 | 0 | 0 | 0 | 0 | 0 | 0 | 0 | 0 | 0 | 0 | 0 | 0 | 0 | 0 | 0 | 0 | 0 | 0 | 0
F3_Industrial_Other Industrial_Existing_Space Heating_Natural Gas_Unit Heater_Baseline Forecast | F3 | Industrial | Other Industrial | Existing | Space Heating | Natural Gas | Unit Heater | Baseline Forecast | Summer Peak Demand (MW) | 0 | 0 | 0 | 0 | 0 | 0 | 0 | 0 | 0 | 0 | 0 | 0 | 0 | 0 | 0 | 0 | 0 | 0 | 0 | 0 | 0 | 0 | 0 | 0 | 0 | 0 | 0 | 0 | 0 | 0 | 0 | 0 | 0
F4_Industrial_Other Industrial_Existing_Space Heating_Natural Gas_Unit Heater_Baseline Forecast | F4 | Industrial | Other Industrial | Existing | Space Heating | Natural Gas | Unit Heater | Baseline Forecast | Winter Peak Demand (MW) | 0 | 0 | 0 | 0 | 0 | 0 | 0 | 0 | 0 | 0 | 0 | 0 | 0 | 0 | 0 | 0 | 0 | 0 | 0 | 0 | 0 | 0 | 0 | 0 | 0 | 0 | 0 | 0 | 0 | 0 | 0 | 0 | 0
F5_Industrial_Other Industrial_Existing_Space Heating_Natural Gas_Unit Heater_Baseline Forecast | F5 | Industrial | Other Industrial | Existing | Space Heating | Natural Gas | Unit Heater | Baseline Forecast | Turnover | 0 | 0 | 0 | 0 | 0 | 0 | 0 | 0 | 0 | 0 | 0 | 0 | 0 | 0 | 0 | 0 | 0 | 0 | 0 | 0 | 0 | 0 | 0 | 0 | 0 | 0 | 0 | 0 | 0 | 0 | 0 | 0 | 0
F6_Industrial_Other Industrial_Existing_Space Heating_Natural Gas_Unit Heater_Baseline Forecast | F6 | Industrial | Other Industrial | Existing | Space Heating | Natural Gas | Unit Heater | Baseline Forecast | Avg. Replacement Usage (kWh) | 0 | 0 | 0 | 0 | 0 | 0 | 0 | 0 | 0 | 0 | 0 | 0 | 0 | 0 | 0 | 0 | 0 | 0 | 0 | 0 | 0 | 0 | 0 | 0 | 0 | 0 | 0 | 0 | 0 | 0 | 0 | 0 | 0
F7_Industrial_Other Industrial_Existing_Space Heating_Natural Gas_Unit Heater_Baseline Forecast | F7 | Industrial | Other Industrial | Existing | Space Heating | Natural Gas | Unit Heater | Baseline Forecast | Avg. Replacement Summer Demand (kW) | 0 | 0 | 0 | 0 | 0 | 0 | 0 | 0 | 0 | 0 | 0 | 0 | 0 | 0 | 0 | 0 | 0 | 0 | 0 | 0 | 0 | 0 | 0 | 0 | 0 | 0 | 0 | 0 | 0 | 0 | 0 | 0 | 0
F8_Industrial_Other Industrial_Existing_Space Heating_Natural Gas_Unit Heater_Baseline Forecast | F8 | Industrial | Other Industrial | Existing | Space Heating | Natural Gas | Unit Heater | Baseline Forecast | Avg. Replacement Winter Demand (kW) | 0 | 0 | 0 | 0 | 0 | 0 | 0 | 0 | 0 | 0 | 0 | 0 | 0 | 0 | 0 | 0 | 0 | 0 | 0 | 0 | 0 | 0 | 0 | 0 | 0 | 0 | 0 | 0 | 0 | 0 | 0 | 0 | 0
F1_Industrial_Other Industrial_Existing_Process_Natural Gas_Process Heating_Baseline Forecast | F1 | Industrial | Other Industrial | Existing | Process | Natural Gas | Process Heating | Baseline Forecast | Units | 0 | 0 | 0 | 0 | 0 | 0 | 0 | 0 | 0 | 0 | 0 | 0 | 0 | 0 | 0 | 0 | 0 | 0 | 0 | 0 | 0 | 0 | 0 | 0 | 0 | 0 | 0 | 0 | 0 | 0 | 0 | 0 | 0
F2_Industrial_Other Industrial_Existing_Process_Natural Gas_Process Heating_Baseline Forecast | F2 | Industrial | Other Industrial | Existing | Process | Natural Gas | Process Heating | Baseline Forecast | Usage (MMtherm) | 0 | 0 | 0 | 0 | 0 | 0 | 0 | 0 | 0 | 0 | 0 | 0 | 0 | 0 | 0 | 0 | 0 | 0 | 0 | 0 | 0 | 0 | 0 | 0 | 0 | 0 | 0 | 0 | 0 | 0 | 0 | 0 | 0
F3_Industrial_Other Industrial_Existing_Process_Natural Gas_Process Heating_Baseline Forecast | F3 | Industrial | Other Industrial | Existing | Process | Natural Gas | Process Heating | Baseline Forecast | Summer Peak Demand (MW) | 0 | 0 | 0 | 0 | 0 | 0 | 0 | 0 | 0 | 0 | 0 | 0 | 0 | 0 | 0 | 0 | 0 | 0 | 0 | 0 | 0 | 0 | 0 | 0 | 0 | 0 | 0 | 0 | 0 | 0 | 0 | 0 | 0
F4_Industrial_Other Industrial_Existing_Process_Natural Gas_Process Heating_Baseline Forecast | F4 | Industrial | Other Industrial | Existing | Process | Natural Gas | Process Heating | Baseline Forecast | Winter Peak Demand (MW) | 0 | 0 | 0 | 0 | 0 | 0 | 0 | 0 | 0 | 0 | 0 | 0 | 0 | 0 | 0 | 0 | 0 | 0 | 0 | 0 | 0 | 0 | 0 | 0 | 0 | 0 | 0 | 0 | 0 | 0 | 0 | 0 | 0
F5_Industrial_Other Industrial_Existing_Process_Natural Gas_Process Heating_Baseline Forecast | F5 | Industrial | Other Industrial | Existing | Process | Natural Gas | Process Heating | Baseline Forecast | Turnover | 0 | 0 | 0 | 0 | 0 | 0 | 0 | 0 | 0 | 0 | 0 | 0 | 0 | 0 | 0 | 0 | 0 | 0 | 0 | 0 | 0 | 0 | 0 | 0 | 0 | 0 | 0 | 0 | 0 | 0 | 0 | 0 | 0
F6_Industrial_Other Industrial_Existing_Process_Natural Gas_Process Heating_Baseline Forecast | F6 | Industrial | Other Industrial | Existing | Process | Natural Gas | Process Heating | Baseline Forecast | Avg. Replacement Usage (kWh) | 0 | 0 | 0 | 0 | 0 | 0 | 0 | 0 | 0 | 0 | 0 | 0 | 0 | 0 | 0 | 0 | 0 | 0 | 0 | 0 | 0 | 0 | 0 | 0 | 0 | 0 | 0 | 0 | 0 | 0 | 0 | 0 | 0
F7_Industrial_Other Industrial_Existing_Process_Natural Gas_Process Heating_Baseline Forecast | F7 | Industrial | Other Industrial | Existing | Process | Natural Gas | Process Heating | Baseline Forecast | Avg. Replacement Summer Demand (kW) | 0 | 0 | 0 | 0 | 0 | 0 | 0 | 0 | 0 | 0 | 0 | 0 | 0 | 0 | 0 | 0 | 0 | 0 | 0 | 0 | 0 | 0 | 0 | 0 | 0 | 0 | 0 | 0 | 0 | 0 | 0 | 0 | 0
F8_Industrial_Other Industrial_Existing_Process_Natural Gas_Process Heating_Baseline Forecast | F8 | Industrial | Other Industrial | Existing | Process | Natural Gas | Process Heating | Baseline Forecast | Avg. Replacement Winter Demand (kW) | 0 | 0 | 0 | 0 | 0 | 0 | 0 | 0 | 0 | 0 | 0 | 0 | 0 | 0 | 0 | 0 | 0 | 0 | 0 | 0 | 0 | 0 | 0 | 0 | 0 | 0 | 0 | 0 | 0 | 0 | 0 | 0 | 0
F1_Industrial_Other Industrial_Existing_Process_Natural Gas_Process Boiler_Baseline Forecast | F1 | Industrial | Other Industrial | Existing | Process | Natural Gas | Process Boiler | Baseline Forecast | Units | 0 | 0 | 0 | 0 | 0 | 0 | 0 | 0 | 0 | 0 | 0 | 0 | 0 | 0 | 0 | 0 | 0 | 0 | 0 | 0 | 0 | 0 | 0 | 0 | 0 | 0 | 0 | 0 | 0 | 0 | 0 | 0 | 0
F2_Industrial_Other Industrial_Existing_Process_Natural Gas_Process Boiler_Baseline Forecast | F2 | Industrial | Other Industrial | Existing | Process | Natural Gas | Process Boiler | Baseline Forecast | Usage (MMtherm) | 0 | 0 | 0 | 0 | 0 | 0 | 0 | 0 | 0 | 0 | 0 | 0 | 0 | 0 | 0 | 0 | 0 | 0 | 0 | 0 | 0 | 0 | 0 | 0 | 0 | 0 | 0 | 0 | 0 | 0 | 0 | 0 | 0
F3_Industrial_Other Industrial_Existing_Process_Natural Gas_Process Boiler_Baseline Forecast | F3 | Industrial | Other Industrial | Existing | Process | Natural Gas | Process Boiler | Baseline Forecast | Summer Peak Demand (MW) | 0 | 0 | 0 | 0 | 0 | 0 | 0 | 0 | 0 | 0 | 0 | 0 | 0 | 0 | 0 | 0 | 0 | 0 | 0 | 0 | 0 | 0 | 0 | 0 | 0 | 0 | 0 | 0 | 0 | 0 | 0 | 0 | 0
F4_Industrial_Other Industrial_Existing_Process_Natural Gas_Process Boiler_Baseline Forecast | F4 | Industrial | Other Industrial | Existing | Process | Natural Gas | Process Boiler | Baseline Forecast | Winter Peak Demand (MW) | 0 | 0 | 0 | 0 | 0 | 0 | 0 | 0 | 0 | 0 | 0 | 0 | 0 | 0 | 0 | 0 | 0 | 0 | 0 | 0 | 0 | 0 | 0 | 0 | 0 | 0 | 0 | 0 | 0 | 0 | 0 | 0 | 0
F5_Industrial_Other Industrial_Existing_Process_Natural Gas_Process Boiler_Baseline Forecast | F5 | Industrial | Other Industrial | Existing | Process | Natural Gas | Process Boiler | Baseline Forecast | Turnover | 0 | 0 | 0 | 0 | 0 | 0 | 0 | 0 | 0 | 0 | 0 | 0 | 0 | 0 | 0 | 0 | 0 | 0 | 0 | 0 | 0 | 0 | 0 | 0 | 0 | 0 | 0 | 0 | 0 | 0 | 0 | 0 | 0
F6_Industrial_Other Industrial_Existing_Process_Natural Gas_Process Boiler_Baseline Forecast | F6 | Industrial | Other Industrial | Existing | Process | Natural Gas | Process Boiler | Baseline Forecast | Avg. Replacement Usage (kWh) | 0 | 0 | 0 | 0 | 0 | 0 | 0 | 0 | 0 | 0 | 0 | 0 | 0 | 0 | 0 | 0 | 0 | 0 | 0 | 0 | 0 | 0 | 0 | 0 | 0 | 0 | 0 | 0 | 0 | 0 | 0 | 0 | 0
F7_Industrial_Other Industrial_Existing_Process_Natural Gas_Process Boiler_Baseline Forecast | F7 | Industrial | Other Industrial | Existing | Process | Natural Gas | Process Boiler | Baseline Forecast | Avg. Replacement Summer Demand (kW) | 0 | 0 | 0 | 0 | 0 | 0 | 0 | 0 | 0 | 0 | 0 | 0 | 0 | 0 | 0 | 0 | 0 | 0 | 0 | 0 | 0 | 0 | 0 | 0 | 0 | 0 | 0 | 0 | 0 | 0 | 0 | 0 | 0
F8_Industrial_Other Industrial_Existing_Process_Natural Gas_Process Boiler_Baseline Forecast | F8 | Industrial | Other Industrial | Existing | Process | Natural Gas | Process Boiler | Baseline Forecast | Avg. Replacement Winter Demand (kW) | 0 | 0 | 0 | 0 | 0 | 0 | 0 | 0 | 0 | 0 | 0 | 0 | 0 | 0 | 0 | 0 | 0 | 0 | 0 | 0 | 0 | 0 | 0 | 0 | 0 | 0 | 0 | 0 | 0 | 0 | 0 | 0 | 0
F1_Industrial_Other Industrial_Existing_Process_Natural Gas_Process Cooling_Baseline Forecast | F1 | Industrial | Other Industrial | Existing | Process | Natural Gas | Process Cooling | Baseline Forecast | Units | 0 | 0 | 0 | 0 | 0 | 0 | 0 | 0 | 0 | 0 | 0 | 0 | 0 | 0 | 0 | 0 | 0 | 0 | 0 | 0 | 0 | 0 | 0 | 0 | 0 | 0 | 0 | 0 | 0 | 0 | 0 | 0 | 0
F2_Industrial_Other Industrial_Existing_Process_Natural Gas_Process Cooling_Baseline Forecast | F2 | Industrial | Other Industrial | Existing | Process | Natural Gas | Process Cooling | Baseline Forecast | Usage (MMtherm) | 0 | 0 | 0 | 0 | 0 | 0 | 0 | 0 | 0 | 0 | 0 | 0 | 0 | 0 | 0 | 0 | 0 | 0 | 0 | 0 | 0 | 0 | 0 | 0 | 0 | 0 | 0 | 0 | 0 | 0 | 0 | 0 | 0
F3_Industrial_Other Industrial_Existing_Process_Natural Gas_Process Cooling_Baseline Forecast | F3 | Industrial | Other Industrial | Existing | Process | Natural Gas | Process Cooling | Baseline Forecast | Summer Peak Demand (MW) | 0 | 0 | 0 | 0 | 0 | 0 | 0 | 0 | 0 | 0 | 0 | 0 | 0 | 0 | 0 | 0 | 0 | 0 | 0 | 0 | 0 | 0 | 0 | 0 | 0 | 0 | 0 | 0 | 0 | 0 | 0 | 0 | 0
F4_Industrial_Other Industrial_Existing_Process_Natural Gas_Process Cooling_Baseline Forecast | F4 | Industrial | Other Industrial | Existing | Process | Natural Gas | Process Cooling | Baseline Forecast | Winter Peak Demand (MW) | 0 | 0 | 0 | 0 | 0 | 0 | 0 | 0 | 0 | 0 | 0 | 0 | 0 | 0 | 0 | 0 | 0 | 0 | 0 | 0 | 0 | 0 | 0 | 0 | 0 | 0 | 0 | 0 | 0 | 0 | 0 | 0 | 0
F5_Industrial_Other Industrial_Existing_Process_Natural Gas_Process Cooling_Baseline Forecast | F5 | Industrial | Other Industrial | Existing | Process | Natural Gas | Process Cooling | Baseline Forecast | Turnover | 0 | 0 | 0 | 0 | 0 | 0 | 0 | 0 | 0 | 0 | 0 | 0 | 0 | 0 | 0 | 0 | 0 | 0 | 0 | 0 | 0 | 0 | 0 | 0 | 0 | 0 | 0 | 0 | 0 | 0 | 0 | 0 | 0
F6_Industrial_Other Industrial_Existing_Process_Natural Gas_Process Cooling_Baseline Forecast | F6 | Industrial | Other Industrial | Existing | Process | Natural Gas | Process Cooling | Baseline Forecast | Avg. Replacement Usage (kWh) | 0 | 0 | 0 | 0 | 0 | 0 | 0 | 0 | 0 | 0 | 0 | 0 | 0 | 0 | 0 | 0 | 0 | 0 | 0 | 0 | 0 | 0 | 0 | 0 | 0 | 0 | 0 | 0 | 0 | 0 | 0 | 0 | 0
F7_Industrial_Other Industrial_Existing_Process_Natural Gas_Process Cooling_Baseline Forecast | F7 | Industrial | Other Industrial | Existing | Process | Natural Gas | Process Cooling | Baseline Forecast | Avg. Replacement Summer Demand (kW) | 0 | 0 | 0 | 0 | 0 | 0 | 0 | 0 | 0 | 0 | 0 | 0 | 0 | 0 | 0 | 0 | 0 | 0 | 0 | 0 | 0 | 0 | 0 | 0 | 0 | 0 | 0 | 0 | 0 | 0 | 0 | 0 | 0
F8_Industrial_Other Industrial_Existing_Process_Natural Gas_Process Cooling_Baseline Forecast | F8 | Industrial | Other Industrial | Existing | Process | Natural Gas | Process Cooling | Baseline Forecast | Avg. Replacement Winter Demand (kW) | 0 | 0 | 0 | 0 | 0 | 0 | 0 | 0 | 0 | 0 | 0 | 0 | 0 | 0 | 0 | 0 | 0 | 0 | 0 | 0 | 0 | 0 | 0 | 0 | 0 | 0 | 0 | 0 | 0 | 0 | 0 | 0 | 0
F1_Industrial_Other Industrial_Existing_Process_Natural Gas_Other Process_Baseline Forecast | F1 | Industrial | Other Industrial | Existing | Process | Natural Gas | Other Process | Baseline Forecast | Units | 0 | 0 | 0 | 0 | 0 | 0 | 0 | 0 | 0 | 0 | 0 | 0 | 0 | 0 | 0 | 0 | 0 | 0 | 0 | 0 | 0 | 0 | 0 | 0 | 0 | 0 | 0 | 0 | 0 | 0 | 0 | 0 | 0
F2_Industrial_Other Industrial_Existing_Process_Natural Gas_Other Process_Baseline Forecast | F2 | Industrial | Other Industrial | Existing | Process | Natural Gas | Other Process | Baseline Forecast | Usage (MMtherm) | 0 | 0 | 0 | 0 | 0 | 0 | 0 | 0 | 0 | 0 | 0 | 0 | 0 | 0 | 0 | 0 | 0 | 0 | 0 | 0 | 0 | 0 | 0 | 0 | 0 | 0 | 0 | 0 | 0 | 0 | 0 | 0 | 0
F3_Industrial_Other Industrial_Existing_Process_Natural Gas_Other Process_Baseline Forecast | F3 | Industrial | Other Industrial | Existing | Process | Natural Gas | Other Process | Baseline Forecast | Summer Peak Demand (MW) | 0 | 0 | 0 | 0 | 0 | 0 | 0 | 0 | 0 | 0 | 0 | 0 | 0 | 0 | 0 | 0 | 0 | 0 | 0 | 0 | 0 | 0 | 0 | 0 | 0 | 0 | 0 | 0 | 0 | 0 | 0 | 0 | 0
F4_Industrial_Other Industrial_Existing_Process_Natural Gas_Other Process_Baseline Forecast | F4 | Industrial | Other Industrial | Existing | Process | Natural Gas | Other Process | Baseline Forecast | Winter Peak Demand (MW) | 0 | 0 | 0 | 0 | 0 | 0 | 0 | 0 | 0 | 0 | 0 | 0 | 0 | 0 | 0 | 0 | 0 | 0 | 0 | 0 | 0 | 0 | 0 | 0 | 0 | 0 | 0 | 0 | 0 | 0 | 0 | 0 | 0
F5_Industrial_Other Industrial_Existing_Process_Natural Gas_Other Process_Baseline Forecast | F5 | Industrial | Other Industrial | Existing | Process | Natural Gas | Other Process | Baseline Forecast | Turnover | 0 | 0 | 0 | 0 | 0 | 0 | 0 | 0 | 0 | 0 | 0 | 0 | 0 | 0 | 0 | 0 | 0 | 0 | 0 | 0 | 0 | 0 | 0 | 0 | 0 | 0 | 0 | 0 | 0 | 0 | 0 | 0 | 0
F6_Industrial_Other Industrial_Existing_Process_Natural Gas_Other Process_Baseline Forecast | F6 | Industrial | Other Industrial | Existing | Process | Natural Gas | Other Process | Baseline Forecast | Avg. Replacement Usage (kWh) | 0 | 0 | 0 | 0 | 0 | 0 | 0 | 0 | 0 | 0 | 0 | 0 | 0 | 0 | 0 | 0 | 0 | 0 | 0 | 0 | 0 | 0 | 0 | 0 | 0 | 0 | 0 | 0 | 0 | 0 | 0 | 0 | 0
F7_Industrial_Other Industrial_Existing_Process_Natural Gas_Other Process_Baseline Forecast | F7 | Industrial | Other Industrial | Existing | Process | Natural Gas | Other Process | Baseline Forecast | Avg. Replacement Summer Demand (kW) | 0 | 0 | 0 | 0 | 0 | 0 | 0 | 0 | 0 | 0 | 0 | 0 | 0 | 0 | 0 | 0 | 0 | 0 | 0 | 0 | 0 | 0 | 0 | 0 | 0 | 0 | 0 | 0 | 0 | 0 | 0 | 0 | 0
F8_Industrial_Other Industrial_Existing_Process_Natural Gas_Other Process_Baseline Forecast | F8 | Industrial | Other Industrial | Existing | Process | Natural Gas | Other Process | Baseline Forecast | Avg. Replacement Winter Demand (kW) | 0 | 0 | 0 | 0 | 0 | 0 | 0 | 0 | 0 | 0 | 0 | 0 | 0 | 0 | 0 | 0 | 0 | 0 | 0 | 0 | 0 | 0 | 0 | 0 | 0 | 0 | 0 | 0 | 0 | 0 | 0 | 0 | 0
F1_Industrial_Other Industrial_Existing_Miscellaneous_Natural Gas_Miscellaneous_Baseline Forecast | F1 | Industrial | Other Industrial | Existing | Miscellaneous | Natural Gas | Miscellaneous | Baseline Forecast | Units | 0 | 0 | 0 | 0 | 0 | 0 | 0 | 0 | 0 | 0 | 0 | 0 | 0 | 0 | 0 | 0 | 0 | 0 | 0 | 0 | 0 | 0 | 0 | 0 | 0 | 0 | 0 | 0 | 0 | 0 | 0 | 0 | 0
F2_Industrial_Other Industrial_Existing_Miscellaneous_Natural Gas_Miscellaneous_Baseline Forecast | F2 | Industrial | Other Industrial | Existing | Miscellaneous | Natural Gas | Miscellaneous | Baseline Forecast | Usage (MMtherm) | 0 | 0 | 0 | 0 | 0 | 0 | 0 | 0 | 0 | 0 | 0 | 0 | 0 | 0 | 0 | 0 | 0 | 0 | 0 | 0 | 0 | 0 | 0 | 0 | 0 | 0 | 0 | 0 | 0 | 0 | 0 | 0 | 0
F3_Industrial_Other Industrial_Existing_Miscellaneous_Natural Gas_Miscellaneous_Baseline Forecast | F3 | Industrial | Other Industrial | Existing | Miscellaneous | Natural Gas | Miscellaneous | Baseline Forecast | Summer Peak Demand (MW) | 0 | 0 | 0 | 0 | 0 | 0 | 0 | 0 | 0 | 0 | 0 | 0 | 0 | 0 | 0 | 0 | 0 | 0 | 0 | 0 | 0 | 0 | 0 | 0 | 0 | 0 | 0 | 0 | 0 | 0 | 0 | 0 | 0
F4_Industrial_Other Industrial_Existing_Miscellaneous_Natural Gas_Miscellaneous_Baseline Forecast | F4 | Industrial | Other Industrial | Existing | Miscellaneous | Natural Gas | Miscellaneous | Baseline Forecast | Winter Peak Demand (MW) | 0 | 0 | 0 | 0 | 0 | 0 | 0 | 0 | 0 | 0 | 0 | 0 | 0 | 0 | 0 | 0 | 0 | 0 | 0 | 0 | 0 | 0 | 0 | 0 | 0 | 0 | 0 | 0 | 0 | 0 | 0 | 0 | 0
F5_Industrial_Other Industrial_Existing_Miscellaneous_Natural Gas_Miscellaneous_Baseline Forecast | F5 | Industrial | Other Industrial | Existing | Miscellaneous | Natural Gas | Miscellaneous | Baseline Forecast | Turnover | 0 | 0 | 0 | 0 | 0 | 0 | 0 | 0 | 0 | 0 | 0 | 0 | 0 | 0 | 0 | 0 | 0 | 0 | 0 | 0 | 0 | 0 | 0 | 0 | 0 | 0 | 0 | 0 | 0 | 0 | 0 | 0 | 0
F6_Industrial_Other Industrial_Existing_Miscellaneous_Natural Gas_Miscellaneous_Baseline Forecast | F6 | Industrial | Other Industrial | Existing | Miscellaneous | Natural Gas | Miscellaneous | Baseline Forecast | Avg. Replacement Usage (kWh) | 0 | 0 | 0 | 0 | 0 | 0 | 0 | 0 | 0 | 0 | 0 | 0 | 0 | 0 | 0 | 0 | 0 | 0 | 0 | 0 | 0 | 0 | 0 | 0 | 0 | 0 | 0 | 0 | 0 | 0 | 0 | 0 | 0
F7_Industrial_Other Industrial_Existing_Miscellaneous_Natural Gas_Miscellaneous_Baseline Forecast | F7 | Industrial | Other Industrial | Existing | Miscellaneous | Natural Gas | Miscellaneous | Baseline Forecast | Avg. Replacement Summer Demand (kW) | 0 | 0 | 0 | 0 | 0 | 0 | 0 | 0 | 0 | 0 | 0 | 0 | 0 | 0 | 0 | 0 | 0 | 0 | 0 | 0 | 0 | 0 | 0 | 0 | 0 | 0 | 0 | 0 | 0 | 0 | 0 | 0 | 0
F8_Industrial_Other Industrial_Existing_Miscellaneous_Natural Gas_Miscellaneous_Baseline Forecast | F8 | Industrial | Other Industrial | Existing | Miscellaneous | Natural Gas | Miscellaneous | Baseline Forecast | Avg. Replacement Winter Demand (kW) | 0 | 0 | 0 | 0 | 0 | 0 | 0 | 0 | 0 | 0 | 0 | 0 | 0 | 0 | 0 | 0 | 0 | 0 | 0 | 0 | 0 | 0 | 0 | 0 | 0 | 0 | 0 | 0 | 0 | 0 | 0 | 0 | 0
F1_Industrial_Other Industrial_New_Space Heating_Natural Gas_Furnace_Baseline Forecast | F1 | Industrial | Other Industrial | New | Space Heating | Natural Gas | Furnace | Baseline Forecast | Units | 0 | 0 | 0 | 0 | 0 | 0 | 0 | 0 | 0 | 0 | 0 | 0 | 0 | 0 | 0 | 0 | 0 | 0 | 0 | 0 | 0 | 0 | 0 | 0 | 0 | 0 | 0 | 0 | 0 | 0 | 0 | 0 | 0
F2_Industrial_Other Industrial_New_Space Heating_Natural Gas_Furnace_Baseline Forecast | F2 | Industrial | Other Industrial | New | Space Heating | Natural Gas | Furnace | Baseline Forecast | Usage (MMtherm) | 0 | 0 | 0 | 0 | 0 | 0 | 0 | 0 | 0 | 0 | 0 | 0 | 0 | 0 | 0 | 0 | 0 | 0 | 0 | 0 | 0 | 0 | 0 | 0 | 0 | 0 | 0 | 0 | 0 | 0 | 0 | 0 | 0
F3_Industrial_Other Industrial_New_Space Heating_Natural Gas_Furnace_Baseline Forecast | F3 | Industrial | Other Industrial | New | Space Heating | Natural Gas | Furnace | Baseline Forecast | Summer Peak Demand (MW) | 0 | 0 | 0 | 0 | 0 | 0 | 0 | 0 | 0 | 0 | 0 | 0 | 0 | 0 | 0 | 0 | 0 | 0 | 0 | 0 | 0 | 0 | 0 | 0 | 0 | 0 | 0 | 0 | 0 | 0 | 0 | 0 | 0
F4_Industrial_Other Industrial_New_Space Heating_Natural Gas_Furnace_Baseline Forecast | F4 | Industrial | Other Industrial | New | Space Heating | Natural Gas | Furnace | Baseline Forecast | Winter Peak Demand (MW) | 0 | 0 | 0 | 0 | 0 | 0 | 0 | 0 | 0 | 0 | 0 | 0 | 0 | 0 | 0 | 0 | 0 | 0 | 0 | 0 | 0 | 0 | 0 | 0 | 0 | 0 | 0 | 0 | 0 | 0 | 0 | 0 | 0
F5_Industrial_Other Industrial_New_Space Heating_Natural Gas_Furnace_Baseline Forecast | F5 | Industrial | Other Industrial | New | Space Heating | Natural Gas | Furnace | Baseline Forecast | Turnover | 0 | 0 | 0 | 0 | 0 | 0 | 0 | 0 | 0 | 0 | 0 | 0 | 0 | 0 | 0 | 0 | 0 | 0 | 0 | 0 | 0 | 0 | 0 | 0 | 0 | 0 | 0 | 0 | 0 | 0 | 0 | 0 | 0
F6_Industrial_Other Industrial_New_Space Heating_Natural Gas_Furnace_Baseline Forecast | F6 | Industrial | Other Industrial | New | Space Heating | Natural Gas | Furnace | Baseline Forecast | Avg. Replacement Usage (kWh) | 0 | 0 | 0 | 0 | 0 | 0 | 0 | 0 | 0 | 0 | 0 | 0 | 0 | 0 | 0 | 0 | 0 | 0 | 0 | 0 | 0 | 0 | 0 | 0 | 0 | 0 | 0 | 0 | 0 | 0 | 0 | 0 | 0
F7_Industrial_Other Industrial_New_Space Heating_Natural Gas_Furnace_Baseline Forecast | F7 | Industrial | Other Industrial | New | Space Heating | Natural Gas | Furnace | Baseline Forecast | Avg. Replacement Summer Demand (kW) | 0 | 0 | 0 | 0 | 0 | 0 | 0 | 0 | 0 | 0 | 0 | 0 | 0 | 0 | 0 | 0 | 0 | 0 | 0 | 0 | 0 | 0 | 0 | 0 | 0 | 0 | 0 | 0 | 0 | 0 | 0 | 0 | 0
F8_Industrial_Other Industrial_New_Space Heating_Natural Gas_Furnace_Baseline Forecast | F8 | Industrial | Other Industrial | New | Space Heating | Natural Gas | Furnace | Baseline Forecast | Avg. Replacement Winter Demand (kW) | 0 | 0 | 0 | 0 | 0 | 0 | 0 | 0 | 0 | 0 | 0 | 0 | 0 | 0 | 0 | 0 | 0 | 0 | 0 | 0 | 0 | 0 | 0 | 0 | 0 | 0 | 0 | 0 | 0 | 0 | 0 | 0 | 0
F1_Industrial_Other Industrial_New_Space Heating_Natural Gas_Boiler_Baseline Forecast | F1 | Industrial | Other Industrial | New | Space Heating | Natural Gas | Boiler | Baseline Forecast | Units | 0 | 0 | 0 | 0 | 0 | 0 | 0 | 0 | 0 | 0 | 0 | 0 | 0 | 0 | 0 | 0 | 0 | 0 | 0 | 0 | 0 | 0 | 0 | 0 | 0 | 0 | 0 | 0 | 0 | 0 | 0 | 0 | 0
F2_Industrial_Other Industrial_New_Space Heating_Natural Gas_Boiler_Baseline Forecast | F2 | Industrial | Other Industrial | New | Space Heating | Natural Gas | Boiler | Baseline Forecast | Usage (MMtherm) | 0 | 0 | 0 | 0 | 0 | 0 | 0 | 0 | 0 | 0 | 0 | 0 | 0 | 0 | 0 | 0 | 0 | 0 | 0 | 0 | 0 | 0 | 0 | 0 | 0 | 0 | 0 | 0 | 0 | 0 | 0 | 0 | 0
F3_Industrial_Other Industrial_New_Space Heating_Natural Gas_Boiler_Baseline Forecast | F3 | Industrial | Other Industrial | New | Space Heating | Natural Gas | Boiler | Baseline Forecast | Summer Peak Demand (MW) | 0 | 0 | 0 | 0 | 0 | 0 | 0 | 0 | 0 | 0 | 0 | 0 | 0 | 0 | 0 | 0 | 0 | 0 | 0 | 0 | 0 | 0 | 0 | 0 | 0 | 0 | 0 | 0 | 0 | 0 | 0 | 0 | 0
F4_Industrial_Other Industrial_New_Space Heating_Natural Gas_Boiler_Baseline Forecast | F4 | Industrial | Other Industrial | New | Space Heating | Natural Gas | Boiler | Baseline Forecast | Winter Peak Demand (MW) | 0 | 0 | 0 | 0 | 0 | 0 | 0 | 0 | 0 | 0 | 0 | 0 | 0 | 0 | 0 | 0 | 0 | 0 | 0 | 0 | 0 | 0 | 0 | 0 | 0 | 0 | 0 | 0 | 0 | 0 | 0 | 0 | 0
F5_Industrial_Other Industrial_New_Space Heating_Natural Gas_Boiler_Baseline Forecast | F5 | Industrial | Other Industrial | New | Space Heating | Natural Gas | Boiler | Baseline Forecast | Turnover | 0 | 0 | 0 | 0 | 0 | 0 | 0 | 0 | 0 | 0 | 0 | 0 | 0 | 0 | 0 | 0 | 0 | 0 | 0 | 0 | 0 | 0 | 0 | 0 | 0 | 0 | 0 | 0 | 0 | 0 | 0 | 0 | 0
F6_Industrial_Other Industrial_New_Space Heating_Natural Gas_Boiler_Baseline Forecast | F6 | Industrial | Other Industrial | New | Space Heating | Natural Gas | Boiler | Baseline Forecast | Avg. Replacement Usage (kWh) | 0 | 0 | 0 | 0 | 0 | 0 | 0 | 0 | 0 | 0 | 0 | 0 | 0 | 0 | 0 | 0 | 0 | 0 | 0 | 0 | 0 | 0 | 0 | 0 | 0 | 0 | 0 | 0 | 0 | 0 | 0 | 0 | 0
F7_Industrial_Other Industrial_New_Space Heating_Natural Gas_Boiler_Baseline Forecast | F7 | Industrial | Other Industrial | New | Space Heating | Natural Gas | Boiler | Baseline Forecast | Avg. Replacement Summer Demand (kW) | 0 | 0 | 0 | 0 | 0 | 0 | 0 | 0 | 0 | 0 | 0 | 0 | 0 | 0 | 0 | 0 | 0 | 0 | 0 | 0 | 0 | 0 | 0 | 0 | 0 | 0 | 0 | 0 | 0 | 0 | 0 | 0 | 0
F8_Industrial_Other Industrial_New_Space Heating_Natural Gas_Boiler_Baseline Forecast | F8 | Industrial | Other Industrial | New | Space Heating | Natural Gas | Boiler | Baseline Forecast | Avg. Replacement Winter Demand (kW) | 0 | 0 | 0 | 0 | 0 | 0 | 0 | 0 | 0 | 0 | 0 | 0 | 0 | 0 | 0 | 0 | 0 | 0 | 0 | 0 | 0 | 0 | 0 | 0 | 0 | 0 | 0 | 0 | 0 | 0 | 0 | 0 | 0
F1_Industrial_Other Industrial_New_Space Heating_Natural Gas_Unit Heater_Baseline Forecast | F1 | Industrial | Other Industrial | New | Space Heating | Natural Gas | Unit Heater | Baseline Forecast | Units | 0 | 0 | 0 | 0 | 0 | 0 | 0 | 0 | 0 | 0 | 0 | 0 | 0 | 0 | 0 | 0 | 0 | 0 | 0 | 0 | 0 | 0 | 0 | 0 | 0 | 0 | 0 | 0 | 0 | 0 | 0 | 0 | 0
F2_Industrial_Other Industrial_New_Space Heating_Natural Gas_Unit Heater_Baseline Forecast | F2 | Industrial | Other Industrial | New | Space Heating | Natural Gas | Unit Heater | Baseline Forecast | Usage (MMtherm) | 0 | 0 | 0 | 0 | 0 | 0 | 0 | 0 | 0 | 0 | 0 | 0 | 0 | 0 | 0 | 0 | 0 | 0 | 0 | 0 | 0 | 0 | 0 | 0 | 0 | 0 | 0 | 0 | 0 | 0 | 0 | 0 | 0
F3_Industrial_Other Industrial_New_Space Heating_Natural Gas_Unit Heater_Baseline Forecast | F3 | Industrial | Other Industrial | New | Space Heating | Natural Gas | Unit Heater | Baseline Forecast | Summer Peak Demand (MW) | 0 | 0 | 0 | 0 | 0 | 0 | 0 | 0 | 0 | 0 | 0 | 0 | 0 | 0 | 0 | 0 | 0 | 0 | 0 | 0 | 0 | 0 | 0 | 0 | 0 | 0 | 0 | 0 | 0 | 0 | 0 | 0 | 0
F4_Industrial_Other Industrial_New_Space Heating_Natural Gas_Unit Heater_Baseline Forecast | F4 | Industrial | Other Industrial | New | Space Heating | Natural Gas | Unit Heater | Baseline Forecast | Winter Peak Demand (MW) | 0 | 0 | 0 | 0 | 0 | 0 | 0 | 0 | 0 | 0 | 0 | 0 | 0 | 0 | 0 | 0 | 0 | 0 | 0 | 0 | 0 | 0 | 0 | 0 | 0 | 0 | 0 | 0 | 0 | 0 | 0 | 0 | 0
F5_Industrial_Other Industrial_New_Space Heating_Natural Gas_Unit Heater_Baseline Forecast | F5 | Industrial | Other Industrial | New | Space Heating | Natural Gas | Unit Heater | Baseline Forecast | Turnover | 0 | 0 | 0 | 0 | 0 | 0 | 0 | 0 | 0 | 0 | 0 | 0 | 0 | 0 | 0 | 0 | 0 | 0 | 0 | 0 | 0 | 0 | 0 | 0 | 0 | 0 | 0 | 0 | 0 | 0 | 0 | 0 | 0
F6_Industrial_Other Industrial_New_Space Heating_Natural Gas_Unit Heater_Baseline Forecast | F6 | Industrial | Other Industrial | New | Space Heating | Natural Gas | Unit Heater | Baseline Forecast | Avg. Replacement Usage (kWh) | 0 | 0 | 0 | 0 | 0 | 0 | 0 | 0 | 0 | 0 | 0 | 0 | 0 | 0 | 0 | 0 | 0 | 0 | 0 | 0 | 0 | 0 | 0 | 0 | 0 | 0 | 0 | 0 | 0 | 0 | 0 | 0 | 0
F7_Industrial_Other Industrial_New_Space Heating_Natural Gas_Unit Heater_Baseline Forecast | F7 | Industrial | Other Industrial | New | Space Heating | Natural Gas | Unit Heater | Baseline Forecast | Avg. Replacement Summer Demand (kW) | 0 | 0 | 0 | 0 | 0 | 0 | 0 | 0 | 0 | 0 | 0 | 0 | 0 | 0 | 0 | 0 | 0 | 0 | 0 | 0 | 0 | 0 | 0 | 0 | 0 | 0 | 0 | 0 | 0 | 0 | 0 | 0 | 0
F8_Industrial_Other Industrial_New_Space Heating_Natural Gas_Unit Heater_Baseline Forecast | F8 | Industrial | Other Industrial | New | Space Heating | Natural Gas | Unit Heater | Baseline Forecast | Avg. Replacement Winter Demand (kW) | 0 | 0 | 0 | 0 | 0 | 0 | 0 | 0 | 0 | 0 | 0 | 0 | 0 | 0 | 0 | 0 | 0 | 0 | 0 | 0 | 0 | 0 | 0 | 0 | 0 | 0 | 0 | 0 | 0 | 0 | 0 | 0 | 0
F1_Industrial_Other Industrial_New_Process_Natural Gas_Process Heating_Baseline Forecast | F1 | Industrial | Other Industrial | New | Process | Natural Gas | Process Heating | Baseline Forecast | Units | 0 | 0 | 0 | 0 | 0 | 0 | 0 | 0 | 0 | 0 | 0 | 0 | 0 | 0 | 0 | 0 | 0 | 0 | 0 | 0 | 0 | 0 | 0 | 0 | 0 | 0 | 0 | 0 | 0 | 0 | 0 | 0 | 0
F2_Industrial_Other Industrial_New_Process_Natural Gas_Process Heating_Baseline Forecast | F2 | Industrial | Other Industrial | New | Process | Natural Gas | Process Heating | Baseline Forecast | Usage (MMtherm) | 0 | 0 | 0 | 0 | 0 | 0 | 0 | 0 | 0 | 0 | 0 | 0 | 0 | 0 | 0 | 0 | 0 | 0 | 0 | 0 | 0 | 0 | 0 | 0 | 0 | 0 | 0 | 0 | 0 | 0 | 0 | 0 | 0
F3_Industrial_Other Industrial_New_Process_Natural Gas_Process Heating_Baseline Forecast | F3 | Industrial | Other Industrial | New | Process | Natural Gas | Process Heating | Baseline Forecast | Summer Peak Demand (MW) | 0 | 0 | 0 | 0 | 0 | 0 | 0 | 0 | 0 | 0 | 0 | 0 | 0 | 0 | 0 | 0 | 0 | 0 | 0 | 0 | 0 | 0 | 0 | 0 | 0 | 0 | 0 | 0 | 0 | 0 | 0 | 0 | 0
F4_Industrial_Other Industrial_New_Process_Natural Gas_Process Heating_Baseline Forecast | F4 | Industrial | Other Industrial | New | Process | Natural Gas | Process Heating | Baseline Forecast | Winter Peak Demand (MW) | 0 | 0 | 0 | 0 | 0 | 0 | 0 | 0 | 0 | 0 | 0 | 0 | 0 | 0 | 0 | 0 | 0 | 0 | 0 | 0 | 0 | 0 | 0 | 0 | 0 | 0 | 0 | 0 | 0 | 0 | 0 | 0 | 0
F5_Industrial_Other Industrial_New_Process_Natural Gas_Process Heating_Baseline Forecast | F5 | Industrial | Other Industrial | New | Process | Natural Gas | Process Heating | Baseline Forecast | Turnover | 0 | 0 | 0 | 0 | 0 | 0 | 0 | 0 | 0 | 0 | 0 | 0 | 0 | 0 | 0 | 0 | 0 | 0 | 0 | 0 | 0 | 0 | 0 | 0 | 0 | 0 | 0 | 0 | 0 | 0 | 0 | 0 | 0
F6_Industrial_Other Industrial_New_Process_Natural Gas_Process Heating_Baseline Forecast | F6 | Industrial | Other Industrial | New | Process | Natural Gas | Process Heating | Baseline Forecast | Avg. Replacement Usage (kWh) | 0 | 0 | 0 | 0 | 0 | 0 | 0 | 0 | 0 | 0 | 0 | 0 | 0 | 0 | 0 | 0 | 0 | 0 | 0 | 0 | 0 | 0 | 0 | 0 | 0 | 0 | 0 | 0 | 0 | 0 | 0 | 0 | 0
F7_Industrial_Other Industrial_New_Process_Natural Gas_Process Heating_Baseline Forecast | F7 | Industrial | Other Industrial | New | Process | Natural Gas | Process Heating | Baseline Forecast | Avg. Replacement Summer Demand (kW) | 0 | 0 | 0 | 0 | 0 | 0 | 0 | 0 | 0 | 0 | 0 | 0 | 0 | 0 | 0 | 0 | 0 | 0 | 0 | 0 | 0 | 0 | 0 | 0 | 0 | 0 | 0 | 0 | 0 | 0 | 0 | 0 | 0
F8_Industrial_Other Industrial_New_Process_Natural Gas_Process Heating_Baseline Forecast | F8 | Industrial | Other Industrial | New | Process | Natural Gas | Process Heating | Baseline Forecast | Avg. Replacement Winter Demand (kW) | 0 | 0 | 0 | 0 | 0 | 0 | 0 | 0 | 0 | 0 | 0 | 0 | 0 | 0 | 0 | 0 | 0 | 0 | 0 | 0 | 0 | 0 | 0 | 0 | 0 | 0 | 0 | 0 | 0 | 0 | 0 | 0 | 0
F1_Industrial_Other Industrial_New_Process_Natural Gas_Process Boiler_Baseline Forecast | F1 | Industrial | Other Industrial | New | Process | Natural Gas | Process Boiler | Baseline Forecast | Units | 0 | 0 | 0 | 0 | 0 | 0 | 0 | 0 | 0 | 0 | 0 | 0 | 0 | 0 | 0 | 0 | 0 | 0 | 0 | 0 | 0 | 0 | 0 | 0 | 0 | 0 | 0 | 0 | 0 | 0 | 0 | 0 | 0
F2_Industrial_Other Industrial_New_Process_Natural Gas_Process Boiler_Baseline Forecast | F2 | Industrial | Other Industrial | New | Process | Natural Gas | Process Boiler | Baseline Forecast | Usage (MMtherm) | 0 | 0 | 0 | 0 | 0 | 0 | 0 | 0 | 0 | 0 | 0 | 0 | 0 | 0 | 0 | 0 | 0 | 0 | 0 | 0 | 0 | 0 | 0 | 0 | 0 | 0 | 0 | 0 | 0 | 0 | 0 | 0 | 0
F3_Industrial_Other Industrial_New_Process_Natural Gas_Process Boiler_Baseline Forecast | F3 | Industrial | Other Industrial | New | Process | Natural Gas | Process Boiler | Baseline Forecast | Summer Peak Demand (MW) | 0 | 0 | 0 | 0 | 0 | 0 | 0 | 0 | 0 | 0 | 0 | 0 | 0 | 0 | 0 | 0 | 0 | 0 | 0 | 0 | 0 | 0 | 0 | 0 | 0 | 0 | 0 | 0 | 0 | 0 | 0 | 0 | 0
F4_Industrial_Other Industrial_New_Process_Natural Gas_Process Boiler_Baseline Forecast | F4 | Industrial | Other Industrial | New | Process | Natural Gas | Process Boiler | Baseline Forecast | Winter Peak Demand (MW) | 0 | 0 | 0 | 0 | 0 | 0 | 0 | 0 | 0 | 0 | 0 | 0 | 0 | 0 | 0 | 0 | 0 | 0 | 0 | 0 | 0 | 0 | 0 | 0 | 0 | 0 | 0 | 0 | 0 | 0 | 0 | 0 | 0
F5_Industrial_Other Industrial_New_Process_Natural Gas_Process Boiler_Baseline Forecast | F5 | Industrial | Other Industrial | New | Process | Natural Gas | Process Boiler | Baseline Forecast | Turnover | 0 | 0 | 0 | 0 | 0 | 0 | 0 | 0 | 0 | 0 | 0 | 0 | 0 | 0 | 0 | 0 | 0 | 0 | 0 | 0 | 0 | 0 | 0 | 0 | 0 | 0 | 0 | 0 | 0 | 0 | 0 | 0 | 0
F6_Industrial_Other Industrial_New_Process_Natural Gas_Process Boiler_Baseline Forecast | F6 | Industrial | Other Industrial | New | Process | Natural Gas | Process Boiler | Baseline Forecast | Avg. Replacement Usage (kWh) | 0 | 0 | 0 | 0 | 0 | 0 | 0 | 0 | 0 | 0 | 0 | 0 | 0 | 0 | 0 | 0 | 0 | 0 | 0 | 0 | 0 | 0 | 0 | 0 | 0 | 0 | 0 | 0 | 0 | 0 | 0 | 0 | 0
F7_Industrial_Other Industrial_New_Process_Natural Gas_Process Boiler_Baseline Forecast | F7 | Industrial | Other Industrial | New | Process | Natural Gas | Process Boiler | Baseline Forecast | Avg. Replacement Summer Demand (kW) | 0 | 0 | 0 | 0 | 0 | 0 | 0 | 0 | 0 | 0 | 0 | 0 | 0 | 0 | 0 | 0 | 0 | 0 | 0 | 0 | 0 | 0 | 0 | 0 | 0 | 0 | 0 | 0 | 0 | 0 | 0 | 0 | 0
F8_Industrial_Other Industrial_New_Process_Natural Gas_Process Boiler_Baseline Forecast | F8 | Industrial | Other Industrial | New | Process | Natural Gas | Process Boiler | Baseline Forecast | Avg. Replacement Winter Demand (kW) | 0 | 0 | 0 | 0 | 0 | 0 | 0 | 0 | 0 | 0 | 0 | 0 | 0 | 0 | 0 | 0 | 0 | 0 | 0 | 0 | 0 | 0 | 0 | 0 | 0 | 0 | 0 | 0 | 0 | 0 | 0 | 0 | 0
F1_Industrial_Other Industrial_New_Process_Natural Gas_Process Cooling_Baseline Forecast | F1 | Industrial | Other Industrial | New | Process | Natural Gas | Process Cooling | Baseline Forecast | Units | 0 | 0 | 0 | 0 | 0 | 0 | 0 | 0 | 0 | 0 | 0 | 0 | 0 | 0 | 0 | 0 | 0 | 0 | 0 | 0 | 0 | 0 | 0 | 0 | 0 | 0 | 0 | 0 | 0 | 0 | 0 | 0 | 0
F2_Industrial_Other Industrial_New_Process_Natural Gas_Process Cooling_Baseline Forecast | F2 | Industrial | Other Industrial | New | Process | Natural Gas | Process Cooling | Baseline Forecast | Usage (MMtherm) | 0 | 0 | 0 | 0 | 0 | 0 | 0 | 0 | 0 | 0 | 0 | 0 | 0 | 0 | 0 | 0 | 0 | 0 | 0 | 0 | 0 | 0 | 0 | 0 | 0 | 0 | 0 | 0 | 0 | 0 | 0 | 0 | 0
F3_Industrial_Other Industrial_New_Process_Natural Gas_Process Cooling_Baseline Forecast | F3 | Industrial | Other Industrial | New | Process | Natural Gas | Process Cooling | Baseline Forecast | Summer Peak Demand (MW) | 0 | 0 | 0 | 0 | 0 | 0 | 0 | 0 | 0 | 0 | 0 | 0 | 0 | 0 | 0 | 0 | 0 | 0 | 0 | 0 | 0 | 0 | 0 | 0 | 0 | 0 | 0 | 0 | 0 | 0 | 0 | 0 | 0
F4_Industrial_Other Industrial_New_Process_Natural Gas_Process Cooling_Baseline Forecast | F4 | Industrial | Other Industrial | New | Process | Natural Gas | Process Cooling | Baseline Forecast | Winter Peak Demand (MW) | 0 | 0 | 0 | 0 | 0 | 0 | 0 | 0 | 0 | 0 | 0 | 0 | 0 | 0 | 0 | 0 | 0 | 0 | 0 | 0 | 0 | 0 | 0 | 0 | 0 | 0 | 0 | 0 | 0 | 0 | 0 | 0 | 0
F5_Industrial_Other Industrial_New_Process_Natural Gas_Process Cooling_Baseline Forecast | F5 | Industrial | Other Industrial | New | Process | Natural Gas | Process Cooling | Baseline Forecast | Turnover | 0 | 0 | 0 | 0 | 0 | 0 | 0 | 0 | 0 | 0 | 0 | 0 | 0 | 0 | 0 | 0 | 0 | 0 | 0 | 0 | 0 | 0 | 0 | 0 | 0 | 0 | 0 | 0 | 0 | 0 | 0 | 0 | 0
F6_Industrial_Other Industrial_New_Process_Natural Gas_Process Cooling_Baseline Forecast | F6 | Industrial | Other Industrial | New | Process | Natural Gas | Process Cooling | Baseline Forecast | Avg. Replacement Usage (kWh) | 0 | 0 | 0 | 0 | 0 | 0 | 0 | 0 | 0 | 0 | 0 | 0 | 0 | 0 | 0 | 0 | 0 | 0 | 0 | 0 | 0 | 0 | 0 | 0 | 0 | 0 | 0 | 0 | 0 | 0 | 0 | 0 | 0
F7_Industrial_Other Industrial_New_Process_Natural Gas_Process Cooling_Baseline Forecast | F7 | Industrial | Other Industrial | New | Process | Natural Gas | Process Cooling | Baseline Forecast | Avg. Replacement Summer Demand (kW) | 0 | 0 | 0 | 0 | 0 | 0 | 0 | 0 | 0 | 0 | 0 | 0 | 0 | 0 | 0 | 0 | 0 | 0 | 0 | 0 | 0 | 0 | 0 | 0 | 0 | 0 | 0 | 0 | 0 | 0 | 0 | 0 | 0
F8_Industrial_Other Industrial_New_Process_Natural Gas_Process Cooling_Baseline Forecast | F8 | Industrial | Other Industrial | New | Process | Natural Gas | Process Cooling | Baseline Forecast | Avg. Replacement Winter Demand (kW) | 0 | 0 | 0 | 0 | 0 | 0 | 0 | 0 | 0 | 0 | 0 | 0 | 0 | 0 | 0 | 0 | 0 | 0 | 0 | 0 | 0 | 0 | 0 | 0 | 0 | 0 | 0 | 0 | 0 | 0 | 0 | 0 | 0
F1_Industrial_Other Industrial_New_Process_Natural Gas_Other Process_Baseline Forecast | F1 | Industrial | Other Industrial | New | Process | Natural Gas | Other Process | Baseline Forecast | Units | 0 | 0 | 0 | 0 | 0 | 0 | 0 | 0 | 0 | 0 | 0 | 0 | 0 | 0 | 0 | 0 | 0 | 0 | 0 | 0 | 0 | 0 | 0 | 0 | 0 | 0 | 0 | 0 | 0 | 0 | 0 | 0 | 0
F2_Industrial_Other Industrial_New_Process_Natural Gas_Other Process_Baseline Forecast | F2 | Industrial | Other Industrial | New | Process | Natural Gas | Other Process | Baseline Forecast | Usage (MMtherm) | 0 | 0 | 0 | 0 | 0 | 0 | 0 | 0 | 0 | 0 | 0 | 0 | 0 | 0 | 0 | 0 | 0 | 0 | 0 | 0 | 0 | 0 | 0 | 0 | 0 | 0 | 0 | 0 | 0 | 0 | 0 | 0 | 0
F3_Industrial_Other Industrial_New_Process_Natural Gas_Other Process_Baseline Forecast | F3 | Industrial | Other Industrial | New | Process | Natural Gas | Other Process | Baseline Forecast | Summer Peak Demand (MW) | 0 | 0 | 0 | 0 | 0 | 0 | 0 | 0 | 0 | 0 | 0 | 0 | 0 | 0 | 0 | 0 | 0 | 0 | 0 | 0 | 0 | 0 | 0 | 0 | 0 | 0 | 0 | 0 | 0 | 0 | 0 | 0 | 0
F4_Industrial_Other Industrial_New_Process_Natural Gas_Other Process_Baseline Forecast | F4 | Industrial | Other Industrial | New | Process | Natural Gas | Other Process | Baseline Forecast | Winter Peak Demand (MW) | 0 | 0 | 0 | 0 | 0 | 0 | 0 | 0 | 0 | 0 | 0 | 0 | 0 | 0 | 0 | 0 | 0 | 0 | 0 | 0 | 0 | 0 | 0 | 0 | 0 | 0 | 0 | 0 | 0 | 0 | 0 | 0 | 0
F5_Industrial_Other Industrial_New_Process_Natural Gas_Other Process_Baseline Forecast | F5 | Industrial | Other Industrial | New | Process | Natural Gas | Other Process | Baseline Forecast | Turnover | 0 | 0 | 0 | 0 | 0 | 0 | 0 | 0 | 0 | 0 | 0 | 0 | 0 | 0 | 0 | 0 | 0 | 0 | 0 | 0 | 0 | 0 | 0 | 0 | 0 | 0 | 0 | 0 | 0 | 0 | 0 | 0 | 0
F6_Industrial_Other Industrial_New_Process_Natural Gas_Other Process_Baseline Forecast | F6 | Industrial | Other Industrial | New | Process | Natural Gas | Other Process | Baseline Forecast | Avg. Replacement Usage (kWh) | 0 | 0 | 0 | 0 | 0 | 0 | 0 | 0 | 0 | 0 | 0 | 0 | 0 | 0 | 0 | 0 | 0 | 0 | 0 | 0 | 0 | 0 | 0 | 0 | 0 | 0 | 0 | 0 | 0 | 0 | 0 | 0 | 0
F7_Industrial_Other Industrial_New_Process_Natural Gas_Other Process_Baseline Forecast | F7 | Industrial | Other Industrial | New | Process | Natural Gas | Other Process | Baseline Forecast | Avg. Replacement Summer Demand (kW) | 0 | 0 | 0 | 0 | 0 | 0 | 0 | 0 | 0 | 0 | 0 | 0 | 0 | 0 | 0 | 0 | 0 | 0 | 0 | 0 | 0 | 0 | 0 | 0 | 0 | 0 | 0 | 0 | 0 | 0 | 0 | 0 | 0
F8_Industrial_Other Industrial_New_Process_Natural Gas_Other Process_Baseline Forecast | F8 | Industrial | Other Industrial | New | Process | Natural Gas | Other Process | Baseline Forecast | Avg. Replacement Winter Demand (kW) | 0 | 0 | 0 | 0 | 0 | 0 | 0 | 0 | 0 | 0 | 0 | 0 | 0 | 0 | 0 | 0 | 0 | 0 | 0 | 0 | 0 | 0 | 0 | 0 | 0 | 0 | 0 | 0 | 0 | 0 | 0 | 0 | 0
F1_Industrial_Other Industrial_New_Miscellaneous_Natural Gas_Miscellaneous_Baseline Forecast | F1 | Industrial | Other Industrial | New | Miscellaneous | Natural Gas | Miscellaneous | Baseline Forecast | Units | 0 | 0 | 0 | 0 | 0 | 0 | 0 | 0 | 0 | 0 | 0 | 0 | 0 | 0 | 0 | 0 | 0 | 0 | 0 | 0 | 0 | 0 | 0 | 0 | 0 | 0 | 0 | 0 | 0 | 0 | 0 | 0 | 0
F2_Industrial_Other Industrial_New_Miscellaneous_Natural Gas_Miscellaneous_Baseline Forecast | F2 | Industrial | Other Industrial | New | Miscellaneous | Natural Gas | Miscellaneous | Baseline Forecast | Usage (MMtherm) | 0 | 0 | 0 | 0 | 0 | 0 | 0 | 0 | 0 | 0 | 0 | 0 | 0 | 0 | 0 | 0 | 0 | 0 | 0 | 0 | 0 | 0 | 0 | 0 | 0 | 0 | 0 | 0 | 0 | 0 | 0 | 0 | 0
F3_Industrial_Other Industrial_New_Miscellaneous_Natural Gas_Miscellaneous_Baseline Forecast | F3 | Industrial | Other Industrial | New | Miscellaneous | Natural Gas | Miscellaneous | Baseline Forecast | Summer Peak Demand (MW) | 0 | 0 | 0 | 0 | 0 | 0 | 0 | 0 | 0 | 0 | 0 | 0 | 0 | 0 | 0 | 0 | 0 | 0 | 0 | 0 | 0 | 0 | 0 | 0 | 0 | 0 | 0 | 0 | 0 | 0 | 0 | 0 | 0
F4_Industrial_Other Industrial_New_Miscellaneous_Natural Gas_Miscellaneous_Baseline Forecast | F4 | Industrial | Other Industrial | New | Miscellaneous | Natural Gas | Miscellaneous | Baseline Forecast | Winter Peak Demand (MW) | 0 | 0 | 0 | 0 | 0 | 0 | 0 | 0 | 0 | 0 | 0 | 0 | 0 | 0 | 0 | 0 | 0 | 0 | 0 | 0 | 0 | 0 | 0 | 0 | 0 | 0 | 0 | 0 | 0 | 0 | 0 | 0 | 0
F5_Industrial_Other Industrial_New_Miscellaneous_Natural Gas_Miscellaneous_Baseline Forecast | F5 | Industrial | Other Industrial | New | Miscellaneous | Natural Gas | Miscellaneous | Baseline Forecast | Turnover | 0 | 0 | 0 | 0 | 0 | 0 | 0 | 0 | 0 | 0 | 0 | 0 | 0 | 0 | 0 | 0 | 0 | 0 | 0 | 0 | 0 | 0 | 0 | 0 | 0 | 0 | 0 | 0 | 0 | 0 | 0 | 0 | 0
F6_Industrial_Other Industrial_New_Miscellaneous_Natural Gas_Miscellaneous_Baseline Forecast | F6 | Industrial | Other Industrial | New | Miscellaneous | Natural Gas | Miscellaneous | Baseline Forecast | Avg. Replacement Usage (kWh) | 0 | 0 | 0 | 0 | 0 | 0 | 0 | 0 | 0 | 0 | 0 | 0 | 0 | 0 | 0 | 0 | 0 | 0 | 0 | 0 | 0 | 0 | 0 | 0 | 0 | 0 | 0 | 0 | 0 | 0 | 0 | 0 | 0
F7_Industrial_Other Industrial_New_Miscellaneous_Natural Gas_Miscellaneous_Baseline Forecast | F7 | Industrial | Other Industrial | New | Miscellaneous | Natural Gas | Miscellaneous | Baseline Forecast | Avg. Replacement Summer Demand (kW) | 0 | 0 | 0 | 0 | 0 | 0 | 0 | 0 | 0 | 0 | 0 | 0 | 0 | 0 | 0 | 0 | 0 | 0 | 0 | 0 | 0 | 0 | 0 | 0 | 0 | 0 | 0 | 0 | 0 | 0 | 0 | 0 | 0
F8_Industrial_Other Industrial_New_Miscellaneous_Natural Gas_Miscellaneous_Baseline Forecast | F8 | Industrial | Other Industrial | New | Miscellaneous | Natural Gas | Miscellaneous | Baseline Forecast | Avg. Replacement Winter Demand (kW) | 0 | 0 | 0 | 0 | 0 | 0 | 0 | 0 | 0 | 0 | 0 | 0 | 0 | 0 | 0 | 0 | 0 | 0 | 0 | 0 | 0 | 0 | 0 | 0 | 0 | 0 | 0 | 0 | 0 | 0 | 0 | 0 | 0

## Equipment Purchases
Key | Sector | Segment | Vintage | End Use | Fuel | Technology | Equipment | Label | Case | 2019 | 2020 | 2021 | 2022 | 2023 | 2024 | 2025 | 2026 | 2027 | 2028 | 2029 | 2030 | 2031 | 2032 | 2033 | 2034 | 2035 | 2036 | 2037 | 2038 | 2039 | 2040 | 2041 | 2042 | 2043 | 2044 | 2045 | 2046 | 2047 | 2048 | 2049 | 2050 | 2051
Industrial_Industrial - Firm_Existing_Space Heating_Natural Gas_Furnace_E1_Baseline Forecast | Industrial | Industrial - Firm | Existing | Space Heating | Natural Gas | Furnace | E1 |  | Baseline Forecast | 0 | 13.1785 | 14.1136 | 14.9246 | 15.6238 | 16.2221 | 16.7296 | 17.1552 | 17.5072 | 17.793 | 18.0193 | 18.1922 | 18.3172 | 18.3994 | 18.4432 | 18.4527 | 18.4317 | 18.3834 | 18.3109 | 17.3522 | 16.5351 | 15.8395 | 15.2478 | 14.7447 | 14.3168 | 13.9526 | 13.642 | 13.3763 | 13.148 | 12.9506 | 12.7786 | 12.6272 | 14.9986
Industrial_Industrial - Firm_Existing_Space Heating_Natural Gas_Furnace_E2_Baseline Forecast | Industrial | Industrial - Firm | Existing | Space Heating | Natural Gas | Furnace | E2 |  | Baseline Forecast | 0 | 0 | 0 | 0 | 0 | 0 | 0 | 0 | 0 | 0 | 0 | 0 | 0 | 0 | 0 | 0 | 0 | 0 | 0 | 0 | 0 | 0 | 0 | 0 | 0 | 0 | 0 | 0 | 0 | 0 | 0 | 0 | 0
Industrial_Industrial - Firm_Existing_Space Heating_Natural Gas_Furnace_E3_Baseline Forecast | Industrial | Industrial - Firm | Existing | Space Heating | Natural Gas | Furnace | E3 |  | Baseline Forecast | 0 | 0 | 0 | 0 | 0 | 0 | 0 | 0 | 0 | 0 | 0 | 0 | 0 | 0 | 0 | 0 | 0 | 0 | 0 | 0 | 0 | 0 | 0 | 0 | 0 | 0 | 0 | 0 | 0 | 0 | 0 | 0 | 0
Industrial_Industrial - Firm_Existing_Space Heating_Natural Gas_Furnace_E4_Baseline Forecast | Industrial | Industrial - Firm | Existing | Space Heating | Natural Gas | Furnace | E4 |  | Baseline Forecast | 0 | 0 | 0 | 0 | 0 | 0 | 0 | 0 | 0 | 0 | 0 | 0 | 0 | 0 | 0 | 0 | 0 | 0 | 0 | 0 | 0 | 0 | 0 | 0 | 0 | 0 | 0 | 0 | 0 | 0 | 0 | 0 | 0
Industrial_Industrial - Firm_Existing_Space Heating_Natural Gas_Furnace_E5_Baseline Forecast | Industrial | Industrial - Firm | Existing | Space Heating | Natural Gas | Furnace | E5 |  | Baseline Forecast | 0 | 0 | 0 | 0 | 0 | 0 | 0 | 0 | 0 | 0 | 0 | 0 | 0 | 0 | 0 | 0 | 0 | 0 | 0 | 0 | 0 | 0 | 0 | 0 | 0 | 0 | 0 | 0 | 0 | 0 | 0 | 0 | 0
Industrial_Industrial - Firm_Existing_Space Heating_Natural Gas_Furnace_E6_Baseline Forecast | Industrial | Industrial - Firm | Existing | Space Heating | Natural Gas | Furnace | E6 |  | Baseline Forecast | 0 | 0 | 0 | 0 | 0 | 0 | 0 | 0 | 0 | 0 | 0 | 0 | 0 | 0 | 0 | 0 | 0 | 0 | 0 | 0 | 0 | 0 | 0 | 0 | 0 | 0 | 0 | 0 | 0 | 0 | 0 | 0 | 0
Industrial_Industrial - Firm_Existing_Space Heating_Natural Gas_Furnace_E7_Baseline Forecast | Industrial | Industrial - Firm | Existing | Space Heating | Natural Gas | Furnace | E7 |  | Baseline Forecast | 0 | 0 | 0 | 0 | 0 | 0 | 0 | 0 | 0 | 0 | 0 | 0 | 0 | 0 | 0 | 0 | 0 | 0 | 0 | 0 | 0 | 0 | 0 | 0 | 0 | 0 | 0 | 0 | 0 | 0 | 0 | 0 | 0
Industrial_Industrial - Firm_Existing_Space Heating_Natural Gas_Furnace_E8_Baseline Forecast | Industrial | Industrial - Firm | Existing | Space Heating | Natural Gas | Furnace | E8 |  | Baseline Forecast | 0 | 0 | 0 | 0 | 0 | 0 | 0 | 0 | 0 | 0 | 0 | 0 | 0 | 0 | 0 | 0 | 0 | 0 | 0 | 0 | 0 | 0 | 0 | 0 | 0 | 0 | 0 | 0 | 0 | 0 | 0 | 0 | 0
Industrial_Industrial - Firm_Existing_Space Heating_Natural Gas_Furnace_E9_Baseline Forecast | Industrial | Industrial - Firm | Existing | Space Heating | Natural Gas | Furnace | E9 |  | Baseline Forecast | 0 | 0 | 0 | 0 | 0 | 0 | 0 | 0 | 0 | 0 | 0 | 0 | 0 | 0 | 0 | 0 | 0 | 0 | 0 | 0 | 0 | 0 | 0 | 0 | 0 | 0 | 0 | 0 | 0 | 0 | 0 | 0 | 0
Industrial_Industrial - Firm_Existing_Space Heating_Natural Gas_Furnace_E10_Baseline Forecast | Industrial | Industrial - Firm | Existing | Space Heating | Natural Gas | Furnace | E10 |  | Baseline Forecast | 0 | 0 | 0 | 0 | 0 | 0 | 0 | 0 | 0 | 0 | 0 | 0 | 0 | 0 | 0 | 0 | 0 | 0 | 0 | 0 | 0 | 0 | 0 | 0 | 0 | 0 | 0 | 0 | 0 | 0 | 0 | 0 | 0
Industrial_Industrial - Firm_Existing_Space Heating_Natural Gas_Boiler_E1_Baseline Forecast | Industrial | Industrial - Firm | Existing | Space Heating | Natural Gas | Boiler | E1 |  | Baseline Forecast | 0 | 2.3711 | 2.5845 | 2.767 | 2.9222 | 3.0531 | 3.1624 | 3.2526 | 3.3258 | 3.384 | 3.4288 | 3.4619 | 3.4845 | 3.4981 | 3.5035 | 3.5018 | 3.4939 | 3.4806 | 3.4624 | 3.4402 | 3.4143 | 3.3853 | 3.1741 | 2.9988 | 2.8538 | 2.734 | 2.6352 | 2.5539 | 2.4869 | 2.4317 | 2.386 | 2.3481 | 2.3162
Industrial_Industrial - Firm_Existing_Space Heating_Natural Gas_Boiler_E2_Baseline Forecast | Industrial | Industrial - Firm | Existing | Space Heating | Natural Gas | Boiler | E2 |  | Baseline Forecast | 0 | 0 | 0 | 0 | 0 | 0 | 0 | 0 | 0 | 0 | 0 | 0 | 0 | 0 | 0 | 0 | 0 | 0 | 0 | 0 | 0 | 0 | 0 | 0 | 0 | 0 | 0 | 0 | 0 | 0 | 0 | 0 | 0
Industrial_Industrial - Firm_Existing_Space Heating_Natural Gas_Boiler_E3_Baseline Forecast | Industrial | Industrial - Firm | Existing | Space Heating | Natural Gas | Boiler | E3 |  | Baseline Forecast | 0 | 0 | 0 | 0 | 0 | 0 | 0 | 0 | 0 | 0 | 0 | 0 | 0 | 0 | 0 | 0 | 0 | 0 | 0 | 0 | 0 | 0 | 0 | 0 | 0 | 0 | 0 | 0 | 0 | 0 | 0 | 0 | 0
Industrial_Industrial - Firm_Existing_Space Heating_Natural Gas_Boiler_E4_Baseline Forecast | Industrial | Industrial - Firm | Existing | Space Heating | Natural Gas | Boiler | E4 |  | Baseline Forecast | 0 | 0 | 0 | 0 | 0 | 0 | 0 | 0 | 0 | 0 | 0 | 0 | 0 | 0 | 0 | 0 | 0 | 0 | 0 | 0 | 0 | 0 | 0 | 0 | 0 | 0 | 0 | 0 | 0 | 0 | 0 | 0 | 0
Industrial_Industrial - Firm_Existing_Space Heating_Natural Gas_Boiler_E5_Baseline Forecast | Industrial | Industrial - Firm | Existing | Space Heating | Natural Gas | Boiler | E5 |  | Baseline Forecast | 0 | 0 | 0 | 0 | 0 | 0 | 0 | 0 | 0 | 0 | 0 | 0 | 0 | 0 | 0 | 0 | 0 | 0 | 0 | 0 | 0 | 0 | 0 | 0 | 0 | 0 | 0 | 0 | 0 | 0 | 0 | 0 | 0
Industrial_Industrial - Firm_Existing_Space Heating_Natural Gas_Boiler_E6_Baseline Forecast | Industrial | Industrial - Firm | Existing | Space Heating | Natural Gas | Boiler | E6 |  | Baseline Forecast | 0 | 0 | 0 | 0 | 0 | 0 | 0 | 0 | 0 | 0 | 0 | 0 | 0 | 0 | 0 | 0 | 0 | 0 | 0 | 0 | 0 | 0 | 0 | 0 | 0 | 0 | 0 | 0 | 0 | 0 | 0 | 0 | 0
Industrial_Industrial - Firm_Existing_Space Heating_Natural Gas_Boiler_E7_Baseline Forecast | Industrial | Industrial - Firm | Existing | Space Heating | Natural Gas | Boiler | E7 |  | Baseline Forecast | 0 | 0 | 0 | 0 | 0 | 0 | 0 | 0 | 0 | 0 | 0 | 0 | 0 | 0 | 0 | 0 | 0 | 0 | 0 | 0 | 0 | 0 | 0 | 0 | 0 | 0 | 0 | 0 | 0 | 0 | 0 | 0 | 0
Industrial_Industrial - Firm_Existing_Space Heating_Natural Gas_Boiler_E8_Baseline Forecast | Industrial | Industrial - Firm | Existing | Space Heating | Natural Gas | Boiler | E8 |  | Baseline Forecast | 0 | 0 | 0 | 0 | 0 | 0 | 0 | 0 | 0 | 0 | 0 | 0 | 0 | 0 | 0 | 0 | 0 | 0 | 0 | 0 | 0 | 0 | 0 | 0 | 0 | 0 | 0 | 0 | 0 | 0 | 0 | 0 | 0
Industrial_Industrial - Firm_Existing_Space Heating_Natural Gas_Boiler_E9_Baseline Forecast | Industrial | Industrial - Firm | Existing | Space Heating | Natural Gas | Boiler | E9 |  | Baseline Forecast | 0 | 0 | 0 | 0 | 0 | 0 | 0 | 0 | 0 | 0 | 0 | 0 | 0 | 0 | 0 | 0 | 0 | 0 | 0 | 0 | 0 | 0 | 0 | 0 | 0 | 0 | 0 | 0 | 0 | 0 | 0 | 0 | 0
Industrial_Industrial - Firm_Existing_Space Heating_Natural Gas_Boiler_E10_Baseline Forecast | Industrial | Industrial - Firm | Existing | Space Heating | Natural Gas | Boiler | E10 |  | Baseline Forecast | 0 | 0 | 0 | 0 | 0 | 0 | 0 | 0 | 0 | 0 | 0 | 0 | 0 | 0 | 0 | 0 | 0 | 0 | 0 | 0 | 0 | 0 | 0 | 0 | 0 | 0 | 0 | 0 | 0 | 0 | 0 | 0 | 0
Industrial_Industrial - Firm_Existing_Space Heating_Natural Gas_Unit Heater_E1_Baseline Forecast | Industrial | Industrial - Firm | Existing | Space Heating | Natural Gas | Unit Heater | E1 |  | Baseline Forecast | 0 | 4.7808 | 6.1078 | 7.1107 | 7.8593 | 8.4088 | 8.8024 | 9.074 | 9.2504 | 9.3527 | 9.3972 | 9.3969 | 8.1776 | 7.4381 | 7.0224 | 6.8192 | 6.7503 | 7.7099 | 7.8401 | 7.9118 | 7.9381 | 7.9291 | 7.8929 | 7.6402 | 7.3015 | 6.9523 | 6.6332 | 6.3621 | 6.0656 | 5.945 | 5.9238 | 5.9522 | 5.999
Industrial_Industrial - Firm_Existing_Space Heating_Natural Gas_Unit Heater_E2_Baseline Forecast | Industrial | Industrial - Firm | Existing | Space Heating | Natural Gas | Unit Heater | E2 |  | Baseline Forecast | 0 | 0 | 0 | 0 | 0 | 0 | 0 | 0 | 0 | 0 | 0 | 0 | 0 | 0 | 0 | 0 | 0 | 0 | 0 | 0 | 0 | 0 | 0 | 0 | 0 | 0 | 0 | 0 | 0 | 0 | 0 | 0 | 0
Industrial_Industrial - Firm_Existing_Space Heating_Natural Gas_Unit Heater_E3_Baseline Forecast | Industrial | Industrial - Firm | Existing | Space Heating | Natural Gas | Unit Heater | E3 |  | Baseline Forecast | 0 | 0 | 0 | 0 | 0 | 0 | 0 | 0 | 0 | 0 | 0 | 0 | 0 | 0 | 0 | 0 | 0 | 0 | 0 | 0 | 0 | 0 | 0 | 0 | 0 | 0 | 0 | 0 | 0 | 0 | 0 | 0 | 0
Industrial_Industrial - Firm_Existing_Space Heating_Natural Gas_Unit Heater_E4_Baseline Forecast | Industrial | Industrial - Firm | Existing | Space Heating | Natural Gas | Unit Heater | E4 |  | Baseline Forecast | 0 | 0 | 0 | 0 | 0 | 0 | 0 | 0 | 0 | 0 | 0 | 0 | 0 | 0 | 0 | 0 | 0 | 0 | 0 | 0 | 0 | 0 | 0 | 0 | 0 | 0 | 0 | 0 | 0 | 0 | 0 | 0 | 0
Industrial_Industrial - Firm_Existing_Space Heating_Natural Gas_Unit Heater_E5_Baseline Forecast | Industrial | Industrial - Firm | Existing | Space Heating | Natural Gas | Unit Heater | E5 |  | Baseline Forecast | 0 | 0 | 0 | 0 | 0 | 0 | 0 | 0 | 0 | 0 | 0 | 0 | 0 | 0 | 0 | 0 | 0 | 0 | 0 | 0 | 0 | 0 | 0 | 0 | 0 | 0 | 0 | 0 | 0 | 0 | 0 | 0 | 0
Industrial_Industrial - Firm_Existing_Space Heating_Natural Gas_Unit Heater_E6_Baseline Forecast | Industrial | Industrial - Firm | Existing | Space Heating | Natural Gas | Unit Heater | E6 |  | Baseline Forecast | 0 | 0 | 0 | 0 | 0 | 0 | 0 | 0 | 0 | 0 | 0 | 0 | 0 | 0 | 0 | 0 | 0 | 0 | 0 | 0 | 0 | 0 | 0 | 0 | 0 | 0 | 0 | 0 | 0 | 0 | 0 | 0 | 0
Industrial_Industrial - Firm_Existing_Space Heating_Natural Gas_Unit Heater_E7_Baseline Forecast | Industrial | Industrial - Firm | Existing | Space Heating | Natural Gas | Unit Heater | E7 |  | Baseline Forecast | 0 | 0 | 0 | 0 | 0 | 0 | 0 | 0 | 0 | 0 | 0 | 0 | 0 | 0 | 0 | 0 | 0 | 0 | 0 | 0 | 0 | 0 | 0 | 0 | 0 | 0 | 0 | 0 | 0 | 0 | 0 | 0 | 0
Industrial_Industrial - Firm_Existing_Space Heating_Natural Gas_Unit Heater_E8_Baseline Forecast | Industrial | Industrial - Firm | Existing | Space Heating | Natural Gas | Unit Heater | E8 |  | Baseline Forecast | 0 | 0 | 0 | 0 | 0 | 0 | 0 | 0 | 0 | 0 | 0 | 0 | 0 | 0 | 0 | 0 | 0 | 0 | 0 | 0 | 0 | 0 | 0 | 0 | 0 | 0 | 0 | 0 | 0 | 0 | 0 | 0 | 0
Industrial_Industrial - Firm_Existing_Space Heating_Natural Gas_Unit Heater_E9_Baseline Forecast | Industrial | Industrial - Firm | Existing | Space Heating | Natural Gas | Unit Heater | E9 |  | Baseline Forecast | 0 | 0 | 0 | 0 | 0 | 0 | 0 | 0 | 0 | 0 | 0 | 0 | 0 | 0 | 0 | 0 | 0 | 0 | 0 | 0 | 0 | 0 | 0 | 0 | 0 | 0 | 0 | 0 | 0 | 0 | 0 | 0 | 0
Industrial_Industrial - Firm_Existing_Space Heating_Natural Gas_Unit Heater_E10_Baseline Forecast | Industrial | Industrial - Firm | Existing | Space Heating | Natural Gas | Unit Heater | E10 |  | Baseline Forecast | 0 | 0 | 0 | 0 | 0 | 0 | 0 | 0 | 0 | 0 | 0 | 0 | 0 | 0 | 0 | 0 | 0 | 0 | 0 | 0 | 0 | 0 | 0 | 0 | 0 | 0 | 0 | 0 | 0 | 0 | 0 | 0 | 0
Industrial_Industrial - Firm_Existing_Process_Natural Gas_Process Heating_E1_Baseline Forecast | Industrial | Industrial - Firm | Existing | Process | Natural Gas | Process Heating | E1 |  | Baseline Forecast | 0 | 0 | 0 | 0 | 0 | 0 | 0 | 0 | 0 | 0 | 0 | 0 | 0 | 0 | 0 | 0 | 0 | 12.8095 | 24.0329 | 33.843 | 44.1312 | 54.5463 | 53.0804 | 52.9696 | 54.0462 | 54.538 | 54.7438 | 58.0269 | 60.3705 | 61.936 | 63.7352 | 65.5331 | 64.2964
Industrial_Industrial - Firm_Existing_Process_Natural Gas_Process Heating_E2_Baseline Forecast | Industrial | Industrial - Firm | Existing | Process | Natural Gas | Process Heating | E2 |  | Baseline Forecast | 0 | 0 | 0 | 0 | 0 | 0 | 0 | 0 | 0 | 0 | 0 | 0 | 0 | 0 | 0 | 0 | 0 | 0 | 0 | 0 | 0 | 0 | 0 | 0 | 0 | 0 | 0 | 0 | 0 | 0 | 0 | 0 | 0
Industrial_Industrial - Firm_Existing_Process_Natural Gas_Process Heating_E3_Baseline Forecast | Industrial | Industrial - Firm | Existing | Process | Natural Gas | Process Heating | E3 |  | Baseline Forecast | 0 | 0 | 0 | 0 | 0 | 0 | 0 | 0 | 0 | 0 | 0 | 0 | 0 | 0 | 0 | 0 | 0 | 0 | 0 | 0 | 0 | 0 | 0 | 0 | 0 | 0 | 0 | 0 | 0 | 0 | 0 | 0 | 0
Industrial_Industrial - Firm_Existing_Process_Natural Gas_Process Heating_E4_Baseline Forecast | Industrial | Industrial - Firm | Existing | Process | Natural Gas | Process Heating | E4 |  | Baseline Forecast | 0 | 0 | 0 | 0 | 0 | 0 | 0 | 0 | 0 | 0 | 0 | 0 | 0 | 0 | 0 | 0 | 0 | 0 | 0 | 0 | 0 | 0 | 0 | 0 | 0 | 0 | 0 | 0 | 0 | 0 | 0 | 0 | 0
Industrial_Industrial - Firm_Existing_Process_Natural Gas_Process Heating_E5_Baseline Forecast | Industrial | Industrial - Firm | Existing | Process | Natural Gas | Process Heating | E5 |  | Baseline Forecast | 0 | 0 | 0 | 0 | 0 | 0 | 0 | 0 | 0 | 0 | 0 | 0 | 0 | 0 | 0 | 0 | 0 | 0 | 0 | 0 | 0 | 0 | 0 | 0 | 0 | 0 | 0 | 0 | 0 | 0 | 0 | 0 | 0
Industrial_Industrial - Firm_Existing_Process_Natural Gas_Process Heating_E6_Baseline Forecast | Industrial | Industrial - Firm | Existing | Process | Natural Gas | Process Heating | E6 |  | Baseline Forecast | 0 | 0 | 0 | 0 | 0 | 0 | 0 | 0 | 0 | 0 | 0 | 0 | 0 | 0 | 0 | 0 | 0 | 0 | 0 | 0 | 0 | 0 | 0 | 0 | 0 | 0 | 0 | 0 | 0 | 0 | 0 | 0 | 0
Industrial_Industrial - Firm_Existing_Process_Natural Gas_Process Heating_E7_Baseline Forecast | Industrial | Industrial - Firm | Existing | Process | Natural Gas | Process Heating | E7 |  | Baseline Forecast | 0 | 0 | 0 | 0 | 0 | 0 | 0 | 0 | 0 | 0 | 0 | 0 | 0 | 0 | 0 | 0 | 0 | 0 | 0 | 0 | 0 | 0 | 0 | 0 | 0 | 0 | 0 | 0 | 0 | 0 | 0 | 0 | 0
Industrial_Industrial - Firm_Existing_Process_Natural Gas_Process Heating_E8_Baseline Forecast | Industrial | Industrial - Firm | Existing | Process | Natural Gas | Process Heating | E8 |  | Baseline Forecast | 0 | 0 | 0 | 0 | 0 | 0 | 0 | 0 | 0 | 0 | 0 | 0 | 0 | 0 | 0 | 0 | 0 | 0 | 0 | 0 | 0 | 0 | 0 | 0 | 0 | 0 | 0 | 0 | 0 | 0 | 0 | 0 | 0
Industrial_Industrial - Firm_Existing_Process_Natural Gas_Process Heating_E9_Baseline Forecast | Industrial | Industrial - Firm | Existing | Process | Natural Gas | Process Heating | E9 |  | Baseline Forecast | 0 | 0 | 0 | 0 | 0 | 0 | 0 | 0 | 0 | 0 | 0 | 0 | 0 | 0 | 0 | 0 | 0 | 0 | 0 | 0 | 0 | 0 | 0 | 0 | 0 | 0 | 0 | 0 | 0 | 0 | 0 | 0 | 0
Industrial_Industrial - Firm_Existing_Process_Natural Gas_Process Heating_E10_Baseline Forecast | Industrial | Industrial - Firm | Existing | Process | Natural Gas | Process Heating | E10 |  | Baseline Forecast | 0 | 0 | 0 | 0 | 0 | 0 | 0 | 0 | 0 | 0 | 0 | 0 | 0 | 0 | 0 | 0 | 0 | 0 | 0 | 0 | 0 | 0 | 0 | 0 | 0 | 0 | 0 | 0 | 0 | 0 | 0 | 0 | 0
Industrial_Industrial - Firm_Existing_Process_Natural Gas_Process Boiler_E1_Baseline Forecast | Industrial | Industrial - Firm | Existing | Process | Natural Gas | Process Boiler | E1 |  | Baseline Forecast | 0 | 122.3026 | 108.2492 | 96.321 | 81.1374 | 68.3473 | 57.5733 | 48.4977 | 40.8527 | 34.4129 | 28.9882 | 24.4186 | 20.5694 | 17.3269 | 14.5956 | 12.2948 | 10.3567 | 8.7241 | 7.3489 | 6.1904 | 5.2146 | 4.3926 | 11.4168 | 16.841 | 20.9642 | 23.7151 | 25.3869 | 26.2185 | 26.4039 | 26.0998 | 25.4324 | 24.5028 | 23.3916
Industrial_Industrial - Firm_Existing_Process_Natural Gas_Process Boiler_E2_Baseline Forecast | Industrial | Industrial - Firm | Existing | Process | Natural Gas | Process Boiler | E2 |  | Baseline Forecast | 0 | 0 | 0 | 0 | 0 | 0 | 0 | 0 | 0 | 0 | 0 | 0 | 0 | 0 | 0 | 0 | 0 | 0 | 0 | 0 | 0 | 0 | 0 | 0 | 0 | 0 | 0 | 0 | 0 | 0 | 0 | 0 | 0
Industrial_Industrial - Firm_Existing_Process_Natural Gas_Process Boiler_E3_Baseline Forecast | Industrial | Industrial - Firm | Existing | Process | Natural Gas | Process Boiler | E3 |  | Baseline Forecast | 0 | 0 | 0 | 0 | 0 | 0 | 0 | 0 | 0 | 0 | 0 | 0 | 0 | 0 | 0 | 0 | 0 | 0 | 0 | 0 | 0 | 0 | 0 | 0 | 0 | 0 | 0 | 0 | 0 | 0 | 0 | 0 | 0
Industrial_Industrial - Firm_Existing_Process_Natural Gas_Process Boiler_E4_Baseline Forecast | Industrial | Industrial - Firm | Existing | Process | Natural Gas | Process Boiler | E4 |  | Baseline Forecast | 0 | 0 | 0 | 0 | 0 | 0 | 0 | 0 | 0 | 0 | 0 | 0 | 0 | 0 | 0 | 0 | 0 | 0 | 0 | 0 | 0 | 0 | 0 | 0 | 0 | 0 | 0 | 0 | 0 | 0 | 0 | 0 | 0
Industrial_Industrial - Firm_Existing_Process_Natural Gas_Process Boiler_E5_Baseline Forecast | Industrial | Industrial - Firm | Existing | Process | Natural Gas | Process Boiler | E5 |  | Baseline Forecast | 0 | 0 | 0 | 0 | 0 | 0 | 0 | 0 | 0 | 0 | 0 | 0 | 0 | 0 | 0 | 0 | 0 | 0 | 0 | 0 | 0 | 0 | 0 | 0 | 0 | 0 | 0 | 0 | 0 | 0 | 0 | 0 | 0
Industrial_Industrial - Firm_Existing_Process_Natural Gas_Process Boiler_E6_Baseline Forecast | Industrial | Industrial - Firm | Existing | Process | Natural Gas | Process Boiler | E6 |  | Baseline Forecast | 0 | 0 | 0 | 0 | 0 | 0 | 0 | 0 | 0 | 0 | 0 | 0 | 0 | 0 | 0 | 0 | 0 | 0 | 0 | 0 | 0 | 0 | 0 | 0 | 0 | 0 | 0 | 0 | 0 | 0 | 0 | 0 | 0
Industrial_Industrial - Firm_Existing_Process_Natural Gas_Process Boiler_E7_Baseline Forecast | Industrial | Industrial - Firm | Existing | Process | Natural Gas | Process Boiler | E7 |  | Baseline Forecast | 0 | 0 | 0 | 0 | 0 | 0 | 0 | 0 | 0 | 0 | 0 | 0 | 0 | 0 | 0 | 0 | 0 | 0 | 0 | 0 | 0 | 0 | 0 | 0 | 0 | 0 | 0 | 0 | 0 | 0 | 0 | 0 | 0
Industrial_Industrial - Firm_Existing_Process_Natural Gas_Process Boiler_E8_Baseline Forecast | Industrial | Industrial - Firm | Existing | Process | Natural Gas | Process Boiler | E8 |  | Baseline Forecast | 0 | 0 | 0 | 0 | 0 | 0 | 0 | 0 | 0 | 0 | 0 | 0 | 0 | 0 | 0 | 0 | 0 | 0 | 0 | 0 | 0 | 0 | 0 | 0 | 0 | 0 | 0 | 0 | 0 | 0 | 0 | 0 | 0
Industrial_Industrial - Firm_Existing_Process_Natural Gas_Process Boiler_E9_Baseline Forecast | Industrial | Industrial - Firm | Existing | Process | Natural Gas | Process Boiler | E9 |  | Baseline Forecast | 0 | 0 | 0 | 0 | 0 | 0 | 0 | 0 | 0 | 0 | 0 | 0 | 0 | 0 | 0 | 0 | 0 | 0 | 0 | 0 | 0 | 0 | 0 | 0 | 0 | 0 | 0 | 0 | 0 | 0 | 0 | 0 | 0
Industrial_Industrial - Firm_Existing_Process_Natural Gas_Process Boiler_E10_Baseline Forecast | Industrial | Industrial - Firm | Existing | Process | Natural Gas | Process Boiler | E10 |  | Baseline Forecast | 0 | 0 | 0 | 0 | 0 | 0 | 0 | 0 | 0 | 0 | 0 | 0 | 0 | 0 | 0 | 0 | 0 | 0 | 0 | 0 | 0 | 0 | 0 | 0 | 0 | 0 | 0 | 0 | 0 | 0 | 0 | 0 | 0
Industrial_Industrial - Firm_Existing_Process_Natural Gas_Process Cooling_E1_Baseline Forecast | Industrial | Industrial - Firm | Existing | Process | Natural Gas | Process Cooling | E1 |  | Baseline Forecast | 0 | 79.7626 | 93.3183 | 104.2866 | 98.6627 | 95.7634 | 94.8084 | 93.2414 | 91.5282 | 89.9557 | 88.4185 | 106.4209 | 105.4985 | 103.9368 | 101.046 | 99.1292 | 97.7667 | 96.073 | 94.3441 | 92.7301 | 91.1429 | 94.3492 | 92.2735 | 90.1494 | 88.4629 | 86.987 | 85.5834 | 84.0856 | 82.6079 | 81.1937 | 79.7991 | 79.5909 | 77.9441
Industrial_Industrial - Firm_Existing_Process_Natural Gas_Process Cooling_E2_Baseline Forecast | Industrial | Industrial - Firm | Existing | Process | Natural Gas | Process Cooling | E2 |  | Baseline Forecast | 0 | 0 | 0 | 0 | 0 | 0 | 0 | 0 | 0 | 0 | 0 | 0 | 0 | 0 | 0 | 0 | 0 | 0 | 0 | 0 | 0 | 0 | 0 | 0 | 0 | 0 | 0 | 0 | 0 | 0 | 0 | 0 | 0
Industrial_Industrial - Firm_Existing_Process_Natural Gas_Process Cooling_E3_Baseline Forecast | Industrial | Industrial - Firm | Existing | Process | Natural Gas | Process Cooling | E3 |  | Baseline Forecast | 0 | 0 | 0 | 0 | 0 | 0 | 0 | 0 | 0 | 0 | 0 | 0 | 0 | 0 | 0 | 0 | 0 | 0 | 0 | 0 | 0 | 0 | 0 | 0 | 0 | 0 | 0 | 0 | 0 | 0 | 0 | 0 | 0
Industrial_Industrial - Firm_Existing_Process_Natural Gas_Process Cooling_E4_Baseline Forecast | Industrial | Industrial - Firm | Existing | Process | Natural Gas | Process Cooling | E4 |  | Baseline Forecast | 0 | 0 | 0 | 0 | 0 | 0 | 0 | 0 | 0 | 0 | 0 | 0 | 0 | 0 | 0 | 0 | 0 | 0 | 0 | 0 | 0 | 0 | 0 | 0 | 0 | 0 | 0 | 0 | 0 | 0 | 0 | 0 | 0
Industrial_Industrial - Firm_Existing_Process_Natural Gas_Process Cooling_E5_Baseline Forecast | Industrial | Industrial - Firm | Existing | Process | Natural Gas | Process Cooling | E5 |  | Baseline Forecast | 0 | 0 | 0 | 0 | 0 | 0 | 0 | 0 | 0 | 0 | 0 | 0 | 0 | 0 | 0 | 0 | 0 | 0 | 0 | 0 | 0 | 0 | 0 | 0 | 0 | 0 | 0 | 0 | 0 | 0 | 0 | 0 | 0
Industrial_Industrial - Firm_Existing_Process_Natural Gas_Process Cooling_E6_Baseline Forecast | Industrial | Industrial - Firm | Existing | Process | Natural Gas | Process Cooling | E6 |  | Baseline Forecast | 0 | 0 | 0 | 0 | 0 | 0 | 0 | 0 | 0 | 0 | 0 | 0 | 0 | 0 | 0 | 0 | 0 | 0 | 0 | 0 | 0 | 0 | 0 | 0 | 0 | 0 | 0 | 0 | 0 | 0 | 0 | 0 | 0
Industrial_Industrial - Firm_Existing_Process_Natural Gas_Process Cooling_E7_Baseline Forecast | Industrial | Industrial - Firm | Existing | Process | Natural Gas | Process Cooling | E7 |  | Baseline Forecast | 0 | 0 | 0 | 0 | 0 | 0 | 0 | 0 | 0 | 0 | 0 | 0 | 0 | 0 | 0 | 0 | 0 | 0 | 0 | 0 | 0 | 0 | 0 | 0 | 0 | 0 | 0 | 0 | 0 | 0 | 0 | 0 | 0
Industrial_Industrial - Firm_Existing_Process_Natural Gas_Process Cooling_E8_Baseline Forecast | Industrial | Industrial - Firm | Existing | Process | Natural Gas | Process Cooling | E8 |  | Baseline Forecast | 0 | 0 | 0 | 0 | 0 | 0 | 0 | 0 | 0 | 0 | 0 | 0 | 0 | 0 | 0 | 0 | 0 | 0 | 0 | 0 | 0 | 0 | 0 | 0 | 0 | 0 | 0 | 0 | 0 | 0 | 0 | 0 | 0
Industrial_Industrial - Firm_Existing_Process_Natural Gas_Process Cooling_E9_Baseline Forecast | Industrial | Industrial - Firm | Existing | Process | Natural Gas | Process Cooling | E9 |  | Baseline Forecast | 0 | 0 | 0 | 0 | 0 | 0 | 0 | 0 | 0 | 0 | 0 | 0 | 0 | 0 | 0 | 0 | 0 | 0 | 0 | 0 | 0 | 0 | 0 | 0 | 0 | 0 | 0 | 0 | 0 | 0 | 0 | 0 | 0
Industrial_Industrial - Firm_Existing_Process_Natural Gas_Process Cooling_E10_Baseline Forecast | Industrial | Industrial - Firm | Existing | Process | Natural Gas | Process Cooling | E10 |  | Baseline Forecast | 0 | 0 | 0 | 0 | 0 | 0 | 0 | 0 | 0 | 0 | 0 | 0 | 0 | 0 | 0 | 0 | 0 | 0 | 0 | 0 | 0 | 0 | 0 | 0 | 0 | 0 | 0 | 0 | 0 | 0 | 0 | 0 | 0
Industrial_Industrial - Firm_Existing_Process_Natural Gas_Other Process_E1_Baseline Forecast | Industrial | Industrial - Firm | Existing | Process | Natural Gas | Other Process | E1 |  | Baseline Forecast | 0 | 79.7626 | 93.3183 | 104.2866 | 98.6627 | 95.7634 | 94.8084 | 93.2414 | 91.5282 | 89.9557 | 88.4185 | 106.4209 | 105.4985 | 103.9368 | 101.046 | 99.1292 | 97.7667 | 96.073 | 94.3441 | 92.7301 | 91.1429 | 94.3492 | 92.2735 | 90.1494 | 88.4629 | 86.987 | 85.5834 | 84.0856 | 82.6079 | 81.1937 | 79.7991 | 79.5909 | 77.9441
Industrial_Industrial - Firm_Existing_Process_Natural Gas_Other Process_E2_Baseline Forecast | Industrial | Industrial - Firm | Existing | Process | Natural Gas | Other Process | E2 |  | Baseline Forecast | 0 | 0 | 0 | 0 | 0 | 0 | 0 | 0 | 0 | 0 | 0 | 0 | 0 | 0 | 0 | 0 | 0 | 0 | 0 | 0 | 0 | 0 | 0 | 0 | 0 | 0 | 0 | 0 | 0 | 0 | 0 | 0 | 0
Industrial_Industrial - Firm_Existing_Process_Natural Gas_Other Process_E3_Baseline Forecast | Industrial | Industrial - Firm | Existing | Process | Natural Gas | Other Process | E3 |  | Baseline Forecast | 0 | 0 | 0 | 0 | 0 | 0 | 0 | 0 | 0 | 0 | 0 | 0 | 0 | 0 | 0 | 0 | 0 | 0 | 0 | 0 | 0 | 0 | 0 | 0 | 0 | 0 | 0 | 0 | 0 | 0 | 0 | 0 | 0
Industrial_Industrial - Firm_Existing_Process_Natural Gas_Other Process_E4_Baseline Forecast | Industrial | Industrial - Firm | Existing | Process | Natural Gas | Other Process | E4 |  | Baseline Forecast | 0 | 0 | 0 | 0 | 0 | 0 | 0 | 0 | 0 | 0 | 0 | 0 | 0 | 0 | 0 | 0 | 0 | 0 | 0 | 0 | 0 | 0 | 0 | 0 | 0 | 0 | 0 | 0 | 0 | 0 | 0 | 0 | 0
Industrial_Industrial - Firm_Existing_Process_Natural Gas_Other Process_E5_Baseline Forecast | Industrial | Industrial - Firm | Existing | Process | Natural Gas | Other Process | E5 |  | Baseline Forecast | 0 | 0 | 0 | 0 | 0 | 0 | 0 | 0 | 0 | 0 | 0 | 0 | 0 | 0 | 0 | 0 | 0 | 0 | 0 | 0 | 0 | 0 | 0 | 0 | 0 | 0 | 0 | 0 | 0 | 0 | 0 | 0 | 0
Industrial_Industrial - Firm_Existing_Process_Natural Gas_Other Process_E6_Baseline Forecast | Industrial | Industrial - Firm | Existing | Process | Natural Gas | Other Process | E6 |  | Baseline Forecast | 0 | 0 | 0 | 0 | 0 | 0 | 0 | 0 | 0 | 0 | 0 | 0 | 0 | 0 | 0 | 0 | 0 | 0 | 0 | 0 | 0 | 0 | 0 | 0 | 0 | 0 | 0 | 0 | 0 | 0 | 0 | 0 | 0
Industrial_Industrial - Firm_Existing_Process_Natural Gas_Other Process_E7_Baseline Forecast | Industrial | Industrial - Firm | Existing | Process | Natural Gas | Other Process | E7 |  | Baseline Forecast | 0 | 0 | 0 | 0 | 0 | 0 | 0 | 0 | 0 | 0 | 0 | 0 | 0 | 0 | 0 | 0 | 0 | 0 | 0 | 0 | 0 | 0 | 0 | 0 | 0 | 0 | 0 | 0 | 0 | 0 | 0 | 0 | 0
Industrial_Industrial - Firm_Existing_Process_Natural Gas_Other Process_E8_Baseline Forecast | Industrial | Industrial - Firm | Existing | Process | Natural Gas | Other Process | E8 |  | Baseline Forecast | 0 | 0 | 0 | 0 | 0 | 0 | 0 | 0 | 0 | 0 | 0 | 0 | 0 | 0 | 0 | 0 | 0 | 0 | 0 | 0 | 0 | 0 | 0 | 0 | 0 | 0 | 0 | 0 | 0 | 0 | 0 | 0 | 0
Industrial_Industrial - Firm_Existing_Process_Natural Gas_Other Process_E9_Baseline Forecast | Industrial | Industrial - Firm | Existing | Process | Natural Gas | Other Process | E9 |  | Baseline Forecast | 0 | 0 | 0 | 0 | 0 | 0 | 0 | 0 | 0 | 0 | 0 | 0 | 0 | 0 | 0 | 0 | 0 | 0 | 0 | 0 | 0 | 0 | 0 | 0 | 0 | 0 | 0 | 0 | 0 | 0 | 0 | 0 | 0
Industrial_Industrial - Firm_Existing_Process_Natural Gas_Other Process_E10_Baseline Forecast | Industrial | Industrial - Firm | Existing | Process | Natural Gas | Other Process | E10 |  | Baseline Forecast | 0 | 0 | 0 | 0 | 0 | 0 | 0 | 0 | 0 | 0 | 0 | 0 | 0 | 0 | 0 | 0 | 0 | 0 | 0 | 0 | 0 | 0 | 0 | 0 | 0 | 0 | 0 | 0 | 0 | 0 | 0 | 0 | 0
Industrial_Industrial - Firm_Existing_Miscellaneous_Natural Gas_Miscellaneous_E1_Baseline Forecast | Industrial | Industrial - Firm | Existing | Miscellaneous | Natural Gas | Miscellaneous | E1 |  | Baseline Forecast | 0 | 79.7626 | 93.3183 | 104.2866 | 98.6627 | 95.7634 | 94.8084 | 93.2414 | 91.5282 | 89.9557 | 88.4185 | 106.4209 | 105.4985 | 103.9368 | 101.046 | 99.1292 | 97.7667 | 96.073 | 94.3441 | 92.7301 | 91.1429 | 94.3492 | 92.2735 | 90.1494 | 88.4629 | 86.987 | 85.5834 | 84.0856 | 82.6079 | 81.1937 | 79.7991 | 79.5909 | 77.9441
Industrial_Industrial - Firm_Existing_Miscellaneous_Natural Gas_Miscellaneous_E2_Baseline Forecast | Industrial | Industrial - Firm | Existing | Miscellaneous | Natural Gas | Miscellaneous | E2 |  | Baseline Forecast | 0 | 0 | 0 | 0 | 0 | 0 | 0 | 0 | 0 | 0 | 0 | 0 | 0 | 0 | 0 | 0 | 0 | 0 | 0 | 0 | 0 | 0 | 0 | 0 | 0 | 0 | 0 | 0 | 0 | 0 | 0 | 0 | 0
Industrial_Industrial - Firm_Existing_Miscellaneous_Natural Gas_Miscellaneous_E3_Baseline Forecast | Industrial | Industrial - Firm | Existing | Miscellaneous | Natural Gas | Miscellaneous | E3 |  | Baseline Forecast | 0 | 0 | 0 | 0 | 0 | 0 | 0 | 0 | 0 | 0 | 0 | 0 | 0 | 0 | 0 | 0 | 0 | 0 | 0 | 0 | 0 | 0 | 0 | 0 | 0 | 0 | 0 | 0 | 0 | 0 | 0 | 0 | 0
Industrial_Industrial - Firm_Existing_Miscellaneous_Natural Gas_Miscellaneous_E4_Baseline Forecast | Industrial | Industrial - Firm | Existing | Miscellaneous | Natural Gas | Miscellaneous | E4 |  | Baseline Forecast | 0 | 0 | 0 | 0 | 0 | 0 | 0 | 0 | 0 | 0 | 0 | 0 | 0 | 0 | 0 | 0 | 0 | 0 | 0 | 0 | 0 | 0 | 0 | 0 | 0 | 0 | 0 | 0 | 0 | 0 | 0 | 0 | 0
Industrial_Industrial - Firm_Existing_Miscellaneous_Natural Gas_Miscellaneous_E5_Baseline Forecast | Industrial | Industrial - Firm | Existing | Miscellaneous | Natural Gas | Miscellaneous | E5 |  | Baseline Forecast | 0 | 0 | 0 | 0 | 0 | 0 | 0 | 0 | 0 | 0 | 0 | 0 | 0 | 0 | 0 | 0 | 0 | 0 | 0 | 0 | 0 | 0 | 0 | 0 | 0 | 0 | 0 | 0 | 0 | 0 | 0 | 0 | 0
Industrial_Industrial - Firm_Existing_Miscellaneous_Natural Gas_Miscellaneous_E6_Baseline Forecast | Industrial | Industrial - Firm | Existing | Miscellaneous | Natural Gas | Miscellaneous | E6 |  | Baseline Forecast | 0 | 0 | 0 | 0 | 0 | 0 | 0 | 0 | 0 | 0 | 0 | 0 | 0 | 0 | 0 | 0 | 0 | 0 | 0 | 0 | 0 | 0 | 0 | 0 | 0 | 0 | 0 | 0 | 0 | 0 | 0 | 0 | 0
Industrial_Industrial - Firm_Existing_Miscellaneous_Natural Gas_Miscellaneous_E7_Baseline Forecast | Industrial | Industrial - Firm | Existing | Miscellaneous | Natural Gas | Miscellaneous | E7 |  | Baseline Forecast | 0 | 0 | 0 | 0 | 0 | 0 | 0 | 0 | 0 | 0 | 0 | 0 | 0 | 0 | 0 | 0 | 0 | 0 | 0 | 0 | 0 | 0 | 0 | 0 | 0 | 0 | 0 | 0 | 0 | 0 | 0 | 0 | 0
Industrial_Industrial - Firm_Existing_Miscellaneous_Natural Gas_Miscellaneous_E8_Baseline Forecast | Industrial | Industrial - Firm | Existing | Miscellaneous | Natural Gas | Miscellaneous | E8 |  | Baseline Forecast | 0 | 0 | 0 | 0 | 0 | 0 | 0 | 0 | 0 | 0 | 0 | 0 | 0 | 0 | 0 | 0 | 0 | 0 | 0 | 0 | 0 | 0 | 0 | 0 | 0 | 0 | 0 | 0 | 0 | 0 | 0 | 0 | 0
Industrial_Industrial - Firm_Existing_Miscellaneous_Natural Gas_Miscellaneous_E9_Baseline Forecast | Industrial | Industrial - Firm | Existing | Miscellaneous | Natural Gas | Miscellaneous | E9 |  | Baseline Forecast | 0 | 0 | 0 | 0 | 0 | 0 | 0 | 0 | 0 | 0 | 0 | 0 | 0 | 0 | 0 | 0 | 0 | 0 | 0 | 0 | 0 | 0 | 0 | 0 | 0 | 0 | 0 | 0 | 0 | 0 | 0 | 0 | 0
Industrial_Industrial - Firm_Existing_Miscellaneous_Natural Gas_Miscellaneous_E10_Baseline Forecast | Industrial | Industrial - Firm | Existing | Miscellaneous | Natural Gas | Miscellaneous | E10 |  | Baseline Forecast | 0 | 0 | 0 | 0 | 0 | 0 | 0 | 0 | 0 | 0 | 0 | 0 | 0 | 0 | 0 | 0 | 0 | 0 | 0 | 0 | 0 | 0 | 0 | 0 | 0 | 0 | 0 | 0 | 0 | 0 | 0 | 0 | 0
Industrial_Industrial - Firm_New_Space Heating_Natural Gas_Furnace_E1_Baseline Forecast | Industrial | Industrial - Firm | New | Space Heating | Natural Gas | Furnace | E1 |  | Baseline Forecast | 0 | 11.5215 | 15.7601 | 18.1846 | 13.4725 | 4.6018 | 6.3624 | 4.3533 | 5.8287 | 0.87772 | 3.8674 | 3.8957 | 6.3283 | 1.1201 | 3.5575 | 3.4494 | 5.8014 | 0.78247 | 3.1389 | 3.926 | 7.344 | 3.7499 | 6.8124 | 6.7633 | 9.1355 | 4.4803 | 6.8014 | 6.4472 | 8.552 | 4.0902 | 6.3422 | 10.8583 | 14.4604
Industrial_Industrial - Firm_New_Space Heating_Natural Gas_Furnace_E2_Baseline Forecast | Industrial | Industrial - Firm | New | Space Heating | Natural Gas | Furnace | E2 |  | Baseline Forecast | 0 | 0 | 0 | 0 | 0 | 0 | 0 | 0 | 0 | 0 | 0 | 0 | 0 | 0 | 0 | 0 | 0 | 0 | 0 | 0 | 0 | 0 | 0 | 0 | 0 | 0 | 0 | 0 | 0 | 0 | 0 | 0 | 0
Industrial_Industrial - Firm_New_Space Heating_Natural Gas_Furnace_E3_Baseline Forecast | Industrial | Industrial - Firm | New | Space Heating | Natural Gas | Furnace | E3 |  | Baseline Forecast | 0 | 0 | 0 | 0 | 0 | 0 | 0 | 0 | 0 | 0 | 0 | 0 | 0 | 0 | 0 | 0 | 0 | 0 | 0 | 0 | 0 | 0 | 0 | 0 | 0 | 0 | 0 | 0 | 0 | 0 | 0 | 0 | 0
Industrial_Industrial - Firm_New_Space Heating_Natural Gas_Furnace_E4_Baseline Forecast | Industrial | Industrial - Firm | New | Space Heating | Natural Gas | Furnace | E4 |  | Baseline Forecast | 0 | 0 | 0 | 0 | 0 | 0 | 0 | 0 | 0 | 0 | 0 | 0 | 0 | 0 | 0 | 0 | 0 | 0 | 0 | 0 | 0 | 0 | 0 | 0 | 0 | 0 | 0 | 0 | 0 | 0 | 0 | 0 | 0
Industrial_Industrial - Firm_New_Space Heating_Natural Gas_Furnace_E5_Baseline Forecast | Industrial | Industrial - Firm | New | Space Heating | Natural Gas | Furnace | E5 |  | Baseline Forecast | 0 | 0 | 0 | 0 | 0 | 0 | 0 | 0 | 0 | 0 | 0 | 0 | 0 | 0 | 0 | 0 | 0 | 0 | 0 | 0 | 0 | 0 | 0 | 0 | 0 | 0 | 0 | 0 | 0 | 0 | 0 | 0 | 0
Industrial_Industrial - Firm_New_Space Heating_Natural Gas_Furnace_E6_Baseline Forecast | Industrial | Industrial - Firm | New | Space Heating | Natural Gas | Furnace | E6 |  | Baseline Forecast | 0 | 0 | 0 | 0 | 0 | 0 | 0 | 0 | 0 | 0 | 0 | 0 | 0 | 0 | 0 | 0 | 0 | 0 | 0 | 0 | 0 | 0 | 0 | 0 | 0 | 0 | 0 | 0 | 0 | 0 | 0 | 0 | 0
Industrial_Industrial - Firm_New_Space Heating_Natural Gas_Furnace_E7_Baseline Forecast | Industrial | Industrial - Firm | New | Space Heating | Natural Gas | Furnace | E7 |  | Baseline Forecast | 0 | 0 | 0 | 0 | 0 | 0 | 0 | 0 | 0 | 0 | 0 | 0 | 0 | 0 | 0 | 0 | 0 | 0 | 0 | 0 | 0 | 0 | 0 | 0 | 0 | 0 | 0 | 0 | 0 | 0 | 0 | 0 | 0
Industrial_Industrial - Firm_New_Space Heating_Natural Gas_Furnace_E8_Baseline Forecast | Industrial | Industrial - Firm | New | Space Heating | Natural Gas | Furnace | E8 |  | Baseline Forecast | 0 | 0 | 0 | 0 | 0 | 0 | 0 | 0 | 0 | 0 | 0 | 0 | 0 | 0 | 0 | 0 | 0 | 0 | 0 | 0 | 0 | 0 | 0 | 0 | 0 | 0 | 0 | 0 | 0 | 0 | 0 | 0 | 0
Industrial_Industrial - Firm_New_Space Heating_Natural Gas_Furnace_E9_Baseline Forecast | Industrial | Industrial - Firm | New | Space Heating | Natural Gas | Furnace | E9 |  | Baseline Forecast | 0 | 0 | 0 | 0 | 0 | 0 | 0 | 0 | 0 | 0 | 0 | 0 | 0 | 0 | 0 | 0 | 0 | 0 | 0 | 0 | 0 | 0 | 0 | 0 | 0 | 0 | 0 | 0 | 0 | 0 | 0 | 0 | 0
Industrial_Industrial - Firm_New_Space Heating_Natural Gas_Furnace_E10_Baseline Forecast | Industrial | Industrial - Firm | New | Space Heating | Natural Gas | Furnace | E10 |  | Baseline Forecast | 0 | 0 | 0 | 0 | 0 | 0 | 0 | 0 | 0 | 0 | 0 | 0 | 0 | 0 | 0 | 0 | 0 | 0 | 0 | 0 | 0 | 0 | 0 | 0 | 0 | 0 | 0 | 0 | 0 | 0 | 0 | 0 | 0
Industrial_Industrial - Firm_New_Space Heating_Natural Gas_Boiler_E1_Baseline Forecast | Industrial | Industrial - Firm | New | Space Heating | Natural Gas | Boiler | E1 |  | Baseline Forecast | 0 | 2.2879 | 3.1296 | 3.6111 | 2.6753 | 0.91383 | 1.2634 | 0.86446 | 1.1575 | 0.1743 | 0.76798 | 0.7736 | 1.2567 | 0.22242 | 0.70644 | 0.68499 | 1.152 | 0.15538 | 0.62332 | 0.60362 | 1.0552 | 0.094684 | 0.75503 | 1.0026 | 1.7243 | 0.97289 | 1.4084 | 1.4221 | 1.8352 | 0.97096 | 1.3116 | 2.2445 | 2.2108
Industrial_Industrial - Firm_New_Space Heating_Natural Gas_Boiler_E2_Baseline Forecast | Industrial | Industrial - Firm | New | Space Heating | Natural Gas | Boiler | E2 |  | Baseline Forecast | 0 | 0 | 0 | 0 | 0 | 0 | 0 | 0 | 0 | 0 | 0 | 0 | 0 | 0 | 0 | 0 | 0 | 0 | 0 | 0 | 0 | 0 | 0 | 0 | 0 | 0 | 0 | 0 | 0 | 0 | 0 | 0 | 0
Industrial_Industrial - Firm_New_Space Heating_Natural Gas_Boiler_E3_Baseline Forecast | Industrial | Industrial - Firm | New | Space Heating | Natural Gas | Boiler | E3 |  | Baseline Forecast | 0 | 0 | 0 | 0 | 0 | 0 | 0 | 0 | 0 | 0 | 0 | 0 | 0 | 0 | 0 | 0 | 0 | 0 | 0 | 0 | 0 | 0 | 0 | 0 | 0 | 0 | 0 | 0 | 0 | 0 | 0 | 0 | 0
Industrial_Industrial - Firm_New_Space Heating_Natural Gas_Boiler_E4_Baseline Forecast | Industrial | Industrial - Firm | New | Space Heating | Natural Gas | Boiler | E4 |  | Baseline Forecast | 0 | 0 | 0 | 0 | 0 | 0 | 0 | 0 | 0 | 0 | 0 | 0 | 0 | 0 | 0 | 0 | 0 | 0 | 0 | 0 | 0 | 0 | 0 | 0 | 0 | 0 | 0 | 0 | 0 | 0 | 0 | 0 | 0
Industrial_Industrial - Firm_New_Space Heating_Natural Gas_Boiler_E5_Baseline Forecast | Industrial | Industrial - Firm | New | Space Heating | Natural Gas | Boiler | E5 |  | Baseline Forecast | 0 | 0 | 0 | 0 | 0 | 0 | 0 | 0 | 0 | 0 | 0 | 0 | 0 | 0 | 0 | 0 | 0 | 0 | 0 | 0 | 0 | 0 | 0 | 0 | 0 | 0 | 0 | 0 | 0 | 0 | 0 | 0 | 0
Industrial_Industrial - Firm_New_Space Heating_Natural Gas_Boiler_E6_Baseline Forecast | Industrial | Industrial - Firm | New | Space Heating | Natural Gas | Boiler | E6 |  | Baseline Forecast | 0 | 0 | 0 | 0 | 0 | 0 | 0 | 0 | 0 | 0 | 0 | 0 | 0 | 0 | 0 | 0 | 0 | 0 | 0 | 0 | 0 | 0 | 0 | 0 | 0 | 0 | 0 | 0 | 0 | 0 | 0 | 0 | 0
Industrial_Industrial - Firm_New_Space Heating_Natural Gas_Boiler_E7_Baseline Forecast | Industrial | Industrial - Firm | New | Space Heating | Natural Gas | Boiler | E7 |  | Baseline Forecast | 0 | 0 | 0 | 0 | 0 | 0 | 0 | 0 | 0 | 0 | 0 | 0 | 0 | 0 | 0 | 0 | 0 | 0 | 0 | 0 | 0 | 0 | 0 | 0 | 0 | 0 | 0 | 0 | 0 | 0 | 0 | 0 | 0
Industrial_Industrial - Firm_New_Space Heating_Natural Gas_Boiler_E8_Baseline Forecast | Industrial | Industrial - Firm | New | Space Heating | Natural Gas | Boiler | E8 |  | Baseline Forecast | 0 | 0 | 0 | 0 | 0 | 0 | 0 | 0 | 0 | 0 | 0 | 0 | 0 | 0 | 0 | 0 | 0 | 0 | 0 | 0 | 0 | 0 | 0 | 0 | 0 | 0 | 0 | 0 | 0 | 0 | 0 | 0 | 0
Industrial_Industrial - Firm_New_Space Heating_Natural Gas_Boiler_E9_Baseline Forecast | Industrial | Industrial - Firm | New | Space Heating | Natural Gas | Boiler | E9 |  | Baseline Forecast | 0 | 0 | 0 | 0 | 0 | 0 | 0 | 0 | 0 | 0 | 0 | 0 | 0 | 0 | 0 | 0 | 0 | 0 | 0 | 0 | 0 | 0 | 0 | 0 | 0 | 0 | 0 | 0 | 0 | 0 | 0 | 0 | 0
Industrial_Industrial - Firm_New_Space Heating_Natural Gas_Boiler_E10_Baseline Forecast | Industrial | Industrial - Firm | New | Space Heating | Natural Gas | Boiler | E10 |  | Baseline Forecast | 0 | 0 | 0 | 0 | 0 | 0 | 0 | 0 | 0 | 0 | 0 | 0 | 0 | 0 | 0 | 0 | 0 | 0 | 0 | 0 | 0 | 0 | 0 | 0 | 0 | 0 | 0 | 0 | 0 | 0 | 0 | 0 | 0
Industrial_Industrial - Firm_New_Space Heating_Natural Gas_Unit Heater_E1_Baseline Forecast | Industrial | Industrial - Firm | New | Space Heating | Natural Gas | Unit Heater | E1 |  | Baseline Forecast | 0 | 2.5162 | 3.4419 | 3.9713 | 2.9423 | 1.005 | 1.3895 | 0.95071 | 1.2729 | 0.19168 | 0.8446 | 0.85078 | 1.8853 | 1.3356 | 2.444 | 2.6754 | 3.0056 | 2.4993 | 2.9811 | 2.8937 | 2.7129 | 1.0072 | 1.595 | 1.6385 | 2.2588 | 1.2067 | 2.1613 | 2.4185 | 3.2712 | 2.2919 | 3.1567 | 4.2583 | 3.9675
Industrial_Industrial - Firm_New_Space Heating_Natural Gas_Unit Heater_E2_Baseline Forecast | Industrial | Industrial - Firm | New | Space Heating | Natural Gas | Unit Heater | E2 |  | Baseline Forecast | 0 | 0 | 0 | 0 | 0 | 0 | 0 | 0 | 0 | 0 | 0 | 0 | 0 | 0 | 0 | 0 | 0 | 0 | 0 | 0 | 0 | 0 | 0 | 0 | 0 | 0 | 0 | 0 | 0 | 0 | 0 | 0 | 0
Industrial_Industrial - Firm_New_Space Heating_Natural Gas_Unit Heater_E3_Baseline Forecast | Industrial | Industrial - Firm | New | Space Heating | Natural Gas | Unit Heater | E3 |  | Baseline Forecast | 0 | 0 | 0 | 0 | 0 | 0 | 0 | 0 | 0 | 0 | 0 | 0 | 0 | 0 | 0 | 0 | 0 | 0 | 0 | 0 | 0 | 0 | 0 | 0 | 0 | 0 | 0 | 0 | 0 | 0 | 0 | 0 | 0
Industrial_Industrial - Firm_New_Space Heating_Natural Gas_Unit Heater_E4_Baseline Forecast | Industrial | Industrial - Firm | New | Space Heating | Natural Gas | Unit Heater | E4 |  | Baseline Forecast | 0 | 0 | 0 | 0 | 0 | 0 | 0 | 0 | 0 | 0 | 0 | 0 | 0 | 0 | 0 | 0 | 0 | 0 | 0 | 0 | 0 | 0 | 0 | 0 | 0 | 0 | 0 | 0 | 0 | 0 | 0 | 0 | 0
Industrial_Industrial - Firm_New_Space Heating_Natural Gas_Unit Heater_E5_Baseline Forecast | Industrial | Industrial - Firm | New | Space Heating | Natural Gas | Unit Heater | E5 |  | Baseline Forecast | 0 | 0 | 0 | 0 | 0 | 0 | 0 | 0 | 0 | 0 | 0 | 0 | 0 | 0 | 0 | 0 | 0 | 0 | 0 | 0 | 0 | 0 | 0 | 0 | 0 | 0 | 0 | 0 | 0 | 0 | 0 | 0 | 0
Industrial_Industrial - Firm_New_Space Heating_Natural Gas_Unit Heater_E6_Baseline Forecast | Industrial | Industrial - Firm | New | Space Heating | Natural Gas | Unit Heater | E6 |  | Baseline Forecast | 0 | 0 | 0 | 0 | 0 | 0 | 0 | 0 | 0 | 0 | 0 | 0 | 0 | 0 | 0 | 0 | 0 | 0 | 0 | 0 | 0 | 0 | 0 | 0 | 0 | 0 | 0 | 0 | 0 | 0 | 0 | 0 | 0
Industrial_Industrial - Firm_New_Space Heating_Natural Gas_Unit Heater_E7_Baseline Forecast | Industrial | Industrial - Firm | New | Space Heating | Natural Gas | Unit Heater | E7 |  | Baseline Forecast | 0 | 0 | 0 | 0 | 0 | 0 | 0 | 0 | 0 | 0 | 0 | 0 | 0 | 0 | 0 | 0 | 0 | 0 | 0 | 0 | 0 | 0 | 0 | 0 | 0 | 0 | 0 | 0 | 0 | 0 | 0 | 0 | 0
Industrial_Industrial - Firm_New_Space Heating_Natural Gas_Unit Heater_E8_Baseline Forecast | Industrial | Industrial - Firm | New | Space Heating | Natural Gas | Unit Heater | E8 |  | Baseline Forecast | 0 | 0 | 0 | 0 | 0 | 0 | 0 | 0 | 0 | 0 | 0 | 0 | 0 | 0 | 0 | 0 | 0 | 0 | 0 | 0 | 0 | 0 | 0 | 0 | 0 | 0 | 0 | 0 | 0 | 0 | 0 | 0 | 0
Industrial_Industrial - Firm_New_Space Heating_Natural Gas_Unit Heater_E9_Baseline Forecast | Industrial | Industrial - Firm | New | Space Heating | Natural Gas | Unit Heater | E9 |  | Baseline Forecast | 0 | 0 | 0 | 0 | 0 | 0 | 0 | 0 | 0 | 0 | 0 | 0 | 0 | 0 | 0 | 0 | 0 | 0 | 0 | 0 | 0 | 0 | 0 | 0 | 0 | 0 | 0 | 0 | 0 | 0 | 0 | 0 | 0
Industrial_Industrial - Firm_New_Space Heating_Natural Gas_Unit Heater_E10_Baseline Forecast | Industrial | Industrial - Firm | New | Space Heating | Natural Gas | Unit Heater | E10 |  | Baseline Forecast | 0 | 0 | 0 | 0 | 0 | 0 | 0 | 0 | 0 | 0 | 0 | 0 | 0 | 0 | 0 | 0 | 0 | 0 | 0 | 0 | 0 | 0 | 0 | 0 | 0 | 0 | 0 | 0 | 0 | 0 | 0 | 0 | 0
Industrial_Industrial - Firm_New_Process_Natural Gas_Process Heating_E1_Baseline Forecast | Industrial | Industrial - Firm | New | Process | Natural Gas | Process Heating | E1 |  | Baseline Forecast | 0 | 16.3257 | 22.3316 | 25.7671 | 21.4223 | 11.71 | 17.1443 | 16.1964 | 18.5274 | 12.4943 | 17.4371 | 23.1724 | 27.6324 | 21.078 | 23.7918 | 22.0777 | 27.5492 | 20.7988 | 25.1581 | 24.2367 | 29.023 | 24.3639 | 28.9695 | 27.4962 | 31.4934 | 25.0126 | 30.1223 | 28.7197 | 32.9404 | 26.8627 | 31.4679 | 37.4824 | 38.5238
Industrial_Industrial - Firm_New_Process_Natural Gas_Process Heating_E2_Baseline Forecast | Industrial | Industrial - Firm | New | Process | Natural Gas | Process Heating | E2 |  | Baseline Forecast | 0 | 0 | 0 | 0 | 0 | 0 | 0 | 0 | 0 | 0 | 0 | 0 | 0 | 0 | 0 | 0 | 0 | 0 | 0 | 0 | 0 | 0 | 0 | 0 | 0 | 0 | 0 | 0 | 0 | 0 | 0 | 0 | 0
Industrial_Industrial - Firm_New_Process_Natural Gas_Process Heating_E3_Baseline Forecast | Industrial | Industrial - Firm | New | Process | Natural Gas | Process Heating | E3 |  | Baseline Forecast | 0 | 0 | 0 | 0 | 0 | 0 | 0 | 0 | 0 | 0 | 0 | 0 | 0 | 0 | 0 | 0 | 0 | 0 | 0 | 0 | 0 | 0 | 0 | 0 | 0 | 0 | 0 | 0 | 0 | 0 | 0 | 0 | 0
Industrial_Industrial - Firm_New_Process_Natural Gas_Process Heating_E4_Baseline Forecast | Industrial | Industrial - Firm | New | Process | Natural Gas | Process Heating | E4 |  | Baseline Forecast | 0 | 0 | 0 | 0 | 0 | 0 | 0 | 0 | 0 | 0 | 0 | 0 | 0 | 0 | 0 | 0 | 0 | 0 | 0 | 0 | 0 | 0 | 0 | 0 | 0 | 0 | 0 | 0 | 0 | 0 | 0 | 0 | 0
Industrial_Industrial - Firm_New_Process_Natural Gas_Process Heating_E5_Baseline Forecast | Industrial | Industrial - Firm | New | Process | Natural Gas | Process Heating | E5 |  | Baseline Forecast | 0 | 0 | 0 | 0 | 0 | 0 | 0 | 0 | 0 | 0 | 0 | 0 | 0 | 0 | 0 | 0 | 0 | 0 | 0 | 0 | 0 | 0 | 0 | 0 | 0 | 0 | 0 | 0 | 0 | 0 | 0 | 0 | 0
Industrial_Industrial - Firm_New_Process_Natural Gas_Process Heating_E6_Baseline Forecast | Industrial | Industrial - Firm | New | Process | Natural Gas | Process Heating | E6 |  | Baseline Forecast | 0 | 0 | 0 | 0 | 0 | 0 | 0 | 0 | 0 | 0 | 0 | 0 | 0 | 0 | 0 | 0 | 0 | 0 | 0 | 0 | 0 | 0 | 0 | 0 | 0 | 0 | 0 | 0 | 0 | 0 | 0 | 0 | 0
Industrial_Industrial - Firm_New_Process_Natural Gas_Process Heating_E7_Baseline Forecast | Industrial | Industrial - Firm | New | Process | Natural Gas | Process Heating | E7 |  | Baseline Forecast | 0 | 0 | 0 | 0 | 0 | 0 | 0 | 0 | 0 | 0 | 0 | 0 | 0 | 0 | 0 | 0 | 0 | 0 | 0 | 0 | 0 | 0 | 0 | 0 | 0 | 0 | 0 | 0 | 0 | 0 | 0 | 0 | 0
Industrial_Industrial - Firm_New_Process_Natural Gas_Process Heating_E8_Baseline Forecast | Industrial | Industrial - Firm | New | Process | Natural Gas | Process Heating | E8 |  | Baseline Forecast | 0 | 0 | 0 | 0 | 0 | 0 | 0 | 0 | 0 | 0 | 0 | 0 | 0 | 0 | 0 | 0 | 0 | 0 | 0 | 0 | 0 | 0 | 0 | 0 | 0 | 0 | 0 | 0 | 0 | 0 | 0 | 0 | 0
Industrial_Industrial - Firm_New_Process_Natural Gas_Process Heating_E9_Baseline Forecast | Industrial | Industrial - Firm | New | Process | Natural Gas | Process Heating | E9 |  | Baseline Forecast | 0 | 0 | 0 | 0 | 0 | 0 | 0 | 0 | 0 | 0 | 0 | 0 | 0 | 0 | 0 | 0 | 0 | 0 | 0 | 0 | 0 | 0 | 0 | 0 | 0 | 0 | 0 | 0 | 0 | 0 | 0 | 0 | 0
Industrial_Industrial - Firm_New_Process_Natural Gas_Process Heating_E10_Baseline Forecast | Industrial | Industrial - Firm | New | Process | Natural Gas | Process Heating | E10 |  | Baseline Forecast | 0 | 0 | 0 | 0 | 0 | 0 | 0 | 0 | 0 | 0 | 0 | 0 | 0 | 0 | 0 | 0 | 0 | 0 | 0 | 0 | 0 | 0 | 0 | 0 | 0 | 0 | 0 | 0 | 0 | 0 | 0 | 0 | 0
Industrial_Industrial - Firm_New_Process_Natural Gas_Process Boiler_E1_Baseline Forecast | Industrial | Industrial - Firm | New | Process | Natural Gas | Process Boiler | E1 |  | Baseline Forecast | 0 | 16.3257 | 22.3316 | 25.7671 | 19.0901 | 6.5207 | 9.0153 | 6.1684 | 8.2591 | 1.2437 | 5.48 | 5.5201 | 8.967 | 1.5871 | 5.0409 | 4.8878 | 8.2205 | 1.1087 | 4.4477 | 4.3072 | 7.5292 | 0.67562 | 5.3876 | 7.1539 | 12.3039 | 6.9421 | 10.0498 | 10.1471 | 13.0949 | 6.9283 | 9.3588 | 16.0156 | 15.7751
Industrial_Industrial - Firm_New_Process_Natural Gas_Process Boiler_E2_Baseline Forecast | Industrial | Industrial - Firm | New | Process | Natural Gas | Process Boiler | E2 |  | Baseline Forecast | 0 | 0 | 0 | 0 | 0 | 0 | 0 | 0 | 0 | 0 | 0 | 0 | 0 | 0 | 0 | 0 | 0 | 0 | 0 | 0 | 0 | 0 | 0 | 0 | 0 | 0 | 0 | 0 | 0 | 0 | 0 | 0 | 0
Industrial_Industrial - Firm_New_Process_Natural Gas_Process Boiler_E3_Baseline Forecast | Industrial | Industrial - Firm | New | Process | Natural Gas | Process Boiler | E3 |  | Baseline Forecast | 0 | 0 | 0 | 0 | 0 | 0 | 0 | 0 | 0 | 0 | 0 | 0 | 0 | 0 | 0 | 0 | 0 | 0 | 0 | 0 | 0 | 0 | 0 | 0 | 0 | 0 | 0 | 0 | 0 | 0 | 0 | 0 | 0
Industrial_Industrial - Firm_New_Process_Natural Gas_Process Boiler_E4_Baseline Forecast | Industrial | Industrial - Firm | New | Process | Natural Gas | Process Boiler | E4 |  | Baseline Forecast | 0 | 0 | 0 | 0 | 0 | 0 | 0 | 0 | 0 | 0 | 0 | 0 | 0 | 0 | 0 | 0 | 0 | 0 | 0 | 0 | 0 | 0 | 0 | 0 | 0 | 0 | 0 | 0 | 0 | 0 | 0 | 0 | 0
Industrial_Industrial - Firm_New_Process_Natural Gas_Process Boiler_E5_Baseline Forecast | Industrial | Industrial - Firm | New | Process | Natural Gas | Process Boiler | E5 |  | Baseline Forecast | 0 | 0 | 0 | 0 | 0 | 0 | 0 | 0 | 0 | 0 | 0 | 0 | 0 | 0 | 0 | 0 | 0 | 0 | 0 | 0 | 0 | 0 | 0 | 0 | 0 | 0 | 0 | 0 | 0 | 0 | 0 | 0 | 0
Industrial_Industrial - Firm_New_Process_Natural Gas_Process Boiler_E6_Baseline Forecast | Industrial | Industrial - Firm | New | Process | Natural Gas | Process Boiler | E6 |  | Baseline Forecast | 0 | 0 | 0 | 0 | 0 | 0 | 0 | 0 | 0 | 0 | 0 | 0 | 0 | 0 | 0 | 0 | 0 | 0 | 0 | 0 | 0 | 0 | 0 | 0 | 0 | 0 | 0 | 0 | 0 | 0 | 0 | 0 | 0
Industrial_Industrial - Firm_New_Process_Natural Gas_Process Boiler_E7_Baseline Forecast | Industrial | Industrial - Firm | New | Process | Natural Gas | Process Boiler | E7 |  | Baseline Forecast | 0 | 0 | 0 | 0 | 0 | 0 | 0 | 0 | 0 | 0 | 0 | 0 | 0 | 0 | 0 | 0 | 0 | 0 | 0 | 0 | 0 | 0 | 0 | 0 | 0 | 0 | 0 | 0 | 0 | 0 | 0 | 0 | 0
Industrial_Industrial - Firm_New_Process_Natural Gas_Process Boiler_E8_Baseline Forecast | Industrial | Industrial - Firm | New | Process | Natural Gas | Process Boiler | E8 |  | Baseline Forecast | 0 | 0 | 0 | 0 | 0 | 0 | 0 | 0 | 0 | 0 | 0 | 0 | 0 | 0 | 0 | 0 | 0 | 0 | 0 | 0 | 0 | 0 | 0 | 0 | 0 | 0 | 0 | 0 | 0 | 0 | 0 | 0 | 0
Industrial_Industrial - Firm_New_Process_Natural Gas_Process Boiler_E9_Baseline Forecast | Industrial | Industrial - Firm | New | Process | Natural Gas | Process Boiler | E9 |  | Baseline Forecast | 0 | 0 | 0 | 0 | 0 | 0 | 0 | 0 | 0 | 0 | 0 | 0 | 0 | 0 | 0 | 0 | 0 | 0 | 0 | 0 | 0 | 0 | 0 | 0 | 0 | 0 | 0 | 0 | 0 | 0 | 0 | 0 | 0
Industrial_Industrial - Firm_New_Process_Natural Gas_Process Boiler_E10_Baseline Forecast | Industrial | Industrial - Firm | New | Process | Natural Gas | Process Boiler | E10 |  | Baseline Forecast | 0 | 0 | 0 | 0 | 0 | 0 | 0 | 0 | 0 | 0 | 0 | 0 | 0 | 0 | 0 | 0 | 0 | 0 | 0 | 0 | 0 | 0 | 0 | 0 | 0 | 0 | 0 | 0 | 0 | 0 | 0 | 0 | 0
Industrial_Industrial - Firm_New_Process_Natural Gas_Process Cooling_E1_Baseline Forecast | Industrial | Industrial - Firm | New | Process | Natural Gas | Process Cooling | E1 |  | Baseline Forecast | 0 | 16.3257 | 22.3316 | 25.7671 | 21.4223 | 11.71 | 17.1443 | 16.1964 | 18.5274 | 12.4943 | 17.4371 | 23.1724 | 27.6324 | 21.078 | 23.7918 | 22.0777 | 27.5492 | 20.7988 | 25.1581 | 24.2367 | 29.023 | 24.3639 | 28.9695 | 27.4962 | 31.4934 | 25.0126 | 30.1223 | 28.7197 | 32.9404 | 26.8627 | 31.4679 | 37.4824 | 38.5238
Industrial_Industrial - Firm_New_Process_Natural Gas_Process Cooling_E2_Baseline Forecast | Industrial | Industrial - Firm | New | Process | Natural Gas | Process Cooling | E2 |  | Baseline Forecast | 0 | 0 | 0 | 0 | 0 | 0 | 0 | 0 | 0 | 0 | 0 | 0 | 0 | 0 | 0 | 0 | 0 | 0 | 0 | 0 | 0 | 0 | 0 | 0 | 0 | 0 | 0 | 0 | 0 | 0 | 0 | 0 | 0
Industrial_Industrial - Firm_New_Process_Natural Gas_Process Cooling_E3_Baseline Forecast | Industrial | Industrial - Firm | New | Process | Natural Gas | Process Cooling | E3 |  | Baseline Forecast | 0 | 0 | 0 | 0 | 0 | 0 | 0 | 0 | 0 | 0 | 0 | 0 | 0 | 0 | 0 | 0 | 0 | 0 | 0 | 0 | 0 | 0 | 0 | 0 | 0 | 0 | 0 | 0 | 0 | 0 | 0 | 0 | 0
Industrial_Industrial - Firm_New_Process_Natural Gas_Process Cooling_E4_Baseline Forecast | Industrial | Industrial - Firm | New | Process | Natural Gas | Process Cooling | E4 |  | Baseline Forecast | 0 | 0 | 0 | 0 | 0 | 0 | 0 | 0 | 0 | 0 | 0 | 0 | 0 | 0 | 0 | 0 | 0 | 0 | 0 | 0 | 0 | 0 | 0 | 0 | 0 | 0 | 0 | 0 | 0 | 0 | 0 | 0 | 0
Industrial_Industrial - Firm_New_Process_Natural Gas_Process Cooling_E5_Baseline Forecast | Industrial | Industrial - Firm | New | Process | Natural Gas | Process Cooling | E5 |  | Baseline Forecast | 0 | 0 | 0 | 0 | 0 | 0 | 0 | 0 | 0 | 0 | 0 | 0 | 0 | 0 | 0 | 0 | 0 | 0 | 0 | 0 | 0 | 0 | 0 | 0 | 0 | 0 | 0 | 0 | 0 | 0 | 0 | 0 | 0
Industrial_Industrial - Firm_New_Process_Natural Gas_Process Cooling_E6_Baseline Forecast | Industrial | Industrial - Firm | New | Process | Natural Gas | Process Cooling | E6 |  | Baseline Forecast | 0 | 0 | 0 | 0 | 0 | 0 | 0 | 0 | 0 | 0 | 0 | 0 | 0 | 0 | 0 | 0 | 0 | 0 | 0 | 0 | 0 | 0 | 0 | 0 | 0 | 0 | 0 | 0 | 0 | 0 | 0 | 0 | 0
Industrial_Industrial - Firm_New_Process_Natural Gas_Process Cooling_E7_Baseline Forecast | Industrial | Industrial - Firm | New | Process | Natural Gas | Process Cooling | E7 |  | Baseline Forecast | 0 | 0 | 0 | 0 | 0 | 0 | 0 | 0 | 0 | 0 | 0 | 0 | 0 | 0 | 0 | 0 | 0 | 0 | 0 | 0 | 0 | 0 | 0 | 0 | 0 | 0 | 0 | 0 | 0 | 0 | 0 | 0 | 0
Industrial_Industrial - Firm_New_Process_Natural Gas_Process Cooling_E8_Baseline Forecast | Industrial | Industrial - Firm | New | Process | Natural Gas | Process Cooling | E8 |  | Baseline Forecast | 0 | 0 | 0 | 0 | 0 | 0 | 0 | 0 | 0 | 0 | 0 | 0 | 0 | 0 | 0 | 0 | 0 | 0 | 0 | 0 | 0 | 0 | 0 | 0 | 0 | 0 | 0 | 0 | 0 | 0 | 0 | 0 | 0
Industrial_Industrial - Firm_New_Process_Natural Gas_Process Cooling_E9_Baseline Forecast | Industrial | Industrial - Firm | New | Process | Natural Gas | Process Cooling | E9 |  | Baseline Forecast | 0 | 0 | 0 | 0 | 0 | 0 | 0 | 0 | 0 | 0 | 0 | 0 | 0 | 0 | 0 | 0 | 0 | 0 | 0 | 0 | 0 | 0 | 0 | 0 | 0 | 0 | 0 | 0 | 0 | 0 | 0 | 0 | 0
Industrial_Industrial - Firm_New_Process_Natural Gas_Process Cooling_E10_Baseline Forecast | Industrial | Industrial - Firm | New | Process | Natural Gas | Process Cooling | E10 |  | Baseline Forecast | 0 | 0 | 0 | 0 | 0 | 0 | 0 | 0 | 0 | 0 | 0 | 0 | 0 | 0 | 0 | 0 | 0 | 0 | 0 | 0 | 0 | 0 | 0 | 0 | 0 | 0 | 0 | 0 | 0 | 0 | 0 | 0 | 0
Industrial_Industrial - Firm_New_Process_Natural Gas_Other Process_E1_Baseline Forecast | Industrial | Industrial - Firm | New | Process | Natural Gas | Other Process | E1 |  | Baseline Forecast | 0 | 16.3257 | 22.3316 | 25.7671 | 21.4223 | 11.71 | 17.1443 | 16.1964 | 18.5274 | 12.4943 | 17.4371 | 23.1724 | 27.6324 | 21.078 | 23.7918 | 22.0777 | 27.5492 | 20.7988 | 25.1581 | 24.2367 | 29.023 | 24.3639 | 28.9695 | 27.4962 | 31.4934 | 25.0126 | 30.1223 | 28.7197 | 32.9404 | 26.8627 | 31.4679 | 37.4824 | 38.5238
Industrial_Industrial - Firm_New_Process_Natural Gas_Other Process_E2_Baseline Forecast | Industrial | Industrial - Firm | New | Process | Natural Gas | Other Process | E2 |  | Baseline Forecast | 0 | 0 | 0 | 0 | 0 | 0 | 0 | 0 | 0 | 0 | 0 | 0 | 0 | 0 | 0 | 0 | 0 | 0 | 0 | 0 | 0 | 0 | 0 | 0 | 0 | 0 | 0 | 0 | 0 | 0 | 0 | 0 | 0
Industrial_Industrial - Firm_New_Process_Natural Gas_Other Process_E3_Baseline Forecast | Industrial | Industrial - Firm | New | Process | Natural Gas | Other Process | E3 |  | Baseline Forecast | 0 | 0 | 0 | 0 | 0 | 0 | 0 | 0 | 0 | 0 | 0 | 0 | 0 | 0 | 0 | 0 | 0 | 0 | 0 | 0 | 0 | 0 | 0 | 0 | 0 | 0 | 0 | 0 | 0 | 0 | 0 | 0 | 0
Industrial_Industrial - Firm_New_Process_Natural Gas_Other Process_E4_Baseline Forecast | Industrial | Industrial - Firm | New | Process | Natural Gas | Other Process | E4 |  | Baseline Forecast | 0 | 0 | 0 | 0 | 0 | 0 | 0 | 0 | 0 | 0 | 0 | 0 | 0 | 0 | 0 | 0 | 0 | 0 | 0 | 0 | 0 | 0 | 0 | 0 | 0 | 0 | 0 | 0 | 0 | 0 | 0 | 0 | 0
Industrial_Industrial - Firm_New_Process_Natural Gas_Other Process_E5_Baseline Forecast | Industrial | Industrial - Firm | New | Process | Natural Gas | Other Process | E5 |  | Baseline Forecast | 0 | 0 | 0 | 0 | 0 | 0 | 0 | 0 | 0 | 0 | 0 | 0 | 0 | 0 | 0 | 0 | 0 | 0 | 0 | 0 | 0 | 0 | 0 | 0 | 0 | 0 | 0 | 0 | 0 | 0 | 0 | 0 | 0
Industrial_Industrial - Firm_New_Process_Natural Gas_Other Process_E6_Baseline Forecast | Industrial | Industrial - Firm | New | Process | Natural Gas | Other Process | E6 |  | Baseline Forecast | 0 | 0 | 0 | 0 | 0 | 0 | 0 | 0 | 0 | 0 | 0 | 0 | 0 | 0 | 0 | 0 | 0 | 0 | 0 | 0 | 0 | 0 | 0 | 0 | 0 | 0 | 0 | 0 | 0 | 0 | 0 | 0 | 0
Industrial_Industrial - Firm_New_Process_Natural Gas_Other Process_E7_Baseline Forecast | Industrial | Industrial - Firm | New | Process | Natural Gas | Other Process | E7 |  | Baseline Forecast | 0 | 0 | 0 | 0 | 0 | 0 | 0 | 0 | 0 | 0 | 0 | 0 | 0 | 0 | 0 | 0 | 0 | 0 | 0 | 0 | 0 | 0 | 0 | 0 | 0 | 0 | 0 | 0 | 0 | 0 | 0 | 0 | 0
Industrial_Industrial - Firm_New_Process_Natural Gas_Other Process_E8_Baseline Forecast | Industrial | Industrial - Firm | New | Process | Natural Gas | Other Process | E8 |  | Baseline Forecast | 0 | 0 | 0 | 0 | 0 | 0 | 0 | 0 | 0 | 0 | 0 | 0 | 0 | 0 | 0 | 0 | 0 | 0 | 0 | 0 | 0 | 0 | 0 | 0 | 0 | 0 | 0 | 0 | 0 | 0 | 0 | 0 | 0
Industrial_Industrial - Firm_New_Process_Natural Gas_Other Process_E9_Baseline Forecast | Industrial | Industrial - Firm | New | Process | Natural Gas | Other Process | E9 |  | Baseline Forecast | 0 | 0 | 0 | 0 | 0 | 0 | 0 | 0 | 0 | 0 | 0 | 0 | 0 | 0 | 0 | 0 | 0 | 0 | 0 | 0 | 0 | 0 | 0 | 0 | 0 | 0 | 0 | 0 | 0 | 0 | 0 | 0 | 0
Industrial_Industrial - Firm_New_Process_Natural Gas_Other Process_E10_Baseline Forecast | Industrial | Industrial - Firm | New | Process | Natural Gas | Other Process | E10 |  | Baseline Forecast | 0 | 0 | 0 | 0 | 0 | 0 | 0 | 0 | 0 | 0 | 0 | 0 | 0 | 0 | 0 | 0 | 0 | 0 | 0 | 0 | 0 | 0 | 0 | 0 | 0 | 0 | 0 | 0 | 0 | 0 | 0 | 0 | 0
Industrial_Industrial - Firm_New_Miscellaneous_Natural Gas_Miscellaneous_E1_Baseline Forecast | Industrial | Industrial - Firm | New | Miscellaneous | Natural Gas | Miscellaneous | E1 |  | Baseline Forecast | 0 | 16.3257 | 22.3316 | 25.7671 | 21.4223 | 11.71 | 17.1443 | 16.1964 | 18.5274 | 12.4943 | 17.4371 | 23.1724 | 27.6324 | 21.078 | 23.7918 | 22.0777 | 27.5492 | 20.7988 | 25.1581 | 24.2367 | 29.023 | 24.3639 | 28.9695 | 27.4962 | 31.4934 | 25.0126 | 30.1223 | 28.7197 | 32.9404 | 26.8627 | 31.4679 | 37.4824 | 38.5238
Industrial_Industrial - Firm_New_Miscellaneous_Natural Gas_Miscellaneous_E2_Baseline Forecast | Industrial | Industrial - Firm | New | Miscellaneous | Natural Gas | Miscellaneous | E2 |  | Baseline Forecast | 0 | 0 | 0 | 0 | 0 | 0 | 0 | 0 | 0 | 0 | 0 | 0 | 0 | 0 | 0 | 0 | 0 | 0 | 0 | 0 | 0 | 0 | 0 | 0 | 0 | 0 | 0 | 0 | 0 | 0 | 0 | 0 | 0
Industrial_Industrial - Firm_New_Miscellaneous_Natural Gas_Miscellaneous_E3_Baseline Forecast | Industrial | Industrial - Firm | New | Miscellaneous | Natural Gas | Miscellaneous | E3 |  | Baseline Forecast | 0 | 0 | 0 | 0 | 0 | 0 | 0 | 0 | 0 | 0 | 0 | 0 | 0 | 0 | 0 | 0 | 0 | 0 | 0 | 0 | 0 | 0 | 0 | 0 | 0 | 0 | 0 | 0 | 0 | 0 | 0 | 0 | 0
Industrial_Industrial - Firm_New_Miscellaneous_Natural Gas_Miscellaneous_E4_Baseline Forecast | Industrial | Industrial - Firm | New | Miscellaneous | Natural Gas | Miscellaneous | E4 |  | Baseline Forecast | 0 | 0 | 0 | 0 | 0 | 0 | 0 | 0 | 0 | 0 | 0 | 0 | 0 | 0 | 0 | 0 | 0 | 0 | 0 | 0 | 0 | 0 | 0 | 0 | 0 | 0 | 0 | 0 | 0 | 0 | 0 | 0 | 0
Industrial_Industrial - Firm_New_Miscellaneous_Natural Gas_Miscellaneous_E5_Baseline Forecast | Industrial | Industrial - Firm | New | Miscellaneous | Natural Gas | Miscellaneous | E5 |  | Baseline Forecast | 0 | 0 | 0 | 0 | 0 | 0 | 0 | 0 | 0 | 0 | 0 | 0 | 0 | 0 | 0 | 0 | 0 | 0 | 0 | 0 | 0 | 0 | 0 | 0 | 0 | 0 | 0 | 0 | 0 | 0 | 0 | 0 | 0
Industrial_Industrial - Firm_New_Miscellaneous_Natural Gas_Miscellaneous_E6_Baseline Forecast | Industrial | Industrial - Firm | New | Miscellaneous | Natural Gas | Miscellaneous | E6 |  | Baseline Forecast | 0 | 0 | 0 | 0 | 0 | 0 | 0 | 0 | 0 | 0 | 0 | 0 | 0 | 0 | 0 | 0 | 0 | 0 | 0 | 0 | 0 | 0 | 0 | 0 | 0 | 0 | 0 | 0 | 0 | 0 | 0 | 0 | 0
Industrial_Industrial - Firm_New_Miscellaneous_Natural Gas_Miscellaneous_E7_Baseline Forecast | Industrial | Industrial - Firm | New | Miscellaneous | Natural Gas | Miscellaneous | E7 |  | Baseline Forecast | 0 | 0 | 0 | 0 | 0 | 0 | 0 | 0 | 0 | 0 | 0 | 0 | 0 | 0 | 0 | 0 | 0 | 0 | 0 | 0 | 0 | 0 | 0 | 0 | 0 | 0 | 0 | 0 | 0 | 0 | 0 | 0 | 0
Industrial_Industrial - Firm_New_Miscellaneous_Natural Gas_Miscellaneous_E8_Baseline Forecast | Industrial | Industrial - Firm | New | Miscellaneous | Natural Gas | Miscellaneous | E8 |  | Baseline Forecast | 0 | 0 | 0 | 0 | 0 | 0 | 0 | 0 | 0 | 0 | 0 | 0 | 0 | 0 | 0 | 0 | 0 | 0 | 0 | 0 | 0 | 0 | 0 | 0 | 0 | 0 | 0 | 0 | 0 | 0 | 0 | 0 | 0
Industrial_Industrial - Firm_New_Miscellaneous_Natural Gas_Miscellaneous_E9_Baseline Forecast | Industrial | Industrial - Firm | New | Miscellaneous | Natural Gas | Miscellaneous | E9 |  | Baseline Forecast | 0 | 0 | 0 | 0 | 0 | 0 | 0 | 0 | 0 | 0 | 0 | 0 | 0 | 0 | 0 | 0 | 0 | 0 | 0 | 0 | 0 | 0 | 0 | 0 | 0 | 0 | 0 | 0 | 0 | 0 | 0 | 0 | 0
Industrial_Industrial - Firm_New_Miscellaneous_Natural Gas_Miscellaneous_E10_Baseline Forecast | Industrial | Industrial - Firm | New | Miscellaneous | Natural Gas | Miscellaneous | E10 |  | Baseline Forecast | 0 | 0 | 0 | 0 | 0 | 0 | 0 | 0 | 0 | 0 | 0 | 0 | 0 | 0 | 0 | 0 | 0 | 0 | 0 | 0 | 0 | 0 | 0 | 0 | 0 | 0 | 0 | 0 | 0 | 0 | 0 | 0 | 0
Industrial_Industrial - Int_Existing_Space Heating_Natural Gas_Furnace_E1_Baseline Forecast | Industrial | Industrial - Int | Existing | Space Heating | Natural Gas | Furnace | E1 |  | Baseline Forecast | 0 | 14.1987 | 15.2061 | 16.08 | 16.8333 | 17.4779 | 18.0246 | 18.4832 | 18.8625 | 19.1704 | 19.4142 | 19.6005 | 19.7352 | 19.8237 | 19.8709 | 19.8812 | 19.8585 | 19.8065 | 19.7284 | 18.6955 | 17.8151 | 17.0657 | 16.4281 | 15.8861 | 15.4251 | 15.0326 | 14.698 | 14.4117 | 14.1658 | 13.9531 | 13.7678 | 13.6046 | 16.1597
Industrial_Industrial - Int_Existing_Space Heating_Natural Gas_Furnace_E2_Baseline Forecast | Industrial | Industrial - Int | Existing | Space Heating | Natural Gas | Furnace | E2 |  | Baseline Forecast | 0 | 0 | 0 | 0 | 0 | 0 | 0 | 0 | 0 | 0 | 0 | 0 | 0 | 0 | 0 | 0 | 0 | 0 | 0 | 0 | 0 | 0 | 0 | 0 | 0 | 0 | 0 | 0 | 0 | 0 | 0 | 0 | 0
Industrial_Industrial - Int_Existing_Space Heating_Natural Gas_Furnace_E3_Baseline Forecast | Industrial | Industrial - Int | Existing | Space Heating | Natural Gas | Furnace | E3 |  | Baseline Forecast | 0 | 0 | 0 | 0 | 0 | 0 | 0 | 0 | 0 | 0 | 0 | 0 | 0 | 0 | 0 | 0 | 0 | 0 | 0 | 0 | 0 | 0 | 0 | 0 | 0 | 0 | 0 | 0 | 0 | 0 | 0 | 0 | 0
Industrial_Industrial - Int_Existing_Space Heating_Natural Gas_Furnace_E4_Baseline Forecast | Industrial | Industrial - Int | Existing | Space Heating | Natural Gas | Furnace | E4 |  | Baseline Forecast | 0 | 0 | 0 | 0 | 0 | 0 | 0 | 0 | 0 | 0 | 0 | 0 | 0 | 0 | 0 | 0 | 0 | 0 | 0 | 0 | 0 | 0 | 0 | 0 | 0 | 0 | 0 | 0 | 0 | 0 | 0 | 0 | 0
Industrial_Industrial - Int_Existing_Space Heating_Natural Gas_Furnace_E5_Baseline Forecast | Industrial | Industrial - Int | Existing | Space Heating | Natural Gas | Furnace | E5 |  | Baseline Forecast | 0 | 0 | 0 | 0 | 0 | 0 | 0 | 0 | 0 | 0 | 0 | 0 | 0 | 0 | 0 | 0 | 0 | 0 | 0 | 0 | 0 | 0 | 0 | 0 | 0 | 0 | 0 | 0 | 0 | 0 | 0 | 0 | 0
Industrial_Industrial - Int_Existing_Space Heating_Natural Gas_Furnace_E6_Baseline Forecast | Industrial | Industrial - Int | Existing | Space Heating | Natural Gas | Furnace | E6 |  | Baseline Forecast | 0 | 0 | 0 | 0 | 0 | 0 | 0 | 0 | 0 | 0 | 0 | 0 | 0 | 0 | 0 | 0 | 0 | 0 | 0 | 0 | 0 | 0 | 0 | 0 | 0 | 0 | 0 | 0 | 0 | 0 | 0 | 0 | 0
Industrial_Industrial - Int_Existing_Space Heating_Natural Gas_Furnace_E7_Baseline Forecast | Industrial | Industrial - Int | Existing | Space Heating | Natural Gas | Furnace | E7 |  | Baseline Forecast | 0 | 0 | 0 | 0 | 0 | 0 | 0 | 0 | 0 | 0 | 0 | 0 | 0 | 0 | 0 | 0 | 0 | 0 | 0 | 0 | 0 | 0 | 0 | 0 | 0 | 0 | 0 | 0 | 0 | 0 | 0 | 0 | 0
Industrial_Industrial - Int_Existing_Space Heating_Natural Gas_Furnace_E8_Baseline Forecast | Industrial | Industrial - Int | Existing | Space Heating | Natural Gas | Furnace | E8 |  | Baseline Forecast | 0 | 0 | 0 | 0 | 0 | 0 | 0 | 0 | 0 | 0 | 0 | 0 | 0 | 0 | 0 | 0 | 0 | 0 | 0 | 0 | 0 | 0 | 0 | 0 | 0 | 0 | 0 | 0 | 0 | 0 | 0 | 0 | 0
Industrial_Industrial - Int_Existing_Space Heating_Natural Gas_Furnace_E9_Baseline Forecast | Industrial | Industrial - Int | Existing | Space Heating | Natural Gas | Furnace | E9 |  | Baseline Forecast | 0 | 0 | 0 | 0 | 0 | 0 | 0 | 0 | 0 | 0 | 0 | 0 | 0 | 0 | 0 | 0 | 0 | 0 | 0 | 0 | 0 | 0 | 0 | 0 | 0 | 0 | 0 | 0 | 0 | 0 | 0 | 0 | 0
Industrial_Industrial - Int_Existing_Space Heating_Natural Gas_Furnace_E10_Baseline Forecast | Industrial | Industrial - Int | Existing | Space Heating | Natural Gas | Furnace | E10 |  | Baseline Forecast | 0 | 0 | 0 | 0 | 0 | 0 | 0 | 0 | 0 | 0 | 0 | 0 | 0 | 0 | 0 | 0 | 0 | 0 | 0 | 0 | 0 | 0 | 0 | 0 | 0 | 0 | 0 | 0 | 0 | 0 | 0 | 0 | 0
Industrial_Industrial - Int_Existing_Space Heating_Natural Gas_Boiler_E1_Baseline Forecast | Industrial | Industrial - Int | Existing | Space Heating | Natural Gas | Boiler | E1 |  | Baseline Forecast | 0 | 2.5547 | 2.7845 | 2.9812 | 3.1484 | 3.2895 | 3.4072 | 3.5044 | 3.5833 | 3.6459 | 3.6942 | 3.7299 | 3.7543 | 3.7688 | 3.7747 | 3.7729 | 3.7644 | 3.75 | 3.7305 | 3.7065 | 3.6786 | 3.6473 | 3.4198 | 3.231 | 3.0747 | 2.9456 | 2.8392 | 2.7516 | 2.6794 | 2.6199 | 2.5707 | 2.5298 | 2.4955
Industrial_Industrial - Int_Existing_Space Heating_Natural Gas_Boiler_E2_Baseline Forecast | Industrial | Industrial - Int | Existing | Space Heating | Natural Gas | Boiler | E2 |  | Baseline Forecast | 0 | 0 | 0 | 0 | 0 | 0 | 0 | 0 | 0 | 0 | 0 | 0 | 0 | 0 | 0 | 0 | 0 | 0 | 0 | 0 | 0 | 0 | 0 | 0 | 0 | 0 | 0 | 0 | 0 | 0 | 0 | 0 | 0
Industrial_Industrial - Int_Existing_Space Heating_Natural Gas_Boiler_E3_Baseline Forecast | Industrial | Industrial - Int | Existing | Space Heating | Natural Gas | Boiler | E3 |  | Baseline Forecast | 0 | 0 | 0 | 0 | 0 | 0 | 0 | 0 | 0 | 0 | 0 | 0 | 0 | 0 | 0 | 0 | 0 | 0 | 0 | 0 | 0 | 0 | 0 | 0 | 0 | 0 | 0 | 0 | 0 | 0 | 0 | 0 | 0
Industrial_Industrial - Int_Existing_Space Heating_Natural Gas_Boiler_E4_Baseline Forecast | Industrial | Industrial - Int | Existing | Space Heating | Natural Gas | Boiler | E4 |  | Baseline Forecast | 0 | 0 | 0 | 0 | 0 | 0 | 0 | 0 | 0 | 0 | 0 | 0 | 0 | 0 | 0 | 0 | 0 | 0 | 0 | 0 | 0 | 0 | 0 | 0 | 0 | 0 | 0 | 0 | 0 | 0 | 0 | 0 | 0
Industrial_Industrial - Int_Existing_Space Heating_Natural Gas_Boiler_E5_Baseline Forecast | Industrial | Industrial - Int | Existing | Space Heating | Natural Gas | Boiler | E5 |  | Baseline Forecast | 0 | 0 | 0 | 0 | 0 | 0 | 0 | 0 | 0 | 0 | 0 | 0 | 0 | 0 | 0 | 0 | 0 | 0 | 0 | 0 | 0 | 0 | 0 | 0 | 0 | 0 | 0 | 0 | 0 | 0 | 0 | 0 | 0
Industrial_Industrial - Int_Existing_Space Heating_Natural Gas_Boiler_E6_Baseline Forecast | Industrial | Industrial - Int | Existing | Space Heating | Natural Gas | Boiler | E6 |  | Baseline Forecast | 0 | 0 | 0 | 0 | 0 | 0 | 0 | 0 | 0 | 0 | 0 | 0 | 0 | 0 | 0 | 0 | 0 | 0 | 0 | 0 | 0 | 0 | 0 | 0 | 0 | 0 | 0 | 0 | 0 | 0 | 0 | 0 | 0
Industrial_Industrial - Int_Existing_Space Heating_Natural Gas_Boiler_E7_Baseline Forecast | Industrial | Industrial - Int | Existing | Space Heating | Natural Gas | Boiler | E7 |  | Baseline Forecast | 0 | 0 | 0 | 0 | 0 | 0 | 0 | 0 | 0 | 0 | 0 | 0 | 0 | 0 | 0 | 0 | 0 | 0 | 0 | 0 | 0 | 0 | 0 | 0 | 0 | 0 | 0 | 0 | 0 | 0 | 0 | 0 | 0
Industrial_Industrial - Int_Existing_Space Heating_Natural Gas_Boiler_E8_Baseline Forecast | Industrial | Industrial - Int | Existing | Space Heating | Natural Gas | Boiler | E8 |  | Baseline Forecast | 0 | 0 | 0 | 0 | 0 | 0 | 0 | 0 | 0 | 0 | 0 | 0 | 0 | 0 | 0 | 0 | 0 | 0 | 0 | 0 | 0 | 0 | 0 | 0 | 0 | 0 | 0 | 0 | 0 | 0 | 0 | 0 | 0
Industrial_Industrial - Int_Existing_Space Heating_Natural Gas_Boiler_E9_Baseline Forecast | Industrial | Industrial - Int | Existing | Space Heating | Natural Gas | Boiler | E9 |  | Baseline Forecast | 0 | 0 | 0 | 0 | 0 | 0 | 0 | 0 | 0 | 0 | 0 | 0 | 0 | 0 | 0 | 0 | 0 | 0 | 0 | 0 | 0 | 0 | 0 | 0 | 0 | 0 | 0 | 0 | 0 | 0 | 0 | 0 | 0
Industrial_Industrial - Int_Existing_Space Heating_Natural Gas_Boiler_E10_Baseline Forecast | Industrial | Industrial - Int | Existing | Space Heating | Natural Gas | Boiler | E10 |  | Baseline Forecast | 0 | 0 | 0 | 0 | 0 | 0 | 0 | 0 | 0 | 0 | 0 | 0 | 0 | 0 | 0 | 0 | 0 | 0 | 0 | 0 | 0 | 0 | 0 | 0 | 0 | 0 | 0 | 0 | 0 | 0 | 0 | 0 | 0
Industrial_Industrial - Int_Existing_Space Heating_Natural Gas_Unit Heater_E1_Baseline Forecast | Industrial | Industrial - Int | Existing | Space Heating | Natural Gas | Unit Heater | E1 |  | Baseline Forecast | 0 | 5.1509 | 6.5807 | 7.6611 | 8.4677 | 9.0597 | 9.4838 | 9.7764 | 9.9665 | 10.0767 | 10.1246 | 10.1243 | 8.8106 | 8.0139 | 7.566 | 7.3471 | 7.2728 | 8.3067 | 8.447 | 8.5243 | 8.5526 | 8.5429 | 8.5039 | 8.2317 | 7.8667 | 7.4905 | 7.1467 | 6.8546 | 6.5351 | 6.4052 | 6.3824 | 6.413 | 6.4634
Industrial_Industrial - Int_Existing_Space Heating_Natural Gas_Unit Heater_E2_Baseline Forecast | Industrial | Industrial - Int | Existing | Space Heating | Natural Gas | Unit Heater | E2 |  | Baseline Forecast | 0 | 0 | 0 | 0 | 0 | 0 | 0 | 0 | 0 | 0 | 0 | 0 | 0 | 0 | 0 | 0 | 0 | 0 | 0 | 0 | 0 | 0 | 0 | 0 | 0 | 0 | 0 | 0 | 0 | 0 | 0 | 0 | 0
Industrial_Industrial - Int_Existing_Space Heating_Natural Gas_Unit Heater_E3_Baseline Forecast | Industrial | Industrial - Int | Existing | Space Heating | Natural Gas | Unit Heater | E3 |  | Baseline Forecast | 0 | 0 | 0 | 0 | 0 | 0 | 0 | 0 | 0 | 0 | 0 | 0 | 0 | 0 | 0 | 0 | 0 | 0 | 0 | 0 | 0 | 0 | 0 | 0 | 0 | 0 | 0 | 0 | 0 | 0 | 0 | 0 | 0
Industrial_Industrial - Int_Existing_Space Heating_Natural Gas_Unit Heater_E4_Baseline Forecast | Industrial | Industrial - Int | Existing | Space Heating | Natural Gas | Unit Heater | E4 |  | Baseline Forecast | 0 | 0 | 0 | 0 | 0 | 0 | 0 | 0 | 0 | 0 | 0 | 0 | 0 | 0 | 0 | 0 | 0 | 0 | 0 | 0 | 0 | 0 | 0 | 0 | 0 | 0 | 0 | 0 | 0 | 0 | 0 | 0 | 0
Industrial_Industrial - Int_Existing_Space Heating_Natural Gas_Unit Heater_E5_Baseline Forecast | Industrial | Industrial - Int | Existing | Space Heating | Natural Gas | Unit Heater | E5 |  | Baseline Forecast | 0 | 0 | 0 | 0 | 0 | 0 | 0 | 0 | 0 | 0 | 0 | 0 | 0 | 0 | 0 | 0 | 0 | 0 | 0 | 0 | 0 | 0 | 0 | 0 | 0 | 0 | 0 | 0 | 0 | 0 | 0 | 0 | 0
Industrial_Industrial - Int_Existing_Space Heating_Natural Gas_Unit Heater_E6_Baseline Forecast | Industrial | Industrial - Int | Existing | Space Heating | Natural Gas | Unit Heater | E6 |  | Baseline Forecast | 0 | 0 | 0 | 0 | 0 | 0 | 0 | 0 | 0 | 0 | 0 | 0 | 0 | 0 | 0 | 0 | 0 | 0 | 0 | 0 | 0 | 0 | 0 | 0 | 0 | 0 | 0 | 0 | 0 | 0 | 0 | 0 | 0
Industrial_Industrial - Int_Existing_Space Heating_Natural Gas_Unit Heater_E7_Baseline Forecast | Industrial | Industrial - Int | Existing | Space Heating | Natural Gas | Unit Heater | E7 |  | Baseline Forecast | 0 | 0 | 0 | 0 | 0 | 0 | 0 | 0 | 0 | 0 | 0 | 0 | 0 | 0 | 0 | 0 | 0 | 0 | 0 | 0 | 0 | 0 | 0 | 0 | 0 | 0 | 0 | 0 | 0 | 0 | 0 | 0 | 0
Industrial_Industrial - Int_Existing_Space Heating_Natural Gas_Unit Heater_E8_Baseline Forecast | Industrial | Industrial - Int | Existing | Space Heating | Natural Gas | Unit Heater | E8 |  | Baseline Forecast | 0 | 0 | 0 | 0 | 0 | 0 | 0 | 0 | 0 | 0 | 0 | 0 | 0 | 0 | 0 | 0 | 0 | 0 | 0 | 0 | 0 | 0 | 0 | 0 | 0 | 0 | 0 | 0 | 0 | 0 | 0 | 0 | 0
Industrial_Industrial - Int_Existing_Space Heating_Natural Gas_Unit Heater_E9_Baseline Forecast | Industrial | Industrial - Int | Existing | Space Heating | Natural Gas | Unit Heater | E9 |  | Baseline Forecast | 0 | 0 | 0 | 0 | 0 | 0 | 0 | 0 | 0 | 0 | 0 | 0 | 0 | 0 | 0 | 0 | 0 | 0 | 0 | 0 | 0 | 0 | 0 | 0 | 0 | 0 | 0 | 0 | 0 | 0 | 0 | 0 | 0
Industrial_Industrial - Int_Existing_Space Heating_Natural Gas_Unit Heater_E10_Baseline Forecast | Industrial | Industrial - Int | Existing | Space Heating | Natural Gas | Unit Heater | E10 |  | Baseline Forecast | 0 | 0 | 0 | 0 | 0 | 0 | 0 | 0 | 0 | 0 | 0 | 0 | 0 | 0 | 0 | 0 | 0 | 0 | 0 | 0 | 0 | 0 | 0 | 0 | 0 | 0 | 0 | 0 | 0 | 0 | 0 | 0 | 0
Industrial_Industrial - Int_Existing_Process_Natural Gas_Process Heating_E1_Baseline Forecast | Industrial | Industrial - Int | Existing | Process | Natural Gas | Process Heating | E1 |  | Baseline Forecast | 0 | 0 | 0 | 0 | 0 | 0 | 0 | 0 | 0 | 0 | 0 | 0 | 0 | 0 | 0 | 0 | 0 | 13.8011 | 25.8933 | 36.4629 | 47.5474 | 58.7688 | 57.1895 | 57.07 | 58.23 | 58.7598 | 58.9816 | 62.5188 | 65.0438 | 66.7306 | 68.6691 | 70.6061 | 69.2737
Industrial_Industrial - Int_Existing_Process_Natural Gas_Process Heating_E2_Baseline Forecast | Industrial | Industrial - Int | Existing | Process | Natural Gas | Process Heating | E2 |  | Baseline Forecast | 0 | 0 | 0 | 0 | 0 | 0 | 0 | 0 | 0 | 0 | 0 | 0 | 0 | 0 | 0 | 0 | 0 | 0 | 0 | 0 | 0 | 0 | 0 | 0 | 0 | 0 | 0 | 0 | 0 | 0 | 0 | 0 | 0
Industrial_Industrial - Int_Existing_Process_Natural Gas_Process Heating_E3_Baseline Forecast | Industrial | Industrial - Int | Existing | Process | Natural Gas | Process Heating | E3 |  | Baseline Forecast | 0 | 0 | 0 | 0 | 0 | 0 | 0 | 0 | 0 | 0 | 0 | 0 | 0 | 0 | 0 | 0 | 0 | 0 | 0 | 0 | 0 | 0 | 0 | 0 | 0 | 0 | 0 | 0 | 0 | 0 | 0 | 0 | 0
Industrial_Industrial - Int_Existing_Process_Natural Gas_Process Heating_E4_Baseline Forecast | Industrial | Industrial - Int | Existing | Process | Natural Gas | Process Heating | E4 |  | Baseline Forecast | 0 | 0 | 0 | 0 | 0 | 0 | 0 | 0 | 0 | 0 | 0 | 0 | 0 | 0 | 0 | 0 | 0 | 0 | 0 | 0 | 0 | 0 | 0 | 0 | 0 | 0 | 0 | 0 | 0 | 0 | 0 | 0 | 0
Industrial_Industrial - Int_Existing_Process_Natural Gas_Process Heating_E5_Baseline Forecast | Industrial | Industrial - Int | Existing | Process | Natural Gas | Process Heating | E5 |  | Baseline Forecast | 0 | 0 | 0 | 0 | 0 | 0 | 0 | 0 | 0 | 0 | 0 | 0 | 0 | 0 | 0 | 0 | 0 | 0 | 0 | 0 | 0 | 0 | 0 | 0 | 0 | 0 | 0 | 0 | 0 | 0 | 0 | 0 | 0
Industrial_Industrial - Int_Existing_Process_Natural Gas_Process Heating_E6_Baseline Forecast | Industrial | Industrial - Int | Existing | Process | Natural Gas | Process Heating | E6 |  | Baseline Forecast | 0 | 0 | 0 | 0 | 0 | 0 | 0 | 0 | 0 | 0 | 0 | 0 | 0 | 0 | 0 | 0 | 0 | 0 | 0 | 0 | 0 | 0 | 0 | 0 | 0 | 0 | 0 | 0 | 0 | 0 | 0 | 0 | 0
Industrial_Industrial - Int_Existing_Process_Natural Gas_Process Heating_E7_Baseline Forecast | Industrial | Industrial - Int | Existing | Process | Natural Gas | Process Heating | E7 |  | Baseline Forecast | 0 | 0 | 0 | 0 | 0 | 0 | 0 | 0 | 0 | 0 | 0 | 0 | 0 | 0 | 0 | 0 | 0 | 0 | 0 | 0 | 0 | 0 | 0 | 0 | 0 | 0 | 0 | 0 | 0 | 0 | 0 | 0 | 0
Industrial_Industrial - Int_Existing_Process_Natural Gas_Process Heating_E8_Baseline Forecast | Industrial | Industrial - Int | Existing | Process | Natural Gas | Process Heating | E8 |  | Baseline Forecast | 0 | 0 | 0 | 0 | 0 | 0 | 0 | 0 | 0 | 0 | 0 | 0 | 0 | 0 | 0 | 0 | 0 | 0 | 0 | 0 | 0 | 0 | 0 | 0 | 0 | 0 | 0 | 0 | 0 | 0 | 0 | 0 | 0
Industrial_Industrial - Int_Existing_Process_Natural Gas_Process Heating_E9_Baseline Forecast | Industrial | Industrial - Int | Existing | Process | Natural Gas | Process Heating | E9 |  | Baseline Forecast | 0 | 0 | 0 | 0 | 0 | 0 | 0 | 0 | 0 | 0 | 0 | 0 | 0 | 0 | 0 | 0 | 0 | 0 | 0 | 0 | 0 | 0 | 0 | 0 | 0 | 0 | 0 | 0 | 0 | 0 | 0 | 0 | 0
Industrial_Industrial - Int_Existing_Process_Natural Gas_Process Heating_E10_Baseline Forecast | Industrial | Industrial - Int | Existing | Process | Natural Gas | Process Heating | E10 |  | Baseline Forecast | 0 | 0 | 0 | 0 | 0 | 0 | 0 | 0 | 0 | 0 | 0 | 0 | 0 | 0 | 0 | 0 | 0 | 0 | 0 | 0 | 0 | 0 | 0 | 0 | 0 | 0 | 0 | 0 | 0 | 0 | 0 | 0 | 0
Industrial_Industrial - Int_Existing_Process_Natural Gas_Process Boiler_E1_Baseline Forecast | Industrial | Industrial - Int | Existing | Process | Natural Gas | Process Boiler | E1 |  | Baseline Forecast | 0 | 131.7702 | 116.6289 | 103.7773 | 87.4183 | 73.6381 | 62.0301 | 52.252 | 44.0152 | 37.0769 | 31.2322 | 26.3089 | 22.1617 | 18.6682 | 15.7255 | 13.2466 | 11.1584 | 9.3995 | 7.9178 | 6.6697 | 5.6183 | 4.7326 | 12.3006 | 18.1447 | 22.5871 | 25.5509 | 27.3521 | 28.2481 | 28.4478 | 28.1202 | 27.4011 | 26.3996 | 25.2024
Industrial_Industrial - Int_Existing_Process_Natural Gas_Process Boiler_E2_Baseline Forecast | Industrial | Industrial - Int | Existing | Process | Natural Gas | Process Boiler | E2 |  | Baseline Forecast | 0 | 0 | 0 | 0 | 0 | 0 | 0 | 0 | 0 | 0 | 0 | 0 | 0 | 0 | 0 | 0 | 0 | 0 | 0 | 0 | 0 | 0 | 0 | 0 | 0 | 0 | 0 | 0 | 0 | 0 | 0 | 0 | 0
Industrial_Industrial - Int_Existing_Process_Natural Gas_Process Boiler_E3_Baseline Forecast | Industrial | Industrial - Int | Existing | Process | Natural Gas | Process Boiler | E3 |  | Baseline Forecast | 0 | 0 | 0 | 0 | 0 | 0 | 0 | 0 | 0 | 0 | 0 | 0 | 0 | 0 | 0 | 0 | 0 | 0 | 0 | 0 | 0 | 0 | 0 | 0 | 0 | 0 | 0 | 0 | 0 | 0 | 0 | 0 | 0
Industrial_Industrial - Int_Existing_Process_Natural Gas_Process Boiler_E4_Baseline Forecast | Industrial | Industrial - Int | Existing | Process | Natural Gas | Process Boiler | E4 |  | Baseline Forecast | 0 | 0 | 0 | 0 | 0 | 0 | 0 | 0 | 0 | 0 | 0 | 0 | 0 | 0 | 0 | 0 | 0 | 0 | 0 | 0 | 0 | 0 | 0 | 0 | 0 | 0 | 0 | 0 | 0 | 0 | 0 | 0 | 0
Industrial_Industrial - Int_Existing_Process_Natural Gas_Process Boiler_E5_Baseline Forecast | Industrial | Industrial - Int | Existing | Process | Natural Gas | Process Boiler | E5 |  | Baseline Forecast | 0 | 0 | 0 | 0 | 0 | 0 | 0 | 0 | 0 | 0 | 0 | 0 | 0 | 0 | 0 | 0 | 0 | 0 | 0 | 0 | 0 | 0 | 0 | 0 | 0 | 0 | 0 | 0 | 0 | 0 | 0 | 0 | 0
Industrial_Industrial - Int_Existing_Process_Natural Gas_Process Boiler_E6_Baseline Forecast | Industrial | Industrial - Int | Existing | Process | Natural Gas | Process Boiler | E6 |  | Baseline Forecast | 0 | 0 | 0 | 0 | 0 | 0 | 0 | 0 | 0 | 0 | 0 | 0 | 0 | 0 | 0 | 0 | 0 | 0 | 0 | 0 | 0 | 0 | 0 | 0 | 0 | 0 | 0 | 0 | 0 | 0 | 0 | 0 | 0
Industrial_Industrial - Int_Existing_Process_Natural Gas_Process Boiler_E7_Baseline Forecast | Industrial | Industrial - Int | Existing | Process | Natural Gas | Process Boiler | E7 |  | Baseline Forecast | 0 | 0 | 0 | 0 | 0 | 0 | 0 | 0 | 0 | 0 | 0 | 0 | 0 | 0 | 0 | 0 | 0 | 0 | 0 | 0 | 0 | 0 | 0 | 0 | 0 | 0 | 0 | 0 | 0 | 0 | 0 | 0 | 0
Industrial_Industrial - Int_Existing_Process_Natural Gas_Process Boiler_E8_Baseline Forecast | Industrial | Industrial - Int | Existing | Process | Natural Gas | Process Boiler | E8 |  | Baseline Forecast | 0 | 0 | 0 | 0 | 0 | 0 | 0 | 0 | 0 | 0 | 0 | 0 | 0 | 0 | 0 | 0 | 0 | 0 | 0 | 0 | 0 | 0 | 0 | 0 | 0 | 0 | 0 | 0 | 0 | 0 | 0 | 0 | 0
Industrial_Industrial - Int_Existing_Process_Natural Gas_Process Boiler_E9_Baseline Forecast | Industrial | Industrial - Int | Existing | Process | Natural Gas | Process Boiler | E9 |  | Baseline Forecast | 0 | 0 | 0 | 0 | 0 | 0 | 0 | 0 | 0 | 0 | 0 | 0 | 0 | 0 | 0 | 0 | 0 | 0 | 0 | 0 | 0 | 0 | 0 | 0 | 0 | 0 | 0 | 0 | 0 | 0 | 0 | 0 | 0
Industrial_Industrial - Int_Existing_Process_Natural Gas_Process Boiler_E10_Baseline Forecast | Industrial | Industrial - Int | Existing | Process | Natural Gas | Process Boiler | E10 |  | Baseline Forecast | 0 | 0 | 0 | 0 | 0 | 0 | 0 | 0 | 0 | 0 | 0 | 0 | 0 | 0 | 0 | 0 | 0 | 0 | 0 | 0 | 0 | 0 | 0 | 0 | 0 | 0 | 0 | 0 | 0 | 0 | 0 | 0 | 0
Industrial_Industrial - Int_Existing_Process_Natural Gas_Process Cooling_E1_Baseline Forecast | Industrial | Industrial - Int | Existing | Process | Natural Gas | Process Cooling | E1 |  | Baseline Forecast | 0 | 85.9371 | 100.5422 | 112.3596 | 106.3003 | 103.1766 | 102.1477 | 100.4593 | 98.6136 | 96.9192 | 95.2631 | 114.6591 | 113.6653 | 111.9827 | 108.8681 | 106.803 | 105.3349 | 103.5102 | 101.6474 | 99.9084 | 98.1984 | 101.6529 | 99.4165 | 97.128 | 95.3109 | 93.7208 | 92.2085 | 90.5947 | 89.0027 | 87.479 | 85.9765 | 85.7522 | 83.9779
Industrial_Industrial - Int_Existing_Process_Natural Gas_Process Cooling_E2_Baseline Forecast | Industrial | Industrial - Int | Existing | Process | Natural Gas | Process Cooling | E2 |  | Baseline Forecast | 0 | 0 | 0 | 0 | 0 | 0 | 0 | 0 | 0 | 0 | 0 | 0 | 0 | 0 | 0 | 0 | 0 | 0 | 0 | 0 | 0 | 0 | 0 | 0 | 0 | 0 | 0 | 0 | 0 | 0 | 0 | 0 | 0
Industrial_Industrial - Int_Existing_Process_Natural Gas_Process Cooling_E3_Baseline Forecast | Industrial | Industrial - Int | Existing | Process | Natural Gas | Process Cooling | E3 |  | Baseline Forecast | 0 | 0 | 0 | 0 | 0 | 0 | 0 | 0 | 0 | 0 | 0 | 0 | 0 | 0 | 0 | 0 | 0 | 0 | 0 | 0 | 0 | 0 | 0 | 0 | 0 | 0 | 0 | 0 | 0 | 0 | 0 | 0 | 0
Industrial_Industrial - Int_Existing_Process_Natural Gas_Process Cooling_E4_Baseline Forecast | Industrial | Industrial - Int | Existing | Process | Natural Gas | Process Cooling | E4 |  | Baseline Forecast | 0 | 0 | 0 | 0 | 0 | 0 | 0 | 0 | 0 | 0 | 0 | 0 | 0 | 0 | 0 | 0 | 0 | 0 | 0 | 0 | 0 | 0 | 0 | 0 | 0 | 0 | 0 | 0 | 0 | 0 | 0 | 0 | 0
Industrial_Industrial - Int_Existing_Process_Natural Gas_Process Cooling_E5_Baseline Forecast | Industrial | Industrial - Int | Existing | Process | Natural Gas | Process Cooling | E5 |  | Baseline Forecast | 0 | 0 | 0 | 0 | 0 | 0 | 0 | 0 | 0 | 0 | 0 | 0 | 0 | 0 | 0 | 0 | 0 | 0 | 0 | 0 | 0 | 0 | 0 | 0 | 0 | 0 | 0 | 0 | 0 | 0 | 0 | 0 | 0
Industrial_Industrial - Int_Existing_Process_Natural Gas_Process Cooling_E6_Baseline Forecast | Industrial | Industrial - Int | Existing | Process | Natural Gas | Process Cooling | E6 |  | Baseline Forecast | 0 | 0 | 0 | 0 | 0 | 0 | 0 | 0 | 0 | 0 | 0 | 0 | 0 | 0 | 0 | 0 | 0 | 0 | 0 | 0 | 0 | 0 | 0 | 0 | 0 | 0 | 0 | 0 | 0 | 0 | 0 | 0 | 0
Industrial_Industrial - Int_Existing_Process_Natural Gas_Process Cooling_E7_Baseline Forecast | Industrial | Industrial - Int | Existing | Process | Natural Gas | Process Cooling | E7 |  | Baseline Forecast | 0 | 0 | 0 | 0 | 0 | 0 | 0 | 0 | 0 | 0 | 0 | 0 | 0 | 0 | 0 | 0 | 0 | 0 | 0 | 0 | 0 | 0 | 0 | 0 | 0 | 0 | 0 | 0 | 0 | 0 | 0 | 0 | 0
Industrial_Industrial - Int_Existing_Process_Natural Gas_Process Cooling_E8_Baseline Forecast | Industrial | Industrial - Int | Existing | Process | Natural Gas | Process Cooling | E8 |  | Baseline Forecast | 0 | 0 | 0 | 0 | 0 | 0 | 0 | 0 | 0 | 0 | 0 | 0 | 0 | 0 | 0 | 0 | 0 | 0 | 0 | 0 | 0 | 0 | 0 | 0 | 0 | 0 | 0 | 0 | 0 | 0 | 0 | 0 | 0
Industrial_Industrial - Int_Existing_Process_Natural Gas_Process Cooling_E9_Baseline Forecast | Industrial | Industrial - Int | Existing | Process | Natural Gas | Process Cooling | E9 |  | Baseline Forecast | 0 | 0 | 0 | 0 | 0 | 0 | 0 | 0 | 0 | 0 | 0 | 0 | 0 | 0 | 0 | 0 | 0 | 0 | 0 | 0 | 0 | 0 | 0 | 0 | 0 | 0 | 0 | 0 | 0 | 0 | 0 | 0 | 0
Industrial_Industrial - Int_Existing_Process_Natural Gas_Process Cooling_E10_Baseline Forecast | Industrial | Industrial - Int | Existing | Process | Natural Gas | Process Cooling | E10 |  | Baseline Forecast | 0 | 0 | 0 | 0 | 0 | 0 | 0 | 0 | 0 | 0 | 0 | 0 | 0 | 0 | 0 | 0 | 0 | 0 | 0 | 0 | 0 | 0 | 0 | 0 | 0 | 0 | 0 | 0 | 0 | 0 | 0 | 0 | 0
Industrial_Industrial - Int_Existing_Process_Natural Gas_Other Process_E1_Baseline Forecast | Industrial | Industrial - Int | Existing | Process | Natural Gas | Other Process | E1 |  | Baseline Forecast | 0 | 85.9371 | 100.5422 | 112.3596 | 106.3003 | 103.1766 | 102.1477 | 100.4593 | 98.6136 | 96.9192 | 95.2631 | 114.6591 | 113.6653 | 111.9827 | 108.8681 | 106.803 | 105.3349 | 103.5102 | 101.6474 | 99.9084 | 98.1984 | 101.6529 | 99.4165 | 97.128 | 95.3109 | 93.7208 | 92.2085 | 90.5947 | 89.0027 | 87.479 | 85.9765 | 85.7522 | 83.9779
Industrial_Industrial - Int_Existing_Process_Natural Gas_Other Process_E2_Baseline Forecast | Industrial | Industrial - Int | Existing | Process | Natural Gas | Other Process | E2 |  | Baseline Forecast | 0 | 0 | 0 | 0 | 0 | 0 | 0 | 0 | 0 | 0 | 0 | 0 | 0 | 0 | 0 | 0 | 0 | 0 | 0 | 0 | 0 | 0 | 0 | 0 | 0 | 0 | 0 | 0 | 0 | 0 | 0 | 0 | 0
Industrial_Industrial - Int_Existing_Process_Natural Gas_Other Process_E3_Baseline Forecast | Industrial | Industrial - Int | Existing | Process | Natural Gas | Other Process | E3 |  | Baseline Forecast | 0 | 0 | 0 | 0 | 0 | 0 | 0 | 0 | 0 | 0 | 0 | 0 | 0 | 0 | 0 | 0 | 0 | 0 | 0 | 0 | 0 | 0 | 0 | 0 | 0 | 0 | 0 | 0 | 0 | 0 | 0 | 0 | 0
Industrial_Industrial - Int_Existing_Process_Natural Gas_Other Process_E4_Baseline Forecast | Industrial | Industrial - Int | Existing | Process | Natural Gas | Other Process | E4 |  | Baseline Forecast | 0 | 0 | 0 | 0 | 0 | 0 | 0 | 0 | 0 | 0 | 0 | 0 | 0 | 0 | 0 | 0 | 0 | 0 | 0 | 0 | 0 | 0 | 0 | 0 | 0 | 0 | 0 | 0 | 0 | 0 | 0 | 0 | 0
Industrial_Industrial - Int_Existing_Process_Natural Gas_Other Process_E5_Baseline Forecast | Industrial | Industrial - Int | Existing | Process | Natural Gas | Other Process | E5 |  | Baseline Forecast | 0 | 0 | 0 | 0 | 0 | 0 | 0 | 0 | 0 | 0 | 0 | 0 | 0 | 0 | 0 | 0 | 0 | 0 | 0 | 0 | 0 | 0 | 0 | 0 | 0 | 0 | 0 | 0 | 0 | 0 | 0 | 0 | 0
Industrial_Industrial - Int_Existing_Process_Natural Gas_Other Process_E6_Baseline Forecast | Industrial | Industrial - Int | Existing | Process | Natural Gas | Other Process | E6 |  | Baseline Forecast | 0 | 0 | 0 | 0 | 0 | 0 | 0 | 0 | 0 | 0 | 0 | 0 | 0 | 0 | 0 | 0 | 0 | 0 | 0 | 0 | 0 | 0 | 0 | 0 | 0 | 0 | 0 | 0 | 0 | 0 | 0 | 0 | 0
Industrial_Industrial - Int_Existing_Process_Natural Gas_Other Process_E7_Baseline Forecast | Industrial | Industrial - Int | Existing | Process | Natural Gas | Other Process | E7 |  | Baseline Forecast | 0 | 0 | 0 | 0 | 0 | 0 | 0 | 0 | 0 | 0 | 0 | 0 | 0 | 0 | 0 | 0 | 0 | 0 | 0 | 0 | 0 | 0 | 0 | 0 | 0 | 0 | 0 | 0 | 0 | 0 | 0 | 0 | 0
Industrial_Industrial - Int_Existing_Process_Natural Gas_Other Process_E8_Baseline Forecast | Industrial | Industrial - Int | Existing | Process | Natural Gas | Other Process | E8 |  | Baseline Forecast | 0 | 0 | 0 | 0 | 0 | 0 | 0 | 0 | 0 | 0 | 0 | 0 | 0 | 0 | 0 | 0 | 0 | 0 | 0 | 0 | 0 | 0 | 0 | 0 | 0 | 0 | 0 | 0 | 0 | 0 | 0 | 0 | 0
Industrial_Industrial - Int_Existing_Process_Natural Gas_Other Process_E9_Baseline Forecast | Industrial | Industrial - Int | Existing | Process | Natural Gas | Other Process | E9 |  | Baseline Forecast | 0 | 0 | 0 | 0 | 0 | 0 | 0 | 0 | 0 | 0 | 0 | 0 | 0 | 0 | 0 | 0 | 0 | 0 | 0 | 0 | 0 | 0 | 0 | 0 | 0 | 0 | 0 | 0 | 0 | 0 | 0 | 0 | 0
Industrial_Industrial - Int_Existing_Process_Natural Gas_Other Process_E10_Baseline Forecast | Industrial | Industrial - Int | Existing | Process | Natural Gas | Other Process | E10 |  | Baseline Forecast | 0 | 0 | 0 | 0 | 0 | 0 | 0 | 0 | 0 | 0 | 0 | 0 | 0 | 0 | 0 | 0 | 0 | 0 | 0 | 0 | 0 | 0 | 0 | 0 | 0 | 0 | 0 | 0 | 0 | 0 | 0 | 0 | 0
Industrial_Industrial - Int_Existing_Miscellaneous_Natural Gas_Miscellaneous_E1_Baseline Forecast | Industrial | Industrial - Int | Existing | Miscellaneous | Natural Gas | Miscellaneous | E1 |  | Baseline Forecast | 0 | 85.9371 | 100.5422 | 112.3596 | 106.3003 | 103.1766 | 102.1477 | 100.4593 | 98.6136 | 96.9192 | 95.2631 | 114.6591 | 113.6653 | 111.9827 | 108.8681 | 106.803 | 105.3349 | 103.5102 | 101.6474 | 99.9084 | 98.1984 | 101.6529 | 99.4165 | 97.128 | 95.3109 | 93.7208 | 92.2085 | 90.5947 | 89.0027 | 87.479 | 85.9765 | 85.7522 | 83.9779
Industrial_Industrial - Int_Existing_Miscellaneous_Natural Gas_Miscellaneous_E2_Baseline Forecast | Industrial | Industrial - Int | Existing | Miscellaneous | Natural Gas | Miscellaneous | E2 |  | Baseline Forecast | 0 | 0 | 0 | 0 | 0 | 0 | 0 | 0 | 0 | 0 | 0 | 0 | 0 | 0 | 0 | 0 | 0 | 0 | 0 | 0 | 0 | 0 | 0 | 0 | 0 | 0 | 0 | 0 | 0 | 0 | 0 | 0 | 0
Industrial_Industrial - Int_Existing_Miscellaneous_Natural Gas_Miscellaneous_E3_Baseline Forecast | Industrial | Industrial - Int | Existing | Miscellaneous | Natural Gas | Miscellaneous | E3 |  | Baseline Forecast | 0 | 0 | 0 | 0 | 0 | 0 | 0 | 0 | 0 | 0 | 0 | 0 | 0 | 0 | 0 | 0 | 0 | 0 | 0 | 0 | 0 | 0 | 0 | 0 | 0 | 0 | 0 | 0 | 0 | 0 | 0 | 0 | 0
Industrial_Industrial - Int_Existing_Miscellaneous_Natural Gas_Miscellaneous_E4_Baseline Forecast | Industrial | Industrial - Int | Existing | Miscellaneous | Natural Gas | Miscellaneous | E4 |  | Baseline Forecast | 0 | 0 | 0 | 0 | 0 | 0 | 0 | 0 | 0 | 0 | 0 | 0 | 0 | 0 | 0 | 0 | 0 | 0 | 0 | 0 | 0 | 0 | 0 | 0 | 0 | 0 | 0 | 0 | 0 | 0 | 0 | 0 | 0
Industrial_Industrial - Int_Existing_Miscellaneous_Natural Gas_Miscellaneous_E5_Baseline Forecast | Industrial | Industrial - Int | Existing | Miscellaneous | Natural Gas | Miscellaneous | E5 |  | Baseline Forecast | 0 | 0 | 0 | 0 | 0 | 0 | 0 | 0 | 0 | 0 | 0 | 0 | 0 | 0 | 0 | 0 | 0 | 0 | 0 | 0 | 0 | 0 | 0 | 0 | 0 | 0 | 0 | 0 | 0 | 0 | 0 | 0 | 0
Industrial_Industrial - Int_Existing_Miscellaneous_Natural Gas_Miscellaneous_E6_Baseline Forecast | Industrial | Industrial - Int | Existing | Miscellaneous | Natural Gas | Miscellaneous | E6 |  | Baseline Forecast | 0 | 0 | 0 | 0 | 0 | 0 | 0 | 0 | 0 | 0 | 0 | 0 | 0 | 0 | 0 | 0 | 0 | 0 | 0 | 0 | 0 | 0 | 0 | 0 | 0 | 0 | 0 | 0 | 0 | 0 | 0 | 0 | 0
Industrial_Industrial - Int_Existing_Miscellaneous_Natural Gas_Miscellaneous_E7_Baseline Forecast | Industrial | Industrial - Int | Existing | Miscellaneous | Natural Gas | Miscellaneous | E7 |  | Baseline Forecast | 0 | 0 | 0 | 0 | 0 | 0 | 0 | 0 | 0 | 0 | 0 | 0 | 0 | 0 | 0 | 0 | 0 | 0 | 0 | 0 | 0 | 0 | 0 | 0 | 0 | 0 | 0 | 0 | 0 | 0 | 0 | 0 | 0
Industrial_Industrial - Int_Existing_Miscellaneous_Natural Gas_Miscellaneous_E8_Baseline Forecast | Industrial | Industrial - Int | Existing | Miscellaneous | Natural Gas | Miscellaneous | E8 |  | Baseline Forecast | 0 | 0 | 0 | 0 | 0 | 0 | 0 | 0 | 0 | 0 | 0 | 0 | 0 | 0 | 0 | 0 | 0 | 0 | 0 | 0 | 0 | 0 | 0 | 0 | 0 | 0 | 0 | 0 | 0 | 0 | 0 | 0 | 0
Industrial_Industrial - Int_Existing_Miscellaneous_Natural Gas_Miscellaneous_E9_Baseline Forecast | Industrial | Industrial - Int | Existing | Miscellaneous | Natural Gas | Miscellaneous | E9 |  | Baseline Forecast | 0 | 0 | 0 | 0 | 0 | 0 | 0 | 0 | 0 | 0 | 0 | 0 | 0 | 0 | 0 | 0 | 0 | 0 | 0 | 0 | 0 | 0 | 0 | 0 | 0 | 0 | 0 | 0 | 0 | 0 | 0 | 0 | 0
Industrial_Industrial - Int_Existing_Miscellaneous_Natural Gas_Miscellaneous_E10_Baseline Forecast | Industrial | Industrial - Int | Existing | Miscellaneous | Natural Gas | Miscellaneous | E10 |  | Baseline Forecast | 0 | 0 | 0 | 0 | 0 | 0 | 0 | 0 | 0 | 0 | 0 | 0 | 0 | 0 | 0 | 0 | 0 | 0 | 0 | 0 | 0 | 0 | 0 | 0 | 0 | 0 | 0 | 0 | 0 | 0 | 0 | 0 | 0
Industrial_Industrial - Int_New_Space Heating_Natural Gas_Furnace_E1_Baseline Forecast | Industrial | Industrial - Int | New | Space Heating | Natural Gas | Furnace | E1 |  | Baseline Forecast | 0 | 12.4134 | 12.1994 | 19.5422 | 14.1807 | 5.3184 | 6.8847 | 4.7331 | 6.004 | 1.3177 | 4.2093 | 4.2384 | 6.545 | 1.5611 | 3.8729 | 3.7562 | 5.987 | 1.1848 | 3.4205 | 4.2682 | 7.2905 | 4.0266 | 7.0343 | 7.0352 | 9.3334 | 4.9048 | 7.1207 | 6.7861 | 8.7999 | 4.5024 | 6.7 | 11.5712 | 15.4666
Industrial_Industrial - Int_New_Space Heating_Natural Gas_Furnace_E2_Baseline Forecast | Industrial | Industrial - Int | New | Space Heating | Natural Gas | Furnace | E2 |  | Baseline Forecast | 0 | 0 | 0 | 0 | 0 | 0 | 0 | 0 | 0 | 0 | 0 | 0 | 0 | 0 | 0 | 0 | 0 | 0 | 0 | 0 | 0 | 0 | 0 | 0 | 0 | 0 | 0 | 0 | 0 | 0 | 0 | 0 | 0
Industrial_Industrial - Int_New_Space Heating_Natural Gas_Furnace_E3_Baseline Forecast | Industrial | Industrial - Int | New | Space Heating | Natural Gas | Furnace | E3 |  | Baseline Forecast | 0 | 0 | 0 | 0 | 0 | 0 | 0 | 0 | 0 | 0 | 0 | 0 | 0 | 0 | 0 | 0 | 0 | 0 | 0 | 0 | 0 | 0 | 0 | 0 | 0 | 0 | 0 | 0 | 0 | 0 | 0 | 0 | 0
Industrial_Industrial - Int_New_Space Heating_Natural Gas_Furnace_E4_Baseline Forecast | Industrial | Industrial - Int | New | Space Heating | Natural Gas | Furnace | E4 |  | Baseline Forecast | 0 | 0 | 0 | 0 | 0 | 0 | 0 | 0 | 0 | 0 | 0 | 0 | 0 | 0 | 0 | 0 | 0 | 0 | 0 | 0 | 0 | 0 | 0 | 0 | 0 | 0 | 0 | 0 | 0 | 0 | 0 | 0 | 0
Industrial_Industrial - Int_New_Space Heating_Natural Gas_Furnace_E5_Baseline Forecast | Industrial | Industrial - Int | New | Space Heating | Natural Gas | Furnace | E5 |  | Baseline Forecast | 0 | 0 | 0 | 0 | 0 | 0 | 0 | 0 | 0 | 0 | 0 | 0 | 0 | 0 | 0 | 0 | 0 | 0 | 0 | 0 | 0 | 0 | 0 | 0 | 0 | 0 | 0 | 0 | 0 | 0 | 0 | 0 | 0
Industrial_Industrial - Int_New_Space Heating_Natural Gas_Furnace_E6_Baseline Forecast | Industrial | Industrial - Int | New | Space Heating | Natural Gas | Furnace | E6 |  | Baseline Forecast | 0 | 0 | 0 | 0 | 0 | 0 | 0 | 0 | 0 | 0 | 0 | 0 | 0 | 0 | 0 | 0 | 0 | 0 | 0 | 0 | 0 | 0 | 0 | 0 | 0 | 0 | 0 | 0 | 0 | 0 | 0 | 0 | 0
Industrial_Industrial - Int_New_Space Heating_Natural Gas_Furnace_E7_Baseline Forecast | Industrial | Industrial - Int | New | Space Heating | Natural Gas | Furnace | E7 |  | Baseline Forecast | 0 | 0 | 0 | 0 | 0 | 0 | 0 | 0 | 0 | 0 | 0 | 0 | 0 | 0 | 0 | 0 | 0 | 0 | 0 | 0 | 0 | 0 | 0 | 0 | 0 | 0 | 0 | 0 | 0 | 0 | 0 | 0 | 0
Industrial_Industrial - Int_New_Space Heating_Natural Gas_Furnace_E8_Baseline Forecast | Industrial | Industrial - Int | New | Space Heating | Natural Gas | Furnace | E8 |  | Baseline Forecast | 0 | 0 | 0 | 0 | 0 | 0 | 0 | 0 | 0 | 0 | 0 | 0 | 0 | 0 | 0 | 0 | 0 | 0 | 0 | 0 | 0 | 0 | 0 | 0 | 0 | 0 | 0 | 0 | 0 | 0 | 0 | 0 | 0
Industrial_Industrial - Int_New_Space Heating_Natural Gas_Furnace_E9_Baseline Forecast | Industrial | Industrial - Int | New | Space Heating | Natural Gas | Furnace | E9 |  | Baseline Forecast | 0 | 0 | 0 | 0 | 0 | 0 | 0 | 0 | 0 | 0 | 0 | 0 | 0 | 0 | 0 | 0 | 0 | 0 | 0 | 0 | 0 | 0 | 0 | 0 | 0 | 0 | 0 | 0 | 0 | 0 | 0 | 0 | 0
Industrial_Industrial - Int_New_Space Heating_Natural Gas_Furnace_E10_Baseline Forecast | Industrial | Industrial - Int | New | Space Heating | Natural Gas | Furnace | E10 |  | Baseline Forecast | 0 | 0 | 0 | 0 | 0 | 0 | 0 | 0 | 0 | 0 | 0 | 0 | 0 | 0 | 0 | 0 | 0 | 0 | 0 | 0 | 0 | 0 | 0 | 0 | 0 | 0 | 0 | 0 | 0 | 0 | 0 | 0 | 0
Industrial_Industrial - Int_New_Space Heating_Natural Gas_Boiler_E1_Baseline Forecast | Industrial | Industrial - Int | New | Space Heating | Natural Gas | Boiler | E1 |  | Baseline Forecast | 0 | 2.465 | 2.4225 | 3.8807 | 2.816 | 1.0561 | 1.3672 | 0.93989 | 1.1923 | 0.26167 | 0.83588 | 0.84165 | 1.2997 | 0.31001 | 0.76908 | 0.74589 | 1.1889 | 0.23529 | 0.67924 | 0.65795 | 1.0864 | 0.16749 | 0.82088 | 1.0012 | 1.7297 | 1.0332 | 1.46 | 1.481 | 1.8781 | 1.0447 | 1.3794 | 2.3822 | 2.3499
Industrial_Industrial - Int_New_Space Heating_Natural Gas_Boiler_E2_Baseline Forecast | Industrial | Industrial - Int | New | Space Heating | Natural Gas | Boiler | E2 |  | Baseline Forecast | 0 | 0 | 0 | 0 | 0 | 0 | 0 | 0 | 0 | 0 | 0 | 0 | 0 | 0 | 0 | 0 | 0 | 0 | 0 | 0 | 0 | 0 | 0 | 0 | 0 | 0 | 0 | 0 | 0 | 0 | 0 | 0 | 0
Industrial_Industrial - Int_New_Space Heating_Natural Gas_Boiler_E3_Baseline Forecast | Industrial | Industrial - Int | New | Space Heating | Natural Gas | Boiler | E3 |  | Baseline Forecast | 0 | 0 | 0 | 0 | 0 | 0 | 0 | 0 | 0 | 0 | 0 | 0 | 0 | 0 | 0 | 0 | 0 | 0 | 0 | 0 | 0 | 0 | 0 | 0 | 0 | 0 | 0 | 0 | 0 | 0 | 0 | 0 | 0
Industrial_Industrial - Int_New_Space Heating_Natural Gas_Boiler_E4_Baseline Forecast | Industrial | Industrial - Int | New | Space Heating | Natural Gas | Boiler | E4 |  | Baseline Forecast | 0 | 0 | 0 | 0 | 0 | 0 | 0 | 0 | 0 | 0 | 0 | 0 | 0 | 0 | 0 | 0 | 0 | 0 | 0 | 0 | 0 | 0 | 0 | 0 | 0 | 0 | 0 | 0 | 0 | 0 | 0 | 0 | 0
Industrial_Industrial - Int_New_Space Heating_Natural Gas_Boiler_E5_Baseline Forecast | Industrial | Industrial - Int | New | Space Heating | Natural Gas | Boiler | E5 |  | Baseline Forecast | 0 | 0 | 0 | 0 | 0 | 0 | 0 | 0 | 0 | 0 | 0 | 0 | 0 | 0 | 0 | 0 | 0 | 0 | 0 | 0 | 0 | 0 | 0 | 0 | 0 | 0 | 0 | 0 | 0 | 0 | 0 | 0 | 0
Industrial_Industrial - Int_New_Space Heating_Natural Gas_Boiler_E6_Baseline Forecast | Industrial | Industrial - Int | New | Space Heating | Natural Gas | Boiler | E6 |  | Baseline Forecast | 0 | 0 | 0 | 0 | 0 | 0 | 0 | 0 | 0 | 0 | 0 | 0 | 0 | 0 | 0 | 0 | 0 | 0 | 0 | 0 | 0 | 0 | 0 | 0 | 0 | 0 | 0 | 0 | 0 | 0 | 0 | 0 | 0
Industrial_Industrial - Int_New_Space Heating_Natural Gas_Boiler_E7_Baseline Forecast | Industrial | Industrial - Int | New | Space Heating | Natural Gas | Boiler | E7 |  | Baseline Forecast | 0 | 0 | 0 | 0 | 0 | 0 | 0 | 0 | 0 | 0 | 0 | 0 | 0 | 0 | 0 | 0 | 0 | 0 | 0 | 0 | 0 | 0 | 0 | 0 | 0 | 0 | 0 | 0 | 0 | 0 | 0 | 0 | 0
Industrial_Industrial - Int_New_Space Heating_Natural Gas_Boiler_E8_Baseline Forecast | Industrial | Industrial - Int | New | Space Heating | Natural Gas | Boiler | E8 |  | Baseline Forecast | 0 | 0 | 0 | 0 | 0 | 0 | 0 | 0 | 0 | 0 | 0 | 0 | 0 | 0 | 0 | 0 | 0 | 0 | 0 | 0 | 0 | 0 | 0 | 0 | 0 | 0 | 0 | 0 | 0 | 0 | 0 | 0 | 0
Industrial_Industrial - Int_New_Space Heating_Natural Gas_Boiler_E9_Baseline Forecast | Industrial | Industrial - Int | New | Space Heating | Natural Gas | Boiler | E9 |  | Baseline Forecast | 0 | 0 | 0 | 0 | 0 | 0 | 0 | 0 | 0 | 0 | 0 | 0 | 0 | 0 | 0 | 0 | 0 | 0 | 0 | 0 | 0 | 0 | 0 | 0 | 0 | 0 | 0 | 0 | 0 | 0 | 0 | 0 | 0
Industrial_Industrial - Int_New_Space Heating_Natural Gas_Boiler_E10_Baseline Forecast | Industrial | Industrial - Int | New | Space Heating | Natural Gas | Boiler | E10 |  | Baseline Forecast | 0 | 0 | 0 | 0 | 0 | 0 | 0 | 0 | 0 | 0 | 0 | 0 | 0 | 0 | 0 | 0 | 0 | 0 | 0 | 0 | 0 | 0 | 0 | 0 | 0 | 0 | 0 | 0 | 0 | 0 | 0 | 0 | 0
Industrial_Industrial - Int_New_Space Heating_Natural Gas_Unit Heater_E1_Baseline Forecast | Industrial | Industrial - Int | New | Space Heating | Natural Gas | Unit Heater | E1 |  | Baseline Forecast | 0 | 2.711 | 2.6642 | 4.2678 | 3.0969 | 1.1615 | 1.5036 | 1.0337 | 1.3112 | 0.28777 | 0.91928 | 0.92562 | 1.9716 | 1.3075 | 2.4727 | 2.7412 | 3.0765 | 2.6853 | 2.8827 | 3.1148 | 2.8583 | 1.1916 | 1.737 | 1.7705 | 2.3332 | 1.3372 | 2.2633 | 2.5226 | 3.3805 | 2.3673 | 3.2747 | 4.4732 | 4.1988
Industrial_Industrial - Int_New_Space Heating_Natural Gas_Unit Heater_E2_Baseline Forecast | Industrial | Industrial - Int | New | Space Heating | Natural Gas | Unit Heater | E2 |  | Baseline Forecast | 0 | 0 | 0 | 0 | 0 | 0 | 0 | 0 | 0 | 0 | 0 | 0 | 0 | 0 | 0 | 0 | 0 | 0 | 0 | 0 | 0 | 0 | 0 | 0 | 0 | 0 | 0 | 0 | 0 | 0 | 0 | 0 | 0
Industrial_Industrial - Int_New_Space Heating_Natural Gas_Unit Heater_E3_Baseline Forecast | Industrial | Industrial - Int | New | Space Heating | Natural Gas | Unit Heater | E3 |  | Baseline Forecast | 0 | 0 | 0 | 0 | 0 | 0 | 0 | 0 | 0 | 0 | 0 | 0 | 0 | 0 | 0 | 0 | 0 | 0 | 0 | 0 | 0 | 0 | 0 | 0 | 0 | 0 | 0 | 0 | 0 | 0 | 0 | 0 | 0
Industrial_Industrial - Int_New_Space Heating_Natural Gas_Unit Heater_E4_Baseline Forecast | Industrial | Industrial - Int | New | Space Heating | Natural Gas | Unit Heater | E4 |  | Baseline Forecast | 0 | 0 | 0 | 0 | 0 | 0 | 0 | 0 | 0 | 0 | 0 | 0 | 0 | 0 | 0 | 0 | 0 | 0 | 0 | 0 | 0 | 0 | 0 | 0 | 0 | 0 | 0 | 0 | 0 | 0 | 0 | 0 | 0
Industrial_Industrial - Int_New_Space Heating_Natural Gas_Unit Heater_E5_Baseline Forecast | Industrial | Industrial - Int | New | Space Heating | Natural Gas | Unit Heater | E5 |  | Baseline Forecast | 0 | 0 | 0 | 0 | 0 | 0 | 0 | 0 | 0 | 0 | 0 | 0 | 0 | 0 | 0 | 0 | 0 | 0 | 0 | 0 | 0 | 0 | 0 | 0 | 0 | 0 | 0 | 0 | 0 | 0 | 0 | 0 | 0
Industrial_Industrial - Int_New_Space Heating_Natural Gas_Unit Heater_E6_Baseline Forecast | Industrial | Industrial - Int | New | Space Heating | Natural Gas | Unit Heater | E6 |  | Baseline Forecast | 0 | 0 | 0 | 0 | 0 | 0 | 0 | 0 | 0 | 0 | 0 | 0 | 0 | 0 | 0 | 0 | 0 | 0 | 0 | 0 | 0 | 0 | 0 | 0 | 0 | 0 | 0 | 0 | 0 | 0 | 0 | 0 | 0
Industrial_Industrial - Int_New_Space Heating_Natural Gas_Unit Heater_E7_Baseline Forecast | Industrial | Industrial - Int | New | Space Heating | Natural Gas | Unit Heater | E7 |  | Baseline Forecast | 0 | 0 | 0 | 0 | 0 | 0 | 0 | 0 | 0 | 0 | 0 | 0 | 0 | 0 | 0 | 0 | 0 | 0 | 0 | 0 | 0 | 0 | 0 | 0 | 0 | 0 | 0 | 0 | 0 | 0 | 0 | 0 | 0
Industrial_Industrial - Int_New_Space Heating_Natural Gas_Unit Heater_E8_Baseline Forecast | Industrial | Industrial - Int | New | Space Heating | Natural Gas | Unit Heater | E8 |  | Baseline Forecast | 0 | 0 | 0 | 0 | 0 | 0 | 0 | 0 | 0 | 0 | 0 | 0 | 0 | 0 | 0 | 0 | 0 | 0 | 0 | 0 | 0 | 0 | 0 | 0 | 0 | 0 | 0 | 0 | 0 | 0 | 0 | 0 | 0
Industrial_Industrial - Int_New_Space Heating_Natural Gas_Unit Heater_E9_Baseline Forecast | Industrial | Industrial - Int | New | Space Heating | Natural Gas | Unit Heater | E9 |  | Baseline Forecast | 0 | 0 | 0 | 0 | 0 | 0 | 0 | 0 | 0 | 0 | 0 | 0 | 0 | 0 | 0 | 0 | 0 | 0 | 0 | 0 | 0 | 0 | 0 | 0 | 0 | 0 | 0 | 0 | 0 | 0 | 0 | 0 | 0
Industrial_Industrial - Int_New_Space Heating_Natural Gas_Unit Heater_E10_Baseline Forecast | Industrial | Industrial - Int | New | Space Heating | Natural Gas | Unit Heater | E10 |  | Baseline Forecast | 0 | 0 | 0 | 0 | 0 | 0 | 0 | 0 | 0 | 0 | 0 | 0 | 0 | 0 | 0 | 0 | 0 | 0 | 0 | 0 | 0 | 0 | 0 | 0 | 0 | 0 | 0 | 0 | 0 | 0 | 0 | 0 | 0
Industrial_Industrial - Int_New_Process_Natural Gas_Process Heating_E1_Baseline Forecast | Industrial | Industrial - Int | New | Process | Natural Gas | Process Heating | E1 |  | Baseline Forecast | 0 | 17.5895 | 17.2862 | 27.6907 | 22.6064 | 12.1593 | 17.6741 | 16.7235 | 18.8304 | 13.2402 | 18.1019 | 24.2241 | 26.6929 | 22.7599 | 25.0795 | 22.8847 | 28.395 | 22.0518 | 26.1923 | 25.4188 | 30.0819 | 25.8607 | 29.7509 | 29.1213 | 32.8758 | 26.4826 | 31.5349 | 30.2819 | 34.3167 | 28.5269 | 33.0514 | 39.6774 | 40.5292
Industrial_Industrial - Int_New_Process_Natural Gas_Process Heating_E2_Baseline Forecast | Industrial | Industrial - Int | New | Process | Natural Gas | Process Heating | E2 |  | Baseline Forecast | 0 | 0 | 0 | 0 | 0 | 0 | 0 | 0 | 0 | 0 | 0 | 0 | 0 | 0 | 0 | 0 | 0 | 0 | 0 | 0 | 0 | 0 | 0 | 0 | 0 | 0 | 0 | 0 | 0 | 0 | 0 | 0 | 0
Industrial_Industrial - Int_New_Process_Natural Gas_Process Heating_E3_Baseline Forecast | Industrial | Industrial - Int | New | Process | Natural Gas | Process Heating | E3 |  | Baseline Forecast | 0 | 0 | 0 | 0 | 0 | 0 | 0 | 0 | 0 | 0 | 0 | 0 | 0 | 0 | 0 | 0 | 0 | 0 | 0 | 0 | 0 | 0 | 0 | 0 | 0 | 0 | 0 | 0 | 0 | 0 | 0 | 0 | 0
Industrial_Industrial - Int_New_Process_Natural Gas_Process Heating_E4_Baseline Forecast | Industrial | Industrial - Int | New | Process | Natural Gas | Process Heating | E4 |  | Baseline Forecast | 0 | 0 | 0 | 0 | 0 | 0 | 0 | 0 | 0 | 0 | 0 | 0 | 0 | 0 | 0 | 0 | 0 | 0 | 0 | 0 | 0 | 0 | 0 | 0 | 0 | 0 | 0 | 0 | 0 | 0 | 0 | 0 | 0
Industrial_Industrial - Int_New_Process_Natural Gas_Process Heating_E5_Baseline Forecast | Industrial | Industrial - Int | New | Process | Natural Gas | Process Heating | E5 |  | Baseline Forecast | 0 | 0 | 0 | 0 | 0 | 0 | 0 | 0 | 0 | 0 | 0 | 0 | 0 | 0 | 0 | 0 | 0 | 0 | 0 | 0 | 0 | 0 | 0 | 0 | 0 | 0 | 0 | 0 | 0 | 0 | 0 | 0 | 0
Industrial_Industrial - Int_New_Process_Natural Gas_Process Heating_E6_Baseline Forecast | Industrial | Industrial - Int | New | Process | Natural Gas | Process Heating | E6 |  | Baseline Forecast | 0 | 0 | 0 | 0 | 0 | 0 | 0 | 0 | 0 | 0 | 0 | 0 | 0 | 0 | 0 | 0 | 0 | 0 | 0 | 0 | 0 | 0 | 0 | 0 | 0 | 0 | 0 | 0 | 0 | 0 | 0 | 0 | 0
Industrial_Industrial - Int_New_Process_Natural Gas_Process Heating_E7_Baseline Forecast | Industrial | Industrial - Int | New | Process | Natural Gas | Process Heating | E7 |  | Baseline Forecast | 0 | 0 | 0 | 0 | 0 | 0 | 0 | 0 | 0 | 0 | 0 | 0 | 0 | 0 | 0 | 0 | 0 | 0 | 0 | 0 | 0 | 0 | 0 | 0 | 0 | 0 | 0 | 0 | 0 | 0 | 0 | 0 | 0
Industrial_Industrial - Int_New_Process_Natural Gas_Process Heating_E8_Baseline Forecast | Industrial | Industrial - Int | New | Process | Natural Gas | Process Heating | E8 |  | Baseline Forecast | 0 | 0 | 0 | 0 | 0 | 0 | 0 | 0 | 0 | 0 | 0 | 0 | 0 | 0 | 0 | 0 | 0 | 0 | 0 | 0 | 0 | 0 | 0 | 0 | 0 | 0 | 0 | 0 | 0 | 0 | 0 | 0 | 0
Industrial_Industrial - Int_New_Process_Natural Gas_Process Heating_E9_Baseline Forecast | Industrial | Industrial - Int | New | Process | Natural Gas | Process Heating | E9 |  | Baseline Forecast | 0 | 0 | 0 | 0 | 0 | 0 | 0 | 0 | 0 | 0 | 0 | 0 | 0 | 0 | 0 | 0 | 0 | 0 | 0 | 0 | 0 | 0 | 0 | 0 | 0 | 0 | 0 | 0 | 0 | 0 | 0 | 0 | 0
Industrial_Industrial - Int_New_Process_Natural Gas_Process Heating_E10_Baseline Forecast | Industrial | Industrial - Int | New | Process | Natural Gas | Process Heating | E10 |  | Baseline Forecast | 0 | 0 | 0 | 0 | 0 | 0 | 0 | 0 | 0 | 0 | 0 | 0 | 0 | 0 | 0 | 0 | 0 | 0 | 0 | 0 | 0 | 0 | 0 | 0 | 0 | 0 | 0 | 0 | 0 | 0 | 0 | 0 | 0
Industrial_Industrial - Int_New_Process_Natural Gas_Process Boiler_E1_Baseline Forecast | Industrial | Industrial - Int | New | Process | Natural Gas | Process Boiler | E1 |  | Baseline Forecast | 0 | 17.5895 | 17.2862 | 27.6907 | 20.0936 | 7.536 | 9.7555 | 6.7066 | 8.5075 | 1.8671 | 5.9645 | 6.0057 | 9.2741 | 2.2121 | 5.4878 | 5.3224 | 8.4834 | 1.6789 | 4.8467 | 4.6949 | 7.7518 | 1.1952 | 5.8574 | 7.1442 | 12.3425 | 7.3723 | 10.4178 | 10.568 | 13.4016 | 7.4546 | 9.843 | 16.9981 | 16.7678
Industrial_Industrial - Int_New_Process_Natural Gas_Process Boiler_E2_Baseline Forecast | Industrial | Industrial - Int | New | Process | Natural Gas | Process Boiler | E2 |  | Baseline Forecast | 0 | 0 | 0 | 0 | 0 | 0 | 0 | 0 | 0 | 0 | 0 | 0 | 0 | 0 | 0 | 0 | 0 | 0 | 0 | 0 | 0 | 0 | 0 | 0 | 0 | 0 | 0 | 0 | 0 | 0 | 0 | 0 | 0
Industrial_Industrial - Int_New_Process_Natural Gas_Process Boiler_E3_Baseline Forecast | Industrial | Industrial - Int | New | Process | Natural Gas | Process Boiler | E3 |  | Baseline Forecast | 0 | 0 | 0 | 0 | 0 | 0 | 0 | 0 | 0 | 0 | 0 | 0 | 0 | 0 | 0 | 0 | 0 | 0 | 0 | 0 | 0 | 0 | 0 | 0 | 0 | 0 | 0 | 0 | 0 | 0 | 0 | 0 | 0
Industrial_Industrial - Int_New_Process_Natural Gas_Process Boiler_E4_Baseline Forecast | Industrial | Industrial - Int | New | Process | Natural Gas | Process Boiler | E4 |  | Baseline Forecast | 0 | 0 | 0 | 0 | 0 | 0 | 0 | 0 | 0 | 0 | 0 | 0 | 0 | 0 | 0 | 0 | 0 | 0 | 0 | 0 | 0 | 0 | 0 | 0 | 0 | 0 | 0 | 0 | 0 | 0 | 0 | 0 | 0
Industrial_Industrial - Int_New_Process_Natural Gas_Process Boiler_E5_Baseline Forecast | Industrial | Industrial - Int | New | Process | Natural Gas | Process Boiler | E5 |  | Baseline Forecast | 0 | 0 | 0 | 0 | 0 | 0 | 0 | 0 | 0 | 0 | 0 | 0 | 0 | 0 | 0 | 0 | 0 | 0 | 0 | 0 | 0 | 0 | 0 | 0 | 0 | 0 | 0 | 0 | 0 | 0 | 0 | 0 | 0
Industrial_Industrial - Int_New_Process_Natural Gas_Process Boiler_E6_Baseline Forecast | Industrial | Industrial - Int | New | Process | Natural Gas | Process Boiler | E6 |  | Baseline Forecast | 0 | 0 | 0 | 0 | 0 | 0 | 0 | 0 | 0 | 0 | 0 | 0 | 0 | 0 | 0 | 0 | 0 | 0 | 0 | 0 | 0 | 0 | 0 | 0 | 0 | 0 | 0 | 0 | 0 | 0 | 0 | 0 | 0
Industrial_Industrial - Int_New_Process_Natural Gas_Process Boiler_E7_Baseline Forecast | Industrial | Industrial - Int | New | Process | Natural Gas | Process Boiler | E7 |  | Baseline Forecast | 0 | 0 | 0 | 0 | 0 | 0 | 0 | 0 | 0 | 0 | 0 | 0 | 0 | 0 | 0 | 0 | 0 | 0 | 0 | 0 | 0 | 0 | 0 | 0 | 0 | 0 | 0 | 0 | 0 | 0 | 0 | 0 | 0
Industrial_Industrial - Int_New_Process_Natural Gas_Process Boiler_E8_Baseline Forecast | Industrial | Industrial - Int | New | Process | Natural Gas | Process Boiler | E8 |  | Baseline Forecast | 0 | 0 | 0 | 0 | 0 | 0 | 0 | 0 | 0 | 0 | 0 | 0 | 0 | 0 | 0 | 0 | 0 | 0 | 0 | 0 | 0 | 0 | 0 | 0 | 0 | 0 | 0 | 0 | 0 | 0 | 0 | 0 | 0
Industrial_Industrial - Int_New_Process_Natural Gas_Process Boiler_E9_Baseline Forecast | Industrial | Industrial - Int | New | Process | Natural Gas | Process Boiler | E9 |  | Baseline Forecast | 0 | 0 | 0 | 0 | 0 | 0 | 0 | 0 | 0 | 0 | 0 | 0 | 0 | 0 | 0 | 0 | 0 | 0 | 0 | 0 | 0 | 0 | 0 | 0 | 0 | 0 | 0 | 0 | 0 | 0 | 0 | 0 | 0
Industrial_Industrial - Int_New_Process_Natural Gas_Process Boiler_E10_Baseline Forecast | Industrial | Industrial - Int | New | Process | Natural Gas | Process Boiler | E10 |  | Baseline Forecast | 0 | 0 | 0 | 0 | 0 | 0 | 0 | 0 | 0 | 0 | 0 | 0 | 0 | 0 | 0 | 0 | 0 | 0 | 0 | 0 | 0 | 0 | 0 | 0 | 0 | 0 | 0 | 0 | 0 | 0 | 0 | 0 | 0
Industrial_Industrial - Int_New_Process_Natural Gas_Process Cooling_E1_Baseline Forecast | Industrial | Industrial - Int | New | Process | Natural Gas | Process Cooling | E1 |  | Baseline Forecast | 0 | 17.5895 | 17.2862 | 27.6907 | 22.6064 | 12.1593 | 17.6741 | 16.7235 | 18.8304 | 13.2402 | 18.1019 | 24.2241 | 26.6929 | 22.7599 | 25.0795 | 22.8847 | 28.395 | 22.0518 | 26.1923 | 25.4188 | 30.0819 | 25.8607 | 29.7509 | 29.1213 | 32.8758 | 26.4826 | 31.5349 | 30.2819 | 34.3167 | 28.5269 | 33.0514 | 39.6774 | 40.5292
Industrial_Industrial - Int_New_Process_Natural Gas_Process Cooling_E2_Baseline Forecast | Industrial | Industrial - Int | New | Process | Natural Gas | Process Cooling | E2 |  | Baseline Forecast | 0 | 0 | 0 | 0 | 0 | 0 | 0 | 0 | 0 | 0 | 0 | 0 | 0 | 0 | 0 | 0 | 0 | 0 | 0 | 0 | 0 | 0 | 0 | 0 | 0 | 0 | 0 | 0 | 0 | 0 | 0 | 0 | 0
Industrial_Industrial - Int_New_Process_Natural Gas_Process Cooling_E3_Baseline Forecast | Industrial | Industrial - Int | New | Process | Natural Gas | Process Cooling | E3 |  | Baseline Forecast | 0 | 0 | 0 | 0 | 0 | 0 | 0 | 0 | 0 | 0 | 0 | 0 | 0 | 0 | 0 | 0 | 0 | 0 | 0 | 0 | 0 | 0 | 0 | 0 | 0 | 0 | 0 | 0 | 0 | 0 | 0 | 0 | 0
Industrial_Industrial - Int_New_Process_Natural Gas_Process Cooling_E4_Baseline Forecast | Industrial | Industrial - Int | New | Process | Natural Gas | Process Cooling | E4 |  | Baseline Forecast | 0 | 0 | 0 | 0 | 0 | 0 | 0 | 0 | 0 | 0 | 0 | 0 | 0 | 0 | 0 | 0 | 0 | 0 | 0 | 0 | 0 | 0 | 0 | 0 | 0 | 0 | 0 | 0 | 0 | 0 | 0 | 0 | 0
Industrial_Industrial - Int_New_Process_Natural Gas_Process Cooling_E5_Baseline Forecast | Industrial | Industrial - Int | New | Process | Natural Gas | Process Cooling | E5 |  | Baseline Forecast | 0 | 0 | 0 | 0 | 0 | 0 | 0 | 0 | 0 | 0 | 0 | 0 | 0 | 0 | 0 | 0 | 0 | 0 | 0 | 0 | 0 | 0 | 0 | 0 | 0 | 0 | 0 | 0 | 0 | 0 | 0 | 0 | 0
Industrial_Industrial - Int_New_Process_Natural Gas_Process Cooling_E6_Baseline Forecast | Industrial | Industrial - Int | New | Process | Natural Gas | Process Cooling | E6 |  | Baseline Forecast | 0 | 0 | 0 | 0 | 0 | 0 | 0 | 0 | 0 | 0 | 0 | 0 | 0 | 0 | 0 | 0 | 0 | 0 | 0 | 0 | 0 | 0 | 0 | 0 | 0 | 0 | 0 | 0 | 0 | 0 | 0 | 0 | 0
Industrial_Industrial - Int_New_Process_Natural Gas_Process Cooling_E7_Baseline Forecast | Industrial | Industrial - Int | New | Process | Natural Gas | Process Cooling | E7 |  | Baseline Forecast | 0 | 0 | 0 | 0 | 0 | 0 | 0 | 0 | 0 | 0 | 0 | 0 | 0 | 0 | 0 | 0 | 0 | 0 | 0 | 0 | 0 | 0 | 0 | 0 | 0 | 0 | 0 | 0 | 0 | 0 | 0 | 0 | 0
Industrial_Industrial - Int_New_Process_Natural Gas_Process Cooling_E8_Baseline Forecast | Industrial | Industrial - Int | New | Process | Natural Gas | Process Cooling | E8 |  | Baseline Forecast | 0 | 0 | 0 | 0 | 0 | 0 | 0 | 0 | 0 | 0 | 0 | 0 | 0 | 0 | 0 | 0 | 0 | 0 | 0 | 0 | 0 | 0 | 0 | 0 | 0 | 0 | 0 | 0 | 0 | 0 | 0 | 0 | 0
Industrial_Industrial - Int_New_Process_Natural Gas_Process Cooling_E9_Baseline Forecast | Industrial | Industrial - Int | New | Process | Natural Gas | Process Cooling | E9 |  | Baseline Forecast | 0 | 0 | 0 | 0 | 0 | 0 | 0 | 0 | 0 | 0 | 0 | 0 | 0 | 0 | 0 | 0 | 0 | 0 | 0 | 0 | 0 | 0 | 0 | 0 | 0 | 0 | 0 | 0 | 0 | 0 | 0 | 0 | 0
Industrial_Industrial - Int_New_Process_Natural Gas_Process Cooling_E10_Baseline Forecast | Industrial | Industrial - Int | New | Process | Natural Gas | Process Cooling | E10 |  | Baseline Forecast | 0 | 0 | 0 | 0 | 0 | 0 | 0 | 0 | 0 | 0 | 0 | 0 | 0 | 0 | 0 | 0 | 0 | 0 | 0 | 0 | 0 | 0 | 0 | 0 | 0 | 0 | 0 | 0 | 0 | 0 | 0 | 0 | 0
Industrial_Industrial - Int_New_Process_Natural Gas_Other Process_E1_Baseline Forecast | Industrial | Industrial - Int | New | Process | Natural Gas | Other Process | E1 |  | Baseline Forecast | 0 | 17.5895 | 17.2862 | 27.6907 | 22.6064 | 12.1593 | 17.6741 | 16.7235 | 18.8304 | 13.2402 | 18.1019 | 24.2241 | 26.6929 | 22.7599 | 25.0795 | 22.8847 | 28.395 | 22.0518 | 26.1923 | 25.4188 | 30.0819 | 25.8607 | 29.7509 | 29.1213 | 32.8758 | 26.4826 | 31.5349 | 30.2819 | 34.3167 | 28.5269 | 33.0514 | 39.6774 | 40.5292
Industrial_Industrial - Int_New_Process_Natural Gas_Other Process_E2_Baseline Forecast | Industrial | Industrial - Int | New | Process | Natural Gas | Other Process | E2 |  | Baseline Forecast | 0 | 0 | 0 | 0 | 0 | 0 | 0 | 0 | 0 | 0 | 0 | 0 | 0 | 0 | 0 | 0 | 0 | 0 | 0 | 0 | 0 | 0 | 0 | 0 | 0 | 0 | 0 | 0 | 0 | 0 | 0 | 0 | 0
Industrial_Industrial - Int_New_Process_Natural Gas_Other Process_E3_Baseline Forecast | Industrial | Industrial - Int | New | Process | Natural Gas | Other Process | E3 |  | Baseline Forecast | 0 | 0 | 0 | 0 | 0 | 0 | 0 | 0 | 0 | 0 | 0 | 0 | 0 | 0 | 0 | 0 | 0 | 0 | 0 | 0 | 0 | 0 | 0 | 0 | 0 | 0 | 0 | 0 | 0 | 0 | 0 | 0 | 0
Industrial_Industrial - Int_New_Process_Natural Gas_Other Process_E4_Baseline Forecast | Industrial | Industrial - Int | New | Process | Natural Gas | Other Process | E4 |  | Baseline Forecast | 0 | 0 | 0 | 0 | 0 | 0 | 0 | 0 | 0 | 0 | 0 | 0 | 0 | 0 | 0 | 0 | 0 | 0 | 0 | 0 | 0 | 0 | 0 | 0 | 0 | 0 | 0 | 0 | 0 | 0 | 0 | 0 | 0
Industrial_Industrial - Int_New_Process_Natural Gas_Other Process_E5_Baseline Forecast | Industrial | Industrial - Int | New | Process | Natural Gas | Other Process | E5 |  | Baseline Forecast | 0 | 0 | 0 | 0 | 0 | 0 | 0 | 0 | 0 | 0 | 0 | 0 | 0 | 0 | 0 | 0 | 0 | 0 | 0 | 0 | 0 | 0 | 0 | 0 | 0 | 0 | 0 | 0 | 0 | 0 | 0 | 0 | 0
Industrial_Industrial - Int_New_Process_Natural Gas_Other Process_E6_Baseline Forecast | Industrial | Industrial - Int | New | Process | Natural Gas | Other Process | E6 |  | Baseline Forecast | 0 | 0 | 0 | 0 | 0 | 0 | 0 | 0 | 0 | 0 | 0 | 0 | 0 | 0 | 0 | 0 | 0 | 0 | 0 | 0 | 0 | 0 | 0 | 0 | 0 | 0 | 0 | 0 | 0 | 0 | 0 | 0 | 0
Industrial_Industrial - Int_New_Process_Natural Gas_Other Process_E7_Baseline Forecast | Industrial | Industrial - Int | New | Process | Natural Gas | Other Process | E7 |  | Baseline Forecast | 0 | 0 | 0 | 0 | 0 | 0 | 0 | 0 | 0 | 0 | 0 | 0 | 0 | 0 | 0 | 0 | 0 | 0 | 0 | 0 | 0 | 0 | 0 | 0 | 0 | 0 | 0 | 0 | 0 | 0 | 0 | 0 | 0
Industrial_Industrial - Int_New_Process_Natural Gas_Other Process_E8_Baseline Forecast | Industrial | Industrial - Int | New | Process | Natural Gas | Other Process | E8 |  | Baseline Forecast | 0 | 0 | 0 | 0 | 0 | 0 | 0 | 0 | 0 | 0 | 0 | 0 | 0 | 0 | 0 | 0 | 0 | 0 | 0 | 0 | 0 | 0 | 0 | 0 | 0 | 0 | 0 | 0 | 0 | 0 | 0 | 0 | 0
Industrial_Industrial - Int_New_Process_Natural Gas_Other Process_E9_Baseline Forecast | Industrial | Industrial - Int | New | Process | Natural Gas | Other Process | E9 |  | Baseline Forecast | 0 | 0 | 0 | 0 | 0 | 0 | 0 | 0 | 0 | 0 | 0 | 0 | 0 | 0 | 0 | 0 | 0 | 0 | 0 | 0 | 0 | 0 | 0 | 0 | 0 | 0 | 0 | 0 | 0 | 0 | 0 | 0 | 0
Industrial_Industrial - Int_New_Process_Natural Gas_Other Process_E10_Baseline Forecast | Industrial | Industrial - Int | New | Process | Natural Gas | Other Process | E10 |  | Baseline Forecast | 0 | 0 | 0 | 0 | 0 | 0 | 0 | 0 | 0 | 0 | 0 | 0 | 0 | 0 | 0 | 0 | 0 | 0 | 0 | 0 | 0 | 0 | 0 | 0 | 0 | 0 | 0 | 0 | 0 | 0 | 0 | 0 | 0
Industrial_Industrial - Int_New_Miscellaneous_Natural Gas_Miscellaneous_E1_Baseline Forecast | Industrial | Industrial - Int | New | Miscellaneous | Natural Gas | Miscellaneous | E1 |  | Baseline Forecast | 0 | 17.5895 | 17.2862 | 27.6907 | 22.6064 | 12.1593 | 17.6741 | 16.7235 | 18.8304 | 13.2402 | 18.1019 | 24.2241 | 26.6929 | 22.7599 | 25.0795 | 22.8847 | 28.395 | 22.0518 | 26.1923 | 25.4188 | 30.0819 | 25.8607 | 29.7509 | 29.1213 | 32.8758 | 26.4826 | 31.5349 | 30.2819 | 34.3167 | 28.5269 | 33.0514 | 39.6774 | 40.5292
Industrial_Industrial - Int_New_Miscellaneous_Natural Gas_Miscellaneous_E2_Baseline Forecast | Industrial | Industrial - Int | New | Miscellaneous | Natural Gas | Miscellaneous | E2 |  | Baseline Forecast | 0 | 0 | 0 | 0 | 0 | 0 | 0 | 0 | 0 | 0 | 0 | 0 | 0 | 0 | 0 | 0 | 0 | 0 | 0 | 0 | 0 | 0 | 0 | 0 | 0 | 0 | 0 | 0 | 0 | 0 | 0 | 0 | 0
Industrial_Industrial - Int_New_Miscellaneous_Natural Gas_Miscellaneous_E3_Baseline Forecast | Industrial | Industrial - Int | New | Miscellaneous | Natural Gas | Miscellaneous | E3 |  | Baseline Forecast | 0 | 0 | 0 | 0 | 0 | 0 | 0 | 0 | 0 | 0 | 0 | 0 | 0 | 0 | 0 | 0 | 0 | 0 | 0 | 0 | 0 | 0 | 0 | 0 | 0 | 0 | 0 | 0 | 0 | 0 | 0 | 0 | 0
Industrial_Industrial - Int_New_Miscellaneous_Natural Gas_Miscellaneous_E4_Baseline Forecast | Industrial | Industrial - Int | New | Miscellaneous | Natural Gas | Miscellaneous | E4 |  | Baseline Forecast | 0 | 0 | 0 | 0 | 0 | 0 | 0 | 0 | 0 | 0 | 0 | 0 | 0 | 0 | 0 | 0 | 0 | 0 | 0 | 0 | 0 | 0 | 0 | 0 | 0 | 0 | 0 | 0 | 0 | 0 | 0 | 0 | 0
Industrial_Industrial - Int_New_Miscellaneous_Natural Gas_Miscellaneous_E5_Baseline Forecast | Industrial | Industrial - Int | New | Miscellaneous | Natural Gas | Miscellaneous | E5 |  | Baseline Forecast | 0 | 0 | 0 | 0 | 0 | 0 | 0 | 0 | 0 | 0 | 0 | 0 | 0 | 0 | 0 | 0 | 0 | 0 | 0 | 0 | 0 | 0 | 0 | 0 | 0 | 0 | 0 | 0 | 0 | 0 | 0 | 0 | 0
Industrial_Industrial - Int_New_Miscellaneous_Natural Gas_Miscellaneous_E6_Baseline Forecast | Industrial | Industrial - Int | New | Miscellaneous | Natural Gas | Miscellaneous | E6 |  | Baseline Forecast | 0 | 0 | 0 | 0 | 0 | 0 | 0 | 0 | 0 | 0 | 0 | 0 | 0 | 0 | 0 | 0 | 0 | 0 | 0 | 0 | 0 | 0 | 0 | 0 | 0 | 0 | 0 | 0 | 0 | 0 | 0 | 0 | 0
Industrial_Industrial - Int_New_Miscellaneous_Natural Gas_Miscellaneous_E7_Baseline Forecast | Industrial | Industrial - Int | New | Miscellaneous | Natural Gas | Miscellaneous | E7 |  | Baseline Forecast | 0 | 0 | 0 | 0 | 0 | 0 | 0 | 0 | 0 | 0 | 0 | 0 | 0 | 0 | 0 | 0 | 0 | 0 | 0 | 0 | 0 | 0 | 0 | 0 | 0 | 0 | 0 | 0 | 0 | 0 | 0 | 0 | 0
Industrial_Industrial - Int_New_Miscellaneous_Natural Gas_Miscellaneous_E8_Baseline Forecast | Industrial | Industrial - Int | New | Miscellaneous | Natural Gas | Miscellaneous | E8 |  | Baseline Forecast | 0 | 0 | 0 | 0 | 0 | 0 | 0 | 0 | 0 | 0 | 0 | 0 | 0 | 0 | 0 | 0 | 0 | 0 | 0 | 0 | 0 | 0 | 0 | 0 | 0 | 0 | 0 | 0 | 0 | 0 | 0 | 0 | 0
Industrial_Industrial - Int_New_Miscellaneous_Natural Gas_Miscellaneous_E9_Baseline Forecast | Industrial | Industrial - Int | New | Miscellaneous | Natural Gas | Miscellaneous | E9 |  | Baseline Forecast | 0 | 0 | 0 | 0 | 0 | 0 | 0 | 0 | 0 | 0 | 0 | 0 | 0 | 0 | 0 | 0 | 0 | 0 | 0 | 0 | 0 | 0 | 0 | 0 | 0 | 0 | 0 | 0 | 0 | 0 | 0 | 0 | 0
Industrial_Industrial - Int_New_Miscellaneous_Natural Gas_Miscellaneous_E10_Baseline Forecast | Industrial | Industrial - Int | New | Miscellaneous | Natural Gas | Miscellaneous | E10 |  | Baseline Forecast | 0 | 0 | 0 | 0 | 0 | 0 | 0 | 0 | 0 | 0 | 0 | 0 | 0 | 0 | 0 | 0 | 0 | 0 | 0 | 0 | 0 | 0 | 0 | 0 | 0 | 0 | 0 | 0 | 0 | 0 | 0 | 0 | 0
Industrial_Electronics Manufacturing_Existing_Space Heating_Natural Gas_Furnace_E1_Baseline Forecast | Industrial | Electronics Manufacturing | Existing | Space Heating | Natural Gas | Furnace | E1 |  | Baseline Forecast | 0 | 0 | 0 | 0 | 0 | 0 | 0 | 0 | 0 | 0 | 0 | 0 | 0 | 0 | 0 | 0 | 0 | 0 | 0 | 0 | 0 | 0 | 0 | 0 | 0 | 0 | 0 | 0 | 0 | 0 | 0 | 0 | 0
Industrial_Electronics Manufacturing_Existing_Space Heating_Natural Gas_Furnace_E2_Baseline Forecast | Industrial | Electronics Manufacturing | Existing | Space Heating | Natural Gas | Furnace | E2 |  | Baseline Forecast | 0 | 0 | 0 | 0 | 0 | 0 | 0 | 0 | 0 | 0 | 0 | 0 | 0 | 0 | 0 | 0 | 0 | 0 | 0 | 0 | 0 | 0 | 0 | 0 | 0 | 0 | 0 | 0 | 0 | 0 | 0 | 0 | 0
Industrial_Electronics Manufacturing_Existing_Space Heating_Natural Gas_Furnace_E3_Baseline Forecast | Industrial | Electronics Manufacturing | Existing | Space Heating | Natural Gas | Furnace | E3 |  | Baseline Forecast | 0 | 0 | 0 | 0 | 0 | 0 | 0 | 0 | 0 | 0 | 0 | 0 | 0 | 0 | 0 | 0 | 0 | 0 | 0 | 0 | 0 | 0 | 0 | 0 | 0 | 0 | 0 | 0 | 0 | 0 | 0 | 0 | 0
Industrial_Electronics Manufacturing_Existing_Space Heating_Natural Gas_Furnace_E4_Baseline Forecast | Industrial | Electronics Manufacturing | Existing | Space Heating | Natural Gas | Furnace | E4 |  | Baseline Forecast | 0 | 0 | 0 | 0 | 0 | 0 | 0 | 0 | 0 | 0 | 0 | 0 | 0 | 0 | 0 | 0 | 0 | 0 | 0 | 0 | 0 | 0 | 0 | 0 | 0 | 0 | 0 | 0 | 0 | 0 | 0 | 0 | 0
Industrial_Electronics Manufacturing_Existing_Space Heating_Natural Gas_Furnace_E5_Baseline Forecast | Industrial | Electronics Manufacturing | Existing | Space Heating | Natural Gas | Furnace | E5 |  | Baseline Forecast | 0 | 0 | 0 | 0 | 0 | 0 | 0 | 0 | 0 | 0 | 0 | 0 | 0 | 0 | 0 | 0 | 0 | 0 | 0 | 0 | 0 | 0 | 0 | 0 | 0 | 0 | 0 | 0 | 0 | 0 | 0 | 0 | 0
Industrial_Electronics Manufacturing_Existing_Space Heating_Natural Gas_Furnace_E6_Baseline Forecast | Industrial | Electronics Manufacturing | Existing | Space Heating | Natural Gas | Furnace | E6 |  | Baseline Forecast | 0 | 0 | 0 | 0 | 0 | 0 | 0 | 0 | 0 | 0 | 0 | 0 | 0 | 0 | 0 | 0 | 0 | 0 | 0 | 0 | 0 | 0 | 0 | 0 | 0 | 0 | 0 | 0 | 0 | 0 | 0 | 0 | 0
Industrial_Electronics Manufacturing_Existing_Space Heating_Natural Gas_Furnace_E7_Baseline Forecast | Industrial | Electronics Manufacturing | Existing | Space Heating | Natural Gas | Furnace | E7 |  | Baseline Forecast | 0 | 0 | 0 | 0 | 0 | 0 | 0 | 0 | 0 | 0 | 0 | 0 | 0 | 0 | 0 | 0 | 0 | 0 | 0 | 0 | 0 | 0 | 0 | 0 | 0 | 0 | 0 | 0 | 0 | 0 | 0 | 0 | 0
Industrial_Electronics Manufacturing_Existing_Space Heating_Natural Gas_Furnace_E8_Baseline Forecast | Industrial | Electronics Manufacturing | Existing | Space Heating | Natural Gas | Furnace | E8 |  | Baseline Forecast | 0 | 0 | 0 | 0 | 0 | 0 | 0 | 0 | 0 | 0 | 0 | 0 | 0 | 0 | 0 | 0 | 0 | 0 | 0 | 0 | 0 | 0 | 0 | 0 | 0 | 0 | 0 | 0 | 0 | 0 | 0 | 0 | 0
Industrial_Electronics Manufacturing_Existing_Space Heating_Natural Gas_Furnace_E9_Baseline Forecast | Industrial | Electronics Manufacturing | Existing | Space Heating | Natural Gas | Furnace | E9 |  | Baseline Forecast | 0 | 0 | 0 | 0 | 0 | 0 | 0 | 0 | 0 | 0 | 0 | 0 | 0 | 0 | 0 | 0 | 0 | 0 | 0 | 0 | 0 | 0 | 0 | 0 | 0 | 0 | 0 | 0 | 0 | 0 | 0 | 0 | 0
Industrial_Electronics Manufacturing_Existing_Space Heating_Natural Gas_Furnace_E10_Baseline Forecast | Industrial | Electronics Manufacturing | Existing | Space Heating | Natural Gas | Furnace | E10 |  | Baseline Forecast | 0 | 0 | 0 | 0 | 0 | 0 | 0 | 0 | 0 | 0 | 0 | 0 | 0 | 0 | 0 | 0 | 0 | 0 | 0 | 0 | 0 | 0 | 0 | 0 | 0 | 0 | 0 | 0 | 0 | 0 | 0 | 0 | 0
Industrial_Electronics Manufacturing_Existing_Space Heating_Natural Gas_Boiler_E1_Baseline Forecast | Industrial | Electronics Manufacturing | Existing | Space Heating | Natural Gas | Boiler | E1 |  | Baseline Forecast | 0 | 0 | 0 | 0 | 0 | 0 | 0 | 0 | 0 | 0 | 0 | 0 | 0 | 0 | 0 | 0 | 0 | 0 | 0 | 0 | 0 | 0 | 0 | 0 | 0 | 0 | 0 | 0 | 0 | 0 | 0 | 0 | 0
Industrial_Electronics Manufacturing_Existing_Space Heating_Natural Gas_Boiler_E2_Baseline Forecast | Industrial | Electronics Manufacturing | Existing | Space Heating | Natural Gas | Boiler | E2 |  | Baseline Forecast | 0 | 0 | 0 | 0 | 0 | 0 | 0 | 0 | 0 | 0 | 0 | 0 | 0 | 0 | 0 | 0 | 0 | 0 | 0 | 0 | 0 | 0 | 0 | 0 | 0 | 0 | 0 | 0 | 0 | 0 | 0 | 0 | 0
Industrial_Electronics Manufacturing_Existing_Space Heating_Natural Gas_Boiler_E3_Baseline Forecast | Industrial | Electronics Manufacturing | Existing | Space Heating | Natural Gas | Boiler | E3 |  | Baseline Forecast | 0 | 0 | 0 | 0 | 0 | 0 | 0 | 0 | 0 | 0 | 0 | 0 | 0 | 0 | 0 | 0 | 0 | 0 | 0 | 0 | 0 | 0 | 0 | 0 | 0 | 0 | 0 | 0 | 0 | 0 | 0 | 0 | 0
Industrial_Electronics Manufacturing_Existing_Space Heating_Natural Gas_Boiler_E4_Baseline Forecast | Industrial | Electronics Manufacturing | Existing | Space Heating | Natural Gas | Boiler | E4 |  | Baseline Forecast | 0 | 0 | 0 | 0 | 0 | 0 | 0 | 0 | 0 | 0 | 0 | 0 | 0 | 0 | 0 | 0 | 0 | 0 | 0 | 0 | 0 | 0 | 0 | 0 | 0 | 0 | 0 | 0 | 0 | 0 | 0 | 0 | 0
Industrial_Electronics Manufacturing_Existing_Space Heating_Natural Gas_Boiler_E5_Baseline Forecast | Industrial | Electronics Manufacturing | Existing | Space Heating | Natural Gas | Boiler | E5 |  | Baseline Forecast | 0 | 0 | 0 | 0 | 0 | 0 | 0 | 0 | 0 | 0 | 0 | 0 | 0 | 0 | 0 | 0 | 0 | 0 | 0 | 0 | 0 | 0 | 0 | 0 | 0 | 0 | 0 | 0 | 0 | 0 | 0 | 0 | 0
Industrial_Electronics Manufacturing_Existing_Space Heating_Natural Gas_Boiler_E6_Baseline Forecast | Industrial | Electronics Manufacturing | Existing | Space Heating | Natural Gas | Boiler | E6 |  | Baseline Forecast | 0 | 0 | 0 | 0 | 0 | 0 | 0 | 0 | 0 | 0 | 0 | 0 | 0 | 0 | 0 | 0 | 0 | 0 | 0 | 0 | 0 | 0 | 0 | 0 | 0 | 0 | 0 | 0 | 0 | 0 | 0 | 0 | 0
Industrial_Electronics Manufacturing_Existing_Space Heating_Natural Gas_Boiler_E7_Baseline Forecast | Industrial | Electronics Manufacturing | Existing | Space Heating | Natural Gas | Boiler | E7 |  | Baseline Forecast | 0 | 0 | 0 | 0 | 0 | 0 | 0 | 0 | 0 | 0 | 0 | 0 | 0 | 0 | 0 | 0 | 0 | 0 | 0 | 0 | 0 | 0 | 0 | 0 | 0 | 0 | 0 | 0 | 0 | 0 | 0 | 0 | 0
Industrial_Electronics Manufacturing_Existing_Space Heating_Natural Gas_Boiler_E8_Baseline Forecast | Industrial | Electronics Manufacturing | Existing | Space Heating | Natural Gas | Boiler | E8 |  | Baseline Forecast | 0 | 0 | 0 | 0 | 0 | 0 | 0 | 0 | 0 | 0 | 0 | 0 | 0 | 0 | 0 | 0 | 0 | 0 | 0 | 0 | 0 | 0 | 0 | 0 | 0 | 0 | 0 | 0 | 0 | 0 | 0 | 0 | 0
Industrial_Electronics Manufacturing_Existing_Space Heating_Natural Gas_Boiler_E9_Baseline Forecast | Industrial | Electronics Manufacturing | Existing | Space Heating | Natural Gas | Boiler | E9 |  | Baseline Forecast | 0 | 0 | 0 | 0 | 0 | 0 | 0 | 0 | 0 | 0 | 0 | 0 | 0 | 0 | 0 | 0 | 0 | 0 | 0 | 0 | 0 | 0 | 0 | 0 | 0 | 0 | 0 | 0 | 0 | 0 | 0 | 0 | 0
Industrial_Electronics Manufacturing_Existing_Space Heating_Natural Gas_Boiler_E10_Baseline Forecast | Industrial | Electronics Manufacturing | Existing | Space Heating | Natural Gas | Boiler | E10 |  | Baseline Forecast | 0 | 0 | 0 | 0 | 0 | 0 | 0 | 0 | 0 | 0 | 0 | 0 | 0 | 0 | 0 | 0 | 0 | 0 | 0 | 0 | 0 | 0 | 0 | 0 | 0 | 0 | 0 | 0 | 0 | 0 | 0 | 0 | 0
Industrial_Electronics Manufacturing_Existing_Space Heating_Natural Gas_Unit Heater_E1_Baseline Forecast | Industrial | Electronics Manufacturing | Existing | Space Heating | Natural Gas | Unit Heater | E1 |  | Baseline Forecast | 0 | 0 | 0 | 0 | 0 | 0 | 0 | 0 | 0 | 0 | 0 | 0 | 0 | 0 | 0 | 0 | 0 | 0 | 0 | 0 | 0 | 0 | 0 | 0 | 0 | 0 | 0 | 0 | 0 | 0 | 0 | 0 | 0
Industrial_Electronics Manufacturing_Existing_Space Heating_Natural Gas_Unit Heater_E2_Baseline Forecast | Industrial | Electronics Manufacturing | Existing | Space Heating | Natural Gas | Unit Heater | E2 |  | Baseline Forecast | 0 | 0 | 0 | 0 | 0 | 0 | 0 | 0 | 0 | 0 | 0 | 0 | 0 | 0 | 0 | 0 | 0 | 0 | 0 | 0 | 0 | 0 | 0 | 0 | 0 | 0 | 0 | 0 | 0 | 0 | 0 | 0 | 0
Industrial_Electronics Manufacturing_Existing_Space Heating_Natural Gas_Unit Heater_E3_Baseline Forecast | Industrial | Electronics Manufacturing | Existing | Space Heating | Natural Gas | Unit Heater | E3 |  | Baseline Forecast | 0 | 0 | 0 | 0 | 0 | 0 | 0 | 0 | 0 | 0 | 0 | 0 | 0 | 0 | 0 | 0 | 0 | 0 | 0 | 0 | 0 | 0 | 0 | 0 | 0 | 0 | 0 | 0 | 0 | 0 | 0 | 0 | 0
Industrial_Electronics Manufacturing_Existing_Space Heating_Natural Gas_Unit Heater_E4_Baseline Forecast | Industrial | Electronics Manufacturing | Existing | Space Heating | Natural Gas | Unit Heater | E4 |  | Baseline Forecast | 0 | 0 | 0 | 0 | 0 | 0 | 0 | 0 | 0 | 0 | 0 | 0 | 0 | 0 | 0 | 0 | 0 | 0 | 0 | 0 | 0 | 0 | 0 | 0 | 0 | 0 | 0 | 0 | 0 | 0 | 0 | 0 | 0
Industrial_Electronics Manufacturing_Existing_Space Heating_Natural Gas_Unit Heater_E5_Baseline Forecast | Industrial | Electronics Manufacturing | Existing | Space Heating | Natural Gas | Unit Heater | E5 |  | Baseline Forecast | 0 | 0 | 0 | 0 | 0 | 0 | 0 | 0 | 0 | 0 | 0 | 0 | 0 | 0 | 0 | 0 | 0 | 0 | 0 | 0 | 0 | 0 | 0 | 0 | 0 | 0 | 0 | 0 | 0 | 0 | 0 | 0 | 0
Industrial_Electronics Manufacturing_Existing_Space Heating_Natural Gas_Unit Heater_E6_Baseline Forecast | Industrial | Electronics Manufacturing | Existing | Space Heating | Natural Gas | Unit Heater | E6 |  | Baseline Forecast | 0 | 0 | 0 | 0 | 0 | 0 | 0 | 0 | 0 | 0 | 0 | 0 | 0 | 0 | 0 | 0 | 0 | 0 | 0 | 0 | 0 | 0 | 0 | 0 | 0 | 0 | 0 | 0 | 0 | 0 | 0 | 0 | 0
Industrial_Electronics Manufacturing_Existing_Space Heating_Natural Gas_Unit Heater_E7_Baseline Forecast | Industrial | Electronics Manufacturing | Existing | Space Heating | Natural Gas | Unit Heater | E7 |  | Baseline Forecast | 0 | 0 | 0 | 0 | 0 | 0 | 0 | 0 | 0 | 0 | 0 | 0 | 0 | 0 | 0 | 0 | 0 | 0 | 0 | 0 | 0 | 0 | 0 | 0 | 0 | 0 | 0 | 0 | 0 | 0 | 0 | 0 | 0
Industrial_Electronics Manufacturing_Existing_Space Heating_Natural Gas_Unit Heater_E8_Baseline Forecast | Industrial | Electronics Manufacturing | Existing | Space Heating | Natural Gas | Unit Heater | E8 |  | Baseline Forecast | 0 | 0 | 0 | 0 | 0 | 0 | 0 | 0 | 0 | 0 | 0 | 0 | 0 | 0 | 0 | 0 | 0 | 0 | 0 | 0 | 0 | 0 | 0 | 0 | 0 | 0 | 0 | 0 | 0 | 0 | 0 | 0 | 0
Industrial_Electronics Manufacturing_Existing_Space Heating_Natural Gas_Unit Heater_E9_Baseline Forecast | Industrial | Electronics Manufacturing | Existing | Space Heating | Natural Gas | Unit Heater | E9 |  | Baseline Forecast | 0 | 0 | 0 | 0 | 0 | 0 | 0 | 0 | 0 | 0 | 0 | 0 | 0 | 0 | 0 | 0 | 0 | 0 | 0 | 0 | 0 | 0 | 0 | 0 | 0 | 0 | 0 | 0 | 0 | 0 | 0 | 0 | 0
Industrial_Electronics Manufacturing_Existing_Space Heating_Natural Gas_Unit Heater_E10_Baseline Forecast | Industrial | Electronics Manufacturing | Existing | Space Heating | Natural Gas | Unit Heater | E10 |  | Baseline Forecast | 0 | 0 | 0 | 0 | 0 | 0 | 0 | 0 | 0 | 0 | 0 | 0 | 0 | 0 | 0 | 0 | 0 | 0 | 0 | 0 | 0 | 0 | 0 | 0 | 0 | 0 | 0 | 0 | 0 | 0 | 0 | 0 | 0
Industrial_Electronics Manufacturing_Existing_Process_Natural Gas_Process Heating_E1_Baseline Forecast | Industrial | Electronics Manufacturing | Existing | Process | Natural Gas | Process Heating | E1 |  | Baseline Forecast | 0 | 0 | 0 | 0 | 0 | 0 | 0 | 0 | 0 | 0 | 0 | 0 | 0 | 0 | 0 | 0 | 0 | 0 | 0 | 0 | 0 | 0 | 0 | 0 | 0 | 0 | 0 | 0 | 0 | 0 | 0 | 0 | 0
Industrial_Electronics Manufacturing_Existing_Process_Natural Gas_Process Heating_E2_Baseline Forecast | Industrial | Electronics Manufacturing | Existing | Process | Natural Gas | Process Heating | E2 |  | Baseline Forecast | 0 | 0 | 0 | 0 | 0 | 0 | 0 | 0 | 0 | 0 | 0 | 0 | 0 | 0 | 0 | 0 | 0 | 0 | 0 | 0 | 0 | 0 | 0 | 0 | 0 | 0 | 0 | 0 | 0 | 0 | 0 | 0 | 0
Industrial_Electronics Manufacturing_Existing_Process_Natural Gas_Process Heating_E3_Baseline Forecast | Industrial | Electronics Manufacturing | Existing | Process | Natural Gas | Process Heating | E3 |  | Baseline Forecast | 0 | 0 | 0 | 0 | 0 | 0 | 0 | 0 | 0 | 0 | 0 | 0 | 0 | 0 | 0 | 0 | 0 | 0 | 0 | 0 | 0 | 0 | 0 | 0 | 0 | 0 | 0 | 0 | 0 | 0 | 0 | 0 | 0
Industrial_Electronics Manufacturing_Existing_Process_Natural Gas_Process Heating_E4_Baseline Forecast | Industrial | Electronics Manufacturing | Existing | Process | Natural Gas | Process Heating | E4 |  | Baseline Forecast | 0 | 0 | 0 | 0 | 0 | 0 | 0 | 0 | 0 | 0 | 0 | 0 | 0 | 0 | 0 | 0 | 0 | 0 | 0 | 0 | 0 | 0 | 0 | 0 | 0 | 0 | 0 | 0 | 0 | 0 | 0 | 0 | 0
Industrial_Electronics Manufacturing_Existing_Process_Natural Gas_Process Heating_E5_Baseline Forecast | Industrial | Electronics Manufacturing | Existing | Process | Natural Gas | Process Heating | E5 |  | Baseline Forecast | 0 | 0 | 0 | 0 | 0 | 0 | 0 | 0 | 0 | 0 | 0 | 0 | 0 | 0 | 0 | 0 | 0 | 0 | 0 | 0 | 0 | 0 | 0 | 0 | 0 | 0 | 0 | 0 | 0 | 0 | 0 | 0 | 0
Industrial_Electronics Manufacturing_Existing_Process_Natural Gas_Process Heating_E6_Baseline Forecast | Industrial | Electronics Manufacturing | Existing | Process | Natural Gas | Process Heating | E6 |  | Baseline Forecast | 0 | 0 | 0 | 0 | 0 | 0 | 0 | 0 | 0 | 0 | 0 | 0 | 0 | 0 | 0 | 0 | 0 | 0 | 0 | 0 | 0 | 0 | 0 | 0 | 0 | 0 | 0 | 0 | 0 | 0 | 0 | 0 | 0
Industrial_Electronics Manufacturing_Existing_Process_Natural Gas_Process Heating_E7_Baseline Forecast | Industrial | Electronics Manufacturing | Existing | Process | Natural Gas | Process Heating | E7 |  | Baseline Forecast | 0 | 0 | 0 | 0 | 0 | 0 | 0 | 0 | 0 | 0 | 0 | 0 | 0 | 0 | 0 | 0 | 0 | 0 | 0 | 0 | 0 | 0 | 0 | 0 | 0 | 0 | 0 | 0 | 0 | 0 | 0 | 0 | 0
Industrial_Electronics Manufacturing_Existing_Process_Natural Gas_Process Heating_E8_Baseline Forecast | Industrial | Electronics Manufacturing | Existing | Process | Natural Gas | Process Heating | E8 |  | Baseline Forecast | 0 | 0 | 0 | 0 | 0 | 0 | 0 | 0 | 0 | 0 | 0 | 0 | 0 | 0 | 0 | 0 | 0 | 0 | 0 | 0 | 0 | 0 | 0 | 0 | 0 | 0 | 0 | 0 | 0 | 0 | 0 | 0 | 0
Industrial_Electronics Manufacturing_Existing_Process_Natural Gas_Process Heating_E9_Baseline Forecast | Industrial | Electronics Manufacturing | Existing | Process | Natural Gas | Process Heating | E9 |  | Baseline Forecast | 0 | 0 | 0 | 0 | 0 | 0 | 0 | 0 | 0 | 0 | 0 | 0 | 0 | 0 | 0 | 0 | 0 | 0 | 0 | 0 | 0 | 0 | 0 | 0 | 0 | 0 | 0 | 0 | 0 | 0 | 0 | 0 | 0
Industrial_Electronics Manufacturing_Existing_Process_Natural Gas_Process Heating_E10_Baseline Forecast | Industrial | Electronics Manufacturing | Existing | Process | Natural Gas | Process Heating | E10 |  | Baseline Forecast | 0 | 0 | 0 | 0 | 0 | 0 | 0 | 0 | 0 | 0 | 0 | 0 | 0 | 0 | 0 | 0 | 0 | 0 | 0 | 0 | 0 | 0 | 0 | 0 | 0 | 0 | 0 | 0 | 0 | 0 | 0 | 0 | 0
Industrial_Electronics Manufacturing_Existing_Process_Natural Gas_Process Boiler_E1_Baseline Forecast | Industrial | Electronics Manufacturing | Existing | Process | Natural Gas | Process Boiler | E1 |  | Baseline Forecast | 0 | 0 | 0 | 0 | 0 | 0 | 0 | 0 | 0 | 0 | 0 | 0 | 0 | 0 | 0 | 0 | 0 | 0 | 0 | 0 | 0 | 0 | 0 | 0 | 0 | 0 | 0 | 0 | 0 | 0 | 0 | 0 | 0
Industrial_Electronics Manufacturing_Existing_Process_Natural Gas_Process Boiler_E2_Baseline Forecast | Industrial | Electronics Manufacturing | Existing | Process | Natural Gas | Process Boiler | E2 |  | Baseline Forecast | 0 | 0 | 0 | 0 | 0 | 0 | 0 | 0 | 0 | 0 | 0 | 0 | 0 | 0 | 0 | 0 | 0 | 0 | 0 | 0 | 0 | 0 | 0 | 0 | 0 | 0 | 0 | 0 | 0 | 0 | 0 | 0 | 0
Industrial_Electronics Manufacturing_Existing_Process_Natural Gas_Process Boiler_E3_Baseline Forecast | Industrial | Electronics Manufacturing | Existing | Process | Natural Gas | Process Boiler | E3 |  | Baseline Forecast | 0 | 0 | 0 | 0 | 0 | 0 | 0 | 0 | 0 | 0 | 0 | 0 | 0 | 0 | 0 | 0 | 0 | 0 | 0 | 0 | 0 | 0 | 0 | 0 | 0 | 0 | 0 | 0 | 0 | 0 | 0 | 0 | 0
Industrial_Electronics Manufacturing_Existing_Process_Natural Gas_Process Boiler_E4_Baseline Forecast | Industrial | Electronics Manufacturing | Existing | Process | Natural Gas | Process Boiler | E4 |  | Baseline Forecast | 0 | 0 | 0 | 0 | 0 | 0 | 0 | 0 | 0 | 0 | 0 | 0 | 0 | 0 | 0 | 0 | 0 | 0 | 0 | 0 | 0 | 0 | 0 | 0 | 0 | 0 | 0 | 0 | 0 | 0 | 0 | 0 | 0
Industrial_Electronics Manufacturing_Existing_Process_Natural Gas_Process Boiler_E5_Baseline Forecast | Industrial | Electronics Manufacturing | Existing | Process | Natural Gas | Process Boiler | E5 |  | Baseline Forecast | 0 | 0 | 0 | 0 | 0 | 0 | 0 | 0 | 0 | 0 | 0 | 0 | 0 | 0 | 0 | 0 | 0 | 0 | 0 | 0 | 0 | 0 | 0 | 0 | 0 | 0 | 0 | 0 | 0 | 0 | 0 | 0 | 0
Industrial_Electronics Manufacturing_Existing_Process_Natural Gas_Process Boiler_E6_Baseline Forecast | Industrial | Electronics Manufacturing | Existing | Process | Natural Gas | Process Boiler | E6 |  | Baseline Forecast | 0 | 0 | 0 | 0 | 0 | 0 | 0 | 0 | 0 | 0 | 0 | 0 | 0 | 0 | 0 | 0 | 0 | 0 | 0 | 0 | 0 | 0 | 0 | 0 | 0 | 0 | 0 | 0 | 0 | 0 | 0 | 0 | 0
Industrial_Electronics Manufacturing_Existing_Process_Natural Gas_Process Boiler_E7_Baseline Forecast | Industrial | Electronics Manufacturing | Existing | Process | Natural Gas | Process Boiler | E7 |  | Baseline Forecast | 0 | 0 | 0 | 0 | 0 | 0 | 0 | 0 | 0 | 0 | 0 | 0 | 0 | 0 | 0 | 0 | 0 | 0 | 0 | 0 | 0 | 0 | 0 | 0 | 0 | 0 | 0 | 0 | 0 | 0 | 0 | 0 | 0
Industrial_Electronics Manufacturing_Existing_Process_Natural Gas_Process Boiler_E8_Baseline Forecast | Industrial | Electronics Manufacturing | Existing | Process | Natural Gas | Process Boiler | E8 |  | Baseline Forecast | 0 | 0 | 0 | 0 | 0 | 0 | 0 | 0 | 0 | 0 | 0 | 0 | 0 | 0 | 0 | 0 | 0 | 0 | 0 | 0 | 0 | 0 | 0 | 0 | 0 | 0 | 0 | 0 | 0 | 0 | 0 | 0 | 0
Industrial_Electronics Manufacturing_Existing_Process_Natural Gas_Process Boiler_E9_Baseline Forecast | Industrial | Electronics Manufacturing | Existing | Process | Natural Gas | Process Boiler | E9 |  | Baseline Forecast | 0 | 0 | 0 | 0 | 0 | 0 | 0 | 0 | 0 | 0 | 0 | 0 | 0 | 0 | 0 | 0 | 0 | 0 | 0 | 0 | 0 | 0 | 0 | 0 | 0 | 0 | 0 | 0 | 0 | 0 | 0 | 0 | 0
Industrial_Electronics Manufacturing_Existing_Process_Natural Gas_Process Boiler_E10_Baseline Forecast | Industrial | Electronics Manufacturing | Existing | Process | Natural Gas | Process Boiler | E10 |  | Baseline Forecast | 0 | 0 | 0 | 0 | 0 | 0 | 0 | 0 | 0 | 0 | 0 | 0 | 0 | 0 | 0 | 0 | 0 | 0 | 0 | 0 | 0 | 0 | 0 | 0 | 0 | 0 | 0 | 0 | 0 | 0 | 0 | 0 | 0
Industrial_Electronics Manufacturing_Existing_Process_Natural Gas_Process Cooling_E1_Baseline Forecast | Industrial | Electronics Manufacturing | Existing | Process | Natural Gas | Process Cooling | E1 |  | Baseline Forecast | 0 | 0 | 0 | 0 | 0 | 0 | 0 | 0 | 0 | 0 | 0 | 0 | 0 | 0 | 0 | 0 | 0 | 0 | 0 | 0 | 0 | 0 | 0 | 0 | 0 | 0 | 0 | 0 | 0 | 0 | 0 | 0 | 0
Industrial_Electronics Manufacturing_Existing_Process_Natural Gas_Process Cooling_E2_Baseline Forecast | Industrial | Electronics Manufacturing | Existing | Process | Natural Gas | Process Cooling | E2 |  | Baseline Forecast | 0 | 0 | 0 | 0 | 0 | 0 | 0 | 0 | 0 | 0 | 0 | 0 | 0 | 0 | 0 | 0 | 0 | 0 | 0 | 0 | 0 | 0 | 0 | 0 | 0 | 0 | 0 | 0 | 0 | 0 | 0 | 0 | 0
Industrial_Electronics Manufacturing_Existing_Process_Natural Gas_Process Cooling_E3_Baseline Forecast | Industrial | Electronics Manufacturing | Existing | Process | Natural Gas | Process Cooling | E3 |  | Baseline Forecast | 0 | 0 | 0 | 0 | 0 | 0 | 0 | 0 | 0 | 0 | 0 | 0 | 0 | 0 | 0 | 0 | 0 | 0 | 0 | 0 | 0 | 0 | 0 | 0 | 0 | 0 | 0 | 0 | 0 | 0 | 0 | 0 | 0
Industrial_Electronics Manufacturing_Existing_Process_Natural Gas_Process Cooling_E4_Baseline Forecast | Industrial | Electronics Manufacturing | Existing | Process | Natural Gas | Process Cooling | E4 |  | Baseline Forecast | 0 | 0 | 0 | 0 | 0 | 0 | 0 | 0 | 0 | 0 | 0 | 0 | 0 | 0 | 0 | 0 | 0 | 0 | 0 | 0 | 0 | 0 | 0 | 0 | 0 | 0 | 0 | 0 | 0 | 0 | 0 | 0 | 0
Industrial_Electronics Manufacturing_Existing_Process_Natural Gas_Process Cooling_E5_Baseline Forecast | Industrial | Electronics Manufacturing | Existing | Process | Natural Gas | Process Cooling | E5 |  | Baseline Forecast | 0 | 0 | 0 | 0 | 0 | 0 | 0 | 0 | 0 | 0 | 0 | 0 | 0 | 0 | 0 | 0 | 0 | 0 | 0 | 0 | 0 | 0 | 0 | 0 | 0 | 0 | 0 | 0 | 0 | 0 | 0 | 0 | 0
Industrial_Electronics Manufacturing_Existing_Process_Natural Gas_Process Cooling_E6_Baseline Forecast | Industrial | Electronics Manufacturing | Existing | Process | Natural Gas | Process Cooling | E6 |  | Baseline Forecast | 0 | 0 | 0 | 0 | 0 | 0 | 0 | 0 | 0 | 0 | 0 | 0 | 0 | 0 | 0 | 0 | 0 | 0 | 0 | 0 | 0 | 0 | 0 | 0 | 0 | 0 | 0 | 0 | 0 | 0 | 0 | 0 | 0
Industrial_Electronics Manufacturing_Existing_Process_Natural Gas_Process Cooling_E7_Baseline Forecast | Industrial | Electronics Manufacturing | Existing | Process | Natural Gas | Process Cooling | E7 |  | Baseline Forecast | 0 | 0 | 0 | 0 | 0 | 0 | 0 | 0 | 0 | 0 | 0 | 0 | 0 | 0 | 0 | 0 | 0 | 0 | 0 | 0 | 0 | 0 | 0 | 0 | 0 | 0 | 0 | 0 | 0 | 0 | 0 | 0 | 0
Industrial_Electronics Manufacturing_Existing_Process_Natural Gas_Process Cooling_E8_Baseline Forecast | Industrial | Electronics Manufacturing | Existing | Process | Natural Gas | Process Cooling | E8 |  | Baseline Forecast | 0 | 0 | 0 | 0 | 0 | 0 | 0 | 0 | 0 | 0 | 0 | 0 | 0 | 0 | 0 | 0 | 0 | 0 | 0 | 0 | 0 | 0 | 0 | 0 | 0 | 0 | 0 | 0 | 0 | 0 | 0 | 0 | 0
Industrial_Electronics Manufacturing_Existing_Process_Natural Gas_Process Cooling_E9_Baseline Forecast | Industrial | Electronics Manufacturing | Existing | Process | Natural Gas | Process Cooling | E9 |  | Baseline Forecast | 0 | 0 | 0 | 0 | 0 | 0 | 0 | 0 | 0 | 0 | 0 | 0 | 0 | 0 | 0 | 0 | 0 | 0 | 0 | 0 | 0 | 0 | 0 | 0 | 0 | 0 | 0 | 0 | 0 | 0 | 0 | 0 | 0
Industrial_Electronics Manufacturing_Existing_Process_Natural Gas_Process Cooling_E10_Baseline Forecast | Industrial | Electronics Manufacturing | Existing | Process | Natural Gas | Process Cooling | E10 |  | Baseline Forecast | 0 | 0 | 0 | 0 | 0 | 0 | 0 | 0 | 0 | 0 | 0 | 0 | 0 | 0 | 0 | 0 | 0 | 0 | 0 | 0 | 0 | 0 | 0 | 0 | 0 | 0 | 0 | 0 | 0 | 0 | 0 | 0 | 0
Industrial_Electronics Manufacturing_Existing_Process_Natural Gas_Other Process_E1_Baseline Forecast | Industrial | Electronics Manufacturing | Existing | Process | Natural Gas | Other Process | E1 |  | Baseline Forecast | 0 | 0 | 0 | 0 | 0 | 0 | 0 | 0 | 0 | 0 | 0 | 0 | 0 | 0 | 0 | 0 | 0 | 0 | 0 | 0 | 0 | 0 | 0 | 0 | 0 | 0 | 0 | 0 | 0 | 0 | 0 | 0 | 0
Industrial_Electronics Manufacturing_Existing_Process_Natural Gas_Other Process_E2_Baseline Forecast | Industrial | Electronics Manufacturing | Existing | Process | Natural Gas | Other Process | E2 |  | Baseline Forecast | 0 | 0 | 0 | 0 | 0 | 0 | 0 | 0 | 0 | 0 | 0 | 0 | 0 | 0 | 0 | 0 | 0 | 0 | 0 | 0 | 0 | 0 | 0 | 0 | 0 | 0 | 0 | 0 | 0 | 0 | 0 | 0 | 0
Industrial_Electronics Manufacturing_Existing_Process_Natural Gas_Other Process_E3_Baseline Forecast | Industrial | Electronics Manufacturing | Existing | Process | Natural Gas | Other Process | E3 |  | Baseline Forecast | 0 | 0 | 0 | 0 | 0 | 0 | 0 | 0 | 0 | 0 | 0 | 0 | 0 | 0 | 0 | 0 | 0 | 0 | 0 | 0 | 0 | 0 | 0 | 0 | 0 | 0 | 0 | 0 | 0 | 0 | 0 | 0 | 0
Industrial_Electronics Manufacturing_Existing_Process_Natural Gas_Other Process_E4_Baseline Forecast | Industrial | Electronics Manufacturing | Existing | Process | Natural Gas | Other Process | E4 |  | Baseline Forecast | 0 | 0 | 0 | 0 | 0 | 0 | 0 | 0 | 0 | 0 | 0 | 0 | 0 | 0 | 0 | 0 | 0 | 0 | 0 | 0 | 0 | 0 | 0 | 0 | 0 | 0 | 0 | 0 | 0 | 0 | 0 | 0 | 0
Industrial_Electronics Manufacturing_Existing_Process_Natural Gas_Other Process_E5_Baseline Forecast | Industrial | Electronics Manufacturing | Existing | Process | Natural Gas | Other Process | E5 |  | Baseline Forecast | 0 | 0 | 0 | 0 | 0 | 0 | 0 | 0 | 0 | 0 | 0 | 0 | 0 | 0 | 0 | 0 | 0 | 0 | 0 | 0 | 0 | 0 | 0 | 0 | 0 | 0 | 0 | 0 | 0 | 0 | 0 | 0 | 0
Industrial_Electronics Manufacturing_Existing_Process_Natural Gas_Other Process_E6_Baseline Forecast | Industrial | Electronics Manufacturing | Existing | Process | Natural Gas | Other Process | E6 |  | Baseline Forecast | 0 | 0 | 0 | 0 | 0 | 0 | 0 | 0 | 0 | 0 | 0 | 0 | 0 | 0 | 0 | 0 | 0 | 0 | 0 | 0 | 0 | 0 | 0 | 0 | 0 | 0 | 0 | 0 | 0 | 0 | 0 | 0 | 0
Industrial_Electronics Manufacturing_Existing_Process_Natural Gas_Other Process_E7_Baseline Forecast | Industrial | Electronics Manufacturing | Existing | Process | Natural Gas | Other Process | E7 |  | Baseline Forecast | 0 | 0 | 0 | 0 | 0 | 0 | 0 | 0 | 0 | 0 | 0 | 0 | 0 | 0 | 0 | 0 | 0 | 0 | 0 | 0 | 0 | 0 | 0 | 0 | 0 | 0 | 0 | 0 | 0 | 0 | 0 | 0 | 0
Industrial_Electronics Manufacturing_Existing_Process_Natural Gas_Other Process_E8_Baseline Forecast | Industrial | Electronics Manufacturing | Existing | Process | Natural Gas | Other Process | E8 |  | Baseline Forecast | 0 | 0 | 0 | 0 | 0 | 0 | 0 | 0 | 0 | 0 | 0 | 0 | 0 | 0 | 0 | 0 | 0 | 0 | 0 | 0 | 0 | 0 | 0 | 0 | 0 | 0 | 0 | 0 | 0 | 0 | 0 | 0 | 0
Industrial_Electronics Manufacturing_Existing_Process_Natural Gas_Other Process_E9_Baseline Forecast | Industrial | Electronics Manufacturing | Existing | Process | Natural Gas | Other Process | E9 |  | Baseline Forecast | 0 | 0 | 0 | 0 | 0 | 0 | 0 | 0 | 0 | 0 | 0 | 0 | 0 | 0 | 0 | 0 | 0 | 0 | 0 | 0 | 0 | 0 | 0 | 0 | 0 | 0 | 0 | 0 | 0 | 0 | 0 | 0 | 0
Industrial_Electronics Manufacturing_Existing_Process_Natural Gas_Other Process_E10_Baseline Forecast | Industrial | Electronics Manufacturing | Existing | Process | Natural Gas | Other Process | E10 |  | Baseline Forecast | 0 | 0 | 0 | 0 | 0 | 0 | 0 | 0 | 0 | 0 | 0 | 0 | 0 | 0 | 0 | 0 | 0 | 0 | 0 | 0 | 0 | 0 | 0 | 0 | 0 | 0 | 0 | 0 | 0 | 0 | 0 | 0 | 0
Industrial_Electronics Manufacturing_Existing_Miscellaneous_Natural Gas_Miscellaneous_E1_Baseline Forecast | Industrial | Electronics Manufacturing | Existing | Miscellaneous | Natural Gas | Miscellaneous | E1 |  | Baseline Forecast | 0 | 0 | 0 | 0 | 0 | 0 | 0 | 0 | 0 | 0 | 0 | 0 | 0 | 0 | 0 | 0 | 0 | 0 | 0 | 0 | 0 | 0 | 0 | 0 | 0 | 0 | 0 | 0 | 0 | 0 | 0 | 0 | 0
Industrial_Electronics Manufacturing_Existing_Miscellaneous_Natural Gas_Miscellaneous_E2_Baseline Forecast | Industrial | Electronics Manufacturing | Existing | Miscellaneous | Natural Gas | Miscellaneous | E2 |  | Baseline Forecast | 0 | 0 | 0 | 0 | 0 | 0 | 0 | 0 | 0 | 0 | 0 | 0 | 0 | 0 | 0 | 0 | 0 | 0 | 0 | 0 | 0 | 0 | 0 | 0 | 0 | 0 | 0 | 0 | 0 | 0 | 0 | 0 | 0
Industrial_Electronics Manufacturing_Existing_Miscellaneous_Natural Gas_Miscellaneous_E3_Baseline Forecast | Industrial | Electronics Manufacturing | Existing | Miscellaneous | Natural Gas | Miscellaneous | E3 |  | Baseline Forecast | 0 | 0 | 0 | 0 | 0 | 0 | 0 | 0 | 0 | 0 | 0 | 0 | 0 | 0 | 0 | 0 | 0 | 0 | 0 | 0 | 0 | 0 | 0 | 0 | 0 | 0 | 0 | 0 | 0 | 0 | 0 | 0 | 0
Industrial_Electronics Manufacturing_Existing_Miscellaneous_Natural Gas_Miscellaneous_E4_Baseline Forecast | Industrial | Electronics Manufacturing | Existing | Miscellaneous | Natural Gas | Miscellaneous | E4 |  | Baseline Forecast | 0 | 0 | 0 | 0 | 0 | 0 | 0 | 0 | 0 | 0 | 0 | 0 | 0 | 0 | 0 | 0 | 0 | 0 | 0 | 0 | 0 | 0 | 0 | 0 | 0 | 0 | 0 | 0 | 0 | 0 | 0 | 0 | 0
Industrial_Electronics Manufacturing_Existing_Miscellaneous_Natural Gas_Miscellaneous_E5_Baseline Forecast | Industrial | Electronics Manufacturing | Existing | Miscellaneous | Natural Gas | Miscellaneous | E5 |  | Baseline Forecast | 0 | 0 | 0 | 0 | 0 | 0 | 0 | 0 | 0 | 0 | 0 | 0 | 0 | 0 | 0 | 0 | 0 | 0 | 0 | 0 | 0 | 0 | 0 | 0 | 0 | 0 | 0 | 0 | 0 | 0 | 0 | 0 | 0
Industrial_Electronics Manufacturing_Existing_Miscellaneous_Natural Gas_Miscellaneous_E6_Baseline Forecast | Industrial | Electronics Manufacturing | Existing | Miscellaneous | Natural Gas | Miscellaneous | E6 |  | Baseline Forecast | 0 | 0 | 0 | 0 | 0 | 0 | 0 | 0 | 0 | 0 | 0 | 0 | 0 | 0 | 0 | 0 | 0 | 0 | 0 | 0 | 0 | 0 | 0 | 0 | 0 | 0 | 0 | 0 | 0 | 0 | 0 | 0 | 0
Industrial_Electronics Manufacturing_Existing_Miscellaneous_Natural Gas_Miscellaneous_E7_Baseline Forecast | Industrial | Electronics Manufacturing | Existing | Miscellaneous | Natural Gas | Miscellaneous | E7 |  | Baseline Forecast | 0 | 0 | 0 | 0 | 0 | 0 | 0 | 0 | 0 | 0 | 0 | 0 | 0 | 0 | 0 | 0 | 0 | 0 | 0 | 0 | 0 | 0 | 0 | 0 | 0 | 0 | 0 | 0 | 0 | 0 | 0 | 0 | 0
Industrial_Electronics Manufacturing_Existing_Miscellaneous_Natural Gas_Miscellaneous_E8_Baseline Forecast | Industrial | Electronics Manufacturing | Existing | Miscellaneous | Natural Gas | Miscellaneous | E8 |  | Baseline Forecast | 0 | 0 | 0 | 0 | 0 | 0 | 0 | 0 | 0 | 0 | 0 | 0 | 0 | 0 | 0 | 0 | 0 | 0 | 0 | 0 | 0 | 0 | 0 | 0 | 0 | 0 | 0 | 0 | 0 | 0 | 0 | 0 | 0
Industrial_Electronics Manufacturing_Existing_Miscellaneous_Natural Gas_Miscellaneous_E9_Baseline Forecast | Industrial | Electronics Manufacturing | Existing | Miscellaneous | Natural Gas | Miscellaneous | E9 |  | Baseline Forecast | 0 | 0 | 0 | 0 | 0 | 0 | 0 | 0 | 0 | 0 | 0 | 0 | 0 | 0 | 0 | 0 | 0 | 0 | 0 | 0 | 0 | 0 | 0 | 0 | 0 | 0 | 0 | 0 | 0 | 0 | 0 | 0 | 0
Industrial_Electronics Manufacturing_Existing_Miscellaneous_Natural Gas_Miscellaneous_E10_Baseline Forecast | Industrial | Electronics Manufacturing | Existing | Miscellaneous | Natural Gas | Miscellaneous | E10 |  | Baseline Forecast | 0 | 0 | 0 | 0 | 0 | 0 | 0 | 0 | 0 | 0 | 0 | 0 | 0 | 0 | 0 | 0 | 0 | 0 | 0 | 0 | 0 | 0 | 0 | 0 | 0 | 0 | 0 | 0 | 0 | 0 | 0 | 0 | 0
Industrial_Electronics Manufacturing_New_Space Heating_Natural Gas_Furnace_E1_Baseline Forecast | Industrial | Electronics Manufacturing | New | Space Heating | Natural Gas | Furnace | E1 |  | Baseline Forecast | 0 | 0 | 0 | 0 | 0 | 0 | 0 | 0 | 0 | 0 | 0 | 0 | 0 | 0 | 0 | 0 | 0 | 0 | 0 | 0 | 0 | 0 | 0 | 0 | 0 | 0 | 0 | 0 | 0 | 0 | 0 | 0 | 0
Industrial_Electronics Manufacturing_New_Space Heating_Natural Gas_Furnace_E2_Baseline Forecast | Industrial | Electronics Manufacturing | New | Space Heating | Natural Gas | Furnace | E2 |  | Baseline Forecast | 0 | 0 | 0 | 0 | 0 | 0 | 0 | 0 | 0 | 0 | 0 | 0 | 0 | 0 | 0 | 0 | 0 | 0 | 0 | 0 | 0 | 0 | 0 | 0 | 0 | 0 | 0 | 0 | 0 | 0 | 0 | 0 | 0
Industrial_Electronics Manufacturing_New_Space Heating_Natural Gas_Furnace_E3_Baseline Forecast | Industrial | Electronics Manufacturing | New | Space Heating | Natural Gas | Furnace | E3 |  | Baseline Forecast | 0 | 0 | 0 | 0 | 0 | 0 | 0 | 0 | 0 | 0 | 0 | 0 | 0 | 0 | 0 | 0 | 0 | 0 | 0 | 0 | 0 | 0 | 0 | 0 | 0 | 0 | 0 | 0 | 0 | 0 | 0 | 0 | 0
Industrial_Electronics Manufacturing_New_Space Heating_Natural Gas_Furnace_E4_Baseline Forecast | Industrial | Electronics Manufacturing | New | Space Heating | Natural Gas | Furnace | E4 |  | Baseline Forecast | 0 | 0 | 0 | 0 | 0 | 0 | 0 | 0 | 0 | 0 | 0 | 0 | 0 | 0 | 0 | 0 | 0 | 0 | 0 | 0 | 0 | 0 | 0 | 0 | 0 | 0 | 0 | 0 | 0 | 0 | 0 | 0 | 0
Industrial_Electronics Manufacturing_New_Space Heating_Natural Gas_Furnace_E5_Baseline Forecast | Industrial | Electronics Manufacturing | New | Space Heating | Natural Gas | Furnace | E5 |  | Baseline Forecast | 0 | 0 | 0 | 0 | 0 | 0 | 0 | 0 | 0 | 0 | 0 | 0 | 0 | 0 | 0 | 0 | 0 | 0 | 0 | 0 | 0 | 0 | 0 | 0 | 0 | 0 | 0 | 0 | 0 | 0 | 0 | 0 | 0
Industrial_Electronics Manufacturing_New_Space Heating_Natural Gas_Furnace_E6_Baseline Forecast | Industrial | Electronics Manufacturing | New | Space Heating | Natural Gas | Furnace | E6 |  | Baseline Forecast | 0 | 0 | 0 | 0 | 0 | 0 | 0 | 0 | 0 | 0 | 0 | 0 | 0 | 0 | 0 | 0 | 0 | 0 | 0 | 0 | 0 | 0 | 0 | 0 | 0 | 0 | 0 | 0 | 0 | 0 | 0 | 0 | 0
Industrial_Electronics Manufacturing_New_Space Heating_Natural Gas_Furnace_E7_Baseline Forecast | Industrial | Electronics Manufacturing | New | Space Heating | Natural Gas | Furnace | E7 |  | Baseline Forecast | 0 | 0 | 0 | 0 | 0 | 0 | 0 | 0 | 0 | 0 | 0 | 0 | 0 | 0 | 0 | 0 | 0 | 0 | 0 | 0 | 0 | 0 | 0 | 0 | 0 | 0 | 0 | 0 | 0 | 0 | 0 | 0 | 0
Industrial_Electronics Manufacturing_New_Space Heating_Natural Gas_Furnace_E8_Baseline Forecast | Industrial | Electronics Manufacturing | New | Space Heating | Natural Gas | Furnace | E8 |  | Baseline Forecast | 0 | 0 | 0 | 0 | 0 | 0 | 0 | 0 | 0 | 0 | 0 | 0 | 0 | 0 | 0 | 0 | 0 | 0 | 0 | 0 | 0 | 0 | 0 | 0 | 0 | 0 | 0 | 0 | 0 | 0 | 0 | 0 | 0
Industrial_Electronics Manufacturing_New_Space Heating_Natural Gas_Furnace_E9_Baseline Forecast | Industrial | Electronics Manufacturing | New | Space Heating | Natural Gas | Furnace | E9 |  | Baseline Forecast | 0 | 0 | 0 | 0 | 0 | 0 | 0 | 0 | 0 | 0 | 0 | 0 | 0 | 0 | 0 | 0 | 0 | 0 | 0 | 0 | 0 | 0 | 0 | 0 | 0 | 0 | 0 | 0 | 0 | 0 | 0 | 0 | 0
Industrial_Electronics Manufacturing_New_Space Heating_Natural Gas_Furnace_E10_Baseline Forecast | Industrial | Electronics Manufacturing | New | Space Heating | Natural Gas | Furnace | E10 |  | Baseline Forecast | 0 | 0 | 0 | 0 | 0 | 0 | 0 | 0 | 0 | 0 | 0 | 0 | 0 | 0 | 0 | 0 | 0 | 0 | 0 | 0 | 0 | 0 | 0 | 0 | 0 | 0 | 0 | 0 | 0 | 0 | 0 | 0 | 0
Industrial_Electronics Manufacturing_New_Space Heating_Natural Gas_Boiler_E1_Baseline Forecast | Industrial | Electronics Manufacturing | New | Space Heating | Natural Gas | Boiler | E1 |  | Baseline Forecast | 0 | 0 | 0 | 0 | 0 | 0 | 0 | 0 | 0 | 0 | 0 | 0 | 0 | 0 | 0 | 0 | 0 | 0 | 0 | 0 | 0 | 0 | 0 | 0 | 0 | 0 | 0 | 0 | 0 | 0 | 0 | 0 | 0
Industrial_Electronics Manufacturing_New_Space Heating_Natural Gas_Boiler_E2_Baseline Forecast | Industrial | Electronics Manufacturing | New | Space Heating | Natural Gas | Boiler | E2 |  | Baseline Forecast | 0 | 0 | 0 | 0 | 0 | 0 | 0 | 0 | 0 | 0 | 0 | 0 | 0 | 0 | 0 | 0 | 0 | 0 | 0 | 0 | 0 | 0 | 0 | 0 | 0 | 0 | 0 | 0 | 0 | 0 | 0 | 0 | 0
Industrial_Electronics Manufacturing_New_Space Heating_Natural Gas_Boiler_E3_Baseline Forecast | Industrial | Electronics Manufacturing | New | Space Heating | Natural Gas | Boiler | E3 |  | Baseline Forecast | 0 | 0 | 0 | 0 | 0 | 0 | 0 | 0 | 0 | 0 | 0 | 0 | 0 | 0 | 0 | 0 | 0 | 0 | 0 | 0 | 0 | 0 | 0 | 0 | 0 | 0 | 0 | 0 | 0 | 0 | 0 | 0 | 0
Industrial_Electronics Manufacturing_New_Space Heating_Natural Gas_Boiler_E4_Baseline Forecast | Industrial | Electronics Manufacturing | New | Space Heating | Natural Gas | Boiler | E4 |  | Baseline Forecast | 0 | 0 | 0 | 0 | 0 | 0 | 0 | 0 | 0 | 0 | 0 | 0 | 0 | 0 | 0 | 0 | 0 | 0 | 0 | 0 | 0 | 0 | 0 | 0 | 0 | 0 | 0 | 0 | 0 | 0 | 0 | 0 | 0
Industrial_Electronics Manufacturing_New_Space Heating_Natural Gas_Boiler_E5_Baseline Forecast | Industrial | Electronics Manufacturing | New | Space Heating | Natural Gas | Boiler | E5 |  | Baseline Forecast | 0 | 0 | 0 | 0 | 0 | 0 | 0 | 0 | 0 | 0 | 0 | 0 | 0 | 0 | 0 | 0 | 0 | 0 | 0 | 0 | 0 | 0 | 0 | 0 | 0 | 0 | 0 | 0 | 0 | 0 | 0 | 0 | 0
Industrial_Electronics Manufacturing_New_Space Heating_Natural Gas_Boiler_E6_Baseline Forecast | Industrial | Electronics Manufacturing | New | Space Heating | Natural Gas | Boiler | E6 |  | Baseline Forecast | 0 | 0 | 0 | 0 | 0 | 0 | 0 | 0 | 0 | 0 | 0 | 0 | 0 | 0 | 0 | 0 | 0 | 0 | 0 | 0 | 0 | 0 | 0 | 0 | 0 | 0 | 0 | 0 | 0 | 0 | 0 | 0 | 0
Industrial_Electronics Manufacturing_New_Space Heating_Natural Gas_Boiler_E7_Baseline Forecast | Industrial | Electronics Manufacturing | New | Space Heating | Natural Gas | Boiler | E7 |  | Baseline Forecast | 0 | 0 | 0 | 0 | 0 | 0 | 0 | 0 | 0 | 0 | 0 | 0 | 0 | 0 | 0 | 0 | 0 | 0 | 0 | 0 | 0 | 0 | 0 | 0 | 0 | 0 | 0 | 0 | 0 | 0 | 0 | 0 | 0
Industrial_Electronics Manufacturing_New_Space Heating_Natural Gas_Boiler_E8_Baseline Forecast | Industrial | Electronics Manufacturing | New | Space Heating | Natural Gas | Boiler | E8 |  | Baseline Forecast | 0 | 0 | 0 | 0 | 0 | 0 | 0 | 0 | 0 | 0 | 0 | 0 | 0 | 0 | 0 | 0 | 0 | 0 | 0 | 0 | 0 | 0 | 0 | 0 | 0 | 0 | 0 | 0 | 0 | 0 | 0 | 0 | 0
Industrial_Electronics Manufacturing_New_Space Heating_Natural Gas_Boiler_E9_Baseline Forecast | Industrial | Electronics Manufacturing | New | Space Heating | Natural Gas | Boiler | E9 |  | Baseline Forecast | 0 | 0 | 0 | 0 | 0 | 0 | 0 | 0 | 0 | 0 | 0 | 0 | 0 | 0 | 0 | 0 | 0 | 0 | 0 | 0 | 0 | 0 | 0 | 0 | 0 | 0 | 0 | 0 | 0 | 0 | 0 | 0 | 0
Industrial_Electronics Manufacturing_New_Space Heating_Natural Gas_Boiler_E10_Baseline Forecast | Industrial | Electronics Manufacturing | New | Space Heating | Natural Gas | Boiler | E10 |  | Baseline Forecast | 0 | 0 | 0 | 0 | 0 | 0 | 0 | 0 | 0 | 0 | 0 | 0 | 0 | 0 | 0 | 0 | 0 | 0 | 0 | 0 | 0 | 0 | 0 | 0 | 0 | 0 | 0 | 0 | 0 | 0 | 0 | 0 | 0
Industrial_Electronics Manufacturing_New_Space Heating_Natural Gas_Unit Heater_E1_Baseline Forecast | Industrial | Electronics Manufacturing | New | Space Heating | Natural Gas | Unit Heater | E1 |  | Baseline Forecast | 0 | 0 | 0 | 0 | 0 | 0 | 0 | 0 | 0 | 0 | 0 | 0 | 0 | 0 | 0 | 0 | 0 | 0 | 0 | 0 | 0 | 0 | 0 | 0 | 0 | 0 | 0 | 0 | 0 | 0 | 0 | 0 | 0
Industrial_Electronics Manufacturing_New_Space Heating_Natural Gas_Unit Heater_E2_Baseline Forecast | Industrial | Electronics Manufacturing | New | Space Heating | Natural Gas | Unit Heater | E2 |  | Baseline Forecast | 0 | 0 | 0 | 0 | 0 | 0 | 0 | 0 | 0 | 0 | 0 | 0 | 0 | 0 | 0 | 0 | 0 | 0 | 0 | 0 | 0 | 0 | 0 | 0 | 0 | 0 | 0 | 0 | 0 | 0 | 0 | 0 | 0
Industrial_Electronics Manufacturing_New_Space Heating_Natural Gas_Unit Heater_E3_Baseline Forecast | Industrial | Electronics Manufacturing | New | Space Heating | Natural Gas | Unit Heater | E3 |  | Baseline Forecast | 0 | 0 | 0 | 0 | 0 | 0 | 0 | 0 | 0 | 0 | 0 | 0 | 0 | 0 | 0 | 0 | 0 | 0 | 0 | 0 | 0 | 0 | 0 | 0 | 0 | 0 | 0 | 0 | 0 | 0 | 0 | 0 | 0
Industrial_Electronics Manufacturing_New_Space Heating_Natural Gas_Unit Heater_E4_Baseline Forecast | Industrial | Electronics Manufacturing | New | Space Heating | Natural Gas | Unit Heater | E4 |  | Baseline Forecast | 0 | 0 | 0 | 0 | 0 | 0 | 0 | 0 | 0 | 0 | 0 | 0 | 0 | 0 | 0 | 0 | 0 | 0 | 0 | 0 | 0 | 0 | 0 | 0 | 0 | 0 | 0 | 0 | 0 | 0 | 0 | 0 | 0
Industrial_Electronics Manufacturing_New_Space Heating_Natural Gas_Unit Heater_E5_Baseline Forecast | Industrial | Electronics Manufacturing | New | Space Heating | Natural Gas | Unit Heater | E5 |  | Baseline Forecast | 0 | 0 | 0 | 0 | 0 | 0 | 0 | 0 | 0 | 0 | 0 | 0 | 0 | 0 | 0 | 0 | 0 | 0 | 0 | 0 | 0 | 0 | 0 | 0 | 0 | 0 | 0 | 0 | 0 | 0 | 0 | 0 | 0
Industrial_Electronics Manufacturing_New_Space Heating_Natural Gas_Unit Heater_E6_Baseline Forecast | Industrial | Electronics Manufacturing | New | Space Heating | Natural Gas | Unit Heater | E6 |  | Baseline Forecast | 0 | 0 | 0 | 0 | 0 | 0 | 0 | 0 | 0 | 0 | 0 | 0 | 0 | 0 | 0 | 0 | 0 | 0 | 0 | 0 | 0 | 0 | 0 | 0 | 0 | 0 | 0 | 0 | 0 | 0 | 0 | 0 | 0
Industrial_Electronics Manufacturing_New_Space Heating_Natural Gas_Unit Heater_E7_Baseline Forecast | Industrial | Electronics Manufacturing | New | Space Heating | Natural Gas | Unit Heater | E7 |  | Baseline Forecast | 0 | 0 | 0 | 0 | 0 | 0 | 0 | 0 | 0 | 0 | 0 | 0 | 0 | 0 | 0 | 0 | 0 | 0 | 0 | 0 | 0 | 0 | 0 | 0 | 0 | 0 | 0 | 0 | 0 | 0 | 0 | 0 | 0
Industrial_Electronics Manufacturing_New_Space Heating_Natural Gas_Unit Heater_E8_Baseline Forecast | Industrial | Electronics Manufacturing | New | Space Heating | Natural Gas | Unit Heater | E8 |  | Baseline Forecast | 0 | 0 | 0 | 0 | 0 | 0 | 0 | 0 | 0 | 0 | 0 | 0 | 0 | 0 | 0 | 0 | 0 | 0 | 0 | 0 | 0 | 0 | 0 | 0 | 0 | 0 | 0 | 0 | 0 | 0 | 0 | 0 | 0
Industrial_Electronics Manufacturing_New_Space Heating_Natural Gas_Unit Heater_E9_Baseline Forecast | Industrial | Electronics Manufacturing | New | Space Heating | Natural Gas | Unit Heater | E9 |  | Baseline Forecast | 0 | 0 | 0 | 0 | 0 | 0 | 0 | 0 | 0 | 0 | 0 | 0 | 0 | 0 | 0 | 0 | 0 | 0 | 0 | 0 | 0 | 0 | 0 | 0 | 0 | 0 | 0 | 0 | 0 | 0 | 0 | 0 | 0
Industrial_Electronics Manufacturing_New_Space Heating_Natural Gas_Unit Heater_E10_Baseline Forecast | Industrial | Electronics Manufacturing | New | Space Heating | Natural Gas | Unit Heater | E10 |  | Baseline Forecast | 0 | 0 | 0 | 0 | 0 | 0 | 0 | 0 | 0 | 0 | 0 | 0 | 0 | 0 | 0 | 0 | 0 | 0 | 0 | 0 | 0 | 0 | 0 | 0 | 0 | 0 | 0 | 0 | 0 | 0 | 0 | 0 | 0
Industrial_Electronics Manufacturing_New_Process_Natural Gas_Process Heating_E1_Baseline Forecast | Industrial | Electronics Manufacturing | New | Process | Natural Gas | Process Heating | E1 |  | Baseline Forecast | 0 | 0 | 0 | 0 | 0 | 0 | 0 | 0 | 0 | 0 | 0 | 0 | 0 | 0 | 0 | 0 | 0 | 0 | 0 | 0 | 0 | 0 | 0 | 0 | 0 | 0 | 0 | 0 | 0 | 0 | 0 | 0 | 0
Industrial_Electronics Manufacturing_New_Process_Natural Gas_Process Heating_E2_Baseline Forecast | Industrial | Electronics Manufacturing | New | Process | Natural Gas | Process Heating | E2 |  | Baseline Forecast | 0 | 0 | 0 | 0 | 0 | 0 | 0 | 0 | 0 | 0 | 0 | 0 | 0 | 0 | 0 | 0 | 0 | 0 | 0 | 0 | 0 | 0 | 0 | 0 | 0 | 0 | 0 | 0 | 0 | 0 | 0 | 0 | 0
Industrial_Electronics Manufacturing_New_Process_Natural Gas_Process Heating_E3_Baseline Forecast | Industrial | Electronics Manufacturing | New | Process | Natural Gas | Process Heating | E3 |  | Baseline Forecast | 0 | 0 | 0 | 0 | 0 | 0 | 0 | 0 | 0 | 0 | 0 | 0 | 0 | 0 | 0 | 0 | 0 | 0 | 0 | 0 | 0 | 0 | 0 | 0 | 0 | 0 | 0 | 0 | 0 | 0 | 0 | 0 | 0
Industrial_Electronics Manufacturing_New_Process_Natural Gas_Process Heating_E4_Baseline Forecast | Industrial | Electronics Manufacturing | New | Process | Natural Gas | Process Heating | E4 |  | Baseline Forecast | 0 | 0 | 0 | 0 | 0 | 0 | 0 | 0 | 0 | 0 | 0 | 0 | 0 | 0 | 0 | 0 | 0 | 0 | 0 | 0 | 0 | 0 | 0 | 0 | 0 | 0 | 0 | 0 | 0 | 0 | 0 | 0 | 0
Industrial_Electronics Manufacturing_New_Process_Natural Gas_Process Heating_E5_Baseline Forecast | Industrial | Electronics Manufacturing | New | Process | Natural Gas | Process Heating | E5 |  | Baseline Forecast | 0 | 0 | 0 | 0 | 0 | 0 | 0 | 0 | 0 | 0 | 0 | 0 | 0 | 0 | 0 | 0 | 0 | 0 | 0 | 0 | 0 | 0 | 0 | 0 | 0 | 0 | 0 | 0 | 0 | 0 | 0 | 0 | 0
Industrial_Electronics Manufacturing_New_Process_Natural Gas_Process Heating_E6_Baseline Forecast | Industrial | Electronics Manufacturing | New | Process | Natural Gas | Process Heating | E6 |  | Baseline Forecast | 0 | 0 | 0 | 0 | 0 | 0 | 0 | 0 | 0 | 0 | 0 | 0 | 0 | 0 | 0 | 0 | 0 | 0 | 0 | 0 | 0 | 0 | 0 | 0 | 0 | 0 | 0 | 0 | 0 | 0 | 0 | 0 | 0
Industrial_Electronics Manufacturing_New_Process_Natural Gas_Process Heating_E7_Baseline Forecast | Industrial | Electronics Manufacturing | New | Process | Natural Gas | Process Heating | E7 |  | Baseline Forecast | 0 | 0 | 0 | 0 | 0 | 0 | 0 | 0 | 0 | 0 | 0 | 0 | 0 | 0 | 0 | 0 | 0 | 0 | 0 | 0 | 0 | 0 | 0 | 0 | 0 | 0 | 0 | 0 | 0 | 0 | 0 | 0 | 0
Industrial_Electronics Manufacturing_New_Process_Natural Gas_Process Heating_E8_Baseline Forecast | Industrial | Electronics Manufacturing | New | Process | Natural Gas | Process Heating | E8 |  | Baseline Forecast | 0 | 0 | 0 | 0 | 0 | 0 | 0 | 0 | 0 | 0 | 0 | 0 | 0 | 0 | 0 | 0 | 0 | 0 | 0 | 0 | 0 | 0 | 0 | 0 | 0 | 0 | 0 | 0 | 0 | 0 | 0 | 0 | 0
Industrial_Electronics Manufacturing_New_Process_Natural Gas_Process Heating_E9_Baseline Forecast | Industrial | Electronics Manufacturing | New | Process | Natural Gas | Process Heating | E9 |  | Baseline Forecast | 0 | 0 | 0 | 0 | 0 | 0 | 0 | 0 | 0 | 0 | 0 | 0 | 0 | 0 | 0 | 0 | 0 | 0 | 0 | 0 | 0 | 0 | 0 | 0 | 0 | 0 | 0 | 0 | 0 | 0 | 0 | 0 | 0
Industrial_Electronics Manufacturing_New_Process_Natural Gas_Process Heating_E10_Baseline Forecast | Industrial | Electronics Manufacturing | New | Process | Natural Gas | Process Heating | E10 |  | Baseline Forecast | 0 | 0 | 0 | 0 | 0 | 0 | 0 | 0 | 0 | 0 | 0 | 0 | 0 | 0 | 0 | 0 | 0 | 0 | 0 | 0 | 0 | 0 | 0 | 0 | 0 | 0 | 0 | 0 | 0 | 0 | 0 | 0 | 0
Industrial_Electronics Manufacturing_New_Process_Natural Gas_Process Boiler_E1_Baseline Forecast | Industrial | Electronics Manufacturing | New | Process | Natural Gas | Process Boiler | E1 |  | Baseline Forecast | 0 | 0 | 0 | 0 | 0 | 0 | 0 | 0 | 0 | 0 | 0 | 0 | 0 | 0 | 0 | 0 | 0 | 0 | 0 | 0 | 0 | 0 | 0 | 0 | 0 | 0 | 0 | 0 | 0 | 0 | 0 | 0 | 0
Industrial_Electronics Manufacturing_New_Process_Natural Gas_Process Boiler_E2_Baseline Forecast | Industrial | Electronics Manufacturing | New | Process | Natural Gas | Process Boiler | E2 |  | Baseline Forecast | 0 | 0 | 0 | 0 | 0 | 0 | 0 | 0 | 0 | 0 | 0 | 0 | 0 | 0 | 0 | 0 | 0 | 0 | 0 | 0 | 0 | 0 | 0 | 0 | 0 | 0 | 0 | 0 | 0 | 0 | 0 | 0 | 0
Industrial_Electronics Manufacturing_New_Process_Natural Gas_Process Boiler_E3_Baseline Forecast | Industrial | Electronics Manufacturing | New | Process | Natural Gas | Process Boiler | E3 |  | Baseline Forecast | 0 | 0 | 0 | 0 | 0 | 0 | 0 | 0 | 0 | 0 | 0 | 0 | 0 | 0 | 0 | 0 | 0 | 0 | 0 | 0 | 0 | 0 | 0 | 0 | 0 | 0 | 0 | 0 | 0 | 0 | 0 | 0 | 0
Industrial_Electronics Manufacturing_New_Process_Natural Gas_Process Boiler_E4_Baseline Forecast | Industrial | Electronics Manufacturing | New | Process | Natural Gas | Process Boiler | E4 |  | Baseline Forecast | 0 | 0 | 0 | 0 | 0 | 0 | 0 | 0 | 0 | 0 | 0 | 0 | 0 | 0 | 0 | 0 | 0 | 0 | 0 | 0 | 0 | 0 | 0 | 0 | 0 | 0 | 0 | 0 | 0 | 0 | 0 | 0 | 0
Industrial_Electronics Manufacturing_New_Process_Natural Gas_Process Boiler_E5_Baseline Forecast | Industrial | Electronics Manufacturing | New | Process | Natural Gas | Process Boiler | E5 |  | Baseline Forecast | 0 | 0 | 0 | 0 | 0 | 0 | 0 | 0 | 0 | 0 | 0 | 0 | 0 | 0 | 0 | 0 | 0 | 0 | 0 | 0 | 0 | 0 | 0 | 0 | 0 | 0 | 0 | 0 | 0 | 0 | 0 | 0 | 0
Industrial_Electronics Manufacturing_New_Process_Natural Gas_Process Boiler_E6_Baseline Forecast | Industrial | Electronics Manufacturing | New | Process | Natural Gas | Process Boiler | E6 |  | Baseline Forecast | 0 | 0 | 0 | 0 | 0 | 0 | 0 | 0 | 0 | 0 | 0 | 0 | 0 | 0 | 0 | 0 | 0 | 0 | 0 | 0 | 0 | 0 | 0 | 0 | 0 | 0 | 0 | 0 | 0 | 0 | 0 | 0 | 0
Industrial_Electronics Manufacturing_New_Process_Natural Gas_Process Boiler_E7_Baseline Forecast | Industrial | Electronics Manufacturing | New | Process | Natural Gas | Process Boiler | E7 |  | Baseline Forecast | 0 | 0 | 0 | 0 | 0 | 0 | 0 | 0 | 0 | 0 | 0 | 0 | 0 | 0 | 0 | 0 | 0 | 0 | 0 | 0 | 0 | 0 | 0 | 0 | 0 | 0 | 0 | 0 | 0 | 0 | 0 | 0 | 0
Industrial_Electronics Manufacturing_New_Process_Natural Gas_Process Boiler_E8_Baseline Forecast | Industrial | Electronics Manufacturing | New | Process | Natural Gas | Process Boiler | E8 |  | Baseline Forecast | 0 | 0 | 0 | 0 | 0 | 0 | 0 | 0 | 0 | 0 | 0 | 0 | 0 | 0 | 0 | 0 | 0 | 0 | 0 | 0 | 0 | 0 | 0 | 0 | 0 | 0 | 0 | 0 | 0 | 0 | 0 | 0 | 0
Industrial_Electronics Manufacturing_New_Process_Natural Gas_Process Boiler_E9_Baseline Forecast | Industrial | Electronics Manufacturing | New | Process | Natural Gas | Process Boiler | E9 |  | Baseline Forecast | 0 | 0 | 0 | 0 | 0 | 0 | 0 | 0 | 0 | 0 | 0 | 0 | 0 | 0 | 0 | 0 | 0 | 0 | 0 | 0 | 0 | 0 | 0 | 0 | 0 | 0 | 0 | 0 | 0 | 0 | 0 | 0 | 0
Industrial_Electronics Manufacturing_New_Process_Natural Gas_Process Boiler_E10_Baseline Forecast | Industrial | Electronics Manufacturing | New | Process | Natural Gas | Process Boiler | E10 |  | Baseline Forecast | 0 | 0 | 0 | 0 | 0 | 0 | 0 | 0 | 0 | 0 | 0 | 0 | 0 | 0 | 0 | 0 | 0 | 0 | 0 | 0 | 0 | 0 | 0 | 0 | 0 | 0 | 0 | 0 | 0 | 0 | 0 | 0 | 0
Industrial_Electronics Manufacturing_New_Process_Natural Gas_Process Cooling_E1_Baseline Forecast | Industrial | Electronics Manufacturing | New | Process | Natural Gas | Process Cooling | E1 |  | Baseline Forecast | 0 | 0 | 0 | 0 | 0 | 0 | 0 | 0 | 0 | 0 | 0 | 0 | 0 | 0 | 0 | 0 | 0 | 0 | 0 | 0 | 0 | 0 | 0 | 0 | 0 | 0 | 0 | 0 | 0 | 0 | 0 | 0 | 0
Industrial_Electronics Manufacturing_New_Process_Natural Gas_Process Cooling_E2_Baseline Forecast | Industrial | Electronics Manufacturing | New | Process | Natural Gas | Process Cooling | E2 |  | Baseline Forecast | 0 | 0 | 0 | 0 | 0 | 0 | 0 | 0 | 0 | 0 | 0 | 0 | 0 | 0 | 0 | 0 | 0 | 0 | 0 | 0 | 0 | 0 | 0 | 0 | 0 | 0 | 0 | 0 | 0 | 0 | 0 | 0 | 0
Industrial_Electronics Manufacturing_New_Process_Natural Gas_Process Cooling_E3_Baseline Forecast | Industrial | Electronics Manufacturing | New | Process | Natural Gas | Process Cooling | E3 |  | Baseline Forecast | 0 | 0 | 0 | 0 | 0 | 0 | 0 | 0 | 0 | 0 | 0 | 0 | 0 | 0 | 0 | 0 | 0 | 0 | 0 | 0 | 0 | 0 | 0 | 0 | 0 | 0 | 0 | 0 | 0 | 0 | 0 | 0 | 0
Industrial_Electronics Manufacturing_New_Process_Natural Gas_Process Cooling_E4_Baseline Forecast | Industrial | Electronics Manufacturing | New | Process | Natural Gas | Process Cooling | E4 |  | Baseline Forecast | 0 | 0 | 0 | 0 | 0 | 0 | 0 | 0 | 0 | 0 | 0 | 0 | 0 | 0 | 0 | 0 | 0 | 0 | 0 | 0 | 0 | 0 | 0 | 0 | 0 | 0 | 0 | 0 | 0 | 0 | 0 | 0 | 0
Industrial_Electronics Manufacturing_New_Process_Natural Gas_Process Cooling_E5_Baseline Forecast | Industrial | Electronics Manufacturing | New | Process | Natural Gas | Process Cooling | E5 |  | Baseline Forecast | 0 | 0 | 0 | 0 | 0 | 0 | 0 | 0 | 0 | 0 | 0 | 0 | 0 | 0 | 0 | 0 | 0 | 0 | 0 | 0 | 0 | 0 | 0 | 0 | 0 | 0 | 0 | 0 | 0 | 0 | 0 | 0 | 0
Industrial_Electronics Manufacturing_New_Process_Natural Gas_Process Cooling_E6_Baseline Forecast | Industrial | Electronics Manufacturing | New | Process | Natural Gas | Process Cooling | E6 |  | Baseline Forecast | 0 | 0 | 0 | 0 | 0 | 0 | 0 | 0 | 0 | 0 | 0 | 0 | 0 | 0 | 0 | 0 | 0 | 0 | 0 | 0 | 0 | 0 | 0 | 0 | 0 | 0 | 0 | 0 | 0 | 0 | 0 | 0 | 0
Industrial_Electronics Manufacturing_New_Process_Natural Gas_Process Cooling_E7_Baseline Forecast | Industrial | Electronics Manufacturing | New | Process | Natural Gas | Process Cooling | E7 |  | Baseline Forecast | 0 | 0 | 0 | 0 | 0 | 0 | 0 | 0 | 0 | 0 | 0 | 0 | 0 | 0 | 0 | 0 | 0 | 0 | 0 | 0 | 0 | 0 | 0 | 0 | 0 | 0 | 0 | 0 | 0 | 0 | 0 | 0 | 0
Industrial_Electronics Manufacturing_New_Process_Natural Gas_Process Cooling_E8_Baseline Forecast | Industrial | Electronics Manufacturing | New | Process | Natural Gas | Process Cooling | E8 |  | Baseline Forecast | 0 | 0 | 0 | 0 | 0 | 0 | 0 | 0 | 0 | 0 | 0 | 0 | 0 | 0 | 0 | 0 | 0 | 0 | 0 | 0 | 0 | 0 | 0 | 0 | 0 | 0 | 0 | 0 | 0 | 0 | 0 | 0 | 0
Industrial_Electronics Manufacturing_New_Process_Natural Gas_Process Cooling_E9_Baseline Forecast | Industrial | Electronics Manufacturing | New | Process | Natural Gas | Process Cooling | E9 |  | Baseline Forecast | 0 | 0 | 0 | 0 | 0 | 0 | 0 | 0 | 0 | 0 | 0 | 0 | 0 | 0 | 0 | 0 | 0 | 0 | 0 | 0 | 0 | 0 | 0 | 0 | 0 | 0 | 0 | 0 | 0 | 0 | 0 | 0 | 0
Industrial_Electronics Manufacturing_New_Process_Natural Gas_Process Cooling_E10_Baseline Forecast | Industrial | Electronics Manufacturing | New | Process | Natural Gas | Process Cooling | E10 |  | Baseline Forecast | 0 | 0 | 0 | 0 | 0 | 0 | 0 | 0 | 0 | 0 | 0 | 0 | 0 | 0 | 0 | 0 | 0 | 0 | 0 | 0 | 0 | 0 | 0 | 0 | 0 | 0 | 0 | 0 | 0 | 0 | 0 | 0 | 0
Industrial_Electronics Manufacturing_New_Process_Natural Gas_Other Process_E1_Baseline Forecast | Industrial | Electronics Manufacturing | New | Process | Natural Gas | Other Process | E1 |  | Baseline Forecast | 0 | 0 | 0 | 0 | 0 | 0 | 0 | 0 | 0 | 0 | 0 | 0 | 0 | 0 | 0 | 0 | 0 | 0 | 0 | 0 | 0 | 0 | 0 | 0 | 0 | 0 | 0 | 0 | 0 | 0 | 0 | 0 | 0
Industrial_Electronics Manufacturing_New_Process_Natural Gas_Other Process_E2_Baseline Forecast | Industrial | Electronics Manufacturing | New | Process | Natural Gas | Other Process | E2 |  | Baseline Forecast | 0 | 0 | 0 | 0 | 0 | 0 | 0 | 0 | 0 | 0 | 0 | 0 | 0 | 0 | 0 | 0 | 0 | 0 | 0 | 0 | 0 | 0 | 0 | 0 | 0 | 0 | 0 | 0 | 0 | 0 | 0 | 0 | 0
Industrial_Electronics Manufacturing_New_Process_Natural Gas_Other Process_E3_Baseline Forecast | Industrial | Electronics Manufacturing | New | Process | Natural Gas | Other Process | E3 |  | Baseline Forecast | 0 | 0 | 0 | 0 | 0 | 0 | 0 | 0 | 0 | 0 | 0 | 0 | 0 | 0 | 0 | 0 | 0 | 0 | 0 | 0 | 0 | 0 | 0 | 0 | 0 | 0 | 0 | 0 | 0 | 0 | 0 | 0 | 0
Industrial_Electronics Manufacturing_New_Process_Natural Gas_Other Process_E4_Baseline Forecast | Industrial | Electronics Manufacturing | New | Process | Natural Gas | Other Process | E4 |  | Baseline Forecast | 0 | 0 | 0 | 0 | 0 | 0 | 0 | 0 | 0 | 0 | 0 | 0 | 0 | 0 | 0 | 0 | 0 | 0 | 0 | 0 | 0 | 0 | 0 | 0 | 0 | 0 | 0 | 0 | 0 | 0 | 0 | 0 | 0
Industrial_Electronics Manufacturing_New_Process_Natural Gas_Other Process_E5_Baseline Forecast | Industrial | Electronics Manufacturing | New | Process | Natural Gas | Other Process | E5 |  | Baseline Forecast | 0 | 0 | 0 | 0 | 0 | 0 | 0 | 0 | 0 | 0 | 0 | 0 | 0 | 0 | 0 | 0 | 0 | 0 | 0 | 0 | 0 | 0 | 0 | 0 | 0 | 0 | 0 | 0 | 0 | 0 | 0 | 0 | 0
Industrial_Electronics Manufacturing_New_Process_Natural Gas_Other Process_E6_Baseline Forecast | Industrial | Electronics Manufacturing | New | Process | Natural Gas | Other Process | E6 |  | Baseline Forecast | 0 | 0 | 0 | 0 | 0 | 0 | 0 | 0 | 0 | 0 | 0 | 0 | 0 | 0 | 0 | 0 | 0 | 0 | 0 | 0 | 0 | 0 | 0 | 0 | 0 | 0 | 0 | 0 | 0 | 0 | 0 | 0 | 0
Industrial_Electronics Manufacturing_New_Process_Natural Gas_Other Process_E7_Baseline Forecast | Industrial | Electronics Manufacturing | New | Process | Natural Gas | Other Process | E7 |  | Baseline Forecast | 0 | 0 | 0 | 0 | 0 | 0 | 0 | 0 | 0 | 0 | 0 | 0 | 0 | 0 | 0 | 0 | 0 | 0 | 0 | 0 | 0 | 0 | 0 | 0 | 0 | 0 | 0 | 0 | 0 | 0 | 0 | 0 | 0
Industrial_Electronics Manufacturing_New_Process_Natural Gas_Other Process_E8_Baseline Forecast | Industrial | Electronics Manufacturing | New | Process | Natural Gas | Other Process | E8 |  | Baseline Forecast | 0 | 0 | 0 | 0 | 0 | 0 | 0 | 0 | 0 | 0 | 0 | 0 | 0 | 0 | 0 | 0 | 0 | 0 | 0 | 0 | 0 | 0 | 0 | 0 | 0 | 0 | 0 | 0 | 0 | 0 | 0 | 0 | 0
Industrial_Electronics Manufacturing_New_Process_Natural Gas_Other Process_E9_Baseline Forecast | Industrial | Electronics Manufacturing | New | Process | Natural Gas | Other Process | E9 |  | Baseline Forecast | 0 | 0 | 0 | 0 | 0 | 0 | 0 | 0 | 0 | 0 | 0 | 0 | 0 | 0 | 0 | 0 | 0 | 0 | 0 | 0 | 0 | 0 | 0 | 0 | 0 | 0 | 0 | 0 | 0 | 0 | 0 | 0 | 0
Industrial_Electronics Manufacturing_New_Process_Natural Gas_Other Process_E10_Baseline Forecast | Industrial | Electronics Manufacturing | New | Process | Natural Gas | Other Process | E10 |  | Baseline Forecast | 0 | 0 | 0 | 0 | 0 | 0 | 0 | 0 | 0 | 0 | 0 | 0 | 0 | 0 | 0 | 0 | 0 | 0 | 0 | 0 | 0 | 0 | 0 | 0 | 0 | 0 | 0 | 0 | 0 | 0 | 0 | 0 | 0
Industrial_Electronics Manufacturing_New_Miscellaneous_Natural Gas_Miscellaneous_E1_Baseline Forecast | Industrial | Electronics Manufacturing | New | Miscellaneous | Natural Gas | Miscellaneous | E1 |  | Baseline Forecast | 0 | 0 | 0 | 0 | 0 | 0 | 0 | 0 | 0 | 0 | 0 | 0 | 0 | 0 | 0 | 0 | 0 | 0 | 0 | 0 | 0 | 0 | 0 | 0 | 0 | 0 | 0 | 0 | 0 | 0 | 0 | 0 | 0
Industrial_Electronics Manufacturing_New_Miscellaneous_Natural Gas_Miscellaneous_E2_Baseline Forecast | Industrial | Electronics Manufacturing | New | Miscellaneous | Natural Gas | Miscellaneous | E2 |  | Baseline Forecast | 0 | 0 | 0 | 0 | 0 | 0 | 0 | 0 | 0 | 0 | 0 | 0 | 0 | 0 | 0 | 0 | 0 | 0 | 0 | 0 | 0 | 0 | 0 | 0 | 0 | 0 | 0 | 0 | 0 | 0 | 0 | 0 | 0
Industrial_Electronics Manufacturing_New_Miscellaneous_Natural Gas_Miscellaneous_E3_Baseline Forecast | Industrial | Electronics Manufacturing | New | Miscellaneous | Natural Gas | Miscellaneous | E3 |  | Baseline Forecast | 0 | 0 | 0 | 0 | 0 | 0 | 0 | 0 | 0 | 0 | 0 | 0 | 0 | 0 | 0 | 0 | 0 | 0 | 0 | 0 | 0 | 0 | 0 | 0 | 0 | 0 | 0 | 0 | 0 | 0 | 0 | 0 | 0
Industrial_Electronics Manufacturing_New_Miscellaneous_Natural Gas_Miscellaneous_E4_Baseline Forecast | Industrial | Electronics Manufacturing | New | Miscellaneous | Natural Gas | Miscellaneous | E4 |  | Baseline Forecast | 0 | 0 | 0 | 0 | 0 | 0 | 0 | 0 | 0 | 0 | 0 | 0 | 0 | 0 | 0 | 0 | 0 | 0 | 0 | 0 | 0 | 0 | 0 | 0 | 0 | 0 | 0 | 0 | 0 | 0 | 0 | 0 | 0
Industrial_Electronics Manufacturing_New_Miscellaneous_Natural Gas_Miscellaneous_E5_Baseline Forecast | Industrial | Electronics Manufacturing | New | Miscellaneous | Natural Gas | Miscellaneous | E5 |  | Baseline Forecast | 0 | 0 | 0 | 0 | 0 | 0 | 0 | 0 | 0 | 0 | 0 | 0 | 0 | 0 | 0 | 0 | 0 | 0 | 0 | 0 | 0 | 0 | 0 | 0 | 0 | 0 | 0 | 0 | 0 | 0 | 0 | 0 | 0
Industrial_Electronics Manufacturing_New_Miscellaneous_Natural Gas_Miscellaneous_E6_Baseline Forecast | Industrial | Electronics Manufacturing | New | Miscellaneous | Natural Gas | Miscellaneous | E6 |  | Baseline Forecast | 0 | 0 | 0 | 0 | 0 | 0 | 0 | 0 | 0 | 0 | 0 | 0 | 0 | 0 | 0 | 0 | 0 | 0 | 0 | 0 | 0 | 0 | 0 | 0 | 0 | 0 | 0 | 0 | 0 | 0 | 0 | 0 | 0
Industrial_Electronics Manufacturing_New_Miscellaneous_Natural Gas_Miscellaneous_E7_Baseline Forecast | Industrial | Electronics Manufacturing | New | Miscellaneous | Natural Gas | Miscellaneous | E7 |  | Baseline Forecast | 0 | 0 | 0 | 0 | 0 | 0 | 0 | 0 | 0 | 0 | 0 | 0 | 0 | 0 | 0 | 0 | 0 | 0 | 0 | 0 | 0 | 0 | 0 | 0 | 0 | 0 | 0 | 0 | 0 | 0 | 0 | 0 | 0
Industrial_Electronics Manufacturing_New_Miscellaneous_Natural Gas_Miscellaneous_E8_Baseline Forecast | Industrial | Electronics Manufacturing | New | Miscellaneous | Natural Gas | Miscellaneous | E8 |  | Baseline Forecast | 0 | 0 | 0 | 0 | 0 | 0 | 0 | 0 | 0 | 0 | 0 | 0 | 0 | 0 | 0 | 0 | 0 | 0 | 0 | 0 | 0 | 0 | 0 | 0 | 0 | 0 | 0 | 0 | 0 | 0 | 0 | 0 | 0
Industrial_Electronics Manufacturing_New_Miscellaneous_Natural Gas_Miscellaneous_E9_Baseline Forecast | Industrial | Electronics Manufacturing | New | Miscellaneous | Natural Gas | Miscellaneous | E9 |  | Baseline Forecast | 0 | 0 | 0 | 0 | 0 | 0 | 0 | 0 | 0 | 0 | 0 | 0 | 0 | 0 | 0 | 0 | 0 | 0 | 0 | 0 | 0 | 0 | 0 | 0 | 0 | 0 | 0 | 0 | 0 | 0 | 0 | 0 | 0
Industrial_Electronics Manufacturing_New_Miscellaneous_Natural Gas_Miscellaneous_E10_Baseline Forecast | Industrial | Electronics Manufacturing | New | Miscellaneous | Natural Gas | Miscellaneous | E10 |  | Baseline Forecast | 0 | 0 | 0 | 0 | 0 | 0 | 0 | 0 | 0 | 0 | 0 | 0 | 0 | 0 | 0 | 0 | 0 | 0 | 0 | 0 | 0 | 0 | 0 | 0 | 0 | 0 | 0 | 0 | 0 | 0 | 0 | 0 | 0
Industrial_Stone, Clay, Glass_Existing_Space Heating_Natural Gas_Furnace_E1_Baseline Forecast | Industrial | Stone, Clay, Glass | Existing | Space Heating | Natural Gas | Furnace | E1 |  | Baseline Forecast | 0 | 0 | 0 | 0 | 0 | 0 | 0 | 0 | 0 | 0 | 0 | 0 | 0 | 0 | 0 | 0 | 0 | 0 | 0 | 0 | 0 | 0 | 0 | 0 | 0 | 0 | 0 | 0 | 0 | 0 | 0 | 0 | 0
Industrial_Stone, Clay, Glass_Existing_Space Heating_Natural Gas_Furnace_E2_Baseline Forecast | Industrial | Stone, Clay, Glass | Existing | Space Heating | Natural Gas | Furnace | E2 |  | Baseline Forecast | 0 | 0 | 0 | 0 | 0 | 0 | 0 | 0 | 0 | 0 | 0 | 0 | 0 | 0 | 0 | 0 | 0 | 0 | 0 | 0 | 0 | 0 | 0 | 0 | 0 | 0 | 0 | 0 | 0 | 0 | 0 | 0 | 0
Industrial_Stone, Clay, Glass_Existing_Space Heating_Natural Gas_Furnace_E3_Baseline Forecast | Industrial | Stone, Clay, Glass | Existing | Space Heating | Natural Gas | Furnace | E3 |  | Baseline Forecast | 0 | 0 | 0 | 0 | 0 | 0 | 0 | 0 | 0 | 0 | 0 | 0 | 0 | 0 | 0 | 0 | 0 | 0 | 0 | 0 | 0 | 0 | 0 | 0 | 0 | 0 | 0 | 0 | 0 | 0 | 0 | 0 | 0
Industrial_Stone, Clay, Glass_Existing_Space Heating_Natural Gas_Furnace_E4_Baseline Forecast | Industrial | Stone, Clay, Glass | Existing | Space Heating | Natural Gas | Furnace | E4 |  | Baseline Forecast | 0 | 0 | 0 | 0 | 0 | 0 | 0 | 0 | 0 | 0 | 0 | 0 | 0 | 0 | 0 | 0 | 0 | 0 | 0 | 0 | 0 | 0 | 0 | 0 | 0 | 0 | 0 | 0 | 0 | 0 | 0 | 0 | 0
Industrial_Stone, Clay, Glass_Existing_Space Heating_Natural Gas_Furnace_E5_Baseline Forecast | Industrial | Stone, Clay, Glass | Existing | Space Heating | Natural Gas | Furnace | E5 |  | Baseline Forecast | 0 | 0 | 0 | 0 | 0 | 0 | 0 | 0 | 0 | 0 | 0 | 0 | 0 | 0 | 0 | 0 | 0 | 0 | 0 | 0 | 0 | 0 | 0 | 0 | 0 | 0 | 0 | 0 | 0 | 0 | 0 | 0 | 0
Industrial_Stone, Clay, Glass_Existing_Space Heating_Natural Gas_Furnace_E6_Baseline Forecast | Industrial | Stone, Clay, Glass | Existing | Space Heating | Natural Gas | Furnace | E6 |  | Baseline Forecast | 0 | 0 | 0 | 0 | 0 | 0 | 0 | 0 | 0 | 0 | 0 | 0 | 0 | 0 | 0 | 0 | 0 | 0 | 0 | 0 | 0 | 0 | 0 | 0 | 0 | 0 | 0 | 0 | 0 | 0 | 0 | 0 | 0
Industrial_Stone, Clay, Glass_Existing_Space Heating_Natural Gas_Furnace_E7_Baseline Forecast | Industrial | Stone, Clay, Glass | Existing | Space Heating | Natural Gas | Furnace | E7 |  | Baseline Forecast | 0 | 0 | 0 | 0 | 0 | 0 | 0 | 0 | 0 | 0 | 0 | 0 | 0 | 0 | 0 | 0 | 0 | 0 | 0 | 0 | 0 | 0 | 0 | 0 | 0 | 0 | 0 | 0 | 0 | 0 | 0 | 0 | 0
Industrial_Stone, Clay, Glass_Existing_Space Heating_Natural Gas_Furnace_E8_Baseline Forecast | Industrial | Stone, Clay, Glass | Existing | Space Heating | Natural Gas | Furnace | E8 |  | Baseline Forecast | 0 | 0 | 0 | 0 | 0 | 0 | 0 | 0 | 0 | 0 | 0 | 0 | 0 | 0 | 0 | 0 | 0 | 0 | 0 | 0 | 0 | 0 | 0 | 0 | 0 | 0 | 0 | 0 | 0 | 0 | 0 | 0 | 0
Industrial_Stone, Clay, Glass_Existing_Space Heating_Natural Gas_Furnace_E9_Baseline Forecast | Industrial | Stone, Clay, Glass | Existing | Space Heating | Natural Gas | Furnace | E9 |  | Baseline Forecast | 0 | 0 | 0 | 0 | 0 | 0 | 0 | 0 | 0 | 0 | 0 | 0 | 0 | 0 | 0 | 0 | 0 | 0 | 0 | 0 | 0 | 0 | 0 | 0 | 0 | 0 | 0 | 0 | 0 | 0 | 0 | 0 | 0
Industrial_Stone, Clay, Glass_Existing_Space Heating_Natural Gas_Furnace_E10_Baseline Forecast | Industrial | Stone, Clay, Glass | Existing | Space Heating | Natural Gas | Furnace | E10 |  | Baseline Forecast | 0 | 0 | 0 | 0 | 0 | 0 | 0 | 0 | 0 | 0 | 0 | 0 | 0 | 0 | 0 | 0 | 0 | 0 | 0 | 0 | 0 | 0 | 0 | 0 | 0 | 0 | 0 | 0 | 0 | 0 | 0 | 0 | 0
Industrial_Stone, Clay, Glass_Existing_Space Heating_Natural Gas_Boiler_E1_Baseline Forecast | Industrial | Stone, Clay, Glass | Existing | Space Heating | Natural Gas | Boiler | E1 |  | Baseline Forecast | 0 | 0 | 0 | 0 | 0 | 0 | 0 | 0 | 0 | 0 | 0 | 0 | 0 | 0 | 0 | 0 | 0 | 0 | 0 | 0 | 0 | 0 | 0 | 0 | 0 | 0 | 0 | 0 | 0 | 0 | 0 | 0 | 0
Industrial_Stone, Clay, Glass_Existing_Space Heating_Natural Gas_Boiler_E2_Baseline Forecast | Industrial | Stone, Clay, Glass | Existing | Space Heating | Natural Gas | Boiler | E2 |  | Baseline Forecast | 0 | 0 | 0 | 0 | 0 | 0 | 0 | 0 | 0 | 0 | 0 | 0 | 0 | 0 | 0 | 0 | 0 | 0 | 0 | 0 | 0 | 0 | 0 | 0 | 0 | 0 | 0 | 0 | 0 | 0 | 0 | 0 | 0
Industrial_Stone, Clay, Glass_Existing_Space Heating_Natural Gas_Boiler_E3_Baseline Forecast | Industrial | Stone, Clay, Glass | Existing | Space Heating | Natural Gas | Boiler | E3 |  | Baseline Forecast | 0 | 0 | 0 | 0 | 0 | 0 | 0 | 0 | 0 | 0 | 0 | 0 | 0 | 0 | 0 | 0 | 0 | 0 | 0 | 0 | 0 | 0 | 0 | 0 | 0 | 0 | 0 | 0 | 0 | 0 | 0 | 0 | 0
Industrial_Stone, Clay, Glass_Existing_Space Heating_Natural Gas_Boiler_E4_Baseline Forecast | Industrial | Stone, Clay, Glass | Existing | Space Heating | Natural Gas | Boiler | E4 |  | Baseline Forecast | 0 | 0 | 0 | 0 | 0 | 0 | 0 | 0 | 0 | 0 | 0 | 0 | 0 | 0 | 0 | 0 | 0 | 0 | 0 | 0 | 0 | 0 | 0 | 0 | 0 | 0 | 0 | 0 | 0 | 0 | 0 | 0 | 0
Industrial_Stone, Clay, Glass_Existing_Space Heating_Natural Gas_Boiler_E5_Baseline Forecast | Industrial | Stone, Clay, Glass | Existing | Space Heating | Natural Gas | Boiler | E5 |  | Baseline Forecast | 0 | 0 | 0 | 0 | 0 | 0 | 0 | 0 | 0 | 0 | 0 | 0 | 0 | 0 | 0 | 0 | 0 | 0 | 0 | 0 | 0 | 0 | 0 | 0 | 0 | 0 | 0 | 0 | 0 | 0 | 0 | 0 | 0
Industrial_Stone, Clay, Glass_Existing_Space Heating_Natural Gas_Boiler_E6_Baseline Forecast | Industrial | Stone, Clay, Glass | Existing | Space Heating | Natural Gas | Boiler | E6 |  | Baseline Forecast | 0 | 0 | 0 | 0 | 0 | 0 | 0 | 0 | 0 | 0 | 0 | 0 | 0 | 0 | 0 | 0 | 0 | 0 | 0 | 0 | 0 | 0 | 0 | 0 | 0 | 0 | 0 | 0 | 0 | 0 | 0 | 0 | 0
Industrial_Stone, Clay, Glass_Existing_Space Heating_Natural Gas_Boiler_E7_Baseline Forecast | Industrial | Stone, Clay, Glass | Existing | Space Heating | Natural Gas | Boiler | E7 |  | Baseline Forecast | 0 | 0 | 0 | 0 | 0 | 0 | 0 | 0 | 0 | 0 | 0 | 0 | 0 | 0 | 0 | 0 | 0 | 0 | 0 | 0 | 0 | 0 | 0 | 0 | 0 | 0 | 0 | 0 | 0 | 0 | 0 | 0 | 0
Industrial_Stone, Clay, Glass_Existing_Space Heating_Natural Gas_Boiler_E8_Baseline Forecast | Industrial | Stone, Clay, Glass | Existing | Space Heating | Natural Gas | Boiler | E8 |  | Baseline Forecast | 0 | 0 | 0 | 0 | 0 | 0 | 0 | 0 | 0 | 0 | 0 | 0 | 0 | 0 | 0 | 0 | 0 | 0 | 0 | 0 | 0 | 0 | 0 | 0 | 0 | 0 | 0 | 0 | 0 | 0 | 0 | 0 | 0
Industrial_Stone, Clay, Glass_Existing_Space Heating_Natural Gas_Boiler_E9_Baseline Forecast | Industrial | Stone, Clay, Glass | Existing | Space Heating | Natural Gas | Boiler | E9 |  | Baseline Forecast | 0 | 0 | 0 | 0 | 0 | 0 | 0 | 0 | 0 | 0 | 0 | 0 | 0 | 0 | 0 | 0 | 0 | 0 | 0 | 0 | 0 | 0 | 0 | 0 | 0 | 0 | 0 | 0 | 0 | 0 | 0 | 0 | 0
Industrial_Stone, Clay, Glass_Existing_Space Heating_Natural Gas_Boiler_E10_Baseline Forecast | Industrial | Stone, Clay, Glass | Existing | Space Heating | Natural Gas | Boiler | E10 |  | Baseline Forecast | 0 | 0 | 0 | 0 | 0 | 0 | 0 | 0 | 0 | 0 | 0 | 0 | 0 | 0 | 0 | 0 | 0 | 0 | 0 | 0 | 0 | 0 | 0 | 0 | 0 | 0 | 0 | 0 | 0 | 0 | 0 | 0 | 0
Industrial_Stone, Clay, Glass_Existing_Space Heating_Natural Gas_Unit Heater_E1_Baseline Forecast | Industrial | Stone, Clay, Glass | Existing | Space Heating | Natural Gas | Unit Heater | E1 |  | Baseline Forecast | 0 | 0 | 0 | 0 | 0 | 0 | 0 | 0 | 0 | 0 | 0 | 0 | 0 | 0 | 0 | 0 | 0 | 0 | 0 | 0 | 0 | 0 | 0 | 0 | 0 | 0 | 0 | 0 | 0 | 0 | 0 | 0 | 0
Industrial_Stone, Clay, Glass_Existing_Space Heating_Natural Gas_Unit Heater_E2_Baseline Forecast | Industrial | Stone, Clay, Glass | Existing | Space Heating | Natural Gas | Unit Heater | E2 |  | Baseline Forecast | 0 | 0 | 0 | 0 | 0 | 0 | 0 | 0 | 0 | 0 | 0 | 0 | 0 | 0 | 0 | 0 | 0 | 0 | 0 | 0 | 0 | 0 | 0 | 0 | 0 | 0 | 0 | 0 | 0 | 0 | 0 | 0 | 0
Industrial_Stone, Clay, Glass_Existing_Space Heating_Natural Gas_Unit Heater_E3_Baseline Forecast | Industrial | Stone, Clay, Glass | Existing | Space Heating | Natural Gas | Unit Heater | E3 |  | Baseline Forecast | 0 | 0 | 0 | 0 | 0 | 0 | 0 | 0 | 0 | 0 | 0 | 0 | 0 | 0 | 0 | 0 | 0 | 0 | 0 | 0 | 0 | 0 | 0 | 0 | 0 | 0 | 0 | 0 | 0 | 0 | 0 | 0 | 0
Industrial_Stone, Clay, Glass_Existing_Space Heating_Natural Gas_Unit Heater_E4_Baseline Forecast | Industrial | Stone, Clay, Glass | Existing | Space Heating | Natural Gas | Unit Heater | E4 |  | Baseline Forecast | 0 | 0 | 0 | 0 | 0 | 0 | 0 | 0 | 0 | 0 | 0 | 0 | 0 | 0 | 0 | 0 | 0 | 0 | 0 | 0 | 0 | 0 | 0 | 0 | 0 | 0 | 0 | 0 | 0 | 0 | 0 | 0 | 0
Industrial_Stone, Clay, Glass_Existing_Space Heating_Natural Gas_Unit Heater_E5_Baseline Forecast | Industrial | Stone, Clay, Glass | Existing | Space Heating | Natural Gas | Unit Heater | E5 |  | Baseline Forecast | 0 | 0 | 0 | 0 | 0 | 0 | 0 | 0 | 0 | 0 | 0 | 0 | 0 | 0 | 0 | 0 | 0 | 0 | 0 | 0 | 0 | 0 | 0 | 0 | 0 | 0 | 0 | 0 | 0 | 0 | 0 | 0 | 0
Industrial_Stone, Clay, Glass_Existing_Space Heating_Natural Gas_Unit Heater_E6_Baseline Forecast | Industrial | Stone, Clay, Glass | Existing | Space Heating | Natural Gas | Unit Heater | E6 |  | Baseline Forecast | 0 | 0 | 0 | 0 | 0 | 0 | 0 | 0 | 0 | 0 | 0 | 0 | 0 | 0 | 0 | 0 | 0 | 0 | 0 | 0 | 0 | 0 | 0 | 0 | 0 | 0 | 0 | 0 | 0 | 0 | 0 | 0 | 0
Industrial_Stone, Clay, Glass_Existing_Space Heating_Natural Gas_Unit Heater_E7_Baseline Forecast | Industrial | Stone, Clay, Glass | Existing | Space Heating | Natural Gas | Unit Heater | E7 |  | Baseline Forecast | 0 | 0 | 0 | 0 | 0 | 0 | 0 | 0 | 0 | 0 | 0 | 0 | 0 | 0 | 0 | 0 | 0 | 0 | 0 | 0 | 0 | 0 | 0 | 0 | 0 | 0 | 0 | 0 | 0 | 0 | 0 | 0 | 0
Industrial_Stone, Clay, Glass_Existing_Space Heating_Natural Gas_Unit Heater_E8_Baseline Forecast | Industrial | Stone, Clay, Glass | Existing | Space Heating | Natural Gas | Unit Heater | E8 |  | Baseline Forecast | 0 | 0 | 0 | 0 | 0 | 0 | 0 | 0 | 0 | 0 | 0 | 0 | 0 | 0 | 0 | 0 | 0 | 0 | 0 | 0 | 0 | 0 | 0 | 0 | 0 | 0 | 0 | 0 | 0 | 0 | 0 | 0 | 0
Industrial_Stone, Clay, Glass_Existing_Space Heating_Natural Gas_Unit Heater_E9_Baseline Forecast | Industrial | Stone, Clay, Glass | Existing | Space Heating | Natural Gas | Unit Heater | E9 |  | Baseline Forecast | 0 | 0 | 0 | 0 | 0 | 0 | 0 | 0 | 0 | 0 | 0 | 0 | 0 | 0 | 0 | 0 | 0 | 0 | 0 | 0 | 0 | 0 | 0 | 0 | 0 | 0 | 0 | 0 | 0 | 0 | 0 | 0 | 0
Industrial_Stone, Clay, Glass_Existing_Space Heating_Natural Gas_Unit Heater_E10_Baseline Forecast | Industrial | Stone, Clay, Glass | Existing | Space Heating | Natural Gas | Unit Heater | E10 |  | Baseline Forecast | 0 | 0 | 0 | 0 | 0 | 0 | 0 | 0 | 0 | 0 | 0 | 0 | 0 | 0 | 0 | 0 | 0 | 0 | 0 | 0 | 0 | 0 | 0 | 0 | 0 | 0 | 0 | 0 | 0 | 0 | 0 | 0 | 0
Industrial_Stone, Clay, Glass_Existing_Process_Natural Gas_Process Heating_E1_Baseline Forecast | Industrial | Stone, Clay, Glass | Existing | Process | Natural Gas | Process Heating | E1 |  | Baseline Forecast | 0 | 0 | 0 | 0 | 0 | 0 | 0 | 0 | 0 | 0 | 0 | 0 | 0 | 0 | 0 | 0 | 0 | 0 | 0 | 0 | 0 | 0 | 0 | 0 | 0 | 0 | 0 | 0 | 0 | 0 | 0 | 0 | 0
Industrial_Stone, Clay, Glass_Existing_Process_Natural Gas_Process Heating_E2_Baseline Forecast | Industrial | Stone, Clay, Glass | Existing | Process | Natural Gas | Process Heating | E2 |  | Baseline Forecast | 0 | 0 | 0 | 0 | 0 | 0 | 0 | 0 | 0 | 0 | 0 | 0 | 0 | 0 | 0 | 0 | 0 | 0 | 0 | 0 | 0 | 0 | 0 | 0 | 0 | 0 | 0 | 0 | 0 | 0 | 0 | 0 | 0
Industrial_Stone, Clay, Glass_Existing_Process_Natural Gas_Process Heating_E3_Baseline Forecast | Industrial | Stone, Clay, Glass | Existing | Process | Natural Gas | Process Heating | E3 |  | Baseline Forecast | 0 | 0 | 0 | 0 | 0 | 0 | 0 | 0 | 0 | 0 | 0 | 0 | 0 | 0 | 0 | 0 | 0 | 0 | 0 | 0 | 0 | 0 | 0 | 0 | 0 | 0 | 0 | 0 | 0 | 0 | 0 | 0 | 0
Industrial_Stone, Clay, Glass_Existing_Process_Natural Gas_Process Heating_E4_Baseline Forecast | Industrial | Stone, Clay, Glass | Existing | Process | Natural Gas | Process Heating | E4 |  | Baseline Forecast | 0 | 0 | 0 | 0 | 0 | 0 | 0 | 0 | 0 | 0 | 0 | 0 | 0 | 0 | 0 | 0 | 0 | 0 | 0 | 0 | 0 | 0 | 0 | 0 | 0 | 0 | 0 | 0 | 0 | 0 | 0 | 0 | 0
Industrial_Stone, Clay, Glass_Existing_Process_Natural Gas_Process Heating_E5_Baseline Forecast | Industrial | Stone, Clay, Glass | Existing | Process | Natural Gas | Process Heating | E5 |  | Baseline Forecast | 0 | 0 | 0 | 0 | 0 | 0 | 0 | 0 | 0 | 0 | 0 | 0 | 0 | 0 | 0 | 0 | 0 | 0 | 0 | 0 | 0 | 0 | 0 | 0 | 0 | 0 | 0 | 0 | 0 | 0 | 0 | 0 | 0
Industrial_Stone, Clay, Glass_Existing_Process_Natural Gas_Process Heating_E6_Baseline Forecast | Industrial | Stone, Clay, Glass | Existing | Process | Natural Gas | Process Heating | E6 |  | Baseline Forecast | 0 | 0 | 0 | 0 | 0 | 0 | 0 | 0 | 0 | 0 | 0 | 0 | 0 | 0 | 0 | 0 | 0 | 0 | 0 | 0 | 0 | 0 | 0 | 0 | 0 | 0 | 0 | 0 | 0 | 0 | 0 | 0 | 0
Industrial_Stone, Clay, Glass_Existing_Process_Natural Gas_Process Heating_E7_Baseline Forecast | Industrial | Stone, Clay, Glass | Existing | Process | Natural Gas | Process Heating | E7 |  | Baseline Forecast | 0 | 0 | 0 | 0 | 0 | 0 | 0 | 0 | 0 | 0 | 0 | 0 | 0 | 0 | 0 | 0 | 0 | 0 | 0 | 0 | 0 | 0 | 0 | 0 | 0 | 0 | 0 | 0 | 0 | 0 | 0 | 0 | 0
Industrial_Stone, Clay, Glass_Existing_Process_Natural Gas_Process Heating_E8_Baseline Forecast | Industrial | Stone, Clay, Glass | Existing | Process | Natural Gas | Process Heating | E8 |  | Baseline Forecast | 0 | 0 | 0 | 0 | 0 | 0 | 0 | 0 | 0 | 0 | 0 | 0 | 0 | 0 | 0 | 0 | 0 | 0 | 0 | 0 | 0 | 0 | 0 | 0 | 0 | 0 | 0 | 0 | 0 | 0 | 0 | 0 | 0
Industrial_Stone, Clay, Glass_Existing_Process_Natural Gas_Process Heating_E9_Baseline Forecast | Industrial | Stone, Clay, Glass | Existing | Process | Natural Gas | Process Heating | E9 |  | Baseline Forecast | 0 | 0 | 0 | 0 | 0 | 0 | 0 | 0 | 0 | 0 | 0 | 0 | 0 | 0 | 0 | 0 | 0 | 0 | 0 | 0 | 0 | 0 | 0 | 0 | 0 | 0 | 0 | 0 | 0 | 0 | 0 | 0 | 0
Industrial_Stone, Clay, Glass_Existing_Process_Natural Gas_Process Heating_E10_Baseline Forecast | Industrial | Stone, Clay, Glass | Existing | Process | Natural Gas | Process Heating | E10 |  | Baseline Forecast | 0 | 0 | 0 | 0 | 0 | 0 | 0 | 0 | 0 | 0 | 0 | 0 | 0 | 0 | 0 | 0 | 0 | 0 | 0 | 0 | 0 | 0 | 0 | 0 | 0 | 0 | 0 | 0 | 0 | 0 | 0 | 0 | 0
Industrial_Stone, Clay, Glass_Existing_Process_Natural Gas_Process Boiler_E1_Baseline Forecast | Industrial | Stone, Clay, Glass | Existing | Process | Natural Gas | Process Boiler | E1 |  | Baseline Forecast | 0 | 0 | 0 | 0 | 0 | 0 | 0 | 0 | 0 | 0 | 0 | 0 | 0 | 0 | 0 | 0 | 0 | 0 | 0 | 0 | 0 | 0 | 0 | 0 | 0 | 0 | 0 | 0 | 0 | 0 | 0 | 0 | 0
Industrial_Stone, Clay, Glass_Existing_Process_Natural Gas_Process Boiler_E2_Baseline Forecast | Industrial | Stone, Clay, Glass | Existing | Process | Natural Gas | Process Boiler | E2 |  | Baseline Forecast | 0 | 0 | 0 | 0 | 0 | 0 | 0 | 0 | 0 | 0 | 0 | 0 | 0 | 0 | 0 | 0 | 0 | 0 | 0 | 0 | 0 | 0 | 0 | 0 | 0 | 0 | 0 | 0 | 0 | 0 | 0 | 0 | 0
Industrial_Stone, Clay, Glass_Existing_Process_Natural Gas_Process Boiler_E3_Baseline Forecast | Industrial | Stone, Clay, Glass | Existing | Process | Natural Gas | Process Boiler | E3 |  | Baseline Forecast | 0 | 0 | 0 | 0 | 0 | 0 | 0 | 0 | 0 | 0 | 0 | 0 | 0 | 0 | 0 | 0 | 0 | 0 | 0 | 0 | 0 | 0 | 0 | 0 | 0 | 0 | 0 | 0 | 0 | 0 | 0 | 0 | 0
Industrial_Stone, Clay, Glass_Existing_Process_Natural Gas_Process Boiler_E4_Baseline Forecast | Industrial | Stone, Clay, Glass | Existing | Process | Natural Gas | Process Boiler | E4 |  | Baseline Forecast | 0 | 0 | 0 | 0 | 0 | 0 | 0 | 0 | 0 | 0 | 0 | 0 | 0 | 0 | 0 | 0 | 0 | 0 | 0 | 0 | 0 | 0 | 0 | 0 | 0 | 0 | 0 | 0 | 0 | 0 | 0 | 0 | 0
Industrial_Stone, Clay, Glass_Existing_Process_Natural Gas_Process Boiler_E5_Baseline Forecast | Industrial | Stone, Clay, Glass | Existing | Process | Natural Gas | Process Boiler | E5 |  | Baseline Forecast | 0 | 0 | 0 | 0 | 0 | 0 | 0 | 0 | 0 | 0 | 0 | 0 | 0 | 0 | 0 | 0 | 0 | 0 | 0 | 0 | 0 | 0 | 0 | 0 | 0 | 0 | 0 | 0 | 0 | 0 | 0 | 0 | 0
Industrial_Stone, Clay, Glass_Existing_Process_Natural Gas_Process Boiler_E6_Baseline Forecast | Industrial | Stone, Clay, Glass | Existing | Process | Natural Gas | Process Boiler | E6 |  | Baseline Forecast | 0 | 0 | 0 | 0 | 0 | 0 | 0 | 0 | 0 | 0 | 0 | 0 | 0 | 0 | 0 | 0 | 0 | 0 | 0 | 0 | 0 | 0 | 0 | 0 | 0 | 0 | 0 | 0 | 0 | 0 | 0 | 0 | 0
Industrial_Stone, Clay, Glass_Existing_Process_Natural Gas_Process Boiler_E7_Baseline Forecast | Industrial | Stone, Clay, Glass | Existing | Process | Natural Gas | Process Boiler | E7 |  | Baseline Forecast | 0 | 0 | 0 | 0 | 0 | 0 | 0 | 0 | 0 | 0 | 0 | 0 | 0 | 0 | 0 | 0 | 0 | 0 | 0 | 0 | 0 | 0 | 0 | 0 | 0 | 0 | 0 | 0 | 0 | 0 | 0 | 0 | 0
Industrial_Stone, Clay, Glass_Existing_Process_Natural Gas_Process Boiler_E8_Baseline Forecast | Industrial | Stone, Clay, Glass | Existing | Process | Natural Gas | Process Boiler | E8 |  | Baseline Forecast | 0 | 0 | 0 | 0 | 0 | 0 | 0 | 0 | 0 | 0 | 0 | 0 | 0 | 0 | 0 | 0 | 0 | 0 | 0 | 0 | 0 | 0 | 0 | 0 | 0 | 0 | 0 | 0 | 0 | 0 | 0 | 0 | 0
Industrial_Stone, Clay, Glass_Existing_Process_Natural Gas_Process Boiler_E9_Baseline Forecast | Industrial | Stone, Clay, Glass | Existing | Process | Natural Gas | Process Boiler | E9 |  | Baseline Forecast | 0 | 0 | 0 | 0 | 0 | 0 | 0 | 0 | 0 | 0 | 0 | 0 | 0 | 0 | 0 | 0 | 0 | 0 | 0 | 0 | 0 | 0 | 0 | 0 | 0 | 0 | 0 | 0 | 0 | 0 | 0 | 0 | 0
Industrial_Stone, Clay, Glass_Existing_Process_Natural Gas_Process Boiler_E10_Baseline Forecast | Industrial | Stone, Clay, Glass | Existing | Process | Natural Gas | Process Boiler | E10 |  | Baseline Forecast | 0 | 0 | 0 | 0 | 0 | 0 | 0 | 0 | 0 | 0 | 0 | 0 | 0 | 0 | 0 | 0 | 0 | 0 | 0 | 0 | 0 | 0 | 0 | 0 | 0 | 0 | 0 | 0 | 0 | 0 | 0 | 0 | 0
Industrial_Stone, Clay, Glass_Existing_Process_Natural Gas_Process Cooling_E1_Baseline Forecast | Industrial | Stone, Clay, Glass | Existing | Process | Natural Gas | Process Cooling | E1 |  | Baseline Forecast | 0 | 0 | 0 | 0 | 0 | 0 | 0 | 0 | 0 | 0 | 0 | 0 | 0 | 0 | 0 | 0 | 0 | 0 | 0 | 0 | 0 | 0 | 0 | 0 | 0 | 0 | 0 | 0 | 0 | 0 | 0 | 0 | 0
Industrial_Stone, Clay, Glass_Existing_Process_Natural Gas_Process Cooling_E2_Baseline Forecast | Industrial | Stone, Clay, Glass | Existing | Process | Natural Gas | Process Cooling | E2 |  | Baseline Forecast | 0 | 0 | 0 | 0 | 0 | 0 | 0 | 0 | 0 | 0 | 0 | 0 | 0 | 0 | 0 | 0 | 0 | 0 | 0 | 0 | 0 | 0 | 0 | 0 | 0 | 0 | 0 | 0 | 0 | 0 | 0 | 0 | 0
Industrial_Stone, Clay, Glass_Existing_Process_Natural Gas_Process Cooling_E3_Baseline Forecast | Industrial | Stone, Clay, Glass | Existing | Process | Natural Gas | Process Cooling | E3 |  | Baseline Forecast | 0 | 0 | 0 | 0 | 0 | 0 | 0 | 0 | 0 | 0 | 0 | 0 | 0 | 0 | 0 | 0 | 0 | 0 | 0 | 0 | 0 | 0 | 0 | 0 | 0 | 0 | 0 | 0 | 0 | 0 | 0 | 0 | 0
Industrial_Stone, Clay, Glass_Existing_Process_Natural Gas_Process Cooling_E4_Baseline Forecast | Industrial | Stone, Clay, Glass | Existing | Process | Natural Gas | Process Cooling | E4 |  | Baseline Forecast | 0 | 0 | 0 | 0 | 0 | 0 | 0 | 0 | 0 | 0 | 0 | 0 | 0 | 0 | 0 | 0 | 0 | 0 | 0 | 0 | 0 | 0 | 0 | 0 | 0 | 0 | 0 | 0 | 0 | 0 | 0 | 0 | 0
Industrial_Stone, Clay, Glass_Existing_Process_Natural Gas_Process Cooling_E5_Baseline Forecast | Industrial | Stone, Clay, Glass | Existing | Process | Natural Gas | Process Cooling | E5 |  | Baseline Forecast | 0 | 0 | 0 | 0 | 0 | 0 | 0 | 0 | 0 | 0 | 0 | 0 | 0 | 0 | 0 | 0 | 0 | 0 | 0 | 0 | 0 | 0 | 0 | 0 | 0 | 0 | 0 | 0 | 0 | 0 | 0 | 0 | 0
Industrial_Stone, Clay, Glass_Existing_Process_Natural Gas_Process Cooling_E6_Baseline Forecast | Industrial | Stone, Clay, Glass | Existing | Process | Natural Gas | Process Cooling | E6 |  | Baseline Forecast | 0 | 0 | 0 | 0 | 0 | 0 | 0 | 0 | 0 | 0 | 0 | 0 | 0 | 0 | 0 | 0 | 0 | 0 | 0 | 0 | 0 | 0 | 0 | 0 | 0 | 0 | 0 | 0 | 0 | 0 | 0 | 0 | 0
Industrial_Stone, Clay, Glass_Existing_Process_Natural Gas_Process Cooling_E7_Baseline Forecast | Industrial | Stone, Clay, Glass | Existing | Process | Natural Gas | Process Cooling | E7 |  | Baseline Forecast | 0 | 0 | 0 | 0 | 0 | 0 | 0 | 0 | 0 | 0 | 0 | 0 | 0 | 0 | 0 | 0 | 0 | 0 | 0 | 0 | 0 | 0 | 0 | 0 | 0 | 0 | 0 | 0 | 0 | 0 | 0 | 0 | 0
Industrial_Stone, Clay, Glass_Existing_Process_Natural Gas_Process Cooling_E8_Baseline Forecast | Industrial | Stone, Clay, Glass | Existing | Process | Natural Gas | Process Cooling | E8 |  | Baseline Forecast | 0 | 0 | 0 | 0 | 0 | 0 | 0 | 0 | 0 | 0 | 0 | 0 | 0 | 0 | 0 | 0 | 0 | 0 | 0 | 0 | 0 | 0 | 0 | 0 | 0 | 0 | 0 | 0 | 0 | 0 | 0 | 0 | 0
Industrial_Stone, Clay, Glass_Existing_Process_Natural Gas_Process Cooling_E9_Baseline Forecast | Industrial | Stone, Clay, Glass | Existing | Process | Natural Gas | Process Cooling | E9 |  | Baseline Forecast | 0 | 0 | 0 | 0 | 0 | 0 | 0 | 0 | 0 | 0 | 0 | 0 | 0 | 0 | 0 | 0 | 0 | 0 | 0 | 0 | 0 | 0 | 0 | 0 | 0 | 0 | 0 | 0 | 0 | 0 | 0 | 0 | 0
Industrial_Stone, Clay, Glass_Existing_Process_Natural Gas_Process Cooling_E10_Baseline Forecast | Industrial | Stone, Clay, Glass | Existing | Process | Natural Gas | Process Cooling | E10 |  | Baseline Forecast | 0 | 0 | 0 | 0 | 0 | 0 | 0 | 0 | 0 | 0 | 0 | 0 | 0 | 0 | 0 | 0 | 0 | 0 | 0 | 0 | 0 | 0 | 0 | 0 | 0 | 0 | 0 | 0 | 0 | 0 | 0 | 0 | 0
Industrial_Stone, Clay, Glass_Existing_Process_Natural Gas_Other Process_E1_Baseline Forecast | Industrial | Stone, Clay, Glass | Existing | Process | Natural Gas | Other Process | E1 |  | Baseline Forecast | 0 | 0 | 0 | 0 | 0 | 0 | 0 | 0 | 0 | 0 | 0 | 0 | 0 | 0 | 0 | 0 | 0 | 0 | 0 | 0 | 0 | 0 | 0 | 0 | 0 | 0 | 0 | 0 | 0 | 0 | 0 | 0 | 0
Industrial_Stone, Clay, Glass_Existing_Process_Natural Gas_Other Process_E2_Baseline Forecast | Industrial | Stone, Clay, Glass | Existing | Process | Natural Gas | Other Process | E2 |  | Baseline Forecast | 0 | 0 | 0 | 0 | 0 | 0 | 0 | 0 | 0 | 0 | 0 | 0 | 0 | 0 | 0 | 0 | 0 | 0 | 0 | 0 | 0 | 0 | 0 | 0 | 0 | 0 | 0 | 0 | 0 | 0 | 0 | 0 | 0
Industrial_Stone, Clay, Glass_Existing_Process_Natural Gas_Other Process_E3_Baseline Forecast | Industrial | Stone, Clay, Glass | Existing | Process | Natural Gas | Other Process | E3 |  | Baseline Forecast | 0 | 0 | 0 | 0 | 0 | 0 | 0 | 0 | 0 | 0 | 0 | 0 | 0 | 0 | 0 | 0 | 0 | 0 | 0 | 0 | 0 | 0 | 0 | 0 | 0 | 0 | 0 | 0 | 0 | 0 | 0 | 0 | 0
Industrial_Stone, Clay, Glass_Existing_Process_Natural Gas_Other Process_E4_Baseline Forecast | Industrial | Stone, Clay, Glass | Existing | Process | Natural Gas | Other Process | E4 |  | Baseline Forecast | 0 | 0 | 0 | 0 | 0 | 0 | 0 | 0 | 0 | 0 | 0 | 0 | 0 | 0 | 0 | 0 | 0 | 0 | 0 | 0 | 0 | 0 | 0 | 0 | 0 | 0 | 0 | 0 | 0 | 0 | 0 | 0 | 0
Industrial_Stone, Clay, Glass_Existing_Process_Natural Gas_Other Process_E5_Baseline Forecast | Industrial | Stone, Clay, Glass | Existing | Process | Natural Gas | Other Process | E5 |  | Baseline Forecast | 0 | 0 | 0 | 0 | 0 | 0 | 0 | 0 | 0 | 0 | 0 | 0 | 0 | 0 | 0 | 0 | 0 | 0 | 0 | 0 | 0 | 0 | 0 | 0 | 0 | 0 | 0 | 0 | 0 | 0 | 0 | 0 | 0
Industrial_Stone, Clay, Glass_Existing_Process_Natural Gas_Other Process_E6_Baseline Forecast | Industrial | Stone, Clay, Glass | Existing | Process | Natural Gas | Other Process | E6 |  | Baseline Forecast | 0 | 0 | 0 | 0 | 0 | 0 | 0 | 0 | 0 | 0 | 0 | 0 | 0 | 0 | 0 | 0 | 0 | 0 | 0 | 0 | 0 | 0 | 0 | 0 | 0 | 0 | 0 | 0 | 0 | 0 | 0 | 0 | 0
Industrial_Stone, Clay, Glass_Existing_Process_Natural Gas_Other Process_E7_Baseline Forecast | Industrial | Stone, Clay, Glass | Existing | Process | Natural Gas | Other Process | E7 |  | Baseline Forecast | 0 | 0 | 0 | 0 | 0 | 0 | 0 | 0 | 0 | 0 | 0 | 0 | 0 | 0 | 0 | 0 | 0 | 0 | 0 | 0 | 0 | 0 | 0 | 0 | 0 | 0 | 0 | 0 | 0 | 0 | 0 | 0 | 0
Industrial_Stone, Clay, Glass_Existing_Process_Natural Gas_Other Process_E8_Baseline Forecast | Industrial | Stone, Clay, Glass | Existing | Process | Natural Gas | Other Process | E8 |  | Baseline Forecast | 0 | 0 | 0 | 0 | 0 | 0 | 0 | 0 | 0 | 0 | 0 | 0 | 0 | 0 | 0 | 0 | 0 | 0 | 0 | 0 | 0 | 0 | 0 | 0 | 0 | 0 | 0 | 0 | 0 | 0 | 0 | 0 | 0
Industrial_Stone, Clay, Glass_Existing_Process_Natural Gas_Other Process_E9_Baseline Forecast | Industrial | Stone, Clay, Glass | Existing | Process | Natural Gas | Other Process | E9 |  | Baseline Forecast | 0 | 0 | 0 | 0 | 0 | 0 | 0 | 0 | 0 | 0 | 0 | 0 | 0 | 0 | 0 | 0 | 0 | 0 | 0 | 0 | 0 | 0 | 0 | 0 | 0 | 0 | 0 | 0 | 0 | 0 | 0 | 0 | 0
Industrial_Stone, Clay, Glass_Existing_Process_Natural Gas_Other Process_E10_Baseline Forecast | Industrial | Stone, Clay, Glass | Existing | Process | Natural Gas | Other Process | E10 |  | Baseline Forecast | 0 | 0 | 0 | 0 | 0 | 0 | 0 | 0 | 0 | 0 | 0 | 0 | 0 | 0 | 0 | 0 | 0 | 0 | 0 | 0 | 0 | 0 | 0 | 0 | 0 | 0 | 0 | 0 | 0 | 0 | 0 | 0 | 0
Industrial_Stone, Clay, Glass_Existing_Miscellaneous_Natural Gas_Miscellaneous_E1_Baseline Forecast | Industrial | Stone, Clay, Glass | Existing | Miscellaneous | Natural Gas | Miscellaneous | E1 |  | Baseline Forecast | 0 | 0 | 0 | 0 | 0 | 0 | 0 | 0 | 0 | 0 | 0 | 0 | 0 | 0 | 0 | 0 | 0 | 0 | 0 | 0 | 0 | 0 | 0 | 0 | 0 | 0 | 0 | 0 | 0 | 0 | 0 | 0 | 0
Industrial_Stone, Clay, Glass_Existing_Miscellaneous_Natural Gas_Miscellaneous_E2_Baseline Forecast | Industrial | Stone, Clay, Glass | Existing | Miscellaneous | Natural Gas | Miscellaneous | E2 |  | Baseline Forecast | 0 | 0 | 0 | 0 | 0 | 0 | 0 | 0 | 0 | 0 | 0 | 0 | 0 | 0 | 0 | 0 | 0 | 0 | 0 | 0 | 0 | 0 | 0 | 0 | 0 | 0 | 0 | 0 | 0 | 0 | 0 | 0 | 0
Industrial_Stone, Clay, Glass_Existing_Miscellaneous_Natural Gas_Miscellaneous_E3_Baseline Forecast | Industrial | Stone, Clay, Glass | Existing | Miscellaneous | Natural Gas | Miscellaneous | E3 |  | Baseline Forecast | 0 | 0 | 0 | 0 | 0 | 0 | 0 | 0 | 0 | 0 | 0 | 0 | 0 | 0 | 0 | 0 | 0 | 0 | 0 | 0 | 0 | 0 | 0 | 0 | 0 | 0 | 0 | 0 | 0 | 0 | 0 | 0 | 0
Industrial_Stone, Clay, Glass_Existing_Miscellaneous_Natural Gas_Miscellaneous_E4_Baseline Forecast | Industrial | Stone, Clay, Glass | Existing | Miscellaneous | Natural Gas | Miscellaneous | E4 |  | Baseline Forecast | 0 | 0 | 0 | 0 | 0 | 0 | 0 | 0 | 0 | 0 | 0 | 0 | 0 | 0 | 0 | 0 | 0 | 0 | 0 | 0 | 0 | 0 | 0 | 0 | 0 | 0 | 0 | 0 | 0 | 0 | 0 | 0 | 0
Industrial_Stone, Clay, Glass_Existing_Miscellaneous_Natural Gas_Miscellaneous_E5_Baseline Forecast | Industrial | Stone, Clay, Glass | Existing | Miscellaneous | Natural Gas | Miscellaneous | E5 |  | Baseline Forecast | 0 | 0 | 0 | 0 | 0 | 0 | 0 | 0 | 0 | 0 | 0 | 0 | 0 | 0 | 0 | 0 | 0 | 0 | 0 | 0 | 0 | 0 | 0 | 0 | 0 | 0 | 0 | 0 | 0 | 0 | 0 | 0 | 0
Industrial_Stone, Clay, Glass_Existing_Miscellaneous_Natural Gas_Miscellaneous_E6_Baseline Forecast | Industrial | Stone, Clay, Glass | Existing | Miscellaneous | Natural Gas | Miscellaneous | E6 |  | Baseline Forecast | 0 | 0 | 0 | 0 | 0 | 0 | 0 | 0 | 0 | 0 | 0 | 0 | 0 | 0 | 0 | 0 | 0 | 0 | 0 | 0 | 0 | 0 | 0 | 0 | 0 | 0 | 0 | 0 | 0 | 0 | 0 | 0 | 0
Industrial_Stone, Clay, Glass_Existing_Miscellaneous_Natural Gas_Miscellaneous_E7_Baseline Forecast | Industrial | Stone, Clay, Glass | Existing | Miscellaneous | Natural Gas | Miscellaneous | E7 |  | Baseline Forecast | 0 | 0 | 0 | 0 | 0 | 0 | 0 | 0 | 0 | 0 | 0 | 0 | 0 | 0 | 0 | 0 | 0 | 0 | 0 | 0 | 0 | 0 | 0 | 0 | 0 | 0 | 0 | 0 | 0 | 0 | 0 | 0 | 0
Industrial_Stone, Clay, Glass_Existing_Miscellaneous_Natural Gas_Miscellaneous_E8_Baseline Forecast | Industrial | Stone, Clay, Glass | Existing | Miscellaneous | Natural Gas | Miscellaneous | E8 |  | Baseline Forecast | 0 | 0 | 0 | 0 | 0 | 0 | 0 | 0 | 0 | 0 | 0 | 0 | 0 | 0 | 0 | 0 | 0 | 0 | 0 | 0 | 0 | 0 | 0 | 0 | 0 | 0 | 0 | 0 | 0 | 0 | 0 | 0 | 0
Industrial_Stone, Clay, Glass_Existing_Miscellaneous_Natural Gas_Miscellaneous_E9_Baseline Forecast | Industrial | Stone, Clay, Glass | Existing | Miscellaneous | Natural Gas | Miscellaneous | E9 |  | Baseline Forecast | 0 | 0 | 0 | 0 | 0 | 0 | 0 | 0 | 0 | 0 | 0 | 0 | 0 | 0 | 0 | 0 | 0 | 0 | 0 | 0 | 0 | 0 | 0 | 0 | 0 | 0 | 0 | 0 | 0 | 0 | 0 | 0 | 0
Industrial_Stone, Clay, Glass_Existing_Miscellaneous_Natural Gas_Miscellaneous_E10_Baseline Forecast | Industrial | Stone, Clay, Glass | Existing | Miscellaneous | Natural Gas | Miscellaneous | E10 |  | Baseline Forecast | 0 | 0 | 0 | 0 | 0 | 0 | 0 | 0 | 0 | 0 | 0 | 0 | 0 | 0 | 0 | 0 | 0 | 0 | 0 | 0 | 0 | 0 | 0 | 0 | 0 | 0 | 0 | 0 | 0 | 0 | 0 | 0 | 0
Industrial_Stone, Clay, Glass_New_Space Heating_Natural Gas_Furnace_E1_Baseline Forecast | Industrial | Stone, Clay, Glass | New | Space Heating | Natural Gas | Furnace | E1 |  | Baseline Forecast | 0 | 0 | 0 | 0 | 0 | 0 | 0 | 0 | 0 | 0 | 0 | 0 | 0 | 0 | 0 | 0 | 0 | 0 | 0 | 0 | 0 | 0 | 0 | 0 | 0 | 0 | 0 | 0 | 0 | 0 | 0 | 0 | 0
Industrial_Stone, Clay, Glass_New_Space Heating_Natural Gas_Furnace_E2_Baseline Forecast | Industrial | Stone, Clay, Glass | New | Space Heating | Natural Gas | Furnace | E2 |  | Baseline Forecast | 0 | 0 | 0 | 0 | 0 | 0 | 0 | 0 | 0 | 0 | 0 | 0 | 0 | 0 | 0 | 0 | 0 | 0 | 0 | 0 | 0 | 0 | 0 | 0 | 0 | 0 | 0 | 0 | 0 | 0 | 0 | 0 | 0
Industrial_Stone, Clay, Glass_New_Space Heating_Natural Gas_Furnace_E3_Baseline Forecast | Industrial | Stone, Clay, Glass | New | Space Heating | Natural Gas | Furnace | E3 |  | Baseline Forecast | 0 | 0 | 0 | 0 | 0 | 0 | 0 | 0 | 0 | 0 | 0 | 0 | 0 | 0 | 0 | 0 | 0 | 0 | 0 | 0 | 0 | 0 | 0 | 0 | 0 | 0 | 0 | 0 | 0 | 0 | 0 | 0 | 0
Industrial_Stone, Clay, Glass_New_Space Heating_Natural Gas_Furnace_E4_Baseline Forecast | Industrial | Stone, Clay, Glass | New | Space Heating | Natural Gas | Furnace | E4 |  | Baseline Forecast | 0 | 0 | 0 | 0 | 0 | 0 | 0 | 0 | 0 | 0 | 0 | 0 | 0 | 0 | 0 | 0 | 0 | 0 | 0 | 0 | 0 | 0 | 0 | 0 | 0 | 0 | 0 | 0 | 0 | 0 | 0 | 0 | 0
Industrial_Stone, Clay, Glass_New_Space Heating_Natural Gas_Furnace_E5_Baseline Forecast | Industrial | Stone, Clay, Glass | New | Space Heating | Natural Gas | Furnace | E5 |  | Baseline Forecast | 0 | 0 | 0 | 0 | 0 | 0 | 0 | 0 | 0 | 0 | 0 | 0 | 0 | 0 | 0 | 0 | 0 | 0 | 0 | 0 | 0 | 0 | 0 | 0 | 0 | 0 | 0 | 0 | 0 | 0 | 0 | 0 | 0
Industrial_Stone, Clay, Glass_New_Space Heating_Natural Gas_Furnace_E6_Baseline Forecast | Industrial | Stone, Clay, Glass | New | Space Heating | Natural Gas | Furnace | E6 |  | Baseline Forecast | 0 | 0 | 0 | 0 | 0 | 0 | 0 | 0 | 0 | 0 | 0 | 0 | 0 | 0 | 0 | 0 | 0 | 0 | 0 | 0 | 0 | 0 | 0 | 0 | 0 | 0 | 0 | 0 | 0 | 0 | 0 | 0 | 0
Industrial_Stone, Clay, Glass_New_Space Heating_Natural Gas_Furnace_E7_Baseline Forecast | Industrial | Stone, Clay, Glass | New | Space Heating | Natural Gas | Furnace | E7 |  | Baseline Forecast | 0 | 0 | 0 | 0 | 0 | 0 | 0 | 0 | 0 | 0 | 0 | 0 | 0 | 0 | 0 | 0 | 0 | 0 | 0 | 0 | 0 | 0 | 0 | 0 | 0 | 0 | 0 | 0 | 0 | 0 | 0 | 0 | 0
Industrial_Stone, Clay, Glass_New_Space Heating_Natural Gas_Furnace_E8_Baseline Forecast | Industrial | Stone, Clay, Glass | New | Space Heating | Natural Gas | Furnace | E8 |  | Baseline Forecast | 0 | 0 | 0 | 0 | 0 | 0 | 0 | 0 | 0 | 0 | 0 | 0 | 0 | 0 | 0 | 0 | 0 | 0 | 0 | 0 | 0 | 0 | 0 | 0 | 0 | 0 | 0 | 0 | 0 | 0 | 0 | 0 | 0
Industrial_Stone, Clay, Glass_New_Space Heating_Natural Gas_Furnace_E9_Baseline Forecast | Industrial | Stone, Clay, Glass | New | Space Heating | Natural Gas | Furnace | E9 |  | Baseline Forecast | 0 | 0 | 0 | 0 | 0 | 0 | 0 | 0 | 0 | 0 | 0 | 0 | 0 | 0 | 0 | 0 | 0 | 0 | 0 | 0 | 0 | 0 | 0 | 0 | 0 | 0 | 0 | 0 | 0 | 0 | 0 | 0 | 0
Industrial_Stone, Clay, Glass_New_Space Heating_Natural Gas_Furnace_E10_Baseline Forecast | Industrial | Stone, Clay, Glass | New | Space Heating | Natural Gas | Furnace | E10 |  | Baseline Forecast | 0 | 0 | 0 | 0 | 0 | 0 | 0 | 0 | 0 | 0 | 0 | 0 | 0 | 0 | 0 | 0 | 0 | 0 | 0 | 0 | 0 | 0 | 0 | 0 | 0 | 0 | 0 | 0 | 0 | 0 | 0 | 0 | 0
Industrial_Stone, Clay, Glass_New_Space Heating_Natural Gas_Boiler_E1_Baseline Forecast | Industrial | Stone, Clay, Glass | New | Space Heating | Natural Gas | Boiler | E1 |  | Baseline Forecast | 0 | 0 | 0 | 0 | 0 | 0 | 0 | 0 | 0 | 0 | 0 | 0 | 0 | 0 | 0 | 0 | 0 | 0 | 0 | 0 | 0 | 0 | 0 | 0 | 0 | 0 | 0 | 0 | 0 | 0 | 0 | 0 | 0
Industrial_Stone, Clay, Glass_New_Space Heating_Natural Gas_Boiler_E2_Baseline Forecast | Industrial | Stone, Clay, Glass | New | Space Heating | Natural Gas | Boiler | E2 |  | Baseline Forecast | 0 | 0 | 0 | 0 | 0 | 0 | 0 | 0 | 0 | 0 | 0 | 0 | 0 | 0 | 0 | 0 | 0 | 0 | 0 | 0 | 0 | 0 | 0 | 0 | 0 | 0 | 0 | 0 | 0 | 0 | 0 | 0 | 0
Industrial_Stone, Clay, Glass_New_Space Heating_Natural Gas_Boiler_E3_Baseline Forecast | Industrial | Stone, Clay, Glass | New | Space Heating | Natural Gas | Boiler | E3 |  | Baseline Forecast | 0 | 0 | 0 | 0 | 0 | 0 | 0 | 0 | 0 | 0 | 0 | 0 | 0 | 0 | 0 | 0 | 0 | 0 | 0 | 0 | 0 | 0 | 0 | 0 | 0 | 0 | 0 | 0 | 0 | 0 | 0 | 0 | 0
Industrial_Stone, Clay, Glass_New_Space Heating_Natural Gas_Boiler_E4_Baseline Forecast | Industrial | Stone, Clay, Glass | New | Space Heating | Natural Gas | Boiler | E4 |  | Baseline Forecast | 0 | 0 | 0 | 0 | 0 | 0 | 0 | 0 | 0 | 0 | 0 | 0 | 0 | 0 | 0 | 0 | 0 | 0 | 0 | 0 | 0 | 0 | 0 | 0 | 0 | 0 | 0 | 0 | 0 | 0 | 0 | 0 | 0
Industrial_Stone, Clay, Glass_New_Space Heating_Natural Gas_Boiler_E5_Baseline Forecast | Industrial | Stone, Clay, Glass | New | Space Heating | Natural Gas | Boiler | E5 |  | Baseline Forecast | 0 | 0 | 0 | 0 | 0 | 0 | 0 | 0 | 0 | 0 | 0 | 0 | 0 | 0 | 0 | 0 | 0 | 0 | 0 | 0 | 0 | 0 | 0 | 0 | 0 | 0 | 0 | 0 | 0 | 0 | 0 | 0 | 0
Industrial_Stone, Clay, Glass_New_Space Heating_Natural Gas_Boiler_E6_Baseline Forecast | Industrial | Stone, Clay, Glass | New | Space Heating | Natural Gas | Boiler | E6 |  | Baseline Forecast | 0 | 0 | 0 | 0 | 0 | 0 | 0 | 0 | 0 | 0 | 0 | 0 | 0 | 0 | 0 | 0 | 0 | 0 | 0 | 0 | 0 | 0 | 0 | 0 | 0 | 0 | 0 | 0 | 0 | 0 | 0 | 0 | 0
Industrial_Stone, Clay, Glass_New_Space Heating_Natural Gas_Boiler_E7_Baseline Forecast | Industrial | Stone, Clay, Glass | New | Space Heating | Natural Gas | Boiler | E7 |  | Baseline Forecast | 0 | 0 | 0 | 0 | 0 | 0 | 0 | 0 | 0 | 0 | 0 | 0 | 0 | 0 | 0 | 0 | 0 | 0 | 0 | 0 | 0 | 0 | 0 | 0 | 0 | 0 | 0 | 0 | 0 | 0 | 0 | 0 | 0
Industrial_Stone, Clay, Glass_New_Space Heating_Natural Gas_Boiler_E8_Baseline Forecast | Industrial | Stone, Clay, Glass | New | Space Heating | Natural Gas | Boiler | E8 |  | Baseline Forecast | 0 | 0 | 0 | 0 | 0 | 0 | 0 | 0 | 0 | 0 | 0 | 0 | 0 | 0 | 0 | 0 | 0 | 0 | 0 | 0 | 0 | 0 | 0 | 0 | 0 | 0 | 0 | 0 | 0 | 0 | 0 | 0 | 0
Industrial_Stone, Clay, Glass_New_Space Heating_Natural Gas_Boiler_E9_Baseline Forecast | Industrial | Stone, Clay, Glass | New | Space Heating | Natural Gas | Boiler | E9 |  | Baseline Forecast | 0 | 0 | 0 | 0 | 0 | 0 | 0 | 0 | 0 | 0 | 0 | 0 | 0 | 0 | 0 | 0 | 0 | 0 | 0 | 0 | 0 | 0 | 0 | 0 | 0 | 0 | 0 | 0 | 0 | 0 | 0 | 0 | 0
Industrial_Stone, Clay, Glass_New_Space Heating_Natural Gas_Boiler_E10_Baseline Forecast | Industrial | Stone, Clay, Glass | New | Space Heating | Natural Gas | Boiler | E10 |  | Baseline Forecast | 0 | 0 | 0 | 0 | 0 | 0 | 0 | 0 | 0 | 0 | 0 | 0 | 0 | 0 | 0 | 0 | 0 | 0 | 0 | 0 | 0 | 0 | 0 | 0 | 0 | 0 | 0 | 0 | 0 | 0 | 0 | 0 | 0
Industrial_Stone, Clay, Glass_New_Space Heating_Natural Gas_Unit Heater_E1_Baseline Forecast | Industrial | Stone, Clay, Glass | New | Space Heating | Natural Gas | Unit Heater | E1 |  | Baseline Forecast | 0 | 0 | 0 | 0 | 0 | 0 | 0 | 0 | 0 | 0 | 0 | 0 | 0 | 0 | 0 | 0 | 0 | 0 | 0 | 0 | 0 | 0 | 0 | 0 | 0 | 0 | 0 | 0 | 0 | 0 | 0 | 0 | 0
Industrial_Stone, Clay, Glass_New_Space Heating_Natural Gas_Unit Heater_E2_Baseline Forecast | Industrial | Stone, Clay, Glass | New | Space Heating | Natural Gas | Unit Heater | E2 |  | Baseline Forecast | 0 | 0 | 0 | 0 | 0 | 0 | 0 | 0 | 0 | 0 | 0 | 0 | 0 | 0 | 0 | 0 | 0 | 0 | 0 | 0 | 0 | 0 | 0 | 0 | 0 | 0 | 0 | 0 | 0 | 0 | 0 | 0 | 0
Industrial_Stone, Clay, Glass_New_Space Heating_Natural Gas_Unit Heater_E3_Baseline Forecast | Industrial | Stone, Clay, Glass | New | Space Heating | Natural Gas | Unit Heater | E3 |  | Baseline Forecast | 0 | 0 | 0 | 0 | 0 | 0 | 0 | 0 | 0 | 0 | 0 | 0 | 0 | 0 | 0 | 0 | 0 | 0 | 0 | 0 | 0 | 0 | 0 | 0 | 0 | 0 | 0 | 0 | 0 | 0 | 0 | 0 | 0
Industrial_Stone, Clay, Glass_New_Space Heating_Natural Gas_Unit Heater_E4_Baseline Forecast | Industrial | Stone, Clay, Glass | New | Space Heating | Natural Gas | Unit Heater | E4 |  | Baseline Forecast | 0 | 0 | 0 | 0 | 0 | 0 | 0 | 0 | 0 | 0 | 0 | 0 | 0 | 0 | 0 | 0 | 0 | 0 | 0 | 0 | 0 | 0 | 0 | 0 | 0 | 0 | 0 | 0 | 0 | 0 | 0 | 0 | 0
Industrial_Stone, Clay, Glass_New_Space Heating_Natural Gas_Unit Heater_E5_Baseline Forecast | Industrial | Stone, Clay, Glass | New | Space Heating | Natural Gas | Unit Heater | E5 |  | Baseline Forecast | 0 | 0 | 0 | 0 | 0 | 0 | 0 | 0 | 0 | 0 | 0 | 0 | 0 | 0 | 0 | 0 | 0 | 0 | 0 | 0 | 0 | 0 | 0 | 0 | 0 | 0 | 0 | 0 | 0 | 0 | 0 | 0 | 0
Industrial_Stone, Clay, Glass_New_Space Heating_Natural Gas_Unit Heater_E6_Baseline Forecast | Industrial | Stone, Clay, Glass | New | Space Heating | Natural Gas | Unit Heater | E6 |  | Baseline Forecast | 0 | 0 | 0 | 0 | 0 | 0 | 0 | 0 | 0 | 0 | 0 | 0 | 0 | 0 | 0 | 0 | 0 | 0 | 0 | 0 | 0 | 0 | 0 | 0 | 0 | 0 | 0 | 0 | 0 | 0 | 0 | 0 | 0
Industrial_Stone, Clay, Glass_New_Space Heating_Natural Gas_Unit Heater_E7_Baseline Forecast | Industrial | Stone, Clay, Glass | New | Space Heating | Natural Gas | Unit Heater | E7 |  | Baseline Forecast | 0 | 0 | 0 | 0 | 0 | 0 | 0 | 0 | 0 | 0 | 0 | 0 | 0 | 0 | 0 | 0 | 0 | 0 | 0 | 0 | 0 | 0 | 0 | 0 | 0 | 0 | 0 | 0 | 0 | 0 | 0 | 0 | 0
Industrial_Stone, Clay, Glass_New_Space Heating_Natural Gas_Unit Heater_E8_Baseline Forecast | Industrial | Stone, Clay, Glass | New | Space Heating | Natural Gas | Unit Heater | E8 |  | Baseline Forecast | 0 | 0 | 0 | 0 | 0 | 0 | 0 | 0 | 0 | 0 | 0 | 0 | 0 | 0 | 0 | 0 | 0 | 0 | 0 | 0 | 0 | 0 | 0 | 0 | 0 | 0 | 0 | 0 | 0 | 0 | 0 | 0 | 0
Industrial_Stone, Clay, Glass_New_Space Heating_Natural Gas_Unit Heater_E9_Baseline Forecast | Industrial | Stone, Clay, Glass | New | Space Heating | Natural Gas | Unit Heater | E9 |  | Baseline Forecast | 0 | 0 | 0 | 0 | 0 | 0 | 0 | 0 | 0 | 0 | 0 | 0 | 0 | 0 | 0 | 0 | 0 | 0 | 0 | 0 | 0 | 0 | 0 | 0 | 0 | 0 | 0 | 0 | 0 | 0 | 0 | 0 | 0
Industrial_Stone, Clay, Glass_New_Space Heating_Natural Gas_Unit Heater_E10_Baseline Forecast | Industrial | Stone, Clay, Glass | New | Space Heating | Natural Gas | Unit Heater | E10 |  | Baseline Forecast | 0 | 0 | 0 | 0 | 0 | 0 | 0 | 0 | 0 | 0 | 0 | 0 | 0 | 0 | 0 | 0 | 0 | 0 | 0 | 0 | 0 | 0 | 0 | 0 | 0 | 0 | 0 | 0 | 0 | 0 | 0 | 0 | 0
Industrial_Stone, Clay, Glass_New_Process_Natural Gas_Process Heating_E1_Baseline Forecast | Industrial | Stone, Clay, Glass | New | Process | Natural Gas | Process Heating | E1 |  | Baseline Forecast | 0 | 0 | 0 | 0 | 0 | 0 | 0 | 0 | 0 | 0 | 0 | 0 | 0 | 0 | 0 | 0 | 0 | 0 | 0 | 0 | 0 | 0 | 0 | 0 | 0 | 0 | 0 | 0 | 0 | 0 | 0 | 0 | 0
Industrial_Stone, Clay, Glass_New_Process_Natural Gas_Process Heating_E2_Baseline Forecast | Industrial | Stone, Clay, Glass | New | Process | Natural Gas | Process Heating | E2 |  | Baseline Forecast | 0 | 0 | 0 | 0 | 0 | 0 | 0 | 0 | 0 | 0 | 0 | 0 | 0 | 0 | 0 | 0 | 0 | 0 | 0 | 0 | 0 | 0 | 0 | 0 | 0 | 0 | 0 | 0 | 0 | 0 | 0 | 0 | 0
Industrial_Stone, Clay, Glass_New_Process_Natural Gas_Process Heating_E3_Baseline Forecast | Industrial | Stone, Clay, Glass | New | Process | Natural Gas | Process Heating | E3 |  | Baseline Forecast | 0 | 0 | 0 | 0 | 0 | 0 | 0 | 0 | 0 | 0 | 0 | 0 | 0 | 0 | 0 | 0 | 0 | 0 | 0 | 0 | 0 | 0 | 0 | 0 | 0 | 0 | 0 | 0 | 0 | 0 | 0 | 0 | 0
Industrial_Stone, Clay, Glass_New_Process_Natural Gas_Process Heating_E4_Baseline Forecast | Industrial | Stone, Clay, Glass | New | Process | Natural Gas | Process Heating | E4 |  | Baseline Forecast | 0 | 0 | 0 | 0 | 0 | 0 | 0 | 0 | 0 | 0 | 0 | 0 | 0 | 0 | 0 | 0 | 0 | 0 | 0 | 0 | 0 | 0 | 0 | 0 | 0 | 0 | 0 | 0 | 0 | 0 | 0 | 0 | 0
Industrial_Stone, Clay, Glass_New_Process_Natural Gas_Process Heating_E5_Baseline Forecast | Industrial | Stone, Clay, Glass | New | Process | Natural Gas | Process Heating | E5 |  | Baseline Forecast | 0 | 0 | 0 | 0 | 0 | 0 | 0 | 0 | 0 | 0 | 0 | 0 | 0 | 0 | 0 | 0 | 0 | 0 | 0 | 0 | 0 | 0 | 0 | 0 | 0 | 0 | 0 | 0 | 0 | 0 | 0 | 0 | 0
Industrial_Stone, Clay, Glass_New_Process_Natural Gas_Process Heating_E6_Baseline Forecast | Industrial | Stone, Clay, Glass | New | Process | Natural Gas | Process Heating | E6 |  | Baseline Forecast | 0 | 0 | 0 | 0 | 0 | 0 | 0 | 0 | 0 | 0 | 0 | 0 | 0 | 0 | 0 | 0 | 0 | 0 | 0 | 0 | 0 | 0 | 0 | 0 | 0 | 0 | 0 | 0 | 0 | 0 | 0 | 0 | 0
Industrial_Stone, Clay, Glass_New_Process_Natural Gas_Process Heating_E7_Baseline Forecast | Industrial | Stone, Clay, Glass | New | Process | Natural Gas | Process Heating | E7 |  | Baseline Forecast | 0 | 0 | 0 | 0 | 0 | 0 | 0 | 0 | 0 | 0 | 0 | 0 | 0 | 0 | 0 | 0 | 0 | 0 | 0 | 0 | 0 | 0 | 0 | 0 | 0 | 0 | 0 | 0 | 0 | 0 | 0 | 0 | 0
Industrial_Stone, Clay, Glass_New_Process_Natural Gas_Process Heating_E8_Baseline Forecast | Industrial | Stone, Clay, Glass | New | Process | Natural Gas | Process Heating | E8 |  | Baseline Forecast | 0 | 0 | 0 | 0 | 0 | 0 | 0 | 0 | 0 | 0 | 0 | 0 | 0 | 0 | 0 | 0 | 0 | 0 | 0 | 0 | 0 | 0 | 0 | 0 | 0 | 0 | 0 | 0 | 0 | 0 | 0 | 0 | 0
Industrial_Stone, Clay, Glass_New_Process_Natural Gas_Process Heating_E9_Baseline Forecast | Industrial | Stone, Clay, Glass | New | Process | Natural Gas | Process Heating | E9 |  | Baseline Forecast | 0 | 0 | 0 | 0 | 0 | 0 | 0 | 0 | 0 | 0 | 0 | 0 | 0 | 0 | 0 | 0 | 0 | 0 | 0 | 0 | 0 | 0 | 0 | 0 | 0 | 0 | 0 | 0 | 0 | 0 | 0 | 0 | 0
Industrial_Stone, Clay, Glass_New_Process_Natural Gas_Process Heating_E10_Baseline Forecast | Industrial | Stone, Clay, Glass | New | Process | Natural Gas | Process Heating | E10 |  | Baseline Forecast | 0 | 0 | 0 | 0 | 0 | 0 | 0 | 0 | 0 | 0 | 0 | 0 | 0 | 0 | 0 | 0 | 0 | 0 | 0 | 0 | 0 | 0 | 0 | 0 | 0 | 0 | 0 | 0 | 0 | 0 | 0 | 0 | 0
Industrial_Stone, Clay, Glass_New_Process_Natural Gas_Process Boiler_E1_Baseline Forecast | Industrial | Stone, Clay, Glass | New | Process | Natural Gas | Process Boiler | E1 |  | Baseline Forecast | 0 | 0 | 0 | 0 | 0 | 0 | 0 | 0 | 0 | 0 | 0 | 0 | 0 | 0 | 0 | 0 | 0 | 0 | 0 | 0 | 0 | 0 | 0 | 0 | 0 | 0 | 0 | 0 | 0 | 0 | 0 | 0 | 0
Industrial_Stone, Clay, Glass_New_Process_Natural Gas_Process Boiler_E2_Baseline Forecast | Industrial | Stone, Clay, Glass | New | Process | Natural Gas | Process Boiler | E2 |  | Baseline Forecast | 0 | 0 | 0 | 0 | 0 | 0 | 0 | 0 | 0 | 0 | 0 | 0 | 0 | 0 | 0 | 0 | 0 | 0 | 0 | 0 | 0 | 0 | 0 | 0 | 0 | 0 | 0 | 0 | 0 | 0 | 0 | 0 | 0
Industrial_Stone, Clay, Glass_New_Process_Natural Gas_Process Boiler_E3_Baseline Forecast | Industrial | Stone, Clay, Glass | New | Process | Natural Gas | Process Boiler | E3 |  | Baseline Forecast | 0 | 0 | 0 | 0 | 0 | 0 | 0 | 0 | 0 | 0 | 0 | 0 | 0 | 0 | 0 | 0 | 0 | 0 | 0 | 0 | 0 | 0 | 0 | 0 | 0 | 0 | 0 | 0 | 0 | 0 | 0 | 0 | 0
Industrial_Stone, Clay, Glass_New_Process_Natural Gas_Process Boiler_E4_Baseline Forecast | Industrial | Stone, Clay, Glass | New | Process | Natural Gas | Process Boiler | E4 |  | Baseline Forecast | 0 | 0 | 0 | 0 | 0 | 0 | 0 | 0 | 0 | 0 | 0 | 0 | 0 | 0 | 0 | 0 | 0 | 0 | 0 | 0 | 0 | 0 | 0 | 0 | 0 | 0 | 0 | 0 | 0 | 0 | 0 | 0 | 0
Industrial_Stone, Clay, Glass_New_Process_Natural Gas_Process Boiler_E5_Baseline Forecast | Industrial | Stone, Clay, Glass | New | Process | Natural Gas | Process Boiler | E5 |  | Baseline Forecast | 0 | 0 | 0 | 0 | 0 | 0 | 0 | 0 | 0 | 0 | 0 | 0 | 0 | 0 | 0 | 0 | 0 | 0 | 0 | 0 | 0 | 0 | 0 | 0 | 0 | 0 | 0 | 0 | 0 | 0 | 0 | 0 | 0
Industrial_Stone, Clay, Glass_New_Process_Natural Gas_Process Boiler_E6_Baseline Forecast | Industrial | Stone, Clay, Glass | New | Process | Natural Gas | Process Boiler | E6 |  | Baseline Forecast | 0 | 0 | 0 | 0 | 0 | 0 | 0 | 0 | 0 | 0 | 0 | 0 | 0 | 0 | 0 | 0 | 0 | 0 | 0 | 0 | 0 | 0 | 0 | 0 | 0 | 0 | 0 | 0 | 0 | 0 | 0 | 0 | 0
Industrial_Stone, Clay, Glass_New_Process_Natural Gas_Process Boiler_E7_Baseline Forecast | Industrial | Stone, Clay, Glass | New | Process | Natural Gas | Process Boiler | E7 |  | Baseline Forecast | 0 | 0 | 0 | 0 | 0 | 0 | 0 | 0 | 0 | 0 | 0 | 0 | 0 | 0 | 0 | 0 | 0 | 0 | 0 | 0 | 0 | 0 | 0 | 0 | 0 | 0 | 0 | 0 | 0 | 0 | 0 | 0 | 0
Industrial_Stone, Clay, Glass_New_Process_Natural Gas_Process Boiler_E8_Baseline Forecast | Industrial | Stone, Clay, Glass | New | Process | Natural Gas | Process Boiler | E8 |  | Baseline Forecast | 0 | 0 | 0 | 0 | 0 | 0 | 0 | 0 | 0 | 0 | 0 | 0 | 0 | 0 | 0 | 0 | 0 | 0 | 0 | 0 | 0 | 0 | 0 | 0 | 0 | 0 | 0 | 0 | 0 | 0 | 0 | 0 | 0
Industrial_Stone, Clay, Glass_New_Process_Natural Gas_Process Boiler_E9_Baseline Forecast | Industrial | Stone, Clay, Glass | New | Process | Natural Gas | Process Boiler | E9 |  | Baseline Forecast | 0 | 0 | 0 | 0 | 0 | 0 | 0 | 0 | 0 | 0 | 0 | 0 | 0 | 0 | 0 | 0 | 0 | 0 | 0 | 0 | 0 | 0 | 0 | 0 | 0 | 0 | 0 | 0 | 0 | 0 | 0 | 0 | 0
Industrial_Stone, Clay, Glass_New_Process_Natural Gas_Process Boiler_E10_Baseline Forecast | Industrial | Stone, Clay, Glass | New | Process | Natural Gas | Process Boiler | E10 |  | Baseline Forecast | 0 | 0 | 0 | 0 | 0 | 0 | 0 | 0 | 0 | 0 | 0 | 0 | 0 | 0 | 0 | 0 | 0 | 0 | 0 | 0 | 0 | 0 | 0 | 0 | 0 | 0 | 0 | 0 | 0 | 0 | 0 | 0 | 0
Industrial_Stone, Clay, Glass_New_Process_Natural Gas_Process Cooling_E1_Baseline Forecast | Industrial | Stone, Clay, Glass | New | Process | Natural Gas | Process Cooling | E1 |  | Baseline Forecast | 0 | 0 | 0 | 0 | 0 | 0 | 0 | 0 | 0 | 0 | 0 | 0 | 0 | 0 | 0 | 0 | 0 | 0 | 0 | 0 | 0 | 0 | 0 | 0 | 0 | 0 | 0 | 0 | 0 | 0 | 0 | 0 | 0
Industrial_Stone, Clay, Glass_New_Process_Natural Gas_Process Cooling_E2_Baseline Forecast | Industrial | Stone, Clay, Glass | New | Process | Natural Gas | Process Cooling | E2 |  | Baseline Forecast | 0 | 0 | 0 | 0 | 0 | 0 | 0 | 0 | 0 | 0 | 0 | 0 | 0 | 0 | 0 | 0 | 0 | 0 | 0 | 0 | 0 | 0 | 0 | 0 | 0 | 0 | 0 | 0 | 0 | 0 | 0 | 0 | 0
Industrial_Stone, Clay, Glass_New_Process_Natural Gas_Process Cooling_E3_Baseline Forecast | Industrial | Stone, Clay, Glass | New | Process | Natural Gas | Process Cooling | E3 |  | Baseline Forecast | 0 | 0 | 0 | 0 | 0 | 0 | 0 | 0 | 0 | 0 | 0 | 0 | 0 | 0 | 0 | 0 | 0 | 0 | 0 | 0 | 0 | 0 | 0 | 0 | 0 | 0 | 0 | 0 | 0 | 0 | 0 | 0 | 0
Industrial_Stone, Clay, Glass_New_Process_Natural Gas_Process Cooling_E4_Baseline Forecast | Industrial | Stone, Clay, Glass | New | Process | Natural Gas | Process Cooling | E4 |  | Baseline Forecast | 0 | 0 | 0 | 0 | 0 | 0 | 0 | 0 | 0 | 0 | 0 | 0 | 0 | 0 | 0 | 0 | 0 | 0 | 0 | 0 | 0 | 0 | 0 | 0 | 0 | 0 | 0 | 0 | 0 | 0 | 0 | 0 | 0
Industrial_Stone, Clay, Glass_New_Process_Natural Gas_Process Cooling_E5_Baseline Forecast | Industrial | Stone, Clay, Glass | New | Process | Natural Gas | Process Cooling | E5 |  | Baseline Forecast | 0 | 0 | 0 | 0 | 0 | 0 | 0 | 0 | 0 | 0 | 0 | 0 | 0 | 0 | 0 | 0 | 0 | 0 | 0 | 0 | 0 | 0 | 0 | 0 | 0 | 0 | 0 | 0 | 0 | 0 | 0 | 0 | 0
Industrial_Stone, Clay, Glass_New_Process_Natural Gas_Process Cooling_E6_Baseline Forecast | Industrial | Stone, Clay, Glass | New | Process | Natural Gas | Process Cooling | E6 |  | Baseline Forecast | 0 | 0 | 0 | 0 | 0 | 0 | 0 | 0 | 0 | 0 | 0 | 0 | 0 | 0 | 0 | 0 | 0 | 0 | 0 | 0 | 0 | 0 | 0 | 0 | 0 | 0 | 0 | 0 | 0 | 0 | 0 | 0 | 0
Industrial_Stone, Clay, Glass_New_Process_Natural Gas_Process Cooling_E7_Baseline Forecast | Industrial | Stone, Clay, Glass | New | Process | Natural Gas | Process Cooling | E7 |  | Baseline Forecast | 0 | 0 | 0 | 0 | 0 | 0 | 0 | 0 | 0 | 0 | 0 | 0 | 0 | 0 | 0 | 0 | 0 | 0 | 0 | 0 | 0 | 0 | 0 | 0 | 0 | 0 | 0 | 0 | 0 | 0 | 0 | 0 | 0
Industrial_Stone, Clay, Glass_New_Process_Natural Gas_Process Cooling_E8_Baseline Forecast | Industrial | Stone, Clay, Glass | New | Process | Natural Gas | Process Cooling | E8 |  | Baseline Forecast | 0 | 0 | 0 | 0 | 0 | 0 | 0 | 0 | 0 | 0 | 0 | 0 | 0 | 0 | 0 | 0 | 0 | 0 | 0 | 0 | 0 | 0 | 0 | 0 | 0 | 0 | 0 | 0 | 0 | 0 | 0 | 0 | 0
Industrial_Stone, Clay, Glass_New_Process_Natural Gas_Process Cooling_E9_Baseline Forecast | Industrial | Stone, Clay, Glass | New | Process | Natural Gas | Process Cooling | E9 |  | Baseline Forecast | 0 | 0 | 0 | 0 | 0 | 0 | 0 | 0 | 0 | 0 | 0 | 0 | 0 | 0 | 0 | 0 | 0 | 0 | 0 | 0 | 0 | 0 | 0 | 0 | 0 | 0 | 0 | 0 | 0 | 0 | 0 | 0 | 0
Industrial_Stone, Clay, Glass_New_Process_Natural Gas_Process Cooling_E10_Baseline Forecast | Industrial | Stone, Clay, Glass | New | Process | Natural Gas | Process Cooling | E10 |  | Baseline Forecast | 0 | 0 | 0 | 0 | 0 | 0 | 0 | 0 | 0 | 0 | 0 | 0 | 0 | 0 | 0 | 0 | 0 | 0 | 0 | 0 | 0 | 0 | 0 | 0 | 0 | 0 | 0 | 0 | 0 | 0 | 0 | 0 | 0
Industrial_Stone, Clay, Glass_New_Process_Natural Gas_Other Process_E1_Baseline Forecast | Industrial | Stone, Clay, Glass | New | Process | Natural Gas | Other Process | E1 |  | Baseline Forecast | 0 | 0 | 0 | 0 | 0 | 0 | 0 | 0 | 0 | 0 | 0 | 0 | 0 | 0 | 0 | 0 | 0 | 0 | 0 | 0 | 0 | 0 | 0 | 0 | 0 | 0 | 0 | 0 | 0 | 0 | 0 | 0 | 0
Industrial_Stone, Clay, Glass_New_Process_Natural Gas_Other Process_E2_Baseline Forecast | Industrial | Stone, Clay, Glass | New | Process | Natural Gas | Other Process | E2 |  | Baseline Forecast | 0 | 0 | 0 | 0 | 0 | 0 | 0 | 0 | 0 | 0 | 0 | 0 | 0 | 0 | 0 | 0 | 0 | 0 | 0 | 0 | 0 | 0 | 0 | 0 | 0 | 0 | 0 | 0 | 0 | 0 | 0 | 0 | 0
Industrial_Stone, Clay, Glass_New_Process_Natural Gas_Other Process_E3_Baseline Forecast | Industrial | Stone, Clay, Glass | New | Process | Natural Gas | Other Process | E3 |  | Baseline Forecast | 0 | 0 | 0 | 0 | 0 | 0 | 0 | 0 | 0 | 0 | 0 | 0 | 0 | 0 | 0 | 0 | 0 | 0 | 0 | 0 | 0 | 0 | 0 | 0 | 0 | 0 | 0 | 0 | 0 | 0 | 0 | 0 | 0
Industrial_Stone, Clay, Glass_New_Process_Natural Gas_Other Process_E4_Baseline Forecast | Industrial | Stone, Clay, Glass | New | Process | Natural Gas | Other Process | E4 |  | Baseline Forecast | 0 | 0 | 0 | 0 | 0 | 0 | 0 | 0 | 0 | 0 | 0 | 0 | 0 | 0 | 0 | 0 | 0 | 0 | 0 | 0 | 0 | 0 | 0 | 0 | 0 | 0 | 0 | 0 | 0 | 0 | 0 | 0 | 0
Industrial_Stone, Clay, Glass_New_Process_Natural Gas_Other Process_E5_Baseline Forecast | Industrial | Stone, Clay, Glass | New | Process | Natural Gas | Other Process | E5 |  | Baseline Forecast | 0 | 0 | 0 | 0 | 0 | 0 | 0 | 0 | 0 | 0 | 0 | 0 | 0 | 0 | 0 | 0 | 0 | 0 | 0 | 0 | 0 | 0 | 0 | 0 | 0 | 0 | 0 | 0 | 0 | 0 | 0 | 0 | 0
Industrial_Stone, Clay, Glass_New_Process_Natural Gas_Other Process_E6_Baseline Forecast | Industrial | Stone, Clay, Glass | New | Process | Natural Gas | Other Process | E6 |  | Baseline Forecast | 0 | 0 | 0 | 0 | 0 | 0 | 0 | 0 | 0 | 0 | 0 | 0 | 0 | 0 | 0 | 0 | 0 | 0 | 0 | 0 | 0 | 0 | 0 | 0 | 0 | 0 | 0 | 0 | 0 | 0 | 0 | 0 | 0
Industrial_Stone, Clay, Glass_New_Process_Natural Gas_Other Process_E7_Baseline Forecast | Industrial | Stone, Clay, Glass | New | Process | Natural Gas | Other Process | E7 |  | Baseline Forecast | 0 | 0 | 0 | 0 | 0 | 0 | 0 | 0 | 0 | 0 | 0 | 0 | 0 | 0 | 0 | 0 | 0 | 0 | 0 | 0 | 0 | 0 | 0 | 0 | 0 | 0 | 0 | 0 | 0 | 0 | 0 | 0 | 0
Industrial_Stone, Clay, Glass_New_Process_Natural Gas_Other Process_E8_Baseline Forecast | Industrial | Stone, Clay, Glass | New | Process | Natural Gas | Other Process | E8 |  | Baseline Forecast | 0 | 0 | 0 | 0 | 0 | 0 | 0 | 0 | 0 | 0 | 0 | 0 | 0 | 0 | 0 | 0 | 0 | 0 | 0 | 0 | 0 | 0 | 0 | 0 | 0 | 0 | 0 | 0 | 0 | 0 | 0 | 0 | 0
Industrial_Stone, Clay, Glass_New_Process_Natural Gas_Other Process_E9_Baseline Forecast | Industrial | Stone, Clay, Glass | New | Process | Natural Gas | Other Process | E9 |  | Baseline Forecast | 0 | 0 | 0 | 0 | 0 | 0 | 0 | 0 | 0 | 0 | 0 | 0 | 0 | 0 | 0 | 0 | 0 | 0 | 0 | 0 | 0 | 0 | 0 | 0 | 0 | 0 | 0 | 0 | 0 | 0 | 0 | 0 | 0
Industrial_Stone, Clay, Glass_New_Process_Natural Gas_Other Process_E10_Baseline Forecast | Industrial | Stone, Clay, Glass | New | Process | Natural Gas | Other Process | E10 |  | Baseline Forecast | 0 | 0 | 0 | 0 | 0 | 0 | 0 | 0 | 0 | 0 | 0 | 0 | 0 | 0 | 0 | 0 | 0 | 0 | 0 | 0 | 0 | 0 | 0 | 0 | 0 | 0 | 0 | 0 | 0 | 0 | 0 | 0 | 0
Industrial_Stone, Clay, Glass_New_Miscellaneous_Natural Gas_Miscellaneous_E1_Baseline Forecast | Industrial | Stone, Clay, Glass | New | Miscellaneous | Natural Gas | Miscellaneous | E1 |  | Baseline Forecast | 0 | 0 | 0 | 0 | 0 | 0 | 0 | 0 | 0 | 0 | 0 | 0 | 0 | 0 | 0 | 0 | 0 | 0 | 0 | 0 | 0 | 0 | 0 | 0 | 0 | 0 | 0 | 0 | 0 | 0 | 0 | 0 | 0
Industrial_Stone, Clay, Glass_New_Miscellaneous_Natural Gas_Miscellaneous_E2_Baseline Forecast | Industrial | Stone, Clay, Glass | New | Miscellaneous | Natural Gas | Miscellaneous | E2 |  | Baseline Forecast | 0 | 0 | 0 | 0 | 0 | 0 | 0 | 0 | 0 | 0 | 0 | 0 | 0 | 0 | 0 | 0 | 0 | 0 | 0 | 0 | 0 | 0 | 0 | 0 | 0 | 0 | 0 | 0 | 0 | 0 | 0 | 0 | 0
Industrial_Stone, Clay, Glass_New_Miscellaneous_Natural Gas_Miscellaneous_E3_Baseline Forecast | Industrial | Stone, Clay, Glass | New | Miscellaneous | Natural Gas | Miscellaneous | E3 |  | Baseline Forecast | 0 | 0 | 0 | 0 | 0 | 0 | 0 | 0 | 0 | 0 | 0 | 0 | 0 | 0 | 0 | 0 | 0 | 0 | 0 | 0 | 0 | 0 | 0 | 0 | 0 | 0 | 0 | 0 | 0 | 0 | 0 | 0 | 0
Industrial_Stone, Clay, Glass_New_Miscellaneous_Natural Gas_Miscellaneous_E4_Baseline Forecast | Industrial | Stone, Clay, Glass | New | Miscellaneous | Natural Gas | Miscellaneous | E4 |  | Baseline Forecast | 0 | 0 | 0 | 0 | 0 | 0 | 0 | 0 | 0 | 0 | 0 | 0 | 0 | 0 | 0 | 0 | 0 | 0 | 0 | 0 | 0 | 0 | 0 | 0 | 0 | 0 | 0 | 0 | 0 | 0 | 0 | 0 | 0
Industrial_Stone, Clay, Glass_New_Miscellaneous_Natural Gas_Miscellaneous_E5_Baseline Forecast | Industrial | Stone, Clay, Glass | New | Miscellaneous | Natural Gas | Miscellaneous | E5 |  | Baseline Forecast | 0 | 0 | 0 | 0 | 0 | 0 | 0 | 0 | 0 | 0 | 0 | 0 | 0 | 0 | 0 | 0 | 0 | 0 | 0 | 0 | 0 | 0 | 0 | 0 | 0 | 0 | 0 | 0 | 0 | 0 | 0 | 0 | 0
Industrial_Stone, Clay, Glass_New_Miscellaneous_Natural Gas_Miscellaneous_E6_Baseline Forecast | Industrial | Stone, Clay, Glass | New | Miscellaneous | Natural Gas | Miscellaneous | E6 |  | Baseline Forecast | 0 | 0 | 0 | 0 | 0 | 0 | 0 | 0 | 0 | 0 | 0 | 0 | 0 | 0 | 0 | 0 | 0 | 0 | 0 | 0 | 0 | 0 | 0 | 0 | 0 | 0 | 0 | 0 | 0 | 0 | 0 | 0 | 0
Industrial_Stone, Clay, Glass_New_Miscellaneous_Natural Gas_Miscellaneous_E7_Baseline Forecast | Industrial | Stone, Clay, Glass | New | Miscellaneous | Natural Gas | Miscellaneous | E7 |  | Baseline Forecast | 0 | 0 | 0 | 0 | 0 | 0 | 0 | 0 | 0 | 0 | 0 | 0 | 0 | 0 | 0 | 0 | 0 | 0 | 0 | 0 | 0 | 0 | 0 | 0 | 0 | 0 | 0 | 0 | 0 | 0 | 0 | 0 | 0
Industrial_Stone, Clay, Glass_New_Miscellaneous_Natural Gas_Miscellaneous_E8_Baseline Forecast | Industrial | Stone, Clay, Glass | New | Miscellaneous | Natural Gas | Miscellaneous | E8 |  | Baseline Forecast | 0 | 0 | 0 | 0 | 0 | 0 | 0 | 0 | 0 | 0 | 0 | 0 | 0 | 0 | 0 | 0 | 0 | 0 | 0 | 0 | 0 | 0 | 0 | 0 | 0 | 0 | 0 | 0 | 0 | 0 | 0 | 0 | 0
Industrial_Stone, Clay, Glass_New_Miscellaneous_Natural Gas_Miscellaneous_E9_Baseline Forecast | Industrial | Stone, Clay, Glass | New | Miscellaneous | Natural Gas | Miscellaneous | E9 |  | Baseline Forecast | 0 | 0 | 0 | 0 | 0 | 0 | 0 | 0 | 0 | 0 | 0 | 0 | 0 | 0 | 0 | 0 | 0 | 0 | 0 | 0 | 0 | 0 | 0 | 0 | 0 | 0 | 0 | 0 | 0 | 0 | 0 | 0 | 0
Industrial_Stone, Clay, Glass_New_Miscellaneous_Natural Gas_Miscellaneous_E10_Baseline Forecast | Industrial | Stone, Clay, Glass | New | Miscellaneous | Natural Gas | Miscellaneous | E10 |  | Baseline Forecast | 0 | 0 | 0 | 0 | 0 | 0 | 0 | 0 | 0 | 0 | 0 | 0 | 0 | 0 | 0 | 0 | 0 | 0 | 0 | 0 | 0 | 0 | 0 | 0 | 0 | 0 | 0 | 0 | 0 | 0 | 0 | 0 | 0
Industrial_Food Processing_Existing_Space Heating_Natural Gas_Furnace_E1_Baseline Forecast | Industrial | Food Processing | Existing | Space Heating | Natural Gas | Furnace | E1 |  | Baseline Forecast | 0 | 0 | 0 | 0 | 0 | 0 | 0 | 0 | 0 | 0 | 0 | 0 | 0 | 0 | 0 | 0 | 0 | 0 | 0 | 0 | 0 | 0 | 0 | 0 | 0 | 0 | 0 | 0 | 0 | 0 | 0 | 0 | 0
Industrial_Food Processing_Existing_Space Heating_Natural Gas_Furnace_E2_Baseline Forecast | Industrial | Food Processing | Existing | Space Heating | Natural Gas | Furnace | E2 |  | Baseline Forecast | 0 | 0 | 0 | 0 | 0 | 0 | 0 | 0 | 0 | 0 | 0 | 0 | 0 | 0 | 0 | 0 | 0 | 0 | 0 | 0 | 0 | 0 | 0 | 0 | 0 | 0 | 0 | 0 | 0 | 0 | 0 | 0 | 0
Industrial_Food Processing_Existing_Space Heating_Natural Gas_Furnace_E3_Baseline Forecast | Industrial | Food Processing | Existing | Space Heating | Natural Gas | Furnace | E3 |  | Baseline Forecast | 0 | 0 | 0 | 0 | 0 | 0 | 0 | 0 | 0 | 0 | 0 | 0 | 0 | 0 | 0 | 0 | 0 | 0 | 0 | 0 | 0 | 0 | 0 | 0 | 0 | 0 | 0 | 0 | 0 | 0 | 0 | 0 | 0
Industrial_Food Processing_Existing_Space Heating_Natural Gas_Furnace_E4_Baseline Forecast | Industrial | Food Processing | Existing | Space Heating | Natural Gas | Furnace | E4 |  | Baseline Forecast | 0 | 0 | 0 | 0 | 0 | 0 | 0 | 0 | 0 | 0 | 0 | 0 | 0 | 0 | 0 | 0 | 0 | 0 | 0 | 0 | 0 | 0 | 0 | 0 | 0 | 0 | 0 | 0 | 0 | 0 | 0 | 0 | 0
Industrial_Food Processing_Existing_Space Heating_Natural Gas_Furnace_E5_Baseline Forecast | Industrial | Food Processing | Existing | Space Heating | Natural Gas | Furnace | E5 |  | Baseline Forecast | 0 | 0 | 0 | 0 | 0 | 0 | 0 | 0 | 0 | 0 | 0 | 0 | 0 | 0 | 0 | 0 | 0 | 0 | 0 | 0 | 0 | 0 | 0 | 0 | 0 | 0 | 0 | 0 | 0 | 0 | 0 | 0 | 0
Industrial_Food Processing_Existing_Space Heating_Natural Gas_Furnace_E6_Baseline Forecast | Industrial | Food Processing | Existing | Space Heating | Natural Gas | Furnace | E6 |  | Baseline Forecast | 0 | 0 | 0 | 0 | 0 | 0 | 0 | 0 | 0 | 0 | 0 | 0 | 0 | 0 | 0 | 0 | 0 | 0 | 0 | 0 | 0 | 0 | 0 | 0 | 0 | 0 | 0 | 0 | 0 | 0 | 0 | 0 | 0
Industrial_Food Processing_Existing_Space Heating_Natural Gas_Furnace_E7_Baseline Forecast | Industrial | Food Processing | Existing | Space Heating | Natural Gas | Furnace | E7 |  | Baseline Forecast | 0 | 0 | 0 | 0 | 0 | 0 | 0 | 0 | 0 | 0 | 0 | 0 | 0 | 0 | 0 | 0 | 0 | 0 | 0 | 0 | 0 | 0 | 0 | 0 | 0 | 0 | 0 | 0 | 0 | 0 | 0 | 0 | 0
Industrial_Food Processing_Existing_Space Heating_Natural Gas_Furnace_E8_Baseline Forecast | Industrial | Food Processing | Existing | Space Heating | Natural Gas | Furnace | E8 |  | Baseline Forecast | 0 | 0 | 0 | 0 | 0 | 0 | 0 | 0 | 0 | 0 | 0 | 0 | 0 | 0 | 0 | 0 | 0 | 0 | 0 | 0 | 0 | 0 | 0 | 0 | 0 | 0 | 0 | 0 | 0 | 0 | 0 | 0 | 0
Industrial_Food Processing_Existing_Space Heating_Natural Gas_Furnace_E9_Baseline Forecast | Industrial | Food Processing | Existing | Space Heating | Natural Gas | Furnace | E9 |  | Baseline Forecast | 0 | 0 | 0 | 0 | 0 | 0 | 0 | 0 | 0 | 0 | 0 | 0 | 0 | 0 | 0 | 0 | 0 | 0 | 0 | 0 | 0 | 0 | 0 | 0 | 0 | 0 | 0 | 0 | 0 | 0 | 0 | 0 | 0
Industrial_Food Processing_Existing_Space Heating_Natural Gas_Furnace_E10_Baseline Forecast | Industrial | Food Processing | Existing | Space Heating | Natural Gas | Furnace | E10 |  | Baseline Forecast | 0 | 0 | 0 | 0 | 0 | 0 | 0 | 0 | 0 | 0 | 0 | 0 | 0 | 0 | 0 | 0 | 0 | 0 | 0 | 0 | 0 | 0 | 0 | 0 | 0 | 0 | 0 | 0 | 0 | 0 | 0 | 0 | 0
Industrial_Food Processing_Existing_Space Heating_Natural Gas_Boiler_E1_Baseline Forecast | Industrial | Food Processing | Existing | Space Heating | Natural Gas | Boiler | E1 |  | Baseline Forecast | 0 | 0 | 0 | 0 | 0 | 0 | 0 | 0 | 0 | 0 | 0 | 0 | 0 | 0 | 0 | 0 | 0 | 0 | 0 | 0 | 0 | 0 | 0 | 0 | 0 | 0 | 0 | 0 | 0 | 0 | 0 | 0 | 0
Industrial_Food Processing_Existing_Space Heating_Natural Gas_Boiler_E2_Baseline Forecast | Industrial | Food Processing | Existing | Space Heating | Natural Gas | Boiler | E2 |  | Baseline Forecast | 0 | 0 | 0 | 0 | 0 | 0 | 0 | 0 | 0 | 0 | 0 | 0 | 0 | 0 | 0 | 0 | 0 | 0 | 0 | 0 | 0 | 0 | 0 | 0 | 0 | 0 | 0 | 0 | 0 | 0 | 0 | 0 | 0
Industrial_Food Processing_Existing_Space Heating_Natural Gas_Boiler_E3_Baseline Forecast | Industrial | Food Processing | Existing | Space Heating | Natural Gas | Boiler | E3 |  | Baseline Forecast | 0 | 0 | 0 | 0 | 0 | 0 | 0 | 0 | 0 | 0 | 0 | 0 | 0 | 0 | 0 | 0 | 0 | 0 | 0 | 0 | 0 | 0 | 0 | 0 | 0 | 0 | 0 | 0 | 0 | 0 | 0 | 0 | 0
Industrial_Food Processing_Existing_Space Heating_Natural Gas_Boiler_E4_Baseline Forecast | Industrial | Food Processing | Existing | Space Heating | Natural Gas | Boiler | E4 |  | Baseline Forecast | 0 | 0 | 0 | 0 | 0 | 0 | 0 | 0 | 0 | 0 | 0 | 0 | 0 | 0 | 0 | 0 | 0 | 0 | 0 | 0 | 0 | 0 | 0 | 0 | 0 | 0 | 0 | 0 | 0 | 0 | 0 | 0 | 0
Industrial_Food Processing_Existing_Space Heating_Natural Gas_Boiler_E5_Baseline Forecast | Industrial | Food Processing | Existing | Space Heating | Natural Gas | Boiler | E5 |  | Baseline Forecast | 0 | 0 | 0 | 0 | 0 | 0 | 0 | 0 | 0 | 0 | 0 | 0 | 0 | 0 | 0 | 0 | 0 | 0 | 0 | 0 | 0 | 0 | 0 | 0 | 0 | 0 | 0 | 0 | 0 | 0 | 0 | 0 | 0
Industrial_Food Processing_Existing_Space Heating_Natural Gas_Boiler_E6_Baseline Forecast | Industrial | Food Processing | Existing | Space Heating | Natural Gas | Boiler | E6 |  | Baseline Forecast | 0 | 0 | 0 | 0 | 0 | 0 | 0 | 0 | 0 | 0 | 0 | 0 | 0 | 0 | 0 | 0 | 0 | 0 | 0 | 0 | 0 | 0 | 0 | 0 | 0 | 0 | 0 | 0 | 0 | 0 | 0 | 0 | 0
Industrial_Food Processing_Existing_Space Heating_Natural Gas_Boiler_E7_Baseline Forecast | Industrial | Food Processing | Existing | Space Heating | Natural Gas | Boiler | E7 |  | Baseline Forecast | 0 | 0 | 0 | 0 | 0 | 0 | 0 | 0 | 0 | 0 | 0 | 0 | 0 | 0 | 0 | 0 | 0 | 0 | 0 | 0 | 0 | 0 | 0 | 0 | 0 | 0 | 0 | 0 | 0 | 0 | 0 | 0 | 0
Industrial_Food Processing_Existing_Space Heating_Natural Gas_Boiler_E8_Baseline Forecast | Industrial | Food Processing | Existing | Space Heating | Natural Gas | Boiler | E8 |  | Baseline Forecast | 0 | 0 | 0 | 0 | 0 | 0 | 0 | 0 | 0 | 0 | 0 | 0 | 0 | 0 | 0 | 0 | 0 | 0 | 0 | 0 | 0 | 0 | 0 | 0 | 0 | 0 | 0 | 0 | 0 | 0 | 0 | 0 | 0
Industrial_Food Processing_Existing_Space Heating_Natural Gas_Boiler_E9_Baseline Forecast | Industrial | Food Processing | Existing | Space Heating | Natural Gas | Boiler | E9 |  | Baseline Forecast | 0 | 0 | 0 | 0 | 0 | 0 | 0 | 0 | 0 | 0 | 0 | 0 | 0 | 0 | 0 | 0 | 0 | 0 | 0 | 0 | 0 | 0 | 0 | 0 | 0 | 0 | 0 | 0 | 0 | 0 | 0 | 0 | 0
Industrial_Food Processing_Existing_Space Heating_Natural Gas_Boiler_E10_Baseline Forecast | Industrial | Food Processing | Existing | Space Heating | Natural Gas | Boiler | E10 |  | Baseline Forecast | 0 | 0 | 0 | 0 | 0 | 0 | 0 | 0 | 0 | 0 | 0 | 0 | 0 | 0 | 0 | 0 | 0 | 0 | 0 | 0 | 0 | 0 | 0 | 0 | 0 | 0 | 0 | 0 | 0 | 0 | 0 | 0 | 0
Industrial_Food Processing_Existing_Space Heating_Natural Gas_Unit Heater_E1_Baseline Forecast | Industrial | Food Processing | Existing | Space Heating | Natural Gas | Unit Heater | E1 |  | Baseline Forecast | 0 | 0 | 0 | 0 | 0 | 0 | 0 | 0 | 0 | 0 | 0 | 0 | 0 | 0 | 0 | 0 | 0 | 0 | 0 | 0 | 0 | 0 | 0 | 0 | 0 | 0 | 0 | 0 | 0 | 0 | 0 | 0 | 0
Industrial_Food Processing_Existing_Space Heating_Natural Gas_Unit Heater_E2_Baseline Forecast | Industrial | Food Processing | Existing | Space Heating | Natural Gas | Unit Heater | E2 |  | Baseline Forecast | 0 | 0 | 0 | 0 | 0 | 0 | 0 | 0 | 0 | 0 | 0 | 0 | 0 | 0 | 0 | 0 | 0 | 0 | 0 | 0 | 0 | 0 | 0 | 0 | 0 | 0 | 0 | 0 | 0 | 0 | 0 | 0 | 0
Industrial_Food Processing_Existing_Space Heating_Natural Gas_Unit Heater_E3_Baseline Forecast | Industrial | Food Processing | Existing | Space Heating | Natural Gas | Unit Heater | E3 |  | Baseline Forecast | 0 | 0 | 0 | 0 | 0 | 0 | 0 | 0 | 0 | 0 | 0 | 0 | 0 | 0 | 0 | 0 | 0 | 0 | 0 | 0 | 0 | 0 | 0 | 0 | 0 | 0 | 0 | 0 | 0 | 0 | 0 | 0 | 0
Industrial_Food Processing_Existing_Space Heating_Natural Gas_Unit Heater_E4_Baseline Forecast | Industrial | Food Processing | Existing | Space Heating | Natural Gas | Unit Heater | E4 |  | Baseline Forecast | 0 | 0 | 0 | 0 | 0 | 0 | 0 | 0 | 0 | 0 | 0 | 0 | 0 | 0 | 0 | 0 | 0 | 0 | 0 | 0 | 0 | 0 | 0 | 0 | 0 | 0 | 0 | 0 | 0 | 0 | 0 | 0 | 0
Industrial_Food Processing_Existing_Space Heating_Natural Gas_Unit Heater_E5_Baseline Forecast | Industrial | Food Processing | Existing | Space Heating | Natural Gas | Unit Heater | E5 |  | Baseline Forecast | 0 | 0 | 0 | 0 | 0 | 0 | 0 | 0 | 0 | 0 | 0 | 0 | 0 | 0 | 0 | 0 | 0 | 0 | 0 | 0 | 0 | 0 | 0 | 0 | 0 | 0 | 0 | 0 | 0 | 0 | 0 | 0 | 0
Industrial_Food Processing_Existing_Space Heating_Natural Gas_Unit Heater_E6_Baseline Forecast | Industrial | Food Processing | Existing | Space Heating | Natural Gas | Unit Heater | E6 |  | Baseline Forecast | 0 | 0 | 0 | 0 | 0 | 0 | 0 | 0 | 0 | 0 | 0 | 0 | 0 | 0 | 0 | 0 | 0 | 0 | 0 | 0 | 0 | 0 | 0 | 0 | 0 | 0 | 0 | 0 | 0 | 0 | 0 | 0 | 0
Industrial_Food Processing_Existing_Space Heating_Natural Gas_Unit Heater_E7_Baseline Forecast | Industrial | Food Processing | Existing | Space Heating | Natural Gas | Unit Heater | E7 |  | Baseline Forecast | 0 | 0 | 0 | 0 | 0 | 0 | 0 | 0 | 0 | 0 | 0 | 0 | 0 | 0 | 0 | 0 | 0 | 0 | 0 | 0 | 0 | 0 | 0 | 0 | 0 | 0 | 0 | 0 | 0 | 0 | 0 | 0 | 0
Industrial_Food Processing_Existing_Space Heating_Natural Gas_Unit Heater_E8_Baseline Forecast | Industrial | Food Processing | Existing | Space Heating | Natural Gas | Unit Heater | E8 |  | Baseline Forecast | 0 | 0 | 0 | 0 | 0 | 0 | 0 | 0 | 0 | 0 | 0 | 0 | 0 | 0 | 0 | 0 | 0 | 0 | 0 | 0 | 0 | 0 | 0 | 0 | 0 | 0 | 0 | 0 | 0 | 0 | 0 | 0 | 0
Industrial_Food Processing_Existing_Space Heating_Natural Gas_Unit Heater_E9_Baseline Forecast | Industrial | Food Processing | Existing | Space Heating | Natural Gas | Unit Heater | E9 |  | Baseline Forecast | 0 | 0 | 0 | 0 | 0 | 0 | 0 | 0 | 0 | 0 | 0 | 0 | 0 | 0 | 0 | 0 | 0 | 0 | 0 | 0 | 0 | 0 | 0 | 0 | 0 | 0 | 0 | 0 | 0 | 0 | 0 | 0 | 0
Industrial_Food Processing_Existing_Space Heating_Natural Gas_Unit Heater_E10_Baseline Forecast | Industrial | Food Processing | Existing | Space Heating | Natural Gas | Unit Heater | E10 |  | Baseline Forecast | 0 | 0 | 0 | 0 | 0 | 0 | 0 | 0 | 0 | 0 | 0 | 0 | 0 | 0 | 0 | 0 | 0 | 0 | 0 | 0 | 0 | 0 | 0 | 0 | 0 | 0 | 0 | 0 | 0 | 0 | 0 | 0 | 0
Industrial_Food Processing_Existing_Process_Natural Gas_Process Heating_E1_Baseline Forecast | Industrial | Food Processing | Existing | Process | Natural Gas | Process Heating | E1 |  | Baseline Forecast | 0 | 0 | 0 | 0 | 0 | 0 | 0 | 0 | 0 | 0 | 0 | 0 | 0 | 0 | 0 | 0 | 0 | 0 | 0 | 0 | 0 | 0 | 0 | 0 | 0 | 0 | 0 | 0 | 0 | 0 | 0 | 0 | 0
Industrial_Food Processing_Existing_Process_Natural Gas_Process Heating_E2_Baseline Forecast | Industrial | Food Processing | Existing | Process | Natural Gas | Process Heating | E2 |  | Baseline Forecast | 0 | 0 | 0 | 0 | 0 | 0 | 0 | 0 | 0 | 0 | 0 | 0 | 0 | 0 | 0 | 0 | 0 | 0 | 0 | 0 | 0 | 0 | 0 | 0 | 0 | 0 | 0 | 0 | 0 | 0 | 0 | 0 | 0
Industrial_Food Processing_Existing_Process_Natural Gas_Process Heating_E3_Baseline Forecast | Industrial | Food Processing | Existing | Process | Natural Gas | Process Heating | E3 |  | Baseline Forecast | 0 | 0 | 0 | 0 | 0 | 0 | 0 | 0 | 0 | 0 | 0 | 0 | 0 | 0 | 0 | 0 | 0 | 0 | 0 | 0 | 0 | 0 | 0 | 0 | 0 | 0 | 0 | 0 | 0 | 0 | 0 | 0 | 0
Industrial_Food Processing_Existing_Process_Natural Gas_Process Heating_E4_Baseline Forecast | Industrial | Food Processing | Existing | Process | Natural Gas | Process Heating | E4 |  | Baseline Forecast | 0 | 0 | 0 | 0 | 0 | 0 | 0 | 0 | 0 | 0 | 0 | 0 | 0 | 0 | 0 | 0 | 0 | 0 | 0 | 0 | 0 | 0 | 0 | 0 | 0 | 0 | 0 | 0 | 0 | 0 | 0 | 0 | 0
Industrial_Food Processing_Existing_Process_Natural Gas_Process Heating_E5_Baseline Forecast | Industrial | Food Processing | Existing | Process | Natural Gas | Process Heating | E5 |  | Baseline Forecast | 0 | 0 | 0 | 0 | 0 | 0 | 0 | 0 | 0 | 0 | 0 | 0 | 0 | 0 | 0 | 0 | 0 | 0 | 0 | 0 | 0 | 0 | 0 | 0 | 0 | 0 | 0 | 0 | 0 | 0 | 0 | 0 | 0
Industrial_Food Processing_Existing_Process_Natural Gas_Process Heating_E6_Baseline Forecast | Industrial | Food Processing | Existing | Process | Natural Gas | Process Heating | E6 |  | Baseline Forecast | 0 | 0 | 0 | 0 | 0 | 0 | 0 | 0 | 0 | 0 | 0 | 0 | 0 | 0 | 0 | 0 | 0 | 0 | 0 | 0 | 0 | 0 | 0 | 0 | 0 | 0 | 0 | 0 | 0 | 0 | 0 | 0 | 0
Industrial_Food Processing_Existing_Process_Natural Gas_Process Heating_E7_Baseline Forecast | Industrial | Food Processing | Existing | Process | Natural Gas | Process Heating | E7 |  | Baseline Forecast | 0 | 0 | 0 | 0 | 0 | 0 | 0 | 0 | 0 | 0 | 0 | 0 | 0 | 0 | 0 | 0 | 0 | 0 | 0 | 0 | 0 | 0 | 0 | 0 | 0 | 0 | 0 | 0 | 0 | 0 | 0 | 0 | 0
Industrial_Food Processing_Existing_Process_Natural Gas_Process Heating_E8_Baseline Forecast | Industrial | Food Processing | Existing | Process | Natural Gas | Process Heating | E8 |  | Baseline Forecast | 0 | 0 | 0 | 0 | 0 | 0 | 0 | 0 | 0 | 0 | 0 | 0 | 0 | 0 | 0 | 0 | 0 | 0 | 0 | 0 | 0 | 0 | 0 | 0 | 0 | 0 | 0 | 0 | 0 | 0 | 0 | 0 | 0
Industrial_Food Processing_Existing_Process_Natural Gas_Process Heating_E9_Baseline Forecast | Industrial | Food Processing | Existing | Process | Natural Gas | Process Heating | E9 |  | Baseline Forecast | 0 | 0 | 0 | 0 | 0 | 0 | 0 | 0 | 0 | 0 | 0 | 0 | 0 | 0 | 0 | 0 | 0 | 0 | 0 | 0 | 0 | 0 | 0 | 0 | 0 | 0 | 0 | 0 | 0 | 0 | 0 | 0 | 0
Industrial_Food Processing_Existing_Process_Natural Gas_Process Heating_E10_Baseline Forecast | Industrial | Food Processing | Existing | Process | Natural Gas | Process Heating | E10 |  | Baseline Forecast | 0 | 0 | 0 | 0 | 0 | 0 | 0 | 0 | 0 | 0 | 0 | 0 | 0 | 0 | 0 | 0 | 0 | 0 | 0 | 0 | 0 | 0 | 0 | 0 | 0 | 0 | 0 | 0 | 0 | 0 | 0 | 0 | 0
Industrial_Food Processing_Existing_Process_Natural Gas_Process Boiler_E1_Baseline Forecast | Industrial | Food Processing | Existing | Process | Natural Gas | Process Boiler | E1 |  | Baseline Forecast | 0 | 0 | 0 | 0 | 0 | 0 | 0 | 0 | 0 | 0 | 0 | 0 | 0 | 0 | 0 | 0 | 0 | 0 | 0 | 0 | 0 | 0 | 0 | 0 | 0 | 0 | 0 | 0 | 0 | 0 | 0 | 0 | 0
Industrial_Food Processing_Existing_Process_Natural Gas_Process Boiler_E2_Baseline Forecast | Industrial | Food Processing | Existing | Process | Natural Gas | Process Boiler | E2 |  | Baseline Forecast | 0 | 0 | 0 | 0 | 0 | 0 | 0 | 0 | 0 | 0 | 0 | 0 | 0 | 0 | 0 | 0 | 0 | 0 | 0 | 0 | 0 | 0 | 0 | 0 | 0 | 0 | 0 | 0 | 0 | 0 | 0 | 0 | 0
Industrial_Food Processing_Existing_Process_Natural Gas_Process Boiler_E3_Baseline Forecast | Industrial | Food Processing | Existing | Process | Natural Gas | Process Boiler | E3 |  | Baseline Forecast | 0 | 0 | 0 | 0 | 0 | 0 | 0 | 0 | 0 | 0 | 0 | 0 | 0 | 0 | 0 | 0 | 0 | 0 | 0 | 0 | 0 | 0 | 0 | 0 | 0 | 0 | 0 | 0 | 0 | 0 | 0 | 0 | 0
Industrial_Food Processing_Existing_Process_Natural Gas_Process Boiler_E4_Baseline Forecast | Industrial | Food Processing | Existing | Process | Natural Gas | Process Boiler | E4 |  | Baseline Forecast | 0 | 0 | 0 | 0 | 0 | 0 | 0 | 0 | 0 | 0 | 0 | 0 | 0 | 0 | 0 | 0 | 0 | 0 | 0 | 0 | 0 | 0 | 0 | 0 | 0 | 0 | 0 | 0 | 0 | 0 | 0 | 0 | 0
Industrial_Food Processing_Existing_Process_Natural Gas_Process Boiler_E5_Baseline Forecast | Industrial | Food Processing | Existing | Process | Natural Gas | Process Boiler | E5 |  | Baseline Forecast | 0 | 0 | 0 | 0 | 0 | 0 | 0 | 0 | 0 | 0 | 0 | 0 | 0 | 0 | 0 | 0 | 0 | 0 | 0 | 0 | 0 | 0 | 0 | 0 | 0 | 0 | 0 | 0 | 0 | 0 | 0 | 0 | 0
Industrial_Food Processing_Existing_Process_Natural Gas_Process Boiler_E6_Baseline Forecast | Industrial | Food Processing | Existing | Process | Natural Gas | Process Boiler | E6 |  | Baseline Forecast | 0 | 0 | 0 | 0 | 0 | 0 | 0 | 0 | 0 | 0 | 0 | 0 | 0 | 0 | 0 | 0 | 0 | 0 | 0 | 0 | 0 | 0 | 0 | 0 | 0 | 0 | 0 | 0 | 0 | 0 | 0 | 0 | 0
Industrial_Food Processing_Existing_Process_Natural Gas_Process Boiler_E7_Baseline Forecast | Industrial | Food Processing | Existing | Process | Natural Gas | Process Boiler | E7 |  | Baseline Forecast | 0 | 0 | 0 | 0 | 0 | 0 | 0 | 0 | 0 | 0 | 0 | 0 | 0 | 0 | 0 | 0 | 0 | 0 | 0 | 0 | 0 | 0 | 0 | 0 | 0 | 0 | 0 | 0 | 0 | 0 | 0 | 0 | 0
Industrial_Food Processing_Existing_Process_Natural Gas_Process Boiler_E8_Baseline Forecast | Industrial | Food Processing | Existing | Process | Natural Gas | Process Boiler | E8 |  | Baseline Forecast | 0 | 0 | 0 | 0 | 0 | 0 | 0 | 0 | 0 | 0 | 0 | 0 | 0 | 0 | 0 | 0 | 0 | 0 | 0 | 0 | 0 | 0 | 0 | 0 | 0 | 0 | 0 | 0 | 0 | 0 | 0 | 0 | 0
Industrial_Food Processing_Existing_Process_Natural Gas_Process Boiler_E9_Baseline Forecast | Industrial | Food Processing | Existing | Process | Natural Gas | Process Boiler | E9 |  | Baseline Forecast | 0 | 0 | 0 | 0 | 0 | 0 | 0 | 0 | 0 | 0 | 0 | 0 | 0 | 0 | 0 | 0 | 0 | 0 | 0 | 0 | 0 | 0 | 0 | 0 | 0 | 0 | 0 | 0 | 0 | 0 | 0 | 0 | 0
Industrial_Food Processing_Existing_Process_Natural Gas_Process Boiler_E10_Baseline Forecast | Industrial | Food Processing | Existing | Process | Natural Gas | Process Boiler | E10 |  | Baseline Forecast | 0 | 0 | 0 | 0 | 0 | 0 | 0 | 0 | 0 | 0 | 0 | 0 | 0 | 0 | 0 | 0 | 0 | 0 | 0 | 0 | 0 | 0 | 0 | 0 | 0 | 0 | 0 | 0 | 0 | 0 | 0 | 0 | 0
Industrial_Food Processing_Existing_Process_Natural Gas_Process Cooling_E1_Baseline Forecast | Industrial | Food Processing | Existing | Process | Natural Gas | Process Cooling | E1 |  | Baseline Forecast | 0 | 0 | 0 | 0 | 0 | 0 | 0 | 0 | 0 | 0 | 0 | 0 | 0 | 0 | 0 | 0 | 0 | 0 | 0 | 0 | 0 | 0 | 0 | 0 | 0 | 0 | 0 | 0 | 0 | 0 | 0 | 0 | 0
Industrial_Food Processing_Existing_Process_Natural Gas_Process Cooling_E2_Baseline Forecast | Industrial | Food Processing | Existing | Process | Natural Gas | Process Cooling | E2 |  | Baseline Forecast | 0 | 0 | 0 | 0 | 0 | 0 | 0 | 0 | 0 | 0 | 0 | 0 | 0 | 0 | 0 | 0 | 0 | 0 | 0 | 0 | 0 | 0 | 0 | 0 | 0 | 0 | 0 | 0 | 0 | 0 | 0 | 0 | 0
Industrial_Food Processing_Existing_Process_Natural Gas_Process Cooling_E3_Baseline Forecast | Industrial | Food Processing | Existing | Process | Natural Gas | Process Cooling | E3 |  | Baseline Forecast | 0 | 0 | 0 | 0 | 0 | 0 | 0 | 0 | 0 | 0 | 0 | 0 | 0 | 0 | 0 | 0 | 0 | 0 | 0 | 0 | 0 | 0 | 0 | 0 | 0 | 0 | 0 | 0 | 0 | 0 | 0 | 0 | 0
Industrial_Food Processing_Existing_Process_Natural Gas_Process Cooling_E4_Baseline Forecast | Industrial | Food Processing | Existing | Process | Natural Gas | Process Cooling | E4 |  | Baseline Forecast | 0 | 0 | 0 | 0 | 0 | 0 | 0 | 0 | 0 | 0 | 0 | 0 | 0 | 0 | 0 | 0 | 0 | 0 | 0 | 0 | 0 | 0 | 0 | 0 | 0 | 0 | 0 | 0 | 0 | 0 | 0 | 0 | 0
Industrial_Food Processing_Existing_Process_Natural Gas_Process Cooling_E5_Baseline Forecast | Industrial | Food Processing | Existing | Process | Natural Gas | Process Cooling | E5 |  | Baseline Forecast | 0 | 0 | 0 | 0 | 0 | 0 | 0 | 0 | 0 | 0 | 0 | 0 | 0 | 0 | 0 | 0 | 0 | 0 | 0 | 0 | 0 | 0 | 0 | 0 | 0 | 0 | 0 | 0 | 0 | 0 | 0 | 0 | 0
Industrial_Food Processing_Existing_Process_Natural Gas_Process Cooling_E6_Baseline Forecast | Industrial | Food Processing | Existing | Process | Natural Gas | Process Cooling | E6 |  | Baseline Forecast | 0 | 0 | 0 | 0 | 0 | 0 | 0 | 0 | 0 | 0 | 0 | 0 | 0 | 0 | 0 | 0 | 0 | 0 | 0 | 0 | 0 | 0 | 0 | 0 | 0 | 0 | 0 | 0 | 0 | 0 | 0 | 0 | 0
Industrial_Food Processing_Existing_Process_Natural Gas_Process Cooling_E7_Baseline Forecast | Industrial | Food Processing | Existing | Process | Natural Gas | Process Cooling | E7 |  | Baseline Forecast | 0 | 0 | 0 | 0 | 0 | 0 | 0 | 0 | 0 | 0 | 0 | 0 | 0 | 0 | 0 | 0 | 0 | 0 | 0 | 0 | 0 | 0 | 0 | 0 | 0 | 0 | 0 | 0 | 0 | 0 | 0 | 0 | 0
Industrial_Food Processing_Existing_Process_Natural Gas_Process Cooling_E8_Baseline Forecast | Industrial | Food Processing | Existing | Process | Natural Gas | Process Cooling | E8 |  | Baseline Forecast | 0 | 0 | 0 | 0 | 0 | 0 | 0 | 0 | 0 | 0 | 0 | 0 | 0 | 0 | 0 | 0 | 0 | 0 | 0 | 0 | 0 | 0 | 0 | 0 | 0 | 0 | 0 | 0 | 0 | 0 | 0 | 0 | 0
Industrial_Food Processing_Existing_Process_Natural Gas_Process Cooling_E9_Baseline Forecast | Industrial | Food Processing | Existing | Process | Natural Gas | Process Cooling | E9 |  | Baseline Forecast | 0 | 0 | 0 | 0 | 0 | 0 | 0 | 0 | 0 | 0 | 0 | 0 | 0 | 0 | 0 | 0 | 0 | 0 | 0 | 0 | 0 | 0 | 0 | 0 | 0 | 0 | 0 | 0 | 0 | 0 | 0 | 0 | 0
Industrial_Food Processing_Existing_Process_Natural Gas_Process Cooling_E10_Baseline Forecast | Industrial | Food Processing | Existing | Process | Natural Gas | Process Cooling | E10 |  | Baseline Forecast | 0 | 0 | 0 | 0 | 0 | 0 | 0 | 0 | 0 | 0 | 0 | 0 | 0 | 0 | 0 | 0 | 0 | 0 | 0 | 0 | 0 | 0 | 0 | 0 | 0 | 0 | 0 | 0 | 0 | 0 | 0 | 0 | 0
Industrial_Food Processing_Existing_Process_Natural Gas_Other Process_E1_Baseline Forecast | Industrial | Food Processing | Existing | Process | Natural Gas | Other Process | E1 |  | Baseline Forecast | 0 | 0 | 0 | 0 | 0 | 0 | 0 | 0 | 0 | 0 | 0 | 0 | 0 | 0 | 0 | 0 | 0 | 0 | 0 | 0 | 0 | 0 | 0 | 0 | 0 | 0 | 0 | 0 | 0 | 0 | 0 | 0 | 0
Industrial_Food Processing_Existing_Process_Natural Gas_Other Process_E2_Baseline Forecast | Industrial | Food Processing | Existing | Process | Natural Gas | Other Process | E2 |  | Baseline Forecast | 0 | 0 | 0 | 0 | 0 | 0 | 0 | 0 | 0 | 0 | 0 | 0 | 0 | 0 | 0 | 0 | 0 | 0 | 0 | 0 | 0 | 0 | 0 | 0 | 0 | 0 | 0 | 0 | 0 | 0 | 0 | 0 | 0
Industrial_Food Processing_Existing_Process_Natural Gas_Other Process_E3_Baseline Forecast | Industrial | Food Processing | Existing | Process | Natural Gas | Other Process | E3 |  | Baseline Forecast | 0 | 0 | 0 | 0 | 0 | 0 | 0 | 0 | 0 | 0 | 0 | 0 | 0 | 0 | 0 | 0 | 0 | 0 | 0 | 0 | 0 | 0 | 0 | 0 | 0 | 0 | 0 | 0 | 0 | 0 | 0 | 0 | 0
Industrial_Food Processing_Existing_Process_Natural Gas_Other Process_E4_Baseline Forecast | Industrial | Food Processing | Existing | Process | Natural Gas | Other Process | E4 |  | Baseline Forecast | 0 | 0 | 0 | 0 | 0 | 0 | 0 | 0 | 0 | 0 | 0 | 0 | 0 | 0 | 0 | 0 | 0 | 0 | 0 | 0 | 0 | 0 | 0 | 0 | 0 | 0 | 0 | 0 | 0 | 0 | 0 | 0 | 0
Industrial_Food Processing_Existing_Process_Natural Gas_Other Process_E5_Baseline Forecast | Industrial | Food Processing | Existing | Process | Natural Gas | Other Process | E5 |  | Baseline Forecast | 0 | 0 | 0 | 0 | 0 | 0 | 0 | 0 | 0 | 0 | 0 | 0 | 0 | 0 | 0 | 0 | 0 | 0 | 0 | 0 | 0 | 0 | 0 | 0 | 0 | 0 | 0 | 0 | 0 | 0 | 0 | 0 | 0
Industrial_Food Processing_Existing_Process_Natural Gas_Other Process_E6_Baseline Forecast | Industrial | Food Processing | Existing | Process | Natural Gas | Other Process | E6 |  | Baseline Forecast | 0 | 0 | 0 | 0 | 0 | 0 | 0 | 0 | 0 | 0 | 0 | 0 | 0 | 0 | 0 | 0 | 0 | 0 | 0 | 0 | 0 | 0 | 0 | 0 | 0 | 0 | 0 | 0 | 0 | 0 | 0 | 0 | 0
Industrial_Food Processing_Existing_Process_Natural Gas_Other Process_E7_Baseline Forecast | Industrial | Food Processing | Existing | Process | Natural Gas | Other Process | E7 |  | Baseline Forecast | 0 | 0 | 0 | 0 | 0 | 0 | 0 | 0 | 0 | 0 | 0 | 0 | 0 | 0 | 0 | 0 | 0 | 0 | 0 | 0 | 0 | 0 | 0 | 0 | 0 | 0 | 0 | 0 | 0 | 0 | 0 | 0 | 0
Industrial_Food Processing_Existing_Process_Natural Gas_Other Process_E8_Baseline Forecast | Industrial | Food Processing | Existing | Process | Natural Gas | Other Process | E8 |  | Baseline Forecast | 0 | 0 | 0 | 0 | 0 | 0 | 0 | 0 | 0 | 0 | 0 | 0 | 0 | 0 | 0 | 0 | 0 | 0 | 0 | 0 | 0 | 0 | 0 | 0 | 0 | 0 | 0 | 0 | 0 | 0 | 0 | 0 | 0
Industrial_Food Processing_Existing_Process_Natural Gas_Other Process_E9_Baseline Forecast | Industrial | Food Processing | Existing | Process | Natural Gas | Other Process | E9 |  | Baseline Forecast | 0 | 0 | 0 | 0 | 0 | 0 | 0 | 0 | 0 | 0 | 0 | 0 | 0 | 0 | 0 | 0 | 0 | 0 | 0 | 0 | 0 | 0 | 0 | 0 | 0 | 0 | 0 | 0 | 0 | 0 | 0 | 0 | 0
Industrial_Food Processing_Existing_Process_Natural Gas_Other Process_E10_Baseline Forecast | Industrial | Food Processing | Existing | Process | Natural Gas | Other Process | E10 |  | Baseline Forecast | 0 | 0 | 0 | 0 | 0 | 0 | 0 | 0 | 0 | 0 | 0 | 0 | 0 | 0 | 0 | 0 | 0 | 0 | 0 | 0 | 0 | 0 | 0 | 0 | 0 | 0 | 0 | 0 | 0 | 0 | 0 | 0 | 0
Industrial_Food Processing_Existing_Miscellaneous_Natural Gas_Miscellaneous_E1_Baseline Forecast | Industrial | Food Processing | Existing | Miscellaneous | Natural Gas | Miscellaneous | E1 |  | Baseline Forecast | 0 | 0 | 0 | 0 | 0 | 0 | 0 | 0 | 0 | 0 | 0 | 0 | 0 | 0 | 0 | 0 | 0 | 0 | 0 | 0 | 0 | 0 | 0 | 0 | 0 | 0 | 0 | 0 | 0 | 0 | 0 | 0 | 0
Industrial_Food Processing_Existing_Miscellaneous_Natural Gas_Miscellaneous_E2_Baseline Forecast | Industrial | Food Processing | Existing | Miscellaneous | Natural Gas | Miscellaneous | E2 |  | Baseline Forecast | 0 | 0 | 0 | 0 | 0 | 0 | 0 | 0 | 0 | 0 | 0 | 0 | 0 | 0 | 0 | 0 | 0 | 0 | 0 | 0 | 0 | 0 | 0 | 0 | 0 | 0 | 0 | 0 | 0 | 0 | 0 | 0 | 0
Industrial_Food Processing_Existing_Miscellaneous_Natural Gas_Miscellaneous_E3_Baseline Forecast | Industrial | Food Processing | Existing | Miscellaneous | Natural Gas | Miscellaneous | E3 |  | Baseline Forecast | 0 | 0 | 0 | 0 | 0 | 0 | 0 | 0 | 0 | 0 | 0 | 0 | 0 | 0 | 0 | 0 | 0 | 0 | 0 | 0 | 0 | 0 | 0 | 0 | 0 | 0 | 0 | 0 | 0 | 0 | 0 | 0 | 0
Industrial_Food Processing_Existing_Miscellaneous_Natural Gas_Miscellaneous_E4_Baseline Forecast | Industrial | Food Processing | Existing | Miscellaneous | Natural Gas | Miscellaneous | E4 |  | Baseline Forecast | 0 | 0 | 0 | 0 | 0 | 0 | 0 | 0 | 0 | 0 | 0 | 0 | 0 | 0 | 0 | 0 | 0 | 0 | 0 | 0 | 0 | 0 | 0 | 0 | 0 | 0 | 0 | 0 | 0 | 0 | 0 | 0 | 0
Industrial_Food Processing_Existing_Miscellaneous_Natural Gas_Miscellaneous_E5_Baseline Forecast | Industrial | Food Processing | Existing | Miscellaneous | Natural Gas | Miscellaneous | E5 |  | Baseline Forecast | 0 | 0 | 0 | 0 | 0 | 0 | 0 | 0 | 0 | 0 | 0 | 0 | 0 | 0 | 0 | 0 | 0 | 0 | 0 | 0 | 0 | 0 | 0 | 0 | 0 | 0 | 0 | 0 | 0 | 0 | 0 | 0 | 0
Industrial_Food Processing_Existing_Miscellaneous_Natural Gas_Miscellaneous_E6_Baseline Forecast | Industrial | Food Processing | Existing | Miscellaneous | Natural Gas | Miscellaneous | E6 |  | Baseline Forecast | 0 | 0 | 0 | 0 | 0 | 0 | 0 | 0 | 0 | 0 | 0 | 0 | 0 | 0 | 0 | 0 | 0 | 0 | 0 | 0 | 0 | 0 | 0 | 0 | 0 | 0 | 0 | 0 | 0 | 0 | 0 | 0 | 0
Industrial_Food Processing_Existing_Miscellaneous_Natural Gas_Miscellaneous_E7_Baseline Forecast | Industrial | Food Processing | Existing | Miscellaneous | Natural Gas | Miscellaneous | E7 |  | Baseline Forecast | 0 | 0 | 0 | 0 | 0 | 0 | 0 | 0 | 0 | 0 | 0 | 0 | 0 | 0 | 0 | 0 | 0 | 0 | 0 | 0 | 0 | 0 | 0 | 0 | 0 | 0 | 0 | 0 | 0 | 0 | 0 | 0 | 0
Industrial_Food Processing_Existing_Miscellaneous_Natural Gas_Miscellaneous_E8_Baseline Forecast | Industrial | Food Processing | Existing | Miscellaneous | Natural Gas | Miscellaneous | E8 |  | Baseline Forecast | 0 | 0 | 0 | 0 | 0 | 0 | 0 | 0 | 0 | 0 | 0 | 0 | 0 | 0 | 0 | 0 | 0 | 0 | 0 | 0 | 0 | 0 | 0 | 0 | 0 | 0 | 0 | 0 | 0 | 0 | 0 | 0 | 0
Industrial_Food Processing_Existing_Miscellaneous_Natural Gas_Miscellaneous_E9_Baseline Forecast | Industrial | Food Processing | Existing | Miscellaneous | Natural Gas | Miscellaneous | E9 |  | Baseline Forecast | 0 | 0 | 0 | 0 | 0 | 0 | 0 | 0 | 0 | 0 | 0 | 0 | 0 | 0 | 0 | 0 | 0 | 0 | 0 | 0 | 0 | 0 | 0 | 0 | 0 | 0 | 0 | 0 | 0 | 0 | 0 | 0 | 0
Industrial_Food Processing_Existing_Miscellaneous_Natural Gas_Miscellaneous_E10_Baseline Forecast | Industrial | Food Processing | Existing | Miscellaneous | Natural Gas | Miscellaneous | E10 |  | Baseline Forecast | 0 | 0 | 0 | 0 | 0 | 0 | 0 | 0 | 0 | 0 | 0 | 0 | 0 | 0 | 0 | 0 | 0 | 0 | 0 | 0 | 0 | 0 | 0 | 0 | 0 | 0 | 0 | 0 | 0 | 0 | 0 | 0 | 0
Industrial_Food Processing_New_Space Heating_Natural Gas_Furnace_E1_Baseline Forecast | Industrial | Food Processing | New | Space Heating | Natural Gas | Furnace | E1 |  | Baseline Forecast | 0 | 0 | 0 | 0 | 0 | 0 | 0 | 0 | 0 | 0 | 0 | 0 | 0 | 0 | 0 | 0 | 0 | 0 | 0 | 0 | 0 | 0 | 0 | 0 | 0 | 0 | 0 | 0 | 0 | 0 | 0 | 0 | 0
Industrial_Food Processing_New_Space Heating_Natural Gas_Furnace_E2_Baseline Forecast | Industrial | Food Processing | New | Space Heating | Natural Gas | Furnace | E2 |  | Baseline Forecast | 0 | 0 | 0 | 0 | 0 | 0 | 0 | 0 | 0 | 0 | 0 | 0 | 0 | 0 | 0 | 0 | 0 | 0 | 0 | 0 | 0 | 0 | 0 | 0 | 0 | 0 | 0 | 0 | 0 | 0 | 0 | 0 | 0
Industrial_Food Processing_New_Space Heating_Natural Gas_Furnace_E3_Baseline Forecast | Industrial | Food Processing | New | Space Heating | Natural Gas | Furnace | E3 |  | Baseline Forecast | 0 | 0 | 0 | 0 | 0 | 0 | 0 | 0 | 0 | 0 | 0 | 0 | 0 | 0 | 0 | 0 | 0 | 0 | 0 | 0 | 0 | 0 | 0 | 0 | 0 | 0 | 0 | 0 | 0 | 0 | 0 | 0 | 0
Industrial_Food Processing_New_Space Heating_Natural Gas_Furnace_E4_Baseline Forecast | Industrial | Food Processing | New | Space Heating | Natural Gas | Furnace | E4 |  | Baseline Forecast | 0 | 0 | 0 | 0 | 0 | 0 | 0 | 0 | 0 | 0 | 0 | 0 | 0 | 0 | 0 | 0 | 0 | 0 | 0 | 0 | 0 | 0 | 0 | 0 | 0 | 0 | 0 | 0 | 0 | 0 | 0 | 0 | 0
Industrial_Food Processing_New_Space Heating_Natural Gas_Furnace_E5_Baseline Forecast | Industrial | Food Processing | New | Space Heating | Natural Gas | Furnace | E5 |  | Baseline Forecast | 0 | 0 | 0 | 0 | 0 | 0 | 0 | 0 | 0 | 0 | 0 | 0 | 0 | 0 | 0 | 0 | 0 | 0 | 0 | 0 | 0 | 0 | 0 | 0 | 0 | 0 | 0 | 0 | 0 | 0 | 0 | 0 | 0
Industrial_Food Processing_New_Space Heating_Natural Gas_Furnace_E6_Baseline Forecast | Industrial | Food Processing | New | Space Heating | Natural Gas | Furnace | E6 |  | Baseline Forecast | 0 | 0 | 0 | 0 | 0 | 0 | 0 | 0 | 0 | 0 | 0 | 0 | 0 | 0 | 0 | 0 | 0 | 0 | 0 | 0 | 0 | 0 | 0 | 0 | 0 | 0 | 0 | 0 | 0 | 0 | 0 | 0 | 0
Industrial_Food Processing_New_Space Heating_Natural Gas_Furnace_E7_Baseline Forecast | Industrial | Food Processing | New | Space Heating | Natural Gas | Furnace | E7 |  | Baseline Forecast | 0 | 0 | 0 | 0 | 0 | 0 | 0 | 0 | 0 | 0 | 0 | 0 | 0 | 0 | 0 | 0 | 0 | 0 | 0 | 0 | 0 | 0 | 0 | 0 | 0 | 0 | 0 | 0 | 0 | 0 | 0 | 0 | 0
Industrial_Food Processing_New_Space Heating_Natural Gas_Furnace_E8_Baseline Forecast | Industrial | Food Processing | New | Space Heating | Natural Gas | Furnace | E8 |  | Baseline Forecast | 0 | 0 | 0 | 0 | 0 | 0 | 0 | 0 | 0 | 0 | 0 | 0 | 0 | 0 | 0 | 0 | 0 | 0 | 0 | 0 | 0 | 0 | 0 | 0 | 0 | 0 | 0 | 0 | 0 | 0 | 0 | 0 | 0
Industrial_Food Processing_New_Space Heating_Natural Gas_Furnace_E9_Baseline Forecast | Industrial | Food Processing | New | Space Heating | Natural Gas | Furnace | E9 |  | Baseline Forecast | 0 | 0 | 0 | 0 | 0 | 0 | 0 | 0 | 0 | 0 | 0 | 0 | 0 | 0 | 0 | 0 | 0 | 0 | 0 | 0 | 0 | 0 | 0 | 0 | 0 | 0 | 0 | 0 | 0 | 0 | 0 | 0 | 0
Industrial_Food Processing_New_Space Heating_Natural Gas_Furnace_E10_Baseline Forecast | Industrial | Food Processing | New | Space Heating | Natural Gas | Furnace | E10 |  | Baseline Forecast | 0 | 0 | 0 | 0 | 0 | 0 | 0 | 0 | 0 | 0 | 0 | 0 | 0 | 0 | 0 | 0 | 0 | 0 | 0 | 0 | 0 | 0 | 0 | 0 | 0 | 0 | 0 | 0 | 0 | 0 | 0 | 0 | 0
Industrial_Food Processing_New_Space Heating_Natural Gas_Boiler_E1_Baseline Forecast | Industrial | Food Processing | New | Space Heating | Natural Gas | Boiler | E1 |  | Baseline Forecast | 0 | 0 | 0 | 0 | 0 | 0 | 0 | 0 | 0 | 0 | 0 | 0 | 0 | 0 | 0 | 0 | 0 | 0 | 0 | 0 | 0 | 0 | 0 | 0 | 0 | 0 | 0 | 0 | 0 | 0 | 0 | 0 | 0
Industrial_Food Processing_New_Space Heating_Natural Gas_Boiler_E2_Baseline Forecast | Industrial | Food Processing | New | Space Heating | Natural Gas | Boiler | E2 |  | Baseline Forecast | 0 | 0 | 0 | 0 | 0 | 0 | 0 | 0 | 0 | 0 | 0 | 0 | 0 | 0 | 0 | 0 | 0 | 0 | 0 | 0 | 0 | 0 | 0 | 0 | 0 | 0 | 0 | 0 | 0 | 0 | 0 | 0 | 0
Industrial_Food Processing_New_Space Heating_Natural Gas_Boiler_E3_Baseline Forecast | Industrial | Food Processing | New | Space Heating | Natural Gas | Boiler | E3 |  | Baseline Forecast | 0 | 0 | 0 | 0 | 0 | 0 | 0 | 0 | 0 | 0 | 0 | 0 | 0 | 0 | 0 | 0 | 0 | 0 | 0 | 0 | 0 | 0 | 0 | 0 | 0 | 0 | 0 | 0 | 0 | 0 | 0 | 0 | 0
Industrial_Food Processing_New_Space Heating_Natural Gas_Boiler_E4_Baseline Forecast | Industrial | Food Processing | New | Space Heating | Natural Gas | Boiler | E4 |  | Baseline Forecast | 0 | 0 | 0 | 0 | 0 | 0 | 0 | 0 | 0 | 0 | 0 | 0 | 0 | 0 | 0 | 0 | 0 | 0 | 0 | 0 | 0 | 0 | 0 | 0 | 0 | 0 | 0 | 0 | 0 | 0 | 0 | 0 | 0
Industrial_Food Processing_New_Space Heating_Natural Gas_Boiler_E5_Baseline Forecast | Industrial | Food Processing | New | Space Heating | Natural Gas | Boiler | E5 |  | Baseline Forecast | 0 | 0 | 0 | 0 | 0 | 0 | 0 | 0 | 0 | 0 | 0 | 0 | 0 | 0 | 0 | 0 | 0 | 0 | 0 | 0 | 0 | 0 | 0 | 0 | 0 | 0 | 0 | 0 | 0 | 0 | 0 | 0 | 0
Industrial_Food Processing_New_Space Heating_Natural Gas_Boiler_E6_Baseline Forecast | Industrial | Food Processing | New | Space Heating | Natural Gas | Boiler | E6 |  | Baseline Forecast | 0 | 0 | 0 | 0 | 0 | 0 | 0 | 0 | 0 | 0 | 0 | 0 | 0 | 0 | 0 | 0 | 0 | 0 | 0 | 0 | 0 | 0 | 0 | 0 | 0 | 0 | 0 | 0 | 0 | 0 | 0 | 0 | 0
Industrial_Food Processing_New_Space Heating_Natural Gas_Boiler_E7_Baseline Forecast | Industrial | Food Processing | New | Space Heating | Natural Gas | Boiler | E7 |  | Baseline Forecast | 0 | 0 | 0 | 0 | 0 | 0 | 0 | 0 | 0 | 0 | 0 | 0 | 0 | 0 | 0 | 0 | 0 | 0 | 0 | 0 | 0 | 0 | 0 | 0 | 0 | 0 | 0 | 0 | 0 | 0 | 0 | 0 | 0
Industrial_Food Processing_New_Space Heating_Natural Gas_Boiler_E8_Baseline Forecast | Industrial | Food Processing | New | Space Heating | Natural Gas | Boiler | E8 |  | Baseline Forecast | 0 | 0 | 0 | 0 | 0 | 0 | 0 | 0 | 0 | 0 | 0 | 0 | 0 | 0 | 0 | 0 | 0 | 0 | 0 | 0 | 0 | 0 | 0 | 0 | 0 | 0 | 0 | 0 | 0 | 0 | 0 | 0 | 0
Industrial_Food Processing_New_Space Heating_Natural Gas_Boiler_E9_Baseline Forecast | Industrial | Food Processing | New | Space Heating | Natural Gas | Boiler | E9 |  | Baseline Forecast | 0 | 0 | 0 | 0 | 0 | 0 | 0 | 0 | 0 | 0 | 0 | 0 | 0 | 0 | 0 | 0 | 0 | 0 | 0 | 0 | 0 | 0 | 0 | 0 | 0 | 0 | 0 | 0 | 0 | 0 | 0 | 0 | 0
Industrial_Food Processing_New_Space Heating_Natural Gas_Boiler_E10_Baseline Forecast | Industrial | Food Processing | New | Space Heating | Natural Gas | Boiler | E10 |  | Baseline Forecast | 0 | 0 | 0 | 0 | 0 | 0 | 0 | 0 | 0 | 0 | 0 | 0 | 0 | 0 | 0 | 0 | 0 | 0 | 0 | 0 | 0 | 0 | 0 | 0 | 0 | 0 | 0 | 0 | 0 | 0 | 0 | 0 | 0
Industrial_Food Processing_New_Space Heating_Natural Gas_Unit Heater_E1_Baseline Forecast | Industrial | Food Processing | New | Space Heating | Natural Gas | Unit Heater | E1 |  | Baseline Forecast | 0 | 0 | 0 | 0 | 0 | 0 | 0 | 0 | 0 | 0 | 0 | 0 | 0 | 0 | 0 | 0 | 0 | 0 | 0 | 0 | 0 | 0 | 0 | 0 | 0 | 0 | 0 | 0 | 0 | 0 | 0 | 0 | 0
Industrial_Food Processing_New_Space Heating_Natural Gas_Unit Heater_E2_Baseline Forecast | Industrial | Food Processing | New | Space Heating | Natural Gas | Unit Heater | E2 |  | Baseline Forecast | 0 | 0 | 0 | 0 | 0 | 0 | 0 | 0 | 0 | 0 | 0 | 0 | 0 | 0 | 0 | 0 | 0 | 0 | 0 | 0 | 0 | 0 | 0 | 0 | 0 | 0 | 0 | 0 | 0 | 0 | 0 | 0 | 0
Industrial_Food Processing_New_Space Heating_Natural Gas_Unit Heater_E3_Baseline Forecast | Industrial | Food Processing | New | Space Heating | Natural Gas | Unit Heater | E3 |  | Baseline Forecast | 0 | 0 | 0 | 0 | 0 | 0 | 0 | 0 | 0 | 0 | 0 | 0 | 0 | 0 | 0 | 0 | 0 | 0 | 0 | 0 | 0 | 0 | 0 | 0 | 0 | 0 | 0 | 0 | 0 | 0 | 0 | 0 | 0
Industrial_Food Processing_New_Space Heating_Natural Gas_Unit Heater_E4_Baseline Forecast | Industrial | Food Processing | New | Space Heating | Natural Gas | Unit Heater | E4 |  | Baseline Forecast | 0 | 0 | 0 | 0 | 0 | 0 | 0 | 0 | 0 | 0 | 0 | 0 | 0 | 0 | 0 | 0 | 0 | 0 | 0 | 0 | 0 | 0 | 0 | 0 | 0 | 0 | 0 | 0 | 0 | 0 | 0 | 0 | 0
Industrial_Food Processing_New_Space Heating_Natural Gas_Unit Heater_E5_Baseline Forecast | Industrial | Food Processing | New | Space Heating | Natural Gas | Unit Heater | E5 |  | Baseline Forecast | 0 | 0 | 0 | 0 | 0 | 0 | 0 | 0 | 0 | 0 | 0 | 0 | 0 | 0 | 0 | 0 | 0 | 0 | 0 | 0 | 0 | 0 | 0 | 0 | 0 | 0 | 0 | 0 | 0 | 0 | 0 | 0 | 0
Industrial_Food Processing_New_Space Heating_Natural Gas_Unit Heater_E6_Baseline Forecast | Industrial | Food Processing | New | Space Heating | Natural Gas | Unit Heater | E6 |  | Baseline Forecast | 0 | 0 | 0 | 0 | 0 | 0 | 0 | 0 | 0 | 0 | 0 | 0 | 0 | 0 | 0 | 0 | 0 | 0 | 0 | 0 | 0 | 0 | 0 | 0 | 0 | 0 | 0 | 0 | 0 | 0 | 0 | 0 | 0
Industrial_Food Processing_New_Space Heating_Natural Gas_Unit Heater_E7_Baseline Forecast | Industrial | Food Processing | New | Space Heating | Natural Gas | Unit Heater | E7 |  | Baseline Forecast | 0 | 0 | 0 | 0 | 0 | 0 | 0 | 0 | 0 | 0 | 0 | 0 | 0 | 0 | 0 | 0 | 0 | 0 | 0 | 0 | 0 | 0 | 0 | 0 | 0 | 0 | 0 | 0 | 0 | 0 | 0 | 0 | 0
Industrial_Food Processing_New_Space Heating_Natural Gas_Unit Heater_E8_Baseline Forecast | Industrial | Food Processing | New | Space Heating | Natural Gas | Unit Heater | E8 |  | Baseline Forecast | 0 | 0 | 0 | 0 | 0 | 0 | 0 | 0 | 0 | 0 | 0 | 0 | 0 | 0 | 0 | 0 | 0 | 0 | 0 | 0 | 0 | 0 | 0 | 0 | 0 | 0 | 0 | 0 | 0 | 0 | 0 | 0 | 0
Industrial_Food Processing_New_Space Heating_Natural Gas_Unit Heater_E9_Baseline Forecast | Industrial | Food Processing | New | Space Heating | Natural Gas | Unit Heater | E9 |  | Baseline Forecast | 0 | 0 | 0 | 0 | 0 | 0 | 0 | 0 | 0 | 0 | 0 | 0 | 0 | 0 | 0 | 0 | 0 | 0 | 0 | 0 | 0 | 0 | 0 | 0 | 0 | 0 | 0 | 0 | 0 | 0 | 0 | 0 | 0
Industrial_Food Processing_New_Space Heating_Natural Gas_Unit Heater_E10_Baseline Forecast | Industrial | Food Processing | New | Space Heating | Natural Gas | Unit Heater | E10 |  | Baseline Forecast | 0 | 0 | 0 | 0 | 0 | 0 | 0 | 0 | 0 | 0 | 0 | 0 | 0 | 0 | 0 | 0 | 0 | 0 | 0 | 0 | 0 | 0 | 0 | 0 | 0 | 0 | 0 | 0 | 0 | 0 | 0 | 0 | 0
Industrial_Food Processing_New_Process_Natural Gas_Process Heating_E1_Baseline Forecast | Industrial | Food Processing | New | Process | Natural Gas | Process Heating | E1 |  | Baseline Forecast | 0 | 0 | 0 | 0 | 0 | 0 | 0 | 0 | 0 | 0 | 0 | 0 | 0 | 0 | 0 | 0 | 0 | 0 | 0 | 0 | 0 | 0 | 0 | 0 | 0 | 0 | 0 | 0 | 0 | 0 | 0 | 0 | 0
Industrial_Food Processing_New_Process_Natural Gas_Process Heating_E2_Baseline Forecast | Industrial | Food Processing | New | Process | Natural Gas | Process Heating | E2 |  | Baseline Forecast | 0 | 0 | 0 | 0 | 0 | 0 | 0 | 0 | 0 | 0 | 0 | 0 | 0 | 0 | 0 | 0 | 0 | 0 | 0 | 0 | 0 | 0 | 0 | 0 | 0 | 0 | 0 | 0 | 0 | 0 | 0 | 0 | 0
Industrial_Food Processing_New_Process_Natural Gas_Process Heating_E3_Baseline Forecast | Industrial | Food Processing | New | Process | Natural Gas | Process Heating | E3 |  | Baseline Forecast | 0 | 0 | 0 | 0 | 0 | 0 | 0 | 0 | 0 | 0 | 0 | 0 | 0 | 0 | 0 | 0 | 0 | 0 | 0 | 0 | 0 | 0 | 0 | 0 | 0 | 0 | 0 | 0 | 0 | 0 | 0 | 0 | 0
Industrial_Food Processing_New_Process_Natural Gas_Process Heating_E4_Baseline Forecast | Industrial | Food Processing | New | Process | Natural Gas | Process Heating | E4 |  | Baseline Forecast | 0 | 0 | 0 | 0 | 0 | 0 | 0 | 0 | 0 | 0 | 0 | 0 | 0 | 0 | 0 | 0 | 0 | 0 | 0 | 0 | 0 | 0 | 0 | 0 | 0 | 0 | 0 | 0 | 0 | 0 | 0 | 0 | 0
Industrial_Food Processing_New_Process_Natural Gas_Process Heating_E5_Baseline Forecast | Industrial | Food Processing | New | Process | Natural Gas | Process Heating | E5 |  | Baseline Forecast | 0 | 0 | 0 | 0 | 0 | 0 | 0 | 0 | 0 | 0 | 0 | 0 | 0 | 0 | 0 | 0 | 0 | 0 | 0 | 0 | 0 | 0 | 0 | 0 | 0 | 0 | 0 | 0 | 0 | 0 | 0 | 0 | 0
Industrial_Food Processing_New_Process_Natural Gas_Process Heating_E6_Baseline Forecast | Industrial | Food Processing | New | Process | Natural Gas | Process Heating | E6 |  | Baseline Forecast | 0 | 0 | 0 | 0 | 0 | 0 | 0 | 0 | 0 | 0 | 0 | 0 | 0 | 0 | 0 | 0 | 0 | 0 | 0 | 0 | 0 | 0 | 0 | 0 | 0 | 0 | 0 | 0 | 0 | 0 | 0 | 0 | 0
Industrial_Food Processing_New_Process_Natural Gas_Process Heating_E7_Baseline Forecast | Industrial | Food Processing | New | Process | Natural Gas | Process Heating | E7 |  | Baseline Forecast | 0 | 0 | 0 | 0 | 0 | 0 | 0 | 0 | 0 | 0 | 0 | 0 | 0 | 0 | 0 | 0 | 0 | 0 | 0 | 0 | 0 | 0 | 0 | 0 | 0 | 0 | 0 | 0 | 0 | 0 | 0 | 0 | 0
Industrial_Food Processing_New_Process_Natural Gas_Process Heating_E8_Baseline Forecast | Industrial | Food Processing | New | Process | Natural Gas | Process Heating | E8 |  | Baseline Forecast | 0 | 0 | 0 | 0 | 0 | 0 | 0 | 0 | 0 | 0 | 0 | 0 | 0 | 0 | 0 | 0 | 0 | 0 | 0 | 0 | 0 | 0 | 0 | 0 | 0 | 0 | 0 | 0 | 0 | 0 | 0 | 0 | 0
Industrial_Food Processing_New_Process_Natural Gas_Process Heating_E9_Baseline Forecast | Industrial | Food Processing | New | Process | Natural Gas | Process Heating | E9 |  | Baseline Forecast | 0 | 0 | 0 | 0 | 0 | 0 | 0 | 0 | 0 | 0 | 0 | 0 | 0 | 0 | 0 | 0 | 0 | 0 | 0 | 0 | 0 | 0 | 0 | 0 | 0 | 0 | 0 | 0 | 0 | 0 | 0 | 0 | 0
Industrial_Food Processing_New_Process_Natural Gas_Process Heating_E10_Baseline Forecast | Industrial | Food Processing | New | Process | Natural Gas | Process Heating | E10 |  | Baseline Forecast | 0 | 0 | 0 | 0 | 0 | 0 | 0 | 0 | 0 | 0 | 0 | 0 | 0 | 0 | 0 | 0 | 0 | 0 | 0 | 0 | 0 | 0 | 0 | 0 | 0 | 0 | 0 | 0 | 0 | 0 | 0 | 0 | 0
Industrial_Food Processing_New_Process_Natural Gas_Process Boiler_E1_Baseline Forecast | Industrial | Food Processing | New | Process | Natural Gas | Process Boiler | E1 |  | Baseline Forecast | 0 | 0 | 0 | 0 | 0 | 0 | 0 | 0 | 0 | 0 | 0 | 0 | 0 | 0 | 0 | 0 | 0 | 0 | 0 | 0 | 0 | 0 | 0 | 0 | 0 | 0 | 0 | 0 | 0 | 0 | 0 | 0 | 0
Industrial_Food Processing_New_Process_Natural Gas_Process Boiler_E2_Baseline Forecast | Industrial | Food Processing | New | Process | Natural Gas | Process Boiler | E2 |  | Baseline Forecast | 0 | 0 | 0 | 0 | 0 | 0 | 0 | 0 | 0 | 0 | 0 | 0 | 0 | 0 | 0 | 0 | 0 | 0 | 0 | 0 | 0 | 0 | 0 | 0 | 0 | 0 | 0 | 0 | 0 | 0 | 0 | 0 | 0
Industrial_Food Processing_New_Process_Natural Gas_Process Boiler_E3_Baseline Forecast | Industrial | Food Processing | New | Process | Natural Gas | Process Boiler | E3 |  | Baseline Forecast | 0 | 0 | 0 | 0 | 0 | 0 | 0 | 0 | 0 | 0 | 0 | 0 | 0 | 0 | 0 | 0 | 0 | 0 | 0 | 0 | 0 | 0 | 0 | 0 | 0 | 0 | 0 | 0 | 0 | 0 | 0 | 0 | 0
Industrial_Food Processing_New_Process_Natural Gas_Process Boiler_E4_Baseline Forecast | Industrial | Food Processing | New | Process | Natural Gas | Process Boiler | E4 |  | Baseline Forecast | 0 | 0 | 0 | 0 | 0 | 0 | 0 | 0 | 0 | 0 | 0 | 0 | 0 | 0 | 0 | 0 | 0 | 0 | 0 | 0 | 0 | 0 | 0 | 0 | 0 | 0 | 0 | 0 | 0 | 0 | 0 | 0 | 0
Industrial_Food Processing_New_Process_Natural Gas_Process Boiler_E5_Baseline Forecast | Industrial | Food Processing | New | Process | Natural Gas | Process Boiler | E5 |  | Baseline Forecast | 0 | 0 | 0 | 0 | 0 | 0 | 0 | 0 | 0 | 0 | 0 | 0 | 0 | 0 | 0 | 0 | 0 | 0 | 0 | 0 | 0 | 0 | 0 | 0 | 0 | 0 | 0 | 0 | 0 | 0 | 0 | 0 | 0
Industrial_Food Processing_New_Process_Natural Gas_Process Boiler_E6_Baseline Forecast | Industrial | Food Processing | New | Process | Natural Gas | Process Boiler | E6 |  | Baseline Forecast | 0 | 0 | 0 | 0 | 0 | 0 | 0 | 0 | 0 | 0 | 0 | 0 | 0 | 0 | 0 | 0 | 0 | 0 | 0 | 0 | 0 | 0 | 0 | 0 | 0 | 0 | 0 | 0 | 0 | 0 | 0 | 0 | 0
Industrial_Food Processing_New_Process_Natural Gas_Process Boiler_E7_Baseline Forecast | Industrial | Food Processing | New | Process | Natural Gas | Process Boiler | E7 |  | Baseline Forecast | 0 | 0 | 0 | 0 | 0 | 0 | 0 | 0 | 0 | 0 | 0 | 0 | 0 | 0 | 0 | 0 | 0 | 0 | 0 | 0 | 0 | 0 | 0 | 0 | 0 | 0 | 0 | 0 | 0 | 0 | 0 | 0 | 0
Industrial_Food Processing_New_Process_Natural Gas_Process Boiler_E8_Baseline Forecast | Industrial | Food Processing | New | Process | Natural Gas | Process Boiler | E8 |  | Baseline Forecast | 0 | 0 | 0 | 0 | 0 | 0 | 0 | 0 | 0 | 0 | 0 | 0 | 0 | 0 | 0 | 0 | 0 | 0 | 0 | 0 | 0 | 0 | 0 | 0 | 0 | 0 | 0 | 0 | 0 | 0 | 0 | 0 | 0
Industrial_Food Processing_New_Process_Natural Gas_Process Boiler_E9_Baseline Forecast | Industrial | Food Processing | New | Process | Natural Gas | Process Boiler | E9 |  | Baseline Forecast | 0 | 0 | 0 | 0 | 0 | 0 | 0 | 0 | 0 | 0 | 0 | 0 | 0 | 0 | 0 | 0 | 0 | 0 | 0 | 0 | 0 | 0 | 0 | 0 | 0 | 0 | 0 | 0 | 0 | 0 | 0 | 0 | 0
Industrial_Food Processing_New_Process_Natural Gas_Process Boiler_E10_Baseline Forecast | Industrial | Food Processing | New | Process | Natural Gas | Process Boiler | E10 |  | Baseline Forecast | 0 | 0 | 0 | 0 | 0 | 0 | 0 | 0 | 0 | 0 | 0 | 0 | 0 | 0 | 0 | 0 | 0 | 0 | 0 | 0 | 0 | 0 | 0 | 0 | 0 | 0 | 0 | 0 | 0 | 0 | 0 | 0 | 0
Industrial_Food Processing_New_Process_Natural Gas_Process Cooling_E1_Baseline Forecast | Industrial | Food Processing | New | Process | Natural Gas | Process Cooling | E1 |  | Baseline Forecast | 0 | 0 | 0 | 0 | 0 | 0 | 0 | 0 | 0 | 0 | 0 | 0 | 0 | 0 | 0 | 0 | 0 | 0 | 0 | 0 | 0 | 0 | 0 | 0 | 0 | 0 | 0 | 0 | 0 | 0 | 0 | 0 | 0
Industrial_Food Processing_New_Process_Natural Gas_Process Cooling_E2_Baseline Forecast | Industrial | Food Processing | New | Process | Natural Gas | Process Cooling | E2 |  | Baseline Forecast | 0 | 0 | 0 | 0 | 0 | 0 | 0 | 0 | 0 | 0 | 0 | 0 | 0 | 0 | 0 | 0 | 0 | 0 | 0 | 0 | 0 | 0 | 0 | 0 | 0 | 0 | 0 | 0 | 0 | 0 | 0 | 0 | 0
Industrial_Food Processing_New_Process_Natural Gas_Process Cooling_E3_Baseline Forecast | Industrial | Food Processing | New | Process | Natural Gas | Process Cooling | E3 |  | Baseline Forecast | 0 | 0 | 0 | 0 | 0 | 0 | 0 | 0 | 0 | 0 | 0 | 0 | 0 | 0 | 0 | 0 | 0 | 0 | 0 | 0 | 0 | 0 | 0 | 0 | 0 | 0 | 0 | 0 | 0 | 0 | 0 | 0 | 0
Industrial_Food Processing_New_Process_Natural Gas_Process Cooling_E4_Baseline Forecast | Industrial | Food Processing | New | Process | Natural Gas | Process Cooling | E4 |  | Baseline Forecast | 0 | 0 | 0 | 0 | 0 | 0 | 0 | 0 | 0 | 0 | 0 | 0 | 0 | 0 | 0 | 0 | 0 | 0 | 0 | 0 | 0 | 0 | 0 | 0 | 0 | 0 | 0 | 0 | 0 | 0 | 0 | 0 | 0
Industrial_Food Processing_New_Process_Natural Gas_Process Cooling_E5_Baseline Forecast | Industrial | Food Processing | New | Process | Natural Gas | Process Cooling | E5 |  | Baseline Forecast | 0 | 0 | 0 | 0 | 0 | 0 | 0 | 0 | 0 | 0 | 0 | 0 | 0 | 0 | 0 | 0 | 0 | 0 | 0 | 0 | 0 | 0 | 0 | 0 | 0 | 0 | 0 | 0 | 0 | 0 | 0 | 0 | 0
Industrial_Food Processing_New_Process_Natural Gas_Process Cooling_E6_Baseline Forecast | Industrial | Food Processing | New | Process | Natural Gas | Process Cooling | E6 |  | Baseline Forecast | 0 | 0 | 0 | 0 | 0 | 0 | 0 | 0 | 0 | 0 | 0 | 0 | 0 | 0 | 0 | 0 | 0 | 0 | 0 | 0 | 0 | 0 | 0 | 0 | 0 | 0 | 0 | 0 | 0 | 0 | 0 | 0 | 0
Industrial_Food Processing_New_Process_Natural Gas_Process Cooling_E7_Baseline Forecast | Industrial | Food Processing | New | Process | Natural Gas | Process Cooling | E7 |  | Baseline Forecast | 0 | 0 | 0 | 0 | 0 | 0 | 0 | 0 | 0 | 0 | 0 | 0 | 0 | 0 | 0 | 0 | 0 | 0 | 0 | 0 | 0 | 0 | 0 | 0 | 0 | 0 | 0 | 0 | 0 | 0 | 0 | 0 | 0
Industrial_Food Processing_New_Process_Natural Gas_Process Cooling_E8_Baseline Forecast | Industrial | Food Processing | New | Process | Natural Gas | Process Cooling | E8 |  | Baseline Forecast | 0 | 0 | 0 | 0 | 0 | 0 | 0 | 0 | 0 | 0 | 0 | 0 | 0 | 0 | 0 | 0 | 0 | 0 | 0 | 0 | 0 | 0 | 0 | 0 | 0 | 0 | 0 | 0 | 0 | 0 | 0 | 0 | 0
Industrial_Food Processing_New_Process_Natural Gas_Process Cooling_E9_Baseline Forecast | Industrial | Food Processing | New | Process | Natural Gas | Process Cooling | E9 |  | Baseline Forecast | 0 | 0 | 0 | 0 | 0 | 0 | 0 | 0 | 0 | 0 | 0 | 0 | 0 | 0 | 0 | 0 | 0 | 0 | 0 | 0 | 0 | 0 | 0 | 0 | 0 | 0 | 0 | 0 | 0 | 0 | 0 | 0 | 0
Industrial_Food Processing_New_Process_Natural Gas_Process Cooling_E10_Baseline Forecast | Industrial | Food Processing | New | Process | Natural Gas | Process Cooling | E10 |  | Baseline Forecast | 0 | 0 | 0 | 0 | 0 | 0 | 0 | 0 | 0 | 0 | 0 | 0 | 0 | 0 | 0 | 0 | 0 | 0 | 0 | 0 | 0 | 0 | 0 | 0 | 0 | 0 | 0 | 0 | 0 | 0 | 0 | 0 | 0
Industrial_Food Processing_New_Process_Natural Gas_Other Process_E1_Baseline Forecast | Industrial | Food Processing | New | Process | Natural Gas | Other Process | E1 |  | Baseline Forecast | 0 | 0 | 0 | 0 | 0 | 0 | 0 | 0 | 0 | 0 | 0 | 0 | 0 | 0 | 0 | 0 | 0 | 0 | 0 | 0 | 0 | 0 | 0 | 0 | 0 | 0 | 0 | 0 | 0 | 0 | 0 | 0 | 0
Industrial_Food Processing_New_Process_Natural Gas_Other Process_E2_Baseline Forecast | Industrial | Food Processing | New | Process | Natural Gas | Other Process | E2 |  | Baseline Forecast | 0 | 0 | 0 | 0 | 0 | 0 | 0 | 0 | 0 | 0 | 0 | 0 | 0 | 0 | 0 | 0 | 0 | 0 | 0 | 0 | 0 | 0 | 0 | 0 | 0 | 0 | 0 | 0 | 0 | 0 | 0 | 0 | 0
Industrial_Food Processing_New_Process_Natural Gas_Other Process_E3_Baseline Forecast | Industrial | Food Processing | New | Process | Natural Gas | Other Process | E3 |  | Baseline Forecast | 0 | 0 | 0 | 0 | 0 | 0 | 0 | 0 | 0 | 0 | 0 | 0 | 0 | 0 | 0 | 0 | 0 | 0 | 0 | 0 | 0 | 0 | 0 | 0 | 0 | 0 | 0 | 0 | 0 | 0 | 0 | 0 | 0
Industrial_Food Processing_New_Process_Natural Gas_Other Process_E4_Baseline Forecast | Industrial | Food Processing | New | Process | Natural Gas | Other Process | E4 |  | Baseline Forecast | 0 | 0 | 0 | 0 | 0 | 0 | 0 | 0 | 0 | 0 | 0 | 0 | 0 | 0 | 0 | 0 | 0 | 0 | 0 | 0 | 0 | 0 | 0 | 0 | 0 | 0 | 0 | 0 | 0 | 0 | 0 | 0 | 0
Industrial_Food Processing_New_Process_Natural Gas_Other Process_E5_Baseline Forecast | Industrial | Food Processing | New | Process | Natural Gas | Other Process | E5 |  | Baseline Forecast | 0 | 0 | 0 | 0 | 0 | 0 | 0 | 0 | 0 | 0 | 0 | 0 | 0 | 0 | 0 | 0 | 0 | 0 | 0 | 0 | 0 | 0 | 0 | 0 | 0 | 0 | 0 | 0 | 0 | 0 | 0 | 0 | 0
Industrial_Food Processing_New_Process_Natural Gas_Other Process_E6_Baseline Forecast | Industrial | Food Processing | New | Process | Natural Gas | Other Process | E6 |  | Baseline Forecast | 0 | 0 | 0 | 0 | 0 | 0 | 0 | 0 | 0 | 0 | 0 | 0 | 0 | 0 | 0 | 0 | 0 | 0 | 0 | 0 | 0 | 0 | 0 | 0 | 0 | 0 | 0 | 0 | 0 | 0 | 0 | 0 | 0
Industrial_Food Processing_New_Process_Natural Gas_Other Process_E7_Baseline Forecast | Industrial | Food Processing | New | Process | Natural Gas | Other Process | E7 |  | Baseline Forecast | 0 | 0 | 0 | 0 | 0 | 0 | 0 | 0 | 0 | 0 | 0 | 0 | 0 | 0 | 0 | 0 | 0 | 0 | 0 | 0 | 0 | 0 | 0 | 0 | 0 | 0 | 0 | 0 | 0 | 0 | 0 | 0 | 0
Industrial_Food Processing_New_Process_Natural Gas_Other Process_E8_Baseline Forecast | Industrial | Food Processing | New | Process | Natural Gas | Other Process | E8 |  | Baseline Forecast | 0 | 0 | 0 | 0 | 0 | 0 | 0 | 0 | 0 | 0 | 0 | 0 | 0 | 0 | 0 | 0 | 0 | 0 | 0 | 0 | 0 | 0 | 0 | 0 | 0 | 0 | 0 | 0 | 0 | 0 | 0 | 0 | 0
Industrial_Food Processing_New_Process_Natural Gas_Other Process_E9_Baseline Forecast | Industrial | Food Processing | New | Process | Natural Gas | Other Process | E9 |  | Baseline Forecast | 0 | 0 | 0 | 0 | 0 | 0 | 0 | 0 | 0 | 0 | 0 | 0 | 0 | 0 | 0 | 0 | 0 | 0 | 0 | 0 | 0 | 0 | 0 | 0 | 0 | 0 | 0 | 0 | 0 | 0 | 0 | 0 | 0
Industrial_Food Processing_New_Process_Natural Gas_Other Process_E10_Baseline Forecast | Industrial | Food Processing | New | Process | Natural Gas | Other Process | E10 |  | Baseline Forecast | 0 | 0 | 0 | 0 | 0 | 0 | 0 | 0 | 0 | 0 | 0 | 0 | 0 | 0 | 0 | 0 | 0 | 0 | 0 | 0 | 0 | 0 | 0 | 0 | 0 | 0 | 0 | 0 | 0 | 0 | 0 | 0 | 0
Industrial_Food Processing_New_Miscellaneous_Natural Gas_Miscellaneous_E1_Baseline Forecast | Industrial | Food Processing | New | Miscellaneous | Natural Gas | Miscellaneous | E1 |  | Baseline Forecast | 0 | 0 | 0 | 0 | 0 | 0 | 0 | 0 | 0 | 0 | 0 | 0 | 0 | 0 | 0 | 0 | 0 | 0 | 0 | 0 | 0 | 0 | 0 | 0 | 0 | 0 | 0 | 0 | 0 | 0 | 0 | 0 | 0
Industrial_Food Processing_New_Miscellaneous_Natural Gas_Miscellaneous_E2_Baseline Forecast | Industrial | Food Processing | New | Miscellaneous | Natural Gas | Miscellaneous | E2 |  | Baseline Forecast | 0 | 0 | 0 | 0 | 0 | 0 | 0 | 0 | 0 | 0 | 0 | 0 | 0 | 0 | 0 | 0 | 0 | 0 | 0 | 0 | 0 | 0 | 0 | 0 | 0 | 0 | 0 | 0 | 0 | 0 | 0 | 0 | 0
Industrial_Food Processing_New_Miscellaneous_Natural Gas_Miscellaneous_E3_Baseline Forecast | Industrial | Food Processing | New | Miscellaneous | Natural Gas | Miscellaneous | E3 |  | Baseline Forecast | 0 | 0 | 0 | 0 | 0 | 0 | 0 | 0 | 0 | 0 | 0 | 0 | 0 | 0 | 0 | 0 | 0 | 0 | 0 | 0 | 0 | 0 | 0 | 0 | 0 | 0 | 0 | 0 | 0 | 0 | 0 | 0 | 0
Industrial_Food Processing_New_Miscellaneous_Natural Gas_Miscellaneous_E4_Baseline Forecast | Industrial | Food Processing | New | Miscellaneous | Natural Gas | Miscellaneous | E4 |  | Baseline Forecast | 0 | 0 | 0 | 0 | 0 | 0 | 0 | 0 | 0 | 0 | 0 | 0 | 0 | 0 | 0 | 0 | 0 | 0 | 0 | 0 | 0 | 0 | 0 | 0 | 0 | 0 | 0 | 0 | 0 | 0 | 0 | 0 | 0
Industrial_Food Processing_New_Miscellaneous_Natural Gas_Miscellaneous_E5_Baseline Forecast | Industrial | Food Processing | New | Miscellaneous | Natural Gas | Miscellaneous | E5 |  | Baseline Forecast | 0 | 0 | 0 | 0 | 0 | 0 | 0 | 0 | 0 | 0 | 0 | 0 | 0 | 0 | 0 | 0 | 0 | 0 | 0 | 0 | 0 | 0 | 0 | 0 | 0 | 0 | 0 | 0 | 0 | 0 | 0 | 0 | 0
Industrial_Food Processing_New_Miscellaneous_Natural Gas_Miscellaneous_E6_Baseline Forecast | Industrial | Food Processing | New | Miscellaneous | Natural Gas | Miscellaneous | E6 |  | Baseline Forecast | 0 | 0 | 0 | 0 | 0 | 0 | 0 | 0 | 0 | 0 | 0 | 0 | 0 | 0 | 0 | 0 | 0 | 0 | 0 | 0 | 0 | 0 | 0 | 0 | 0 | 0 | 0 | 0 | 0 | 0 | 0 | 0 | 0
Industrial_Food Processing_New_Miscellaneous_Natural Gas_Miscellaneous_E7_Baseline Forecast | Industrial | Food Processing | New | Miscellaneous | Natural Gas | Miscellaneous | E7 |  | Baseline Forecast | 0 | 0 | 0 | 0 | 0 | 0 | 0 | 0 | 0 | 0 | 0 | 0 | 0 | 0 | 0 | 0 | 0 | 0 | 0 | 0 | 0 | 0 | 0 | 0 | 0 | 0 | 0 | 0 | 0 | 0 | 0 | 0 | 0
Industrial_Food Processing_New_Miscellaneous_Natural Gas_Miscellaneous_E8_Baseline Forecast | Industrial | Food Processing | New | Miscellaneous | Natural Gas | Miscellaneous | E8 |  | Baseline Forecast | 0 | 0 | 0 | 0 | 0 | 0 | 0 | 0 | 0 | 0 | 0 | 0 | 0 | 0 | 0 | 0 | 0 | 0 | 0 | 0 | 0 | 0 | 0 | 0 | 0 | 0 | 0 | 0 | 0 | 0 | 0 | 0 | 0
Industrial_Food Processing_New_Miscellaneous_Natural Gas_Miscellaneous_E9_Baseline Forecast | Industrial | Food Processing | New | Miscellaneous | Natural Gas | Miscellaneous | E9 |  | Baseline Forecast | 0 | 0 | 0 | 0 | 0 | 0 | 0 | 0 | 0 | 0 | 0 | 0 | 0 | 0 | 0 | 0 | 0 | 0 | 0 | 0 | 0 | 0 | 0 | 0 | 0 | 0 | 0 | 0 | 0 | 0 | 0 | 0 | 0
Industrial_Food Processing_New_Miscellaneous_Natural Gas_Miscellaneous_E10_Baseline Forecast | Industrial | Food Processing | New | Miscellaneous | Natural Gas | Miscellaneous | E10 |  | Baseline Forecast | 0 | 0 | 0 | 0 | 0 | 0 | 0 | 0 | 0 | 0 | 0 | 0 | 0 | 0 | 0 | 0 | 0 | 0 | 0 | 0 | 0 | 0 | 0 | 0 | 0 | 0 | 0 | 0 | 0 | 0 | 0 | 0 | 0
Industrial_Lumber and Wood Products_Existing_Space Heating_Natural Gas_Furnace_E1_Baseline Forecast | Industrial | Lumber and Wood Products | Existing | Space Heating | Natural Gas | Furnace | E1 |  | Baseline Forecast | 0 | 0 | 0 | 0 | 0 | 0 | 0 | 0 | 0 | 0 | 0 | 0 | 0 | 0 | 0 | 0 | 0 | 0 | 0 | 0 | 0 | 0 | 0 | 0 | 0 | 0 | 0 | 0 | 0 | 0 | 0 | 0 | 0
Industrial_Lumber and Wood Products_Existing_Space Heating_Natural Gas_Furnace_E2_Baseline Forecast | Industrial | Lumber and Wood Products | Existing | Space Heating | Natural Gas | Furnace | E2 |  | Baseline Forecast | 0 | 0 | 0 | 0 | 0 | 0 | 0 | 0 | 0 | 0 | 0 | 0 | 0 | 0 | 0 | 0 | 0 | 0 | 0 | 0 | 0 | 0 | 0 | 0 | 0 | 0 | 0 | 0 | 0 | 0 | 0 | 0 | 0
Industrial_Lumber and Wood Products_Existing_Space Heating_Natural Gas_Furnace_E3_Baseline Forecast | Industrial | Lumber and Wood Products | Existing | Space Heating | Natural Gas | Furnace | E3 |  | Baseline Forecast | 0 | 0 | 0 | 0 | 0 | 0 | 0 | 0 | 0 | 0 | 0 | 0 | 0 | 0 | 0 | 0 | 0 | 0 | 0 | 0 | 0 | 0 | 0 | 0 | 0 | 0 | 0 | 0 | 0 | 0 | 0 | 0 | 0
Industrial_Lumber and Wood Products_Existing_Space Heating_Natural Gas_Furnace_E4_Baseline Forecast | Industrial | Lumber and Wood Products | Existing | Space Heating | Natural Gas | Furnace | E4 |  | Baseline Forecast | 0 | 0 | 0 | 0 | 0 | 0 | 0 | 0 | 0 | 0 | 0 | 0 | 0 | 0 | 0 | 0 | 0 | 0 | 0 | 0 | 0 | 0 | 0 | 0 | 0 | 0 | 0 | 0 | 0 | 0 | 0 | 0 | 0
Industrial_Lumber and Wood Products_Existing_Space Heating_Natural Gas_Furnace_E5_Baseline Forecast | Industrial | Lumber and Wood Products | Existing | Space Heating | Natural Gas | Furnace | E5 |  | Baseline Forecast | 0 | 0 | 0 | 0 | 0 | 0 | 0 | 0 | 0 | 0 | 0 | 0 | 0 | 0 | 0 | 0 | 0 | 0 | 0 | 0 | 0 | 0 | 0 | 0 | 0 | 0 | 0 | 0 | 0 | 0 | 0 | 0 | 0
Industrial_Lumber and Wood Products_Existing_Space Heating_Natural Gas_Furnace_E6_Baseline Forecast | Industrial | Lumber and Wood Products | Existing | Space Heating | Natural Gas | Furnace | E6 |  | Baseline Forecast | 0 | 0 | 0 | 0 | 0 | 0 | 0 | 0 | 0 | 0 | 0 | 0 | 0 | 0 | 0 | 0 | 0 | 0 | 0 | 0 | 0 | 0 | 0 | 0 | 0 | 0 | 0 | 0 | 0 | 0 | 0 | 0 | 0
Industrial_Lumber and Wood Products_Existing_Space Heating_Natural Gas_Furnace_E7_Baseline Forecast | Industrial | Lumber and Wood Products | Existing | Space Heating | Natural Gas | Furnace | E7 |  | Baseline Forecast | 0 | 0 | 0 | 0 | 0 | 0 | 0 | 0 | 0 | 0 | 0 | 0 | 0 | 0 | 0 | 0 | 0 | 0 | 0 | 0 | 0 | 0 | 0 | 0 | 0 | 0 | 0 | 0 | 0 | 0 | 0 | 0 | 0
Industrial_Lumber and Wood Products_Existing_Space Heating_Natural Gas_Furnace_E8_Baseline Forecast | Industrial | Lumber and Wood Products | Existing | Space Heating | Natural Gas | Furnace | E8 |  | Baseline Forecast | 0 | 0 | 0 | 0 | 0 | 0 | 0 | 0 | 0 | 0 | 0 | 0 | 0 | 0 | 0 | 0 | 0 | 0 | 0 | 0 | 0 | 0 | 0 | 0 | 0 | 0 | 0 | 0 | 0 | 0 | 0 | 0 | 0
Industrial_Lumber and Wood Products_Existing_Space Heating_Natural Gas_Furnace_E9_Baseline Forecast | Industrial | Lumber and Wood Products | Existing | Space Heating | Natural Gas | Furnace | E9 |  | Baseline Forecast | 0 | 0 | 0 | 0 | 0 | 0 | 0 | 0 | 0 | 0 | 0 | 0 | 0 | 0 | 0 | 0 | 0 | 0 | 0 | 0 | 0 | 0 | 0 | 0 | 0 | 0 | 0 | 0 | 0 | 0 | 0 | 0 | 0
Industrial_Lumber and Wood Products_Existing_Space Heating_Natural Gas_Furnace_E10_Baseline Forecast | Industrial | Lumber and Wood Products | Existing | Space Heating | Natural Gas | Furnace | E10 |  | Baseline Forecast | 0 | 0 | 0 | 0 | 0 | 0 | 0 | 0 | 0 | 0 | 0 | 0 | 0 | 0 | 0 | 0 | 0 | 0 | 0 | 0 | 0 | 0 | 0 | 0 | 0 | 0 | 0 | 0 | 0 | 0 | 0 | 0 | 0
Industrial_Lumber and Wood Products_Existing_Space Heating_Natural Gas_Boiler_E1_Baseline Forecast | Industrial | Lumber and Wood Products | Existing | Space Heating | Natural Gas | Boiler | E1 |  | Baseline Forecast | 0 | 0 | 0 | 0 | 0 | 0 | 0 | 0 | 0 | 0 | 0 | 0 | 0 | 0 | 0 | 0 | 0 | 0 | 0 | 0 | 0 | 0 | 0 | 0 | 0 | 0 | 0 | 0 | 0 | 0 | 0 | 0 | 0
Industrial_Lumber and Wood Products_Existing_Space Heating_Natural Gas_Boiler_E2_Baseline Forecast | Industrial | Lumber and Wood Products | Existing | Space Heating | Natural Gas | Boiler | E2 |  | Baseline Forecast | 0 | 0 | 0 | 0 | 0 | 0 | 0 | 0 | 0 | 0 | 0 | 0 | 0 | 0 | 0 | 0 | 0 | 0 | 0 | 0 | 0 | 0 | 0 | 0 | 0 | 0 | 0 | 0 | 0 | 0 | 0 | 0 | 0
Industrial_Lumber and Wood Products_Existing_Space Heating_Natural Gas_Boiler_E3_Baseline Forecast | Industrial | Lumber and Wood Products | Existing | Space Heating | Natural Gas | Boiler | E3 |  | Baseline Forecast | 0 | 0 | 0 | 0 | 0 | 0 | 0 | 0 | 0 | 0 | 0 | 0 | 0 | 0 | 0 | 0 | 0 | 0 | 0 | 0 | 0 | 0 | 0 | 0 | 0 | 0 | 0 | 0 | 0 | 0 | 0 | 0 | 0
Industrial_Lumber and Wood Products_Existing_Space Heating_Natural Gas_Boiler_E4_Baseline Forecast | Industrial | Lumber and Wood Products | Existing | Space Heating | Natural Gas | Boiler | E4 |  | Baseline Forecast | 0 | 0 | 0 | 0 | 0 | 0 | 0 | 0 | 0 | 0 | 0 | 0 | 0 | 0 | 0 | 0 | 0 | 0 | 0 | 0 | 0 | 0 | 0 | 0 | 0 | 0 | 0 | 0 | 0 | 0 | 0 | 0 | 0
Industrial_Lumber and Wood Products_Existing_Space Heating_Natural Gas_Boiler_E5_Baseline Forecast | Industrial | Lumber and Wood Products | Existing | Space Heating | Natural Gas | Boiler | E5 |  | Baseline Forecast | 0 | 0 | 0 | 0 | 0 | 0 | 0 | 0 | 0 | 0 | 0 | 0 | 0 | 0 | 0 | 0 | 0 | 0 | 0 | 0 | 0 | 0 | 0 | 0 | 0 | 0 | 0 | 0 | 0 | 0 | 0 | 0 | 0
Industrial_Lumber and Wood Products_Existing_Space Heating_Natural Gas_Boiler_E6_Baseline Forecast | Industrial | Lumber and Wood Products | Existing | Space Heating | Natural Gas | Boiler | E6 |  | Baseline Forecast | 0 | 0 | 0 | 0 | 0 | 0 | 0 | 0 | 0 | 0 | 0 | 0 | 0 | 0 | 0 | 0 | 0 | 0 | 0 | 0 | 0 | 0 | 0 | 0 | 0 | 0 | 0 | 0 | 0 | 0 | 0 | 0 | 0
Industrial_Lumber and Wood Products_Existing_Space Heating_Natural Gas_Boiler_E7_Baseline Forecast | Industrial | Lumber and Wood Products | Existing | Space Heating | Natural Gas | Boiler | E7 |  | Baseline Forecast | 0 | 0 | 0 | 0 | 0 | 0 | 0 | 0 | 0 | 0 | 0 | 0 | 0 | 0 | 0 | 0 | 0 | 0 | 0 | 0 | 0 | 0 | 0 | 0 | 0 | 0 | 0 | 0 | 0 | 0 | 0 | 0 | 0
Industrial_Lumber and Wood Products_Existing_Space Heating_Natural Gas_Boiler_E8_Baseline Forecast | Industrial | Lumber and Wood Products | Existing | Space Heating | Natural Gas | Boiler | E8 |  | Baseline Forecast | 0 | 0 | 0 | 0 | 0 | 0 | 0 | 0 | 0 | 0 | 0 | 0 | 0 | 0 | 0 | 0 | 0 | 0 | 0 | 0 | 0 | 0 | 0 | 0 | 0 | 0 | 0 | 0 | 0 | 0 | 0 | 0 | 0
Industrial_Lumber and Wood Products_Existing_Space Heating_Natural Gas_Boiler_E9_Baseline Forecast | Industrial | Lumber and Wood Products | Existing | Space Heating | Natural Gas | Boiler | E9 |  | Baseline Forecast | 0 | 0 | 0 | 0 | 0 | 0 | 0 | 0 | 0 | 0 | 0 | 0 | 0 | 0 | 0 | 0 | 0 | 0 | 0 | 0 | 0 | 0 | 0 | 0 | 0 | 0 | 0 | 0 | 0 | 0 | 0 | 0 | 0
Industrial_Lumber and Wood Products_Existing_Space Heating_Natural Gas_Boiler_E10_Baseline Forecast | Industrial | Lumber and Wood Products | Existing | Space Heating | Natural Gas | Boiler | E10 |  | Baseline Forecast | 0 | 0 | 0 | 0 | 0 | 0 | 0 | 0 | 0 | 0 | 0 | 0 | 0 | 0 | 0 | 0 | 0 | 0 | 0 | 0 | 0 | 0 | 0 | 0 | 0 | 0 | 0 | 0 | 0 | 0 | 0 | 0 | 0
Industrial_Lumber and Wood Products_Existing_Space Heating_Natural Gas_Unit Heater_E1_Baseline Forecast | Industrial | Lumber and Wood Products | Existing | Space Heating | Natural Gas | Unit Heater | E1 |  | Baseline Forecast | 0 | 0 | 0 | 0 | 0 | 0 | 0 | 0 | 0 | 0 | 0 | 0 | 0 | 0 | 0 | 0 | 0 | 0 | 0 | 0 | 0 | 0 | 0 | 0 | 0 | 0 | 0 | 0 | 0 | 0 | 0 | 0 | 0
Industrial_Lumber and Wood Products_Existing_Space Heating_Natural Gas_Unit Heater_E2_Baseline Forecast | Industrial | Lumber and Wood Products | Existing | Space Heating | Natural Gas | Unit Heater | E2 |  | Baseline Forecast | 0 | 0 | 0 | 0 | 0 | 0 | 0 | 0 | 0 | 0 | 0 | 0 | 0 | 0 | 0 | 0 | 0 | 0 | 0 | 0 | 0 | 0 | 0 | 0 | 0 | 0 | 0 | 0 | 0 | 0 | 0 | 0 | 0
Industrial_Lumber and Wood Products_Existing_Space Heating_Natural Gas_Unit Heater_E3_Baseline Forecast | Industrial | Lumber and Wood Products | Existing | Space Heating | Natural Gas | Unit Heater | E3 |  | Baseline Forecast | 0 | 0 | 0 | 0 | 0 | 0 | 0 | 0 | 0 | 0 | 0 | 0 | 0 | 0 | 0 | 0 | 0 | 0 | 0 | 0 | 0 | 0 | 0 | 0 | 0 | 0 | 0 | 0 | 0 | 0 | 0 | 0 | 0
Industrial_Lumber and Wood Products_Existing_Space Heating_Natural Gas_Unit Heater_E4_Baseline Forecast | Industrial | Lumber and Wood Products | Existing | Space Heating | Natural Gas | Unit Heater | E4 |  | Baseline Forecast | 0 | 0 | 0 | 0 | 0 | 0 | 0 | 0 | 0 | 0 | 0 | 0 | 0 | 0 | 0 | 0 | 0 | 0 | 0 | 0 | 0 | 0 | 0 | 0 | 0 | 0 | 0 | 0 | 0 | 0 | 0 | 0 | 0
Industrial_Lumber and Wood Products_Existing_Space Heating_Natural Gas_Unit Heater_E5_Baseline Forecast | Industrial | Lumber and Wood Products | Existing | Space Heating | Natural Gas | Unit Heater | E5 |  | Baseline Forecast | 0 | 0 | 0 | 0 | 0 | 0 | 0 | 0 | 0 | 0 | 0 | 0 | 0 | 0 | 0 | 0 | 0 | 0 | 0 | 0 | 0 | 0 | 0 | 0 | 0 | 0 | 0 | 0 | 0 | 0 | 0 | 0 | 0
Industrial_Lumber and Wood Products_Existing_Space Heating_Natural Gas_Unit Heater_E6_Baseline Forecast | Industrial | Lumber and Wood Products | Existing | Space Heating | Natural Gas | Unit Heater | E6 |  | Baseline Forecast | 0 | 0 | 0 | 0 | 0 | 0 | 0 | 0 | 0 | 0 | 0 | 0 | 0 | 0 | 0 | 0 | 0 | 0 | 0 | 0 | 0 | 0 | 0 | 0 | 0 | 0 | 0 | 0 | 0 | 0 | 0 | 0 | 0
Industrial_Lumber and Wood Products_Existing_Space Heating_Natural Gas_Unit Heater_E7_Baseline Forecast | Industrial | Lumber and Wood Products | Existing | Space Heating | Natural Gas | Unit Heater | E7 |  | Baseline Forecast | 0 | 0 | 0 | 0 | 0 | 0 | 0 | 0 | 0 | 0 | 0 | 0 | 0 | 0 | 0 | 0 | 0 | 0 | 0 | 0 | 0 | 0 | 0 | 0 | 0 | 0 | 0 | 0 | 0 | 0 | 0 | 0 | 0
Industrial_Lumber and Wood Products_Existing_Space Heating_Natural Gas_Unit Heater_E8_Baseline Forecast | Industrial | Lumber and Wood Products | Existing | Space Heating | Natural Gas | Unit Heater | E8 |  | Baseline Forecast | 0 | 0 | 0 | 0 | 0 | 0 | 0 | 0 | 0 | 0 | 0 | 0 | 0 | 0 | 0 | 0 | 0 | 0 | 0 | 0 | 0 | 0 | 0 | 0 | 0 | 0 | 0 | 0 | 0 | 0 | 0 | 0 | 0
Industrial_Lumber and Wood Products_Existing_Space Heating_Natural Gas_Unit Heater_E9_Baseline Forecast | Industrial | Lumber and Wood Products | Existing | Space Heating | Natural Gas | Unit Heater | E9 |  | Baseline Forecast | 0 | 0 | 0 | 0 | 0 | 0 | 0 | 0 | 0 | 0 | 0 | 0 | 0 | 0 | 0 | 0 | 0 | 0 | 0 | 0 | 0 | 0 | 0 | 0 | 0 | 0 | 0 | 0 | 0 | 0 | 0 | 0 | 0
Industrial_Lumber and Wood Products_Existing_Space Heating_Natural Gas_Unit Heater_E10_Baseline Forecast | Industrial | Lumber and Wood Products | Existing | Space Heating | Natural Gas | Unit Heater | E10 |  | Baseline Forecast | 0 | 0 | 0 | 0 | 0 | 0 | 0 | 0 | 0 | 0 | 0 | 0 | 0 | 0 | 0 | 0 | 0 | 0 | 0 | 0 | 0 | 0 | 0 | 0 | 0 | 0 | 0 | 0 | 0 | 0 | 0 | 0 | 0
Industrial_Lumber and Wood Products_Existing_Process_Natural Gas_Process Heating_E1_Baseline Forecast | Industrial | Lumber and Wood Products | Existing | Process | Natural Gas | Process Heating | E1 |  | Baseline Forecast | 0 | 0 | 0 | 0 | 0 | 0 | 0 | 0 | 0 | 0 | 0 | 0 | 0 | 0 | 0 | 0 | 0 | 0 | 0 | 0 | 0 | 0 | 0 | 0 | 0 | 0 | 0 | 0 | 0 | 0 | 0 | 0 | 0
Industrial_Lumber and Wood Products_Existing_Process_Natural Gas_Process Heating_E2_Baseline Forecast | Industrial | Lumber and Wood Products | Existing | Process | Natural Gas | Process Heating | E2 |  | Baseline Forecast | 0 | 0 | 0 | 0 | 0 | 0 | 0 | 0 | 0 | 0 | 0 | 0 | 0 | 0 | 0 | 0 | 0 | 0 | 0 | 0 | 0 | 0 | 0 | 0 | 0 | 0 | 0 | 0 | 0 | 0 | 0 | 0 | 0
Industrial_Lumber and Wood Products_Existing_Process_Natural Gas_Process Heating_E3_Baseline Forecast | Industrial | Lumber and Wood Products | Existing | Process | Natural Gas | Process Heating | E3 |  | Baseline Forecast | 0 | 0 | 0 | 0 | 0 | 0 | 0 | 0 | 0 | 0 | 0 | 0 | 0 | 0 | 0 | 0 | 0 | 0 | 0 | 0 | 0 | 0 | 0 | 0 | 0 | 0 | 0 | 0 | 0 | 0 | 0 | 0 | 0
Industrial_Lumber and Wood Products_Existing_Process_Natural Gas_Process Heating_E4_Baseline Forecast | Industrial | Lumber and Wood Products | Existing | Process | Natural Gas | Process Heating | E4 |  | Baseline Forecast | 0 | 0 | 0 | 0 | 0 | 0 | 0 | 0 | 0 | 0 | 0 | 0 | 0 | 0 | 0 | 0 | 0 | 0 | 0 | 0 | 0 | 0 | 0 | 0 | 0 | 0 | 0 | 0 | 0 | 0 | 0 | 0 | 0
Industrial_Lumber and Wood Products_Existing_Process_Natural Gas_Process Heating_E5_Baseline Forecast | Industrial | Lumber and Wood Products | Existing | Process | Natural Gas | Process Heating | E5 |  | Baseline Forecast | 0 | 0 | 0 | 0 | 0 | 0 | 0 | 0 | 0 | 0 | 0 | 0 | 0 | 0 | 0 | 0 | 0 | 0 | 0 | 0 | 0 | 0 | 0 | 0 | 0 | 0 | 0 | 0 | 0 | 0 | 0 | 0 | 0
Industrial_Lumber and Wood Products_Existing_Process_Natural Gas_Process Heating_E6_Baseline Forecast | Industrial | Lumber and Wood Products | Existing | Process | Natural Gas | Process Heating | E6 |  | Baseline Forecast | 0 | 0 | 0 | 0 | 0 | 0 | 0 | 0 | 0 | 0 | 0 | 0 | 0 | 0 | 0 | 0 | 0 | 0 | 0 | 0 | 0 | 0 | 0 | 0 | 0 | 0 | 0 | 0 | 0 | 0 | 0 | 0 | 0
Industrial_Lumber and Wood Products_Existing_Process_Natural Gas_Process Heating_E7_Baseline Forecast | Industrial | Lumber and Wood Products | Existing | Process | Natural Gas | Process Heating | E7 |  | Baseline Forecast | 0 | 0 | 0 | 0 | 0 | 0 | 0 | 0 | 0 | 0 | 0 | 0 | 0 | 0 | 0 | 0 | 0 | 0 | 0 | 0 | 0 | 0 | 0 | 0 | 0 | 0 | 0 | 0 | 0 | 0 | 0 | 0 | 0
Industrial_Lumber and Wood Products_Existing_Process_Natural Gas_Process Heating_E8_Baseline Forecast | Industrial | Lumber and Wood Products | Existing | Process | Natural Gas | Process Heating | E8 |  | Baseline Forecast | 0 | 0 | 0 | 0 | 0 | 0 | 0 | 0 | 0 | 0 | 0 | 0 | 0 | 0 | 0 | 0 | 0 | 0 | 0 | 0 | 0 | 0 | 0 | 0 | 0 | 0 | 0 | 0 | 0 | 0 | 0 | 0 | 0
Industrial_Lumber and Wood Products_Existing_Process_Natural Gas_Process Heating_E9_Baseline Forecast | Industrial | Lumber and Wood Products | Existing | Process | Natural Gas | Process Heating | E9 |  | Baseline Forecast | 0 | 0 | 0 | 0 | 0 | 0 | 0 | 0 | 0 | 0 | 0 | 0 | 0 | 0 | 0 | 0 | 0 | 0 | 0 | 0 | 0 | 0 | 0 | 0 | 0 | 0 | 0 | 0 | 0 | 0 | 0 | 0 | 0
Industrial_Lumber and Wood Products_Existing_Process_Natural Gas_Process Heating_E10_Baseline Forecast | Industrial | Lumber and Wood Products | Existing | Process | Natural Gas | Process Heating | E10 |  | Baseline Forecast | 0 | 0 | 0 | 0 | 0 | 0 | 0 | 0 | 0 | 0 | 0 | 0 | 0 | 0 | 0 | 0 | 0 | 0 | 0 | 0 | 0 | 0 | 0 | 0 | 0 | 0 | 0 | 0 | 0 | 0 | 0 | 0 | 0
Industrial_Lumber and Wood Products_Existing_Process_Natural Gas_Process Boiler_E1_Baseline Forecast | Industrial | Lumber and Wood Products | Existing | Process | Natural Gas | Process Boiler | E1 |  | Baseline Forecast | 0 | 0 | 0 | 0 | 0 | 0 | 0 | 0 | 0 | 0 | 0 | 0 | 0 | 0 | 0 | 0 | 0 | 0 | 0 | 0 | 0 | 0 | 0 | 0 | 0 | 0 | 0 | 0 | 0 | 0 | 0 | 0 | 0
Industrial_Lumber and Wood Products_Existing_Process_Natural Gas_Process Boiler_E2_Baseline Forecast | Industrial | Lumber and Wood Products | Existing | Process | Natural Gas | Process Boiler | E2 |  | Baseline Forecast | 0 | 0 | 0 | 0 | 0 | 0 | 0 | 0 | 0 | 0 | 0 | 0 | 0 | 0 | 0 | 0 | 0 | 0 | 0 | 0 | 0 | 0 | 0 | 0 | 0 | 0 | 0 | 0 | 0 | 0 | 0 | 0 | 0
Industrial_Lumber and Wood Products_Existing_Process_Natural Gas_Process Boiler_E3_Baseline Forecast | Industrial | Lumber and Wood Products | Existing | Process | Natural Gas | Process Boiler | E3 |  | Baseline Forecast | 0 | 0 | 0 | 0 | 0 | 0 | 0 | 0 | 0 | 0 | 0 | 0 | 0 | 0 | 0 | 0 | 0 | 0 | 0 | 0 | 0 | 0 | 0 | 0 | 0 | 0 | 0 | 0 | 0 | 0 | 0 | 0 | 0
Industrial_Lumber and Wood Products_Existing_Process_Natural Gas_Process Boiler_E4_Baseline Forecast | Industrial | Lumber and Wood Products | Existing | Process | Natural Gas | Process Boiler | E4 |  | Baseline Forecast | 0 | 0 | 0 | 0 | 0 | 0 | 0 | 0 | 0 | 0 | 0 | 0 | 0 | 0 | 0 | 0 | 0 | 0 | 0 | 0 | 0 | 0 | 0 | 0 | 0 | 0 | 0 | 0 | 0 | 0 | 0 | 0 | 0
Industrial_Lumber and Wood Products_Existing_Process_Natural Gas_Process Boiler_E5_Baseline Forecast | Industrial | Lumber and Wood Products | Existing | Process | Natural Gas | Process Boiler | E5 |  | Baseline Forecast | 0 | 0 | 0 | 0 | 0 | 0 | 0 | 0 | 0 | 0 | 0 | 0 | 0 | 0 | 0 | 0 | 0 | 0 | 0 | 0 | 0 | 0 | 0 | 0 | 0 | 0 | 0 | 0 | 0 | 0 | 0 | 0 | 0
Industrial_Lumber and Wood Products_Existing_Process_Natural Gas_Process Boiler_E6_Baseline Forecast | Industrial | Lumber and Wood Products | Existing | Process | Natural Gas | Process Boiler | E6 |  | Baseline Forecast | 0 | 0 | 0 | 0 | 0 | 0 | 0 | 0 | 0 | 0 | 0 | 0 | 0 | 0 | 0 | 0 | 0 | 0 | 0 | 0 | 0 | 0 | 0 | 0 | 0 | 0 | 0 | 0 | 0 | 0 | 0 | 0 | 0
Industrial_Lumber and Wood Products_Existing_Process_Natural Gas_Process Boiler_E7_Baseline Forecast | Industrial | Lumber and Wood Products | Existing | Process | Natural Gas | Process Boiler | E7 |  | Baseline Forecast | 0 | 0 | 0 | 0 | 0 | 0 | 0 | 0 | 0 | 0 | 0 | 0 | 0 | 0 | 0 | 0 | 0 | 0 | 0 | 0 | 0 | 0 | 0 | 0 | 0 | 0 | 0 | 0 | 0 | 0 | 0 | 0 | 0
Industrial_Lumber and Wood Products_Existing_Process_Natural Gas_Process Boiler_E8_Baseline Forecast | Industrial | Lumber and Wood Products | Existing | Process | Natural Gas | Process Boiler | E8 |  | Baseline Forecast | 0 | 0 | 0 | 0 | 0 | 0 | 0 | 0 | 0 | 0 | 0 | 0 | 0 | 0 | 0 | 0 | 0 | 0 | 0 | 0 | 0 | 0 | 0 | 0 | 0 | 0 | 0 | 0 | 0 | 0 | 0 | 0 | 0
Industrial_Lumber and Wood Products_Existing_Process_Natural Gas_Process Boiler_E9_Baseline Forecast | Industrial | Lumber and Wood Products | Existing | Process | Natural Gas | Process Boiler | E9 |  | Baseline Forecast | 0 | 0 | 0 | 0 | 0 | 0 | 0 | 0 | 0 | 0 | 0 | 0 | 0 | 0 | 0 | 0 | 0 | 0 | 0 | 0 | 0 | 0 | 0 | 0 | 0 | 0 | 0 | 0 | 0 | 0 | 0 | 0 | 0
Industrial_Lumber and Wood Products_Existing_Process_Natural Gas_Process Boiler_E10_Baseline Forecast | Industrial | Lumber and Wood Products | Existing | Process | Natural Gas | Process Boiler | E10 |  | Baseline Forecast | 0 | 0 | 0 | 0 | 0 | 0 | 0 | 0 | 0 | 0 | 0 | 0 | 0 | 0 | 0 | 0 | 0 | 0 | 0 | 0 | 0 | 0 | 0 | 0 | 0 | 0 | 0 | 0 | 0 | 0 | 0 | 0 | 0
Industrial_Lumber and Wood Products_Existing_Process_Natural Gas_Process Cooling_E1_Baseline Forecast | Industrial | Lumber and Wood Products | Existing | Process | Natural Gas | Process Cooling | E1 |  | Baseline Forecast | 0 | 0 | 0 | 0 | 0 | 0 | 0 | 0 | 0 | 0 | 0 | 0 | 0 | 0 | 0 | 0 | 0 | 0 | 0 | 0 | 0 | 0 | 0 | 0 | 0 | 0 | 0 | 0 | 0 | 0 | 0 | 0 | 0
Industrial_Lumber and Wood Products_Existing_Process_Natural Gas_Process Cooling_E2_Baseline Forecast | Industrial | Lumber and Wood Products | Existing | Process | Natural Gas | Process Cooling | E2 |  | Baseline Forecast | 0 | 0 | 0 | 0 | 0 | 0 | 0 | 0 | 0 | 0 | 0 | 0 | 0 | 0 | 0 | 0 | 0 | 0 | 0 | 0 | 0 | 0 | 0 | 0 | 0 | 0 | 0 | 0 | 0 | 0 | 0 | 0 | 0
Industrial_Lumber and Wood Products_Existing_Process_Natural Gas_Process Cooling_E3_Baseline Forecast | Industrial | Lumber and Wood Products | Existing | Process | Natural Gas | Process Cooling | E3 |  | Baseline Forecast | 0 | 0 | 0 | 0 | 0 | 0 | 0 | 0 | 0 | 0 | 0 | 0 | 0 | 0 | 0 | 0 | 0 | 0 | 0 | 0 | 0 | 0 | 0 | 0 | 0 | 0 | 0 | 0 | 0 | 0 | 0 | 0 | 0
Industrial_Lumber and Wood Products_Existing_Process_Natural Gas_Process Cooling_E4_Baseline Forecast | Industrial | Lumber and Wood Products | Existing | Process | Natural Gas | Process Cooling | E4 |  | Baseline Forecast | 0 | 0 | 0 | 0 | 0 | 0 | 0 | 0 | 0 | 0 | 0 | 0 | 0 | 0 | 0 | 0 | 0 | 0 | 0 | 0 | 0 | 0 | 0 | 0 | 0 | 0 | 0 | 0 | 0 | 0 | 0 | 0 | 0
Industrial_Lumber and Wood Products_Existing_Process_Natural Gas_Process Cooling_E5_Baseline Forecast | Industrial | Lumber and Wood Products | Existing | Process | Natural Gas | Process Cooling | E5 |  | Baseline Forecast | 0 | 0 | 0 | 0 | 0 | 0 | 0 | 0 | 0 | 0 | 0 | 0 | 0 | 0 | 0 | 0 | 0 | 0 | 0 | 0 | 0 | 0 | 0 | 0 | 0 | 0 | 0 | 0 | 0 | 0 | 0 | 0 | 0
Industrial_Lumber and Wood Products_Existing_Process_Natural Gas_Process Cooling_E6_Baseline Forecast | Industrial | Lumber and Wood Products | Existing | Process | Natural Gas | Process Cooling | E6 |  | Baseline Forecast | 0 | 0 | 0 | 0 | 0 | 0 | 0 | 0 | 0 | 0 | 0 | 0 | 0 | 0 | 0 | 0 | 0 | 0 | 0 | 0 | 0 | 0 | 0 | 0 | 0 | 0 | 0 | 0 | 0 | 0 | 0 | 0 | 0
Industrial_Lumber and Wood Products_Existing_Process_Natural Gas_Process Cooling_E7_Baseline Forecast | Industrial | Lumber and Wood Products | Existing | Process | Natural Gas | Process Cooling | E7 |  | Baseline Forecast | 0 | 0 | 0 | 0 | 0 | 0 | 0 | 0 | 0 | 0 | 0 | 0 | 0 | 0 | 0 | 0 | 0 | 0 | 0 | 0 | 0 | 0 | 0 | 0 | 0 | 0 | 0 | 0 | 0 | 0 | 0 | 0 | 0
Industrial_Lumber and Wood Products_Existing_Process_Natural Gas_Process Cooling_E8_Baseline Forecast | Industrial | Lumber and Wood Products | Existing | Process | Natural Gas | Process Cooling | E8 |  | Baseline Forecast | 0 | 0 | 0 | 0 | 0 | 0 | 0 | 0 | 0 | 0 | 0 | 0 | 0 | 0 | 0 | 0 | 0 | 0 | 0 | 0 | 0 | 0 | 0 | 0 | 0 | 0 | 0 | 0 | 0 | 0 | 0 | 0 | 0
Industrial_Lumber and Wood Products_Existing_Process_Natural Gas_Process Cooling_E9_Baseline Forecast | Industrial | Lumber and Wood Products | Existing | Process | Natural Gas | Process Cooling | E9 |  | Baseline Forecast | 0 | 0 | 0 | 0 | 0 | 0 | 0 | 0 | 0 | 0 | 0 | 0 | 0 | 0 | 0 | 0 | 0 | 0 | 0 | 0 | 0 | 0 | 0 | 0 | 0 | 0 | 0 | 0 | 0 | 0 | 0 | 0 | 0
Industrial_Lumber and Wood Products_Existing_Process_Natural Gas_Process Cooling_E10_Baseline Forecast | Industrial | Lumber and Wood Products | Existing | Process | Natural Gas | Process Cooling | E10 |  | Baseline Forecast | 0 | 0 | 0 | 0 | 0 | 0 | 0 | 0 | 0 | 0 | 0 | 0 | 0 | 0 | 0 | 0 | 0 | 0 | 0 | 0 | 0 | 0 | 0 | 0 | 0 | 0 | 0 | 0 | 0 | 0 | 0 | 0 | 0
Industrial_Lumber and Wood Products_Existing_Process_Natural Gas_Other Process_E1_Baseline Forecast | Industrial | Lumber and Wood Products | Existing | Process | Natural Gas | Other Process | E1 |  | Baseline Forecast | 0 | 0 | 0 | 0 | 0 | 0 | 0 | 0 | 0 | 0 | 0 | 0 | 0 | 0 | 0 | 0 | 0 | 0 | 0 | 0 | 0 | 0 | 0 | 0 | 0 | 0 | 0 | 0 | 0 | 0 | 0 | 0 | 0
Industrial_Lumber and Wood Products_Existing_Process_Natural Gas_Other Process_E2_Baseline Forecast | Industrial | Lumber and Wood Products | Existing | Process | Natural Gas | Other Process | E2 |  | Baseline Forecast | 0 | 0 | 0 | 0 | 0 | 0 | 0 | 0 | 0 | 0 | 0 | 0 | 0 | 0 | 0 | 0 | 0 | 0 | 0 | 0 | 0 | 0 | 0 | 0 | 0 | 0 | 0 | 0 | 0 | 0 | 0 | 0 | 0
Industrial_Lumber and Wood Products_Existing_Process_Natural Gas_Other Process_E3_Baseline Forecast | Industrial | Lumber and Wood Products | Existing | Process | Natural Gas | Other Process | E3 |  | Baseline Forecast | 0 | 0 | 0 | 0 | 0 | 0 | 0 | 0 | 0 | 0 | 0 | 0 | 0 | 0 | 0 | 0 | 0 | 0 | 0 | 0 | 0 | 0 | 0 | 0 | 0 | 0 | 0 | 0 | 0 | 0 | 0 | 0 | 0
Industrial_Lumber and Wood Products_Existing_Process_Natural Gas_Other Process_E4_Baseline Forecast | Industrial | Lumber and Wood Products | Existing | Process | Natural Gas | Other Process | E4 |  | Baseline Forecast | 0 | 0 | 0 | 0 | 0 | 0 | 0 | 0 | 0 | 0 | 0 | 0 | 0 | 0 | 0 | 0 | 0 | 0 | 0 | 0 | 0 | 0 | 0 | 0 | 0 | 0 | 0 | 0 | 0 | 0 | 0 | 0 | 0
Industrial_Lumber and Wood Products_Existing_Process_Natural Gas_Other Process_E5_Baseline Forecast | Industrial | Lumber and Wood Products | Existing | Process | Natural Gas | Other Process | E5 |  | Baseline Forecast | 0 | 0 | 0 | 0 | 0 | 0 | 0 | 0 | 0 | 0 | 0 | 0 | 0 | 0 | 0 | 0 | 0 | 0 | 0 | 0 | 0 | 0 | 0 | 0 | 0 | 0 | 0 | 0 | 0 | 0 | 0 | 0 | 0
Industrial_Lumber and Wood Products_Existing_Process_Natural Gas_Other Process_E6_Baseline Forecast | Industrial | Lumber and Wood Products | Existing | Process | Natural Gas | Other Process | E6 |  | Baseline Forecast | 0 | 0 | 0 | 0 | 0 | 0 | 0 | 0 | 0 | 0 | 0 | 0 | 0 | 0 | 0 | 0 | 0 | 0 | 0 | 0 | 0 | 0 | 0 | 0 | 0 | 0 | 0 | 0 | 0 | 0 | 0 | 0 | 0
Industrial_Lumber and Wood Products_Existing_Process_Natural Gas_Other Process_E7_Baseline Forecast | Industrial | Lumber and Wood Products | Existing | Process | Natural Gas | Other Process | E7 |  | Baseline Forecast | 0 | 0 | 0 | 0 | 0 | 0 | 0 | 0 | 0 | 0 | 0 | 0 | 0 | 0 | 0 | 0 | 0 | 0 | 0 | 0 | 0 | 0 | 0 | 0 | 0 | 0 | 0 | 0 | 0 | 0 | 0 | 0 | 0
Industrial_Lumber and Wood Products_Existing_Process_Natural Gas_Other Process_E8_Baseline Forecast | Industrial | Lumber and Wood Products | Existing | Process | Natural Gas | Other Process | E8 |  | Baseline Forecast | 0 | 0 | 0 | 0 | 0 | 0 | 0 | 0 | 0 | 0 | 0 | 0 | 0 | 0 | 0 | 0 | 0 | 0 | 0 | 0 | 0 | 0 | 0 | 0 | 0 | 0 | 0 | 0 | 0 | 0 | 0 | 0 | 0
Industrial_Lumber and Wood Products_Existing_Process_Natural Gas_Other Process_E9_Baseline Forecast | Industrial | Lumber and Wood Products | Existing | Process | Natural Gas | Other Process | E9 |  | Baseline Forecast | 0 | 0 | 0 | 0 | 0 | 0 | 0 | 0 | 0 | 0 | 0 | 0 | 0 | 0 | 0 | 0 | 0 | 0 | 0 | 0 | 0 | 0 | 0 | 0 | 0 | 0 | 0 | 0 | 0 | 0 | 0 | 0 | 0
Industrial_Lumber and Wood Products_Existing_Process_Natural Gas_Other Process_E10_Baseline Forecast | Industrial | Lumber and Wood Products | Existing | Process | Natural Gas | Other Process | E10 |  | Baseline Forecast | 0 | 0 | 0 | 0 | 0 | 0 | 0 | 0 | 0 | 0 | 0 | 0 | 0 | 0 | 0 | 0 | 0 | 0 | 0 | 0 | 0 | 0 | 0 | 0 | 0 | 0 | 0 | 0 | 0 | 0 | 0 | 0 | 0
Industrial_Lumber and Wood Products_Existing_Miscellaneous_Natural Gas_Miscellaneous_E1_Baseline Forecast | Industrial | Lumber and Wood Products | Existing | Miscellaneous | Natural Gas | Miscellaneous | E1 |  | Baseline Forecast | 0 | 0 | 0 | 0 | 0 | 0 | 0 | 0 | 0 | 0 | 0 | 0 | 0 | 0 | 0 | 0 | 0 | 0 | 0 | 0 | 0 | 0 | 0 | 0 | 0 | 0 | 0 | 0 | 0 | 0 | 0 | 0 | 0
Industrial_Lumber and Wood Products_Existing_Miscellaneous_Natural Gas_Miscellaneous_E2_Baseline Forecast | Industrial | Lumber and Wood Products | Existing | Miscellaneous | Natural Gas | Miscellaneous | E2 |  | Baseline Forecast | 0 | 0 | 0 | 0 | 0 | 0 | 0 | 0 | 0 | 0 | 0 | 0 | 0 | 0 | 0 | 0 | 0 | 0 | 0 | 0 | 0 | 0 | 0 | 0 | 0 | 0 | 0 | 0 | 0 | 0 | 0 | 0 | 0
Industrial_Lumber and Wood Products_Existing_Miscellaneous_Natural Gas_Miscellaneous_E3_Baseline Forecast | Industrial | Lumber and Wood Products | Existing | Miscellaneous | Natural Gas | Miscellaneous | E3 |  | Baseline Forecast | 0 | 0 | 0 | 0 | 0 | 0 | 0 | 0 | 0 | 0 | 0 | 0 | 0 | 0 | 0 | 0 | 0 | 0 | 0 | 0 | 0 | 0 | 0 | 0 | 0 | 0 | 0 | 0 | 0 | 0 | 0 | 0 | 0
Industrial_Lumber and Wood Products_Existing_Miscellaneous_Natural Gas_Miscellaneous_E4_Baseline Forecast | Industrial | Lumber and Wood Products | Existing | Miscellaneous | Natural Gas | Miscellaneous | E4 |  | Baseline Forecast | 0 | 0 | 0 | 0 | 0 | 0 | 0 | 0 | 0 | 0 | 0 | 0 | 0 | 0 | 0 | 0 | 0 | 0 | 0 | 0 | 0 | 0 | 0 | 0 | 0 | 0 | 0 | 0 | 0 | 0 | 0 | 0 | 0
Industrial_Lumber and Wood Products_Existing_Miscellaneous_Natural Gas_Miscellaneous_E5_Baseline Forecast | Industrial | Lumber and Wood Products | Existing | Miscellaneous | Natural Gas | Miscellaneous | E5 |  | Baseline Forecast | 0 | 0 | 0 | 0 | 0 | 0 | 0 | 0 | 0 | 0 | 0 | 0 | 0 | 0 | 0 | 0 | 0 | 0 | 0 | 0 | 0 | 0 | 0 | 0 | 0 | 0 | 0 | 0 | 0 | 0 | 0 | 0 | 0
Industrial_Lumber and Wood Products_Existing_Miscellaneous_Natural Gas_Miscellaneous_E6_Baseline Forecast | Industrial | Lumber and Wood Products | Existing | Miscellaneous | Natural Gas | Miscellaneous | E6 |  | Baseline Forecast | 0 | 0 | 0 | 0 | 0 | 0 | 0 | 0 | 0 | 0 | 0 | 0 | 0 | 0 | 0 | 0 | 0 | 0 | 0 | 0 | 0 | 0 | 0 | 0 | 0 | 0 | 0 | 0 | 0 | 0 | 0 | 0 | 0
Industrial_Lumber and Wood Products_Existing_Miscellaneous_Natural Gas_Miscellaneous_E7_Baseline Forecast | Industrial | Lumber and Wood Products | Existing | Miscellaneous | Natural Gas | Miscellaneous | E7 |  | Baseline Forecast | 0 | 0 | 0 | 0 | 0 | 0 | 0 | 0 | 0 | 0 | 0 | 0 | 0 | 0 | 0 | 0 | 0 | 0 | 0 | 0 | 0 | 0 | 0 | 0 | 0 | 0 | 0 | 0 | 0 | 0 | 0 | 0 | 0
Industrial_Lumber and Wood Products_Existing_Miscellaneous_Natural Gas_Miscellaneous_E8_Baseline Forecast | Industrial | Lumber and Wood Products | Existing | Miscellaneous | Natural Gas | Miscellaneous | E8 |  | Baseline Forecast | 0 | 0 | 0 | 0 | 0 | 0 | 0 | 0 | 0 | 0 | 0 | 0 | 0 | 0 | 0 | 0 | 0 | 0 | 0 | 0 | 0 | 0 | 0 | 0 | 0 | 0 | 0 | 0 | 0 | 0 | 0 | 0 | 0
Industrial_Lumber and Wood Products_Existing_Miscellaneous_Natural Gas_Miscellaneous_E9_Baseline Forecast | Industrial | Lumber and Wood Products | Existing | Miscellaneous | Natural Gas | Miscellaneous | E9 |  | Baseline Forecast | 0 | 0 | 0 | 0 | 0 | 0 | 0 | 0 | 0 | 0 | 0 | 0 | 0 | 0 | 0 | 0 | 0 | 0 | 0 | 0 | 0 | 0 | 0 | 0 | 0 | 0 | 0 | 0 | 0 | 0 | 0 | 0 | 0
Industrial_Lumber and Wood Products_Existing_Miscellaneous_Natural Gas_Miscellaneous_E10_Baseline Forecast | Industrial | Lumber and Wood Products | Existing | Miscellaneous | Natural Gas | Miscellaneous | E10 |  | Baseline Forecast | 0 | 0 | 0 | 0 | 0 | 0 | 0 | 0 | 0 | 0 | 0 | 0 | 0 | 0 | 0 | 0 | 0 | 0 | 0 | 0 | 0 | 0 | 0 | 0 | 0 | 0 | 0 | 0 | 0 | 0 | 0 | 0 | 0
Industrial_Lumber and Wood Products_New_Space Heating_Natural Gas_Furnace_E1_Baseline Forecast | Industrial | Lumber and Wood Products | New | Space Heating | Natural Gas | Furnace | E1 |  | Baseline Forecast | 0 | 0 | 0 | 0 | 0 | 0 | 0 | 0 | 0 | 0 | 0 | 0 | 0 | 0 | 0 | 0 | 0 | 0 | 0 | 0 | 0 | 0 | 0 | 0 | 0 | 0 | 0 | 0 | 0 | 0 | 0 | 0 | 0
Industrial_Lumber and Wood Products_New_Space Heating_Natural Gas_Furnace_E2_Baseline Forecast | Industrial | Lumber and Wood Products | New | Space Heating | Natural Gas | Furnace | E2 |  | Baseline Forecast | 0 | 0 | 0 | 0 | 0 | 0 | 0 | 0 | 0 | 0 | 0 | 0 | 0 | 0 | 0 | 0 | 0 | 0 | 0 | 0 | 0 | 0 | 0 | 0 | 0 | 0 | 0 | 0 | 0 | 0 | 0 | 0 | 0
Industrial_Lumber and Wood Products_New_Space Heating_Natural Gas_Furnace_E3_Baseline Forecast | Industrial | Lumber and Wood Products | New | Space Heating | Natural Gas | Furnace | E3 |  | Baseline Forecast | 0 | 0 | 0 | 0 | 0 | 0 | 0 | 0 | 0 | 0 | 0 | 0 | 0 | 0 | 0 | 0 | 0 | 0 | 0 | 0 | 0 | 0 | 0 | 0 | 0 | 0 | 0 | 0 | 0 | 0 | 0 | 0 | 0
Industrial_Lumber and Wood Products_New_Space Heating_Natural Gas_Furnace_E4_Baseline Forecast | Industrial | Lumber and Wood Products | New | Space Heating | Natural Gas | Furnace | E4 |  | Baseline Forecast | 0 | 0 | 0 | 0 | 0 | 0 | 0 | 0 | 0 | 0 | 0 | 0 | 0 | 0 | 0 | 0 | 0 | 0 | 0 | 0 | 0 | 0 | 0 | 0 | 0 | 0 | 0 | 0 | 0 | 0 | 0 | 0 | 0
Industrial_Lumber and Wood Products_New_Space Heating_Natural Gas_Furnace_E5_Baseline Forecast | Industrial | Lumber and Wood Products | New | Space Heating | Natural Gas | Furnace | E5 |  | Baseline Forecast | 0 | 0 | 0 | 0 | 0 | 0 | 0 | 0 | 0 | 0 | 0 | 0 | 0 | 0 | 0 | 0 | 0 | 0 | 0 | 0 | 0 | 0 | 0 | 0 | 0 | 0 | 0 | 0 | 0 | 0 | 0 | 0 | 0
Industrial_Lumber and Wood Products_New_Space Heating_Natural Gas_Furnace_E6_Baseline Forecast | Industrial | Lumber and Wood Products | New | Space Heating | Natural Gas | Furnace | E6 |  | Baseline Forecast | 0 | 0 | 0 | 0 | 0 | 0 | 0 | 0 | 0 | 0 | 0 | 0 | 0 | 0 | 0 | 0 | 0 | 0 | 0 | 0 | 0 | 0 | 0 | 0 | 0 | 0 | 0 | 0 | 0 | 0 | 0 | 0 | 0
Industrial_Lumber and Wood Products_New_Space Heating_Natural Gas_Furnace_E7_Baseline Forecast | Industrial | Lumber and Wood Products | New | Space Heating | Natural Gas | Furnace | E7 |  | Baseline Forecast | 0 | 0 | 0 | 0 | 0 | 0 | 0 | 0 | 0 | 0 | 0 | 0 | 0 | 0 | 0 | 0 | 0 | 0 | 0 | 0 | 0 | 0 | 0 | 0 | 0 | 0 | 0 | 0 | 0 | 0 | 0 | 0 | 0
Industrial_Lumber and Wood Products_New_Space Heating_Natural Gas_Furnace_E8_Baseline Forecast | Industrial | Lumber and Wood Products | New | Space Heating | Natural Gas | Furnace | E8 |  | Baseline Forecast | 0 | 0 | 0 | 0 | 0 | 0 | 0 | 0 | 0 | 0 | 0 | 0 | 0 | 0 | 0 | 0 | 0 | 0 | 0 | 0 | 0 | 0 | 0 | 0 | 0 | 0 | 0 | 0 | 0 | 0 | 0 | 0 | 0
Industrial_Lumber and Wood Products_New_Space Heating_Natural Gas_Furnace_E9_Baseline Forecast | Industrial | Lumber and Wood Products | New | Space Heating | Natural Gas | Furnace | E9 |  | Baseline Forecast | 0 | 0 | 0 | 0 | 0 | 0 | 0 | 0 | 0 | 0 | 0 | 0 | 0 | 0 | 0 | 0 | 0 | 0 | 0 | 0 | 0 | 0 | 0 | 0 | 0 | 0 | 0 | 0 | 0 | 0 | 0 | 0 | 0
Industrial_Lumber and Wood Products_New_Space Heating_Natural Gas_Furnace_E10_Baseline Forecast | Industrial | Lumber and Wood Products | New | Space Heating | Natural Gas | Furnace | E10 |  | Baseline Forecast | 0 | 0 | 0 | 0 | 0 | 0 | 0 | 0 | 0 | 0 | 0 | 0 | 0 | 0 | 0 | 0 | 0 | 0 | 0 | 0 | 0 | 0 | 0 | 0 | 0 | 0 | 0 | 0 | 0 | 0 | 0 | 0 | 0
Industrial_Lumber and Wood Products_New_Space Heating_Natural Gas_Boiler_E1_Baseline Forecast | Industrial | Lumber and Wood Products | New | Space Heating | Natural Gas | Boiler | E1 |  | Baseline Forecast | 0 | 0 | 0 | 0 | 0 | 0 | 0 | 0 | 0 | 0 | 0 | 0 | 0 | 0 | 0 | 0 | 0 | 0 | 0 | 0 | 0 | 0 | 0 | 0 | 0 | 0 | 0 | 0 | 0 | 0 | 0 | 0 | 0
Industrial_Lumber and Wood Products_New_Space Heating_Natural Gas_Boiler_E2_Baseline Forecast | Industrial | Lumber and Wood Products | New | Space Heating | Natural Gas | Boiler | E2 |  | Baseline Forecast | 0 | 0 | 0 | 0 | 0 | 0 | 0 | 0 | 0 | 0 | 0 | 0 | 0 | 0 | 0 | 0 | 0 | 0 | 0 | 0 | 0 | 0 | 0 | 0 | 0 | 0 | 0 | 0 | 0 | 0 | 0 | 0 | 0
Industrial_Lumber and Wood Products_New_Space Heating_Natural Gas_Boiler_E3_Baseline Forecast | Industrial | Lumber and Wood Products | New | Space Heating | Natural Gas | Boiler | E3 |  | Baseline Forecast | 0 | 0 | 0 | 0 | 0 | 0 | 0 | 0 | 0 | 0 | 0 | 0 | 0 | 0 | 0 | 0 | 0 | 0 | 0 | 0 | 0 | 0 | 0 | 0 | 0 | 0 | 0 | 0 | 0 | 0 | 0 | 0 | 0
Industrial_Lumber and Wood Products_New_Space Heating_Natural Gas_Boiler_E4_Baseline Forecast | Industrial | Lumber and Wood Products | New | Space Heating | Natural Gas | Boiler | E4 |  | Baseline Forecast | 0 | 0 | 0 | 0 | 0 | 0 | 0 | 0 | 0 | 0 | 0 | 0 | 0 | 0 | 0 | 0 | 0 | 0 | 0 | 0 | 0 | 0 | 0 | 0 | 0 | 0 | 0 | 0 | 0 | 0 | 0 | 0 | 0
Industrial_Lumber and Wood Products_New_Space Heating_Natural Gas_Boiler_E5_Baseline Forecast | Industrial | Lumber and Wood Products | New | Space Heating | Natural Gas | Boiler | E5 |  | Baseline Forecast | 0 | 0 | 0 | 0 | 0 | 0 | 0 | 0 | 0 | 0 | 0 | 0 | 0 | 0 | 0 | 0 | 0 | 0 | 0 | 0 | 0 | 0 | 0 | 0 | 0 | 0 | 0 | 0 | 0 | 0 | 0 | 0 | 0
Industrial_Lumber and Wood Products_New_Space Heating_Natural Gas_Boiler_E6_Baseline Forecast | Industrial | Lumber and Wood Products | New | Space Heating | Natural Gas | Boiler | E6 |  | Baseline Forecast | 0 | 0 | 0 | 0 | 0 | 0 | 0 | 0 | 0 | 0 | 0 | 0 | 0 | 0 | 0 | 0 | 0 | 0 | 0 | 0 | 0 | 0 | 0 | 0 | 0 | 0 | 0 | 0 | 0 | 0 | 0 | 0 | 0
Industrial_Lumber and Wood Products_New_Space Heating_Natural Gas_Boiler_E7_Baseline Forecast | Industrial | Lumber and Wood Products | New | Space Heating | Natural Gas | Boiler | E7 |  | Baseline Forecast | 0 | 0 | 0 | 0 | 0 | 0 | 0 | 0 | 0 | 0 | 0 | 0 | 0 | 0 | 0 | 0 | 0 | 0 | 0 | 0 | 0 | 0 | 0 | 0 | 0 | 0 | 0 | 0 | 0 | 0 | 0 | 0 | 0
Industrial_Lumber and Wood Products_New_Space Heating_Natural Gas_Boiler_E8_Baseline Forecast | Industrial | Lumber and Wood Products | New | Space Heating | Natural Gas | Boiler | E8 |  | Baseline Forecast | 0 | 0 | 0 | 0 | 0 | 0 | 0 | 0 | 0 | 0 | 0 | 0 | 0 | 0 | 0 | 0 | 0 | 0 | 0 | 0 | 0 | 0 | 0 | 0 | 0 | 0 | 0 | 0 | 0 | 0 | 0 | 0 | 0
Industrial_Lumber and Wood Products_New_Space Heating_Natural Gas_Boiler_E9_Baseline Forecast | Industrial | Lumber and Wood Products | New | Space Heating | Natural Gas | Boiler | E9 |  | Baseline Forecast | 0 | 0 | 0 | 0 | 0 | 0 | 0 | 0 | 0 | 0 | 0 | 0 | 0 | 0 | 0 | 0 | 0 | 0 | 0 | 0 | 0 | 0 | 0 | 0 | 0 | 0 | 0 | 0 | 0 | 0 | 0 | 0 | 0
Industrial_Lumber and Wood Products_New_Space Heating_Natural Gas_Boiler_E10_Baseline Forecast | Industrial | Lumber and Wood Products | New | Space Heating | Natural Gas | Boiler | E10 |  | Baseline Forecast | 0 | 0 | 0 | 0 | 0 | 0 | 0 | 0 | 0 | 0 | 0 | 0 | 0 | 0 | 0 | 0 | 0 | 0 | 0 | 0 | 0 | 0 | 0 | 0 | 0 | 0 | 0 | 0 | 0 | 0 | 0 | 0 | 0
Industrial_Lumber and Wood Products_New_Space Heating_Natural Gas_Unit Heater_E1_Baseline Forecast | Industrial | Lumber and Wood Products | New | Space Heating | Natural Gas | Unit Heater | E1 |  | Baseline Forecast | 0 | 0 | 0 | 0 | 0 | 0 | 0 | 0 | 0 | 0 | 0 | 0 | 0 | 0 | 0 | 0 | 0 | 0 | 0 | 0 | 0 | 0 | 0 | 0 | 0 | 0 | 0 | 0 | 0 | 0 | 0 | 0 | 0
Industrial_Lumber and Wood Products_New_Space Heating_Natural Gas_Unit Heater_E2_Baseline Forecast | Industrial | Lumber and Wood Products | New | Space Heating | Natural Gas | Unit Heater | E2 |  | Baseline Forecast | 0 | 0 | 0 | 0 | 0 | 0 | 0 | 0 | 0 | 0 | 0 | 0 | 0 | 0 | 0 | 0 | 0 | 0 | 0 | 0 | 0 | 0 | 0 | 0 | 0 | 0 | 0 | 0 | 0 | 0 | 0 | 0 | 0
Industrial_Lumber and Wood Products_New_Space Heating_Natural Gas_Unit Heater_E3_Baseline Forecast | Industrial | Lumber and Wood Products | New | Space Heating | Natural Gas | Unit Heater | E3 |  | Baseline Forecast | 0 | 0 | 0 | 0 | 0 | 0 | 0 | 0 | 0 | 0 | 0 | 0 | 0 | 0 | 0 | 0 | 0 | 0 | 0 | 0 | 0 | 0 | 0 | 0 | 0 | 0 | 0 | 0 | 0 | 0 | 0 | 0 | 0
Industrial_Lumber and Wood Products_New_Space Heating_Natural Gas_Unit Heater_E4_Baseline Forecast | Industrial | Lumber and Wood Products | New | Space Heating | Natural Gas | Unit Heater | E4 |  | Baseline Forecast | 0 | 0 | 0 | 0 | 0 | 0 | 0 | 0 | 0 | 0 | 0 | 0 | 0 | 0 | 0 | 0 | 0 | 0 | 0 | 0 | 0 | 0 | 0 | 0 | 0 | 0 | 0 | 0 | 0 | 0 | 0 | 0 | 0
Industrial_Lumber and Wood Products_New_Space Heating_Natural Gas_Unit Heater_E5_Baseline Forecast | Industrial | Lumber and Wood Products | New | Space Heating | Natural Gas | Unit Heater | E5 |  | Baseline Forecast | 0 | 0 | 0 | 0 | 0 | 0 | 0 | 0 | 0 | 0 | 0 | 0 | 0 | 0 | 0 | 0 | 0 | 0 | 0 | 0 | 0 | 0 | 0 | 0 | 0 | 0 | 0 | 0 | 0 | 0 | 0 | 0 | 0
Industrial_Lumber and Wood Products_New_Space Heating_Natural Gas_Unit Heater_E6_Baseline Forecast | Industrial | Lumber and Wood Products | New | Space Heating | Natural Gas | Unit Heater | E6 |  | Baseline Forecast | 0 | 0 | 0 | 0 | 0 | 0 | 0 | 0 | 0 | 0 | 0 | 0 | 0 | 0 | 0 | 0 | 0 | 0 | 0 | 0 | 0 | 0 | 0 | 0 | 0 | 0 | 0 | 0 | 0 | 0 | 0 | 0 | 0
Industrial_Lumber and Wood Products_New_Space Heating_Natural Gas_Unit Heater_E7_Baseline Forecast | Industrial | Lumber and Wood Products | New | Space Heating | Natural Gas | Unit Heater | E7 |  | Baseline Forecast | 0 | 0 | 0 | 0 | 0 | 0 | 0 | 0 | 0 | 0 | 0 | 0 | 0 | 0 | 0 | 0 | 0 | 0 | 0 | 0 | 0 | 0 | 0 | 0 | 0 | 0 | 0 | 0 | 0 | 0 | 0 | 0 | 0
Industrial_Lumber and Wood Products_New_Space Heating_Natural Gas_Unit Heater_E8_Baseline Forecast | Industrial | Lumber and Wood Products | New | Space Heating | Natural Gas | Unit Heater | E8 |  | Baseline Forecast | 0 | 0 | 0 | 0 | 0 | 0 | 0 | 0 | 0 | 0 | 0 | 0 | 0 | 0 | 0 | 0 | 0 | 0 | 0 | 0 | 0 | 0 | 0 | 0 | 0 | 0 | 0 | 0 | 0 | 0 | 0 | 0 | 0
Industrial_Lumber and Wood Products_New_Space Heating_Natural Gas_Unit Heater_E9_Baseline Forecast | Industrial | Lumber and Wood Products | New | Space Heating | Natural Gas | Unit Heater | E9 |  | Baseline Forecast | 0 | 0 | 0 | 0 | 0 | 0 | 0 | 0 | 0 | 0 | 0 | 0 | 0 | 0 | 0 | 0 | 0 | 0 | 0 | 0 | 0 | 0 | 0 | 0 | 0 | 0 | 0 | 0 | 0 | 0 | 0 | 0 | 0
Industrial_Lumber and Wood Products_New_Space Heating_Natural Gas_Unit Heater_E10_Baseline Forecast | Industrial | Lumber and Wood Products | New | Space Heating | Natural Gas | Unit Heater | E10 |  | Baseline Forecast | 0 | 0 | 0 | 0 | 0 | 0 | 0 | 0 | 0 | 0 | 0 | 0 | 0 | 0 | 0 | 0 | 0 | 0 | 0 | 0 | 0 | 0 | 0 | 0 | 0 | 0 | 0 | 0 | 0 | 0 | 0 | 0 | 0
Industrial_Lumber and Wood Products_New_Process_Natural Gas_Process Heating_E1_Baseline Forecast | Industrial | Lumber and Wood Products | New | Process | Natural Gas | Process Heating | E1 |  | Baseline Forecast | 0 | 0 | 0 | 0 | 0 | 0 | 0 | 0 | 0 | 0 | 0 | 0 | 0 | 0 | 0 | 0 | 0 | 0 | 0 | 0 | 0 | 0 | 0 | 0 | 0 | 0 | 0 | 0 | 0 | 0 | 0 | 0 | 0
Industrial_Lumber and Wood Products_New_Process_Natural Gas_Process Heating_E2_Baseline Forecast | Industrial | Lumber and Wood Products | New | Process | Natural Gas | Process Heating | E2 |  | Baseline Forecast | 0 | 0 | 0 | 0 | 0 | 0 | 0 | 0 | 0 | 0 | 0 | 0 | 0 | 0 | 0 | 0 | 0 | 0 | 0 | 0 | 0 | 0 | 0 | 0 | 0 | 0 | 0 | 0 | 0 | 0 | 0 | 0 | 0
Industrial_Lumber and Wood Products_New_Process_Natural Gas_Process Heating_E3_Baseline Forecast | Industrial | Lumber and Wood Products | New | Process | Natural Gas | Process Heating | E3 |  | Baseline Forecast | 0 | 0 | 0 | 0 | 0 | 0 | 0 | 0 | 0 | 0 | 0 | 0 | 0 | 0 | 0 | 0 | 0 | 0 | 0 | 0 | 0 | 0 | 0 | 0 | 0 | 0 | 0 | 0 | 0 | 0 | 0 | 0 | 0
Industrial_Lumber and Wood Products_New_Process_Natural Gas_Process Heating_E4_Baseline Forecast | Industrial | Lumber and Wood Products | New | Process | Natural Gas | Process Heating | E4 |  | Baseline Forecast | 0 | 0 | 0 | 0 | 0 | 0 | 0 | 0 | 0 | 0 | 0 | 0 | 0 | 0 | 0 | 0 | 0 | 0 | 0 | 0 | 0 | 0 | 0 | 0 | 0 | 0 | 0 | 0 | 0 | 0 | 0 | 0 | 0
Industrial_Lumber and Wood Products_New_Process_Natural Gas_Process Heating_E5_Baseline Forecast | Industrial | Lumber and Wood Products | New | Process | Natural Gas | Process Heating | E5 |  | Baseline Forecast | 0 | 0 | 0 | 0 | 0 | 0 | 0 | 0 | 0 | 0 | 0 | 0 | 0 | 0 | 0 | 0 | 0 | 0 | 0 | 0 | 0 | 0 | 0 | 0 | 0 | 0 | 0 | 0 | 0 | 0 | 0 | 0 | 0
Industrial_Lumber and Wood Products_New_Process_Natural Gas_Process Heating_E6_Baseline Forecast | Industrial | Lumber and Wood Products | New | Process | Natural Gas | Process Heating | E6 |  | Baseline Forecast | 0 | 0 | 0 | 0 | 0 | 0 | 0 | 0 | 0 | 0 | 0 | 0 | 0 | 0 | 0 | 0 | 0 | 0 | 0 | 0 | 0 | 0 | 0 | 0 | 0 | 0 | 0 | 0 | 0 | 0 | 0 | 0 | 0
Industrial_Lumber and Wood Products_New_Process_Natural Gas_Process Heating_E7_Baseline Forecast | Industrial | Lumber and Wood Products | New | Process | Natural Gas | Process Heating | E7 |  | Baseline Forecast | 0 | 0 | 0 | 0 | 0 | 0 | 0 | 0 | 0 | 0 | 0 | 0 | 0 | 0 | 0 | 0 | 0 | 0 | 0 | 0 | 0 | 0 | 0 | 0 | 0 | 0 | 0 | 0 | 0 | 0 | 0 | 0 | 0
Industrial_Lumber and Wood Products_New_Process_Natural Gas_Process Heating_E8_Baseline Forecast | Industrial | Lumber and Wood Products | New | Process | Natural Gas | Process Heating | E8 |  | Baseline Forecast | 0 | 0 | 0 | 0 | 0 | 0 | 0 | 0 | 0 | 0 | 0 | 0 | 0 | 0 | 0 | 0 | 0 | 0 | 0 | 0 | 0 | 0 | 0 | 0 | 0 | 0 | 0 | 0 | 0 | 0 | 0 | 0 | 0
Industrial_Lumber and Wood Products_New_Process_Natural Gas_Process Heating_E9_Baseline Forecast | Industrial | Lumber and Wood Products | New | Process | Natural Gas | Process Heating | E9 |  | Baseline Forecast | 0 | 0 | 0 | 0 | 0 | 0 | 0 | 0 | 0 | 0 | 0 | 0 | 0 | 0 | 0 | 0 | 0 | 0 | 0 | 0 | 0 | 0 | 0 | 0 | 0 | 0 | 0 | 0 | 0 | 0 | 0 | 0 | 0
Industrial_Lumber and Wood Products_New_Process_Natural Gas_Process Heating_E10_Baseline Forecast | Industrial | Lumber and Wood Products | New | Process | Natural Gas | Process Heating | E10 |  | Baseline Forecast | 0 | 0 | 0 | 0 | 0 | 0 | 0 | 0 | 0 | 0 | 0 | 0 | 0 | 0 | 0 | 0 | 0 | 0 | 0 | 0 | 0 | 0 | 0 | 0 | 0 | 0 | 0 | 0 | 0 | 0 | 0 | 0 | 0
Industrial_Lumber and Wood Products_New_Process_Natural Gas_Process Boiler_E1_Baseline Forecast | Industrial | Lumber and Wood Products | New | Process | Natural Gas | Process Boiler | E1 |  | Baseline Forecast | 0 | 0 | 0 | 0 | 0 | 0 | 0 | 0 | 0 | 0 | 0 | 0 | 0 | 0 | 0 | 0 | 0 | 0 | 0 | 0 | 0 | 0 | 0 | 0 | 0 | 0 | 0 | 0 | 0 | 0 | 0 | 0 | 0
Industrial_Lumber and Wood Products_New_Process_Natural Gas_Process Boiler_E2_Baseline Forecast | Industrial | Lumber and Wood Products | New | Process | Natural Gas | Process Boiler | E2 |  | Baseline Forecast | 0 | 0 | 0 | 0 | 0 | 0 | 0 | 0 | 0 | 0 | 0 | 0 | 0 | 0 | 0 | 0 | 0 | 0 | 0 | 0 | 0 | 0 | 0 | 0 | 0 | 0 | 0 | 0 | 0 | 0 | 0 | 0 | 0
Industrial_Lumber and Wood Products_New_Process_Natural Gas_Process Boiler_E3_Baseline Forecast | Industrial | Lumber and Wood Products | New | Process | Natural Gas | Process Boiler | E3 |  | Baseline Forecast | 0 | 0 | 0 | 0 | 0 | 0 | 0 | 0 | 0 | 0 | 0 | 0 | 0 | 0 | 0 | 0 | 0 | 0 | 0 | 0 | 0 | 0 | 0 | 0 | 0 | 0 | 0 | 0 | 0 | 0 | 0 | 0 | 0
Industrial_Lumber and Wood Products_New_Process_Natural Gas_Process Boiler_E4_Baseline Forecast | Industrial | Lumber and Wood Products | New | Process | Natural Gas | Process Boiler | E4 |  | Baseline Forecast | 0 | 0 | 0 | 0 | 0 | 0 | 0 | 0 | 0 | 0 | 0 | 0 | 0 | 0 | 0 | 0 | 0 | 0 | 0 | 0 | 0 | 0 | 0 | 0 | 0 | 0 | 0 | 0 | 0 | 0 | 0 | 0 | 0
Industrial_Lumber and Wood Products_New_Process_Natural Gas_Process Boiler_E5_Baseline Forecast | Industrial | Lumber and Wood Products | New | Process | Natural Gas | Process Boiler | E5 |  | Baseline Forecast | 0 | 0 | 0 | 0 | 0 | 0 | 0 | 0 | 0 | 0 | 0 | 0 | 0 | 0 | 0 | 0 | 0 | 0 | 0 | 0 | 0 | 0 | 0 | 0 | 0 | 0 | 0 | 0 | 0 | 0 | 0 | 0 | 0
Industrial_Lumber and Wood Products_New_Process_Natural Gas_Process Boiler_E6_Baseline Forecast | Industrial | Lumber and Wood Products | New | Process | Natural Gas | Process Boiler | E6 |  | Baseline Forecast | 0 | 0 | 0 | 0 | 0 | 0 | 0 | 0 | 0 | 0 | 0 | 0 | 0 | 0 | 0 | 0 | 0 | 0 | 0 | 0 | 0 | 0 | 0 | 0 | 0 | 0 | 0 | 0 | 0 | 0 | 0 | 0 | 0
Industrial_Lumber and Wood Products_New_Process_Natural Gas_Process Boiler_E7_Baseline Forecast | Industrial | Lumber and Wood Products | New | Process | Natural Gas | Process Boiler | E7 |  | Baseline Forecast | 0 | 0 | 0 | 0 | 0 | 0 | 0 | 0 | 0 | 0 | 0 | 0 | 0 | 0 | 0 | 0 | 0 | 0 | 0 | 0 | 0 | 0 | 0 | 0 | 0 | 0 | 0 | 0 | 0 | 0 | 0 | 0 | 0
Industrial_Lumber and Wood Products_New_Process_Natural Gas_Process Boiler_E8_Baseline Forecast | Industrial | Lumber and Wood Products | New | Process | Natural Gas | Process Boiler | E8 |  | Baseline Forecast | 0 | 0 | 0 | 0 | 0 | 0 | 0 | 0 | 0 | 0 | 0 | 0 | 0 | 0 | 0 | 0 | 0 | 0 | 0 | 0 | 0 | 0 | 0 | 0 | 0 | 0 | 0 | 0 | 0 | 0 | 0 | 0 | 0
Industrial_Lumber and Wood Products_New_Process_Natural Gas_Process Boiler_E9_Baseline Forecast | Industrial | Lumber and Wood Products | New | Process | Natural Gas | Process Boiler | E9 |  | Baseline Forecast | 0 | 0 | 0 | 0 | 0 | 0 | 0 | 0 | 0 | 0 | 0 | 0 | 0 | 0 | 0 | 0 | 0 | 0 | 0 | 0 | 0 | 0 | 0 | 0 | 0 | 0 | 0 | 0 | 0 | 0 | 0 | 0 | 0
Industrial_Lumber and Wood Products_New_Process_Natural Gas_Process Boiler_E10_Baseline Forecast | Industrial | Lumber and Wood Products | New | Process | Natural Gas | Process Boiler | E10 |  | Baseline Forecast | 0 | 0 | 0 | 0 | 0 | 0 | 0 | 0 | 0 | 0 | 0 | 0 | 0 | 0 | 0 | 0 | 0 | 0 | 0 | 0 | 0 | 0 | 0 | 0 | 0 | 0 | 0 | 0 | 0 | 0 | 0 | 0 | 0
Industrial_Lumber and Wood Products_New_Process_Natural Gas_Process Cooling_E1_Baseline Forecast | Industrial | Lumber and Wood Products | New | Process | Natural Gas | Process Cooling | E1 |  | Baseline Forecast | 0 | 0 | 0 | 0 | 0 | 0 | 0 | 0 | 0 | 0 | 0 | 0 | 0 | 0 | 0 | 0 | 0 | 0 | 0 | 0 | 0 | 0 | 0 | 0 | 0 | 0 | 0 | 0 | 0 | 0 | 0 | 0 | 0
Industrial_Lumber and Wood Products_New_Process_Natural Gas_Process Cooling_E2_Baseline Forecast | Industrial | Lumber and Wood Products | New | Process | Natural Gas | Process Cooling | E2 |  | Baseline Forecast | 0 | 0 | 0 | 0 | 0 | 0 | 0 | 0 | 0 | 0 | 0 | 0 | 0 | 0 | 0 | 0 | 0 | 0 | 0 | 0 | 0 | 0 | 0 | 0 | 0 | 0 | 0 | 0 | 0 | 0 | 0 | 0 | 0
Industrial_Lumber and Wood Products_New_Process_Natural Gas_Process Cooling_E3_Baseline Forecast | Industrial | Lumber and Wood Products | New | Process | Natural Gas | Process Cooling | E3 |  | Baseline Forecast | 0 | 0 | 0 | 0 | 0 | 0 | 0 | 0 | 0 | 0 | 0 | 0 | 0 | 0 | 0 | 0 | 0 | 0 | 0 | 0 | 0 | 0 | 0 | 0 | 0 | 0 | 0 | 0 | 0 | 0 | 0 | 0 | 0
Industrial_Lumber and Wood Products_New_Process_Natural Gas_Process Cooling_E4_Baseline Forecast | Industrial | Lumber and Wood Products | New | Process | Natural Gas | Process Cooling | E4 |  | Baseline Forecast | 0 | 0 | 0 | 0 | 0 | 0 | 0 | 0 | 0 | 0 | 0 | 0 | 0 | 0 | 0 | 0 | 0 | 0 | 0 | 0 | 0 | 0 | 0 | 0 | 0 | 0 | 0 | 0 | 0 | 0 | 0 | 0 | 0
Industrial_Lumber and Wood Products_New_Process_Natural Gas_Process Cooling_E5_Baseline Forecast | Industrial | Lumber and Wood Products | New | Process | Natural Gas | Process Cooling | E5 |  | Baseline Forecast | 0 | 0 | 0 | 0 | 0 | 0 | 0 | 0 | 0 | 0 | 0 | 0 | 0 | 0 | 0 | 0 | 0 | 0 | 0 | 0 | 0 | 0 | 0 | 0 | 0 | 0 | 0 | 0 | 0 | 0 | 0 | 0 | 0
Industrial_Lumber and Wood Products_New_Process_Natural Gas_Process Cooling_E6_Baseline Forecast | Industrial | Lumber and Wood Products | New | Process | Natural Gas | Process Cooling | E6 |  | Baseline Forecast | 0 | 0 | 0 | 0 | 0 | 0 | 0 | 0 | 0 | 0 | 0 | 0 | 0 | 0 | 0 | 0 | 0 | 0 | 0 | 0 | 0 | 0 | 0 | 0 | 0 | 0 | 0 | 0 | 0 | 0 | 0 | 0 | 0
Industrial_Lumber and Wood Products_New_Process_Natural Gas_Process Cooling_E7_Baseline Forecast | Industrial | Lumber and Wood Products | New | Process | Natural Gas | Process Cooling | E7 |  | Baseline Forecast | 0 | 0 | 0 | 0 | 0 | 0 | 0 | 0 | 0 | 0 | 0 | 0 | 0 | 0 | 0 | 0 | 0 | 0 | 0 | 0 | 0 | 0 | 0 | 0 | 0 | 0 | 0 | 0 | 0 | 0 | 0 | 0 | 0
Industrial_Lumber and Wood Products_New_Process_Natural Gas_Process Cooling_E8_Baseline Forecast | Industrial | Lumber and Wood Products | New | Process | Natural Gas | Process Cooling | E8 |  | Baseline Forecast | 0 | 0 | 0 | 0 | 0 | 0 | 0 | 0 | 0 | 0 | 0 | 0 | 0 | 0 | 0 | 0 | 0 | 0 | 0 | 0 | 0 | 0 | 0 | 0 | 0 | 0 | 0 | 0 | 0 | 0 | 0 | 0 | 0
Industrial_Lumber and Wood Products_New_Process_Natural Gas_Process Cooling_E9_Baseline Forecast | Industrial | Lumber and Wood Products | New | Process | Natural Gas | Process Cooling | E9 |  | Baseline Forecast | 0 | 0 | 0 | 0 | 0 | 0 | 0 | 0 | 0 | 0 | 0 | 0 | 0 | 0 | 0 | 0 | 0 | 0 | 0 | 0 | 0 | 0 | 0 | 0 | 0 | 0 | 0 | 0 | 0 | 0 | 0 | 0 | 0
Industrial_Lumber and Wood Products_New_Process_Natural Gas_Process Cooling_E10_Baseline Forecast | Industrial | Lumber and Wood Products | New | Process | Natural Gas | Process Cooling | E10 |  | Baseline Forecast | 0 | 0 | 0 | 0 | 0 | 0 | 0 | 0 | 0 | 0 | 0 | 0 | 0 | 0 | 0 | 0 | 0 | 0 | 0 | 0 | 0 | 0 | 0 | 0 | 0 | 0 | 0 | 0 | 0 | 0 | 0 | 0 | 0
Industrial_Lumber and Wood Products_New_Process_Natural Gas_Other Process_E1_Baseline Forecast | Industrial | Lumber and Wood Products | New | Process | Natural Gas | Other Process | E1 |  | Baseline Forecast | 0 | 0 | 0 | 0 | 0 | 0 | 0 | 0 | 0 | 0 | 0 | 0 | 0 | 0 | 0 | 0 | 0 | 0 | 0 | 0 | 0 | 0 | 0 | 0 | 0 | 0 | 0 | 0 | 0 | 0 | 0 | 0 | 0
Industrial_Lumber and Wood Products_New_Process_Natural Gas_Other Process_E2_Baseline Forecast | Industrial | Lumber and Wood Products | New | Process | Natural Gas | Other Process | E2 |  | Baseline Forecast | 0 | 0 | 0 | 0 | 0 | 0 | 0 | 0 | 0 | 0 | 0 | 0 | 0 | 0 | 0 | 0 | 0 | 0 | 0 | 0 | 0 | 0 | 0 | 0 | 0 | 0 | 0 | 0 | 0 | 0 | 0 | 0 | 0
Industrial_Lumber and Wood Products_New_Process_Natural Gas_Other Process_E3_Baseline Forecast | Industrial | Lumber and Wood Products | New | Process | Natural Gas | Other Process | E3 |  | Baseline Forecast | 0 | 0 | 0 | 0 | 0 | 0 | 0 | 0 | 0 | 0 | 0 | 0 | 0 | 0 | 0 | 0 | 0 | 0 | 0 | 0 | 0 | 0 | 0 | 0 | 0 | 0 | 0 | 0 | 0 | 0 | 0 | 0 | 0
Industrial_Lumber and Wood Products_New_Process_Natural Gas_Other Process_E4_Baseline Forecast | Industrial | Lumber and Wood Products | New | Process | Natural Gas | Other Process | E4 |  | Baseline Forecast | 0 | 0 | 0 | 0 | 0 | 0 | 0 | 0 | 0 | 0 | 0 | 0 | 0 | 0 | 0 | 0 | 0 | 0 | 0 | 0 | 0 | 0 | 0 | 0 | 0 | 0 | 0 | 0 | 0 | 0 | 0 | 0 | 0
Industrial_Lumber and Wood Products_New_Process_Natural Gas_Other Process_E5_Baseline Forecast | Industrial | Lumber and Wood Products | New | Process | Natural Gas | Other Process | E5 |  | Baseline Forecast | 0 | 0 | 0 | 0 | 0 | 0 | 0 | 0 | 0 | 0 | 0 | 0 | 0 | 0 | 0 | 0 | 0 | 0 | 0 | 0 | 0 | 0 | 0 | 0 | 0 | 0 | 0 | 0 | 0 | 0 | 0 | 0 | 0
Industrial_Lumber and Wood Products_New_Process_Natural Gas_Other Process_E6_Baseline Forecast | Industrial | Lumber and Wood Products | New | Process | Natural Gas | Other Process | E6 |  | Baseline Forecast | 0 | 0 | 0 | 0 | 0 | 0 | 0 | 0 | 0 | 0 | 0 | 0 | 0 | 0 | 0 | 0 | 0 | 0 | 0 | 0 | 0 | 0 | 0 | 0 | 0 | 0 | 0 | 0 | 0 | 0 | 0 | 0 | 0
Industrial_Lumber and Wood Products_New_Process_Natural Gas_Other Process_E7_Baseline Forecast | Industrial | Lumber and Wood Products | New | Process | Natural Gas | Other Process | E7 |  | Baseline Forecast | 0 | 0 | 0 | 0 | 0 | 0 | 0 | 0 | 0 | 0 | 0 | 0 | 0 | 0 | 0 | 0 | 0 | 0 | 0 | 0 | 0 | 0 | 0 | 0 | 0 | 0 | 0 | 0 | 0 | 0 | 0 | 0 | 0
Industrial_Lumber and Wood Products_New_Process_Natural Gas_Other Process_E8_Baseline Forecast | Industrial | Lumber and Wood Products | New | Process | Natural Gas | Other Process | E8 |  | Baseline Forecast | 0 | 0 | 0 | 0 | 0 | 0 | 0 | 0 | 0 | 0 | 0 | 0 | 0 | 0 | 0 | 0 | 0 | 0 | 0 | 0 | 0 | 0 | 0 | 0 | 0 | 0 | 0 | 0 | 0 | 0 | 0 | 0 | 0
Industrial_Lumber and Wood Products_New_Process_Natural Gas_Other Process_E9_Baseline Forecast | Industrial | Lumber and Wood Products | New | Process | Natural Gas | Other Process | E9 |  | Baseline Forecast | 0 | 0 | 0 | 0 | 0 | 0 | 0 | 0 | 0 | 0 | 0 | 0 | 0 | 0 | 0 | 0 | 0 | 0 | 0 | 0 | 0 | 0 | 0 | 0 | 0 | 0 | 0 | 0 | 0 | 0 | 0 | 0 | 0
Industrial_Lumber and Wood Products_New_Process_Natural Gas_Other Process_E10_Baseline Forecast | Industrial | Lumber and Wood Products | New | Process | Natural Gas | Other Process | E10 |  | Baseline Forecast | 0 | 0 | 0 | 0 | 0 | 0 | 0 | 0 | 0 | 0 | 0 | 0 | 0 | 0 | 0 | 0 | 0 | 0 | 0 | 0 | 0 | 0 | 0 | 0 | 0 | 0 | 0 | 0 | 0 | 0 | 0 | 0 | 0
Industrial_Lumber and Wood Products_New_Miscellaneous_Natural Gas_Miscellaneous_E1_Baseline Forecast | Industrial | Lumber and Wood Products | New | Miscellaneous | Natural Gas | Miscellaneous | E1 |  | Baseline Forecast | 0 | 0 | 0 | 0 | 0 | 0 | 0 | 0 | 0 | 0 | 0 | 0 | 0 | 0 | 0 | 0 | 0 | 0 | 0 | 0 | 0 | 0 | 0 | 0 | 0 | 0 | 0 | 0 | 0 | 0 | 0 | 0 | 0
Industrial_Lumber and Wood Products_New_Miscellaneous_Natural Gas_Miscellaneous_E2_Baseline Forecast | Industrial | Lumber and Wood Products | New | Miscellaneous | Natural Gas | Miscellaneous | E2 |  | Baseline Forecast | 0 | 0 | 0 | 0 | 0 | 0 | 0 | 0 | 0 | 0 | 0 | 0 | 0 | 0 | 0 | 0 | 0 | 0 | 0 | 0 | 0 | 0 | 0 | 0 | 0 | 0 | 0 | 0 | 0 | 0 | 0 | 0 | 0
Industrial_Lumber and Wood Products_New_Miscellaneous_Natural Gas_Miscellaneous_E3_Baseline Forecast | Industrial | Lumber and Wood Products | New | Miscellaneous | Natural Gas | Miscellaneous | E3 |  | Baseline Forecast | 0 | 0 | 0 | 0 | 0 | 0 | 0 | 0 | 0 | 0 | 0 | 0 | 0 | 0 | 0 | 0 | 0 | 0 | 0 | 0 | 0 | 0 | 0 | 0 | 0 | 0 | 0 | 0 | 0 | 0 | 0 | 0 | 0
Industrial_Lumber and Wood Products_New_Miscellaneous_Natural Gas_Miscellaneous_E4_Baseline Forecast | Industrial | Lumber and Wood Products | New | Miscellaneous | Natural Gas | Miscellaneous | E4 |  | Baseline Forecast | 0 | 0 | 0 | 0 | 0 | 0 | 0 | 0 | 0 | 0 | 0 | 0 | 0 | 0 | 0 | 0 | 0 | 0 | 0 | 0 | 0 | 0 | 0 | 0 | 0 | 0 | 0 | 0 | 0 | 0 | 0 | 0 | 0
Industrial_Lumber and Wood Products_New_Miscellaneous_Natural Gas_Miscellaneous_E5_Baseline Forecast | Industrial | Lumber and Wood Products | New | Miscellaneous | Natural Gas | Miscellaneous | E5 |  | Baseline Forecast | 0 | 0 | 0 | 0 | 0 | 0 | 0 | 0 | 0 | 0 | 0 | 0 | 0 | 0 | 0 | 0 | 0 | 0 | 0 | 0 | 0 | 0 | 0 | 0 | 0 | 0 | 0 | 0 | 0 | 0 | 0 | 0 | 0
Industrial_Lumber and Wood Products_New_Miscellaneous_Natural Gas_Miscellaneous_E6_Baseline Forecast | Industrial | Lumber and Wood Products | New | Miscellaneous | Natural Gas | Miscellaneous | E6 |  | Baseline Forecast | 0 | 0 | 0 | 0 | 0 | 0 | 0 | 0 | 0 | 0 | 0 | 0 | 0 | 0 | 0 | 0 | 0 | 0 | 0 | 0 | 0 | 0 | 0 | 0 | 0 | 0 | 0 | 0 | 0 | 0 | 0 | 0 | 0
Industrial_Lumber and Wood Products_New_Miscellaneous_Natural Gas_Miscellaneous_E7_Baseline Forecast | Industrial | Lumber and Wood Products | New | Miscellaneous | Natural Gas | Miscellaneous | E7 |  | Baseline Forecast | 0 | 0 | 0 | 0 | 0 | 0 | 0 | 0 | 0 | 0 | 0 | 0 | 0 | 0 | 0 | 0 | 0 | 0 | 0 | 0 | 0 | 0 | 0 | 0 | 0 | 0 | 0 | 0 | 0 | 0 | 0 | 0 | 0
Industrial_Lumber and Wood Products_New_Miscellaneous_Natural Gas_Miscellaneous_E8_Baseline Forecast | Industrial | Lumber and Wood Products | New | Miscellaneous | Natural Gas | Miscellaneous | E8 |  | Baseline Forecast | 0 | 0 | 0 | 0 | 0 | 0 | 0 | 0 | 0 | 0 | 0 | 0 | 0 | 0 | 0 | 0 | 0 | 0 | 0 | 0 | 0 | 0 | 0 | 0 | 0 | 0 | 0 | 0 | 0 | 0 | 0 | 0 | 0
Industrial_Lumber and Wood Products_New_Miscellaneous_Natural Gas_Miscellaneous_E9_Baseline Forecast | Industrial | Lumber and Wood Products | New | Miscellaneous | Natural Gas | Miscellaneous | E9 |  | Baseline Forecast | 0 | 0 | 0 | 0 | 0 | 0 | 0 | 0 | 0 | 0 | 0 | 0 | 0 | 0 | 0 | 0 | 0 | 0 | 0 | 0 | 0 | 0 | 0 | 0 | 0 | 0 | 0 | 0 | 0 | 0 | 0 | 0 | 0
Industrial_Lumber and Wood Products_New_Miscellaneous_Natural Gas_Miscellaneous_E10_Baseline Forecast | Industrial | Lumber and Wood Products | New | Miscellaneous | Natural Gas | Miscellaneous | E10 |  | Baseline Forecast | 0 | 0 | 0 | 0 | 0 | 0 | 0 | 0 | 0 | 0 | 0 | 0 | 0 | 0 | 0 | 0 | 0 | 0 | 0 | 0 | 0 | 0 | 0 | 0 | 0 | 0 | 0 | 0 | 0 | 0 | 0 | 0 | 0
Industrial_Other Industrial_Existing_Space Heating_Natural Gas_Furnace_E1_Baseline Forecast | Industrial | Other Industrial | Existing | Space Heating | Natural Gas | Furnace | E1 |  | Baseline Forecast | 0 | 0 | 0 | 0 | 0 | 0 | 0 | 0 | 0 | 0 | 0 | 0 | 0 | 0 | 0 | 0 | 0 | 0 | 0 | 0 | 0 | 0 | 0 | 0 | 0 | 0 | 0 | 0 | 0 | 0 | 0 | 0 | 0
Industrial_Other Industrial_Existing_Space Heating_Natural Gas_Furnace_E2_Baseline Forecast | Industrial | Other Industrial | Existing | Space Heating | Natural Gas | Furnace | E2 |  | Baseline Forecast | 0 | 0 | 0 | 0 | 0 | 0 | 0 | 0 | 0 | 0 | 0 | 0 | 0 | 0 | 0 | 0 | 0 | 0 | 0 | 0 | 0 | 0 | 0 | 0 | 0 | 0 | 0 | 0 | 0 | 0 | 0 | 0 | 0
Industrial_Other Industrial_Existing_Space Heating_Natural Gas_Furnace_E3_Baseline Forecast | Industrial | Other Industrial | Existing | Space Heating | Natural Gas | Furnace | E3 |  | Baseline Forecast | 0 | 0 | 0 | 0 | 0 | 0 | 0 | 0 | 0 | 0 | 0 | 0 | 0 | 0 | 0 | 0 | 0 | 0 | 0 | 0 | 0 | 0 | 0 | 0 | 0 | 0 | 0 | 0 | 0 | 0 | 0 | 0 | 0
Industrial_Other Industrial_Existing_Space Heating_Natural Gas_Furnace_E4_Baseline Forecast | Industrial | Other Industrial | Existing | Space Heating | Natural Gas | Furnace | E4 |  | Baseline Forecast | 0 | 0 | 0 | 0 | 0 | 0 | 0 | 0 | 0 | 0 | 0 | 0 | 0 | 0 | 0 | 0 | 0 | 0 | 0 | 0 | 0 | 0 | 0 | 0 | 0 | 0 | 0 | 0 | 0 | 0 | 0 | 0 | 0
Industrial_Other Industrial_Existing_Space Heating_Natural Gas_Furnace_E5_Baseline Forecast | Industrial | Other Industrial | Existing | Space Heating | Natural Gas | Furnace | E5 |  | Baseline Forecast | 0 | 0 | 0 | 0 | 0 | 0 | 0 | 0 | 0 | 0 | 0 | 0 | 0 | 0 | 0 | 0 | 0 | 0 | 0 | 0 | 0 | 0 | 0 | 0 | 0 | 0 | 0 | 0 | 0 | 0 | 0 | 0 | 0
Industrial_Other Industrial_Existing_Space Heating_Natural Gas_Furnace_E6_Baseline Forecast | Industrial | Other Industrial | Existing | Space Heating | Natural Gas | Furnace | E6 |  | Baseline Forecast | 0 | 0 | 0 | 0 | 0 | 0 | 0 | 0 | 0 | 0 | 0 | 0 | 0 | 0 | 0 | 0 | 0 | 0 | 0 | 0 | 0 | 0 | 0 | 0 | 0 | 0 | 0 | 0 | 0 | 0 | 0 | 0 | 0
Industrial_Other Industrial_Existing_Space Heating_Natural Gas_Furnace_E7_Baseline Forecast | Industrial | Other Industrial | Existing | Space Heating | Natural Gas | Furnace | E7 |  | Baseline Forecast | 0 | 0 | 0 | 0 | 0 | 0 | 0 | 0 | 0 | 0 | 0 | 0 | 0 | 0 | 0 | 0 | 0 | 0 | 0 | 0 | 0 | 0 | 0 | 0 | 0 | 0 | 0 | 0 | 0 | 0 | 0 | 0 | 0
Industrial_Other Industrial_Existing_Space Heating_Natural Gas_Furnace_E8_Baseline Forecast | Industrial | Other Industrial | Existing | Space Heating | Natural Gas | Furnace | E8 |  | Baseline Forecast | 0 | 0 | 0 | 0 | 0 | 0 | 0 | 0 | 0 | 0 | 0 | 0 | 0 | 0 | 0 | 0 | 0 | 0 | 0 | 0 | 0 | 0 | 0 | 0 | 0 | 0 | 0 | 0 | 0 | 0 | 0 | 0 | 0
Industrial_Other Industrial_Existing_Space Heating_Natural Gas_Furnace_E9_Baseline Forecast | Industrial | Other Industrial | Existing | Space Heating | Natural Gas | Furnace | E9 |  | Baseline Forecast | 0 | 0 | 0 | 0 | 0 | 0 | 0 | 0 | 0 | 0 | 0 | 0 | 0 | 0 | 0 | 0 | 0 | 0 | 0 | 0 | 0 | 0 | 0 | 0 | 0 | 0 | 0 | 0 | 0 | 0 | 0 | 0 | 0
Industrial_Other Industrial_Existing_Space Heating_Natural Gas_Furnace_E10_Baseline Forecast | Industrial | Other Industrial | Existing | Space Heating | Natural Gas | Furnace | E10 |  | Baseline Forecast | 0 | 0 | 0 | 0 | 0 | 0 | 0 | 0 | 0 | 0 | 0 | 0 | 0 | 0 | 0 | 0 | 0 | 0 | 0 | 0 | 0 | 0 | 0 | 0 | 0 | 0 | 0 | 0 | 0 | 0 | 0 | 0 | 0
Industrial_Other Industrial_Existing_Space Heating_Natural Gas_Boiler_E1_Baseline Forecast | Industrial | Other Industrial | Existing | Space Heating | Natural Gas | Boiler | E1 |  | Baseline Forecast | 0 | 0 | 0 | 0 | 0 | 0 | 0 | 0 | 0 | 0 | 0 | 0 | 0 | 0 | 0 | 0 | 0 | 0 | 0 | 0 | 0 | 0 | 0 | 0 | 0 | 0 | 0 | 0 | 0 | 0 | 0 | 0 | 0
Industrial_Other Industrial_Existing_Space Heating_Natural Gas_Boiler_E2_Baseline Forecast | Industrial | Other Industrial | Existing | Space Heating | Natural Gas | Boiler | E2 |  | Baseline Forecast | 0 | 0 | 0 | 0 | 0 | 0 | 0 | 0 | 0 | 0 | 0 | 0 | 0 | 0 | 0 | 0 | 0 | 0 | 0 | 0 | 0 | 0 | 0 | 0 | 0 | 0 | 0 | 0 | 0 | 0 | 0 | 0 | 0
Industrial_Other Industrial_Existing_Space Heating_Natural Gas_Boiler_E3_Baseline Forecast | Industrial | Other Industrial | Existing | Space Heating | Natural Gas | Boiler | E3 |  | Baseline Forecast | 0 | 0 | 0 | 0 | 0 | 0 | 0 | 0 | 0 | 0 | 0 | 0 | 0 | 0 | 0 | 0 | 0 | 0 | 0 | 0 | 0 | 0 | 0 | 0 | 0 | 0 | 0 | 0 | 0 | 0 | 0 | 0 | 0
Industrial_Other Industrial_Existing_Space Heating_Natural Gas_Boiler_E4_Baseline Forecast | Industrial | Other Industrial | Existing | Space Heating | Natural Gas | Boiler | E4 |  | Baseline Forecast | 0 | 0 | 0 | 0 | 0 | 0 | 0 | 0 | 0 | 0 | 0 | 0 | 0 | 0 | 0 | 0 | 0 | 0 | 0 | 0 | 0 | 0 | 0 | 0 | 0 | 0 | 0 | 0 | 0 | 0 | 0 | 0 | 0
Industrial_Other Industrial_Existing_Space Heating_Natural Gas_Boiler_E5_Baseline Forecast | Industrial | Other Industrial | Existing | Space Heating | Natural Gas | Boiler | E5 |  | Baseline Forecast | 0 | 0 | 0 | 0 | 0 | 0 | 0 | 0 | 0 | 0 | 0 | 0 | 0 | 0 | 0 | 0 | 0 | 0 | 0 | 0 | 0 | 0 | 0 | 0 | 0 | 0 | 0 | 0 | 0 | 0 | 0 | 0 | 0
Industrial_Other Industrial_Existing_Space Heating_Natural Gas_Boiler_E6_Baseline Forecast | Industrial | Other Industrial | Existing | Space Heating | Natural Gas | Boiler | E6 |  | Baseline Forecast | 0 | 0 | 0 | 0 | 0 | 0 | 0 | 0 | 0 | 0 | 0 | 0 | 0 | 0 | 0 | 0 | 0 | 0 | 0 | 0 | 0 | 0 | 0 | 0 | 0 | 0 | 0 | 0 | 0 | 0 | 0 | 0 | 0
Industrial_Other Industrial_Existing_Space Heating_Natural Gas_Boiler_E7_Baseline Forecast | Industrial | Other Industrial | Existing | Space Heating | Natural Gas | Boiler | E7 |  | Baseline Forecast | 0 | 0 | 0 | 0 | 0 | 0 | 0 | 0 | 0 | 0 | 0 | 0 | 0 | 0 | 0 | 0 | 0 | 0 | 0 | 0 | 0 | 0 | 0 | 0 | 0 | 0 | 0 | 0 | 0 | 0 | 0 | 0 | 0
Industrial_Other Industrial_Existing_Space Heating_Natural Gas_Boiler_E8_Baseline Forecast | Industrial | Other Industrial | Existing | Space Heating | Natural Gas | Boiler | E8 |  | Baseline Forecast | 0 | 0 | 0 | 0 | 0 | 0 | 0 | 0 | 0 | 0 | 0 | 0 | 0 | 0 | 0 | 0 | 0 | 0 | 0 | 0 | 0 | 0 | 0 | 0 | 0 | 0 | 0 | 0 | 0 | 0 | 0 | 0 | 0
Industrial_Other Industrial_Existing_Space Heating_Natural Gas_Boiler_E9_Baseline Forecast | Industrial | Other Industrial | Existing | Space Heating | Natural Gas | Boiler | E9 |  | Baseline Forecast | 0 | 0 | 0 | 0 | 0 | 0 | 0 | 0 | 0 | 0 | 0 | 0 | 0 | 0 | 0 | 0 | 0 | 0 | 0 | 0 | 0 | 0 | 0 | 0 | 0 | 0 | 0 | 0 | 0 | 0 | 0 | 0 | 0
Industrial_Other Industrial_Existing_Space Heating_Natural Gas_Boiler_E10_Baseline Forecast | Industrial | Other Industrial | Existing | Space Heating | Natural Gas | Boiler | E10 |  | Baseline Forecast | 0 | 0 | 0 | 0 | 0 | 0 | 0 | 0 | 0 | 0 | 0 | 0 | 0 | 0 | 0 | 0 | 0 | 0 | 0 | 0 | 0 | 0 | 0 | 0 | 0 | 0 | 0 | 0 | 0 | 0 | 0 | 0 | 0
Industrial_Other Industrial_Existing_Space Heating_Natural Gas_Unit Heater_E1_Baseline Forecast | Industrial | Other Industrial | Existing | Space Heating | Natural Gas | Unit Heater | E1 |  | Baseline Forecast | 0 | 0 | 0 | 0 | 0 | 0 | 0 | 0 | 0 | 0 | 0 | 0 | 0 | 0 | 0 | 0 | 0 | 0 | 0 | 0 | 0 | 0 | 0 | 0 | 0 | 0 | 0 | 0 | 0 | 0 | 0 | 0 | 0
Industrial_Other Industrial_Existing_Space Heating_Natural Gas_Unit Heater_E2_Baseline Forecast | Industrial | Other Industrial | Existing | Space Heating | Natural Gas | Unit Heater | E2 |  | Baseline Forecast | 0 | 0 | 0 | 0 | 0 | 0 | 0 | 0 | 0 | 0 | 0 | 0 | 0 | 0 | 0 | 0 | 0 | 0 | 0 | 0 | 0 | 0 | 0 | 0 | 0 | 0 | 0 | 0 | 0 | 0 | 0 | 0 | 0
Industrial_Other Industrial_Existing_Space Heating_Natural Gas_Unit Heater_E3_Baseline Forecast | Industrial | Other Industrial | Existing | Space Heating | Natural Gas | Unit Heater | E3 |  | Baseline Forecast | 0 | 0 | 0 | 0 | 0 | 0 | 0 | 0 | 0 | 0 | 0 | 0 | 0 | 0 | 0 | 0 | 0 | 0 | 0 | 0 | 0 | 0 | 0 | 0 | 0 | 0 | 0 | 0 | 0 | 0 | 0 | 0 | 0
Industrial_Other Industrial_Existing_Space Heating_Natural Gas_Unit Heater_E4_Baseline Forecast | Industrial | Other Industrial | Existing | Space Heating | Natural Gas | Unit Heater | E4 |  | Baseline Forecast | 0 | 0 | 0 | 0 | 0 | 0 | 0 | 0 | 0 | 0 | 0 | 0 | 0 | 0 | 0 | 0 | 0 | 0 | 0 | 0 | 0 | 0 | 0 | 0 | 0 | 0 | 0 | 0 | 0 | 0 | 0 | 0 | 0
Industrial_Other Industrial_Existing_Space Heating_Natural Gas_Unit Heater_E5_Baseline Forecast | Industrial | Other Industrial | Existing | Space Heating | Natural Gas | Unit Heater | E5 |  | Baseline Forecast | 0 | 0 | 0 | 0 | 0 | 0 | 0 | 0 | 0 | 0 | 0 | 0 | 0 | 0 | 0 | 0 | 0 | 0 | 0 | 0 | 0 | 0 | 0 | 0 | 0 | 0 | 0 | 0 | 0 | 0 | 0 | 0 | 0
Industrial_Other Industrial_Existing_Space Heating_Natural Gas_Unit Heater_E6_Baseline Forecast | Industrial | Other Industrial | Existing | Space Heating | Natural Gas | Unit Heater | E6 |  | Baseline Forecast | 0 | 0 | 0 | 0 | 0 | 0 | 0 | 0 | 0 | 0 | 0 | 0 | 0 | 0 | 0 | 0 | 0 | 0 | 0 | 0 | 0 | 0 | 0 | 0 | 0 | 0 | 0 | 0 | 0 | 0 | 0 | 0 | 0
Industrial_Other Industrial_Existing_Space Heating_Natural Gas_Unit Heater_E7_Baseline Forecast | Industrial | Other Industrial | Existing | Space Heating | Natural Gas | Unit Heater | E7 |  | Baseline Forecast | 0 | 0 | 0 | 0 | 0 | 0 | 0 | 0 | 0 | 0 | 0 | 0 | 0 | 0 | 0 | 0 | 0 | 0 | 0 | 0 | 0 | 0 | 0 | 0 | 0 | 0 | 0 | 0 | 0 | 0 | 0 | 0 | 0
Industrial_Other Industrial_Existing_Space Heating_Natural Gas_Unit Heater_E8_Baseline Forecast | Industrial | Other Industrial | Existing | Space Heating | Natural Gas | Unit Heater | E8 |  | Baseline Forecast | 0 | 0 | 0 | 0 | 0 | 0 | 0 | 0 | 0 | 0 | 0 | 0 | 0 | 0 | 0 | 0 | 0 | 0 | 0 | 0 | 0 | 0 | 0 | 0 | 0 | 0 | 0 | 0 | 0 | 0 | 0 | 0 | 0
Industrial_Other Industrial_Existing_Space Heating_Natural Gas_Unit Heater_E9_Baseline Forecast | Industrial | Other Industrial | Existing | Space Heating | Natural Gas | Unit Heater | E9 |  | Baseline Forecast | 0 | 0 | 0 | 0 | 0 | 0 | 0 | 0 | 0 | 0 | 0 | 0 | 0 | 0 | 0 | 0 | 0 | 0 | 0 | 0 | 0 | 0 | 0 | 0 | 0 | 0 | 0 | 0 | 0 | 0 | 0 | 0 | 0
Industrial_Other Industrial_Existing_Space Heating_Natural Gas_Unit Heater_E10_Baseline Forecast | Industrial | Other Industrial | Existing | Space Heating | Natural Gas | Unit Heater | E10 |  | Baseline Forecast | 0 | 0 | 0 | 0 | 0 | 0 | 0 | 0 | 0 | 0 | 0 | 0 | 0 | 0 | 0 | 0 | 0 | 0 | 0 | 0 | 0 | 0 | 0 | 0 | 0 | 0 | 0 | 0 | 0 | 0 | 0 | 0 | 0
Industrial_Other Industrial_Existing_Process_Natural Gas_Process Heating_E1_Baseline Forecast | Industrial | Other Industrial | Existing | Process | Natural Gas | Process Heating | E1 |  | Baseline Forecast | 0 | 0 | 0 | 0 | 0 | 0 | 0 | 0 | 0 | 0 | 0 | 0 | 0 | 0 | 0 | 0 | 0 | 0 | 0 | 0 | 0 | 0 | 0 | 0 | 0 | 0 | 0 | 0 | 0 | 0 | 0 | 0 | 0
Industrial_Other Industrial_Existing_Process_Natural Gas_Process Heating_E2_Baseline Forecast | Industrial | Other Industrial | Existing | Process | Natural Gas | Process Heating | E2 |  | Baseline Forecast | 0 | 0 | 0 | 0 | 0 | 0 | 0 | 0 | 0 | 0 | 0 | 0 | 0 | 0 | 0 | 0 | 0 | 0 | 0 | 0 | 0 | 0 | 0 | 0 | 0 | 0 | 0 | 0 | 0 | 0 | 0 | 0 | 0
Industrial_Other Industrial_Existing_Process_Natural Gas_Process Heating_E3_Baseline Forecast | Industrial | Other Industrial | Existing | Process | Natural Gas | Process Heating | E3 |  | Baseline Forecast | 0 | 0 | 0 | 0 | 0 | 0 | 0 | 0 | 0 | 0 | 0 | 0 | 0 | 0 | 0 | 0 | 0 | 0 | 0 | 0 | 0 | 0 | 0 | 0 | 0 | 0 | 0 | 0 | 0 | 0 | 0 | 0 | 0
Industrial_Other Industrial_Existing_Process_Natural Gas_Process Heating_E4_Baseline Forecast | Industrial | Other Industrial | Existing | Process | Natural Gas | Process Heating | E4 |  | Baseline Forecast | 0 | 0 | 0 | 0 | 0 | 0 | 0 | 0 | 0 | 0 | 0 | 0 | 0 | 0 | 0 | 0 | 0 | 0 | 0 | 0 | 0 | 0 | 0 | 0 | 0 | 0 | 0 | 0 | 0 | 0 | 0 | 0 | 0
Industrial_Other Industrial_Existing_Process_Natural Gas_Process Heating_E5_Baseline Forecast | Industrial | Other Industrial | Existing | Process | Natural Gas | Process Heating | E5 |  | Baseline Forecast | 0 | 0 | 0 | 0 | 0 | 0 | 0 | 0 | 0 | 0 | 0 | 0 | 0 | 0 | 0 | 0 | 0 | 0 | 0 | 0 | 0 | 0 | 0 | 0 | 0 | 0 | 0 | 0 | 0 | 0 | 0 | 0 | 0
Industrial_Other Industrial_Existing_Process_Natural Gas_Process Heating_E6_Baseline Forecast | Industrial | Other Industrial | Existing | Process | Natural Gas | Process Heating | E6 |  | Baseline Forecast | 0 | 0 | 0 | 0 | 0 | 0 | 0 | 0 | 0 | 0 | 0 | 0 | 0 | 0 | 0 | 0 | 0 | 0 | 0 | 0 | 0 | 0 | 0 | 0 | 0 | 0 | 0 | 0 | 0 | 0 | 0 | 0 | 0
Industrial_Other Industrial_Existing_Process_Natural Gas_Process Heating_E7_Baseline Forecast | Industrial | Other Industrial | Existing | Process | Natural Gas | Process Heating | E7 |  | Baseline Forecast | 0 | 0 | 0 | 0 | 0 | 0 | 0 | 0 | 0 | 0 | 0 | 0 | 0 | 0 | 0 | 0 | 0 | 0 | 0 | 0 | 0 | 0 | 0 | 0 | 0 | 0 | 0 | 0 | 0 | 0 | 0 | 0 | 0
Industrial_Other Industrial_Existing_Process_Natural Gas_Process Heating_E8_Baseline Forecast | Industrial | Other Industrial | Existing | Process | Natural Gas | Process Heating | E8 |  | Baseline Forecast | 0 | 0 | 0 | 0 | 0 | 0 | 0 | 0 | 0 | 0 | 0 | 0 | 0 | 0 | 0 | 0 | 0 | 0 | 0 | 0 | 0 | 0 | 0 | 0 | 0 | 0 | 0 | 0 | 0 | 0 | 0 | 0 | 0
Industrial_Other Industrial_Existing_Process_Natural Gas_Process Heating_E9_Baseline Forecast | Industrial | Other Industrial | Existing | Process | Natural Gas | Process Heating | E9 |  | Baseline Forecast | 0 | 0 | 0 | 0 | 0 | 0 | 0 | 0 | 0 | 0 | 0 | 0 | 0 | 0 | 0 | 0 | 0 | 0 | 0 | 0 | 0 | 0 | 0 | 0 | 0 | 0 | 0 | 0 | 0 | 0 | 0 | 0 | 0
Industrial_Other Industrial_Existing_Process_Natural Gas_Process Heating_E10_Baseline Forecast | Industrial | Other Industrial | Existing | Process | Natural Gas | Process Heating | E10 |  | Baseline Forecast | 0 | 0 | 0 | 0 | 0 | 0 | 0 | 0 | 0 | 0 | 0 | 0 | 0 | 0 | 0 | 0 | 0 | 0 | 0 | 0 | 0 | 0 | 0 | 0 | 0 | 0 | 0 | 0 | 0 | 0 | 0 | 0 | 0
Industrial_Other Industrial_Existing_Process_Natural Gas_Process Boiler_E1_Baseline Forecast | Industrial | Other Industrial | Existing | Process | Natural Gas | Process Boiler | E1 |  | Baseline Forecast | 0 | 0 | 0 | 0 | 0 | 0 | 0 | 0 | 0 | 0 | 0 | 0 | 0 | 0 | 0 | 0 | 0 | 0 | 0 | 0 | 0 | 0 | 0 | 0 | 0 | 0 | 0 | 0 | 0 | 0 | 0 | 0 | 0
Industrial_Other Industrial_Existing_Process_Natural Gas_Process Boiler_E2_Baseline Forecast | Industrial | Other Industrial | Existing | Process | Natural Gas | Process Boiler | E2 |  | Baseline Forecast | 0 | 0 | 0 | 0 | 0 | 0 | 0 | 0 | 0 | 0 | 0 | 0 | 0 | 0 | 0 | 0 | 0 | 0 | 0 | 0 | 0 | 0 | 0 | 0 | 0 | 0 | 0 | 0 | 0 | 0 | 0 | 0 | 0
Industrial_Other Industrial_Existing_Process_Natural Gas_Process Boiler_E3_Baseline Forecast | Industrial | Other Industrial | Existing | Process | Natural Gas | Process Boiler | E3 |  | Baseline Forecast | 0 | 0 | 0 | 0 | 0 | 0 | 0 | 0 | 0 | 0 | 0 | 0 | 0 | 0 | 0 | 0 | 0 | 0 | 0 | 0 | 0 | 0 | 0 | 0 | 0 | 0 | 0 | 0 | 0 | 0 | 0 | 0 | 0
Industrial_Other Industrial_Existing_Process_Natural Gas_Process Boiler_E4_Baseline Forecast | Industrial | Other Industrial | Existing | Process | Natural Gas | Process Boiler | E4 |  | Baseline Forecast | 0 | 0 | 0 | 0 | 0 | 0 | 0 | 0 | 0 | 0 | 0 | 0 | 0 | 0 | 0 | 0 | 0 | 0 | 0 | 0 | 0 | 0 | 0 | 0 | 0 | 0 | 0 | 0 | 0 | 0 | 0 | 0 | 0
Industrial_Other Industrial_Existing_Process_Natural Gas_Process Boiler_E5_Baseline Forecast | Industrial | Other Industrial | Existing | Process | Natural Gas | Process Boiler | E5 |  | Baseline Forecast | 0 | 0 | 0 | 0 | 0 | 0 | 0 | 0 | 0 | 0 | 0 | 0 | 0 | 0 | 0 | 0 | 0 | 0 | 0 | 0 | 0 | 0 | 0 | 0 | 0 | 0 | 0 | 0 | 0 | 0 | 0 | 0 | 0
Industrial_Other Industrial_Existing_Process_Natural Gas_Process Boiler_E6_Baseline Forecast | Industrial | Other Industrial | Existing | Process | Natural Gas | Process Boiler | E6 |  | Baseline Forecast | 0 | 0 | 0 | 0 | 0 | 0 | 0 | 0 | 0 | 0 | 0 | 0 | 0 | 0 | 0 | 0 | 0 | 0 | 0 | 0 | 0 | 0 | 0 | 0 | 0 | 0 | 0 | 0 | 0 | 0 | 0 | 0 | 0
Industrial_Other Industrial_Existing_Process_Natural Gas_Process Boiler_E7_Baseline Forecast | Industrial | Other Industrial | Existing | Process | Natural Gas | Process Boiler | E7 |  | Baseline Forecast | 0 | 0 | 0 | 0 | 0 | 0 | 0 | 0 | 0 | 0 | 0 | 0 | 0 | 0 | 0 | 0 | 0 | 0 | 0 | 0 | 0 | 0 | 0 | 0 | 0 | 0 | 0 | 0 | 0 | 0 | 0 | 0 | 0
Industrial_Other Industrial_Existing_Process_Natural Gas_Process Boiler_E8_Baseline Forecast | Industrial | Other Industrial | Existing | Process | Natural Gas | Process Boiler | E8 |  | Baseline Forecast | 0 | 0 | 0 | 0 | 0 | 0 | 0 | 0 | 0 | 0 | 0 | 0 | 0 | 0 | 0 | 0 | 0 | 0 | 0 | 0 | 0 | 0 | 0 | 0 | 0 | 0 | 0 | 0 | 0 | 0 | 0 | 0 | 0
Industrial_Other Industrial_Existing_Process_Natural Gas_Process Boiler_E9_Baseline Forecast | Industrial | Other Industrial | Existing | Process | Natural Gas | Process Boiler | E9 |  | Baseline Forecast | 0 | 0 | 0 | 0 | 0 | 0 | 0 | 0 | 0 | 0 | 0 | 0 | 0 | 0 | 0 | 0 | 0 | 0 | 0 | 0 | 0 | 0 | 0 | 0 | 0 | 0 | 0 | 0 | 0 | 0 | 0 | 0 | 0
Industrial_Other Industrial_Existing_Process_Natural Gas_Process Boiler_E10_Baseline Forecast | Industrial | Other Industrial | Existing | Process | Natural Gas | Process Boiler | E10 |  | Baseline Forecast | 0 | 0 | 0 | 0 | 0 | 0 | 0 | 0 | 0 | 0 | 0 | 0 | 0 | 0 | 0 | 0 | 0 | 0 | 0 | 0 | 0 | 0 | 0 | 0 | 0 | 0 | 0 | 0 | 0 | 0 | 0 | 0 | 0
Industrial_Other Industrial_Existing_Process_Natural Gas_Process Cooling_E1_Baseline Forecast | Industrial | Other Industrial | Existing | Process | Natural Gas | Process Cooling | E1 |  | Baseline Forecast | 0 | 0 | 0 | 0 | 0 | 0 | 0 | 0 | 0 | 0 | 0 | 0 | 0 | 0 | 0 | 0 | 0 | 0 | 0 | 0 | 0 | 0 | 0 | 0 | 0 | 0 | 0 | 0 | 0 | 0 | 0 | 0 | 0
Industrial_Other Industrial_Existing_Process_Natural Gas_Process Cooling_E2_Baseline Forecast | Industrial | Other Industrial | Existing | Process | Natural Gas | Process Cooling | E2 |  | Baseline Forecast | 0 | 0 | 0 | 0 | 0 | 0 | 0 | 0 | 0 | 0 | 0 | 0 | 0 | 0 | 0 | 0 | 0 | 0 | 0 | 0 | 0 | 0 | 0 | 0 | 0 | 0 | 0 | 0 | 0 | 0 | 0 | 0 | 0
Industrial_Other Industrial_Existing_Process_Natural Gas_Process Cooling_E3_Baseline Forecast | Industrial | Other Industrial | Existing | Process | Natural Gas | Process Cooling | E3 |  | Baseline Forecast | 0 | 0 | 0 | 0 | 0 | 0 | 0 | 0 | 0 | 0 | 0 | 0 | 0 | 0 | 0 | 0 | 0 | 0 | 0 | 0 | 0 | 0 | 0 | 0 | 0 | 0 | 0 | 0 | 0 | 0 | 0 | 0 | 0
Industrial_Other Industrial_Existing_Process_Natural Gas_Process Cooling_E4_Baseline Forecast | Industrial | Other Industrial | Existing | Process | Natural Gas | Process Cooling | E4 |  | Baseline Forecast | 0 | 0 | 0 | 0 | 0 | 0 | 0 | 0 | 0 | 0 | 0 | 0 | 0 | 0 | 0 | 0 | 0 | 0 | 0 | 0 | 0 | 0 | 0 | 0 | 0 | 0 | 0 | 0 | 0 | 0 | 0 | 0 | 0
Industrial_Other Industrial_Existing_Process_Natural Gas_Process Cooling_E5_Baseline Forecast | Industrial | Other Industrial | Existing | Process | Natural Gas | Process Cooling | E5 |  | Baseline Forecast | 0 | 0 | 0 | 0 | 0 | 0 | 0 | 0 | 0 | 0 | 0 | 0 | 0 | 0 | 0 | 0 | 0 | 0 | 0 | 0 | 0 | 0 | 0 | 0 | 0 | 0 | 0 | 0 | 0 | 0 | 0 | 0 | 0
Industrial_Other Industrial_Existing_Process_Natural Gas_Process Cooling_E6_Baseline Forecast | Industrial | Other Industrial | Existing | Process | Natural Gas | Process Cooling | E6 |  | Baseline Forecast | 0 | 0 | 0 | 0 | 0 | 0 | 0 | 0 | 0 | 0 | 0 | 0 | 0 | 0 | 0 | 0 | 0 | 0 | 0 | 0 | 0 | 0 | 0 | 0 | 0 | 0 | 0 | 0 | 0 | 0 | 0 | 0 | 0
Industrial_Other Industrial_Existing_Process_Natural Gas_Process Cooling_E7_Baseline Forecast | Industrial | Other Industrial | Existing | Process | Natural Gas | Process Cooling | E7 |  | Baseline Forecast | 0 | 0 | 0 | 0 | 0 | 0 | 0 | 0 | 0 | 0 | 0 | 0 | 0 | 0 | 0 | 0 | 0 | 0 | 0 | 0 | 0 | 0 | 0 | 0 | 0 | 0 | 0 | 0 | 0 | 0 | 0 | 0 | 0
Industrial_Other Industrial_Existing_Process_Natural Gas_Process Cooling_E8_Baseline Forecast | Industrial | Other Industrial | Existing | Process | Natural Gas | Process Cooling | E8 |  | Baseline Forecast | 0 | 0 | 0 | 0 | 0 | 0 | 0 | 0 | 0 | 0 | 0 | 0 | 0 | 0 | 0 | 0 | 0 | 0 | 0 | 0 | 0 | 0 | 0 | 0 | 0 | 0 | 0 | 0 | 0 | 0 | 0 | 0 | 0
Industrial_Other Industrial_Existing_Process_Natural Gas_Process Cooling_E9_Baseline Forecast | Industrial | Other Industrial | Existing | Process | Natural Gas | Process Cooling | E9 |  | Baseline Forecast | 0 | 0 | 0 | 0 | 0 | 0 | 0 | 0 | 0 | 0 | 0 | 0 | 0 | 0 | 0 | 0 | 0 | 0 | 0 | 0 | 0 | 0 | 0 | 0 | 0 | 0 | 0 | 0 | 0 | 0 | 0 | 0 | 0
Industrial_Other Industrial_Existing_Process_Natural Gas_Process Cooling_E10_Baseline Forecast | Industrial | Other Industrial | Existing | Process | Natural Gas | Process Cooling | E10 |  | Baseline Forecast | 0 | 0 | 0 | 0 | 0 | 0 | 0 | 0 | 0 | 0 | 0 | 0 | 0 | 0 | 0 | 0 | 0 | 0 | 0 | 0 | 0 | 0 | 0 | 0 | 0 | 0 | 0 | 0 | 0 | 0 | 0 | 0 | 0
Industrial_Other Industrial_Existing_Process_Natural Gas_Other Process_E1_Baseline Forecast | Industrial | Other Industrial | Existing | Process | Natural Gas | Other Process | E1 |  | Baseline Forecast | 0 | 0 | 0 | 0 | 0 | 0 | 0 | 0 | 0 | 0 | 0 | 0 | 0 | 0 | 0 | 0 | 0 | 0 | 0 | 0 | 0 | 0 | 0 | 0 | 0 | 0 | 0 | 0 | 0 | 0 | 0 | 0 | 0
Industrial_Other Industrial_Existing_Process_Natural Gas_Other Process_E2_Baseline Forecast | Industrial | Other Industrial | Existing | Process | Natural Gas | Other Process | E2 |  | Baseline Forecast | 0 | 0 | 0 | 0 | 0 | 0 | 0 | 0 | 0 | 0 | 0 | 0 | 0 | 0 | 0 | 0 | 0 | 0 | 0 | 0 | 0 | 0 | 0 | 0 | 0 | 0 | 0 | 0 | 0 | 0 | 0 | 0 | 0
Industrial_Other Industrial_Existing_Process_Natural Gas_Other Process_E3_Baseline Forecast | Industrial | Other Industrial | Existing | Process | Natural Gas | Other Process | E3 |  | Baseline Forecast | 0 | 0 | 0 | 0 | 0 | 0 | 0 | 0 | 0 | 0 | 0 | 0 | 0 | 0 | 0 | 0 | 0 | 0 | 0 | 0 | 0 | 0 | 0 | 0 | 0 | 0 | 0 | 0 | 0 | 0 | 0 | 0 | 0
Industrial_Other Industrial_Existing_Process_Natural Gas_Other Process_E4_Baseline Forecast | Industrial | Other Industrial | Existing | Process | Natural Gas | Other Process | E4 |  | Baseline Forecast | 0 | 0 | 0 | 0 | 0 | 0 | 0 | 0 | 0 | 0 | 0 | 0 | 0 | 0 | 0 | 0 | 0 | 0 | 0 | 0 | 0 | 0 | 0 | 0 | 0 | 0 | 0 | 0 | 0 | 0 | 0 | 0 | 0
Industrial_Other Industrial_Existing_Process_Natural Gas_Other Process_E5_Baseline Forecast | Industrial | Other Industrial | Existing | Process | Natural Gas | Other Process | E5 |  | Baseline Forecast | 0 | 0 | 0 | 0 | 0 | 0 | 0 | 0 | 0 | 0 | 0 | 0 | 0 | 0 | 0 | 0 | 0 | 0 | 0 | 0 | 0 | 0 | 0 | 0 | 0 | 0 | 0 | 0 | 0 | 0 | 0 | 0 | 0
Industrial_Other Industrial_Existing_Process_Natural Gas_Other Process_E6_Baseline Forecast | Industrial | Other Industrial | Existing | Process | Natural Gas | Other Process | E6 |  | Baseline Forecast | 0 | 0 | 0 | 0 | 0 | 0 | 0 | 0 | 0 | 0 | 0 | 0 | 0 | 0 | 0 | 0 | 0 | 0 | 0 | 0 | 0 | 0 | 0 | 0 | 0 | 0 | 0 | 0 | 0 | 0 | 0 | 0 | 0
Industrial_Other Industrial_Existing_Process_Natural Gas_Other Process_E7_Baseline Forecast | Industrial | Other Industrial | Existing | Process | Natural Gas | Other Process | E7 |  | Baseline Forecast | 0 | 0 | 0 | 0 | 0 | 0 | 0 | 0 | 0 | 0 | 0 | 0 | 0 | 0 | 0 | 0 | 0 | 0 | 0 | 0 | 0 | 0 | 0 | 0 | 0 | 0 | 0 | 0 | 0 | 0 | 0 | 0 | 0
Industrial_Other Industrial_Existing_Process_Natural Gas_Other Process_E8_Baseline Forecast | Industrial | Other Industrial | Existing | Process | Natural Gas | Other Process | E8 |  | Baseline Forecast | 0 | 0 | 0 | 0 | 0 | 0 | 0 | 0 | 0 | 0 | 0 | 0 | 0 | 0 | 0 | 0 | 0 | 0 | 0 | 0 | 0 | 0 | 0 | 0 | 0 | 0 | 0 | 0 | 0 | 0 | 0 | 0 | 0
Industrial_Other Industrial_Existing_Process_Natural Gas_Other Process_E9_Baseline Forecast | Industrial | Other Industrial | Existing | Process | Natural Gas | Other Process | E9 |  | Baseline Forecast | 0 | 0 | 0 | 0 | 0 | 0 | 0 | 0 | 0 | 0 | 0 | 0 | 0 | 0 | 0 | 0 | 0 | 0 | 0 | 0 | 0 | 0 | 0 | 0 | 0 | 0 | 0 | 0 | 0 | 0 | 0 | 0 | 0
Industrial_Other Industrial_Existing_Process_Natural Gas_Other Process_E10_Baseline Forecast | Industrial | Other Industrial | Existing | Process | Natural Gas | Other Process | E10 |  | Baseline Forecast | 0 | 0 | 0 | 0 | 0 | 0 | 0 | 0 | 0 | 0 | 0 | 0 | 0 | 0 | 0 | 0 | 0 | 0 | 0 | 0 | 0 | 0 | 0 | 0 | 0 | 0 | 0 | 0 | 0 | 0 | 0 | 0 | 0
Industrial_Other Industrial_Existing_Miscellaneous_Natural Gas_Miscellaneous_E1_Baseline Forecast | Industrial | Other Industrial | Existing | Miscellaneous | Natural Gas | Miscellaneous | E1 |  | Baseline Forecast | 0 | 0 | 0 | 0 | 0 | 0 | 0 | 0 | 0 | 0 | 0 | 0 | 0 | 0 | 0 | 0 | 0 | 0 | 0 | 0 | 0 | 0 | 0 | 0 | 0 | 0 | 0 | 0 | 0 | 0 | 0 | 0 | 0
Industrial_Other Industrial_Existing_Miscellaneous_Natural Gas_Miscellaneous_E2_Baseline Forecast | Industrial | Other Industrial | Existing | Miscellaneous | Natural Gas | Miscellaneous | E2 |  | Baseline Forecast | 0 | 0 | 0 | 0 | 0 | 0 | 0 | 0 | 0 | 0 | 0 | 0 | 0 | 0 | 0 | 0 | 0 | 0 | 0 | 0 | 0 | 0 | 0 | 0 | 0 | 0 | 0 | 0 | 0 | 0 | 0 | 0 | 0
Industrial_Other Industrial_Existing_Miscellaneous_Natural Gas_Miscellaneous_E3_Baseline Forecast | Industrial | Other Industrial | Existing | Miscellaneous | Natural Gas | Miscellaneous | E3 |  | Baseline Forecast | 0 | 0 | 0 | 0 | 0 | 0 | 0 | 0 | 0 | 0 | 0 | 0 | 0 | 0 | 0 | 0 | 0 | 0 | 0 | 0 | 0 | 0 | 0 | 0 | 0 | 0 | 0 | 0 | 0 | 0 | 0 | 0 | 0
Industrial_Other Industrial_Existing_Miscellaneous_Natural Gas_Miscellaneous_E4_Baseline Forecast | Industrial | Other Industrial | Existing | Miscellaneous | Natural Gas | Miscellaneous | E4 |  | Baseline Forecast | 0 | 0 | 0 | 0 | 0 | 0 | 0 | 0 | 0 | 0 | 0 | 0 | 0 | 0 | 0 | 0 | 0 | 0 | 0 | 0 | 0 | 0 | 0 | 0 | 0 | 0 | 0 | 0 | 0 | 0 | 0 | 0 | 0
Industrial_Other Industrial_Existing_Miscellaneous_Natural Gas_Miscellaneous_E5_Baseline Forecast | Industrial | Other Industrial | Existing | Miscellaneous | Natural Gas | Miscellaneous | E5 |  | Baseline Forecast | 0 | 0 | 0 | 0 | 0 | 0 | 0 | 0 | 0 | 0 | 0 | 0 | 0 | 0 | 0 | 0 | 0 | 0 | 0 | 0 | 0 | 0 | 0 | 0 | 0 | 0 | 0 | 0 | 0 | 0 | 0 | 0 | 0
Industrial_Other Industrial_Existing_Miscellaneous_Natural Gas_Miscellaneous_E6_Baseline Forecast | Industrial | Other Industrial | Existing | Miscellaneous | Natural Gas | Miscellaneous | E6 |  | Baseline Forecast | 0 | 0 | 0 | 0 | 0 | 0 | 0 | 0 | 0 | 0 | 0 | 0 | 0 | 0 | 0 | 0 | 0 | 0 | 0 | 0 | 0 | 0 | 0 | 0 | 0 | 0 | 0 | 0 | 0 | 0 | 0 | 0 | 0
Industrial_Other Industrial_Existing_Miscellaneous_Natural Gas_Miscellaneous_E7_Baseline Forecast | Industrial | Other Industrial | Existing | Miscellaneous | Natural Gas | Miscellaneous | E7 |  | Baseline Forecast | 0 | 0 | 0 | 0 | 0 | 0 | 0 | 0 | 0 | 0 | 0 | 0 | 0 | 0 | 0 | 0 | 0 | 0 | 0 | 0 | 0 | 0 | 0 | 0 | 0 | 0 | 0 | 0 | 0 | 0 | 0 | 0 | 0
Industrial_Other Industrial_Existing_Miscellaneous_Natural Gas_Miscellaneous_E8_Baseline Forecast | Industrial | Other Industrial | Existing | Miscellaneous | Natural Gas | Miscellaneous | E8 |  | Baseline Forecast | 0 | 0 | 0 | 0 | 0 | 0 | 0 | 0 | 0 | 0 | 0 | 0 | 0 | 0 | 0 | 0 | 0 | 0 | 0 | 0 | 0 | 0 | 0 | 0 | 0 | 0 | 0 | 0 | 0 | 0 | 0 | 0 | 0
Industrial_Other Industrial_Existing_Miscellaneous_Natural Gas_Miscellaneous_E9_Baseline Forecast | Industrial | Other Industrial | Existing | Miscellaneous | Natural Gas | Miscellaneous | E9 |  | Baseline Forecast | 0 | 0 | 0 | 0 | 0 | 0 | 0 | 0 | 0 | 0 | 0 | 0 | 0 | 0 | 0 | 0 | 0 | 0 | 0 | 0 | 0 | 0 | 0 | 0 | 0 | 0 | 0 | 0 | 0 | 0 | 0 | 0 | 0
Industrial_Other Industrial_Existing_Miscellaneous_Natural Gas_Miscellaneous_E10_Baseline Forecast | Industrial | Other Industrial | Existing | Miscellaneous | Natural Gas | Miscellaneous | E10 |  | Baseline Forecast | 0 | 0 | 0 | 0 | 0 | 0 | 0 | 0 | 0 | 0 | 0 | 0 | 0 | 0 | 0 | 0 | 0 | 0 | 0 | 0 | 0 | 0 | 0 | 0 | 0 | 0 | 0 | 0 | 0 | 0 | 0 | 0 | 0
Industrial_Other Industrial_New_Space Heating_Natural Gas_Furnace_E1_Baseline Forecast | Industrial | Other Industrial | New | Space Heating | Natural Gas | Furnace | E1 |  | Baseline Forecast | 0 | 0 | 0 | 0 | 0 | 0 | 0 | 0 | 0 | 0 | 0 | 0 | 0 | 0 | 0 | 0 | 0 | 0 | 0 | 0 | 0 | 0 | 0 | 0 | 0 | 0 | 0 | 0 | 0 | 0 | 0 | 0 | 0
Industrial_Other Industrial_New_Space Heating_Natural Gas_Furnace_E2_Baseline Forecast | Industrial | Other Industrial | New | Space Heating | Natural Gas | Furnace | E2 |  | Baseline Forecast | 0 | 0 | 0 | 0 | 0 | 0 | 0 | 0 | 0 | 0 | 0 | 0 | 0 | 0 | 0 | 0 | 0 | 0 | 0 | 0 | 0 | 0 | 0 | 0 | 0 | 0 | 0 | 0 | 0 | 0 | 0 | 0 | 0
Industrial_Other Industrial_New_Space Heating_Natural Gas_Furnace_E3_Baseline Forecast | Industrial | Other Industrial | New | Space Heating | Natural Gas | Furnace | E3 |  | Baseline Forecast | 0 | 0 | 0 | 0 | 0 | 0 | 0 | 0 | 0 | 0 | 0 | 0 | 0 | 0 | 0 | 0 | 0 | 0 | 0 | 0 | 0 | 0 | 0 | 0 | 0 | 0 | 0 | 0 | 0 | 0 | 0 | 0 | 0
Industrial_Other Industrial_New_Space Heating_Natural Gas_Furnace_E4_Baseline Forecast | Industrial | Other Industrial | New | Space Heating | Natural Gas | Furnace | E4 |  | Baseline Forecast | 0 | 0 | 0 | 0 | 0 | 0 | 0 | 0 | 0 | 0 | 0 | 0 | 0 | 0 | 0 | 0 | 0 | 0 | 0 | 0 | 0 | 0 | 0 | 0 | 0 | 0 | 0 | 0 | 0 | 0 | 0 | 0 | 0
Industrial_Other Industrial_New_Space Heating_Natural Gas_Furnace_E5_Baseline Forecast | Industrial | Other Industrial | New | Space Heating | Natural Gas | Furnace | E5 |  | Baseline Forecast | 0 | 0 | 0 | 0 | 0 | 0 | 0 | 0 | 0 | 0 | 0 | 0 | 0 | 0 | 0 | 0 | 0 | 0 | 0 | 0 | 0 | 0 | 0 | 0 | 0 | 0 | 0 | 0 | 0 | 0 | 0 | 0 | 0
Industrial_Other Industrial_New_Space Heating_Natural Gas_Furnace_E6_Baseline Forecast | Industrial | Other Industrial | New | Space Heating | Natural Gas | Furnace | E6 |  | Baseline Forecast | 0 | 0 | 0 | 0 | 0 | 0 | 0 | 0 | 0 | 0 | 0 | 0 | 0 | 0 | 0 | 0 | 0 | 0 | 0 | 0 | 0 | 0 | 0 | 0 | 0 | 0 | 0 | 0 | 0 | 0 | 0 | 0 | 0
Industrial_Other Industrial_New_Space Heating_Natural Gas_Furnace_E7_Baseline Forecast | Industrial | Other Industrial | New | Space Heating | Natural Gas | Furnace | E7 |  | Baseline Forecast | 0 | 0 | 0 | 0 | 0 | 0 | 0 | 0 | 0 | 0 | 0 | 0 | 0 | 0 | 0 | 0 | 0 | 0 | 0 | 0 | 0 | 0 | 0 | 0 | 0 | 0 | 0 | 0 | 0 | 0 | 0 | 0 | 0
Industrial_Other Industrial_New_Space Heating_Natural Gas_Furnace_E8_Baseline Forecast | Industrial | Other Industrial | New | Space Heating | Natural Gas | Furnace | E8 |  | Baseline Forecast | 0 | 0 | 0 | 0 | 0 | 0 | 0 | 0 | 0 | 0 | 0 | 0 | 0 | 0 | 0 | 0 | 0 | 0 | 0 | 0 | 0 | 0 | 0 | 0 | 0 | 0 | 0 | 0 | 0 | 0 | 0 | 0 | 0
Industrial_Other Industrial_New_Space Heating_Natural Gas_Furnace_E9_Baseline Forecast | Industrial | Other Industrial | New | Space Heating | Natural Gas | Furnace | E9 |  | Baseline Forecast | 0 | 0 | 0 | 0 | 0 | 0 | 0 | 0 | 0 | 0 | 0 | 0 | 0 | 0 | 0 | 0 | 0 | 0 | 0 | 0 | 0 | 0 | 0 | 0 | 0 | 0 | 0 | 0 | 0 | 0 | 0 | 0 | 0
Industrial_Other Industrial_New_Space Heating_Natural Gas_Furnace_E10_Baseline Forecast | Industrial | Other Industrial | New | Space Heating | Natural Gas | Furnace | E10 |  | Baseline Forecast | 0 | 0 | 0 | 0 | 0 | 0 | 0 | 0 | 0 | 0 | 0 | 0 | 0 | 0 | 0 | 0 | 0 | 0 | 0 | 0 | 0 | 0 | 0 | 0 | 0 | 0 | 0 | 0 | 0 | 0 | 0 | 0 | 0
Industrial_Other Industrial_New_Space Heating_Natural Gas_Boiler_E1_Baseline Forecast | Industrial | Other Industrial | New | Space Heating | Natural Gas | Boiler | E1 |  | Baseline Forecast | 0 | 0 | 0 | 0 | 0 | 0 | 0 | 0 | 0 | 0 | 0 | 0 | 0 | 0 | 0 | 0 | 0 | 0 | 0 | 0 | 0 | 0 | 0 | 0 | 0 | 0 | 0 | 0 | 0 | 0 | 0 | 0 | 0
Industrial_Other Industrial_New_Space Heating_Natural Gas_Boiler_E2_Baseline Forecast | Industrial | Other Industrial | New | Space Heating | Natural Gas | Boiler | E2 |  | Baseline Forecast | 0 | 0 | 0 | 0 | 0 | 0 | 0 | 0 | 0 | 0 | 0 | 0 | 0 | 0 | 0 | 0 | 0 | 0 | 0 | 0 | 0 | 0 | 0 | 0 | 0 | 0 | 0 | 0 | 0 | 0 | 0 | 0 | 0
Industrial_Other Industrial_New_Space Heating_Natural Gas_Boiler_E3_Baseline Forecast | Industrial | Other Industrial | New | Space Heating | Natural Gas | Boiler | E3 |  | Baseline Forecast | 0 | 0 | 0 | 0 | 0 | 0 | 0 | 0 | 0 | 0 | 0 | 0 | 0 | 0 | 0 | 0 | 0 | 0 | 0 | 0 | 0 | 0 | 0 | 0 | 0 | 0 | 0 | 0 | 0 | 0 | 0 | 0 | 0
Industrial_Other Industrial_New_Space Heating_Natural Gas_Boiler_E4_Baseline Forecast | Industrial | Other Industrial | New | Space Heating | Natural Gas | Boiler | E4 |  | Baseline Forecast | 0 | 0 | 0 | 0 | 0 | 0 | 0 | 0 | 0 | 0 | 0 | 0 | 0 | 0 | 0 | 0 | 0 | 0 | 0 | 0 | 0 | 0 | 0 | 0 | 0 | 0 | 0 | 0 | 0 | 0 | 0 | 0 | 0
Industrial_Other Industrial_New_Space Heating_Natural Gas_Boiler_E5_Baseline Forecast | Industrial | Other Industrial | New | Space Heating | Natural Gas | Boiler | E5 |  | Baseline Forecast | 0 | 0 | 0 | 0 | 0 | 0 | 0 | 0 | 0 | 0 | 0 | 0 | 0 | 0 | 0 | 0 | 0 | 0 | 0 | 0 | 0 | 0 | 0 | 0 | 0 | 0 | 0 | 0 | 0 | 0 | 0 | 0 | 0
Industrial_Other Industrial_New_Space Heating_Natural Gas_Boiler_E6_Baseline Forecast | Industrial | Other Industrial | New | Space Heating | Natural Gas | Boiler | E6 |  | Baseline Forecast | 0 | 0 | 0 | 0 | 0 | 0 | 0 | 0 | 0 | 0 | 0 | 0 | 0 | 0 | 0 | 0 | 0 | 0 | 0 | 0 | 0 | 0 | 0 | 0 | 0 | 0 | 0 | 0 | 0 | 0 | 0 | 0 | 0
Industrial_Other Industrial_New_Space Heating_Natural Gas_Boiler_E7_Baseline Forecast | Industrial | Other Industrial | New | Space Heating | Natural Gas | Boiler | E7 |  | Baseline Forecast | 0 | 0 | 0 | 0 | 0 | 0 | 0 | 0 | 0 | 0 | 0 | 0 | 0 | 0 | 0 | 0 | 0 | 0 | 0 | 0 | 0 | 0 | 0 | 0 | 0 | 0 | 0 | 0 | 0 | 0 | 0 | 0 | 0
Industrial_Other Industrial_New_Space Heating_Natural Gas_Boiler_E8_Baseline Forecast | Industrial | Other Industrial | New | Space Heating | Natural Gas | Boiler | E8 |  | Baseline Forecast | 0 | 0 | 0 | 0 | 0 | 0 | 0 | 0 | 0 | 0 | 0 | 0 | 0 | 0 | 0 | 0 | 0 | 0 | 0 | 0 | 0 | 0 | 0 | 0 | 0 | 0 | 0 | 0 | 0 | 0 | 0 | 0 | 0
Industrial_Other Industrial_New_Space Heating_Natural Gas_Boiler_E9_Baseline Forecast | Industrial | Other Industrial | New | Space Heating | Natural Gas | Boiler | E9 |  | Baseline Forecast | 0 | 0 | 0 | 0 | 0 | 0 | 0 | 0 | 0 | 0 | 0 | 0 | 0 | 0 | 0 | 0 | 0 | 0 | 0 | 0 | 0 | 0 | 0 | 0 | 0 | 0 | 0 | 0 | 0 | 0 | 0 | 0 | 0
Industrial_Other Industrial_New_Space Heating_Natural Gas_Boiler_E10_Baseline Forecast | Industrial | Other Industrial | New | Space Heating | Natural Gas | Boiler | E10 |  | Baseline Forecast | 0 | 0 | 0 | 0 | 0 | 0 | 0 | 0 | 0 | 0 | 0 | 0 | 0 | 0 | 0 | 0 | 0 | 0 | 0 | 0 | 0 | 0 | 0 | 0 | 0 | 0 | 0 | 0 | 0 | 0 | 0 | 0 | 0
Industrial_Other Industrial_New_Space Heating_Natural Gas_Unit Heater_E1_Baseline Forecast | Industrial | Other Industrial | New | Space Heating | Natural Gas | Unit Heater | E1 |  | Baseline Forecast | 0 | 0 | 0 | 0 | 0 | 0 | 0 | 0 | 0 | 0 | 0 | 0 | 0 | 0 | 0 | 0 | 0 | 0 | 0 | 0 | 0 | 0 | 0 | 0 | 0 | 0 | 0 | 0 | 0 | 0 | 0 | 0 | 0
Industrial_Other Industrial_New_Space Heating_Natural Gas_Unit Heater_E2_Baseline Forecast | Industrial | Other Industrial | New | Space Heating | Natural Gas | Unit Heater | E2 |  | Baseline Forecast | 0 | 0 | 0 | 0 | 0 | 0 | 0 | 0 | 0 | 0 | 0 | 0 | 0 | 0 | 0 | 0 | 0 | 0 | 0 | 0 | 0 | 0 | 0 | 0 | 0 | 0 | 0 | 0 | 0 | 0 | 0 | 0 | 0
Industrial_Other Industrial_New_Space Heating_Natural Gas_Unit Heater_E3_Baseline Forecast | Industrial | Other Industrial | New | Space Heating | Natural Gas | Unit Heater | E3 |  | Baseline Forecast | 0 | 0 | 0 | 0 | 0 | 0 | 0 | 0 | 0 | 0 | 0 | 0 | 0 | 0 | 0 | 0 | 0 | 0 | 0 | 0 | 0 | 0 | 0 | 0 | 0 | 0 | 0 | 0 | 0 | 0 | 0 | 0 | 0
Industrial_Other Industrial_New_Space Heating_Natural Gas_Unit Heater_E4_Baseline Forecast | Industrial | Other Industrial | New | Space Heating | Natural Gas | Unit Heater | E4 |  | Baseline Forecast | 0 | 0 | 0 | 0 | 0 | 0 | 0 | 0 | 0 | 0 | 0 | 0 | 0 | 0 | 0 | 0 | 0 | 0 | 0 | 0 | 0 | 0 | 0 | 0 | 0 | 0 | 0 | 0 | 0 | 0 | 0 | 0 | 0
Industrial_Other Industrial_New_Space Heating_Natural Gas_Unit Heater_E5_Baseline Forecast | Industrial | Other Industrial | New | Space Heating | Natural Gas | Unit Heater | E5 |  | Baseline Forecast | 0 | 0 | 0 | 0 | 0 | 0 | 0 | 0 | 0 | 0 | 0 | 0 | 0 | 0 | 0 | 0 | 0 | 0 | 0 | 0 | 0 | 0 | 0 | 0 | 0 | 0 | 0 | 0 | 0 | 0 | 0 | 0 | 0
Industrial_Other Industrial_New_Space Heating_Natural Gas_Unit Heater_E6_Baseline Forecast | Industrial | Other Industrial | New | Space Heating | Natural Gas | Unit Heater | E6 |  | Baseline Forecast | 0 | 0 | 0 | 0 | 0 | 0 | 0 | 0 | 0 | 0 | 0 | 0 | 0 | 0 | 0 | 0 | 0 | 0 | 0 | 0 | 0 | 0 | 0 | 0 | 0 | 0 | 0 | 0 | 0 | 0 | 0 | 0 | 0
Industrial_Other Industrial_New_Space Heating_Natural Gas_Unit Heater_E7_Baseline Forecast | Industrial | Other Industrial | New | Space Heating | Natural Gas | Unit Heater | E7 |  | Baseline Forecast | 0 | 0 | 0 | 0 | 0 | 0 | 0 | 0 | 0 | 0 | 0 | 0 | 0 | 0 | 0 | 0 | 0 | 0 | 0 | 0 | 0 | 0 | 0 | 0 | 0 | 0 | 0 | 0 | 0 | 0 | 0 | 0 | 0
Industrial_Other Industrial_New_Space Heating_Natural Gas_Unit Heater_E8_Baseline Forecast | Industrial | Other Industrial | New | Space Heating | Natural Gas | Unit Heater | E8 |  | Baseline Forecast | 0 | 0 | 0 | 0 | 0 | 0 | 0 | 0 | 0 | 0 | 0 | 0 | 0 | 0 | 0 | 0 | 0 | 0 | 0 | 0 | 0 | 0 | 0 | 0 | 0 | 0 | 0 | 0 | 0 | 0 | 0 | 0 | 0
Industrial_Other Industrial_New_Space Heating_Natural Gas_Unit Heater_E9_Baseline Forecast | Industrial | Other Industrial | New | Space Heating | Natural Gas | Unit Heater | E9 |  | Baseline Forecast | 0 | 0 | 0 | 0 | 0 | 0 | 0 | 0 | 0 | 0 | 0 | 0 | 0 | 0 | 0 | 0 | 0 | 0 | 0 | 0 | 0 | 0 | 0 | 0 | 0 | 0 | 0 | 0 | 0 | 0 | 0 | 0 | 0
Industrial_Other Industrial_New_Space Heating_Natural Gas_Unit Heater_E10_Baseline Forecast | Industrial | Other Industrial | New | Space Heating | Natural Gas | Unit Heater | E10 |  | Baseline Forecast | 0 | 0 | 0 | 0 | 0 | 0 | 0 | 0 | 0 | 0 | 0 | 0 | 0 | 0 | 0 | 0 | 0 | 0 | 0 | 0 | 0 | 0 | 0 | 0 | 0 | 0 | 0 | 0 | 0 | 0 | 0 | 0 | 0
Industrial_Other Industrial_New_Process_Natural Gas_Process Heating_E1_Baseline Forecast | Industrial | Other Industrial | New | Process | Natural Gas | Process Heating | E1 |  | Baseline Forecast | 0 | 0 | 0 | 0 | 0 | 0 | 0 | 0 | 0 | 0 | 0 | 0 | 0 | 0 | 0 | 0 | 0 | 0 | 0 | 0 | 0 | 0 | 0 | 0 | 0 | 0 | 0 | 0 | 0 | 0 | 0 | 0 | 0
Industrial_Other Industrial_New_Process_Natural Gas_Process Heating_E2_Baseline Forecast | Industrial | Other Industrial | New | Process | Natural Gas | Process Heating | E2 |  | Baseline Forecast | 0 | 0 | 0 | 0 | 0 | 0 | 0 | 0 | 0 | 0 | 0 | 0 | 0 | 0 | 0 | 0 | 0 | 0 | 0 | 0 | 0 | 0 | 0 | 0 | 0 | 0 | 0 | 0 | 0 | 0 | 0 | 0 | 0
Industrial_Other Industrial_New_Process_Natural Gas_Process Heating_E3_Baseline Forecast | Industrial | Other Industrial | New | Process | Natural Gas | Process Heating | E3 |  | Baseline Forecast | 0 | 0 | 0 | 0 | 0 | 0 | 0 | 0 | 0 | 0 | 0 | 0 | 0 | 0 | 0 | 0 | 0 | 0 | 0 | 0 | 0 | 0 | 0 | 0 | 0 | 0 | 0 | 0 | 0 | 0 | 0 | 0 | 0
Industrial_Other Industrial_New_Process_Natural Gas_Process Heating_E4_Baseline Forecast | Industrial | Other Industrial | New | Process | Natural Gas | Process Heating | E4 |  | Baseline Forecast | 0 | 0 | 0 | 0 | 0 | 0 | 0 | 0 | 0 | 0 | 0 | 0 | 0 | 0 | 0 | 0 | 0 | 0 | 0 | 0 | 0 | 0 | 0 | 0 | 0 | 0 | 0 | 0 | 0 | 0 | 0 | 0 | 0
Industrial_Other Industrial_New_Process_Natural Gas_Process Heating_E5_Baseline Forecast | Industrial | Other Industrial | New | Process | Natural Gas | Process Heating | E5 |  | Baseline Forecast | 0 | 0 | 0 | 0 | 0 | 0 | 0 | 0 | 0 | 0 | 0 | 0 | 0 | 0 | 0 | 0 | 0 | 0 | 0 | 0 | 0 | 0 | 0 | 0 | 0 | 0 | 0 | 0 | 0 | 0 | 0 | 0 | 0
Industrial_Other Industrial_New_Process_Natural Gas_Process Heating_E6_Baseline Forecast | Industrial | Other Industrial | New | Process | Natural Gas | Process Heating | E6 |  | Baseline Forecast | 0 | 0 | 0 | 0 | 0 | 0 | 0 | 0 | 0 | 0 | 0 | 0 | 0 | 0 | 0 | 0 | 0 | 0 | 0 | 0 | 0 | 0 | 0 | 0 | 0 | 0 | 0 | 0 | 0 | 0 | 0 | 0 | 0
Industrial_Other Industrial_New_Process_Natural Gas_Process Heating_E7_Baseline Forecast | Industrial | Other Industrial | New | Process | Natural Gas | Process Heating | E7 |  | Baseline Forecast | 0 | 0 | 0 | 0 | 0 | 0 | 0 | 0 | 0 | 0 | 0 | 0 | 0 | 0 | 0 | 0 | 0 | 0 | 0 | 0 | 0 | 0 | 0 | 0 | 0 | 0 | 0 | 0 | 0 | 0 | 0 | 0 | 0
Industrial_Other Industrial_New_Process_Natural Gas_Process Heating_E8_Baseline Forecast | Industrial | Other Industrial | New | Process | Natural Gas | Process Heating | E8 |  | Baseline Forecast | 0 | 0 | 0 | 0 | 0 | 0 | 0 | 0 | 0 | 0 | 0 | 0 | 0 | 0 | 0 | 0 | 0 | 0 | 0 | 0 | 0 | 0 | 0 | 0 | 0 | 0 | 0 | 0 | 0 | 0 | 0 | 0 | 0
Industrial_Other Industrial_New_Process_Natural Gas_Process Heating_E9_Baseline Forecast | Industrial | Other Industrial | New | Process | Natural Gas | Process Heating | E9 |  | Baseline Forecast | 0 | 0 | 0 | 0 | 0 | 0 | 0 | 0 | 0 | 0 | 0 | 0 | 0 | 0 | 0 | 0 | 0 | 0 | 0 | 0 | 0 | 0 | 0 | 0 | 0 | 0 | 0 | 0 | 0 | 0 | 0 | 0 | 0
Industrial_Other Industrial_New_Process_Natural Gas_Process Heating_E10_Baseline Forecast | Industrial | Other Industrial | New | Process | Natural Gas | Process Heating | E10 |  | Baseline Forecast | 0 | 0 | 0 | 0 | 0 | 0 | 0 | 0 | 0 | 0 | 0 | 0 | 0 | 0 | 0 | 0 | 0 | 0 | 0 | 0 | 0 | 0 | 0 | 0 | 0 | 0 | 0 | 0 | 0 | 0 | 0 | 0 | 0
Industrial_Other Industrial_New_Process_Natural Gas_Process Boiler_E1_Baseline Forecast | Industrial | Other Industrial | New | Process | Natural Gas | Process Boiler | E1 |  | Baseline Forecast | 0 | 0 | 0 | 0 | 0 | 0 | 0 | 0 | 0 | 0 | 0 | 0 | 0 | 0 | 0 | 0 | 0 | 0 | 0 | 0 | 0 | 0 | 0 | 0 | 0 | 0 | 0 | 0 | 0 | 0 | 0 | 0 | 0
Industrial_Other Industrial_New_Process_Natural Gas_Process Boiler_E2_Baseline Forecast | Industrial | Other Industrial | New | Process | Natural Gas | Process Boiler | E2 |  | Baseline Forecast | 0 | 0 | 0 | 0 | 0 | 0 | 0 | 0 | 0 | 0 | 0 | 0 | 0 | 0 | 0 | 0 | 0 | 0 | 0 | 0 | 0 | 0 | 0 | 0 | 0 | 0 | 0 | 0 | 0 | 0 | 0 | 0 | 0
Industrial_Other Industrial_New_Process_Natural Gas_Process Boiler_E3_Baseline Forecast | Industrial | Other Industrial | New | Process | Natural Gas | Process Boiler | E3 |  | Baseline Forecast | 0 | 0 | 0 | 0 | 0 | 0 | 0 | 0 | 0 | 0 | 0 | 0 | 0 | 0 | 0 | 0 | 0 | 0 | 0 | 0 | 0 | 0 | 0 | 0 | 0 | 0 | 0 | 0 | 0 | 0 | 0 | 0 | 0
Industrial_Other Industrial_New_Process_Natural Gas_Process Boiler_E4_Baseline Forecast | Industrial | Other Industrial | New | Process | Natural Gas | Process Boiler | E4 |  | Baseline Forecast | 0 | 0 | 0 | 0 | 0 | 0 | 0 | 0 | 0 | 0 | 0 | 0 | 0 | 0 | 0 | 0 | 0 | 0 | 0 | 0 | 0 | 0 | 0 | 0 | 0 | 0 | 0 | 0 | 0 | 0 | 0 | 0 | 0
Industrial_Other Industrial_New_Process_Natural Gas_Process Boiler_E5_Baseline Forecast | Industrial | Other Industrial | New | Process | Natural Gas | Process Boiler | E5 |  | Baseline Forecast | 0 | 0 | 0 | 0 | 0 | 0 | 0 | 0 | 0 | 0 | 0 | 0 | 0 | 0 | 0 | 0 | 0 | 0 | 0 | 0 | 0 | 0 | 0 | 0 | 0 | 0 | 0 | 0 | 0 | 0 | 0 | 0 | 0
Industrial_Other Industrial_New_Process_Natural Gas_Process Boiler_E6_Baseline Forecast | Industrial | Other Industrial | New | Process | Natural Gas | Process Boiler | E6 |  | Baseline Forecast | 0 | 0 | 0 | 0 | 0 | 0 | 0 | 0 | 0 | 0 | 0 | 0 | 0 | 0 | 0 | 0 | 0 | 0 | 0 | 0 | 0 | 0 | 0 | 0 | 0 | 0 | 0 | 0 | 0 | 0 | 0 | 0 | 0
Industrial_Other Industrial_New_Process_Natural Gas_Process Boiler_E7_Baseline Forecast | Industrial | Other Industrial | New | Process | Natural Gas | Process Boiler | E7 |  | Baseline Forecast | 0 | 0 | 0 | 0 | 0 | 0 | 0 | 0 | 0 | 0 | 0 | 0 | 0 | 0 | 0 | 0 | 0 | 0 | 0 | 0 | 0 | 0 | 0 | 0 | 0 | 0 | 0 | 0 | 0 | 0 | 0 | 0 | 0
Industrial_Other Industrial_New_Process_Natural Gas_Process Boiler_E8_Baseline Forecast | Industrial | Other Industrial | New | Process | Natural Gas | Process Boiler | E8 |  | Baseline Forecast | 0 | 0 | 0 | 0 | 0 | 0 | 0 | 0 | 0 | 0 | 0 | 0 | 0 | 0 | 0 | 0 | 0 | 0 | 0 | 0 | 0 | 0 | 0 | 0 | 0 | 0 | 0 | 0 | 0 | 0 | 0 | 0 | 0
Industrial_Other Industrial_New_Process_Natural Gas_Process Boiler_E9_Baseline Forecast | Industrial | Other Industrial | New | Process | Natural Gas | Process Boiler | E9 |  | Baseline Forecast | 0 | 0 | 0 | 0 | 0 | 0 | 0 | 0 | 0 | 0 | 0 | 0 | 0 | 0 | 0 | 0 | 0 | 0 | 0 | 0 | 0 | 0 | 0 | 0 | 0 | 0 | 0 | 0 | 0 | 0 | 0 | 0 | 0
Industrial_Other Industrial_New_Process_Natural Gas_Process Boiler_E10_Baseline Forecast | Industrial | Other Industrial | New | Process | Natural Gas | Process Boiler | E10 |  | Baseline Forecast | 0 | 0 | 0 | 0 | 0 | 0 | 0 | 0 | 0 | 0 | 0 | 0 | 0 | 0 | 0 | 0 | 0 | 0 | 0 | 0 | 0 | 0 | 0 | 0 | 0 | 0 | 0 | 0 | 0 | 0 | 0 | 0 | 0
Industrial_Other Industrial_New_Process_Natural Gas_Process Cooling_E1_Baseline Forecast | Industrial | Other Industrial | New | Process | Natural Gas | Process Cooling | E1 |  | Baseline Forecast | 0 | 0 | 0 | 0 | 0 | 0 | 0 | 0 | 0 | 0 | 0 | 0 | 0 | 0 | 0 | 0 | 0 | 0 | 0 | 0 | 0 | 0 | 0 | 0 | 0 | 0 | 0 | 0 | 0 | 0 | 0 | 0 | 0
Industrial_Other Industrial_New_Process_Natural Gas_Process Cooling_E2_Baseline Forecast | Industrial | Other Industrial | New | Process | Natural Gas | Process Cooling | E2 |  | Baseline Forecast | 0 | 0 | 0 | 0 | 0 | 0 | 0 | 0 | 0 | 0 | 0 | 0 | 0 | 0 | 0 | 0 | 0 | 0 | 0 | 0 | 0 | 0 | 0 | 0 | 0 | 0 | 0 | 0 | 0 | 0 | 0 | 0 | 0
Industrial_Other Industrial_New_Process_Natural Gas_Process Cooling_E3_Baseline Forecast | Industrial | Other Industrial | New | Process | Natural Gas | Process Cooling | E3 |  | Baseline Forecast | 0 | 0 | 0 | 0 | 0 | 0 | 0 | 0 | 0 | 0 | 0 | 0 | 0 | 0 | 0 | 0 | 0 | 0 | 0 | 0 | 0 | 0 | 0 | 0 | 0 | 0 | 0 | 0 | 0 | 0 | 0 | 0 | 0
Industrial_Other Industrial_New_Process_Natural Gas_Process Cooling_E4_Baseline Forecast | Industrial | Other Industrial | New | Process | Natural Gas | Process Cooling | E4 |  | Baseline Forecast | 0 | 0 | 0 | 0 | 0 | 0 | 0 | 0 | 0 | 0 | 0 | 0 | 0 | 0 | 0 | 0 | 0 | 0 | 0 | 0 | 0 | 0 | 0 | 0 | 0 | 0 | 0 | 0 | 0 | 0 | 0 | 0 | 0
Industrial_Other Industrial_New_Process_Natural Gas_Process Cooling_E5_Baseline Forecast | Industrial | Other Industrial | New | Process | Natural Gas | Process Cooling | E5 |  | Baseline Forecast | 0 | 0 | 0 | 0 | 0 | 0 | 0 | 0 | 0 | 0 | 0 | 0 | 0 | 0 | 0 | 0 | 0 | 0 | 0 | 0 | 0 | 0 | 0 | 0 | 0 | 0 | 0 | 0 | 0 | 0 | 0 | 0 | 0
Industrial_Other Industrial_New_Process_Natural Gas_Process Cooling_E6_Baseline Forecast | Industrial | Other Industrial | New | Process | Natural Gas | Process Cooling | E6 |  | Baseline Forecast | 0 | 0 | 0 | 0 | 0 | 0 | 0 | 0 | 0 | 0 | 0 | 0 | 0 | 0 | 0 | 0 | 0 | 0 | 0 | 0 | 0 | 0 | 0 | 0 | 0 | 0 | 0 | 0 | 0 | 0 | 0 | 0 | 0
Industrial_Other Industrial_New_Process_Natural Gas_Process Cooling_E7_Baseline Forecast | Industrial | Other Industrial | New | Process | Natural Gas | Process Cooling | E7 |  | Baseline Forecast | 0 | 0 | 0 | 0 | 0 | 0 | 0 | 0 | 0 | 0 | 0 | 0 | 0 | 0 | 0 | 0 | 0 | 0 | 0 | 0 | 0 | 0 | 0 | 0 | 0 | 0 | 0 | 0 | 0 | 0 | 0 | 0 | 0
Industrial_Other Industrial_New_Process_Natural Gas_Process Cooling_E8_Baseline Forecast | Industrial | Other Industrial | New | Process | Natural Gas | Process Cooling | E8 |  | Baseline Forecast | 0 | 0 | 0 | 0 | 0 | 0 | 0 | 0 | 0 | 0 | 0 | 0 | 0 | 0 | 0 | 0 | 0 | 0 | 0 | 0 | 0 | 0 | 0 | 0 | 0 | 0 | 0 | 0 | 0 | 0 | 0 | 0 | 0
Industrial_Other Industrial_New_Process_Natural Gas_Process Cooling_E9_Baseline Forecast | Industrial | Other Industrial | New | Process | Natural Gas | Process Cooling | E9 |  | Baseline Forecast | 0 | 0 | 0 | 0 | 0 | 0 | 0 | 0 | 0 | 0 | 0 | 0 | 0 | 0 | 0 | 0 | 0 | 0 | 0 | 0 | 0 | 0 | 0 | 0 | 0 | 0 | 0 | 0 | 0 | 0 | 0 | 0 | 0
Industrial_Other Industrial_New_Process_Natural Gas_Process Cooling_E10_Baseline Forecast | Industrial | Other Industrial | New | Process | Natural Gas | Process Cooling | E10 |  | Baseline Forecast | 0 | 0 | 0 | 0 | 0 | 0 | 0 | 0 | 0 | 0 | 0 | 0 | 0 | 0 | 0 | 0 | 0 | 0 | 0 | 0 | 0 | 0 | 0 | 0 | 0 | 0 | 0 | 0 | 0 | 0 | 0 | 0 | 0
Industrial_Other Industrial_New_Process_Natural Gas_Other Process_E1_Baseline Forecast | Industrial | Other Industrial | New | Process | Natural Gas | Other Process | E1 |  | Baseline Forecast | 0 | 0 | 0 | 0 | 0 | 0 | 0 | 0 | 0 | 0 | 0 | 0 | 0 | 0 | 0 | 0 | 0 | 0 | 0 | 0 | 0 | 0 | 0 | 0 | 0 | 0 | 0 | 0 | 0 | 0 | 0 | 0 | 0
Industrial_Other Industrial_New_Process_Natural Gas_Other Process_E2_Baseline Forecast | Industrial | Other Industrial | New | Process | Natural Gas | Other Process | E2 |  | Baseline Forecast | 0 | 0 | 0 | 0 | 0 | 0 | 0 | 0 | 0 | 0 | 0 | 0 | 0 | 0 | 0 | 0 | 0 | 0 | 0 | 0 | 0 | 0 | 0 | 0 | 0 | 0 | 0 | 0 | 0 | 0 | 0 | 0 | 0
Industrial_Other Industrial_New_Process_Natural Gas_Other Process_E3_Baseline Forecast | Industrial | Other Industrial | New | Process | Natural Gas | Other Process | E3 |  | Baseline Forecast | 0 | 0 | 0 | 0 | 0 | 0 | 0 | 0 | 0 | 0 | 0 | 0 | 0 | 0 | 0 | 0 | 0 | 0 | 0 | 0 | 0 | 0 | 0 | 0 | 0 | 0 | 0 | 0 | 0 | 0 | 0 | 0 | 0
Industrial_Other Industrial_New_Process_Natural Gas_Other Process_E4_Baseline Forecast | Industrial | Other Industrial | New | Process | Natural Gas | Other Process | E4 |  | Baseline Forecast | 0 | 0 | 0 | 0 | 0 | 0 | 0 | 0 | 0 | 0 | 0 | 0 | 0 | 0 | 0 | 0 | 0 | 0 | 0 | 0 | 0 | 0 | 0 | 0 | 0 | 0 | 0 | 0 | 0 | 0 | 0 | 0 | 0
Industrial_Other Industrial_New_Process_Natural Gas_Other Process_E5_Baseline Forecast | Industrial | Other Industrial | New | Process | Natural Gas | Other Process | E5 |  | Baseline Forecast | 0 | 0 | 0 | 0 | 0 | 0 | 0 | 0 | 0 | 0 | 0 | 0 | 0 | 0 | 0 | 0 | 0 | 0 | 0 | 0 | 0 | 0 | 0 | 0 | 0 | 0 | 0 | 0 | 0 | 0 | 0 | 0 | 0
Industrial_Other Industrial_New_Process_Natural Gas_Other Process_E6_Baseline Forecast | Industrial | Other Industrial | New | Process | Natural Gas | Other Process | E6 |  | Baseline Forecast | 0 | 0 | 0 | 0 | 0 | 0 | 0 | 0 | 0 | 0 | 0 | 0 | 0 | 0 | 0 | 0 | 0 | 0 | 0 | 0 | 0 | 0 | 0 | 0 | 0 | 0 | 0 | 0 | 0 | 0 | 0 | 0 | 0
Industrial_Other Industrial_New_Process_Natural Gas_Other Process_E7_Baseline Forecast | Industrial | Other Industrial | New | Process | Natural Gas | Other Process | E7 |  | Baseline Forecast | 0 | 0 | 0 | 0 | 0 | 0 | 0 | 0 | 0 | 0 | 0 | 0 | 0 | 0 | 0 | 0 | 0 | 0 | 0 | 0 | 0 | 0 | 0 | 0 | 0 | 0 | 0 | 0 | 0 | 0 | 0 | 0 | 0
Industrial_Other Industrial_New_Process_Natural Gas_Other Process_E8_Baseline Forecast | Industrial | Other Industrial | New | Process | Natural Gas | Other Process | E8 |  | Baseline Forecast | 0 | 0 | 0 | 0 | 0 | 0 | 0 | 0 | 0 | 0 | 0 | 0 | 0 | 0 | 0 | 0 | 0 | 0 | 0 | 0 | 0 | 0 | 0 | 0 | 0 | 0 | 0 | 0 | 0 | 0 | 0 | 0 | 0
Industrial_Other Industrial_New_Process_Natural Gas_Other Process_E9_Baseline Forecast | Industrial | Other Industrial | New | Process | Natural Gas | Other Process | E9 |  | Baseline Forecast | 0 | 0 | 0 | 0 | 0 | 0 | 0 | 0 | 0 | 0 | 0 | 0 | 0 | 0 | 0 | 0 | 0 | 0 | 0 | 0 | 0 | 0 | 0 | 0 | 0 | 0 | 0 | 0 | 0 | 0 | 0 | 0 | 0
Industrial_Other Industrial_New_Process_Natural Gas_Other Process_E10_Baseline Forecast | Industrial | Other Industrial | New | Process | Natural Gas | Other Process | E10 |  | Baseline Forecast | 0 | 0 | 0 | 0 | 0 | 0 | 0 | 0 | 0 | 0 | 0 | 0 | 0 | 0 | 0 | 0 | 0 | 0 | 0 | 0 | 0 | 0 | 0 | 0 | 0 | 0 | 0 | 0 | 0 | 0 | 0 | 0 | 0
Industrial_Other Industrial_New_Miscellaneous_Natural Gas_Miscellaneous_E1_Baseline Forecast | Industrial | Other Industrial | New | Miscellaneous | Natural Gas | Miscellaneous | E1 |  | Baseline Forecast | 0 | 0 | 0 | 0 | 0 | 0 | 0 | 0 | 0 | 0 | 0 | 0 | 0 | 0 | 0 | 0 | 0 | 0 | 0 | 0 | 0 | 0 | 0 | 0 | 0 | 0 | 0 | 0 | 0 | 0 | 0 | 0 | 0
Industrial_Other Industrial_New_Miscellaneous_Natural Gas_Miscellaneous_E2_Baseline Forecast | Industrial | Other Industrial | New | Miscellaneous | Natural Gas | Miscellaneous | E2 |  | Baseline Forecast | 0 | 0 | 0 | 0 | 0 | 0 | 0 | 0 | 0 | 0 | 0 | 0 | 0 | 0 | 0 | 0 | 0 | 0 | 0 | 0 | 0 | 0 | 0 | 0 | 0 | 0 | 0 | 0 | 0 | 0 | 0 | 0 | 0
Industrial_Other Industrial_New_Miscellaneous_Natural Gas_Miscellaneous_E3_Baseline Forecast | Industrial | Other Industrial | New | Miscellaneous | Natural Gas | Miscellaneous | E3 |  | Baseline Forecast | 0 | 0 | 0 | 0 | 0 | 0 | 0 | 0 | 0 | 0 | 0 | 0 | 0 | 0 | 0 | 0 | 0 | 0 | 0 | 0 | 0 | 0 | 0 | 0 | 0 | 0 | 0 | 0 | 0 | 0 | 0 | 0 | 0
Industrial_Other Industrial_New_Miscellaneous_Natural Gas_Miscellaneous_E4_Baseline Forecast | Industrial | Other Industrial | New | Miscellaneous | Natural Gas | Miscellaneous | E4 |  | Baseline Forecast | 0 | 0 | 0 | 0 | 0 | 0 | 0 | 0 | 0 | 0 | 0 | 0 | 0 | 0 | 0 | 0 | 0 | 0 | 0 | 0 | 0 | 0 | 0 | 0 | 0 | 0 | 0 | 0 | 0 | 0 | 0 | 0 | 0
Industrial_Other Industrial_New_Miscellaneous_Natural Gas_Miscellaneous_E5_Baseline Forecast | Industrial | Other Industrial | New | Miscellaneous | Natural Gas | Miscellaneous | E5 |  | Baseline Forecast | 0 | 0 | 0 | 0 | 0 | 0 | 0 | 0 | 0 | 0 | 0 | 0 | 0 | 0 | 0 | 0 | 0 | 0 | 0 | 0 | 0 | 0 | 0 | 0 | 0 | 0 | 0 | 0 | 0 | 0 | 0 | 0 | 0
Industrial_Other Industrial_New_Miscellaneous_Natural Gas_Miscellaneous_E6_Baseline Forecast | Industrial | Other Industrial | New | Miscellaneous | Natural Gas | Miscellaneous | E6 |  | Baseline Forecast | 0 | 0 | 0 | 0 | 0 | 0 | 0 | 0 | 0 | 0 | 0 | 0 | 0 | 0 | 0 | 0 | 0 | 0 | 0 | 0 | 0 | 0 | 0 | 0 | 0 | 0 | 0 | 0 | 0 | 0 | 0 | 0 | 0
Industrial_Other Industrial_New_Miscellaneous_Natural Gas_Miscellaneous_E7_Baseline Forecast | Industrial | Other Industrial | New | Miscellaneous | Natural Gas | Miscellaneous | E7 |  | Baseline Forecast | 0 | 0 | 0 | 0 | 0 | 0 | 0 | 0 | 0 | 0 | 0 | 0 | 0 | 0 | 0 | 0 | 0 | 0 | 0 | 0 | 0 | 0 | 0 | 0 | 0 | 0 | 0 | 0 | 0 | 0 | 0 | 0 | 0
Industrial_Other Industrial_New_Miscellaneous_Natural Gas_Miscellaneous_E8_Baseline Forecast | Industrial | Other Industrial | New | Miscellaneous | Natural Gas | Miscellaneous | E8 |  | Baseline Forecast | 0 | 0 | 0 | 0 | 0 | 0 | 0 | 0 | 0 | 0 | 0 | 0 | 0 | 0 | 0 | 0 | 0 | 0 | 0 | 0 | 0 | 0 | 0 | 0 | 0 | 0 | 0 | 0 | 0 | 0 | 0 | 0 | 0
Industrial_Other Industrial_New_Miscellaneous_Natural Gas_Miscellaneous_E9_Baseline Forecast | Industrial | Other Industrial | New | Miscellaneous | Natural Gas | Miscellaneous | E9 |  | Baseline Forecast | 0 | 0 | 0 | 0 | 0 | 0 | 0 | 0 | 0 | 0 | 0 | 0 | 0 | 0 | 0 | 0 | 0 | 0 | 0 | 0 | 0 | 0 | 0 | 0 | 0 | 0 | 0 | 0 | 0 | 0 | 0 | 0 | 0
Industrial_Other Industrial_New_Miscellaneous_Natural Gas_Miscellaneous_E10_Baseline Forecast | Industrial | Other Industrial | New | Miscellaneous | Natural Gas | Miscellaneous | E10 |  | Baseline Forecast | 0 | 0 | 0 | 0 | 0 | 0 | 0 | 0 | 0 | 0 | 0 | 0 | 0 | 0 | 0 | 0 | 0 | 0 | 0 | 0 | 0 | 0 | 0 | 0 | 0 | 0 | 0 | 0 | 0 | 0 | 0 | 0 | 0

## Equipment Stock
Key | Sector | Segment | Vintage | End Use | Fuel | Technology | Equipment | Label | Case | 2019 | 2020 | 2021 | 2022 | 2023 | 2024 | 2025 | 2026 | 2027 | 2028 | 2029 | 2030 | 2031 | 2032 | 2033 | 2034 | 2035 | 2036 | 2037 | 2038 | 2039 | 2040 | 2041 | 2042 | 2043 | 2044 | 2045 | 2046 | 2047 | 2048 | 2049 | 2050 | 2051 | 2052 | 2053 | 2054 | 2055 | 2056 | 2057 | 2058 | 2059 | 2060 | 2061 | 2062 | 2063 | 2064 | 2065 | 2066 | 2067 | 2068 | 2069
Industrial_Industrial - Firm_Existing_Space Heating_Natural Gas_Furnace_E1_Baseline Forecast | Industrial | Industrial - Firm | Existing | Space Heating | Natural Gas | Furnace | E1 |  | Baseline Forecast | 0 | 13.1785 | 27.0648 | 41.5228 | 56.4307 | 71.6799 | 87.1736 | 102.8258 | 118.5601 | 134.309 | 150.0126 | 165.6184 | 181.0801 | 196.3575 | 211.4152 | 226.2228 | 240.754 | 254.9865 | 268.9011 | 280.8759 | 291.102 | 299.7529 | 306.9855 | 312.9422 | 317.7518 | 321.531 | 324.3856 | 326.4113 | 327.6948 | 328.3145 | 328.3415 | 327.84 | 326.8681
Industrial_Industrial - Firm_Existing_Space Heating_Natural Gas_Furnace_E2_Baseline Forecast | Industrial | Industrial - Firm | Existing | Space Heating | Natural Gas | Furnace | E2 |  | Baseline Forecast | 0 | 0 | 0 | 0 | 0 | 0 | 0 | 0 | 0 | 0 | 0 | 0 | 0 | 0 | 0 | 0 | 0 | 0 | 0 | 0 | 0 | 0 | 0 | 0 | 0 | 0 | 0 | 0 | 0 | 0 | 0 | 0 | 0
Industrial_Industrial - Firm_Existing_Space Heating_Natural Gas_Furnace_E3_Baseline Forecast | Industrial | Industrial - Firm | Existing | Space Heating | Natural Gas | Furnace | E3 |  | Baseline Forecast | 0 | 0 | 0 | 0 | 0 | 0 | 0 | 0 | 0 | 0 | 0 | 0 | 0 | 0 | 0 | 0 | 0 | 0 | 0 | 0 | 0 | 0 | 0 | 0 | 0 | 0 | 0 | 0 | 0 | 0 | 0 | 0 | 0
Industrial_Industrial - Firm_Existing_Space Heating_Natural Gas_Furnace_E4_Baseline Forecast | Industrial | Industrial - Firm | Existing | Space Heating | Natural Gas | Furnace | E4 |  | Baseline Forecast | 0 | 0 | 0 | 0 | 0 | 0 | 0 | 0 | 0 | 0 | 0 | 0 | 0 | 0 | 0 | 0 | 0 | 0 | 0 | 0 | 0 | 0 | 0 | 0 | 0 | 0 | 0 | 0 | 0 | 0 | 0 | 0 | 0
Industrial_Industrial - Firm_Existing_Space Heating_Natural Gas_Furnace_E5_Baseline Forecast | Industrial | Industrial - Firm | Existing | Space Heating | Natural Gas | Furnace | E5 |  | Baseline Forecast | 0 | 0 | 0 | 0 | 0 | 0 | 0 | 0 | 0 | 0 | 0 | 0 | 0 | 0 | 0 | 0 | 0 | 0 | 0 | 0 | 0 | 0 | 0 | 0 | 0 | 0 | 0 | 0 | 0 | 0 | 0 | 0 | 0
Industrial_Industrial - Firm_Existing_Space Heating_Natural Gas_Furnace_E6_Baseline Forecast | Industrial | Industrial - Firm | Existing | Space Heating | Natural Gas | Furnace | E6 |  | Baseline Forecast | 0 | 0 | 0 | 0 | 0 | 0 | 0 | 0 | 0 | 0 | 0 | 0 | 0 | 0 | 0 | 0 | 0 | 0 | 0 | 0 | 0 | 0 | 0 | 0 | 0 | 0 | 0 | 0 | 0 | 0 | 0 | 0 | 0
Industrial_Industrial - Firm_Existing_Space Heating_Natural Gas_Furnace_E7_Baseline Forecast | Industrial | Industrial - Firm | Existing | Space Heating | Natural Gas | Furnace | E7 |  | Baseline Forecast | 0 | 0 | 0 | 0 | 0 | 0 | 0 | 0 | 0 | 0 | 0 | 0 | 0 | 0 | 0 | 0 | 0 | 0 | 0 | 0 | 0 | 0 | 0 | 0 | 0 | 0 | 0 | 0 | 0 | 0 | 0 | 0 | 0
Industrial_Industrial - Firm_Existing_Space Heating_Natural Gas_Furnace_E8_Baseline Forecast | Industrial | Industrial - Firm | Existing | Space Heating | Natural Gas | Furnace | E8 |  | Baseline Forecast | 0 | 0 | 0 | 0 | 0 | 0 | 0 | 0 | 0 | 0 | 0 | 0 | 0 | 0 | 0 | 0 | 0 | 0 | 0 | 0 | 0 | 0 | 0 | 0 | 0 | 0 | 0 | 0 | 0 | 0 | 0 | 0 | 0
Industrial_Industrial - Firm_Existing_Space Heating_Natural Gas_Furnace_E9_Baseline Forecast | Industrial | Industrial - Firm | Existing | Space Heating | Natural Gas | Furnace | E9 |  | Baseline Forecast | 0 | 0 | 0 | 0 | 0 | 0 | 0 | 0 | 0 | 0 | 0 | 0 | 0 | 0 | 0 | 0 | 0 | 0 | 0 | 0 | 0 | 0 | 0 | 0 | 0 | 0 | 0 | 0 | 0 | 0 | 0 | 0 | 0
Industrial_Industrial - Firm_Existing_Space Heating_Natural Gas_Furnace_E10_Baseline Forecast | Industrial | Industrial - Firm | Existing | Space Heating | Natural Gas | Furnace | E10 |  | Baseline Forecast | 0 | 0 | 0 | 0 | 0 | 0 | 0 | 0 | 0 | 0 | 0 | 0 | 0 | 0 | 0 | 0 | 0 | 0 | 0 | 0 | 0 | 0 | 0 | 0 | 0 | 0 | 0 | 0 | 0 | 0 | 0 | 0 | 0
Industrial_Industrial - Firm_Existing_Space Heating_Natural Gas_Furnace_Vintage_Baseline Forecast | Industrial | Industrial - Firm | Existing | Space Heating | Natural Gas | Furnace | Vintage |  | Baseline Forecast | 668.2494 | 643.5494 | 618.3401 | 592.7545 | 566.9108 | 540.9144 | 514.8587 | 488.8266 | 462.8914 | 437.1175 | 411.5617 | 386.2736 | 361.2965 | 336.6678 | 312.42 | 288.5807 | 265.1736 | 242.2182 | 219.7311 | 199.3317 | 180.8261 | 164.0385 | 148.8095 | 134.9943 | 122.4616 | 111.0925 | 100.7789 | 91.4228 | 82.9352 | 75.2357 | 68.2509 | 61.9146 | 56.1666
Industrial_Industrial - Firm_Existing_Space Heating_Natural Gas_Boiler_E1_Baseline Forecast | Industrial | Industrial - Firm | Existing | Space Heating | Natural Gas | Boiler | E1 |  | Baseline Forecast | 0 | 2.3711 | 4.9147 | 7.597 | 10.3882 | 13.2622 | 16.196 | 19.1694 | 22.1647 | 25.1665 | 28.1614 | 31.1377 | 34.0854 | 36.9958 | 39.8614 | 42.6759 | 45.4341 | 48.1313 | 50.7638 | 53.3288 | 55.8236 | 58.2464 | 60.2666 | 61.9296 | 63.276 | 64.3418 | 65.1594 | 65.7575 | 66.1618 | 66.3952 | 66.4781 | 66.4288 | 66.2634
Industrial_Industrial - Firm_Existing_Space Heating_Natural Gas_Boiler_E2_Baseline Forecast | Industrial | Industrial - Firm | Existing | Space Heating | Natural Gas | Boiler | E2 |  | Baseline Forecast | 0 | 0 | 0 | 0 | 0 | 0 | 0 | 0 | 0 | 0 | 0 | 0 | 0 | 0 | 0 | 0 | 0 | 0 | 0 | 0 | 0 | 0 | 0 | 0 | 0 | 0 | 0 | 0 | 0 | 0 | 0 | 0 | 0
Industrial_Industrial - Firm_Existing_Space Heating_Natural Gas_Boiler_E3_Baseline Forecast | Industrial | Industrial - Firm | Existing | Space Heating | Natural Gas | Boiler | E3 |  | Baseline Forecast | 0 | 0 | 0 | 0 | 0 | 0 | 0 | 0 | 0 | 0 | 0 | 0 | 0 | 0 | 0 | 0 | 0 | 0 | 0 | 0 | 0 | 0 | 0 | 0 | 0 | 0 | 0 | 0 | 0 | 0 | 0 | 0 | 0
Industrial_Industrial - Firm_Existing_Space Heating_Natural Gas_Boiler_E4_Baseline Forecast | Industrial | Industrial - Firm | Existing | Space Heating | Natural Gas | Boiler | E4 |  | Baseline Forecast | 0 | 0 | 0 | 0 | 0 | 0 | 0 | 0 | 0 | 0 | 0 | 0 | 0 | 0 | 0 | 0 | 0 | 0 | 0 | 0 | 0 | 0 | 0 | 0 | 0 | 0 | 0 | 0 | 0 | 0 | 0 | 0 | 0
Industrial_Industrial - Firm_Existing_Space Heating_Natural Gas_Boiler_E5_Baseline Forecast | Industrial | Industrial - Firm | Existing | Space Heating | Natural Gas | Boiler | E5 |  | Baseline Forecast | 0 | 0 | 0 | 0 | 0 | 0 | 0 | 0 | 0 | 0 | 0 | 0 | 0 | 0 | 0 | 0 | 0 | 0 | 0 | 0 | 0 | 0 | 0 | 0 | 0 | 0 | 0 | 0 | 0 | 0 | 0 | 0 | 0
Industrial_Industrial - Firm_Existing_Space Heating_Natural Gas_Boiler_E6_Baseline Forecast | Industrial | Industrial - Firm | Existing | Space Heating | Natural Gas | Boiler | E6 |  | Baseline Forecast | 0 | 0 | 0 | 0 | 0 | 0 | 0 | 0 | 0 | 0 | 0 | 0 | 0 | 0 | 0 | 0 | 0 | 0 | 0 | 0 | 0 | 0 | 0 | 0 | 0 | 0 | 0 | 0 | 0 | 0 | 0 | 0 | 0
Industrial_Industrial - Firm_Existing_Space Heating_Natural Gas_Boiler_E7_Baseline Forecast | Industrial | Industrial - Firm | Existing | Space Heating | Natural Gas | Boiler | E7 |  | Baseline Forecast | 0 | 0 | 0 | 0 | 0 | 0 | 0 | 0 | 0 | 0 | 0 | 0 | 0 | 0 | 0 | 0 | 0 | 0 | 0 | 0 | 0 | 0 | 0 | 0 | 0 | 0 | 0 | 0 | 0 | 0 | 0 | 0 | 0
Industrial_Industrial - Firm_Existing_Space Heating_Natural Gas_Boiler_E8_Baseline Forecast | Industrial | Industrial - Firm | Existing | Space Heating | Natural Gas | Boiler | E8 |  | Baseline Forecast | 0 | 0 | 0 | 0 | 0 | 0 | 0 | 0 | 0 | 0 | 0 | 0 | 0 | 0 | 0 | 0 | 0 | 0 | 0 | 0 | 0 | 0 | 0 | 0 | 0 | 0 | 0 | 0 | 0 | 0 | 0 | 0 | 0
Industrial_Industrial - Firm_Existing_Space Heating_Natural Gas_Boiler_E9_Baseline Forecast | Industrial | Industrial - Firm | Existing | Space Heating | Natural Gas | Boiler | E9 |  | Baseline Forecast | 0 | 0 | 0 | 0 | 0 | 0 | 0 | 0 | 0 | 0 | 0 | 0 | 0 | 0 | 0 | 0 | 0 | 0 | 0 | 0 | 0 | 0 | 0 | 0 | 0 | 0 | 0 | 0 | 0 | 0 | 0 | 0 | 0
Industrial_Industrial - Firm_Existing_Space Heating_Natural Gas_Boiler_E10_Baseline Forecast | Industrial | Industrial - Firm | Existing | Space Heating | Natural Gas | Boiler | E10 |  | Baseline Forecast | 0 | 0 | 0 | 0 | 0 | 0 | 0 | 0 | 0 | 0 | 0 | 0 | 0 | 0 | 0 | 0 | 0 | 0 | 0 | 0 | 0 | 0 | 0 | 0 | 0 | 0 | 0 | 0 | 0 | 0 | 0 | 0 | 0
Industrial_Industrial - Firm_Existing_Space Heating_Natural Gas_Boiler_Vintage_Baseline Forecast | Industrial | Industrial - Firm | Existing | Space Heating | Natural Gas | Boiler | Vintage |  | Baseline Forecast | 132.7001 | 128.0411 | 123.249 | 118.357 | 113.3942 | 108.386 | 103.3548 | 98.3202 | 93.2992 | 88.3067 | 83.3554 | 78.4563 | 73.6191 | 68.8517 | 64.1611 | 59.5531 | 55.0324 | 50.603 | 46.2681 | 42.0303 | 37.8913 | 33.8527 | 30.2446 | 27.0211 | 24.1411 | 21.568 | 19.2693 | 17.2155 | 15.3806 | 13.7413 | 12.2767 | 10.9682 | 9.7992
Industrial_Industrial - Firm_Existing_Space Heating_Natural Gas_Unit Heater_E1_Baseline Forecast | Industrial | Industrial - Firm | Existing | Space Heating | Natural Gas | Unit Heater | E1 |  | Baseline Forecast | 0 | 4.7808 | 10.8062 | 17.7306 | 25.2842 | 33.2571 | 41.486 | 49.8448 | 58.2358 | 66.5844 | 74.8335 | 82.9402 | 88.8981 | 93.1738 | 96.134 | 98.0669 | 99.1988 | 99.7077 | 99.7334 | 99.3856 | 98.7506 | 97.8959 | 96.8747 | 95.7285 | 94.4901 | 93.1849 | 91.833 | 90.4499 | 89.0479 | 87.6363 | 86.2227 | 84.8126 | 83.4105
Industrial_Industrial - Firm_Existing_Space Heating_Natural Gas_Unit Heater_E2_Baseline Forecast | Industrial | Industrial - Firm | Existing | Space Heating | Natural Gas | Unit Heater | E2 |  | Baseline Forecast | 0 | 0 | 0 | 0 | 0 | 0 | 0 | 0 | 0 | 0 | 0 | 0 | 0 | 0 | 0 | 0 | 0 | 0 | 0 | 0 | 0 | 0 | 0 | 0 | 0 | 0 | 0 | 0 | 0 | 0 | 0 | 0 | 0
Industrial_Industrial - Firm_Existing_Space Heating_Natural Gas_Unit Heater_E3_Baseline Forecast | Industrial | Industrial - Firm | Existing | Space Heating | Natural Gas | Unit Heater | E3 |  | Baseline Forecast | 0 | 0 | 0 | 0 | 0 | 0 | 0 | 0 | 0 | 0 | 0 | 0 | 0 | 0 | 0 | 0 | 0 | 0 | 0 | 0 | 0 | 0 | 0 | 0 | 0 | 0 | 0 | 0 | 0 | 0 | 0 | 0 | 0
Industrial_Industrial - Firm_Existing_Space Heating_Natural Gas_Unit Heater_E4_Baseline Forecast | Industrial | Industrial - Firm | Existing | Space Heating | Natural Gas | Unit Heater | E4 |  | Baseline Forecast | 0 | 0 | 0 | 0 | 0 | 0 | 0 | 0 | 0 | 0 | 0 | 0 | 0 | 0 | 0 | 0 | 0 | 0 | 0 | 0 | 0 | 0 | 0 | 0 | 0 | 0 | 0 | 0 | 0 | 0 | 0 | 0 | 0
Industrial_Industrial - Firm_Existing_Space Heating_Natural Gas_Unit Heater_E5_Baseline Forecast | Industrial | Industrial - Firm | Existing | Space Heating | Natural Gas | Unit Heater | E5 |  | Baseline Forecast | 0 | 0 | 0 | 0 | 0 | 0 | 0 | 0 | 0 | 0 | 0 | 0 | 0 | 0 | 0 | 0 | 0 | 0 | 0 | 0 | 0 | 0 | 0 | 0 | 0 | 0 | 0 | 0 | 0 | 0 | 0 | 0 | 0
Industrial_Industrial - Firm_Existing_Space Heating_Natural Gas_Unit Heater_E6_Baseline Forecast | Industrial | Industrial - Firm | Existing | Space Heating | Natural Gas | Unit Heater | E6 |  | Baseline Forecast | 0 | 0 | 0 | 0 | 0 | 0 | 0 | 0 | 0 | 0 | 0 | 0 | 0 | 0 | 0 | 0 | 0 | 0 | 0 | 0 | 0 | 0 | 0 | 0 | 0 | 0 | 0 | 0 | 0 | 0 | 0 | 0 | 0
Industrial_Industrial - Firm_Existing_Space Heating_Natural Gas_Unit Heater_E7_Baseline Forecast | Industrial | Industrial - Firm | Existing | Space Heating | Natural Gas | Unit Heater | E7 |  | Baseline Forecast | 0 | 0 | 0 | 0 | 0 | 0 | 0 | 0 | 0 | 0 | 0 | 0 | 0 | 0 | 0 | 0 | 0 | 0 | 0 | 0 | 0 | 0 | 0 | 0 | 0 | 0 | 0 | 0 | 0 | 0 | 0 | 0 | 0
Industrial_Industrial - Firm_Existing_Space Heating_Natural Gas_Unit Heater_E8_Baseline Forecast | Industrial | Industrial - Firm | Existing | Space Heating | Natural Gas | Unit Heater | E8 |  | Baseline Forecast | 0 | 0 | 0 | 0 | 0 | 0 | 0 | 0 | 0 | 0 | 0 | 0 | 0 | 0 | 0 | 0 | 0 | 0 | 0 | 0 | 0 | 0 | 0 | 0 | 0 | 0 | 0 | 0 | 0 | 0 | 0 | 0 | 0
Industrial_Industrial - Firm_Existing_Space Heating_Natural Gas_Unit Heater_E9_Baseline Forecast | Industrial | Industrial - Firm | Existing | Space Heating | Natural Gas | Unit Heater | E9 |  | Baseline Forecast | 0 | 0 | 0 | 0 | 0 | 0 | 0 | 0 | 0 | 0 | 0 | 0 | 0 | 0 | 0 | 0 | 0 | 0 | 0 | 0 | 0 | 0 | 0 | 0 | 0 | 0 | 0 | 0 | 0 | 0 | 0 | 0 | 0
Industrial_Industrial - Firm_Existing_Space Heating_Natural Gas_Unit Heater_E10_Baseline Forecast | Industrial | Industrial - Firm | Existing | Space Heating | Natural Gas | Unit Heater | E10 |  | Baseline Forecast | 0 | 0 | 0 | 0 | 0 | 0 | 0 | 0 | 0 | 0 | 0 | 0 | 0 | 0 | 0 | 0 | 0 | 0 | 0 | 0 | 0 | 0 | 0 | 0 | 0 | 0 | 0 | 0 | 0 | 0 | 0 | 0 | 0
Industrial_Industrial - Firm_Existing_Space Heating_Natural Gas_Unit Heater_Vintage_Baseline Forecast | Industrial | Industrial - Firm | Existing | Space Heating | Natural Gas | Unit Heater | Vintage |  | Baseline Forecast | 145.9392 | 138.6422 | 130.144 | 120.7895 | 110.8475 | 100.5276 | 89.992 | 79.3664 | 68.7476 | 58.2096 | 47.8088 | 37.5876 | 29.5517 | 23.2337 | 18.2665 | 14.3613 | 11.2909 | 8.877 | 6.9792 | 5.4871 | 4.314 | 3.3917 | 2.6666 | 2.0965 | 1.6483 | 1.2959 | 1.0188 | 0.801 | 0.62975 | 0.49512 | 0.38926 | 0.30604 | 0.24061
Industrial_Industrial - Firm_Existing_Process_Natural Gas_Process Heating_E1_Baseline Forecast | Industrial | Industrial - Firm | Existing | Process | Natural Gas | Process Heating | E1 |  | Baseline Forecast | 0 | 0 | 0 | 0 | 0 | 0 | 0 | 0 | 0 | 0 | 0 | 0 | 0 | 0 | 0 | 0 | 0 | 12.8095 | 36.6216 | 69.8332 | 111.0234 | 158.9337 | 200.7074 | 237.0165 | 268.4608 | 295.576 | 318.8403 | 338.6808 | 355.4786 | 369.5741 | 381.271 | 390.8403 | 398.5241
Industrial_Industrial - Firm_Existing_Process_Natural Gas_Process Heating_E2_Baseline Forecast | Industrial | Industrial - Firm | Existing | Process | Natural Gas | Process Heating | E2 |  | Baseline Forecast | 0 | 0 | 0 | 0 | 0 | 0 | 0 | 0 | 0 | 0 | 0 | 0 | 0 | 0 | 0 | 0 | 0 | 0 | 0 | 0 | 0 | 0 | 0 | 0 | 0 | 0 | 0 | 0 | 0 | 0 | 0 | 0 | 0
Industrial_Industrial - Firm_Existing_Process_Natural Gas_Process Heating_E3_Baseline Forecast | Industrial | Industrial - Firm | Existing | Process | Natural Gas | Process Heating | E3 |  | Baseline Forecast | 0 | 0 | 0 | 0 | 0 | 0 | 0 | 0 | 0 | 0 | 0 | 0 | 0 | 0 | 0 | 0 | 0 | 0 | 0 | 0 | 0 | 0 | 0 | 0 | 0 | 0 | 0 | 0 | 0 | 0 | 0 | 0 | 0
Industrial_Industrial - Firm_Existing_Process_Natural Gas_Process Heating_E4_Baseline Forecast | Industrial | Industrial - Firm | Existing | Process | Natural Gas | Process Heating | E4 |  | Baseline Forecast | 0 | 0 | 0 | 0 | 0 | 0 | 0 | 0 | 0 | 0 | 0 | 0 | 0 | 0 | 0 | 0 | 0 | 0 | 0 | 0 | 0 | 0 | 0 | 0 | 0 | 0 | 0 | 0 | 0 | 0 | 0 | 0 | 0
Industrial_Industrial - Firm_Existing_Process_Natural Gas_Process Heating_E5_Baseline Forecast | Industrial | Industrial - Firm | Existing | Process | Natural Gas | Process Heating | E5 |  | Baseline Forecast | 0 | 0 | 0 | 0 | 0 | 0 | 0 | 0 | 0 | 0 | 0 | 0 | 0 | 0 | 0 | 0 | 0 | 0 | 0 | 0 | 0 | 0 | 0 | 0 | 0 | 0 | 0 | 0 | 0 | 0 | 0 | 0 | 0
Industrial_Industrial - Firm_Existing_Process_Natural Gas_Process Heating_E6_Baseline Forecast | Industrial | Industrial - Firm | Existing | Process | Natural Gas | Process Heating | E6 |  | Baseline Forecast | 0 | 0 | 0 | 0 | 0 | 0 | 0 | 0 | 0 | 0 | 0 | 0 | 0 | 0 | 0 | 0 | 0 | 0 | 0 | 0 | 0 | 0 | 0 | 0 | 0 | 0 | 0 | 0 | 0 | 0 | 0 | 0 | 0
Industrial_Industrial - Firm_Existing_Process_Natural Gas_Process Heating_E7_Baseline Forecast | Industrial | Industrial - Firm | Existing | Process | Natural Gas | Process Heating | E7 |  | Baseline Forecast | 0 | 0 | 0 | 0 | 0 | 0 | 0 | 0 | 0 | 0 | 0 | 0 | 0 | 0 | 0 | 0 | 0 | 0 | 0 | 0 | 0 | 0 | 0 | 0 | 0 | 0 | 0 | 0 | 0 | 0 | 0 | 0 | 0
Industrial_Industrial - Firm_Existing_Process_Natural Gas_Process Heating_E8_Baseline Forecast | Industrial | Industrial - Firm | Existing | Process | Natural Gas | Process Heating | E8 |  | Baseline Forecast | 0 | 0 | 0 | 0 | 0 | 0 | 0 | 0 | 0 | 0 | 0 | 0 | 0 | 0 | 0 | 0 | 0 | 0 | 0 | 0 | 0 | 0 | 0 | 0 | 0 | 0 | 0 | 0 | 0 | 0 | 0 | 0 | 0
Industrial_Industrial - Firm_Existing_Process_Natural Gas_Process Heating_E9_Baseline Forecast | Industrial | Industrial - Firm | Existing | Process | Natural Gas | Process Heating | E9 |  | Baseline Forecast | 0 | 0 | 0 | 0 | 0 | 0 | 0 | 0 | 0 | 0 | 0 | 0 | 0 | 0 | 0 | 0 | 0 | 0 | 0 | 0 | 0 | 0 | 0 | 0 | 0 | 0 | 0 | 0 | 0 | 0 | 0 | 0 | 0
Industrial_Industrial - Firm_Existing_Process_Natural Gas_Process Heating_E10_Baseline Forecast | Industrial | Industrial - Firm | Existing | Process | Natural Gas | Process Heating | E10 |  | Baseline Forecast | 0 | 0 | 0 | 0 | 0 | 0 | 0 | 0 | 0 | 0 | 0 | 0 | 0 | 0 | 0 | 0 | 0 | 0 | 0 | 0 | 0 | 0 | 0 | 0 | 0 | 0 | 0 | 0 | 0 | 0 | 0 | 0 | 0
Industrial_Industrial - Firm_Existing_Process_Natural Gas_Process Heating_Vintage_Baseline Forecast | Industrial | Industrial - Firm | Existing | Process | Natural Gas | Process Heating | Vintage |  | Baseline Forecast | 946.8888 | 930.5631 | 914.5189 | 898.7513 | 883.2556 | 868.0271 | 853.0611 | 838.3531 | 823.8988 | 809.6936 | 795.7334 | 782.0138 | 768.5308 | 755.2803 | 742.2582 | 729.4607 | 716.8838 | 691.7142 | 655.7552 | 610.606 | 557.6841 | 498.2444 | 445.14 | 397.6956 | 355.308 | 317.4382 | 283.6046 | 253.3772 | 226.3715 | 202.2441 | 180.6883 | 161.43 | 144.2243
Industrial_Industrial - Firm_Existing_Process_Natural Gas_Process Boiler_E1_Baseline Forecast | Industrial | Industrial - Firm | Existing | Process | Natural Gas | Process Boiler | E1 |  | Baseline Forecast | 0 | 122.3026 | 228.4431 | 320.8254 | 396.4313 | 457.9435 | 507.6213 | 547.3669 | 578.7823 | 603.2162 | 621.8041 | 635.502 | 645.1145 | 651.3187 | 654.6847 | 655.6918 | 654.7435 | 652.179 | 648.2834 | 643.2965 | 637.4198 | 630.8224 | 623.6464 | 616.0107 | 608.0154 | 599.7441 | 591.2667 | 582.6418 | 573.9182 | 565.1367 | 556.331 | 547.5292 | 538.7547
Industrial_Industrial - Firm_Existing_Process_Natural Gas_Process Boiler_E2_Baseline Forecast | Industrial | Industrial - Firm | Existing | Process | Natural Gas | Process Boiler | E2 |  | Baseline Forecast | 0 | 0 | 0 | 0 | 0 | 0 | 0 | 0 | 0 | 0 | 0 | 0 | 0 | 0 | 0 | 0 | 0 | 0 | 0 | 0 | 0 | 0 | 0 | 0 | 0 | 0 | 0 | 0 | 0 | 0 | 0 | 0 | 0
Industrial_Industrial - Firm_Existing_Process_Natural Gas_Process Boiler_E3_Baseline Forecast | Industrial | Industrial - Firm | Existing | Process | Natural Gas | Process Boiler | E3 |  | Baseline Forecast | 0 | 0 | 0 | 0 | 0 | 0 | 0 | 0 | 0 | 0 | 0 | 0 | 0 | 0 | 0 | 0 | 0 | 0 | 0 | 0 | 0 | 0 | 0 | 0 | 0 | 0 | 0 | 0 | 0 | 0 | 0 | 0 | 0
Industrial_Industrial - Firm_Existing_Process_Natural Gas_Process Boiler_E4_Baseline Forecast | Industrial | Industrial - Firm | Existing | Process | Natural Gas | Process Boiler | E4 |  | Baseline Forecast | 0 | 0 | 0 | 0 | 0 | 0 | 0 | 0 | 0 | 0 | 0 | 0 | 0 | 0 | 0 | 0 | 0 | 0 | 0 | 0 | 0 | 0 | 0 | 0 | 0 | 0 | 0 | 0 | 0 | 0 | 0 | 0 | 0
Industrial_Industrial - Firm_Existing_Process_Natural Gas_Process Boiler_E5_Baseline Forecast | Industrial | Industrial - Firm | Existing | Process | Natural Gas | Process Boiler | E5 |  | Baseline Forecast | 0 | 0 | 0 | 0 | 0 | 0 | 0 | 0 | 0 | 0 | 0 | 0 | 0 | 0 | 0 | 0 | 0 | 0 | 0 | 0 | 0 | 0 | 0 | 0 | 0 | 0 | 0 | 0 | 0 | 0 | 0 | 0 | 0
Industrial_Industrial - Firm_Existing_Process_Natural Gas_Process Boiler_E6_Baseline Forecast | Industrial | Industrial - Firm | Existing | Process | Natural Gas | Process Boiler | E6 |  | Baseline Forecast | 0 | 0 | 0 | 0 | 0 | 0 | 0 | 0 | 0 | 0 | 0 | 0 | 0 | 0 | 0 | 0 | 0 | 0 | 0 | 0 | 0 | 0 | 0 | 0 | 0 | 0 | 0 | 0 | 0 | 0 | 0 | 0 | 0
Industrial_Industrial - Firm_Existing_Process_Natural Gas_Process Boiler_E7_Baseline Forecast | Industrial | Industrial - Firm | Existing | Process | Natural Gas | Process Boiler | E7 |  | Baseline Forecast | 0 | 0 | 0 | 0 | 0 | 0 | 0 | 0 | 0 | 0 | 0 | 0 | 0 | 0 | 0 | 0 | 0 | 0 | 0 | 0 | 0 | 0 | 0 | 0 | 0 | 0 | 0 | 0 | 0 | 0 | 0 | 0 | 0
Industrial_Industrial - Firm_Existing_Process_Natural Gas_Process Boiler_E8_Baseline Forecast | Industrial | Industrial - Firm | Existing | Process | Natural Gas | Process Boiler | E8 |  | Baseline Forecast | 0 | 0 | 0 | 0 | 0 | 0 | 0 | 0 | 0 | 0 | 0 | 0 | 0 | 0 | 0 | 0 | 0 | 0 | 0 | 0 | 0 | 0 | 0 | 0 | 0 | 0 | 0 | 0 | 0 | 0 | 0 | 0 | 0
Industrial_Industrial - Firm_Existing_Process_Natural Gas_Process Boiler_E9_Baseline Forecast | Industrial | Industrial - Firm | Existing | Process | Natural Gas | Process Boiler | E9 |  | Baseline Forecast | 0 | 0 | 0 | 0 | 0 | 0 | 0 | 0 | 0 | 0 | 0 | 0 | 0 | 0 | 0 | 0 | 0 | 0 | 0 | 0 | 0 | 0 | 0 | 0 | 0 | 0 | 0 | 0 | 0 | 0 | 0 | 0 | 0
Industrial_Industrial - Firm_Existing_Process_Natural Gas_Process Boiler_E10_Baseline Forecast | Industrial | Industrial - Firm | Existing | Process | Natural Gas | Process Boiler | E10 |  | Baseline Forecast | 0 | 0 | 0 | 0 | 0 | 0 | 0 | 0 | 0 | 0 | 0 | 0 | 0 | 0 | 0 | 0 | 0 | 0 | 0 | 0 | 0 | 0 | 0 | 0 | 0 | 0 | 0 | 0 | 0 | 0 | 0 | 0 | 0
Industrial_Industrial - Firm_Existing_Process_Natural Gas_Process Boiler_Vintage_Baseline Forecast | Industrial | Industrial - Firm | Existing | Process | Natural Gas | Process Boiler | Vintage |  | Baseline Forecast | 946.8888 | 808.2605 | 686.0758 | 577.9259 | 486.8243 | 410.0835 | 345.4398 | 290.9863 | 245.1165 | 206.4774 | 173.9293 | 146.5119 | 123.4164 | 103.9616 | 87.5736 | 73.7689 | 62.1403 | 52.3448 | 44.0934 | 37.1427 | 31.2877 | 26.3556 | 22.2011 | 18.7014 | 15.7534 | 13.2701 | 11.1783 | 9.4162 | 7.9318 | 6.6815 | 5.6283 | 4.741 | 3.9937
Industrial_Industrial - Firm_Existing_Process_Natural Gas_Process Cooling_E1_Baseline Forecast | Industrial | Industrial - Firm | Existing | Process | Natural Gas | Process Cooling | E1 |  | Baseline Forecast | 0 | 79.7626 | 171.7056 | 273.0317 | 356.1716 | 424.0302 | 479.0539 | 523.3027 | 558.5115 | 586.1408 | 607.4204 | 623.3857 | 634.9081 | 642.7213 | 647.4425 | 649.5912 | 649.6046 | 647.8501 | 644.6369 | 640.2249 | 634.8324 | 628.6429 | 621.8104 | 614.4642 | 606.7126 | 598.6467 | 590.3423 | 581.8631 | 573.2623 | 564.5841 | 555.8655 | 547.1372 | 538.4244
Industrial_Industrial - Firm_Existing_Process_Natural Gas_Process Cooling_E2_Baseline Forecast | Industrial | Industrial - Firm | Existing | Process | Natural Gas | Process Cooling | E2 |  | Baseline Forecast | 0 | 0 | 0 | 0 | 0 | 0 | 0 | 0 | 0 | 0 | 0 | 0 | 0 | 0 | 0 | 0 | 0 | 0 | 0 | 0 | 0 | 0 | 0 | 0 | 0 | 0 | 0 | 0 | 0 | 0 | 0 | 0 | 0
Industrial_Industrial - Firm_Existing_Process_Natural Gas_Process Cooling_E3_Baseline Forecast | Industrial | Industrial - Firm | Existing | Process | Natural Gas | Process Cooling | E3 |  | Baseline Forecast | 0 | 0 | 0 | 0 | 0 | 0 | 0 | 0 | 0 | 0 | 0 | 0 | 0 | 0 | 0 | 0 | 0 | 0 | 0 | 0 | 0 | 0 | 0 | 0 | 0 | 0 | 0 | 0 | 0 | 0 | 0 | 0 | 0
Industrial_Industrial - Firm_Existing_Process_Natural Gas_Process Cooling_E4_Baseline Forecast | Industrial | Industrial - Firm | Existing | Process | Natural Gas | Process Cooling | E4 |  | Baseline Forecast | 0 | 0 | 0 | 0 | 0 | 0 | 0 | 0 | 0 | 0 | 0 | 0 | 0 | 0 | 0 | 0 | 0 | 0 | 0 | 0 | 0 | 0 | 0 | 0 | 0 | 0 | 0 | 0 | 0 | 0 | 0 | 0 | 0
Industrial_Industrial - Firm_Existing_Process_Natural Gas_Process Cooling_E5_Baseline Forecast | Industrial | Industrial - Firm | Existing | Process | Natural Gas | Process Cooling | E5 |  | Baseline Forecast | 0 | 0 | 0 | 0 | 0 | 0 | 0 | 0 | 0 | 0 | 0 | 0 | 0 | 0 | 0 | 0 | 0 | 0 | 0 | 0 | 0 | 0 | 0 | 0 | 0 | 0 | 0 | 0 | 0 | 0 | 0 | 0 | 0
Industrial_Industrial - Firm_Existing_Process_Natural Gas_Process Cooling_E6_Baseline Forecast | Industrial | Industrial - Firm | Existing | Process | Natural Gas | Process Cooling | E6 |  | Baseline Forecast | 0 | 0 | 0 | 0 | 0 | 0 | 0 | 0 | 0 | 0 | 0 | 0 | 0 | 0 | 0 | 0 | 0 | 0 | 0 | 0 | 0 | 0 | 0 | 0 | 0 | 0 | 0 | 0 | 0 | 0 | 0 | 0 | 0
Industrial_Industrial - Firm_Existing_Process_Natural Gas_Process Cooling_E7_Baseline Forecast | Industrial | Industrial - Firm | Existing | Process | Natural Gas | Process Cooling | E7 |  | Baseline Forecast | 0 | 0 | 0 | 0 | 0 | 0 | 0 | 0 | 0 | 0 | 0 | 0 | 0 | 0 | 0 | 0 | 0 | 0 | 0 | 0 | 0 | 0 | 0 | 0 | 0 | 0 | 0 | 0 | 0 | 0 | 0 | 0 | 0
Industrial_Industrial - Firm_Existing_Process_Natural Gas_Process Cooling_E8_Baseline Forecast | Industrial | Industrial - Firm | Existing | Process | Natural Gas | Process Cooling | E8 |  | Baseline Forecast | 0 | 0 | 0 | 0 | 0 | 0 | 0 | 0 | 0 | 0 | 0 | 0 | 0 | 0 | 0 | 0 | 0 | 0 | 0 | 0 | 0 | 0 | 0 | 0 | 0 | 0 | 0 | 0 | 0 | 0 | 0 | 0 | 0
Industrial_Industrial - Firm_Existing_Process_Natural Gas_Process Cooling_E9_Baseline Forecast | Industrial | Industrial - Firm | Existing | Process | Natural Gas | Process Cooling | E9 |  | Baseline Forecast | 0 | 0 | 0 | 0 | 0 | 0 | 0 | 0 | 0 | 0 | 0 | 0 | 0 | 0 | 0 | 0 | 0 | 0 | 0 | 0 | 0 | 0 | 0 | 0 | 0 | 0 | 0 | 0 | 0 | 0 | 0 | 0 | 0
Industrial_Industrial - Firm_Existing_Process_Natural Gas_Process Cooling_E10_Baseline Forecast | Industrial | Industrial - Firm | Existing | Process | Natural Gas | Process Cooling | E10 |  | Baseline Forecast | 0 | 0 | 0 | 0 | 0 | 0 | 0 | 0 | 0 | 0 | 0 | 0 | 0 | 0 | 0 | 0 | 0 | 0 | 0 | 0 | 0 | 0 | 0 | 0 | 0 | 0 | 0 | 0 | 0 | 0 | 0 | 0 | 0
Industrial_Industrial - Firm_Existing_Process_Natural Gas_Process Cooling_Vintage_Baseline Forecast | Industrial | Industrial - Firm | Existing | Process | Natural Gas | Process Cooling | Vintage |  | Baseline Forecast | 946.8888 | 850.8005 | 742.8133 | 625.7196 | 527.084 | 443.9969 | 374.0072 | 315.0504 | 265.3873 | 223.5528 | 188.313 | 158.6282 | 133.6227 | 112.5591 | 94.8158 | 79.8694 | 67.2792 | 56.6736 | 47.7398 | 40.2143 | 33.8751 | 28.5352 | 24.037 | 20.248 | 17.0562 | 14.3675 | 12.1027 | 10.1949 | 8.5878 | 7.2341 | 6.0937 | 5.1331 | 4.324
Industrial_Industrial - Firm_Existing_Process_Natural Gas_Other Process_E1_Baseline Forecast | Industrial | Industrial - Firm | Existing | Process | Natural Gas | Other Process | E1 |  | Baseline Forecast | 0 | 79.7626 | 171.7056 | 273.0317 | 356.1716 | 424.0302 | 479.0539 | 523.3027 | 558.5115 | 586.1408 | 607.4204 | 623.3857 | 634.9081 | 642.7213 | 647.4425 | 649.5912 | 649.6046 | 647.8501 | 644.6369 | 640.2249 | 634.8324 | 628.6429 | 621.8104 | 614.4642 | 606.7126 | 598.6467 | 590.3423 | 581.8631 | 573.2623 | 564.5841 | 555.8655 | 547.1372 | 538.4244
Industrial_Industrial - Firm_Existing_Process_Natural Gas_Other Process_E2_Baseline Forecast | Industrial | Industrial - Firm | Existing | Process | Natural Gas | Other Process | E2 |  | Baseline Forecast | 0 | 0 | 0 | 0 | 0 | 0 | 0 | 0 | 0 | 0 | 0 | 0 | 0 | 0 | 0 | 0 | 0 | 0 | 0 | 0 | 0 | 0 | 0 | 0 | 0 | 0 | 0 | 0 | 0 | 0 | 0 | 0 | 0
Industrial_Industrial - Firm_Existing_Process_Natural Gas_Other Process_E3_Baseline Forecast | Industrial | Industrial - Firm | Existing | Process | Natural Gas | Other Process | E3 |  | Baseline Forecast | 0 | 0 | 0 | 0 | 0 | 0 | 0 | 0 | 0 | 0 | 0 | 0 | 0 | 0 | 0 | 0 | 0 | 0 | 0 | 0 | 0 | 0 | 0 | 0 | 0 | 0 | 0 | 0 | 0 | 0 | 0 | 0 | 0
Industrial_Industrial - Firm_Existing_Process_Natural Gas_Other Process_E4_Baseline Forecast | Industrial | Industrial - Firm | Existing | Process | Natural Gas | Other Process | E4 |  | Baseline Forecast | 0 | 0 | 0 | 0 | 0 | 0 | 0 | 0 | 0 | 0 | 0 | 0 | 0 | 0 | 0 | 0 | 0 | 0 | 0 | 0 | 0 | 0 | 0 | 0 | 0 | 0 | 0 | 0 | 0 | 0 | 0 | 0 | 0
Industrial_Industrial - Firm_Existing_Process_Natural Gas_Other Process_E5_Baseline Forecast | Industrial | Industrial - Firm | Existing | Process | Natural Gas | Other Process | E5 |  | Baseline Forecast | 0 | 0 | 0 | 0 | 0 | 0 | 0 | 0 | 0 | 0 | 0 | 0 | 0 | 0 | 0 | 0 | 0 | 0 | 0 | 0 | 0 | 0 | 0 | 0 | 0 | 0 | 0 | 0 | 0 | 0 | 0 | 0 | 0
Industrial_Industrial - Firm_Existing_Process_Natural Gas_Other Process_E6_Baseline Forecast | Industrial | Industrial - Firm | Existing | Process | Natural Gas | Other Process | E6 |  | Baseline Forecast | 0 | 0 | 0 | 0 | 0 | 0 | 0 | 0 | 0 | 0 | 0 | 0 | 0 | 0 | 0 | 0 | 0 | 0 | 0 | 0 | 0 | 0 | 0 | 0 | 0 | 0 | 0 | 0 | 0 | 0 | 0 | 0 | 0
Industrial_Industrial - Firm_Existing_Process_Natural Gas_Other Process_E7_Baseline Forecast | Industrial | Industrial - Firm | Existing | Process | Natural Gas | Other Process | E7 |  | Baseline Forecast | 0 | 0 | 0 | 0 | 0 | 0 | 0 | 0 | 0 | 0 | 0 | 0 | 0 | 0 | 0 | 0 | 0 | 0 | 0 | 0 | 0 | 0 | 0 | 0 | 0 | 0 | 0 | 0 | 0 | 0 | 0 | 0 | 0
Industrial_Industrial - Firm_Existing_Process_Natural Gas_Other Process_E8_Baseline Forecast | Industrial | Industrial - Firm | Existing | Process | Natural Gas | Other Process | E8 |  | Baseline Forecast | 0 | 0 | 0 | 0 | 0 | 0 | 0 | 0 | 0 | 0 | 0 | 0 | 0 | 0 | 0 | 0 | 0 | 0 | 0 | 0 | 0 | 0 | 0 | 0 | 0 | 0 | 0 | 0 | 0 | 0 | 0 | 0 | 0
Industrial_Industrial - Firm_Existing_Process_Natural Gas_Other Process_E9_Baseline Forecast | Industrial | Industrial - Firm | Existing | Process | Natural Gas | Other Process | E9 |  | Baseline Forecast | 0 | 0 | 0 | 0 | 0 | 0 | 0 | 0 | 0 | 0 | 0 | 0 | 0 | 0 | 0 | 0 | 0 | 0 | 0 | 0 | 0 | 0 | 0 | 0 | 0 | 0 | 0 | 0 | 0 | 0 | 0 | 0 | 0
Industrial_Industrial - Firm_Existing_Process_Natural Gas_Other Process_E10_Baseline Forecast | Industrial | Industrial - Firm | Existing | Process | Natural Gas | Other Process | E10 |  | Baseline Forecast | 0 | 0 | 0 | 0 | 0 | 0 | 0 | 0 | 0 | 0 | 0 | 0 | 0 | 0 | 0 | 0 | 0 | 0 | 0 | 0 | 0 | 0 | 0 | 0 | 0 | 0 | 0 | 0 | 0 | 0 | 0 | 0 | 0
Industrial_Industrial - Firm_Existing_Process_Natural Gas_Other Process_Vintage_Baseline Forecast | Industrial | Industrial - Firm | Existing | Process | Natural Gas | Other Process | Vintage |  | Baseline Forecast | 946.8888 | 850.8005 | 742.8133 | 625.7196 | 527.084 | 443.9969 | 374.0072 | 315.0504 | 265.3873 | 223.5528 | 188.313 | 158.6282 | 133.6227 | 112.5591 | 94.8158 | 79.8694 | 67.2792 | 56.6736 | 47.7398 | 40.2143 | 33.8751 | 28.5352 | 24.037 | 20.248 | 17.0562 | 14.3675 | 12.1027 | 10.1949 | 8.5878 | 7.2341 | 6.0937 | 5.1331 | 4.324
Industrial_Industrial - Firm_Existing_Miscellaneous_Natural Gas_Miscellaneous_E1_Baseline Forecast | Industrial | Industrial - Firm | Existing | Miscellaneous | Natural Gas | Miscellaneous | E1 |  | Baseline Forecast | 0 | 79.7626 | 171.7056 | 273.0317 | 356.1716 | 424.0302 | 479.0539 | 523.3027 | 558.5115 | 586.1408 | 607.4204 | 623.3857 | 634.9081 | 642.7213 | 647.4425 | 649.5912 | 649.6046 | 647.8501 | 644.6369 | 640.2249 | 634.8324 | 628.6429 | 621.8104 | 614.4642 | 606.7126 | 598.6467 | 590.3423 | 581.8631 | 573.2623 | 564.5841 | 555.8655 | 547.1372 | 538.4244
Industrial_Industrial - Firm_Existing_Miscellaneous_Natural Gas_Miscellaneous_E2_Baseline Forecast | Industrial | Industrial - Firm | Existing | Miscellaneous | Natural Gas | Miscellaneous | E2 |  | Baseline Forecast | 0 | 0 | 0 | 0 | 0 | 0 | 0 | 0 | 0 | 0 | 0 | 0 | 0 | 0 | 0 | 0 | 0 | 0 | 0 | 0 | 0 | 0 | 0 | 0 | 0 | 0 | 0 | 0 | 0 | 0 | 0 | 0 | 0
Industrial_Industrial - Firm_Existing_Miscellaneous_Natural Gas_Miscellaneous_E3_Baseline Forecast | Industrial | Industrial - Firm | Existing | Miscellaneous | Natural Gas | Miscellaneous | E3 |  | Baseline Forecast | 0 | 0 | 0 | 0 | 0 | 0 | 0 | 0 | 0 | 0 | 0 | 0 | 0 | 0 | 0 | 0 | 0 | 0 | 0 | 0 | 0 | 0 | 0 | 0 | 0 | 0 | 0 | 0 | 0 | 0 | 0 | 0 | 0
Industrial_Industrial - Firm_Existing_Miscellaneous_Natural Gas_Miscellaneous_E4_Baseline Forecast | Industrial | Industrial - Firm | Existing | Miscellaneous | Natural Gas | Miscellaneous | E4 |  | Baseline Forecast | 0 | 0 | 0 | 0 | 0 | 0 | 0 | 0 | 0 | 0 | 0 | 0 | 0 | 0 | 0 | 0 | 0 | 0 | 0 | 0 | 0 | 0 | 0 | 0 | 0 | 0 | 0 | 0 | 0 | 0 | 0 | 0 | 0
Industrial_Industrial - Firm_Existing_Miscellaneous_Natural Gas_Miscellaneous_E5_Baseline Forecast | Industrial | Industrial - Firm | Existing | Miscellaneous | Natural Gas | Miscellaneous | E5 |  | Baseline Forecast | 0 | 0 | 0 | 0 | 0 | 0 | 0 | 0 | 0 | 0 | 0 | 0 | 0 | 0 | 0 | 0 | 0 | 0 | 0 | 0 | 0 | 0 | 0 | 0 | 0 | 0 | 0 | 0 | 0 | 0 | 0 | 0 | 0
Industrial_Industrial - Firm_Existing_Miscellaneous_Natural Gas_Miscellaneous_E6_Baseline Forecast | Industrial | Industrial - Firm | Existing | Miscellaneous | Natural Gas | Miscellaneous | E6 |  | Baseline Forecast | 0 | 0 | 0 | 0 | 0 | 0 | 0 | 0 | 0 | 0 | 0 | 0 | 0 | 0 | 0 | 0 | 0 | 0 | 0 | 0 | 0 | 0 | 0 | 0 | 0 | 0 | 0 | 0 | 0 | 0 | 0 | 0 | 0
Industrial_Industrial - Firm_Existing_Miscellaneous_Natural Gas_Miscellaneous_E7_Baseline Forecast | Industrial | Industrial - Firm | Existing | Miscellaneous | Natural Gas | Miscellaneous | E7 |  | Baseline Forecast | 0 | 0 | 0 | 0 | 0 | 0 | 0 | 0 | 0 | 0 | 0 | 0 | 0 | 0 | 0 | 0 | 0 | 0 | 0 | 0 | 0 | 0 | 0 | 0 | 0 | 0 | 0 | 0 | 0 | 0 | 0 | 0 | 0
Industrial_Industrial - Firm_Existing_Miscellaneous_Natural Gas_Miscellaneous_E8_Baseline Forecast | Industrial | Industrial - Firm | Existing | Miscellaneous | Natural Gas | Miscellaneous | E8 |  | Baseline Forecast | 0 | 0 | 0 | 0 | 0 | 0 | 0 | 0 | 0 | 0 | 0 | 0 | 0 | 0 | 0 | 0 | 0 | 0 | 0 | 0 | 0 | 0 | 0 | 0 | 0 | 0 | 0 | 0 | 0 | 0 | 0 | 0 | 0
Industrial_Industrial - Firm_Existing_Miscellaneous_Natural Gas_Miscellaneous_E9_Baseline Forecast | Industrial | Industrial - Firm | Existing | Miscellaneous | Natural Gas | Miscellaneous | E9 |  | Baseline Forecast | 0 | 0 | 0 | 0 | 0 | 0 | 0 | 0 | 0 | 0 | 0 | 0 | 0 | 0 | 0 | 0 | 0 | 0 | 0 | 0 | 0 | 0 | 0 | 0 | 0 | 0 | 0 | 0 | 0 | 0 | 0 | 0 | 0
Industrial_Industrial - Firm_Existing_Miscellaneous_Natural Gas_Miscellaneous_E10_Baseline Forecast | Industrial | Industrial - Firm | Existing | Miscellaneous | Natural Gas | Miscellaneous | E10 |  | Baseline Forecast | 0 | 0 | 0 | 0 | 0 | 0 | 0 | 0 | 0 | 0 | 0 | 0 | 0 | 0 | 0 | 0 | 0 | 0 | 0 | 0 | 0 | 0 | 0 | 0 | 0 | 0 | 0 | 0 | 0 | 0 | 0 | 0 | 0
Industrial_Industrial - Firm_Existing_Miscellaneous_Natural Gas_Miscellaneous_Vintage_Baseline Forecast | Industrial | Industrial - Firm | Existing | Miscellaneous | Natural Gas | Miscellaneous | Vintage |  | Baseline Forecast | 946.8888 | 850.8005 | 742.8133 | 625.7196 | 527.084 | 443.9969 | 374.0072 | 315.0504 | 265.3873 | 223.5528 | 188.313 | 158.6282 | 133.6227 | 112.5591 | 94.8158 | 79.8694 | 67.2792 | 56.6736 | 47.7398 | 40.2143 | 33.8751 | 28.5352 | 24.037 | 20.248 | 17.0562 | 14.3675 | 12.1027 | 10.1949 | 8.5878 | 7.2341 | 6.0937 | 5.1331 | 4.324
Industrial_Industrial - Firm_New_Space Heating_Natural Gas_Furnace_E1_Baseline Forecast | Industrial | Industrial - Firm | New | Space Heating | Natural Gas | Furnace | E1 |  | Baseline Forecast | 0 | 11.5215 | 27.2817 | 45.4663 | 58.9388 | 63.5406 | 69.903 | 74.2563 | 80.085 | 80.9627 | 84.8301 | 88.7258 | 95.0541 | 96.1742 | 99.7317 | 103.1811 | 108.9826 | 109.765 | 112.904 | 115.9437 | 121.2573 | 121.7341 | 124.4888 | 127.1527 | 132.0146 | 132.2152 | 134.6178 | 136.9371 | 141.3811 | 141.3327 | 143.4127 | 150.2505 | 156.9704
Industrial_Industrial - Firm_New_Space Heating_Natural Gas_Furnace_E2_Baseline Forecast | Industrial | Industrial - Firm | New | Space Heating | Natural Gas | Furnace | E2 |  | Baseline Forecast | 0 | 0 | 0 | 0 | 0 | 0 | 0 | 0 | 0 | 0 | 0 | 0 | 0 | 0 | 0 | 0 | 0 | 0 | 0 | 0 | 0 | 0 | 0 | 0 | 0 | 0 | 0 | 0 | 0 | 0 | 0 | 0 | 0
Industrial_Industrial - Firm_New_Space Heating_Natural Gas_Furnace_E3_Baseline Forecast | Industrial | Industrial - Firm | New | Space Heating | Natural Gas | Furnace | E3 |  | Baseline Forecast | 0 | 0 | 0 | 0 | 0 | 0 | 0 | 0 | 0 | 0 | 0 | 0 | 0 | 0 | 0 | 0 | 0 | 0 | 0 | 0 | 0 | 0 | 0 | 0 | 0 | 0 | 0 | 0 | 0 | 0 | 0 | 0 | 0
Industrial_Industrial - Firm_New_Space Heating_Natural Gas_Furnace_E4_Baseline Forecast | Industrial | Industrial - Firm | New | Space Heating | Natural Gas | Furnace | E4 |  | Baseline Forecast | 0 | 0 | 0 | 0 | 0 | 0 | 0 | 0 | 0 | 0 | 0 | 0 | 0 | 0 | 0 | 0 | 0 | 0 | 0 | 0 | 0 | 0 | 0 | 0 | 0 | 0 | 0 | 0 | 0 | 0 | 0 | 0 | 0
Industrial_Industrial - Firm_New_Space Heating_Natural Gas_Furnace_E5_Baseline Forecast | Industrial | Industrial - Firm | New | Space Heating | Natural Gas | Furnace | E5 |  | Baseline Forecast | 0 | 0 | 0 | 0 | 0 | 0 | 0 | 0 | 0 | 0 | 0 | 0 | 0 | 0 | 0 | 0 | 0 | 0 | 0 | 0 | 0 | 0 | 0 | 0 | 0 | 0 | 0 | 0 | 0 | 0 | 0 | 0 | 0
Industrial_Industrial - Firm_New_Space Heating_Natural Gas_Furnace_E6_Baseline Forecast | Industrial | Industrial - Firm | New | Space Heating | Natural Gas | Furnace | E6 |  | Baseline Forecast | 0 | 0 | 0 | 0 | 0 | 0 | 0 | 0 | 0 | 0 | 0 | 0 | 0 | 0 | 0 | 0 | 0 | 0 | 0 | 0 | 0 | 0 | 0 | 0 | 0 | 0 | 0 | 0 | 0 | 0 | 0 | 0 | 0
Industrial_Industrial - Firm_New_Space Heating_Natural Gas_Furnace_E7_Baseline Forecast | Industrial | Industrial - Firm | New | Space Heating | Natural Gas | Furnace | E7 |  | Baseline Forecast | 0 | 0 | 0 | 0 | 0 | 0 | 0 | 0 | 0 | 0 | 0 | 0 | 0 | 0 | 0 | 0 | 0 | 0 | 0 | 0 | 0 | 0 | 0 | 0 | 0 | 0 | 0 | 0 | 0 | 0 | 0 | 0 | 0
Industrial_Industrial - Firm_New_Space Heating_Natural Gas_Furnace_E8_Baseline Forecast | Industrial | Industrial - Firm | New | Space Heating | Natural Gas | Furnace | E8 |  | Baseline Forecast | 0 | 0 | 0 | 0 | 0 | 0 | 0 | 0 | 0 | 0 | 0 | 0 | 0 | 0 | 0 | 0 | 0 | 0 | 0 | 0 | 0 | 0 | 0 | 0 | 0 | 0 | 0 | 0 | 0 | 0 | 0 | 0 | 0
Industrial_Industrial - Firm_New_Space Heating_Natural Gas_Furnace_E9_Baseline Forecast | Industrial | Industrial - Firm | New | Space Heating | Natural Gas | Furnace | E9 |  | Baseline Forecast | 0 | 0 | 0 | 0 | 0 | 0 | 0 | 0 | 0 | 0 | 0 | 0 | 0 | 0 | 0 | 0 | 0 | 0 | 0 | 0 | 0 | 0 | 0 | 0 | 0 | 0 | 0 | 0 | 0 | 0 | 0 | 0 | 0
Industrial_Industrial - Firm_New_Space Heating_Natural Gas_Furnace_E10_Baseline Forecast | Industrial | Industrial - Firm | New | Space Heating | Natural Gas | Furnace | E10 |  | Baseline Forecast | 0 | 0 | 0 | 0 | 0 | 0 | 0 | 0 | 0 | 0 | 0 | 0 | 0 | 0 | 0 | 0 | 0 | 0 | 0 | 0 | 0 | 0 | 0 | 0 | 0 | 0 | 0 | 0 | 0 | 0 | 0 | 0 | 0
Industrial_Industrial - Firm_New_Space Heating_Natural Gas_Furnace_Vintage_Baseline Forecast | Industrial | Industrial - Firm | New | Space Heating | Natural Gas | Furnace | Vintage |  | Baseline Forecast | 0 | 0 | 0 | 0 | 0 | 0 | 0 | 0 | 0 | 0 | 0 | 0 | 0 | 0 | 0 | 0 | 0 | 0 | 0 | 0 | 0 | 0 | 0 | 0 | 0 | 0 | 0 | 0 | 0 | 0 | 0 | 0 | 0
Industrial_Industrial - Firm_New_Space Heating_Natural Gas_Boiler_E1_Baseline Forecast | Industrial | Industrial - Firm | New | Space Heating | Natural Gas | Boiler | E1 |  | Baseline Forecast | 0 | 2.2879 | 5.4176 | 9.0286 | 11.704 | 12.6178 | 13.8813 | 14.7457 | 15.9032 | 16.0775 | 16.8455 | 17.6191 | 18.8757 | 19.0982 | 19.8046 | 20.4896 | 21.6416 | 21.797 | 22.4203 | 23.0239 | 24.0791 | 24.1738 | 24.7208 | 25.2498 | 26.2153 | 26.2551 | 26.7322 | 27.1928 | 28.0753 | 28.0657 | 28.4787 | 29.8366 | 31.171
Industrial_Industrial - Firm_New_Space Heating_Natural Gas_Boiler_E2_Baseline Forecast | Industrial | Industrial - Firm | New | Space Heating | Natural Gas | Boiler | E2 |  | Baseline Forecast | 0 | 0 | 0 | 0 | 0 | 0 | 0 | 0 | 0 | 0 | 0 | 0 | 0 | 0 | 0 | 0 | 0 | 0 | 0 | 0 | 0 | 0 | 0 | 0 | 0 | 0 | 0 | 0 | 0 | 0 | 0 | 0 | 0
Industrial_Industrial - Firm_New_Space Heating_Natural Gas_Boiler_E3_Baseline Forecast | Industrial | Industrial - Firm | New | Space Heating | Natural Gas | Boiler | E3 |  | Baseline Forecast | 0 | 0 | 0 | 0 | 0 | 0 | 0 | 0 | 0 | 0 | 0 | 0 | 0 | 0 | 0 | 0 | 0 | 0 | 0 | 0 | 0 | 0 | 0 | 0 | 0 | 0 | 0 | 0 | 0 | 0 | 0 | 0 | 0
Industrial_Industrial - Firm_New_Space Heating_Natural Gas_Boiler_E4_Baseline Forecast | Industrial | Industrial - Firm | New | Space Heating | Natural Gas | Boiler | E4 |  | Baseline Forecast | 0 | 0 | 0 | 0 | 0 | 0 | 0 | 0 | 0 | 0 | 0 | 0 | 0 | 0 | 0 | 0 | 0 | 0 | 0 | 0 | 0 | 0 | 0 | 0 | 0 | 0 | 0 | 0 | 0 | 0 | 0 | 0 | 0
Industrial_Industrial - Firm_New_Space Heating_Natural Gas_Boiler_E5_Baseline Forecast | Industrial | Industrial - Firm | New | Space Heating | Natural Gas | Boiler | E5 |  | Baseline Forecast | 0 | 0 | 0 | 0 | 0 | 0 | 0 | 0 | 0 | 0 | 0 | 0 | 0 | 0 | 0 | 0 | 0 | 0 | 0 | 0 | 0 | 0 | 0 | 0 | 0 | 0 | 0 | 0 | 0 | 0 | 0 | 0 | 0
Industrial_Industrial - Firm_New_Space Heating_Natural Gas_Boiler_E6_Baseline Forecast | Industrial | Industrial - Firm | New | Space Heating | Natural Gas | Boiler | E6 |  | Baseline Forecast | 0 | 0 | 0 | 0 | 0 | 0 | 0 | 0 | 0 | 0 | 0 | 0 | 0 | 0 | 0 | 0 | 0 | 0 | 0 | 0 | 0 | 0 | 0 | 0 | 0 | 0 | 0 | 0 | 0 | 0 | 0 | 0 | 0
Industrial_Industrial - Firm_New_Space Heating_Natural Gas_Boiler_E7_Baseline Forecast | Industrial | Industrial - Firm | New | Space Heating | Natural Gas | Boiler | E7 |  | Baseline Forecast | 0 | 0 | 0 | 0 | 0 | 0 | 0 | 0 | 0 | 0 | 0 | 0 | 0 | 0 | 0 | 0 | 0 | 0 | 0 | 0 | 0 | 0 | 0 | 0 | 0 | 0 | 0 | 0 | 0 | 0 | 0 | 0 | 0
Industrial_Industrial - Firm_New_Space Heating_Natural Gas_Boiler_E8_Baseline Forecast | Industrial | Industrial - Firm | New | Space Heating | Natural Gas | Boiler | E8 |  | Baseline Forecast | 0 | 0 | 0 | 0 | 0 | 0 | 0 | 0 | 0 | 0 | 0 | 0 | 0 | 0 | 0 | 0 | 0 | 0 | 0 | 0 | 0 | 0 | 0 | 0 | 0 | 0 | 0 | 0 | 0 | 0 | 0 | 0 | 0
Industrial_Industrial - Firm_New_Space Heating_Natural Gas_Boiler_E9_Baseline Forecast | Industrial | Industrial - Firm | New | Space Heating | Natural Gas | Boiler | E9 |  | Baseline Forecast | 0 | 0 | 0 | 0 | 0 | 0 | 0 | 0 | 0 | 0 | 0 | 0 | 0 | 0 | 0 | 0 | 0 | 0 | 0 | 0 | 0 | 0 | 0 | 0 | 0 | 0 | 0 | 0 | 0 | 0 | 0 | 0 | 0
Industrial_Industrial - Firm_New_Space Heating_Natural Gas_Boiler_E10_Baseline Forecast | Industrial | Industrial - Firm | New | Space Heating | Natural Gas | Boiler | E10 |  | Baseline Forecast | 0 | 0 | 0 | 0 | 0 | 0 | 0 | 0 | 0 | 0 | 0 | 0 | 0 | 0 | 0 | 0 | 0 | 0 | 0 | 0 | 0 | 0 | 0 | 0 | 0 | 0 | 0 | 0 | 0 | 0 | 0 | 0 | 0
Industrial_Industrial - Firm_New_Space Heating_Natural Gas_Boiler_Vintage_Baseline Forecast | Industrial | Industrial - Firm | New | Space Heating | Natural Gas | Boiler | Vintage |  | Baseline Forecast | 0 | 0 | 0 | 0 | 0 | 0 | 0 | 0 | 0 | 0 | 0 | 0 | 0 | 0 | 0 | 0 | 0 | 0 | 0 | 0 | 0 | 0 | 0 | 0 | 0 | 0 | 0 | 0 | 0 | 0 | 0 | 0 | 0
Industrial_Industrial - Firm_New_Space Heating_Natural Gas_Unit Heater_E1_Baseline Forecast | Industrial | Industrial - Firm | New | Space Heating | Natural Gas | Unit Heater | E1 |  | Baseline Forecast | 0 | 2.5162 | 5.9581 | 9.9294 | 12.8717 | 13.8767 | 15.2661 | 16.2168 | 17.4898 | 17.6815 | 18.5261 | 19.3769 | 20.7589 | 21.0035 | 21.7804 | 22.5338 | 23.8007 | 23.9716 | 24.6571 | 25.321 | 26.4814 | 26.5855 | 27.1872 | 27.7689 | 28.8307 | 28.8745 | 29.3992 | 29.9057 | 30.8763 | 30.8657 | 31.3199 | 32.8133 | 34.2808
Industrial_Industrial - Firm_New_Space Heating_Natural Gas_Unit Heater_E2_Baseline Forecast | Industrial | Industrial - Firm | New | Space Heating | Natural Gas | Unit Heater | E2 |  | Baseline Forecast | 0 | 0 | 0 | 0 | 0 | 0 | 0 | 0 | 0 | 0 | 0 | 0 | 0 | 0 | 0 | 0 | 0 | 0 | 0 | 0 | 0 | 0 | 0 | 0 | 0 | 0 | 0 | 0 | 0 | 0 | 0 | 0 | 0
Industrial_Industrial - Firm_New_Space Heating_Natural Gas_Unit Heater_E3_Baseline Forecast | Industrial | Industrial - Firm | New | Space Heating | Natural Gas | Unit Heater | E3 |  | Baseline Forecast | 0 | 0 | 0 | 0 | 0 | 0 | 0 | 0 | 0 | 0 | 0 | 0 | 0 | 0 | 0 | 0 | 0 | 0 | 0 | 0 | 0 | 0 | 0 | 0 | 0 | 0 | 0 | 0 | 0 | 0 | 0 | 0 | 0
Industrial_Industrial - Firm_New_Space Heating_Natural Gas_Unit Heater_E4_Baseline Forecast | Industrial | Industrial - Firm | New | Space Heating | Natural Gas | Unit Heater | E4 |  | Baseline Forecast | 0 | 0 | 0 | 0 | 0 | 0 | 0 | 0 | 0 | 0 | 0 | 0 | 0 | 0 | 0 | 0 | 0 | 0 | 0 | 0 | 0 | 0 | 0 | 0 | 0 | 0 | 0 | 0 | 0 | 0 | 0 | 0 | 0
Industrial_Industrial - Firm_New_Space Heating_Natural Gas_Unit Heater_E5_Baseline Forecast | Industrial | Industrial - Firm | New | Space Heating | Natural Gas | Unit Heater | E5 |  | Baseline Forecast | 0 | 0 | 0 | 0 | 0 | 0 | 0 | 0 | 0 | 0 | 0 | 0 | 0 | 0 | 0 | 0 | 0 | 0 | 0 | 0 | 0 | 0 | 0 | 0 | 0 | 0 | 0 | 0 | 0 | 0 | 0 | 0 | 0
Industrial_Industrial - Firm_New_Space Heating_Natural Gas_Unit Heater_E6_Baseline Forecast | Industrial | Industrial - Firm | New | Space Heating | Natural Gas | Unit Heater | E6 |  | Baseline Forecast | 0 | 0 | 0 | 0 | 0 | 0 | 0 | 0 | 0 | 0 | 0 | 0 | 0 | 0 | 0 | 0 | 0 | 0 | 0 | 0 | 0 | 0 | 0 | 0 | 0 | 0 | 0 | 0 | 0 | 0 | 0 | 0 | 0
Industrial_Industrial - Firm_New_Space Heating_Natural Gas_Unit Heater_E7_Baseline Forecast | Industrial | Industrial - Firm | New | Space Heating | Natural Gas | Unit Heater | E7 |  | Baseline Forecast | 0 | 0 | 0 | 0 | 0 | 0 | 0 | 0 | 0 | 0 | 0 | 0 | 0 | 0 | 0 | 0 | 0 | 0 | 0 | 0 | 0 | 0 | 0 | 0 | 0 | 0 | 0 | 0 | 0 | 0 | 0 | 0 | 0
Industrial_Industrial - Firm_New_Space Heating_Natural Gas_Unit Heater_E8_Baseline Forecast | Industrial | Industrial - Firm | New | Space Heating | Natural Gas | Unit Heater | E8 |  | Baseline Forecast | 0 | 0 | 0 | 0 | 0 | 0 | 0 | 0 | 0 | 0 | 0 | 0 | 0 | 0 | 0 | 0 | 0 | 0 | 0 | 0 | 0 | 0 | 0 | 0 | 0 | 0 | 0 | 0 | 0 | 0 | 0 | 0 | 0
Industrial_Industrial - Firm_New_Space Heating_Natural Gas_Unit Heater_E9_Baseline Forecast | Industrial | Industrial - Firm | New | Space Heating | Natural Gas | Unit Heater | E9 |  | Baseline Forecast | 0 | 0 | 0 | 0 | 0 | 0 | 0 | 0 | 0 | 0 | 0 | 0 | 0 | 0 | 0 | 0 | 0 | 0 | 0 | 0 | 0 | 0 | 0 | 0 | 0 | 0 | 0 | 0 | 0 | 0 | 0 | 0 | 0
Industrial_Industrial - Firm_New_Space Heating_Natural Gas_Unit Heater_E10_Baseline Forecast | Industrial | Industrial - Firm | New | Space Heating | Natural Gas | Unit Heater | E10 |  | Baseline Forecast | 0 | 0 | 0 | 0 | 0 | 0 | 0 | 0 | 0 | 0 | 0 | 0 | 0 | 0 | 0 | 0 | 0 | 0 | 0 | 0 | 0 | 0 | 0 | 0 | 0 | 0 | 0 | 0 | 0 | 0 | 0 | 0 | 0
Industrial_Industrial - Firm_New_Space Heating_Natural Gas_Unit Heater_Vintage_Baseline Forecast | Industrial | Industrial - Firm | New | Space Heating | Natural Gas | Unit Heater | Vintage |  | Baseline Forecast | 0 | 0 | 0 | 0 | 0 | 0 | 0 | 0 | 0 | 0 | 0 | 0 | 0 | 0 | 0 | 0 | 0 | 0 | 0 | 0 | 0 | 0 | 0 | 0 | 0 | 0 | 0 | 0 | 0 | 0 | 0 | 0 | 0
Industrial_Industrial - Firm_New_Process_Natural Gas_Process Heating_E1_Baseline Forecast | Industrial | Industrial - Firm | New | Process | Natural Gas | Process Heating | E1 |  | Baseline Forecast | 0 | 16.3257 | 38.6573 | 64.4243 | 83.5144 | 90.0351 | 99.0504 | 105.2188 | 113.478 | 114.7217 | 120.2016 | 125.7217 | 134.6887 | 136.2759 | 141.3167 | 146.2045 | 154.4249 | 155.5337 | 159.9814 | 164.2886 | 171.8178 | 172.4934 | 176.3968 | 180.1714 | 187.0606 | 187.3449 | 190.7493 | 194.0356 | 200.3327 | 200.2641 | 203.2114 | 212.9003 | 222.4222
Industrial_Industrial - Firm_New_Process_Natural Gas_Process Heating_E2_Baseline Forecast | Industrial | Industrial - Firm | New | Process | Natural Gas | Process Heating | E2 |  | Baseline Forecast | 0 | 0 | 0 | 0 | 0 | 0 | 0 | 0 | 0 | 0 | 0 | 0 | 0 | 0 | 0 | 0 | 0 | 0 | 0 | 0 | 0 | 0 | 0 | 0 | 0 | 0 | 0 | 0 | 0 | 0 | 0 | 0 | 0
Industrial_Industrial - Firm_New_Process_Natural Gas_Process Heating_E3_Baseline Forecast | Industrial | Industrial - Firm | New | Process | Natural Gas | Process Heating | E3 |  | Baseline Forecast | 0 | 0 | 0 | 0 | 0 | 0 | 0 | 0 | 0 | 0 | 0 | 0 | 0 | 0 | 0 | 0 | 0 | 0 | 0 | 0 | 0 | 0 | 0 | 0 | 0 | 0 | 0 | 0 | 0 | 0 | 0 | 0 | 0
Industrial_Industrial - Firm_New_Process_Natural Gas_Process Heating_E4_Baseline Forecast | Industrial | Industrial - Firm | New | Process | Natural Gas | Process Heating | E4 |  | Baseline Forecast | 0 | 0 | 0 | 0 | 0 | 0 | 0 | 0 | 0 | 0 | 0 | 0 | 0 | 0 | 0 | 0 | 0 | 0 | 0 | 0 | 0 | 0 | 0 | 0 | 0 | 0 | 0 | 0 | 0 | 0 | 0 | 0 | 0
Industrial_Industrial - Firm_New_Process_Natural Gas_Process Heating_E5_Baseline Forecast | Industrial | Industrial - Firm | New | Process | Natural Gas | Process Heating | E5 |  | Baseline Forecast | 0 | 0 | 0 | 0 | 0 | 0 | 0 | 0 | 0 | 0 | 0 | 0 | 0 | 0 | 0 | 0 | 0 | 0 | 0 | 0 | 0 | 0 | 0 | 0 | 0 | 0 | 0 | 0 | 0 | 0 | 0 | 0 | 0
Industrial_Industrial - Firm_New_Process_Natural Gas_Process Heating_E6_Baseline Forecast | Industrial | Industrial - Firm | New | Process | Natural Gas | Process Heating | E6 |  | Baseline Forecast | 0 | 0 | 0 | 0 | 0 | 0 | 0 | 0 | 0 | 0 | 0 | 0 | 0 | 0 | 0 | 0 | 0 | 0 | 0 | 0 | 0 | 0 | 0 | 0 | 0 | 0 | 0 | 0 | 0 | 0 | 0 | 0 | 0
Industrial_Industrial - Firm_New_Process_Natural Gas_Process Heating_E7_Baseline Forecast | Industrial | Industrial - Firm | New | Process | Natural Gas | Process Heating | E7 |  | Baseline Forecast | 0 | 0 | 0 | 0 | 0 | 0 | 0 | 0 | 0 | 0 | 0 | 0 | 0 | 0 | 0 | 0 | 0 | 0 | 0 | 0 | 0 | 0 | 0 | 0 | 0 | 0 | 0 | 0 | 0 | 0 | 0 | 0 | 0
Industrial_Industrial - Firm_New_Process_Natural Gas_Process Heating_E8_Baseline Forecast | Industrial | Industrial - Firm | New | Process | Natural Gas | Process Heating | E8 |  | Baseline Forecast | 0 | 0 | 0 | 0 | 0 | 0 | 0 | 0 | 0 | 0 | 0 | 0 | 0 | 0 | 0 | 0 | 0 | 0 | 0 | 0 | 0 | 0 | 0 | 0 | 0 | 0 | 0 | 0 | 0 | 0 | 0 | 0 | 0
Industrial_Industrial - Firm_New_Process_Natural Gas_Process Heating_E9_Baseline Forecast | Industrial | Industrial - Firm | New | Process | Natural Gas | Process Heating | E9 |  | Baseline Forecast | 0 | 0 | 0 | 0 | 0 | 0 | 0 | 0 | 0 | 0 | 0 | 0 | 0 | 0 | 0 | 0 | 0 | 0 | 0 | 0 | 0 | 0 | 0 | 0 | 0 | 0 | 0 | 0 | 0 | 0 | 0 | 0 | 0
Industrial_Industrial - Firm_New_Process_Natural Gas_Process Heating_E10_Baseline Forecast | Industrial | Industrial - Firm | New | Process | Natural Gas | Process Heating | E10 |  | Baseline Forecast | 0 | 0 | 0 | 0 | 0 | 0 | 0 | 0 | 0 | 0 | 0 | 0 | 0 | 0 | 0 | 0 | 0 | 0 | 0 | 0 | 0 | 0 | 0 | 0 | 0 | 0 | 0 | 0 | 0 | 0 | 0 | 0 | 0
Industrial_Industrial - Firm_New_Process_Natural Gas_Process Heating_Vintage_Baseline Forecast | Industrial | Industrial - Firm | New | Process | Natural Gas | Process Heating | Vintage |  | Baseline Forecast | 0 | 0 | 0 | 0 | 0 | 0 | 0 | 0 | 0 | 0 | 0 | 0 | 0 | 0 | 0 | 0 | 0 | 0 | 0 | 0 | 0 | 0 | 0 | 0 | 0 | 0 | 0 | 0 | 0 | 0 | 0 | 0 | 0
Industrial_Industrial - Firm_New_Process_Natural Gas_Process Boiler_E1_Baseline Forecast | Industrial | Industrial - Firm | New | Process | Natural Gas | Process Boiler | E1 |  | Baseline Forecast | 0 | 16.3257 | 38.6573 | 64.4243 | 83.5144 | 90.0351 | 99.0504 | 105.2188 | 113.478 | 114.7217 | 120.2016 | 125.7217 | 134.6887 | 136.2759 | 141.3167 | 146.2045 | 154.4249 | 155.5337 | 159.9814 | 164.2886 | 171.8178 | 172.4934 | 176.3968 | 180.1714 | 187.0606 | 187.3449 | 190.7493 | 194.0356 | 200.3327 | 200.2641 | 203.2114 | 212.9003 | 222.4222
Industrial_Industrial - Firm_New_Process_Natural Gas_Process Boiler_E2_Baseline Forecast | Industrial | Industrial - Firm | New | Process | Natural Gas | Process Boiler | E2 |  | Baseline Forecast | 0 | 0 | 0 | 0 | 0 | 0 | 0 | 0 | 0 | 0 | 0 | 0 | 0 | 0 | 0 | 0 | 0 | 0 | 0 | 0 | 0 | 0 | 0 | 0 | 0 | 0 | 0 | 0 | 0 | 0 | 0 | 0 | 0
Industrial_Industrial - Firm_New_Process_Natural Gas_Process Boiler_E3_Baseline Forecast | Industrial | Industrial - Firm | New | Process | Natural Gas | Process Boiler | E3 |  | Baseline Forecast | 0 | 0 | 0 | 0 | 0 | 0 | 0 | 0 | 0 | 0 | 0 | 0 | 0 | 0 | 0 | 0 | 0 | 0 | 0 | 0 | 0 | 0 | 0 | 0 | 0 | 0 | 0 | 0 | 0 | 0 | 0 | 0 | 0
Industrial_Industrial - Firm_New_Process_Natural Gas_Process Boiler_E4_Baseline Forecast | Industrial | Industrial - Firm | New | Process | Natural Gas | Process Boiler | E4 |  | Baseline Forecast | 0 | 0 | 0 | 0 | 0 | 0 | 0 | 0 | 0 | 0 | 0 | 0 | 0 | 0 | 0 | 0 | 0 | 0 | 0 | 0 | 0 | 0 | 0 | 0 | 0 | 0 | 0 | 0 | 0 | 0 | 0 | 0 | 0
Industrial_Industrial - Firm_New_Process_Natural Gas_Process Boiler_E5_Baseline Forecast | Industrial | Industrial - Firm | New | Process | Natural Gas | Process Boiler | E5 |  | Baseline Forecast | 0 | 0 | 0 | 0 | 0 | 0 | 0 | 0 | 0 | 0 | 0 | 0 | 0 | 0 | 0 | 0 | 0 | 0 | 0 | 0 | 0 | 0 | 0 | 0 | 0 | 0 | 0 | 0 | 0 | 0 | 0 | 0 | 0
Industrial_Industrial - Firm_New_Process_Natural Gas_Process Boiler_E6_Baseline Forecast | Industrial | Industrial - Firm | New | Process | Natural Gas | Process Boiler | E6 |  | Baseline Forecast | 0 | 0 | 0 | 0 | 0 | 0 | 0 | 0 | 0 | 0 | 0 | 0 | 0 | 0 | 0 | 0 | 0 | 0 | 0 | 0 | 0 | 0 | 0 | 0 | 0 | 0 | 0 | 0 | 0 | 0 | 0 | 0 | 0
Industrial_Industrial - Firm_New_Process_Natural Gas_Process Boiler_E7_Baseline Forecast | Industrial | Industrial - Firm | New | Process | Natural Gas | Process Boiler | E7 |  | Baseline Forecast | 0 | 0 | 0 | 0 | 0 | 0 | 0 | 0 | 0 | 0 | 0 | 0 | 0 | 0 | 0 | 0 | 0 | 0 | 0 | 0 | 0 | 0 | 0 | 0 | 0 | 0 | 0 | 0 | 0 | 0 | 0 | 0 | 0
Industrial_Industrial - Firm_New_Process_Natural Gas_Process Boiler_E8_Baseline Forecast | Industrial | Industrial - Firm | New | Process | Natural Gas | Process Boiler | E8 |  | Baseline Forecast | 0 | 0 | 0 | 0 | 0 | 0 | 0 | 0 | 0 | 0 | 0 | 0 | 0 | 0 | 0 | 0 | 0 | 0 | 0 | 0 | 0 | 0 | 0 | 0 | 0 | 0 | 0 | 0 | 0 | 0 | 0 | 0 | 0
Industrial_Industrial - Firm_New_Process_Natural Gas_Process Boiler_E9_Baseline Forecast | Industrial | Industrial - Firm | New | Process | Natural Gas | Process Boiler | E9 |  | Baseline Forecast | 0 | 0 | 0 | 0 | 0 | 0 | 0 | 0 | 0 | 0 | 0 | 0 | 0 | 0 | 0 | 0 | 0 | 0 | 0 | 0 | 0 | 0 | 0 | 0 | 0 | 0 | 0 | 0 | 0 | 0 | 0 | 0 | 0
Industrial_Industrial - Firm_New_Process_Natural Gas_Process Boiler_E10_Baseline Forecast | Industrial | Industrial - Firm | New | Process | Natural Gas | Process Boiler | E10 |  | Baseline Forecast | 0 | 0 | 0 | 0 | 0 | 0 | 0 | 0 | 0 | 0 | 0 | 0 | 0 | 0 | 0 | 0 | 0 | 0 | 0 | 0 | 0 | 0 | 0 | 0 | 0 | 0 | 0 | 0 | 0 | 0 | 0 | 0 | 0
Industrial_Industrial - Firm_New_Process_Natural Gas_Process Boiler_Vintage_Baseline Forecast | Industrial | Industrial - Firm | New | Process | Natural Gas | Process Boiler | Vintage |  | Baseline Forecast | 0 | 0 | 0 | 0 | 0 | 0 | 0 | 0 | 0 | 0 | 0 | 0 | 0 | 0 | 0 | 0 | 0 | 0 | 0 | 0 | 0 | 0 | 0 | 0 | 0 | 0 | 0 | 0 | 0 | 0 | 0 | 0 | 0
Industrial_Industrial - Firm_New_Process_Natural Gas_Process Cooling_E1_Baseline Forecast | Industrial | Industrial - Firm | New | Process | Natural Gas | Process Cooling | E1 |  | Baseline Forecast | 0 | 16.3257 | 38.6573 | 64.4243 | 83.5144 | 90.0351 | 99.0504 | 105.2188 | 113.478 | 114.7217 | 120.2016 | 125.7217 | 134.6887 | 136.2759 | 141.3167 | 146.2045 | 154.4249 | 155.5337 | 159.9814 | 164.2886 | 171.8178 | 172.4934 | 176.3968 | 180.1714 | 187.0606 | 187.3449 | 190.7493 | 194.0356 | 200.3327 | 200.2641 | 203.2114 | 212.9003 | 222.4222
Industrial_Industrial - Firm_New_Process_Natural Gas_Process Cooling_E2_Baseline Forecast | Industrial | Industrial - Firm | New | Process | Natural Gas | Process Cooling | E2 |  | Baseline Forecast | 0 | 0 | 0 | 0 | 0 | 0 | 0 | 0 | 0 | 0 | 0 | 0 | 0 | 0 | 0 | 0 | 0 | 0 | 0 | 0 | 0 | 0 | 0 | 0 | 0 | 0 | 0 | 0 | 0 | 0 | 0 | 0 | 0
Industrial_Industrial - Firm_New_Process_Natural Gas_Process Cooling_E3_Baseline Forecast | Industrial | Industrial - Firm | New | Process | Natural Gas | Process Cooling | E3 |  | Baseline Forecast | 0 | 0 | 0 | 0 | 0 | 0 | 0 | 0 | 0 | 0 | 0 | 0 | 0 | 0 | 0 | 0 | 0 | 0 | 0 | 0 | 0 | 0 | 0 | 0 | 0 | 0 | 0 | 0 | 0 | 0 | 0 | 0 | 0
Industrial_Industrial - Firm_New_Process_Natural Gas_Process Cooling_E4_Baseline Forecast | Industrial | Industrial - Firm | New | Process | Natural Gas | Process Cooling | E4 |  | Baseline Forecast | 0 | 0 | 0 | 0 | 0 | 0 | 0 | 0 | 0 | 0 | 0 | 0 | 0 | 0 | 0 | 0 | 0 | 0 | 0 | 0 | 0 | 0 | 0 | 0 | 0 | 0 | 0 | 0 | 0 | 0 | 0 | 0 | 0
Industrial_Industrial - Firm_New_Process_Natural Gas_Process Cooling_E5_Baseline Forecast | Industrial | Industrial - Firm | New | Process | Natural Gas | Process Cooling | E5 |  | Baseline Forecast | 0 | 0 | 0 | 0 | 0 | 0 | 0 | 0 | 0 | 0 | 0 | 0 | 0 | 0 | 0 | 0 | 0 | 0 | 0 | 0 | 0 | 0 | 0 | 0 | 0 | 0 | 0 | 0 | 0 | 0 | 0 | 0 | 0
Industrial_Industrial - Firm_New_Process_Natural Gas_Process Cooling_E6_Baseline Forecast | Industrial | Industrial - Firm | New | Process | Natural Gas | Process Cooling | E6 |  | Baseline Forecast | 0 | 0 | 0 | 0 | 0 | 0 | 0 | 0 | 0 | 0 | 0 | 0 | 0 | 0 | 0 | 0 | 0 | 0 | 0 | 0 | 0 | 0 | 0 | 0 | 0 | 0 | 0 | 0 | 0 | 0 | 0 | 0 | 0
Industrial_Industrial - Firm_New_Process_Natural Gas_Process Cooling_E7_Baseline Forecast | Industrial | Industrial - Firm | New | Process | Natural Gas | Process Cooling | E7 |  | Baseline Forecast | 0 | 0 | 0 | 0 | 0 | 0 | 0 | 0 | 0 | 0 | 0 | 0 | 0 | 0 | 0 | 0 | 0 | 0 | 0 | 0 | 0 | 0 | 0 | 0 | 0 | 0 | 0 | 0 | 0 | 0 | 0 | 0 | 0
Industrial_Industrial - Firm_New_Process_Natural Gas_Process Cooling_E8_Baseline Forecast | Industrial | Industrial - Firm | New | Process | Natural Gas | Process Cooling | E8 |  | Baseline Forecast | 0 | 0 | 0 | 0 | 0 | 0 | 0 | 0 | 0 | 0 | 0 | 0 | 0 | 0 | 0 | 0 | 0 | 0 | 0 | 0 | 0 | 0 | 0 | 0 | 0 | 0 | 0 | 0 | 0 | 0 | 0 | 0 | 0
Industrial_Industrial - Firm_New_Process_Natural Gas_Process Cooling_E9_Baseline Forecast | Industrial | Industrial - Firm | New | Process | Natural Gas | Process Cooling | E9 |  | Baseline Forecast | 0 | 0 | 0 | 0 | 0 | 0 | 0 | 0 | 0 | 0 | 0 | 0 | 0 | 0 | 0 | 0 | 0 | 0 | 0 | 0 | 0 | 0 | 0 | 0 | 0 | 0 | 0 | 0 | 0 | 0 | 0 | 0 | 0
Industrial_Industrial - Firm_New_Process_Natural Gas_Process Cooling_E10_Baseline Forecast | Industrial | Industrial - Firm | New | Process | Natural Gas | Process Cooling | E10 |  | Baseline Forecast | 0 | 0 | 0 | 0 | 0 | 0 | 0 | 0 | 0 | 0 | 0 | 0 | 0 | 0 | 0 | 0 | 0 | 0 | 0 | 0 | 0 | 0 | 0 | 0 | 0 | 0 | 0 | 0 | 0 | 0 | 0 | 0 | 0
Industrial_Industrial - Firm_New_Process_Natural Gas_Process Cooling_Vintage_Baseline Forecast | Industrial | Industrial - Firm | New | Process | Natural Gas | Process Cooling | Vintage |  | Baseline Forecast | 0 | 0 | 0 | 0 | 0 | 0 | 0 | 0 | 0 | 0 | 0 | 0 | 0 | 0 | 0 | 0 | 0 | 0 | 0 | 0 | 0 | 0 | 0 | 0 | 0 | 0 | 0 | 0 | 0 | 0 | 0 | 0 | 0
Industrial_Industrial - Firm_New_Process_Natural Gas_Other Process_E1_Baseline Forecast | Industrial | Industrial - Firm | New | Process | Natural Gas | Other Process | E1 |  | Baseline Forecast | 0 | 16.3257 | 38.6573 | 64.4243 | 83.5144 | 90.0351 | 99.0504 | 105.2188 | 113.478 | 114.7217 | 120.2016 | 125.7217 | 134.6887 | 136.2759 | 141.3167 | 146.2045 | 154.4249 | 155.5337 | 159.9814 | 164.2886 | 171.8178 | 172.4934 | 176.3968 | 180.1714 | 187.0606 | 187.3449 | 190.7493 | 194.0356 | 200.3327 | 200.2641 | 203.2114 | 212.9003 | 222.4222
Industrial_Industrial - Firm_New_Process_Natural Gas_Other Process_E2_Baseline Forecast | Industrial | Industrial - Firm | New | Process | Natural Gas | Other Process | E2 |  | Baseline Forecast | 0 | 0 | 0 | 0 | 0 | 0 | 0 | 0 | 0 | 0 | 0 | 0 | 0 | 0 | 0 | 0 | 0 | 0 | 0 | 0 | 0 | 0 | 0 | 0 | 0 | 0 | 0 | 0 | 0 | 0 | 0 | 0 | 0
Industrial_Industrial - Firm_New_Process_Natural Gas_Other Process_E3_Baseline Forecast | Industrial | Industrial - Firm | New | Process | Natural Gas | Other Process | E3 |  | Baseline Forecast | 0 | 0 | 0 | 0 | 0 | 0 | 0 | 0 | 0 | 0 | 0 | 0 | 0 | 0 | 0 | 0 | 0 | 0 | 0 | 0 | 0 | 0 | 0 | 0 | 0 | 0 | 0 | 0 | 0 | 0 | 0 | 0 | 0
Industrial_Industrial - Firm_New_Process_Natural Gas_Other Process_E4_Baseline Forecast | Industrial | Industrial - Firm | New | Process | Natural Gas | Other Process | E4 |  | Baseline Forecast | 0 | 0 | 0 | 0 | 0 | 0 | 0 | 0 | 0 | 0 | 0 | 0 | 0 | 0 | 0 | 0 | 0 | 0 | 0 | 0 | 0 | 0 | 0 | 0 | 0 | 0 | 0 | 0 | 0 | 0 | 0 | 0 | 0
Industrial_Industrial - Firm_New_Process_Natural Gas_Other Process_E5_Baseline Forecast | Industrial | Industrial - Firm | New | Process | Natural Gas | Other Process | E5 |  | Baseline Forecast | 0 | 0 | 0 | 0 | 0 | 0 | 0 | 0 | 0 | 0 | 0 | 0 | 0 | 0 | 0 | 0 | 0 | 0 | 0 | 0 | 0 | 0 | 0 | 0 | 0 | 0 | 0 | 0 | 0 | 0 | 0 | 0 | 0
Industrial_Industrial - Firm_New_Process_Natural Gas_Other Process_E6_Baseline Forecast | Industrial | Industrial - Firm | New | Process | Natural Gas | Other Process | E6 |  | Baseline Forecast | 0 | 0 | 0 | 0 | 0 | 0 | 0 | 0 | 0 | 0 | 0 | 0 | 0 | 0 | 0 | 0 | 0 | 0 | 0 | 0 | 0 | 0 | 0 | 0 | 0 | 0 | 0 | 0 | 0 | 0 | 0 | 0 | 0
Industrial_Industrial - Firm_New_Process_Natural Gas_Other Process_E7_Baseline Forecast | Industrial | Industrial - Firm | New | Process | Natural Gas | Other Process | E7 |  | Baseline Forecast | 0 | 0 | 0 | 0 | 0 | 0 | 0 | 0 | 0 | 0 | 0 | 0 | 0 | 0 | 0 | 0 | 0 | 0 | 0 | 0 | 0 | 0 | 0 | 0 | 0 | 0 | 0 | 0 | 0 | 0 | 0 | 0 | 0
Industrial_Industrial - Firm_New_Process_Natural Gas_Other Process_E8_Baseline Forecast | Industrial | Industrial - Firm | New | Process | Natural Gas | Other Process | E8 |  | Baseline Forecast | 0 | 0 | 0 | 0 | 0 | 0 | 0 | 0 | 0 | 0 | 0 | 0 | 0 | 0 | 0 | 0 | 0 | 0 | 0 | 0 | 0 | 0 | 0 | 0 | 0 | 0 | 0 | 0 | 0 | 0 | 0 | 0 | 0
Industrial_Industrial - Firm_New_Process_Natural Gas_Other Process_E9_Baseline Forecast | Industrial | Industrial - Firm | New | Process | Natural Gas | Other Process | E9 |  | Baseline Forecast | 0 | 0 | 0 | 0 | 0 | 0 | 0 | 0 | 0 | 0 | 0 | 0 | 0 | 0 | 0 | 0 | 0 | 0 | 0 | 0 | 0 | 0 | 0 | 0 | 0 | 0 | 0 | 0 | 0 | 0 | 0 | 0 | 0
Industrial_Industrial - Firm_New_Process_Natural Gas_Other Process_E10_Baseline Forecast | Industrial | Industrial - Firm | New | Process | Natural Gas | Other Process | E10 |  | Baseline Forecast | 0 | 0 | 0 | 0 | 0 | 0 | 0 | 0 | 0 | 0 | 0 | 0 | 0 | 0 | 0 | 0 | 0 | 0 | 0 | 0 | 0 | 0 | 0 | 0 | 0 | 0 | 0 | 0 | 0 | 0 | 0 | 0 | 0
Industrial_Industrial - Firm_New_Process_Natural Gas_Other Process_Vintage_Baseline Forecast | Industrial | Industrial - Firm | New | Process | Natural Gas | Other Process | Vintage |  | Baseline Forecast | 0 | 0 | 0 | 0 | 0 | 0 | 0 | 0 | 0 | 0 | 0 | 0 | 0 | 0 | 0 | 0 | 0 | 0 | 0 | 0 | 0 | 0 | 0 | 0 | 0 | 0 | 0 | 0 | 0 | 0 | 0 | 0 | 0
Industrial_Industrial - Firm_New_Miscellaneous_Natural Gas_Miscellaneous_E1_Baseline Forecast | Industrial | Industrial - Firm | New | Miscellaneous | Natural Gas | Miscellaneous | E1 |  | Baseline Forecast | 0 | 16.3257 | 38.6573 | 64.4243 | 83.5144 | 90.0351 | 99.0504 | 105.2188 | 113.478 | 114.7217 | 120.2016 | 125.7217 | 134.6887 | 136.2759 | 141.3167 | 146.2045 | 154.4249 | 155.5337 | 159.9814 | 164.2886 | 171.8178 | 172.4934 | 176.3968 | 180.1714 | 187.0606 | 187.3449 | 190.7493 | 194.0356 | 200.3327 | 200.2641 | 203.2114 | 212.9003 | 222.4222
Industrial_Industrial - Firm_New_Miscellaneous_Natural Gas_Miscellaneous_E2_Baseline Forecast | Industrial | Industrial - Firm | New | Miscellaneous | Natural Gas | Miscellaneous | E2 |  | Baseline Forecast | 0 | 0 | 0 | 0 | 0 | 0 | 0 | 0 | 0 | 0 | 0 | 0 | 0 | 0 | 0 | 0 | 0 | 0 | 0 | 0 | 0 | 0 | 0 | 0 | 0 | 0 | 0 | 0 | 0 | 0 | 0 | 0 | 0
Industrial_Industrial - Firm_New_Miscellaneous_Natural Gas_Miscellaneous_E3_Baseline Forecast | Industrial | Industrial - Firm | New | Miscellaneous | Natural Gas | Miscellaneous | E3 |  | Baseline Forecast | 0 | 0 | 0 | 0 | 0 | 0 | 0 | 0 | 0 | 0 | 0 | 0 | 0 | 0 | 0 | 0 | 0 | 0 | 0 | 0 | 0 | 0 | 0 | 0 | 0 | 0 | 0 | 0 | 0 | 0 | 0 | 0 | 0
Industrial_Industrial - Firm_New_Miscellaneous_Natural Gas_Miscellaneous_E4_Baseline Forecast | Industrial | Industrial - Firm | New | Miscellaneous | Natural Gas | Miscellaneous | E4 |  | Baseline Forecast | 0 | 0 | 0 | 0 | 0 | 0 | 0 | 0 | 0 | 0 | 0 | 0 | 0 | 0 | 0 | 0 | 0 | 0 | 0 | 0 | 0 | 0 | 0 | 0 | 0 | 0 | 0 | 0 | 0 | 0 | 0 | 0 | 0
Industrial_Industrial - Firm_New_Miscellaneous_Natural Gas_Miscellaneous_E5_Baseline Forecast | Industrial | Industrial - Firm | New | Miscellaneous | Natural Gas | Miscellaneous | E5 |  | Baseline Forecast | 0 | 0 | 0 | 0 | 0 | 0 | 0 | 0 | 0 | 0 | 0 | 0 | 0 | 0 | 0 | 0 | 0 | 0 | 0 | 0 | 0 | 0 | 0 | 0 | 0 | 0 | 0 | 0 | 0 | 0 | 0 | 0 | 0
Industrial_Industrial - Firm_New_Miscellaneous_Natural Gas_Miscellaneous_E6_Baseline Forecast | Industrial | Industrial - Firm | New | Miscellaneous | Natural Gas | Miscellaneous | E6 |  | Baseline Forecast | 0 | 0 | 0 | 0 | 0 | 0 | 0 | 0 | 0 | 0 | 0 | 0 | 0 | 0 | 0 | 0 | 0 | 0 | 0 | 0 | 0 | 0 | 0 | 0 | 0 | 0 | 0 | 0 | 0 | 0 | 0 | 0 | 0
Industrial_Industrial - Firm_New_Miscellaneous_Natural Gas_Miscellaneous_E7_Baseline Forecast | Industrial | Industrial - Firm | New | Miscellaneous | Natural Gas | Miscellaneous | E7 |  | Baseline Forecast | 0 | 0 | 0 | 0 | 0 | 0 | 0 | 0 | 0 | 0 | 0 | 0 | 0 | 0 | 0 | 0 | 0 | 0 | 0 | 0 | 0 | 0 | 0 | 0 | 0 | 0 | 0 | 0 | 0 | 0 | 0 | 0 | 0
Industrial_Industrial - Firm_New_Miscellaneous_Natural Gas_Miscellaneous_E8_Baseline Forecast | Industrial | Industrial - Firm | New | Miscellaneous | Natural Gas | Miscellaneous | E8 |  | Baseline Forecast | 0 | 0 | 0 | 0 | 0 | 0 | 0 | 0 | 0 | 0 | 0 | 0 | 0 | 0 | 0 | 0 | 0 | 0 | 0 | 0 | 0 | 0 | 0 | 0 | 0 | 0 | 0 | 0 | 0 | 0 | 0 | 0 | 0
Industrial_Industrial - Firm_New_Miscellaneous_Natural Gas_Miscellaneous_E9_Baseline Forecast | Industrial | Industrial - Firm | New | Miscellaneous | Natural Gas | Miscellaneous | E9 |  | Baseline Forecast | 0 | 0 | 0 | 0 | 0 | 0 | 0 | 0 | 0 | 0 | 0 | 0 | 0 | 0 | 0 | 0 | 0 | 0 | 0 | 0 | 0 | 0 | 0 | 0 | 0 | 0 | 0 | 0 | 0 | 0 | 0 | 0 | 0
Industrial_Industrial - Firm_New_Miscellaneous_Natural Gas_Miscellaneous_E10_Baseline Forecast | Industrial | Industrial - Firm | New | Miscellaneous | Natural Gas | Miscellaneous | E10 |  | Baseline Forecast | 0 | 0 | 0 | 0 | 0 | 0 | 0 | 0 | 0 | 0 | 0 | 0 | 0 | 0 | 0 | 0 | 0 | 0 | 0 | 0 | 0 | 0 | 0 | 0 | 0 | 0 | 0 | 0 | 0 | 0 | 0 | 0 | 0
Industrial_Industrial - Firm_New_Miscellaneous_Natural Gas_Miscellaneous_Vintage_Baseline Forecast | Industrial | Industrial - Firm | New | Miscellaneous | Natural Gas | Miscellaneous | Vintage |  | Baseline Forecast | 0 | 0 | 0 | 0 | 0 | 0 | 0 | 0 | 0 | 0 | 0 | 0 | 0 | 0 | 0 | 0 | 0 | 0 | 0 | 0 | 0 | 0 | 0 | 0 | 0 | 0 | 0 | 0 | 0 | 0 | 0 | 0 | 0
Industrial_Industrial - Int_Existing_Space Heating_Natural Gas_Furnace_E1_Baseline Forecast | Industrial | Industrial - Int | Existing | Space Heating | Natural Gas | Furnace | E1 |  | Baseline Forecast | 0 | 14.1987 | 29.16 | 44.7372 | 60.7991 | 77.2287 | 93.9218 | 110.7857 | 127.738 | 144.706 | 161.6253 | 178.4391 | 195.0978 | 211.5578 | 227.7811 | 243.735 | 259.3912 | 274.7254 | 289.7171 | 302.6189 | 313.6366 | 322.9572 | 330.7497 | 337.1675 | 342.3494 | 346.4212 | 349.4968 | 351.6793 | 353.0621 | 353.7298 | 353.7589 | 353.2186 | 352.1715
Industrial_Industrial - Int_Existing_Space Heating_Natural Gas_Furnace_E2_Baseline Forecast | Industrial | Industrial - Int | Existing | Space Heating | Natural Gas | Furnace | E2 |  | Baseline Forecast | 0 | 0 | 0 | 0 | 0 | 0 | 0 | 0 | 0 | 0 | 0 | 0 | 0 | 0 | 0 | 0 | 0 | 0 | 0 | 0 | 0 | 0 | 0 | 0 | 0 | 0 | 0 | 0 | 0 | 0 | 0 | 0 | 0
Industrial_Industrial - Int_Existing_Space Heating_Natural Gas_Furnace_E3_Baseline Forecast | Industrial | Industrial - Int | Existing | Space Heating | Natural Gas | Furnace | E3 |  | Baseline Forecast | 0 | 0 | 0 | 0 | 0 | 0 | 0 | 0 | 0 | 0 | 0 | 0 | 0 | 0 | 0 | 0 | 0 | 0 | 0 | 0 | 0 | 0 | 0 | 0 | 0 | 0 | 0 | 0 | 0 | 0 | 0 | 0 | 0
Industrial_Industrial - Int_Existing_Space Heating_Natural Gas_Furnace_E4_Baseline Forecast | Industrial | Industrial - Int | Existing | Space Heating | Natural Gas | Furnace | E4 |  | Baseline Forecast | 0 | 0 | 0 | 0 | 0 | 0 | 0 | 0 | 0 | 0 | 0 | 0 | 0 | 0 | 0 | 0 | 0 | 0 | 0 | 0 | 0 | 0 | 0 | 0 | 0 | 0 | 0 | 0 | 0 | 0 | 0 | 0 | 0
Industrial_Industrial - Int_Existing_Space Heating_Natural Gas_Furnace_E5_Baseline Forecast | Industrial | Industrial - Int | Existing | Space Heating | Natural Gas | Furnace | E5 |  | Baseline Forecast | 0 | 0 | 0 | 0 | 0 | 0 | 0 | 0 | 0 | 0 | 0 | 0 | 0 | 0 | 0 | 0 | 0 | 0 | 0 | 0 | 0 | 0 | 0 | 0 | 0 | 0 | 0 | 0 | 0 | 0 | 0 | 0 | 0
Industrial_Industrial - Int_Existing_Space Heating_Natural Gas_Furnace_E6_Baseline Forecast | Industrial | Industrial - Int | Existing | Space Heating | Natural Gas | Furnace | E6 |  | Baseline Forecast | 0 | 0 | 0 | 0 | 0 | 0 | 0 | 0 | 0 | 0 | 0 | 0 | 0 | 0 | 0 | 0 | 0 | 0 | 0 | 0 | 0 | 0 | 0 | 0 | 0 | 0 | 0 | 0 | 0 | 0 | 0 | 0 | 0
Industrial_Industrial - Int_Existing_Space Heating_Natural Gas_Furnace_E7_Baseline Forecast | Industrial | Industrial - Int | Existing | Space Heating | Natural Gas | Furnace | E7 |  | Baseline Forecast | 0 | 0 | 0 | 0 | 0 | 0 | 0 | 0 | 0 | 0 | 0 | 0 | 0 | 0 | 0 | 0 | 0 | 0 | 0 | 0 | 0 | 0 | 0 | 0 | 0 | 0 | 0 | 0 | 0 | 0 | 0 | 0 | 0
Industrial_Industrial - Int_Existing_Space Heating_Natural Gas_Furnace_E8_Baseline Forecast | Industrial | Industrial - Int | Existing | Space Heating | Natural Gas | Furnace | E8 |  | Baseline Forecast | 0 | 0 | 0 | 0 | 0 | 0 | 0 | 0 | 0 | 0 | 0 | 0 | 0 | 0 | 0 | 0 | 0 | 0 | 0 | 0 | 0 | 0 | 0 | 0 | 0 | 0 | 0 | 0 | 0 | 0 | 0 | 0 | 0
Industrial_Industrial - Int_Existing_Space Heating_Natural Gas_Furnace_E9_Baseline Forecast | Industrial | Industrial - Int | Existing | Space Heating | Natural Gas | Furnace | E9 |  | Baseline Forecast | 0 | 0 | 0 | 0 | 0 | 0 | 0 | 0 | 0 | 0 | 0 | 0 | 0 | 0 | 0 | 0 | 0 | 0 | 0 | 0 | 0 | 0 | 0 | 0 | 0 | 0 | 0 | 0 | 0 | 0 | 0 | 0 | 0
Industrial_Industrial - Int_Existing_Space Heating_Natural Gas_Furnace_E10_Baseline Forecast | Industrial | Industrial - Int | Existing | Space Heating | Natural Gas | Furnace | E10 |  | Baseline Forecast | 0 | 0 | 0 | 0 | 0 | 0 | 0 | 0 | 0 | 0 | 0 | 0 | 0 | 0 | 0 | 0 | 0 | 0 | 0 | 0 | 0 | 0 | 0 | 0 | 0 | 0 | 0 | 0 | 0 | 0 | 0 | 0 | 0
Industrial_Industrial - Int_Existing_Space Heating_Natural Gas_Furnace_Vintage_Baseline Forecast | Industrial | Industrial - Int | Existing | Space Heating | Natural Gas | Furnace | Vintage |  | Baseline Forecast | 719.9796 | 693.3675 | 666.2067 | 638.6405 | 610.7962 | 582.7873 | 554.7146 | 526.6674 | 498.7244 | 470.9554 | 443.4213 | 416.1756 | 389.2649 | 362.7297 | 336.6049 | 310.9202 | 285.701 | 260.9687 | 236.7408 | 214.7622 | 194.8241 | 176.737 | 160.329 | 145.4444 | 131.9416 | 119.6924 | 108.5803 | 98.4999 | 89.3554 | 81.0598 | 73.5343 | 66.7075 | 60.5145
Industrial_Industrial - Int_Existing_Space Heating_Natural Gas_Boiler_E1_Baseline Forecast | Industrial | Industrial - Int | Existing | Space Heating | Natural Gas | Boiler | E1 |  | Baseline Forecast | 0 | 2.5547 | 5.2952 | 8.1851 | 11.1924 | 14.2889 | 17.4498 | 20.6533 | 23.8805 | 27.1146 | 30.3414 | 33.5481 | 36.724 | 39.8596 | 42.9471 | 45.9795 | 48.9512 | 51.8572 | 54.6935 | 57.457 | 60.1449 | 62.7553 | 64.9319 | 66.7237 | 68.1742 | 69.3226 | 70.2035 | 70.8479 | 71.2835 | 71.535 | 71.6243 | 71.5711 | 71.3929
Industrial_Industrial - Int_Existing_Space Heating_Natural Gas_Boiler_E2_Baseline Forecast | Industrial | Industrial - Int | Existing | Space Heating | Natural Gas | Boiler | E2 |  | Baseline Forecast | 0 | 0 | 0 | 0 | 0 | 0 | 0 | 0 | 0 | 0 | 0 | 0 | 0 | 0 | 0 | 0 | 0 | 0 | 0 | 0 | 0 | 0 | 0 | 0 | 0 | 0 | 0 | 0 | 0 | 0 | 0 | 0 | 0
Industrial_Industrial - Int_Existing_Space Heating_Natural Gas_Boiler_E3_Baseline Forecast | Industrial | Industrial - Int | Existing | Space Heating | Natural Gas | Boiler | E3 |  | Baseline Forecast | 0 | 0 | 0 | 0 | 0 | 0 | 0 | 0 | 0 | 0 | 0 | 0 | 0 | 0 | 0 | 0 | 0 | 0 | 0 | 0 | 0 | 0 | 0 | 0 | 0 | 0 | 0 | 0 | 0 | 0 | 0 | 0 | 0
Industrial_Industrial - Int_Existing_Space Heating_Natural Gas_Boiler_E4_Baseline Forecast | Industrial | Industrial - Int | Existing | Space Heating | Natural Gas | Boiler | E4 |  | Baseline Forecast | 0 | 0 | 0 | 0 | 0 | 0 | 0 | 0 | 0 | 0 | 0 | 0 | 0 | 0 | 0 | 0 | 0 | 0 | 0 | 0 | 0 | 0 | 0 | 0 | 0 | 0 | 0 | 0 | 0 | 0 | 0 | 0 | 0
Industrial_Industrial - Int_Existing_Space Heating_Natural Gas_Boiler_E5_Baseline Forecast | Industrial | Industrial - Int | Existing | Space Heating | Natural Gas | Boiler | E5 |  | Baseline Forecast | 0 | 0 | 0 | 0 | 0 | 0 | 0 | 0 | 0 | 0 | 0 | 0 | 0 | 0 | 0 | 0 | 0 | 0 | 0 | 0 | 0 | 0 | 0 | 0 | 0 | 0 | 0 | 0 | 0 | 0 | 0 | 0 | 0
Industrial_Industrial - Int_Existing_Space Heating_Natural Gas_Boiler_E6_Baseline Forecast | Industrial | Industrial - Int | Existing | Space Heating | Natural Gas | Boiler | E6 |  | Baseline Forecast | 0 | 0 | 0 | 0 | 0 | 0 | 0 | 0 | 0 | 0 | 0 | 0 | 0 | 0 | 0 | 0 | 0 | 0 | 0 | 0 | 0 | 0 | 0 | 0 | 0 | 0 | 0 | 0 | 0 | 0 | 0 | 0 | 0
Industrial_Industrial - Int_Existing_Space Heating_Natural Gas_Boiler_E7_Baseline Forecast | Industrial | Industrial - Int | Existing | Space Heating | Natural Gas | Boiler | E7 |  | Baseline Forecast | 0 | 0 | 0 | 0 | 0 | 0 | 0 | 0 | 0 | 0 | 0 | 0 | 0 | 0 | 0 | 0 | 0 | 0 | 0 | 0 | 0 | 0 | 0 | 0 | 0 | 0 | 0 | 0 | 0 | 0 | 0 | 0 | 0
Industrial_Industrial - Int_Existing_Space Heating_Natural Gas_Boiler_E8_Baseline Forecast | Industrial | Industrial - Int | Existing | Space Heating | Natural Gas | Boiler | E8 |  | Baseline Forecast | 0 | 0 | 0 | 0 | 0 | 0 | 0 | 0 | 0 | 0 | 0 | 0 | 0 | 0 | 0 | 0 | 0 | 0 | 0 | 0 | 0 | 0 | 0 | 0 | 0 | 0 | 0 | 0 | 0 | 0 | 0 | 0 | 0
Industrial_Industrial - Int_Existing_Space Heating_Natural Gas_Boiler_E9_Baseline Forecast | Industrial | Industrial - Int | Existing | Space Heating | Natural Gas | Boiler | E9 |  | Baseline Forecast | 0 | 0 | 0 | 0 | 0 | 0 | 0 | 0 | 0 | 0 | 0 | 0 | 0 | 0 | 0 | 0 | 0 | 0 | 0 | 0 | 0 | 0 | 0 | 0 | 0 | 0 | 0 | 0 | 0 | 0 | 0 | 0 | 0
Industrial_Industrial - Int_Existing_Space Heating_Natural Gas_Boiler_E10_Baseline Forecast | Industrial | Industrial - Int | Existing | Space Heating | Natural Gas | Boiler | E10 |  | Baseline Forecast | 0 | 0 | 0 | 0 | 0 | 0 | 0 | 0 | 0 | 0 | 0 | 0 | 0 | 0 | 0 | 0 | 0 | 0 | 0 | 0 | 0 | 0 | 0 | 0 | 0 | 0 | 0 | 0 | 0 | 0 | 0 | 0 | 0
Industrial_Industrial - Int_Existing_Space Heating_Natural Gas_Boiler_Vintage_Baseline Forecast | Industrial | Industrial - Int | Existing | Space Heating | Natural Gas | Boiler | Vintage |  | Baseline Forecast | 142.9726 | 137.9529 | 132.7899 | 127.5192 | 122.1722 | 116.7763 | 111.3557 | 105.9313 | 100.5217 | 95.1426 | 89.808 | 84.5297 | 79.318 | 74.1816 | 69.128 | 64.1632 | 59.2926 | 54.5203 | 49.8498 | 45.2839 | 40.8245 | 36.4733 | 32.5859 | 29.1128 | 26.0099 | 23.2377 | 20.7609 | 18.5481 | 16.5712 | 14.805 | 13.2271 | 11.8173 | 10.5578
Industrial_Industrial - Int_Existing_Space Heating_Natural Gas_Unit Heater_E1_Baseline Forecast | Industrial | Industrial - Int | Existing | Space Heating | Natural Gas | Unit Heater | E1 |  | Baseline Forecast | 0 | 5.1509 | 11.6427 | 19.1031 | 27.2415 | 35.8316 | 44.6975 | 53.7033 | 62.7439 | 71.7388 | 80.6265 | 89.3607 | 95.7799 | 100.3866 | 103.5759 | 105.6583 | 106.8779 | 107.4262 | 107.4539 | 107.0792 | 106.395 | 105.4741 | 104.3739 | 103.139 | 101.8047 | 100.3985 | 98.9419 | 97.4518 | 95.9412 | 94.4204 | 92.8973 | 91.3781 | 89.8674
Industrial_Industrial - Int_Existing_Space Heating_Natural Gas_Unit Heater_E2_Baseline Forecast | Industrial | Industrial - Int | Existing | Space Heating | Natural Gas | Unit Heater | E2 |  | Baseline Forecast | 0 | 0 | 0 | 0 | 0 | 0 | 0 | 0 | 0 | 0 | 0 | 0 | 0 | 0 | 0 | 0 | 0 | 0 | 0 | 0 | 0 | 0 | 0 | 0 | 0 | 0 | 0 | 0 | 0 | 0 | 0 | 0 | 0
Industrial_Industrial - Int_Existing_Space Heating_Natural Gas_Unit Heater_E3_Baseline Forecast | Industrial | Industrial - Int | Existing | Space Heating | Natural Gas | Unit Heater | E3 |  | Baseline Forecast | 0 | 0 | 0 | 0 | 0 | 0 | 0 | 0 | 0 | 0 | 0 | 0 | 0 | 0 | 0 | 0 | 0 | 0 | 0 | 0 | 0 | 0 | 0 | 0 | 0 | 0 | 0 | 0 | 0 | 0 | 0 | 0 | 0
Industrial_Industrial - Int_Existing_Space Heating_Natural Gas_Unit Heater_E4_Baseline Forecast | Industrial | Industrial - Int | Existing | Space Heating | Natural Gas | Unit Heater | E4 |  | Baseline Forecast | 0 | 0 | 0 | 0 | 0 | 0 | 0 | 0 | 0 | 0 | 0 | 0 | 0 | 0 | 0 | 0 | 0 | 0 | 0 | 0 | 0 | 0 | 0 | 0 | 0 | 0 | 0 | 0 | 0 | 0 | 0 | 0 | 0
Industrial_Industrial - Int_Existing_Space Heating_Natural Gas_Unit Heater_E5_Baseline Forecast | Industrial | Industrial - Int | Existing | Space Heating | Natural Gas | Unit Heater | E5 |  | Baseline Forecast | 0 | 0 | 0 | 0 | 0 | 0 | 0 | 0 | 0 | 0 | 0 | 0 | 0 | 0 | 0 | 0 | 0 | 0 | 0 | 0 | 0 | 0 | 0 | 0 | 0 | 0 | 0 | 0 | 0 | 0 | 0 | 0 | 0
Industrial_Industrial - Int_Existing_Space Heating_Natural Gas_Unit Heater_E6_Baseline Forecast | Industrial | Industrial - Int | Existing | Space Heating | Natural Gas | Unit Heater | E6 |  | Baseline Forecast | 0 | 0 | 0 | 0 | 0 | 0 | 0 | 0 | 0 | 0 | 0 | 0 | 0 | 0 | 0 | 0 | 0 | 0 | 0 | 0 | 0 | 0 | 0 | 0 | 0 | 0 | 0 | 0 | 0 | 0 | 0 | 0 | 0
Industrial_Industrial - Int_Existing_Space Heating_Natural Gas_Unit Heater_E7_Baseline Forecast | Industrial | Industrial - Int | Existing | Space Heating | Natural Gas | Unit Heater | E7 |  | Baseline Forecast | 0 | 0 | 0 | 0 | 0 | 0 | 0 | 0 | 0 | 0 | 0 | 0 | 0 | 0 | 0 | 0 | 0 | 0 | 0 | 0 | 0 | 0 | 0 | 0 | 0 | 0 | 0 | 0 | 0 | 0 | 0 | 0 | 0
Industrial_Industrial - Int_Existing_Space Heating_Natural Gas_Unit Heater_E8_Baseline Forecast | Industrial | Industrial - Int | Existing | Space Heating | Natural Gas | Unit Heater | E8 |  | Baseline Forecast | 0 | 0 | 0 | 0 | 0 | 0 | 0 | 0 | 0 | 0 | 0 | 0 | 0 | 0 | 0 | 0 | 0 | 0 | 0 | 0 | 0 | 0 | 0 | 0 | 0 | 0 | 0 | 0 | 0 | 0 | 0 | 0 | 0
Industrial_Industrial - Int_Existing_Space Heating_Natural Gas_Unit Heater_E9_Baseline Forecast | Industrial | Industrial - Int | Existing | Space Heating | Natural Gas | Unit Heater | E9 |  | Baseline Forecast | 0 | 0 | 0 | 0 | 0 | 0 | 0 | 0 | 0 | 0 | 0 | 0 | 0 | 0 | 0 | 0 | 0 | 0 | 0 | 0 | 0 | 0 | 0 | 0 | 0 | 0 | 0 | 0 | 0 | 0 | 0 | 0 | 0
Industrial_Industrial - Int_Existing_Space Heating_Natural Gas_Unit Heater_E10_Baseline Forecast | Industrial | Industrial - Int | Existing | Space Heating | Natural Gas | Unit Heater | E10 |  | Baseline Forecast | 0 | 0 | 0 | 0 | 0 | 0 | 0 | 0 | 0 | 0 | 0 | 0 | 0 | 0 | 0 | 0 | 0 | 0 | 0 | 0 | 0 | 0 | 0 | 0 | 0 | 0 | 0 | 0 | 0 | 0 | 0 | 0 | 0
Industrial_Industrial - Int_Existing_Space Heating_Natural Gas_Unit Heater_Vintage_Baseline Forecast | Industrial | Industrial - Int | Existing | Space Heating | Natural Gas | Unit Heater | Vintage |  | Baseline Forecast | 157.2366 | 149.3747 | 140.2187 | 130.1399 | 119.4284 | 108.3096 | 96.9584 | 85.5102 | 74.0694 | 62.7157 | 51.5098 | 40.4974 | 31.8393 | 25.0323 | 19.6805 | 15.473 | 12.165 | 9.5642 | 7.5194 | 5.9118 | 4.6479 | 3.6542 | 2.873 | 2.2588 | 1.7758 | 1.3962 | 1.0977 | 0.86301 | 0.6785 | 0.53345 | 0.4194 | 0.32973 | 0.25924
Industrial_Industrial - Int_Existing_Process_Natural Gas_Process Heating_E1_Baseline Forecast | Industrial | Industrial - Int | Existing | Process | Natural Gas | Process Heating | E1 |  | Baseline Forecast | 0 | 0 | 0 | 0 | 0 | 0 | 0 | 0 | 0 | 0 | 0 | 0 | 0 | 0 | 0 | 0 | 0 | 13.8011 | 39.4565 | 75.2391 | 119.6179 | 171.237 | 216.2445 | 255.3643 | 289.2428 | 318.457 | 343.5222 | 364.8986 | 382.9967 | 398.1833 | 410.7857 | 421.0958 | 429.3744
Industrial_Industrial - Int_Existing_Process_Natural Gas_Process Heating_E2_Baseline Forecast | Industrial | Industrial - Int | Existing | Process | Natural Gas | Process Heating | E2 |  | Baseline Forecast | 0 | 0 | 0 | 0 | 0 | 0 | 0 | 0 | 0 | 0 | 0 | 0 | 0 | 0 | 0 | 0 | 0 | 0 | 0 | 0 | 0 | 0 | 0 | 0 | 0 | 0 | 0 | 0 | 0 | 0 | 0 | 0 | 0
Industrial_Industrial - Int_Existing_Process_Natural Gas_Process Heating_E3_Baseline Forecast | Industrial | Industrial - Int | Existing | Process | Natural Gas | Process Heating | E3 |  | Baseline Forecast | 0 | 0 | 0 | 0 | 0 | 0 | 0 | 0 | 0 | 0 | 0 | 0 | 0 | 0 | 0 | 0 | 0 | 0 | 0 | 0 | 0 | 0 | 0 | 0 | 0 | 0 | 0 | 0 | 0 | 0 | 0 | 0 | 0
Industrial_Industrial - Int_Existing_Process_Natural Gas_Process Heating_E4_Baseline Forecast | Industrial | Industrial - Int | Existing | Process | Natural Gas | Process Heating | E4 |  | Baseline Forecast | 0 | 0 | 0 | 0 | 0 | 0 | 0 | 0 | 0 | 0 | 0 | 0 | 0 | 0 | 0 | 0 | 0 | 0 | 0 | 0 | 0 | 0 | 0 | 0 | 0 | 0 | 0 | 0 | 0 | 0 | 0 | 0 | 0
Industrial_Industrial - Int_Existing_Process_Natural Gas_Process Heating_E5_Baseline Forecast | Industrial | Industrial - Int | Existing | Process | Natural Gas | Process Heating | E5 |  | Baseline Forecast | 0 | 0 | 0 | 0 | 0 | 0 | 0 | 0 | 0 | 0 | 0 | 0 | 0 | 0 | 0 | 0 | 0 | 0 | 0 | 0 | 0 | 0 | 0 | 0 | 0 | 0 | 0 | 0 | 0 | 0 | 0 | 0 | 0
Industrial_Industrial - Int_Existing_Process_Natural Gas_Process Heating_E6_Baseline Forecast | Industrial | Industrial - Int | Existing | Process | Natural Gas | Process Heating | E6 |  | Baseline Forecast | 0 | 0 | 0 | 0 | 0 | 0 | 0 | 0 | 0 | 0 | 0 | 0 | 0 | 0 | 0 | 0 | 0 | 0 | 0 | 0 | 0 | 0 | 0 | 0 | 0 | 0 | 0 | 0 | 0 | 0 | 0 | 0 | 0
Industrial_Industrial - Int_Existing_Process_Natural Gas_Process Heating_E7_Baseline Forecast | Industrial | Industrial - Int | Existing | Process | Natural Gas | Process Heating | E7 |  | Baseline Forecast | 0 | 0 | 0 | 0 | 0 | 0 | 0 | 0 | 0 | 0 | 0 | 0 | 0 | 0 | 0 | 0 | 0 | 0 | 0 | 0 | 0 | 0 | 0 | 0 | 0 | 0 | 0 | 0 | 0 | 0 | 0 | 0 | 0
Industrial_Industrial - Int_Existing_Process_Natural Gas_Process Heating_E8_Baseline Forecast | Industrial | Industrial - Int | Existing | Process | Natural Gas | Process Heating | E8 |  | Baseline Forecast | 0 | 0 | 0 | 0 | 0 | 0 | 0 | 0 | 0 | 0 | 0 | 0 | 0 | 0 | 0 | 0 | 0 | 0 | 0 | 0 | 0 | 0 | 0 | 0 | 0 | 0 | 0 | 0 | 0 | 0 | 0 | 0 | 0
Industrial_Industrial - Int_Existing_Process_Natural Gas_Process Heating_E9_Baseline Forecast | Industrial | Industrial - Int | Existing | Process | Natural Gas | Process Heating | E9 |  | Baseline Forecast | 0 | 0 | 0 | 0 | 0 | 0 | 0 | 0 | 0 | 0 | 0 | 0 | 0 | 0 | 0 | 0 | 0 | 0 | 0 | 0 | 0 | 0 | 0 | 0 | 0 | 0 | 0 | 0 | 0 | 0 | 0 | 0 | 0
Industrial_Industrial - Int_Existing_Process_Natural Gas_Process Heating_E10_Baseline Forecast | Industrial | Industrial - Int | Existing | Process | Natural Gas | Process Heating | E10 |  | Baseline Forecast | 0 | 0 | 0 | 0 | 0 | 0 | 0 | 0 | 0 | 0 | 0 | 0 | 0 | 0 | 0 | 0 | 0 | 0 | 0 | 0 | 0 | 0 | 0 | 0 | 0 | 0 | 0 | 0 | 0 | 0 | 0 | 0 | 0
Industrial_Industrial - Int_Existing_Process_Natural Gas_Process Heating_Vintage_Baseline Forecast | Industrial | Industrial - Int | Existing | Process | Natural Gas | Process Heating | Vintage |  | Baseline Forecast | 1020.1888 | 1002.5993 | 985.3131 | 968.3249 | 951.6297 | 935.2223 | 919.0978 | 903.2512 | 887.6779 | 872.3732 | 857.3322 | 842.5506 | 828.0239 | 813.7476 | 799.7175 | 785.9293 | 772.3788 | 745.2608 | 706.5181 | 657.8739 | 600.8552 | 536.8142 | 479.5989 | 428.4818 | 382.8129 | 342.0115 | 305.5589 | 272.9915 | 243.8952 | 217.9001 | 194.6756 | 173.9265 | 155.3889
Industrial_Industrial - Int_Existing_Process_Natural Gas_Process Boiler_E1_Baseline Forecast | Industrial | Industrial - Int | Existing | Process | Natural Gas | Process Boiler | E1 |  | Baseline Forecast | 0 | 131.7702 | 246.1272 | 345.661 | 427.1196 | 493.3936 | 546.917 | 589.7393 | 623.5866 | 649.912 | 669.9388 | 684.6971 | 695.0537 | 701.7382 | 705.3648 | 706.4499 | 705.4281 | 702.6651 | 698.4679 | 693.095 | 686.7634 | 679.6553 | 671.9237 | 663.697 | 655.0828 | 646.1711 | 637.0375 | 627.7449 | 618.3461 | 608.8847 | 599.3974 | 589.9143 | 580.4605
Industrial_Industrial - Int_Existing_Process_Natural Gas_Process Boiler_E2_Baseline Forecast | Industrial | Industrial - Int | Existing | Process | Natural Gas | Process Boiler | E2 |  | Baseline Forecast | 0 | 0 | 0 | 0 | 0 | 0 | 0 | 0 | 0 | 0 | 0 | 0 | 0 | 0 | 0 | 0 | 0 | 0 | 0 | 0 | 0 | 0 | 0 | 0 | 0 | 0 | 0 | 0 | 0 | 0 | 0 | 0 | 0
Industrial_Industrial - Int_Existing_Process_Natural Gas_Process Boiler_E3_Baseline Forecast | Industrial | Industrial - Int | Existing | Process | Natural Gas | Process Boiler | E3 |  | Baseline Forecast | 0 | 0 | 0 | 0 | 0 | 0 | 0 | 0 | 0 | 0 | 0 | 0 | 0 | 0 | 0 | 0 | 0 | 0 | 0 | 0 | 0 | 0 | 0 | 0 | 0 | 0 | 0 | 0 | 0 | 0 | 0 | 0 | 0
Industrial_Industrial - Int_Existing_Process_Natural Gas_Process Boiler_E4_Baseline Forecast | Industrial | Industrial - Int | Existing | Process | Natural Gas | Process Boiler | E4 |  | Baseline Forecast | 0 | 0 | 0 | 0 | 0 | 0 | 0 | 0 | 0 | 0 | 0 | 0 | 0 | 0 | 0 | 0 | 0 | 0 | 0 | 0 | 0 | 0 | 0 | 0 | 0 | 0 | 0 | 0 | 0 | 0 | 0 | 0 | 0
Industrial_Industrial - Int_Existing_Process_Natural Gas_Process Boiler_E5_Baseline Forecast | Industrial | Industrial - Int | Existing | Process | Natural Gas | Process Boiler | E5 |  | Baseline Forecast | 0 | 0 | 0 | 0 | 0 | 0 | 0 | 0 | 0 | 0 | 0 | 0 | 0 | 0 | 0 | 0 | 0 | 0 | 0 | 0 | 0 | 0 | 0 | 0 | 0 | 0 | 0 | 0 | 0 | 0 | 0 | 0 | 0
Industrial_Industrial - Int_Existing_Process_Natural Gas_Process Boiler_E6_Baseline Forecast | Industrial | Industrial - Int | Existing | Process | Natural Gas | Process Boiler | E6 |  | Baseline Forecast | 0 | 0 | 0 | 0 | 0 | 0 | 0 | 0 | 0 | 0 | 0 | 0 | 0 | 0 | 0 | 0 | 0 | 0 | 0 | 0 | 0 | 0 | 0 | 0 | 0 | 0 | 0 | 0 | 0 | 0 | 0 | 0 | 0
Industrial_Industrial - Int_Existing_Process_Natural Gas_Process Boiler_E7_Baseline Forecast | Industrial | Industrial - Int | Existing | Process | Natural Gas | Process Boiler | E7 |  | Baseline Forecast | 0 | 0 | 0 | 0 | 0 | 0 | 0 | 0 | 0 | 0 | 0 | 0 | 0 | 0 | 0 | 0 | 0 | 0 | 0 | 0 | 0 | 0 | 0 | 0 | 0 | 0 | 0 | 0 | 0 | 0 | 0 | 0 | 0
Industrial_Industrial - Int_Existing_Process_Natural Gas_Process Boiler_E8_Baseline Forecast | Industrial | Industrial - Int | Existing | Process | Natural Gas | Process Boiler | E8 |  | Baseline Forecast | 0 | 0 | 0 | 0 | 0 | 0 | 0 | 0 | 0 | 0 | 0 | 0 | 0 | 0 | 0 | 0 | 0 | 0 | 0 | 0 | 0 | 0 | 0 | 0 | 0 | 0 | 0 | 0 | 0 | 0 | 0 | 0 | 0
Industrial_Industrial - Int_Existing_Process_Natural Gas_Process Boiler_E9_Baseline Forecast | Industrial | Industrial - Int | Existing | Process | Natural Gas | Process Boiler | E9 |  | Baseline Forecast | 0 | 0 | 0 | 0 | 0 | 0 | 0 | 0 | 0 | 0 | 0 | 0 | 0 | 0 | 0 | 0 | 0 | 0 | 0 | 0 | 0 | 0 | 0 | 0 | 0 | 0 | 0 | 0 | 0 | 0 | 0 | 0 | 0
Industrial_Industrial - Int_Existing_Process_Natural Gas_Process Boiler_E10_Baseline Forecast | Industrial | Industrial - Int | Existing | Process | Natural Gas | Process Boiler | E10 |  | Baseline Forecast | 0 | 0 | 0 | 0 | 0 | 0 | 0 | 0 | 0 | 0 | 0 | 0 | 0 | 0 | 0 | 0 | 0 | 0 | 0 | 0 | 0 | 0 | 0 | 0 | 0 | 0 | 0 | 0 | 0 | 0 | 0 | 0 | 0
Industrial_Industrial - Int_Existing_Process_Natural Gas_Process Boiler_Vintage_Baseline Forecast | Industrial | Industrial - Int | Existing | Process | Natural Gas | Process Boiler | Vintage |  | Baseline Forecast | 1020.1888 | 870.8291 | 739.1859 | 622.664 | 524.5101 | 441.8287 | 372.1808 | 313.5119 | 264.0913 | 222.4612 | 187.3934 | 157.8535 | 132.9702 | 112.0094 | 94.3527 | 79.4794 | 66.9506 | 56.3968 | 47.5067 | 40.018 | 33.7097 | 28.3959 | 23.9197 | 20.1491 | 16.9729 | 14.2973 | 12.0436 | 10.1451 | 8.5459 | 7.1987 | 6.064 | 5.1081 | 4.3028
Industrial_Industrial - Int_Existing_Process_Natural Gas_Process Cooling_E1_Baseline Forecast | Industrial | Industrial - Int | Existing | Process | Natural Gas | Process Cooling | E1 |  | Baseline Forecast | 0 | 85.9371 | 184.9976 | 294.1675 | 383.7434 | 456.855 | 516.1381 | 563.8123 | 601.7467 | 631.5148 | 654.4417 | 671.6428 | 684.0572 | 692.4752 | 697.5619 | 699.877 | 699.8914 | 698.0011 | 694.5392 | 689.7856 | 683.9757 | 677.307 | 669.9456 | 662.0307 | 653.6791 | 644.9887 | 636.0415 | 626.906 | 617.6393 | 608.2894 | 598.8959 | 589.4918 | 580.1046
Industrial_Industrial - Int_Existing_Process_Natural Gas_Process Cooling_E2_Baseline Forecast | Industrial | Industrial - Int | Existing | Process | Natural Gas | Process Cooling | E2 |  | Baseline Forecast | 0 | 0 | 0 | 0 | 0 | 0 | 0 | 0 | 0 | 0 | 0 | 0 | 0 | 0 | 0 | 0 | 0 | 0 | 0 | 0 | 0 | 0 | 0 | 0 | 0 | 0 | 0 | 0 | 0 | 0 | 0 | 0 | 0
Industrial_Industrial - Int_Existing_Process_Natural Gas_Process Cooling_E3_Baseline Forecast | Industrial | Industrial - Int | Existing | Process | Natural Gas | Process Cooling | E3 |  | Baseline Forecast | 0 | 0 | 0 | 0 | 0 | 0 | 0 | 0 | 0 | 0 | 0 | 0 | 0 | 0 | 0 | 0 | 0 | 0 | 0 | 0 | 0 | 0 | 0 | 0 | 0 | 0 | 0 | 0 | 0 | 0 | 0 | 0 | 0
Industrial_Industrial - Int_Existing_Process_Natural Gas_Process Cooling_E4_Baseline Forecast | Industrial | Industrial - Int | Existing | Process | Natural Gas | Process Cooling | E4 |  | Baseline Forecast | 0 | 0 | 0 | 0 | 0 | 0 | 0 | 0 | 0 | 0 | 0 | 0 | 0 | 0 | 0 | 0 | 0 | 0 | 0 | 0 | 0 | 0 | 0 | 0 | 0 | 0 | 0 | 0 | 0 | 0 | 0 | 0 | 0
Industrial_Industrial - Int_Existing_Process_Natural Gas_Process Cooling_E5_Baseline Forecast | Industrial | Industrial - Int | Existing | Process | Natural Gas | Process Cooling | E5 |  | Baseline Forecast | 0 | 0 | 0 | 0 | 0 | 0 | 0 | 0 | 0 | 0 | 0 | 0 | 0 | 0 | 0 | 0 | 0 | 0 | 0 | 0 | 0 | 0 | 0 | 0 | 0 | 0 | 0 | 0 | 0 | 0 | 0 | 0 | 0
Industrial_Industrial - Int_Existing_Process_Natural Gas_Process Cooling_E6_Baseline Forecast | Industrial | Industrial - Int | Existing | Process | Natural Gas | Process Cooling | E6 |  | Baseline Forecast | 0 | 0 | 0 | 0 | 0 | 0 | 0 | 0 | 0 | 0 | 0 | 0 | 0 | 0 | 0 | 0 | 0 | 0 | 0 | 0 | 0 | 0 | 0 | 0 | 0 | 0 | 0 | 0 | 0 | 0 | 0 | 0 | 0
Industrial_Industrial - Int_Existing_Process_Natural Gas_Process Cooling_E7_Baseline Forecast | Industrial | Industrial - Int | Existing | Process | Natural Gas | Process Cooling | E7 |  | Baseline Forecast | 0 | 0 | 0 | 0 | 0 | 0 | 0 | 0 | 0 | 0 | 0 | 0 | 0 | 0 | 0 | 0 | 0 | 0 | 0 | 0 | 0 | 0 | 0 | 0 | 0 | 0 | 0 | 0 | 0 | 0 | 0 | 0 | 0
Industrial_Industrial - Int_Existing_Process_Natural Gas_Process Cooling_E8_Baseline Forecast | Industrial | Industrial - Int | Existing | Process | Natural Gas | Process Cooling | E8 |  | Baseline Forecast | 0 | 0 | 0 | 0 | 0 | 0 | 0 | 0 | 0 | 0 | 0 | 0 | 0 | 0 | 0 | 0 | 0 | 0 | 0 | 0 | 0 | 0 | 0 | 0 | 0 | 0 | 0 | 0 | 0 | 0 | 0 | 0 | 0
Industrial_Industrial - Int_Existing_Process_Natural Gas_Process Cooling_E9_Baseline Forecast | Industrial | Industrial - Int | Existing | Process | Natural Gas | Process Cooling | E9 |  | Baseline Forecast | 0 | 0 | 0 | 0 | 0 | 0 | 0 | 0 | 0 | 0 | 0 | 0 | 0 | 0 | 0 | 0 | 0 | 0 | 0 | 0 | 0 | 0 | 0 | 0 | 0 | 0 | 0 | 0 | 0 | 0 | 0 | 0 | 0
Industrial_Industrial - Int_Existing_Process_Natural Gas_Process Cooling_E10_Baseline Forecast | Industrial | Industrial - Int | Existing | Process | Natural Gas | Process Cooling | E10 |  | Baseline Forecast | 0 | 0 | 0 | 0 | 0 | 0 | 0 | 0 | 0 | 0 | 0 | 0 | 0 | 0 | 0 | 0 | 0 | 0 | 0 | 0 | 0 | 0 | 0 | 0 | 0 | 0 | 0 | 0 | 0 | 0 | 0 | 0 | 0
Industrial_Industrial - Int_Existing_Process_Natural Gas_Process Cooling_Vintage_Baseline Forecast | Industrial | Industrial - Int | Existing | Process | Natural Gas | Process Cooling | Vintage |  | Baseline Forecast | 1020.1888 | 916.6622 | 800.3155 | 674.1574 | 567.8863 | 478.3673 | 402.9596 | 339.4389 | 285.9313 | 240.8584 | 202.8906 | 170.9078 | 143.9667 | 121.2724 | 102.1556 | 86.0522 | 72.4874 | 61.0608 | 51.4354 | 43.3274 | 36.4975 | 30.7442 | 25.8978 | 21.8154 | 18.3765 | 15.4797 | 13.0396 | 10.9841 | 9.2526 | 7.7941 | 6.5654 | 5.5305 | 4.6587
Industrial_Industrial - Int_Existing_Process_Natural Gas_Other Process_E1_Baseline Forecast | Industrial | Industrial - Int | Existing | Process | Natural Gas | Other Process | E1 |  | Baseline Forecast | 0 | 85.9371 | 184.9976 | 294.1675 | 383.7434 | 456.855 | 516.1381 | 563.8123 | 601.7467 | 631.5148 | 654.4417 | 671.6428 | 684.0572 | 692.4752 | 697.5619 | 699.877 | 699.8914 | 698.0011 | 694.5392 | 689.7856 | 683.9757 | 677.307 | 669.9456 | 662.0307 | 653.6791 | 644.9887 | 636.0415 | 626.906 | 617.6393 | 608.2894 | 598.8959 | 589.4918 | 580.1046
Industrial_Industrial - Int_Existing_Process_Natural Gas_Other Process_E2_Baseline Forecast | Industrial | Industrial - Int | Existing | Process | Natural Gas | Other Process | E2 |  | Baseline Forecast | 0 | 0 | 0 | 0 | 0 | 0 | 0 | 0 | 0 | 0 | 0 | 0 | 0 | 0 | 0 | 0 | 0 | 0 | 0 | 0 | 0 | 0 | 0 | 0 | 0 | 0 | 0 | 0 | 0 | 0 | 0 | 0 | 0
Industrial_Industrial - Int_Existing_Process_Natural Gas_Other Process_E3_Baseline Forecast | Industrial | Industrial - Int | Existing | Process | Natural Gas | Other Process | E3 |  | Baseline Forecast | 0 | 0 | 0 | 0 | 0 | 0 | 0 | 0 | 0 | 0 | 0 | 0 | 0 | 0 | 0 | 0 | 0 | 0 | 0 | 0 | 0 | 0 | 0 | 0 | 0 | 0 | 0 | 0 | 0 | 0 | 0 | 0 | 0
Industrial_Industrial - Int_Existing_Process_Natural Gas_Other Process_E4_Baseline Forecast | Industrial | Industrial - Int | Existing | Process | Natural Gas | Other Process | E4 |  | Baseline Forecast | 0 | 0 | 0 | 0 | 0 | 0 | 0 | 0 | 0 | 0 | 0 | 0 | 0 | 0 | 0 | 0 | 0 | 0 | 0 | 0 | 0 | 0 | 0 | 0 | 0 | 0 | 0 | 0 | 0 | 0 | 0 | 0 | 0
Industrial_Industrial - Int_Existing_Process_Natural Gas_Other Process_E5_Baseline Forecast | Industrial | Industrial - Int | Existing | Process | Natural Gas | Other Process | E5 |  | Baseline Forecast | 0 | 0 | 0 | 0 | 0 | 0 | 0 | 0 | 0 | 0 | 0 | 0 | 0 | 0 | 0 | 0 | 0 | 0 | 0 | 0 | 0 | 0 | 0 | 0 | 0 | 0 | 0 | 0 | 0 | 0 | 0 | 0 | 0
Industrial_Industrial - Int_Existing_Process_Natural Gas_Other Process_E6_Baseline Forecast | Industrial | Industrial - Int | Existing | Process | Natural Gas | Other Process | E6 |  | Baseline Forecast | 0 | 0 | 0 | 0 | 0 | 0 | 0 | 0 | 0 | 0 | 0 | 0 | 0 | 0 | 0 | 0 | 0 | 0 | 0 | 0 | 0 | 0 | 0 | 0 | 0 | 0 | 0 | 0 | 0 | 0 | 0 | 0 | 0
Industrial_Industrial - Int_Existing_Process_Natural Gas_Other Process_E7_Baseline Forecast | Industrial | Industrial - Int | Existing | Process | Natural Gas | Other Process | E7 |  | Baseline Forecast | 0 | 0 | 0 | 0 | 0 | 0 | 0 | 0 | 0 | 0 | 0 | 0 | 0 | 0 | 0 | 0 | 0 | 0 | 0 | 0 | 0 | 0 | 0 | 0 | 0 | 0 | 0 | 0 | 0 | 0 | 0 | 0 | 0
Industrial_Industrial - Int_Existing_Process_Natural Gas_Other Process_E8_Baseline Forecast | Industrial | Industrial - Int | Existing | Process | Natural Gas | Other Process | E8 |  | Baseline Forecast | 0 | 0 | 0 | 0 | 0 | 0 | 0 | 0 | 0 | 0 | 0 | 0 | 0 | 0 | 0 | 0 | 0 | 0 | 0 | 0 | 0 | 0 | 0 | 0 | 0 | 0 | 0 | 0 | 0 | 0 | 0 | 0 | 0
Industrial_Industrial - Int_Existing_Process_Natural Gas_Other Process_E9_Baseline Forecast | Industrial | Industrial - Int | Existing | Process | Natural Gas | Other Process | E9 |  | Baseline Forecast | 0 | 0 | 0 | 0 | 0 | 0 | 0 | 0 | 0 | 0 | 0 | 0 | 0 | 0 | 0 | 0 | 0 | 0 | 0 | 0 | 0 | 0 | 0 | 0 | 0 | 0 | 0 | 0 | 0 | 0 | 0 | 0 | 0
Industrial_Industrial - Int_Existing_Process_Natural Gas_Other Process_E10_Baseline Forecast | Industrial | Industrial - Int | Existing | Process | Natural Gas | Other Process | E10 |  | Baseline Forecast | 0 | 0 | 0 | 0 | 0 | 0 | 0 | 0 | 0 | 0 | 0 | 0 | 0 | 0 | 0 | 0 | 0 | 0 | 0 | 0 | 0 | 0 | 0 | 0 | 0 | 0 | 0 | 0 | 0 | 0 | 0 | 0 | 0
Industrial_Industrial - Int_Existing_Process_Natural Gas_Other Process_Vintage_Baseline Forecast | Industrial | Industrial - Int | Existing | Process | Natural Gas | Other Process | Vintage |  | Baseline Forecast | 1020.1888 | 916.6622 | 800.3155 | 674.1574 | 567.8863 | 478.3673 | 402.9596 | 339.4389 | 285.9313 | 240.8584 | 202.8906 | 170.9078 | 143.9667 | 121.2724 | 102.1556 | 86.0522 | 72.4874 | 61.0608 | 51.4354 | 43.3274 | 36.4975 | 30.7442 | 25.8978 | 21.8154 | 18.3765 | 15.4797 | 13.0396 | 10.9841 | 9.2526 | 7.7941 | 6.5654 | 5.5305 | 4.6587
Industrial_Industrial - Int_Existing_Miscellaneous_Natural Gas_Miscellaneous_E1_Baseline Forecast | Industrial | Industrial - Int | Existing | Miscellaneous | Natural Gas | Miscellaneous | E1 |  | Baseline Forecast | 0 | 85.9371 | 184.9976 | 294.1675 | 383.7434 | 456.855 | 516.1381 | 563.8123 | 601.7467 | 631.5148 | 654.4417 | 671.6428 | 684.0572 | 692.4752 | 697.5619 | 699.877 | 699.8914 | 698.0011 | 694.5392 | 689.7856 | 683.9757 | 677.307 | 669.9456 | 662.0307 | 653.6791 | 644.9887 | 636.0415 | 626.906 | 617.6393 | 608.2894 | 598.8959 | 589.4918 | 580.1046
Industrial_Industrial - Int_Existing_Miscellaneous_Natural Gas_Miscellaneous_E2_Baseline Forecast | Industrial | Industrial - Int | Existing | Miscellaneous | Natural Gas | Miscellaneous | E2 |  | Baseline Forecast | 0 | 0 | 0 | 0 | 0 | 0 | 0 | 0 | 0 | 0 | 0 | 0 | 0 | 0 | 0 | 0 | 0 | 0 | 0 | 0 | 0 | 0 | 0 | 0 | 0 | 0 | 0 | 0 | 0 | 0 | 0 | 0 | 0
Industrial_Industrial - Int_Existing_Miscellaneous_Natural Gas_Miscellaneous_E3_Baseline Forecast | Industrial | Industrial - Int | Existing | Miscellaneous | Natural Gas | Miscellaneous | E3 |  | Baseline Forecast | 0 | 0 | 0 | 0 | 0 | 0 | 0 | 0 | 0 | 0 | 0 | 0 | 0 | 0 | 0 | 0 | 0 | 0 | 0 | 0 | 0 | 0 | 0 | 0 | 0 | 0 | 0 | 0 | 0 | 0 | 0 | 0 | 0
Industrial_Industrial - Int_Existing_Miscellaneous_Natural Gas_Miscellaneous_E4_Baseline Forecast | Industrial | Industrial - Int | Existing | Miscellaneous | Natural Gas | Miscellaneous | E4 |  | Baseline Forecast | 0 | 0 | 0 | 0 | 0 | 0 | 0 | 0 | 0 | 0 | 0 | 0 | 0 | 0 | 0 | 0 | 0 | 0 | 0 | 0 | 0 | 0 | 0 | 0 | 0 | 0 | 0 | 0 | 0 | 0 | 0 | 0 | 0
Industrial_Industrial - Int_Existing_Miscellaneous_Natural Gas_Miscellaneous_E5_Baseline Forecast | Industrial | Industrial - Int | Existing | Miscellaneous | Natural Gas | Miscellaneous | E5 |  | Baseline Forecast | 0 | 0 | 0 | 0 | 0 | 0 | 0 | 0 | 0 | 0 | 0 | 0 | 0 | 0 | 0 | 0 | 0 | 0 | 0 | 0 | 0 | 0 | 0 | 0 | 0 | 0 | 0 | 0 | 0 | 0 | 0 | 0 | 0
Industrial_Industrial - Int_Existing_Miscellaneous_Natural Gas_Miscellaneous_E6_Baseline Forecast | Industrial | Industrial - Int | Existing | Miscellaneous | Natural Gas | Miscellaneous | E6 |  | Baseline Forecast | 0 | 0 | 0 | 0 | 0 | 0 | 0 | 0 | 0 | 0 | 0 | 0 | 0 | 0 | 0 | 0 | 0 | 0 | 0 | 0 | 0 | 0 | 0 | 0 | 0 | 0 | 0 | 0 | 0 | 0 | 0 | 0 | 0
Industrial_Industrial - Int_Existing_Miscellaneous_Natural Gas_Miscellaneous_E7_Baseline Forecast | Industrial | Industrial - Int | Existing | Miscellaneous | Natural Gas | Miscellaneous | E7 |  | Baseline Forecast | 0 | 0 | 0 | 0 | 0 | 0 | 0 | 0 | 0 | 0 | 0 | 0 | 0 | 0 | 0 | 0 | 0 | 0 | 0 | 0 | 0 | 0 | 0 | 0 | 0 | 0 | 0 | 0 | 0 | 0 | 0 | 0 | 0
Industrial_Industrial - Int_Existing_Miscellaneous_Natural Gas_Miscellaneous_E8_Baseline Forecast | Industrial | Industrial - Int | Existing | Miscellaneous | Natural Gas | Miscellaneous | E8 |  | Baseline Forecast | 0 | 0 | 0 | 0 | 0 | 0 | 0 | 0 | 0 | 0 | 0 | 0 | 0 | 0 | 0 | 0 | 0 | 0 | 0 | 0 | 0 | 0 | 0 | 0 | 0 | 0 | 0 | 0 | 0 | 0 | 0 | 0 | 0
Industrial_Industrial - Int_Existing_Miscellaneous_Natural Gas_Miscellaneous_E9_Baseline Forecast | Industrial | Industrial - Int | Existing | Miscellaneous | Natural Gas | Miscellaneous | E9 |  | Baseline Forecast | 0 | 0 | 0 | 0 | 0 | 0 | 0 | 0 | 0 | 0 | 0 | 0 | 0 | 0 | 0 | 0 | 0 | 0 | 0 | 0 | 0 | 0 | 0 | 0 | 0 | 0 | 0 | 0 | 0 | 0 | 0 | 0 | 0
Industrial_Industrial - Int_Existing_Miscellaneous_Natural Gas_Miscellaneous_E10_Baseline Forecast | Industrial | Industrial - Int | Existing | Miscellaneous | Natural Gas | Miscellaneous | E10 |  | Baseline Forecast | 0 | 0 | 0 | 0 | 0 | 0 | 0 | 0 | 0 | 0 | 0 | 0 | 0 | 0 | 0 | 0 | 0 | 0 | 0 | 0 | 0 | 0 | 0 | 0 | 0 | 0 | 0 | 0 | 0 | 0 | 0 | 0 | 0
Industrial_Industrial - Int_Existing_Miscellaneous_Natural Gas_Miscellaneous_Vintage_Baseline Forecast | Industrial | Industrial - Int | Existing | Miscellaneous | Natural Gas | Miscellaneous | Vintage |  | Baseline Forecast | 1020.1888 | 916.6622 | 800.3155 | 674.1574 | 567.8863 | 478.3673 | 402.9596 | 339.4389 | 285.9313 | 240.8584 | 202.8906 | 170.9078 | 143.9667 | 121.2724 | 102.1556 | 86.0522 | 72.4874 | 61.0608 | 51.4354 | 43.3274 | 36.4975 | 30.7442 | 25.8978 | 21.8154 | 18.3765 | 15.4797 | 13.0396 | 10.9841 | 9.2526 | 7.7941 | 6.5654 | 5.5305 | 4.6587
Industrial_Industrial - Int_New_Space Heating_Natural Gas_Furnace_E1_Baseline Forecast | Industrial | Industrial - Int | New | Space Heating | Natural Gas | Furnace | E1 |  | Baseline Forecast | 0 | 12.4134 | 24.6129 | 44.155 | 58.3357 | 63.6541 | 70.5389 | 75.272 | 81.276 | 82.5937 | 86.803 | 91.0414 | 97.5864 | 99.1475 | 103.0204 | 106.7766 | 112.7636 | 113.9484 | 117.3689 | 120.6823 | 126.1529 | 126.9964 | 130.0017 | 132.9086 | 137.9017 | 138.436 | 141.0605 | 143.5949 | 148.1463 | 148.4011 | 150.6767 | 158.0438 | 165.284
Industrial_Industrial - Int_New_Space Heating_Natural Gas_Furnace_E2_Baseline Forecast | Industrial | Industrial - Int | New | Space Heating | Natural Gas | Furnace | E2 |  | Baseline Forecast | 0 | 0 | 0 | 0 | 0 | 0 | 0 | 0 | 0 | 0 | 0 | 0 | 0 | 0 | 0 | 0 | 0 | 0 | 0 | 0 | 0 | 0 | 0 | 0 | 0 | 0 | 0 | 0 | 0 | 0 | 0 | 0 | 0
Industrial_Industrial - Int_New_Space Heating_Natural Gas_Furnace_E3_Baseline Forecast | Industrial | Industrial - Int | New | Space Heating | Natural Gas | Furnace | E3 |  | Baseline Forecast | 0 | 0 | 0 | 0 | 0 | 0 | 0 | 0 | 0 | 0 | 0 | 0 | 0 | 0 | 0 | 0 | 0 | 0 | 0 | 0 | 0 | 0 | 0 | 0 | 0 | 0 | 0 | 0 | 0 | 0 | 0 | 0 | 0
Industrial_Industrial - Int_New_Space Heating_Natural Gas_Furnace_E4_Baseline Forecast | Industrial | Industrial - Int | New | Space Heating | Natural Gas | Furnace | E4 |  | Baseline Forecast | 0 | 0 | 0 | 0 | 0 | 0 | 0 | 0 | 0 | 0 | 0 | 0 | 0 | 0 | 0 | 0 | 0 | 0 | 0 | 0 | 0 | 0 | 0 | 0 | 0 | 0 | 0 | 0 | 0 | 0 | 0 | 0 | 0
Industrial_Industrial - Int_New_Space Heating_Natural Gas_Furnace_E5_Baseline Forecast | Industrial | Industrial - Int | New | Space Heating | Natural Gas | Furnace | E5 |  | Baseline Forecast | 0 | 0 | 0 | 0 | 0 | 0 | 0 | 0 | 0 | 0 | 0 | 0 | 0 | 0 | 0 | 0 | 0 | 0 | 0 | 0 | 0 | 0 | 0 | 0 | 0 | 0 | 0 | 0 | 0 | 0 | 0 | 0 | 0
Industrial_Industrial - Int_New_Space Heating_Natural Gas_Furnace_E6_Baseline Forecast | Industrial | Industrial - Int | New | Space Heating | Natural Gas | Furnace | E6 |  | Baseline Forecast | 0 | 0 | 0 | 0 | 0 | 0 | 0 | 0 | 0 | 0 | 0 | 0 | 0 | 0 | 0 | 0 | 0 | 0 | 0 | 0 | 0 | 0 | 0 | 0 | 0 | 0 | 0 | 0 | 0 | 0 | 0 | 0 | 0
Industrial_Industrial - Int_New_Space Heating_Natural Gas_Furnace_E7_Baseline Forecast | Industrial | Industrial - Int | New | Space Heating | Natural Gas | Furnace | E7 |  | Baseline Forecast | 0 | 0 | 0 | 0 | 0 | 0 | 0 | 0 | 0 | 0 | 0 | 0 | 0 | 0 | 0 | 0 | 0 | 0 | 0 | 0 | 0 | 0 | 0 | 0 | 0 | 0 | 0 | 0 | 0 | 0 | 0 | 0 | 0
Industrial_Industrial - Int_New_Space Heating_Natural Gas_Furnace_E8_Baseline Forecast | Industrial | Industrial - Int | New | Space Heating | Natural Gas | Furnace | E8 |  | Baseline Forecast | 0 | 0 | 0 | 0 | 0 | 0 | 0 | 0 | 0 | 0 | 0 | 0 | 0 | 0 | 0 | 0 | 0 | 0 | 0 | 0 | 0 | 0 | 0 | 0 | 0 | 0 | 0 | 0 | 0 | 0 | 0 | 0 | 0
Industrial_Industrial - Int_New_Space Heating_Natural Gas_Furnace_E9_Baseline Forecast | Industrial | Industrial - Int | New | Space Heating | Natural Gas | Furnace | E9 |  | Baseline Forecast | 0 | 0 | 0 | 0 | 0 | 0 | 0 | 0 | 0 | 0 | 0 | 0 | 0 | 0 | 0 | 0 | 0 | 0 | 0 | 0 | 0 | 0 | 0 | 0 | 0 | 0 | 0 | 0 | 0 | 0 | 0 | 0 | 0
Industrial_Industrial - Int_New_Space Heating_Natural Gas_Furnace_E10_Baseline Forecast | Industrial | Industrial - Int | New | Space Heating | Natural Gas | Furnace | E10 |  | Baseline Forecast | 0 | 0 | 0 | 0 | 0 | 0 | 0 | 0 | 0 | 0 | 0 | 0 | 0 | 0 | 0 | 0 | 0 | 0 | 0 | 0 | 0 | 0 | 0 | 0 | 0 | 0 | 0 | 0 | 0 | 0 | 0 | 0 | 0
Industrial_Industrial - Int_New_Space Heating_Natural Gas_Furnace_Vintage_Baseline Forecast | Industrial | Industrial - Int | New | Space Heating | Natural Gas | Furnace | Vintage |  | Baseline Forecast | 0 | 0 | 0 | 0 | 0 | 0 | 0 | 0 | 0 | 0 | 0 | 0 | 0 | 0 | 0 | 0 | 0 | 0 | 0 | 0 | 0 | 0 | 0 | 0 | 0 | 0 | 0 | 0 | 0 | 0 | 0 | 0 | 0
Industrial_Industrial - Int_New_Space Heating_Natural Gas_Boiler_E1_Baseline Forecast | Industrial | Industrial - Int | New | Space Heating | Natural Gas | Boiler | E1 |  | Baseline Forecast | 0 | 2.465 | 4.8876 | 8.7683 | 11.5842 | 12.6404 | 14.0075 | 14.9474 | 16.1397 | 16.4013 | 17.2372 | 18.0789 | 19.3786 | 19.6886 | 20.4577 | 21.2036 | 22.3925 | 22.6277 | 23.307 | 23.9649 | 25.0513 | 25.2188 | 25.8156 | 26.3928 | 27.3843 | 27.4904 | 28.0116 | 28.5149 | 29.4187 | 29.4693 | 29.9212 | 31.3841 | 32.8219
Industrial_Industrial - Int_New_Space Heating_Natural Gas_Boiler_E2_Baseline Forecast | Industrial | Industrial - Int | New | Space Heating | Natural Gas | Boiler | E2 |  | Baseline Forecast | 0 | 0 | 0 | 0 | 0 | 0 | 0 | 0 | 0 | 0 | 0 | 0 | 0 | 0 | 0 | 0 | 0 | 0 | 0 | 0 | 0 | 0 | 0 | 0 | 0 | 0 | 0 | 0 | 0 | 0 | 0 | 0 | 0
Industrial_Industrial - Int_New_Space Heating_Natural Gas_Boiler_E3_Baseline Forecast | Industrial | Industrial - Int | New | Space Heating | Natural Gas | Boiler | E3 |  | Baseline Forecast | 0 | 0 | 0 | 0 | 0 | 0 | 0 | 0 | 0 | 0 | 0 | 0 | 0 | 0 | 0 | 0 | 0 | 0 | 0 | 0 | 0 | 0 | 0 | 0 | 0 | 0 | 0 | 0 | 0 | 0 | 0 | 0 | 0
Industrial_Industrial - Int_New_Space Heating_Natural Gas_Boiler_E4_Baseline Forecast | Industrial | Industrial - Int | New | Space Heating | Natural Gas | Boiler | E4 |  | Baseline Forecast | 0 | 0 | 0 | 0 | 0 | 0 | 0 | 0 | 0 | 0 | 0 | 0 | 0 | 0 | 0 | 0 | 0 | 0 | 0 | 0 | 0 | 0 | 0 | 0 | 0 | 0 | 0 | 0 | 0 | 0 | 0 | 0 | 0
Industrial_Industrial - Int_New_Space Heating_Natural Gas_Boiler_E5_Baseline Forecast | Industrial | Industrial - Int | New | Space Heating | Natural Gas | Boiler | E5 |  | Baseline Forecast | 0 | 0 | 0 | 0 | 0 | 0 | 0 | 0 | 0 | 0 | 0 | 0 | 0 | 0 | 0 | 0 | 0 | 0 | 0 | 0 | 0 | 0 | 0 | 0 | 0 | 0 | 0 | 0 | 0 | 0 | 0 | 0 | 0
Industrial_Industrial - Int_New_Space Heating_Natural Gas_Boiler_E6_Baseline Forecast | Industrial | Industrial - Int | New | Space Heating | Natural Gas | Boiler | E6 |  | Baseline Forecast | 0 | 0 | 0 | 0 | 0 | 0 | 0 | 0 | 0 | 0 | 0 | 0 | 0 | 0 | 0 | 0 | 0 | 0 | 0 | 0 | 0 | 0 | 0 | 0 | 0 | 0 | 0 | 0 | 0 | 0 | 0 | 0 | 0
Industrial_Industrial - Int_New_Space Heating_Natural Gas_Boiler_E7_Baseline Forecast | Industrial | Industrial - Int | New | Space Heating | Natural Gas | Boiler | E7 |  | Baseline Forecast | 0 | 0 | 0 | 0 | 0 | 0 | 0 | 0 | 0 | 0 | 0 | 0 | 0 | 0 | 0 | 0 | 0 | 0 | 0 | 0 | 0 | 0 | 0 | 0 | 0 | 0 | 0 | 0 | 0 | 0 | 0 | 0 | 0
Industrial_Industrial - Int_New_Space Heating_Natural Gas_Boiler_E8_Baseline Forecast | Industrial | Industrial - Int | New | Space Heating | Natural Gas | Boiler | E8 |  | Baseline Forecast | 0 | 0 | 0 | 0 | 0 | 0 | 0 | 0 | 0 | 0 | 0 | 0 | 0 | 0 | 0 | 0 | 0 | 0 | 0 | 0 | 0 | 0 | 0 | 0 | 0 | 0 | 0 | 0 | 0 | 0 | 0 | 0 | 0
Industrial_Industrial - Int_New_Space Heating_Natural Gas_Boiler_E9_Baseline Forecast | Industrial | Industrial - Int | New | Space Heating | Natural Gas | Boiler | E9 |  | Baseline Forecast | 0 | 0 | 0 | 0 | 0 | 0 | 0 | 0 | 0 | 0 | 0 | 0 | 0 | 0 | 0 | 0 | 0 | 0 | 0 | 0 | 0 | 0 | 0 | 0 | 0 | 0 | 0 | 0 | 0 | 0 | 0 | 0 | 0
Industrial_Industrial - Int_New_Space Heating_Natural Gas_Boiler_E10_Baseline Forecast | Industrial | Industrial - Int | New | Space Heating | Natural Gas | Boiler | E10 |  | Baseline Forecast | 0 | 0 | 0 | 0 | 0 | 0 | 0 | 0 | 0 | 0 | 0 | 0 | 0 | 0 | 0 | 0 | 0 | 0 | 0 | 0 | 0 | 0 | 0 | 0 | 0 | 0 | 0 | 0 | 0 | 0 | 0 | 0 | 0
Industrial_Industrial - Int_New_Space Heating_Natural Gas_Boiler_Vintage_Baseline Forecast | Industrial | Industrial - Int | New | Space Heating | Natural Gas | Boiler | Vintage |  | Baseline Forecast | 0 | 0 | 0 | 0 | 0 | 0 | 0 | 0 | 0 | 0 | 0 | 0 | 0 | 0 | 0 | 0 | 0 | 0 | 0 | 0 | 0 | 0 | 0 | 0 | 0 | 0 | 0 | 0 | 0 | 0 | 0 | 0 | 0
Industrial_Industrial - Int_New_Space Heating_Natural Gas_Unit Heater_E1_Baseline Forecast | Industrial | Industrial - Int | New | Space Heating | Natural Gas | Unit Heater | E1 |  | Baseline Forecast | 0 | 2.711 | 5.3752 | 9.643 | 12.74 | 13.9014 | 15.405 | 16.4387 | 17.7499 | 18.0377 | 18.9569 | 19.8826 | 21.3119 | 21.6529 | 22.4987 | 23.319 | 24.6265 | 24.8852 | 25.6322 | 26.3558 | 27.5506 | 27.7348 | 28.3911 | 29.026 | 30.1164 | 30.2331 | 30.8062 | 31.3597 | 32.3537 | 32.4094 | 32.9063 | 34.5152 | 36.0964
Industrial_Industrial - Int_New_Space Heating_Natural Gas_Unit Heater_E2_Baseline Forecast | Industrial | Industrial - Int | New | Space Heating | Natural Gas | Unit Heater | E2 |  | Baseline Forecast | 0 | 0 | 0 | 0 | 0 | 0 | 0 | 0 | 0 | 0 | 0 | 0 | 0 | 0 | 0 | 0 | 0 | 0 | 0 | 0 | 0 | 0 | 0 | 0 | 0 | 0 | 0 | 0 | 0 | 0 | 0 | 0 | 0
Industrial_Industrial - Int_New_Space Heating_Natural Gas_Unit Heater_E3_Baseline Forecast | Industrial | Industrial - Int | New | Space Heating | Natural Gas | Unit Heater | E3 |  | Baseline Forecast | 0 | 0 | 0 | 0 | 0 | 0 | 0 | 0 | 0 | 0 | 0 | 0 | 0 | 0 | 0 | 0 | 0 | 0 | 0 | 0 | 0 | 0 | 0 | 0 | 0 | 0 | 0 | 0 | 0 | 0 | 0 | 0 | 0
Industrial_Industrial - Int_New_Space Heating_Natural Gas_Unit Heater_E4_Baseline Forecast | Industrial | Industrial - Int | New | Space Heating | Natural Gas | Unit Heater | E4 |  | Baseline Forecast | 0 | 0 | 0 | 0 | 0 | 0 | 0 | 0 | 0 | 0 | 0 | 0 | 0 | 0 | 0 | 0 | 0 | 0 | 0 | 0 | 0 | 0 | 0 | 0 | 0 | 0 | 0 | 0 | 0 | 0 | 0 | 0 | 0
Industrial_Industrial - Int_New_Space Heating_Natural Gas_Unit Heater_E5_Baseline Forecast | Industrial | Industrial - Int | New | Space Heating | Natural Gas | Unit Heater | E5 |  | Baseline Forecast | 0 | 0 | 0 | 0 | 0 | 0 | 0 | 0 | 0 | 0 | 0 | 0 | 0 | 0 | 0 | 0 | 0 | 0 | 0 | 0 | 0 | 0 | 0 | 0 | 0 | 0 | 0 | 0 | 0 | 0 | 0 | 0 | 0
Industrial_Industrial - Int_New_Space Heating_Natural Gas_Unit Heater_E6_Baseline Forecast | Industrial | Industrial - Int | New | Space Heating | Natural Gas | Unit Heater | E6 |  | Baseline Forecast | 0 | 0 | 0 | 0 | 0 | 0 | 0 | 0 | 0 | 0 | 0 | 0 | 0 | 0 | 0 | 0 | 0 | 0 | 0 | 0 | 0 | 0 | 0 | 0 | 0 | 0 | 0 | 0 | 0 | 0 | 0 | 0 | 0
Industrial_Industrial - Int_New_Space Heating_Natural Gas_Unit Heater_E7_Baseline Forecast | Industrial | Industrial - Int | New | Space Heating | Natural Gas | Unit Heater | E7 |  | Baseline Forecast | 0 | 0 | 0 | 0 | 0 | 0 | 0 | 0 | 0 | 0 | 0 | 0 | 0 | 0 | 0 | 0 | 0 | 0 | 0 | 0 | 0 | 0 | 0 | 0 | 0 | 0 | 0 | 0 | 0 | 0 | 0 | 0 | 0
Industrial_Industrial - Int_New_Space Heating_Natural Gas_Unit Heater_E8_Baseline Forecast | Industrial | Industrial - Int | New | Space Heating | Natural Gas | Unit Heater | E8 |  | Baseline Forecast | 0 | 0 | 0 | 0 | 0 | 0 | 0 | 0 | 0 | 0 | 0 | 0 | 0 | 0 | 0 | 0 | 0 | 0 | 0 | 0 | 0 | 0 | 0 | 0 | 0 | 0 | 0 | 0 | 0 | 0 | 0 | 0 | 0
Industrial_Industrial - Int_New_Space Heating_Natural Gas_Unit Heater_E9_Baseline Forecast | Industrial | Industrial - Int | New | Space Heating | Natural Gas | Unit Heater | E9 |  | Baseline Forecast | 0 | 0 | 0 | 0 | 0 | 0 | 0 | 0 | 0 | 0 | 0 | 0 | 0 | 0 | 0 | 0 | 0 | 0 | 0 | 0 | 0 | 0 | 0 | 0 | 0 | 0 | 0 | 0 | 0 | 0 | 0 | 0 | 0
Industrial_Industrial - Int_New_Space Heating_Natural Gas_Unit Heater_E10_Baseline Forecast | Industrial | Industrial - Int | New | Space Heating | Natural Gas | Unit Heater | E10 |  | Baseline Forecast | 0 | 0 | 0 | 0 | 0 | 0 | 0 | 0 | 0 | 0 | 0 | 0 | 0 | 0 | 0 | 0 | 0 | 0 | 0 | 0 | 0 | 0 | 0 | 0 | 0 | 0 | 0 | 0 | 0 | 0 | 0 | 0 | 0
Industrial_Industrial - Int_New_Space Heating_Natural Gas_Unit Heater_Vintage_Baseline Forecast | Industrial | Industrial - Int | New | Space Heating | Natural Gas | Unit Heater | Vintage |  | Baseline Forecast | 0 | 0 | 0 | 0 | 0 | 0 | 0 | 0 | 0 | 0 | 0 | 0 | 0 | 0 | 0 | 0 | 0 | 0 | 0 | 0 | 0 | 0 | 0 | 0 | 0 | 0 | 0 | 0 | 0 | 0 | 0 | 0 | 0
Industrial_Industrial - Int_New_Process_Natural Gas_Process Heating_E1_Baseline Forecast | Industrial | Industrial - Int | New | Process | Natural Gas | Process Heating | E1 |  | Baseline Forecast | 0 | 17.5895 | 34.8757 | 62.5663 | 82.6599 | 90.196 | 99.9514 | 106.6581 | 115.1656 | 117.0327 | 122.9972 | 129.0028 | 138.2769 | 140.4889 | 145.9767 | 151.2991 | 159.7825 | 161.4614 | 166.3082 | 171.003 | 178.7548 | 179.95 | 184.2084 | 188.3274 | 195.4025 | 196.1595 | 199.8783 | 203.4695 | 209.9188 | 210.2797 | 213.5043 | 223.9432 | 234.2022
Industrial_Industrial - Int_New_Process_Natural Gas_Process Heating_E2_Baseline Forecast | Industrial | Industrial - Int | New | Process | Natural Gas | Process Heating | E2 |  | Baseline Forecast | 0 | 0 | 0 | 0 | 0 | 0 | 0 | 0 | 0 | 0 | 0 | 0 | 0 | 0 | 0 | 0 | 0 | 0 | 0 | 0 | 0 | 0 | 0 | 0 | 0 | 0 | 0 | 0 | 0 | 0 | 0 | 0 | 0
Industrial_Industrial - Int_New_Process_Natural Gas_Process Heating_E3_Baseline Forecast | Industrial | Industrial - Int | New | Process | Natural Gas | Process Heating | E3 |  | Baseline Forecast | 0 | 0 | 0 | 0 | 0 | 0 | 0 | 0 | 0 | 0 | 0 | 0 | 0 | 0 | 0 | 0 | 0 | 0 | 0 | 0 | 0 | 0 | 0 | 0 | 0 | 0 | 0 | 0 | 0 | 0 | 0 | 0 | 0
Industrial_Industrial - Int_New_Process_Natural Gas_Process Heating_E4_Baseline Forecast | Industrial | Industrial - Int | New | Process | Natural Gas | Process Heating | E4 |  | Baseline Forecast | 0 | 0 | 0 | 0 | 0 | 0 | 0 | 0 | 0 | 0 | 0 | 0 | 0 | 0 | 0 | 0 | 0 | 0 | 0 | 0 | 0 | 0 | 0 | 0 | 0 | 0 | 0 | 0 | 0 | 0 | 0 | 0 | 0
Industrial_Industrial - Int_New_Process_Natural Gas_Process Heating_E5_Baseline Forecast | Industrial | Industrial - Int | New | Process | Natural Gas | Process Heating | E5 |  | Baseline Forecast | 0 | 0 | 0 | 0 | 0 | 0 | 0 | 0 | 0 | 0 | 0 | 0 | 0 | 0 | 0 | 0 | 0 | 0 | 0 | 0 | 0 | 0 | 0 | 0 | 0 | 0 | 0 | 0 | 0 | 0 | 0 | 0 | 0
Industrial_Industrial - Int_New_Process_Natural Gas_Process Heating_E6_Baseline Forecast | Industrial | Industrial - Int | New | Process | Natural Gas | Process Heating | E6 |  | Baseline Forecast | 0 | 0 | 0 | 0 | 0 | 0 | 0 | 0 | 0 | 0 | 0 | 0 | 0 | 0 | 0 | 0 | 0 | 0 | 0 | 0 | 0 | 0 | 0 | 0 | 0 | 0 | 0 | 0 | 0 | 0 | 0 | 0 | 0
Industrial_Industrial - Int_New_Process_Natural Gas_Process Heating_E7_Baseline Forecast | Industrial | Industrial - Int | New | Process | Natural Gas | Process Heating | E7 |  | Baseline Forecast | 0 | 0 | 0 | 0 | 0 | 0 | 0 | 0 | 0 | 0 | 0 | 0 | 0 | 0 | 0 | 0 | 0 | 0 | 0 | 0 | 0 | 0 | 0 | 0 | 0 | 0 | 0 | 0 | 0 | 0 | 0 | 0 | 0
Industrial_Industrial - Int_New_Process_Natural Gas_Process Heating_E8_Baseline Forecast | Industrial | Industrial - Int | New | Process | Natural Gas | Process Heating | E8 |  | Baseline Forecast | 0 | 0 | 0 | 0 | 0 | 0 | 0 | 0 | 0 | 0 | 0 | 0 | 0 | 0 | 0 | 0 | 0 | 0 | 0 | 0 | 0 | 0 | 0 | 0 | 0 | 0 | 0 | 0 | 0 | 0 | 0 | 0 | 0
Industrial_Industrial - Int_New_Process_Natural Gas_Process Heating_E9_Baseline Forecast | Industrial | Industrial - Int | New | Process | Natural Gas | Process Heating | E9 |  | Baseline Forecast | 0 | 0 | 0 | 0 | 0 | 0 | 0 | 0 | 0 | 0 | 0 | 0 | 0 | 0 | 0 | 0 | 0 | 0 | 0 | 0 | 0 | 0 | 0 | 0 | 0 | 0 | 0 | 0 | 0 | 0 | 0 | 0 | 0
Industrial_Industrial - Int_New_Process_Natural Gas_Process Heating_E10_Baseline Forecast | Industrial | Industrial - Int | New | Process | Natural Gas | Process Heating | E10 |  | Baseline Forecast | 0 | 0 | 0 | 0 | 0 | 0 | 0 | 0 | 0 | 0 | 0 | 0 | 0 | 0 | 0 | 0 | 0 | 0 | 0 | 0 | 0 | 0 | 0 | 0 | 0 | 0 | 0 | 0 | 0 | 0 | 0 | 0 | 0
Industrial_Industrial - Int_New_Process_Natural Gas_Process Heating_Vintage_Baseline Forecast | Industrial | Industrial - Int | New | Process | Natural Gas | Process Heating | Vintage |  | Baseline Forecast | 0 | 0 | 0 | 0 | 0 | 0 | 0 | 0 | 0 | 0 | 0 | 0 | 0 | 0 | 0 | 0 | 0 | 0 | 0 | 0 | 0 | 0 | 0 | 0 | 0 | 0 | 0 | 0 | 0 | 0 | 0 | 0 | 0
Industrial_Industrial - Int_New_Process_Natural Gas_Process Boiler_E1_Baseline Forecast | Industrial | Industrial - Int | New | Process | Natural Gas | Process Boiler | E1 |  | Baseline Forecast | 0 | 17.5895 | 34.8757 | 62.5663 | 82.6599 | 90.196 | 99.9514 | 106.6581 | 115.1656 | 117.0327 | 122.9972 | 129.0028 | 138.2769 | 140.4889 | 145.9767 | 151.2991 | 159.7825 | 161.4614 | 166.3082 | 171.003 | 178.7548 | 179.95 | 184.2084 | 188.3274 | 195.4025 | 196.1595 | 199.8783 | 203.4695 | 209.9188 | 210.2797 | 213.5043 | 223.9432 | 234.2022
Industrial_Industrial - Int_New_Process_Natural Gas_Process Boiler_E2_Baseline Forecast | Industrial | Industrial - Int | New | Process | Natural Gas | Process Boiler | E2 |  | Baseline Forecast | 0 | 0 | 0 | 0 | 0 | 0 | 0 | 0 | 0 | 0 | 0 | 0 | 0 | 0 | 0 | 0 | 0 | 0 | 0 | 0 | 0 | 0 | 0 | 0 | 0 | 0 | 0 | 0 | 0 | 0 | 0 | 0 | 0
Industrial_Industrial - Int_New_Process_Natural Gas_Process Boiler_E3_Baseline Forecast | Industrial | Industrial - Int | New | Process | Natural Gas | Process Boiler | E3 |  | Baseline Forecast | 0 | 0 | 0 | 0 | 0 | 0 | 0 | 0 | 0 | 0 | 0 | 0 | 0 | 0 | 0 | 0 | 0 | 0 | 0 | 0 | 0 | 0 | 0 | 0 | 0 | 0 | 0 | 0 | 0 | 0 | 0 | 0 | 0
Industrial_Industrial - Int_New_Process_Natural Gas_Process Boiler_E4_Baseline Forecast | Industrial | Industrial - Int | New | Process | Natural Gas | Process Boiler | E4 |  | Baseline Forecast | 0 | 0 | 0 | 0 | 0 | 0 | 0 | 0 | 0 | 0 | 0 | 0 | 0 | 0 | 0 | 0 | 0 | 0 | 0 | 0 | 0 | 0 | 0 | 0 | 0 | 0 | 0 | 0 | 0 | 0 | 0 | 0 | 0
Industrial_Industrial - Int_New_Process_Natural Gas_Process Boiler_E5_Baseline Forecast | Industrial | Industrial - Int | New | Process | Natural Gas | Process Boiler | E5 |  | Baseline Forecast | 0 | 0 | 0 | 0 | 0 | 0 | 0 | 0 | 0 | 0 | 0 | 0 | 0 | 0 | 0 | 0 | 0 | 0 | 0 | 0 | 0 | 0 | 0 | 0 | 0 | 0 | 0 | 0 | 0 | 0 | 0 | 0 | 0
Industrial_Industrial - Int_New_Process_Natural Gas_Process Boiler_E6_Baseline Forecast | Industrial | Industrial - Int | New | Process | Natural Gas | Process Boiler | E6 |  | Baseline Forecast | 0 | 0 | 0 | 0 | 0 | 0 | 0 | 0 | 0 | 0 | 0 | 0 | 0 | 0 | 0 | 0 | 0 | 0 | 0 | 0 | 0 | 0 | 0 | 0 | 0 | 0 | 0 | 0 | 0 | 0 | 0 | 0 | 0
Industrial_Industrial - Int_New_Process_Natural Gas_Process Boiler_E7_Baseline Forecast | Industrial | Industrial - Int | New | Process | Natural Gas | Process Boiler | E7 |  | Baseline Forecast | 0 | 0 | 0 | 0 | 0 | 0 | 0 | 0 | 0 | 0 | 0 | 0 | 0 | 0 | 0 | 0 | 0 | 0 | 0 | 0 | 0 | 0 | 0 | 0 | 0 | 0 | 0 | 0 | 0 | 0 | 0 | 0 | 0
Industrial_Industrial - Int_New_Process_Natural Gas_Process Boiler_E8_Baseline Forecast | Industrial | Industrial - Int | New | Process | Natural Gas | Process Boiler | E8 |  | Baseline Forecast | 0 | 0 | 0 | 0 | 0 | 0 | 0 | 0 | 0 | 0 | 0 | 0 | 0 | 0 | 0 | 0 | 0 | 0 | 0 | 0 | 0 | 0 | 0 | 0 | 0 | 0 | 0 | 0 | 0 | 0 | 0 | 0 | 0
Industrial_Industrial - Int_New_Process_Natural Gas_Process Boiler_E9_Baseline Forecast | Industrial | Industrial - Int | New | Process | Natural Gas | Process Boiler | E9 |  | Baseline Forecast | 0 | 0 | 0 | 0 | 0 | 0 | 0 | 0 | 0 | 0 | 0 | 0 | 0 | 0 | 0 | 0 | 0 | 0 | 0 | 0 | 0 | 0 | 0 | 0 | 0 | 0 | 0 | 0 | 0 | 0 | 0 | 0 | 0
Industrial_Industrial - Int_New_Process_Natural Gas_Process Boiler_E10_Baseline Forecast | Industrial | Industrial - Int | New | Process | Natural Gas | Process Boiler | E10 |  | Baseline Forecast | 0 | 0 | 0 | 0 | 0 | 0 | 0 | 0 | 0 | 0 | 0 | 0 | 0 | 0 | 0 | 0 | 0 | 0 | 0 | 0 | 0 | 0 | 0 | 0 | 0 | 0 | 0 | 0 | 0 | 0 | 0 | 0 | 0
Industrial_Industrial - Int_New_Process_Natural Gas_Process Boiler_Vintage_Baseline Forecast | Industrial | Industrial - Int | New | Process | Natural Gas | Process Boiler | Vintage |  | Baseline Forecast | 0 | 0 | 0 | 0 | 0 | 0 | 0 | 0 | 0 | 0 | 0 | 0 | 0 | 0 | 0 | 0 | 0 | 0 | 0 | 0 | 0 | 0 | 0 | 0 | 0 | 0 | 0 | 0 | 0 | 0 | 0 | 0 | 0
Industrial_Industrial - Int_New_Process_Natural Gas_Process Cooling_E1_Baseline Forecast | Industrial | Industrial - Int | New | Process | Natural Gas | Process Cooling | E1 |  | Baseline Forecast | 0 | 17.5895 | 34.8757 | 62.5663 | 82.6599 | 90.196 | 99.9514 | 106.6581 | 115.1656 | 117.0327 | 122.9972 | 129.0028 | 138.2769 | 140.4889 | 145.9767 | 151.2991 | 159.7825 | 161.4614 | 166.3082 | 171.003 | 178.7548 | 179.95 | 184.2084 | 188.3274 | 195.4025 | 196.1595 | 199.8783 | 203.4695 | 209.9188 | 210.2797 | 213.5043 | 223.9432 | 234.2022
Industrial_Industrial - Int_New_Process_Natural Gas_Process Cooling_E2_Baseline Forecast | Industrial | Industrial - Int | New | Process | Natural Gas | Process Cooling | E2 |  | Baseline Forecast | 0 | 0 | 0 | 0 | 0 | 0 | 0 | 0 | 0 | 0 | 0 | 0 | 0 | 0 | 0 | 0 | 0 | 0 | 0 | 0 | 0 | 0 | 0 | 0 | 0 | 0 | 0 | 0 | 0 | 0 | 0 | 0 | 0
Industrial_Industrial - Int_New_Process_Natural Gas_Process Cooling_E3_Baseline Forecast | Industrial | Industrial - Int | New | Process | Natural Gas | Process Cooling | E3 |  | Baseline Forecast | 0 | 0 | 0 | 0 | 0 | 0 | 0 | 0 | 0 | 0 | 0 | 0 | 0 | 0 | 0 | 0 | 0 | 0 | 0 | 0 | 0 | 0 | 0 | 0 | 0 | 0 | 0 | 0 | 0 | 0 | 0 | 0 | 0
Industrial_Industrial - Int_New_Process_Natural Gas_Process Cooling_E4_Baseline Forecast | Industrial | Industrial - Int | New | Process | Natural Gas | Process Cooling | E4 |  | Baseline Forecast | 0 | 0 | 0 | 0 | 0 | 0 | 0 | 0 | 0 | 0 | 0 | 0 | 0 | 0 | 0 | 0 | 0 | 0 | 0 | 0 | 0 | 0 | 0 | 0 | 0 | 0 | 0 | 0 | 0 | 0 | 0 | 0 | 0
Industrial_Industrial - Int_New_Process_Natural Gas_Process Cooling_E5_Baseline Forecast | Industrial | Industrial - Int | New | Process | Natural Gas | Process Cooling | E5 |  | Baseline Forecast | 0 | 0 | 0 | 0 | 0 | 0 | 0 | 0 | 0 | 0 | 0 | 0 | 0 | 0 | 0 | 0 | 0 | 0 | 0 | 0 | 0 | 0 | 0 | 0 | 0 | 0 | 0 | 0 | 0 | 0 | 0 | 0 | 0
Industrial_Industrial - Int_New_Process_Natural Gas_Process Cooling_E6_Baseline Forecast | Industrial | Industrial - Int | New | Process | Natural Gas | Process Cooling | E6 |  | Baseline Forecast | 0 | 0 | 0 | 0 | 0 | 0 | 0 | 0 | 0 | 0 | 0 | 0 | 0 | 0 | 0 | 0 | 0 | 0 | 0 | 0 | 0 | 0 | 0 | 0 | 0 | 0 | 0 | 0 | 0 | 0 | 0 | 0 | 0
Industrial_Industrial - Int_New_Process_Natural Gas_Process Cooling_E7_Baseline Forecast | Industrial | Industrial - Int | New | Process | Natural Gas | Process Cooling | E7 |  | Baseline Forecast | 0 | 0 | 0 | 0 | 0 | 0 | 0 | 0 | 0 | 0 | 0 | 0 | 0 | 0 | 0 | 0 | 0 | 0 | 0 | 0 | 0 | 0 | 0 | 0 | 0 | 0 | 0 | 0 | 0 | 0 | 0 | 0 | 0
Industrial_Industrial - Int_New_Process_Natural Gas_Process Cooling_E8_Baseline Forecast | Industrial | Industrial - Int | New | Process | Natural Gas | Process Cooling | E8 |  | Baseline Forecast | 0 | 0 | 0 | 0 | 0 | 0 | 0 | 0 | 0 | 0 | 0 | 0 | 0 | 0 | 0 | 0 | 0 | 0 | 0 | 0 | 0 | 0 | 0 | 0 | 0 | 0 | 0 | 0 | 0 | 0 | 0 | 0 | 0
Industrial_Industrial - Int_New_Process_Natural Gas_Process Cooling_E9_Baseline Forecast | Industrial | Industrial - Int | New | Process | Natural Gas | Process Cooling | E9 |  | Baseline Forecast | 0 | 0 | 0 | 0 | 0 | 0 | 0 | 0 | 0 | 0 | 0 | 0 | 0 | 0 | 0 | 0 | 0 | 0 | 0 | 0 | 0 | 0 | 0 | 0 | 0 | 0 | 0 | 0 | 0 | 0 | 0 | 0 | 0
Industrial_Industrial - Int_New_Process_Natural Gas_Process Cooling_E10_Baseline Forecast | Industrial | Industrial - Int | New | Process | Natural Gas | Process Cooling | E10 |  | Baseline Forecast | 0 | 0 | 0 | 0 | 0 | 0 | 0 | 0 | 0 | 0 | 0 | 0 | 0 | 0 | 0 | 0 | 0 | 0 | 0 | 0 | 0 | 0 | 0 | 0 | 0 | 0 | 0 | 0 | 0 | 0 | 0 | 0 | 0
Industrial_Industrial - Int_New_Process_Natural Gas_Process Cooling_Vintage_Baseline Forecast | Industrial | Industrial - Int | New | Process | Natural Gas | Process Cooling | Vintage |  | Baseline Forecast | 0 | 0 | 0 | 0 | 0 | 0 | 0 | 0 | 0 | 0 | 0 | 0 | 0 | 0 | 0 | 0 | 0 | 0 | 0 | 0 | 0 | 0 | 0 | 0 | 0 | 0 | 0 | 0 | 0 | 0 | 0 | 0 | 0
Industrial_Industrial - Int_New_Process_Natural Gas_Other Process_E1_Baseline Forecast | Industrial | Industrial - Int | New | Process | Natural Gas | Other Process | E1 |  | Baseline Forecast | 0 | 17.5895 | 34.8757 | 62.5663 | 82.6599 | 90.196 | 99.9514 | 106.6581 | 115.1656 | 117.0327 | 122.9972 | 129.0028 | 138.2769 | 140.4889 | 145.9767 | 151.2991 | 159.7825 | 161.4614 | 166.3082 | 171.003 | 178.7548 | 179.95 | 184.2084 | 188.3274 | 195.4025 | 196.1595 | 199.8783 | 203.4695 | 209.9188 | 210.2797 | 213.5043 | 223.9432 | 234.2022
Industrial_Industrial - Int_New_Process_Natural Gas_Other Process_E2_Baseline Forecast | Industrial | Industrial - Int | New | Process | Natural Gas | Other Process | E2 |  | Baseline Forecast | 0 | 0 | 0 | 0 | 0 | 0 | 0 | 0 | 0 | 0 | 0 | 0 | 0 | 0 | 0 | 0 | 0 | 0 | 0 | 0 | 0 | 0 | 0 | 0 | 0 | 0 | 0 | 0 | 0 | 0 | 0 | 0 | 0
Industrial_Industrial - Int_New_Process_Natural Gas_Other Process_E3_Baseline Forecast | Industrial | Industrial - Int | New | Process | Natural Gas | Other Process | E3 |  | Baseline Forecast | 0 | 0 | 0 | 0 | 0 | 0 | 0 | 0 | 0 | 0 | 0 | 0 | 0 | 0 | 0 | 0 | 0 | 0 | 0 | 0 | 0 | 0 | 0 | 0 | 0 | 0 | 0 | 0 | 0 | 0 | 0 | 0 | 0
Industrial_Industrial - Int_New_Process_Natural Gas_Other Process_E4_Baseline Forecast | Industrial | Industrial - Int | New | Process | Natural Gas | Other Process | E4 |  | Baseline Forecast | 0 | 0 | 0 | 0 | 0 | 0 | 0 | 0 | 0 | 0 | 0 | 0 | 0 | 0 | 0 | 0 | 0 | 0 | 0 | 0 | 0 | 0 | 0 | 0 | 0 | 0 | 0 | 0 | 0 | 0 | 0 | 0 | 0
Industrial_Industrial - Int_New_Process_Natural Gas_Other Process_E5_Baseline Forecast | Industrial | Industrial - Int | New | Process | Natural Gas | Other Process | E5 |  | Baseline Forecast | 0 | 0 | 0 | 0 | 0 | 0 | 0 | 0 | 0 | 0 | 0 | 0 | 0 | 0 | 0 | 0 | 0 | 0 | 0 | 0 | 0 | 0 | 0 | 0 | 0 | 0 | 0 | 0 | 0 | 0 | 0 | 0 | 0
Industrial_Industrial - Int_New_Process_Natural Gas_Other Process_E6_Baseline Forecast | Industrial | Industrial - Int | New | Process | Natural Gas | Other Process | E6 |  | Baseline Forecast | 0 | 0 | 0 | 0 | 0 | 0 | 0 | 0 | 0 | 0 | 0 | 0 | 0 | 0 | 0 | 0 | 0 | 0 | 0 | 0 | 0 | 0 | 0 | 0 | 0 | 0 | 0 | 0 | 0 | 0 | 0 | 0 | 0
Industrial_Industrial - Int_New_Process_Natural Gas_Other Process_E7_Baseline Forecast | Industrial | Industrial - Int | New | Process | Natural Gas | Other Process | E7 |  | Baseline Forecast | 0 | 0 | 0 | 0 | 0 | 0 | 0 | 0 | 0 | 0 | 0 | 0 | 0 | 0 | 0 | 0 | 0 | 0 | 0 | 0 | 0 | 0 | 0 | 0 | 0 | 0 | 0 | 0 | 0 | 0 | 0 | 0 | 0
Industrial_Industrial - Int_New_Process_Natural Gas_Other Process_E8_Baseline Forecast | Industrial | Industrial - Int | New | Process | Natural Gas | Other Process | E8 |  | Baseline Forecast | 0 | 0 | 0 | 0 | 0 | 0 | 0 | 0 | 0 | 0 | 0 | 0 | 0 | 0 | 0 | 0 | 0 | 0 | 0 | 0 | 0 | 0 | 0 | 0 | 0 | 0 | 0 | 0 | 0 | 0 | 0 | 0 | 0
Industrial_Industrial - Int_New_Process_Natural Gas_Other Process_E9_Baseline Forecast | Industrial | Industrial - Int | New | Process | Natural Gas | Other Process | E9 |  | Baseline Forecast | 0 | 0 | 0 | 0 | 0 | 0 | 0 | 0 | 0 | 0 | 0 | 0 | 0 | 0 | 0 | 0 | 0 | 0 | 0 | 0 | 0 | 0 | 0 | 0 | 0 | 0 | 0 | 0 | 0 | 0 | 0 | 0 | 0
Industrial_Industrial - Int_New_Process_Natural Gas_Other Process_E10_Baseline Forecast | Industrial | Industrial - Int | New | Process | Natural Gas | Other Process | E10 |  | Baseline Forecast | 0 | 0 | 0 | 0 | 0 | 0 | 0 | 0 | 0 | 0 | 0 | 0 | 0 | 0 | 0 | 0 | 0 | 0 | 0 | 0 | 0 | 0 | 0 | 0 | 0 | 0 | 0 | 0 | 0 | 0 | 0 | 0 | 0
Industrial_Industrial - Int_New_Process_Natural Gas_Other Process_Vintage_Baseline Forecast | Industrial | Industrial - Int | New | Process | Natural Gas | Other Process | Vintage |  | Baseline Forecast | 0 | 0 | 0 | 0 | 0 | 0 | 0 | 0 | 0 | 0 | 0 | 0 | 0 | 0 | 0 | 0 | 0 | 0 | 0 | 0 | 0 | 0 | 0 | 0 | 0 | 0 | 0 | 0 | 0 | 0 | 0 | 0 | 0
Industrial_Industrial - Int_New_Miscellaneous_Natural Gas_Miscellaneous_E1_Baseline Forecast | Industrial | Industrial - Int | New | Miscellaneous | Natural Gas | Miscellaneous | E1 |  | Baseline Forecast | 0 | 17.5895 | 34.8757 | 62.5663 | 82.6599 | 90.196 | 99.9514 | 106.6581 | 115.1656 | 117.0327 | 122.9972 | 129.0028 | 138.2769 | 140.4889 | 145.9767 | 151.2991 | 159.7825 | 161.4614 | 166.3082 | 171.003 | 178.7548 | 179.95 | 184.2084 | 188.3274 | 195.4025 | 196.1595 | 199.8783 | 203.4695 | 209.9188 | 210.2797 | 213.5043 | 223.9432 | 234.2022
Industrial_Industrial - Int_New_Miscellaneous_Natural Gas_Miscellaneous_E2_Baseline Forecast | Industrial | Industrial - Int | New | Miscellaneous | Natural Gas | Miscellaneous | E2 |  | Baseline Forecast | 0 | 0 | 0 | 0 | 0 | 0 | 0 | 0 | 0 | 0 | 0 | 0 | 0 | 0 | 0 | 0 | 0 | 0 | 0 | 0 | 0 | 0 | 0 | 0 | 0 | 0 | 0 | 0 | 0 | 0 | 0 | 0 | 0
Industrial_Industrial - Int_New_Miscellaneous_Natural Gas_Miscellaneous_E3_Baseline Forecast | Industrial | Industrial - Int | New | Miscellaneous | Natural Gas | Miscellaneous | E3 |  | Baseline Forecast | 0 | 0 | 0 | 0 | 0 | 0 | 0 | 0 | 0 | 0 | 0 | 0 | 0 | 0 | 0 | 0 | 0 | 0 | 0 | 0 | 0 | 0 | 0 | 0 | 0 | 0 | 0 | 0 | 0 | 0 | 0 | 0 | 0
Industrial_Industrial - Int_New_Miscellaneous_Natural Gas_Miscellaneous_E4_Baseline Forecast | Industrial | Industrial - Int | New | Miscellaneous | Natural Gas | Miscellaneous | E4 |  | Baseline Forecast | 0 | 0 | 0 | 0 | 0 | 0 | 0 | 0 | 0 | 0 | 0 | 0 | 0 | 0 | 0 | 0 | 0 | 0 | 0 | 0 | 0 | 0 | 0 | 0 | 0 | 0 | 0 | 0 | 0 | 0 | 0 | 0 | 0
Industrial_Industrial - Int_New_Miscellaneous_Natural Gas_Miscellaneous_E5_Baseline Forecast | Industrial | Industrial - Int | New | Miscellaneous | Natural Gas | Miscellaneous | E5 |  | Baseline Forecast | 0 | 0 | 0 | 0 | 0 | 0 | 0 | 0 | 0 | 0 | 0 | 0 | 0 | 0 | 0 | 0 | 0 | 0 | 0 | 0 | 0 | 0 | 0 | 0 | 0 | 0 | 0 | 0 | 0 | 0 | 0 | 0 | 0
Industrial_Industrial - Int_New_Miscellaneous_Natural Gas_Miscellaneous_E6_Baseline Forecast | Industrial | Industrial - Int | New | Miscellaneous | Natural Gas | Miscellaneous | E6 |  | Baseline Forecast | 0 | 0 | 0 | 0 | 0 | 0 | 0 | 0 | 0 | 0 | 0 | 0 | 0 | 0 | 0 | 0 | 0 | 0 | 0 | 0 | 0 | 0 | 0 | 0 | 0 | 0 | 0 | 0 | 0 | 0 | 0 | 0 | 0
Industrial_Industrial - Int_New_Miscellaneous_Natural Gas_Miscellaneous_E7_Baseline Forecast | Industrial | Industrial - Int | New | Miscellaneous | Natural Gas | Miscellaneous | E7 |  | Baseline Forecast | 0 | 0 | 0 | 0 | 0 | 0 | 0 | 0 | 0 | 0 | 0 | 0 | 0 | 0 | 0 | 0 | 0 | 0 | 0 | 0 | 0 | 0 | 0 | 0 | 0 | 0 | 0 | 0 | 0 | 0 | 0 | 0 | 0
Industrial_Industrial - Int_New_Miscellaneous_Natural Gas_Miscellaneous_E8_Baseline Forecast | Industrial | Industrial - Int | New | Miscellaneous | Natural Gas | Miscellaneous | E8 |  | Baseline Forecast | 0 | 0 | 0 | 0 | 0 | 0 | 0 | 0 | 0 | 0 | 0 | 0 | 0 | 0 | 0 | 0 | 0 | 0 | 0 | 0 | 0 | 0 | 0 | 0 | 0 | 0 | 0 | 0 | 0 | 0 | 0 | 0 | 0
Industrial_Industrial - Int_New_Miscellaneous_Natural Gas_Miscellaneous_E9_Baseline Forecast | Industrial | Industrial - Int | New | Miscellaneous | Natural Gas | Miscellaneous | E9 |  | Baseline Forecast | 0 | 0 | 0 | 0 | 0 | 0 | 0 | 0 | 0 | 0 | 0 | 0 | 0 | 0 | 0 | 0 | 0 | 0 | 0 | 0 | 0 | 0 | 0 | 0 | 0 | 0 | 0 | 0 | 0 | 0 | 0 | 0 | 0
Industrial_Industrial - Int_New_Miscellaneous_Natural Gas_Miscellaneous_E10_Baseline Forecast | Industrial | Industrial - Int | New | Miscellaneous | Natural Gas | Miscellaneous | E10 |  | Baseline Forecast | 0 | 0 | 0 | 0 | 0 | 0 | 0 | 0 | 0 | 0 | 0 | 0 | 0 | 0 | 0 | 0 | 0 | 0 | 0 | 0 | 0 | 0 | 0 | 0 | 0 | 0 | 0 | 0 | 0 | 0 | 0 | 0 | 0
Industrial_Industrial - Int_New_Miscellaneous_Natural Gas_Miscellaneous_Vintage_Baseline Forecast | Industrial | Industrial - Int | New | Miscellaneous | Natural Gas | Miscellaneous | Vintage |  | Baseline Forecast | 0 | 0 | 0 | 0 | 0 | 0 | 0 | 0 | 0 | 0 | 0 | 0 | 0 | 0 | 0 | 0 | 0 | 0 | 0 | 0 | 0 | 0 | 0 | 0 | 0 | 0 | 0 | 0 | 0 | 0 | 0 | 0 | 0
Industrial_Electronics Manufacturing_Existing_Space Heating_Natural Gas_Furnace_E1_Baseline Forecast | Industrial | Electronics Manufacturing | Existing | Space Heating | Natural Gas | Furnace | E1 |  | Baseline Forecast | 0 | 0 | 0 | 0 | 0 | 0 | 0 | 0 | 0 | 0 | 0 | 0 | 0 | 0 | 0 | 0 | 0 | 0 | 0 | 0 | 0 | 0 | 0 | 0 | 0 | 0 | 0 | 0 | 0 | 0 | 0 | 0 | 0
Industrial_Electronics Manufacturing_Existing_Space Heating_Natural Gas_Furnace_E2_Baseline Forecast | Industrial | Electronics Manufacturing | Existing | Space Heating | Natural Gas | Furnace | E2 |  | Baseline Forecast | 0 | 0 | 0 | 0 | 0 | 0 | 0 | 0 | 0 | 0 | 0 | 0 | 0 | 0 | 0 | 0 | 0 | 0 | 0 | 0 | 0 | 0 | 0 | 0 | 0 | 0 | 0 | 0 | 0 | 0 | 0 | 0 | 0
Industrial_Electronics Manufacturing_Existing_Space Heating_Natural Gas_Furnace_E3_Baseline Forecast | Industrial | Electronics Manufacturing | Existing | Space Heating | Natural Gas | Furnace | E3 |  | Baseline Forecast | 0 | 0 | 0 | 0 | 0 | 0 | 0 | 0 | 0 | 0 | 0 | 0 | 0 | 0 | 0 | 0 | 0 | 0 | 0 | 0 | 0 | 0 | 0 | 0 | 0 | 0 | 0 | 0 | 0 | 0 | 0 | 0 | 0
Industrial_Electronics Manufacturing_Existing_Space Heating_Natural Gas_Furnace_E4_Baseline Forecast | Industrial | Electronics Manufacturing | Existing | Space Heating | Natural Gas | Furnace | E4 |  | Baseline Forecast | 0 | 0 | 0 | 0 | 0 | 0 | 0 | 0 | 0 | 0 | 0 | 0 | 0 | 0 | 0 | 0 | 0 | 0 | 0 | 0 | 0 | 0 | 0 | 0 | 0 | 0 | 0 | 0 | 0 | 0 | 0 | 0 | 0
Industrial_Electronics Manufacturing_Existing_Space Heating_Natural Gas_Furnace_E5_Baseline Forecast | Industrial | Electronics Manufacturing | Existing | Space Heating | Natural Gas | Furnace | E5 |  | Baseline Forecast | 0 | 0 | 0 | 0 | 0 | 0 | 0 | 0 | 0 | 0 | 0 | 0 | 0 | 0 | 0 | 0 | 0 | 0 | 0 | 0 | 0 | 0 | 0 | 0 | 0 | 0 | 0 | 0 | 0 | 0 | 0 | 0 | 0
Industrial_Electronics Manufacturing_Existing_Space Heating_Natural Gas_Furnace_E6_Baseline Forecast | Industrial | Electronics Manufacturing | Existing | Space Heating | Natural Gas | Furnace | E6 |  | Baseline Forecast | 0 | 0 | 0 | 0 | 0 | 0 | 0 | 0 | 0 | 0 | 0 | 0 | 0 | 0 | 0 | 0 | 0 | 0 | 0 | 0 | 0 | 0 | 0 | 0 | 0 | 0 | 0 | 0 | 0 | 0 | 0 | 0 | 0
Industrial_Electronics Manufacturing_Existing_Space Heating_Natural Gas_Furnace_E7_Baseline Forecast | Industrial | Electronics Manufacturing | Existing | Space Heating | Natural Gas | Furnace | E7 |  | Baseline Forecast | 0 | 0 | 0 | 0 | 0 | 0 | 0 | 0 | 0 | 0 | 0 | 0 | 0 | 0 | 0 | 0 | 0 | 0 | 0 | 0 | 0 | 0 | 0 | 0 | 0 | 0 | 0 | 0 | 0 | 0 | 0 | 0 | 0
Industrial_Electronics Manufacturing_Existing_Space Heating_Natural Gas_Furnace_E8_Baseline Forecast | Industrial | Electronics Manufacturing | Existing | Space Heating | Natural Gas | Furnace | E8 |  | Baseline Forecast | 0 | 0 | 0 | 0 | 0 | 0 | 0 | 0 | 0 | 0 | 0 | 0 | 0 | 0 | 0 | 0 | 0 | 0 | 0 | 0 | 0 | 0 | 0 | 0 | 0 | 0 | 0 | 0 | 0 | 0 | 0 | 0 | 0
Industrial_Electronics Manufacturing_Existing_Space Heating_Natural Gas_Furnace_E9_Baseline Forecast | Industrial | Electronics Manufacturing | Existing | Space Heating | Natural Gas | Furnace | E9 |  | Baseline Forecast | 0 | 0 | 0 | 0 | 0 | 0 | 0 | 0 | 0 | 0 | 0 | 0 | 0 | 0 | 0 | 0 | 0 | 0 | 0 | 0 | 0 | 0 | 0 | 0 | 0 | 0 | 0 | 0 | 0 | 0 | 0 | 0 | 0
Industrial_Electronics Manufacturing_Existing_Space Heating_Natural Gas_Furnace_E10_Baseline Forecast | Industrial | Electronics Manufacturing | Existing | Space Heating | Natural Gas | Furnace | E10 |  | Baseline Forecast | 0 | 0 | 0 | 0 | 0 | 0 | 0 | 0 | 0 | 0 | 0 | 0 | 0 | 0 | 0 | 0 | 0 | 0 | 0 | 0 | 0 | 0 | 0 | 0 | 0 | 0 | 0 | 0 | 0 | 0 | 0 | 0 | 0
Industrial_Electronics Manufacturing_Existing_Space Heating_Natural Gas_Furnace_Vintage_Baseline Forecast | Industrial | Electronics Manufacturing | Existing | Space Heating | Natural Gas | Furnace | Vintage |  | Baseline Forecast | 0 | 0 | 0 | 0 | 0 | 0 | 0 | 0 | 0 | 0 | 0 | 0 | 0 | 0 | 0 | 0 | 0 | 0 | 0 | 0 | 0 | 0 | 0 | 0 | 0 | 0 | 0 | 0 | 0 | 0 | 0 | 0 | 0
Industrial_Electronics Manufacturing_Existing_Space Heating_Natural Gas_Boiler_E1_Baseline Forecast | Industrial | Electronics Manufacturing | Existing | Space Heating | Natural Gas | Boiler | E1 |  | Baseline Forecast | 0 | 0 | 0 | 0 | 0 | 0 | 0 | 0 | 0 | 0 | 0 | 0 | 0 | 0 | 0 | 0 | 0 | 0 | 0 | 0 | 0 | 0 | 0 | 0 | 0 | 0 | 0 | 0 | 0 | 0 | 0 | 0 | 0
Industrial_Electronics Manufacturing_Existing_Space Heating_Natural Gas_Boiler_E2_Baseline Forecast | Industrial | Electronics Manufacturing | Existing | Space Heating | Natural Gas | Boiler | E2 |  | Baseline Forecast | 0 | 0 | 0 | 0 | 0 | 0 | 0 | 0 | 0 | 0 | 0 | 0 | 0 | 0 | 0 | 0 | 0 | 0 | 0 | 0 | 0 | 0 | 0 | 0 | 0 | 0 | 0 | 0 | 0 | 0 | 0 | 0 | 0
Industrial_Electronics Manufacturing_Existing_Space Heating_Natural Gas_Boiler_E3_Baseline Forecast | Industrial | Electronics Manufacturing | Existing | Space Heating | Natural Gas | Boiler | E3 |  | Baseline Forecast | 0 | 0 | 0 | 0 | 0 | 0 | 0 | 0 | 0 | 0 | 0 | 0 | 0 | 0 | 0 | 0 | 0 | 0 | 0 | 0 | 0 | 0 | 0 | 0 | 0 | 0 | 0 | 0 | 0 | 0 | 0 | 0 | 0
Industrial_Electronics Manufacturing_Existing_Space Heating_Natural Gas_Boiler_E4_Baseline Forecast | Industrial | Electronics Manufacturing | Existing | Space Heating | Natural Gas | Boiler | E4 |  | Baseline Forecast | 0 | 0 | 0 | 0 | 0 | 0 | 0 | 0 | 0 | 0 | 0 | 0 | 0 | 0 | 0 | 0 | 0 | 0 | 0 | 0 | 0 | 0 | 0 | 0 | 0 | 0 | 0 | 0 | 0 | 0 | 0 | 0 | 0
Industrial_Electronics Manufacturing_Existing_Space Heating_Natural Gas_Boiler_E5_Baseline Forecast | Industrial | Electronics Manufacturing | Existing | Space Heating | Natural Gas | Boiler | E5 |  | Baseline Forecast | 0 | 0 | 0 | 0 | 0 | 0 | 0 | 0 | 0 | 0 | 0 | 0 | 0 | 0 | 0 | 0 | 0 | 0 | 0 | 0 | 0 | 0 | 0 | 0 | 0 | 0 | 0 | 0 | 0 | 0 | 0 | 0 | 0
Industrial_Electronics Manufacturing_Existing_Space Heating_Natural Gas_Boiler_E6_Baseline Forecast | Industrial | Electronics Manufacturing | Existing | Space Heating | Natural Gas | Boiler | E6 |  | Baseline Forecast | 0 | 0 | 0 | 0 | 0 | 0 | 0 | 0 | 0 | 0 | 0 | 0 | 0 | 0 | 0 | 0 | 0 | 0 | 0 | 0 | 0 | 0 | 0 | 0 | 0 | 0 | 0 | 0 | 0 | 0 | 0 | 0 | 0
Industrial_Electronics Manufacturing_Existing_Space Heating_Natural Gas_Boiler_E7_Baseline Forecast | Industrial | Electronics Manufacturing | Existing | Space Heating | Natural Gas | Boiler | E7 |  | Baseline Forecast | 0 | 0 | 0 | 0 | 0 | 0 | 0 | 0 | 0 | 0 | 0 | 0 | 0 | 0 | 0 | 0 | 0 | 0 | 0 | 0 | 0 | 0 | 0 | 0 | 0 | 0 | 0 | 0 | 0 | 0 | 0 | 0 | 0
Industrial_Electronics Manufacturing_Existing_Space Heating_Natural Gas_Boiler_E8_Baseline Forecast | Industrial | Electronics Manufacturing | Existing | Space Heating | Natural Gas | Boiler | E8 |  | Baseline Forecast | 0 | 0 | 0 | 0 | 0 | 0 | 0 | 0 | 0 | 0 | 0 | 0 | 0 | 0 | 0 | 0 | 0 | 0 | 0 | 0 | 0 | 0 | 0 | 0 | 0 | 0 | 0 | 0 | 0 | 0 | 0 | 0 | 0
Industrial_Electronics Manufacturing_Existing_Space Heating_Natural Gas_Boiler_E9_Baseline Forecast | Industrial | Electronics Manufacturing | Existing | Space Heating | Natural Gas | Boiler | E9 |  | Baseline Forecast | 0 | 0 | 0 | 0 | 0 | 0 | 0 | 0 | 0 | 0 | 0 | 0 | 0 | 0 | 0 | 0 | 0 | 0 | 0 | 0 | 0 | 0 | 0 | 0 | 0 | 0 | 0 | 0 | 0 | 0 | 0 | 0 | 0
Industrial_Electronics Manufacturing_Existing_Space Heating_Natural Gas_Boiler_E10_Baseline Forecast | Industrial | Electronics Manufacturing | Existing | Space Heating | Natural Gas | Boiler | E10 |  | Baseline Forecast | 0 | 0 | 0 | 0 | 0 | 0 | 0 | 0 | 0 | 0 | 0 | 0 | 0 | 0 | 0 | 0 | 0 | 0 | 0 | 0 | 0 | 0 | 0 | 0 | 0 | 0 | 0 | 0 | 0 | 0 | 0 | 0 | 0
Industrial_Electronics Manufacturing_Existing_Space Heating_Natural Gas_Boiler_Vintage_Baseline Forecast | Industrial | Electronics Manufacturing | Existing | Space Heating | Natural Gas | Boiler | Vintage |  | Baseline Forecast | 0 | 0 | 0 | 0 | 0 | 0 | 0 | 0 | 0 | 0 | 0 | 0 | 0 | 0 | 0 | 0 | 0 | 0 | 0 | 0 | 0 | 0 | 0 | 0 | 0 | 0 | 0 | 0 | 0 | 0 | 0 | 0 | 0
Industrial_Electronics Manufacturing_Existing_Space Heating_Natural Gas_Unit Heater_E1_Baseline Forecast | Industrial | Electronics Manufacturing | Existing | Space Heating | Natural Gas | Unit Heater | E1 |  | Baseline Forecast | 0 | 0 | 0 | 0 | 0 | 0 | 0 | 0 | 0 | 0 | 0 | 0 | 0 | 0 | 0 | 0 | 0 | 0 | 0 | 0 | 0 | 0 | 0 | 0 | 0 | 0 | 0 | 0 | 0 | 0 | 0 | 0 | 0
Industrial_Electronics Manufacturing_Existing_Space Heating_Natural Gas_Unit Heater_E2_Baseline Forecast | Industrial | Electronics Manufacturing | Existing | Space Heating | Natural Gas | Unit Heater | E2 |  | Baseline Forecast | 0 | 0 | 0 | 0 | 0 | 0 | 0 | 0 | 0 | 0 | 0 | 0 | 0 | 0 | 0 | 0 | 0 | 0 | 0 | 0 | 0 | 0 | 0 | 0 | 0 | 0 | 0 | 0 | 0 | 0 | 0 | 0 | 0
Industrial_Electronics Manufacturing_Existing_Space Heating_Natural Gas_Unit Heater_E3_Baseline Forecast | Industrial | Electronics Manufacturing | Existing | Space Heating | Natural Gas | Unit Heater | E3 |  | Baseline Forecast | 0 | 0 | 0 | 0 | 0 | 0 | 0 | 0 | 0 | 0 | 0 | 0 | 0 | 0 | 0 | 0 | 0 | 0 | 0 | 0 | 0 | 0 | 0 | 0 | 0 | 0 | 0 | 0 | 0 | 0 | 0 | 0 | 0
Industrial_Electronics Manufacturing_Existing_Space Heating_Natural Gas_Unit Heater_E4_Baseline Forecast | Industrial | Electronics Manufacturing | Existing | Space Heating | Natural Gas | Unit Heater | E4 |  | Baseline Forecast | 0 | 0 | 0 | 0 | 0 | 0 | 0 | 0 | 0 | 0 | 0 | 0 | 0 | 0 | 0 | 0 | 0 | 0 | 0 | 0 | 0 | 0 | 0 | 0 | 0 | 0 | 0 | 0 | 0 | 0 | 0 | 0 | 0
Industrial_Electronics Manufacturing_Existing_Space Heating_Natural Gas_Unit Heater_E5_Baseline Forecast | Industrial | Electronics Manufacturing | Existing | Space Heating | Natural Gas | Unit Heater | E5 |  | Baseline Forecast | 0 | 0 | 0 | 0 | 0 | 0 | 0 | 0 | 0 | 0 | 0 | 0 | 0 | 0 | 0 | 0 | 0 | 0 | 0 | 0 | 0 | 0 | 0 | 0 | 0 | 0 | 0 | 0 | 0 | 0 | 0 | 0 | 0
Industrial_Electronics Manufacturing_Existing_Space Heating_Natural Gas_Unit Heater_E6_Baseline Forecast | Industrial | Electronics Manufacturing | Existing | Space Heating | Natural Gas | Unit Heater | E6 |  | Baseline Forecast | 0 | 0 | 0 | 0 | 0 | 0 | 0 | 0 | 0 | 0 | 0 | 0 | 0 | 0 | 0 | 0 | 0 | 0 | 0 | 0 | 0 | 0 | 0 | 0 | 0 | 0 | 0 | 0 | 0 | 0 | 0 | 0 | 0
Industrial_Electronics Manufacturing_Existing_Space Heating_Natural Gas_Unit Heater_E7_Baseline Forecast | Industrial | Electronics Manufacturing | Existing | Space Heating | Natural Gas | Unit Heater | E7 |  | Baseline Forecast | 0 | 0 | 0 | 0 | 0 | 0 | 0 | 0 | 0 | 0 | 0 | 0 | 0 | 0 | 0 | 0 | 0 | 0 | 0 | 0 | 0 | 0 | 0 | 0 | 0 | 0 | 0 | 0 | 0 | 0 | 0 | 0 | 0
Industrial_Electronics Manufacturing_Existing_Space Heating_Natural Gas_Unit Heater_E8_Baseline Forecast | Industrial | Electronics Manufacturing | Existing | Space Heating | Natural Gas | Unit Heater | E8 |  | Baseline Forecast | 0 | 0 | 0 | 0 | 0 | 0 | 0 | 0 | 0 | 0 | 0 | 0 | 0 | 0 | 0 | 0 | 0 | 0 | 0 | 0 | 0 | 0 | 0 | 0 | 0 | 0 | 0 | 0 | 0 | 0 | 0 | 0 | 0
Industrial_Electronics Manufacturing_Existing_Space Heating_Natural Gas_Unit Heater_E9_Baseline Forecast | Industrial | Electronics Manufacturing | Existing | Space Heating | Natural Gas | Unit Heater | E9 |  | Baseline Forecast | 0 | 0 | 0 | 0 | 0 | 0 | 0 | 0 | 0 | 0 | 0 | 0 | 0 | 0 | 0 | 0 | 0 | 0 | 0 | 0 | 0 | 0 | 0 | 0 | 0 | 0 | 0 | 0 | 0 | 0 | 0 | 0 | 0
Industrial_Electronics Manufacturing_Existing_Space Heating_Natural Gas_Unit Heater_E10_Baseline Forecast | Industrial | Electronics Manufacturing | Existing | Space Heating | Natural Gas | Unit Heater | E10 |  | Baseline Forecast | 0 | 0 | 0 | 0 | 0 | 0 | 0 | 0 | 0 | 0 | 0 | 0 | 0 | 0 | 0 | 0 | 0 | 0 | 0 | 0 | 0 | 0 | 0 | 0 | 0 | 0 | 0 | 0 | 0 | 0 | 0 | 0 | 0
Industrial_Electronics Manufacturing_Existing_Space Heating_Natural Gas_Unit Heater_Vintage_Baseline Forecast | Industrial | Electronics Manufacturing | Existing | Space Heating | Natural Gas | Unit Heater | Vintage |  | Baseline Forecast | 0 | 0 | 0 | 0 | 0 | 0 | 0 | 0 | 0 | 0 | 0 | 0 | 0 | 0 | 0 | 0 | 0 | 0 | 0 | 0 | 0 | 0 | 0 | 0 | 0 | 0 | 0 | 0 | 0 | 0 | 0 | 0 | 0
Industrial_Electronics Manufacturing_Existing_Process_Natural Gas_Process Heating_E1_Baseline Forecast | Industrial | Electronics Manufacturing | Existing | Process | Natural Gas | Process Heating | E1 |  | Baseline Forecast | 0 | 0 | 0 | 0 | 0 | 0 | 0 | 0 | 0 | 0 | 0 | 0 | 0 | 0 | 0 | 0 | 0 | 0 | 0 | 0 | 0 | 0 | 0 | 0 | 0 | 0 | 0 | 0 | 0 | 0 | 0 | 0 | 0
Industrial_Electronics Manufacturing_Existing_Process_Natural Gas_Process Heating_E2_Baseline Forecast | Industrial | Electronics Manufacturing | Existing | Process | Natural Gas | Process Heating | E2 |  | Baseline Forecast | 0 | 0 | 0 | 0 | 0 | 0 | 0 | 0 | 0 | 0 | 0 | 0 | 0 | 0 | 0 | 0 | 0 | 0 | 0 | 0 | 0 | 0 | 0 | 0 | 0 | 0 | 0 | 0 | 0 | 0 | 0 | 0 | 0
Industrial_Electronics Manufacturing_Existing_Process_Natural Gas_Process Heating_E3_Baseline Forecast | Industrial | Electronics Manufacturing | Existing | Process | Natural Gas | Process Heating | E3 |  | Baseline Forecast | 0 | 0 | 0 | 0 | 0 | 0 | 0 | 0 | 0 | 0 | 0 | 0 | 0 | 0 | 0 | 0 | 0 | 0 | 0 | 0 | 0 | 0 | 0 | 0 | 0 | 0 | 0 | 0 | 0 | 0 | 0 | 0 | 0
Industrial_Electronics Manufacturing_Existing_Process_Natural Gas_Process Heating_E4_Baseline Forecast | Industrial | Electronics Manufacturing | Existing | Process | Natural Gas | Process Heating | E4 |  | Baseline Forecast | 0 | 0 | 0 | 0 | 0 | 0 | 0 | 0 | 0 | 0 | 0 | 0 | 0 | 0 | 0 | 0 | 0 | 0 | 0 | 0 | 0 | 0 | 0 | 0 | 0 | 0 | 0 | 0 | 0 | 0 | 0 | 0 | 0
Industrial_Electronics Manufacturing_Existing_Process_Natural Gas_Process Heating_E5_Baseline Forecast | Industrial | Electronics Manufacturing | Existing | Process | Natural Gas | Process Heating | E5 |  | Baseline Forecast | 0 | 0 | 0 | 0 | 0 | 0 | 0 | 0 | 0 | 0 | 0 | 0 | 0 | 0 | 0 | 0 | 0 | 0 | 0 | 0 | 0 | 0 | 0 | 0 | 0 | 0 | 0 | 0 | 0 | 0 | 0 | 0 | 0
Industrial_Electronics Manufacturing_Existing_Process_Natural Gas_Process Heating_E6_Baseline Forecast | Industrial | Electronics Manufacturing | Existing | Process | Natural Gas | Process Heating | E6 |  | Baseline Forecast | 0 | 0 | 0 | 0 | 0 | 0 | 0 | 0 | 0 | 0 | 0 | 0 | 0 | 0 | 0 | 0 | 0 | 0 | 0 | 0 | 0 | 0 | 0 | 0 | 0 | 0 | 0 | 0 | 0 | 0 | 0 | 0 | 0
Industrial_Electronics Manufacturing_Existing_Process_Natural Gas_Process Heating_E7_Baseline Forecast | Industrial | Electronics Manufacturing | Existing | Process | Natural Gas | Process Heating | E7 |  | Baseline Forecast | 0 | 0 | 0 | 0 | 0 | 0 | 0 | 0 | 0 | 0 | 0 | 0 | 0 | 0 | 0 | 0 | 0 | 0 | 0 | 0 | 0 | 0 | 0 | 0 | 0 | 0 | 0 | 0 | 0 | 0 | 0 | 0 | 0
Industrial_Electronics Manufacturing_Existing_Process_Natural Gas_Process Heating_E8_Baseline Forecast | Industrial | Electronics Manufacturing | Existing | Process | Natural Gas | Process Heating | E8 |  | Baseline Forecast | 0 | 0 | 0 | 0 | 0 | 0 | 0 | 0 | 0 | 0 | 0 | 0 | 0 | 0 | 0 | 0 | 0 | 0 | 0 | 0 | 0 | 0 | 0 | 0 | 0 | 0 | 0 | 0 | 0 | 0 | 0 | 0 | 0
Industrial_Electronics Manufacturing_Existing_Process_Natural Gas_Process Heating_E9_Baseline Forecast | Industrial | Electronics Manufacturing | Existing | Process | Natural Gas | Process Heating | E9 |  | Baseline Forecast | 0 | 0 | 0 | 0 | 0 | 0 | 0 | 0 | 0 | 0 | 0 | 0 | 0 | 0 | 0 | 0 | 0 | 0 | 0 | 0 | 0 | 0 | 0 | 0 | 0 | 0 | 0 | 0 | 0 | 0 | 0 | 0 | 0
Industrial_Electronics Manufacturing_Existing_Process_Natural Gas_Process Heating_E10_Baseline Forecast | Industrial | Electronics Manufacturing | Existing | Process | Natural Gas | Process Heating | E10 |  | Baseline Forecast | 0 | 0 | 0 | 0 | 0 | 0 | 0 | 0 | 0 | 0 | 0 | 0 | 0 | 0 | 0 | 0 | 0 | 0 | 0 | 0 | 0 | 0 | 0 | 0 | 0 | 0 | 0 | 0 | 0 | 0 | 0 | 0 | 0
Industrial_Electronics Manufacturing_Existing_Process_Natural Gas_Process Heating_Vintage_Baseline Forecast | Industrial | Electronics Manufacturing | Existing | Process | Natural Gas | Process Heating | Vintage |  | Baseline Forecast | 0 | 0 | 0 | 0 | 0 | 0 | 0 | 0 | 0 | 0 | 0 | 0 | 0 | 0 | 0 | 0 | 0 | 0 | 0 | 0 | 0 | 0 | 0 | 0 | 0 | 0 | 0 | 0 | 0 | 0 | 0 | 0 | 0
Industrial_Electronics Manufacturing_Existing_Process_Natural Gas_Process Boiler_E1_Baseline Forecast | Industrial | Electronics Manufacturing | Existing | Process | Natural Gas | Process Boiler | E1 |  | Baseline Forecast | 0 | 0 | 0 | 0 | 0 | 0 | 0 | 0 | 0 | 0 | 0 | 0 | 0 | 0 | 0 | 0 | 0 | 0 | 0 | 0 | 0 | 0 | 0 | 0 | 0 | 0 | 0 | 0 | 0 | 0 | 0 | 0 | 0
Industrial_Electronics Manufacturing_Existing_Process_Natural Gas_Process Boiler_E2_Baseline Forecast | Industrial | Electronics Manufacturing | Existing | Process | Natural Gas | Process Boiler | E2 |  | Baseline Forecast | 0 | 0 | 0 | 0 | 0 | 0 | 0 | 0 | 0 | 0 | 0 | 0 | 0 | 0 | 0 | 0 | 0 | 0 | 0 | 0 | 0 | 0 | 0 | 0 | 0 | 0 | 0 | 0 | 0 | 0 | 0 | 0 | 0
Industrial_Electronics Manufacturing_Existing_Process_Natural Gas_Process Boiler_E3_Baseline Forecast | Industrial | Electronics Manufacturing | Existing | Process | Natural Gas | Process Boiler | E3 |  | Baseline Forecast | 0 | 0 | 0 | 0 | 0 | 0 | 0 | 0 | 0 | 0 | 0 | 0 | 0 | 0 | 0 | 0 | 0 | 0 | 0 | 0 | 0 | 0 | 0 | 0 | 0 | 0 | 0 | 0 | 0 | 0 | 0 | 0 | 0
Industrial_Electronics Manufacturing_Existing_Process_Natural Gas_Process Boiler_E4_Baseline Forecast | Industrial | Electronics Manufacturing | Existing | Process | Natural Gas | Process Boiler | E4 |  | Baseline Forecast | 0 | 0 | 0 | 0 | 0 | 0 | 0 | 0 | 0 | 0 | 0 | 0 | 0 | 0 | 0 | 0 | 0 | 0 | 0 | 0 | 0 | 0 | 0 | 0 | 0 | 0 | 0 | 0 | 0 | 0 | 0 | 0 | 0
Industrial_Electronics Manufacturing_Existing_Process_Natural Gas_Process Boiler_E5_Baseline Forecast | Industrial | Electronics Manufacturing | Existing | Process | Natural Gas | Process Boiler | E5 |  | Baseline Forecast | 0 | 0 | 0 | 0 | 0 | 0 | 0 | 0 | 0 | 0 | 0 | 0 | 0 | 0 | 0 | 0 | 0 | 0 | 0 | 0 | 0 | 0 | 0 | 0 | 0 | 0 | 0 | 0 | 0 | 0 | 0 | 0 | 0
Industrial_Electronics Manufacturing_Existing_Process_Natural Gas_Process Boiler_E6_Baseline Forecast | Industrial | Electronics Manufacturing | Existing | Process | Natural Gas | Process Boiler | E6 |  | Baseline Forecast | 0 | 0 | 0 | 0 | 0 | 0 | 0 | 0 | 0 | 0 | 0 | 0 | 0 | 0 | 0 | 0 | 0 | 0 | 0 | 0 | 0 | 0 | 0 | 0 | 0 | 0 | 0 | 0 | 0 | 0 | 0 | 0 | 0
Industrial_Electronics Manufacturing_Existing_Process_Natural Gas_Process Boiler_E7_Baseline Forecast | Industrial | Electronics Manufacturing | Existing | Process | Natural Gas | Process Boiler | E7 |  | Baseline Forecast | 0 | 0 | 0 | 0 | 0 | 0 | 0 | 0 | 0 | 0 | 0 | 0 | 0 | 0 | 0 | 0 | 0 | 0 | 0 | 0 | 0 | 0 | 0 | 0 | 0 | 0 | 0 | 0 | 0 | 0 | 0 | 0 | 0
Industrial_Electronics Manufacturing_Existing_Process_Natural Gas_Process Boiler_E8_Baseline Forecast | Industrial | Electronics Manufacturing | Existing | Process | Natural Gas | Process Boiler | E8 |  | Baseline Forecast | 0 | 0 | 0 | 0 | 0 | 0 | 0 | 0 | 0 | 0 | 0 | 0 | 0 | 0 | 0 | 0 | 0 | 0 | 0 | 0 | 0 | 0 | 0 | 0 | 0 | 0 | 0 | 0 | 0 | 0 | 0 | 0 | 0
Industrial_Electronics Manufacturing_Existing_Process_Natural Gas_Process Boiler_E9_Baseline Forecast | Industrial | Electronics Manufacturing | Existing | Process | Natural Gas | Process Boiler | E9 |  | Baseline Forecast | 0 | 0 | 0 | 0 | 0 | 0 | 0 | 0 | 0 | 0 | 0 | 0 | 0 | 0 | 0 | 0 | 0 | 0 | 0 | 0 | 0 | 0 | 0 | 0 | 0 | 0 | 0 | 0 | 0 | 0 | 0 | 0 | 0
Industrial_Electronics Manufacturing_Existing_Process_Natural Gas_Process Boiler_E10_Baseline Forecast | Industrial | Electronics Manufacturing | Existing | Process | Natural Gas | Process Boiler | E10 |  | Baseline Forecast | 0 | 0 | 0 | 0 | 0 | 0 | 0 | 0 | 0 | 0 | 0 | 0 | 0 | 0 | 0 | 0 | 0 | 0 | 0 | 0 | 0 | 0 | 0 | 0 | 0 | 0 | 0 | 0 | 0 | 0 | 0 | 0 | 0
Industrial_Electronics Manufacturing_Existing_Process_Natural Gas_Process Boiler_Vintage_Baseline Forecast | Industrial | Electronics Manufacturing | Existing | Process | Natural Gas | Process Boiler | Vintage |  | Baseline Forecast | 0 | 0 | 0 | 0 | 0 | 0 | 0 | 0 | 0 | 0 | 0 | 0 | 0 | 0 | 0 | 0 | 0 | 0 | 0 | 0 | 0 | 0 | 0 | 0 | 0 | 0 | 0 | 0 | 0 | 0 | 0 | 0 | 0
Industrial_Electronics Manufacturing_Existing_Process_Natural Gas_Process Cooling_E1_Baseline Forecast | Industrial | Electronics Manufacturing | Existing | Process | Natural Gas | Process Cooling | E1 |  | Baseline Forecast | 0 | 0 | 0 | 0 | 0 | 0 | 0 | 0 | 0 | 0 | 0 | 0 | 0 | 0 | 0 | 0 | 0 | 0 | 0 | 0 | 0 | 0 | 0 | 0 | 0 | 0 | 0 | 0 | 0 | 0 | 0 | 0 | 0
Industrial_Electronics Manufacturing_Existing_Process_Natural Gas_Process Cooling_E2_Baseline Forecast | Industrial | Electronics Manufacturing | Existing | Process | Natural Gas | Process Cooling | E2 |  | Baseline Forecast | 0 | 0 | 0 | 0 | 0 | 0 | 0 | 0 | 0 | 0 | 0 | 0 | 0 | 0 | 0 | 0 | 0 | 0 | 0 | 0 | 0 | 0 | 0 | 0 | 0 | 0 | 0 | 0 | 0 | 0 | 0 | 0 | 0
Industrial_Electronics Manufacturing_Existing_Process_Natural Gas_Process Cooling_E3_Baseline Forecast | Industrial | Electronics Manufacturing | Existing | Process | Natural Gas | Process Cooling | E3 |  | Baseline Forecast | 0 | 0 | 0 | 0 | 0 | 0 | 0 | 0 | 0 | 0 | 0 | 0 | 0 | 0 | 0 | 0 | 0 | 0 | 0 | 0 | 0 | 0 | 0 | 0 | 0 | 0 | 0 | 0 | 0 | 0 | 0 | 0 | 0
Industrial_Electronics Manufacturing_Existing_Process_Natural Gas_Process Cooling_E4_Baseline Forecast | Industrial | Electronics Manufacturing | Existing | Process | Natural Gas | Process Cooling | E4 |  | Baseline Forecast | 0 | 0 | 0 | 0 | 0 | 0 | 0 | 0 | 0 | 0 | 0 | 0 | 0 | 0 | 0 | 0 | 0 | 0 | 0 | 0 | 0 | 0 | 0 | 0 | 0 | 0 | 0 | 0 | 0 | 0 | 0 | 0 | 0
Industrial_Electronics Manufacturing_Existing_Process_Natural Gas_Process Cooling_E5_Baseline Forecast | Industrial | Electronics Manufacturing | Existing | Process | Natural Gas | Process Cooling | E5 |  | Baseline Forecast | 0 | 0 | 0 | 0 | 0 | 0 | 0 | 0 | 0 | 0 | 0 | 0 | 0 | 0 | 0 | 0 | 0 | 0 | 0 | 0 | 0 | 0 | 0 | 0 | 0 | 0 | 0 | 0 | 0 | 0 | 0 | 0 | 0
Industrial_Electronics Manufacturing_Existing_Process_Natural Gas_Process Cooling_E6_Baseline Forecast | Industrial | Electronics Manufacturing | Existing | Process | Natural Gas | Process Cooling | E6 |  | Baseline Forecast | 0 | 0 | 0 | 0 | 0 | 0 | 0 | 0 | 0 | 0 | 0 | 0 | 0 | 0 | 0 | 0 | 0 | 0 | 0 | 0 | 0 | 0 | 0 | 0 | 0 | 0 | 0 | 0 | 0 | 0 | 0 | 0 | 0
Industrial_Electronics Manufacturing_Existing_Process_Natural Gas_Process Cooling_E7_Baseline Forecast | Industrial | Electronics Manufacturing | Existing | Process | Natural Gas | Process Cooling | E7 |  | Baseline Forecast | 0 | 0 | 0 | 0 | 0 | 0 | 0 | 0 | 0 | 0 | 0 | 0 | 0 | 0 | 0 | 0 | 0 | 0 | 0 | 0 | 0 | 0 | 0 | 0 | 0 | 0 | 0 | 0 | 0 | 0 | 0 | 0 | 0
Industrial_Electronics Manufacturing_Existing_Process_Natural Gas_Process Cooling_E8_Baseline Forecast | Industrial | Electronics Manufacturing | Existing | Process | Natural Gas | Process Cooling | E8 |  | Baseline Forecast | 0 | 0 | 0 | 0 | 0 | 0 | 0 | 0 | 0 | 0 | 0 | 0 | 0 | 0 | 0 | 0 | 0 | 0 | 0 | 0 | 0 | 0 | 0 | 0 | 0 | 0 | 0 | 0 | 0 | 0 | 0 | 0 | 0
Industrial_Electronics Manufacturing_Existing_Process_Natural Gas_Process Cooling_E9_Baseline Forecast | Industrial | Electronics Manufacturing | Existing | Process | Natural Gas | Process Cooling | E9 |  | Baseline Forecast | 0 | 0 | 0 | 0 | 0 | 0 | 0 | 0 | 0 | 0 | 0 | 0 | 0 | 0 | 0 | 0 | 0 | 0 | 0 | 0 | 0 | 0 | 0 | 0 | 0 | 0 | 0 | 0 | 0 | 0 | 0 | 0 | 0
Industrial_Electronics Manufacturing_Existing_Process_Natural Gas_Process Cooling_E10_Baseline Forecast | Industrial | Electronics Manufacturing | Existing | Process | Natural Gas | Process Cooling | E10 |  | Baseline Forecast | 0 | 0 | 0 | 0 | 0 | 0 | 0 | 0 | 0 | 0 | 0 | 0 | 0 | 0 | 0 | 0 | 0 | 0 | 0 | 0 | 0 | 0 | 0 | 0 | 0 | 0 | 0 | 0 | 0 | 0 | 0 | 0 | 0
Industrial_Electronics Manufacturing_Existing_Process_Natural Gas_Process Cooling_Vintage_Baseline Forecast | Industrial | Electronics Manufacturing | Existing | Process | Natural Gas | Process Cooling | Vintage |  | Baseline Forecast | 0 | 0 | 0 | 0 | 0 | 0 | 0 | 0 | 0 | 0 | 0 | 0 | 0 | 0 | 0 | 0 | 0 | 0 | 0 | 0 | 0 | 0 | 0 | 0 | 0 | 0 | 0 | 0 | 0 | 0 | 0 | 0 | 0
Industrial_Electronics Manufacturing_Existing_Process_Natural Gas_Other Process_E1_Baseline Forecast | Industrial | Electronics Manufacturing | Existing | Process | Natural Gas | Other Process | E1 |  | Baseline Forecast | 0 | 0 | 0 | 0 | 0 | 0 | 0 | 0 | 0 | 0 | 0 | 0 | 0 | 0 | 0 | 0 | 0 | 0 | 0 | 0 | 0 | 0 | 0 | 0 | 0 | 0 | 0 | 0 | 0 | 0 | 0 | 0 | 0
Industrial_Electronics Manufacturing_Existing_Process_Natural Gas_Other Process_E2_Baseline Forecast | Industrial | Electronics Manufacturing | Existing | Process | Natural Gas | Other Process | E2 |  | Baseline Forecast | 0 | 0 | 0 | 0 | 0 | 0 | 0 | 0 | 0 | 0 | 0 | 0 | 0 | 0 | 0 | 0 | 0 | 0 | 0 | 0 | 0 | 0 | 0 | 0 | 0 | 0 | 0 | 0 | 0 | 0 | 0 | 0 | 0
Industrial_Electronics Manufacturing_Existing_Process_Natural Gas_Other Process_E3_Baseline Forecast | Industrial | Electronics Manufacturing | Existing | Process | Natural Gas | Other Process | E3 |  | Baseline Forecast | 0 | 0 | 0 | 0 | 0 | 0 | 0 | 0 | 0 | 0 | 0 | 0 | 0 | 0 | 0 | 0 | 0 | 0 | 0 | 0 | 0 | 0 | 0 | 0 | 0 | 0 | 0 | 0 | 0 | 0 | 0 | 0 | 0
Industrial_Electronics Manufacturing_Existing_Process_Natural Gas_Other Process_E4_Baseline Forecast | Industrial | Electronics Manufacturing | Existing | Process | Natural Gas | Other Process | E4 |  | Baseline Forecast | 0 | 0 | 0 | 0 | 0 | 0 | 0 | 0 | 0 | 0 | 0 | 0 | 0 | 0 | 0 | 0 | 0 | 0 | 0 | 0 | 0 | 0 | 0 | 0 | 0 | 0 | 0 | 0 | 0 | 0 | 0 | 0 | 0
Industrial_Electronics Manufacturing_Existing_Process_Natural Gas_Other Process_E5_Baseline Forecast | Industrial | Electronics Manufacturing | Existing | Process | Natural Gas | Other Process | E5 |  | Baseline Forecast | 0 | 0 | 0 | 0 | 0 | 0 | 0 | 0 | 0 | 0 | 0 | 0 | 0 | 0 | 0 | 0 | 0 | 0 | 0 | 0 | 0 | 0 | 0 | 0 | 0 | 0 | 0 | 0 | 0 | 0 | 0 | 0 | 0
Industrial_Electronics Manufacturing_Existing_Process_Natural Gas_Other Process_E6_Baseline Forecast | Industrial | Electronics Manufacturing | Existing | Process | Natural Gas | Other Process | E6 |  | Baseline Forecast | 0 | 0 | 0 | 0 | 0 | 0 | 0 | 0 | 0 | 0 | 0 | 0 | 0 | 0 | 0 | 0 | 0 | 0 | 0 | 0 | 0 | 0 | 0 | 0 | 0 | 0 | 0 | 0 | 0 | 0 | 0 | 0 | 0
Industrial_Electronics Manufacturing_Existing_Process_Natural Gas_Other Process_E7_Baseline Forecast | Industrial | Electronics Manufacturing | Existing | Process | Natural Gas | Other Process | E7 |  | Baseline Forecast | 0 | 0 | 0 | 0 | 0 | 0 | 0 | 0 | 0 | 0 | 0 | 0 | 0 | 0 | 0 | 0 | 0 | 0 | 0 | 0 | 0 | 0 | 0 | 0 | 0 | 0 | 0 | 0 | 0 | 0 | 0 | 0 | 0
Industrial_Electronics Manufacturing_Existing_Process_Natural Gas_Other Process_E8_Baseline Forecast | Industrial | Electronics Manufacturing | Existing | Process | Natural Gas | Other Process | E8 |  | Baseline Forecast | 0 | 0 | 0 | 0 | 0 | 0 | 0 | 0 | 0 | 0 | 0 | 0 | 0 | 0 | 0 | 0 | 0 | 0 | 0 | 0 | 0 | 0 | 0 | 0 | 0 | 0 | 0 | 0 | 0 | 0 | 0 | 0 | 0
Industrial_Electronics Manufacturing_Existing_Process_Natural Gas_Other Process_E9_Baseline Forecast | Industrial | Electronics Manufacturing | Existing | Process | Natural Gas | Other Process | E9 |  | Baseline Forecast | 0 | 0 | 0 | 0 | 0 | 0 | 0 | 0 | 0 | 0 | 0 | 0 | 0 | 0 | 0 | 0 | 0 | 0 | 0 | 0 | 0 | 0 | 0 | 0 | 0 | 0 | 0 | 0 | 0 | 0 | 0 | 0 | 0
Industrial_Electronics Manufacturing_Existing_Process_Natural Gas_Other Process_E10_Baseline Forecast | Industrial | Electronics Manufacturing | Existing | Process | Natural Gas | Other Process | E10 |  | Baseline Forecast | 0 | 0 | 0 | 0 | 0 | 0 | 0 | 0 | 0 | 0 | 0 | 0 | 0 | 0 | 0 | 0 | 0 | 0 | 0 | 0 | 0 | 0 | 0 | 0 | 0 | 0 | 0 | 0 | 0 | 0 | 0 | 0 | 0
Industrial_Electronics Manufacturing_Existing_Process_Natural Gas_Other Process_Vintage_Baseline Forecast | Industrial | Electronics Manufacturing | Existing | Process | Natural Gas | Other Process | Vintage |  | Baseline Forecast | 0 | 0 | 0 | 0 | 0 | 0 | 0 | 0 | 0 | 0 | 0 | 0 | 0 | 0 | 0 | 0 | 0 | 0 | 0 | 0 | 0 | 0 | 0 | 0 | 0 | 0 | 0 | 0 | 0 | 0 | 0 | 0 | 0
Industrial_Electronics Manufacturing_Existing_Miscellaneous_Natural Gas_Miscellaneous_E1_Baseline Forecast | Industrial | Electronics Manufacturing | Existing | Miscellaneous | Natural Gas | Miscellaneous | E1 |  | Baseline Forecast | 0 | 0 | 0 | 0 | 0 | 0 | 0 | 0 | 0 | 0 | 0 | 0 | 0 | 0 | 0 | 0 | 0 | 0 | 0 | 0 | 0 | 0 | 0 | 0 | 0 | 0 | 0 | 0 | 0 | 0 | 0 | 0 | 0
Industrial_Electronics Manufacturing_Existing_Miscellaneous_Natural Gas_Miscellaneous_E2_Baseline Forecast | Industrial | Electronics Manufacturing | Existing | Miscellaneous | Natural Gas | Miscellaneous | E2 |  | Baseline Forecast | 0 | 0 | 0 | 0 | 0 | 0 | 0 | 0 | 0 | 0 | 0 | 0 | 0 | 0 | 0 | 0 | 0 | 0 | 0 | 0 | 0 | 0 | 0 | 0 | 0 | 0 | 0 | 0 | 0 | 0 | 0 | 0 | 0
Industrial_Electronics Manufacturing_Existing_Miscellaneous_Natural Gas_Miscellaneous_E3_Baseline Forecast | Industrial | Electronics Manufacturing | Existing | Miscellaneous | Natural Gas | Miscellaneous | E3 |  | Baseline Forecast | 0 | 0 | 0 | 0 | 0 | 0 | 0 | 0 | 0 | 0 | 0 | 0 | 0 | 0 | 0 | 0 | 0 | 0 | 0 | 0 | 0 | 0 | 0 | 0 | 0 | 0 | 0 | 0 | 0 | 0 | 0 | 0 | 0
Industrial_Electronics Manufacturing_Existing_Miscellaneous_Natural Gas_Miscellaneous_E4_Baseline Forecast | Industrial | Electronics Manufacturing | Existing | Miscellaneous | Natural Gas | Miscellaneous | E4 |  | Baseline Forecast | 0 | 0 | 0 | 0 | 0 | 0 | 0 | 0 | 0 | 0 | 0 | 0 | 0 | 0 | 0 | 0 | 0 | 0 | 0 | 0 | 0 | 0 | 0 | 0 | 0 | 0 | 0 | 0 | 0 | 0 | 0 | 0 | 0
Industrial_Electronics Manufacturing_Existing_Miscellaneous_Natural Gas_Miscellaneous_E5_Baseline Forecast | Industrial | Electronics Manufacturing | Existing | Miscellaneous | Natural Gas | Miscellaneous | E5 |  | Baseline Forecast | 0 | 0 | 0 | 0 | 0 | 0 | 0 | 0 | 0 | 0 | 0 | 0 | 0 | 0 | 0 | 0 | 0 | 0 | 0 | 0 | 0 | 0 | 0 | 0 | 0 | 0 | 0 | 0 | 0 | 0 | 0 | 0 | 0
Industrial_Electronics Manufacturing_Existing_Miscellaneous_Natural Gas_Miscellaneous_E6_Baseline Forecast | Industrial | Electronics Manufacturing | Existing | Miscellaneous | Natural Gas | Miscellaneous | E6 |  | Baseline Forecast | 0 | 0 | 0 | 0 | 0 | 0 | 0 | 0 | 0 | 0 | 0 | 0 | 0 | 0 | 0 | 0 | 0 | 0 | 0 | 0 | 0 | 0 | 0 | 0 | 0 | 0 | 0 | 0 | 0 | 0 | 0 | 0 | 0
Industrial_Electronics Manufacturing_Existing_Miscellaneous_Natural Gas_Miscellaneous_E7_Baseline Forecast | Industrial | Electronics Manufacturing | Existing | Miscellaneous | Natural Gas | Miscellaneous | E7 |  | Baseline Forecast | 0 | 0 | 0 | 0 | 0 | 0 | 0 | 0 | 0 | 0 | 0 | 0 | 0 | 0 | 0 | 0 | 0 | 0 | 0 | 0 | 0 | 0 | 0 | 0 | 0 | 0 | 0 | 0 | 0 | 0 | 0 | 0 | 0
Industrial_Electronics Manufacturing_Existing_Miscellaneous_Natural Gas_Miscellaneous_E8_Baseline Forecast | Industrial | Electronics Manufacturing | Existing | Miscellaneous | Natural Gas | Miscellaneous | E8 |  | Baseline Forecast | 0 | 0 | 0 | 0 | 0 | 0 | 0 | 0 | 0 | 0 | 0 | 0 | 0 | 0 | 0 | 0 | 0 | 0 | 0 | 0 | 0 | 0 | 0 | 0 | 0 | 0 | 0 | 0 | 0 | 0 | 0 | 0 | 0
Industrial_Electronics Manufacturing_Existing_Miscellaneous_Natural Gas_Miscellaneous_E9_Baseline Forecast | Industrial | Electronics Manufacturing | Existing | Miscellaneous | Natural Gas | Miscellaneous | E9 |  | Baseline Forecast | 0 | 0 | 0 | 0 | 0 | 0 | 0 | 0 | 0 | 0 | 0 | 0 | 0 | 0 | 0 | 0 | 0 | 0 | 0 | 0 | 0 | 0 | 0 | 0 | 0 | 0 | 0 | 0 | 0 | 0 | 0 | 0 | 0
Industrial_Electronics Manufacturing_Existing_Miscellaneous_Natural Gas_Miscellaneous_E10_Baseline Forecast | Industrial | Electronics Manufacturing | Existing | Miscellaneous | Natural Gas | Miscellaneous | E10 |  | Baseline Forecast | 0 | 0 | 0 | 0 | 0 | 0 | 0 | 0 | 0 | 0 | 0 | 0 | 0 | 0 | 0 | 0 | 0 | 0 | 0 | 0 | 0 | 0 | 0 | 0 | 0 | 0 | 0 | 0 | 0 | 0 | 0 | 0 | 0
Industrial_Electronics Manufacturing_Existing_Miscellaneous_Natural Gas_Miscellaneous_Vintage_Baseline Forecast | Industrial | Electronics Manufacturing | Existing | Miscellaneous | Natural Gas | Miscellaneous | Vintage |  | Baseline Forecast | 0 | 0 | 0 | 0 | 0 | 0 | 0 | 0 | 0 | 0 | 0 | 0 | 0 | 0 | 0 | 0 | 0 | 0 | 0 | 0 | 0 | 0 | 0 | 0 | 0 | 0 | 0 | 0 | 0 | 0 | 0 | 0 | 0
Industrial_Electronics Manufacturing_New_Space Heating_Natural Gas_Furnace_E1_Baseline Forecast | Industrial | Electronics Manufacturing | New | Space Heating | Natural Gas | Furnace | E1 |  | Baseline Forecast | 0 | 0 | 0 | 0 | 0 | 0 | 0 | 0 | 0 | 0 | 0 | 0 | 0 | 0 | 0 | 0 | 0 | 0 | 0 | 0 | 0 | 0 | 0 | 0 | 0 | 0 | 0 | 0 | 0 | 0 | 0 | 0 | 0
Industrial_Electronics Manufacturing_New_Space Heating_Natural Gas_Furnace_E2_Baseline Forecast | Industrial | Electronics Manufacturing | New | Space Heating | Natural Gas | Furnace | E2 |  | Baseline Forecast | 0 | 0 | 0 | 0 | 0 | 0 | 0 | 0 | 0 | 0 | 0 | 0 | 0 | 0 | 0 | 0 | 0 | 0 | 0 | 0 | 0 | 0 | 0 | 0 | 0 | 0 | 0 | 0 | 0 | 0 | 0 | 0 | 0
Industrial_Electronics Manufacturing_New_Space Heating_Natural Gas_Furnace_E3_Baseline Forecast | Industrial | Electronics Manufacturing | New | Space Heating | Natural Gas | Furnace | E3 |  | Baseline Forecast | 0 | 0 | 0 | 0 | 0 | 0 | 0 | 0 | 0 | 0 | 0 | 0 | 0 | 0 | 0 | 0 | 0 | 0 | 0 | 0 | 0 | 0 | 0 | 0 | 0 | 0 | 0 | 0 | 0 | 0 | 0 | 0 | 0
Industrial_Electronics Manufacturing_New_Space Heating_Natural Gas_Furnace_E4_Baseline Forecast | Industrial | Electronics Manufacturing | New | Space Heating | Natural Gas | Furnace | E4 |  | Baseline Forecast | 0 | 0 | 0 | 0 | 0 | 0 | 0 | 0 | 0 | 0 | 0 | 0 | 0 | 0 | 0 | 0 | 0 | 0 | 0 | 0 | 0 | 0 | 0 | 0 | 0 | 0 | 0 | 0 | 0 | 0 | 0 | 0 | 0
Industrial_Electronics Manufacturing_New_Space Heating_Natural Gas_Furnace_E5_Baseline Forecast | Industrial | Electronics Manufacturing | New | Space Heating | Natural Gas | Furnace | E5 |  | Baseline Forecast | 0 | 0 | 0 | 0 | 0 | 0 | 0 | 0 | 0 | 0 | 0 | 0 | 0 | 0 | 0 | 0 | 0 | 0 | 0 | 0 | 0 | 0 | 0 | 0 | 0 | 0 | 0 | 0 | 0 | 0 | 0 | 0 | 0
Industrial_Electronics Manufacturing_New_Space Heating_Natural Gas_Furnace_E6_Baseline Forecast | Industrial | Electronics Manufacturing | New | Space Heating | Natural Gas | Furnace | E6 |  | Baseline Forecast | 0 | 0 | 0 | 0 | 0 | 0 | 0 | 0 | 0 | 0 | 0 | 0 | 0 | 0 | 0 | 0 | 0 | 0 | 0 | 0 | 0 | 0 | 0 | 0 | 0 | 0 | 0 | 0 | 0 | 0 | 0 | 0 | 0
Industrial_Electronics Manufacturing_New_Space Heating_Natural Gas_Furnace_E7_Baseline Forecast | Industrial | Electronics Manufacturing | New | Space Heating | Natural Gas | Furnace | E7 |  | Baseline Forecast | 0 | 0 | 0 | 0 | 0 | 0 | 0 | 0 | 0 | 0 | 0 | 0 | 0 | 0 | 0 | 0 | 0 | 0 | 0 | 0 | 0 | 0 | 0 | 0 | 0 | 0 | 0 | 0 | 0 | 0 | 0 | 0 | 0
Industrial_Electronics Manufacturing_New_Space Heating_Natural Gas_Furnace_E8_Baseline Forecast | Industrial | Electronics Manufacturing | New | Space Heating | Natural Gas | Furnace | E8 |  | Baseline Forecast | 0 | 0 | 0 | 0 | 0 | 0 | 0 | 0 | 0 | 0 | 0 | 0 | 0 | 0 | 0 | 0 | 0 | 0 | 0 | 0 | 0 | 0 | 0 | 0 | 0 | 0 | 0 | 0 | 0 | 0 | 0 | 0 | 0
Industrial_Electronics Manufacturing_New_Space Heating_Natural Gas_Furnace_E9_Baseline Forecast | Industrial | Electronics Manufacturing | New | Space Heating | Natural Gas | Furnace | E9 |  | Baseline Forecast | 0 | 0 | 0 | 0 | 0 | 0 | 0 | 0 | 0 | 0 | 0 | 0 | 0 | 0 | 0 | 0 | 0 | 0 | 0 | 0 | 0 | 0 | 0 | 0 | 0 | 0 | 0 | 0 | 0 | 0 | 0 | 0 | 0
Industrial_Electronics Manufacturing_New_Space Heating_Natural Gas_Furnace_E10_Baseline Forecast | Industrial | Electronics Manufacturing | New | Space Heating | Natural Gas | Furnace | E10 |  | Baseline Forecast | 0 | 0 | 0 | 0 | 0 | 0 | 0 | 0 | 0 | 0 | 0 | 0 | 0 | 0 | 0 | 0 | 0 | 0 | 0 | 0 | 0 | 0 | 0 | 0 | 0 | 0 | 0 | 0 | 0 | 0 | 0 | 0 | 0
Industrial_Electronics Manufacturing_New_Space Heating_Natural Gas_Furnace_Vintage_Baseline Forecast | Industrial | Electronics Manufacturing | New | Space Heating | Natural Gas | Furnace | Vintage |  | Baseline Forecast | 0 | 0 | 0 | 0 | 0 | 0 | 0 | 0 | 0 | 0 | 0 | 0 | 0 | 0 | 0 | 0 | 0 | 0 | 0 | 0 | 0 | 0 | 0 | 0 | 0 | 0 | 0 | 0 | 0 | 0 | 0 | 0 | 0
Industrial_Electronics Manufacturing_New_Space Heating_Natural Gas_Boiler_E1_Baseline Forecast | Industrial | Electronics Manufacturing | New | Space Heating | Natural Gas | Boiler | E1 |  | Baseline Forecast | 0 | 0 | 0 | 0 | 0 | 0 | 0 | 0 | 0 | 0 | 0 | 0 | 0 | 0 | 0 | 0 | 0 | 0 | 0 | 0 | 0 | 0 | 0 | 0 | 0 | 0 | 0 | 0 | 0 | 0 | 0 | 0 | 0
Industrial_Electronics Manufacturing_New_Space Heating_Natural Gas_Boiler_E2_Baseline Forecast | Industrial | Electronics Manufacturing | New | Space Heating | Natural Gas | Boiler | E2 |  | Baseline Forecast | 0 | 0 | 0 | 0 | 0 | 0 | 0 | 0 | 0 | 0 | 0 | 0 | 0 | 0 | 0 | 0 | 0 | 0 | 0 | 0 | 0 | 0 | 0 | 0 | 0 | 0 | 0 | 0 | 0 | 0 | 0 | 0 | 0
Industrial_Electronics Manufacturing_New_Space Heating_Natural Gas_Boiler_E3_Baseline Forecast | Industrial | Electronics Manufacturing | New | Space Heating | Natural Gas | Boiler | E3 |  | Baseline Forecast | 0 | 0 | 0 | 0 | 0 | 0 | 0 | 0 | 0 | 0 | 0 | 0 | 0 | 0 | 0 | 0 | 0 | 0 | 0 | 0 | 0 | 0 | 0 | 0 | 0 | 0 | 0 | 0 | 0 | 0 | 0 | 0 | 0
Industrial_Electronics Manufacturing_New_Space Heating_Natural Gas_Boiler_E4_Baseline Forecast | Industrial | Electronics Manufacturing | New | Space Heating | Natural Gas | Boiler | E4 |  | Baseline Forecast | 0 | 0 | 0 | 0 | 0 | 0 | 0 | 0 | 0 | 0 | 0 | 0 | 0 | 0 | 0 | 0 | 0 | 0 | 0 | 0 | 0 | 0 | 0 | 0 | 0 | 0 | 0 | 0 | 0 | 0 | 0 | 0 | 0
Industrial_Electronics Manufacturing_New_Space Heating_Natural Gas_Boiler_E5_Baseline Forecast | Industrial | Electronics Manufacturing | New | Space Heating | Natural Gas | Boiler | E5 |  | Baseline Forecast | 0 | 0 | 0 | 0 | 0 | 0 | 0 | 0 | 0 | 0 | 0 | 0 | 0 | 0 | 0 | 0 | 0 | 0 | 0 | 0 | 0 | 0 | 0 | 0 | 0 | 0 | 0 | 0 | 0 | 0 | 0 | 0 | 0
Industrial_Electronics Manufacturing_New_Space Heating_Natural Gas_Boiler_E6_Baseline Forecast | Industrial | Electronics Manufacturing | New | Space Heating | Natural Gas | Boiler | E6 |  | Baseline Forecast | 0 | 0 | 0 | 0 | 0 | 0 | 0 | 0 | 0 | 0 | 0 | 0 | 0 | 0 | 0 | 0 | 0 | 0 | 0 | 0 | 0 | 0 | 0 | 0 | 0 | 0 | 0 | 0 | 0 | 0 | 0 | 0 | 0
Industrial_Electronics Manufacturing_New_Space Heating_Natural Gas_Boiler_E7_Baseline Forecast | Industrial | Electronics Manufacturing | New | Space Heating | Natural Gas | Boiler | E7 |  | Baseline Forecast | 0 | 0 | 0 | 0 | 0 | 0 | 0 | 0 | 0 | 0 | 0 | 0 | 0 | 0 | 0 | 0 | 0 | 0 | 0 | 0 | 0 | 0 | 0 | 0 | 0 | 0 | 0 | 0 | 0 | 0 | 0 | 0 | 0
Industrial_Electronics Manufacturing_New_Space Heating_Natural Gas_Boiler_E8_Baseline Forecast | Industrial | Electronics Manufacturing | New | Space Heating | Natural Gas | Boiler | E8 |  | Baseline Forecast | 0 | 0 | 0 | 0 | 0 | 0 | 0 | 0 | 0 | 0 | 0 | 0 | 0 | 0 | 0 | 0 | 0 | 0 | 0 | 0 | 0 | 0 | 0 | 0 | 0 | 0 | 0 | 0 | 0 | 0 | 0 | 0 | 0
Industrial_Electronics Manufacturing_New_Space Heating_Natural Gas_Boiler_E9_Baseline Forecast | Industrial | Electronics Manufacturing | New | Space Heating | Natural Gas | Boiler | E9 |  | Baseline Forecast | 0 | 0 | 0 | 0 | 0 | 0 | 0 | 0 | 0 | 0 | 0 | 0 | 0 | 0 | 0 | 0 | 0 | 0 | 0 | 0 | 0 | 0 | 0 | 0 | 0 | 0 | 0 | 0 | 0 | 0 | 0 | 0 | 0
Industrial_Electronics Manufacturing_New_Space Heating_Natural Gas_Boiler_E10_Baseline Forecast | Industrial | Electronics Manufacturing | New | Space Heating | Natural Gas | Boiler | E10 |  | Baseline Forecast | 0 | 0 | 0 | 0 | 0 | 0 | 0 | 0 | 0 | 0 | 0 | 0 | 0 | 0 | 0 | 0 | 0 | 0 | 0 | 0 | 0 | 0 | 0 | 0 | 0 | 0 | 0 | 0 | 0 | 0 | 0 | 0 | 0
Industrial_Electronics Manufacturing_New_Space Heating_Natural Gas_Boiler_Vintage_Baseline Forecast | Industrial | Electronics Manufacturing | New | Space Heating | Natural Gas | Boiler | Vintage |  | Baseline Forecast | 0 | 0 | 0 | 0 | 0 | 0 | 0 | 0 | 0 | 0 | 0 | 0 | 0 | 0 | 0 | 0 | 0 | 0 | 0 | 0 | 0 | 0 | 0 | 0 | 0 | 0 | 0 | 0 | 0 | 0 | 0 | 0 | 0
Industrial_Electronics Manufacturing_New_Space Heating_Natural Gas_Unit Heater_E1_Baseline Forecast | Industrial | Electronics Manufacturing | New | Space Heating | Natural Gas | Unit Heater | E1 |  | Baseline Forecast | 0 | 0 | 0 | 0 | 0 | 0 | 0 | 0 | 0 | 0 | 0 | 0 | 0 | 0 | 0 | 0 | 0 | 0 | 0 | 0 | 0 | 0 | 0 | 0 | 0 | 0 | 0 | 0 | 0 | 0 | 0 | 0 | 0
Industrial_Electronics Manufacturing_New_Space Heating_Natural Gas_Unit Heater_E2_Baseline Forecast | Industrial | Electronics Manufacturing | New | Space Heating | Natural Gas | Unit Heater | E2 |  | Baseline Forecast | 0 | 0 | 0 | 0 | 0 | 0 | 0 | 0 | 0 | 0 | 0 | 0 | 0 | 0 | 0 | 0 | 0 | 0 | 0 | 0 | 0 | 0 | 0 | 0 | 0 | 0 | 0 | 0 | 0 | 0 | 0 | 0 | 0
Industrial_Electronics Manufacturing_New_Space Heating_Natural Gas_Unit Heater_E3_Baseline Forecast | Industrial | Electronics Manufacturing | New | Space Heating | Natural Gas | Unit Heater | E3 |  | Baseline Forecast | 0 | 0 | 0 | 0 | 0 | 0 | 0 | 0 | 0 | 0 | 0 | 0 | 0 | 0 | 0 | 0 | 0 | 0 | 0 | 0 | 0 | 0 | 0 | 0 | 0 | 0 | 0 | 0 | 0 | 0 | 0 | 0 | 0
Industrial_Electronics Manufacturing_New_Space Heating_Natural Gas_Unit Heater_E4_Baseline Forecast | Industrial | Electronics Manufacturing | New | Space Heating | Natural Gas | Unit Heater | E4 |  | Baseline Forecast | 0 | 0 | 0 | 0 | 0 | 0 | 0 | 0 | 0 | 0 | 0 | 0 | 0 | 0 | 0 | 0 | 0 | 0 | 0 | 0 | 0 | 0 | 0 | 0 | 0 | 0 | 0 | 0 | 0 | 0 | 0 | 0 | 0
Industrial_Electronics Manufacturing_New_Space Heating_Natural Gas_Unit Heater_E5_Baseline Forecast | Industrial | Electronics Manufacturing | New | Space Heating | Natural Gas | Unit Heater | E5 |  | Baseline Forecast | 0 | 0 | 0 | 0 | 0 | 0 | 0 | 0 | 0 | 0 | 0 | 0 | 0 | 0 | 0 | 0 | 0 | 0 | 0 | 0 | 0 | 0 | 0 | 0 | 0 | 0 | 0 | 0 | 0 | 0 | 0 | 0 | 0
Industrial_Electronics Manufacturing_New_Space Heating_Natural Gas_Unit Heater_E6_Baseline Forecast | Industrial | Electronics Manufacturing | New | Space Heating | Natural Gas | Unit Heater | E6 |  | Baseline Forecast | 0 | 0 | 0 | 0 | 0 | 0 | 0 | 0 | 0 | 0 | 0 | 0 | 0 | 0 | 0 | 0 | 0 | 0 | 0 | 0 | 0 | 0 | 0 | 0 | 0 | 0 | 0 | 0 | 0 | 0 | 0 | 0 | 0
Industrial_Electronics Manufacturing_New_Space Heating_Natural Gas_Unit Heater_E7_Baseline Forecast | Industrial | Electronics Manufacturing | New | Space Heating | Natural Gas | Unit Heater | E7 |  | Baseline Forecast | 0 | 0 | 0 | 0 | 0 | 0 | 0 | 0 | 0 | 0 | 0 | 0 | 0 | 0 | 0 | 0 | 0 | 0 | 0 | 0 | 0 | 0 | 0 | 0 | 0 | 0 | 0 | 0 | 0 | 0 | 0 | 0 | 0
Industrial_Electronics Manufacturing_New_Space Heating_Natural Gas_Unit Heater_E8_Baseline Forecast | Industrial | Electronics Manufacturing | New | Space Heating | Natural Gas | Unit Heater | E8 |  | Baseline Forecast | 0 | 0 | 0 | 0 | 0 | 0 | 0 | 0 | 0 | 0 | 0 | 0 | 0 | 0 | 0 | 0 | 0 | 0 | 0 | 0 | 0 | 0 | 0 | 0 | 0 | 0 | 0 | 0 | 0 | 0 | 0 | 0 | 0
Industrial_Electronics Manufacturing_New_Space Heating_Natural Gas_Unit Heater_E9_Baseline Forecast | Industrial | Electronics Manufacturing | New | Space Heating | Natural Gas | Unit Heater | E9 |  | Baseline Forecast | 0 | 0 | 0 | 0 | 0 | 0 | 0 | 0 | 0 | 0 | 0 | 0 | 0 | 0 | 0 | 0 | 0 | 0 | 0 | 0 | 0 | 0 | 0 | 0 | 0 | 0 | 0 | 0 | 0 | 0 | 0 | 0 | 0
Industrial_Electronics Manufacturing_New_Space Heating_Natural Gas_Unit Heater_E10_Baseline Forecast | Industrial | Electronics Manufacturing | New | Space Heating | Natural Gas | Unit Heater | E10 |  | Baseline Forecast | 0 | 0 | 0 | 0 | 0 | 0 | 0 | 0 | 0 | 0 | 0 | 0 | 0 | 0 | 0 | 0 | 0 | 0 | 0 | 0 | 0 | 0 | 0 | 0 | 0 | 0 | 0 | 0 | 0 | 0 | 0 | 0 | 0
Industrial_Electronics Manufacturing_New_Space Heating_Natural Gas_Unit Heater_Vintage_Baseline Forecast | Industrial | Electronics Manufacturing | New | Space Heating | Natural Gas | Unit Heater | Vintage |  | Baseline Forecast | 0 | 0 | 0 | 0 | 0 | 0 | 0 | 0 | 0 | 0 | 0 | 0 | 0 | 0 | 0 | 0 | 0 | 0 | 0 | 0 | 0 | 0 | 0 | 0 | 0 | 0 | 0 | 0 | 0 | 0 | 0 | 0 | 0
Industrial_Electronics Manufacturing_New_Process_Natural Gas_Process Heating_E1_Baseline Forecast | Industrial | Electronics Manufacturing | New | Process | Natural Gas | Process Heating | E1 |  | Baseline Forecast | 0 | 0 | 0 | 0 | 0 | 0 | 0 | 0 | 0 | 0 | 0 | 0 | 0 | 0 | 0 | 0 | 0 | 0 | 0 | 0 | 0 | 0 | 0 | 0 | 0 | 0 | 0 | 0 | 0 | 0 | 0 | 0 | 0
Industrial_Electronics Manufacturing_New_Process_Natural Gas_Process Heating_E2_Baseline Forecast | Industrial | Electronics Manufacturing | New | Process | Natural Gas | Process Heating | E2 |  | Baseline Forecast | 0 | 0 | 0 | 0 | 0 | 0 | 0 | 0 | 0 | 0 | 0 | 0 | 0 | 0 | 0 | 0 | 0 | 0 | 0 | 0 | 0 | 0 | 0 | 0 | 0 | 0 | 0 | 0 | 0 | 0 | 0 | 0 | 0
Industrial_Electronics Manufacturing_New_Process_Natural Gas_Process Heating_E3_Baseline Forecast | Industrial | Electronics Manufacturing | New | Process | Natural Gas | Process Heating | E3 |  | Baseline Forecast | 0 | 0 | 0 | 0 | 0 | 0 | 0 | 0 | 0 | 0 | 0 | 0 | 0 | 0 | 0 | 0 | 0 | 0 | 0 | 0 | 0 | 0 | 0 | 0 | 0 | 0 | 0 | 0 | 0 | 0 | 0 | 0 | 0
Industrial_Electronics Manufacturing_New_Process_Natural Gas_Process Heating_E4_Baseline Forecast | Industrial | Electronics Manufacturing | New | Process | Natural Gas | Process Heating | E4 |  | Baseline Forecast | 0 | 0 | 0 | 0 | 0 | 0 | 0 | 0 | 0 | 0 | 0 | 0 | 0 | 0 | 0 | 0 | 0 | 0 | 0 | 0 | 0 | 0 | 0 | 0 | 0 | 0 | 0 | 0 | 0 | 0 | 0 | 0 | 0
Industrial_Electronics Manufacturing_New_Process_Natural Gas_Process Heating_E5_Baseline Forecast | Industrial | Electronics Manufacturing | New | Process | Natural Gas | Process Heating | E5 |  | Baseline Forecast | 0 | 0 | 0 | 0 | 0 | 0 | 0 | 0 | 0 | 0 | 0 | 0 | 0 | 0 | 0 | 0 | 0 | 0 | 0 | 0 | 0 | 0 | 0 | 0 | 0 | 0 | 0 | 0 | 0 | 0 | 0 | 0 | 0
Industrial_Electronics Manufacturing_New_Process_Natural Gas_Process Heating_E6_Baseline Forecast | Industrial | Electronics Manufacturing | New | Process | Natural Gas | Process Heating | E6 |  | Baseline Forecast | 0 | 0 | 0 | 0 | 0 | 0 | 0 | 0 | 0 | 0 | 0 | 0 | 0 | 0 | 0 | 0 | 0 | 0 | 0 | 0 | 0 | 0 | 0 | 0 | 0 | 0 | 0 | 0 | 0 | 0 | 0 | 0 | 0
Industrial_Electronics Manufacturing_New_Process_Natural Gas_Process Heating_E7_Baseline Forecast | Industrial | Electronics Manufacturing | New | Process | Natural Gas | Process Heating | E7 |  | Baseline Forecast | 0 | 0 | 0 | 0 | 0 | 0 | 0 | 0 | 0 | 0 | 0 | 0 | 0 | 0 | 0 | 0 | 0 | 0 | 0 | 0 | 0 | 0 | 0 | 0 | 0 | 0 | 0 | 0 | 0 | 0 | 0 | 0 | 0
Industrial_Electronics Manufacturing_New_Process_Natural Gas_Process Heating_E8_Baseline Forecast | Industrial | Electronics Manufacturing | New | Process | Natural Gas | Process Heating | E8 |  | Baseline Forecast | 0 | 0 | 0 | 0 | 0 | 0 | 0 | 0 | 0 | 0 | 0 | 0 | 0 | 0 | 0 | 0 | 0 | 0 | 0 | 0 | 0 | 0 | 0 | 0 | 0 | 0 | 0 | 0 | 0 | 0 | 0 | 0 | 0
Industrial_Electronics Manufacturing_New_Process_Natural Gas_Process Heating_E9_Baseline Forecast | Industrial | Electronics Manufacturing | New | Process | Natural Gas | Process Heating | E9 |  | Baseline Forecast | 0 | 0 | 0 | 0 | 0 | 0 | 0 | 0 | 0 | 0 | 0 | 0 | 0 | 0 | 0 | 0 | 0 | 0 | 0 | 0 | 0 | 0 | 0 | 0 | 0 | 0 | 0 | 0 | 0 | 0 | 0 | 0 | 0
Industrial_Electronics Manufacturing_New_Process_Natural Gas_Process Heating_E10_Baseline Forecast | Industrial | Electronics Manufacturing | New | Process | Natural Gas | Process Heating | E10 |  | Baseline Forecast | 0 | 0 | 0 | 0 | 0 | 0 | 0 | 0 | 0 | 0 | 0 | 0 | 0 | 0 | 0 | 0 | 0 | 0 | 0 | 0 | 0 | 0 | 0 | 0 | 0 | 0 | 0 | 0 | 0 | 0 | 0 | 0 | 0
Industrial_Electronics Manufacturing_New_Process_Natural Gas_Process Heating_Vintage_Baseline Forecast | Industrial | Electronics Manufacturing | New | Process | Natural Gas | Process Heating | Vintage |  | Baseline Forecast | 0 | 0 | 0 | 0 | 0 | 0 | 0 | 0 | 0 | 0 | 0 | 0 | 0 | 0 | 0 | 0 | 0 | 0 | 0 | 0 | 0 | 0 | 0 | 0 | 0 | 0 | 0 | 0 | 0 | 0 | 0 | 0 | 0
Industrial_Electronics Manufacturing_New_Process_Natural Gas_Process Boiler_E1_Baseline Forecast | Industrial | Electronics Manufacturing | New | Process | Natural Gas | Process Boiler | E1 |  | Baseline Forecast | 0 | 0 | 0 | 0 | 0 | 0 | 0 | 0 | 0 | 0 | 0 | 0 | 0 | 0 | 0 | 0 | 0 | 0 | 0 | 0 | 0 | 0 | 0 | 0 | 0 | 0 | 0 | 0 | 0 | 0 | 0 | 0 | 0
Industrial_Electronics Manufacturing_New_Process_Natural Gas_Process Boiler_E2_Baseline Forecast | Industrial | Electronics Manufacturing | New | Process | Natural Gas | Process Boiler | E2 |  | Baseline Forecast | 0 | 0 | 0 | 0 | 0 | 0 | 0 | 0 | 0 | 0 | 0 | 0 | 0 | 0 | 0 | 0 | 0 | 0 | 0 | 0 | 0 | 0 | 0 | 0 | 0 | 0 | 0 | 0 | 0 | 0 | 0 | 0 | 0
Industrial_Electronics Manufacturing_New_Process_Natural Gas_Process Boiler_E3_Baseline Forecast | Industrial | Electronics Manufacturing | New | Process | Natural Gas | Process Boiler | E3 |  | Baseline Forecast | 0 | 0 | 0 | 0 | 0 | 0 | 0 | 0 | 0 | 0 | 0 | 0 | 0 | 0 | 0 | 0 | 0 | 0 | 0 | 0 | 0 | 0 | 0 | 0 | 0 | 0 | 0 | 0 | 0 | 0 | 0 | 0 | 0
Industrial_Electronics Manufacturing_New_Process_Natural Gas_Process Boiler_E4_Baseline Forecast | Industrial | Electronics Manufacturing | New | Process | Natural Gas | Process Boiler | E4 |  | Baseline Forecast | 0 | 0 | 0 | 0 | 0 | 0 | 0 | 0 | 0 | 0 | 0 | 0 | 0 | 0 | 0 | 0 | 0 | 0 | 0 | 0 | 0 | 0 | 0 | 0 | 0 | 0 | 0 | 0 | 0 | 0 | 0 | 0 | 0
Industrial_Electronics Manufacturing_New_Process_Natural Gas_Process Boiler_E5_Baseline Forecast | Industrial | Electronics Manufacturing | New | Process | Natural Gas | Process Boiler | E5 |  | Baseline Forecast | 0 | 0 | 0 | 0 | 0 | 0 | 0 | 0 | 0 | 0 | 0 | 0 | 0 | 0 | 0 | 0 | 0 | 0 | 0 | 0 | 0 | 0 | 0 | 0 | 0 | 0 | 0 | 0 | 0 | 0 | 0 | 0 | 0
Industrial_Electronics Manufacturing_New_Process_Natural Gas_Process Boiler_E6_Baseline Forecast | Industrial | Electronics Manufacturing | New | Process | Natural Gas | Process Boiler | E6 |  | Baseline Forecast | 0 | 0 | 0 | 0 | 0 | 0 | 0 | 0 | 0 | 0 | 0 | 0 | 0 | 0 | 0 | 0 | 0 | 0 | 0 | 0 | 0 | 0 | 0 | 0 | 0 | 0 | 0 | 0 | 0 | 0 | 0 | 0 | 0
Industrial_Electronics Manufacturing_New_Process_Natural Gas_Process Boiler_E7_Baseline Forecast | Industrial | Electronics Manufacturing | New | Process | Natural Gas | Process Boiler | E7 |  | Baseline Forecast | 0 | 0 | 0 | 0 | 0 | 0 | 0 | 0 | 0 | 0 | 0 | 0 | 0 | 0 | 0 | 0 | 0 | 0 | 0 | 0 | 0 | 0 | 0 | 0 | 0 | 0 | 0 | 0 | 0 | 0 | 0 | 0 | 0
Industrial_Electronics Manufacturing_New_Process_Natural Gas_Process Boiler_E8_Baseline Forecast | Industrial | Electronics Manufacturing | New | Process | Natural Gas | Process Boiler | E8 |  | Baseline Forecast | 0 | 0 | 0 | 0 | 0 | 0 | 0 | 0 | 0 | 0 | 0 | 0 | 0 | 0 | 0 | 0 | 0 | 0 | 0 | 0 | 0 | 0 | 0 | 0 | 0 | 0 | 0 | 0 | 0 | 0 | 0 | 0 | 0
Industrial_Electronics Manufacturing_New_Process_Natural Gas_Process Boiler_E9_Baseline Forecast | Industrial | Electronics Manufacturing | New | Process | Natural Gas | Process Boiler | E9 |  | Baseline Forecast | 0 | 0 | 0 | 0 | 0 | 0 | 0 | 0 | 0 | 0 | 0 | 0 | 0 | 0 | 0 | 0 | 0 | 0 | 0 | 0 | 0 | 0 | 0 | 0 | 0 | 0 | 0 | 0 | 0 | 0 | 0 | 0 | 0
Industrial_Electronics Manufacturing_New_Process_Natural Gas_Process Boiler_E10_Baseline Forecast | Industrial | Electronics Manufacturing | New | Process | Natural Gas | Process Boiler | E10 |  | Baseline Forecast | 0 | 0 | 0 | 0 | 0 | 0 | 0 | 0 | 0 | 0 | 0 | 0 | 0 | 0 | 0 | 0 | 0 | 0 | 0 | 0 | 0 | 0 | 0 | 0 | 0 | 0 | 0 | 0 | 0 | 0 | 0 | 0 | 0
Industrial_Electronics Manufacturing_New_Process_Natural Gas_Process Boiler_Vintage_Baseline Forecast | Industrial | Electronics Manufacturing | New | Process | Natural Gas | Process Boiler | Vintage |  | Baseline Forecast | 0 | 0 | 0 | 0 | 0 | 0 | 0 | 0 | 0 | 0 | 0 | 0 | 0 | 0 | 0 | 0 | 0 | 0 | 0 | 0 | 0 | 0 | 0 | 0 | 0 | 0 | 0 | 0 | 0 | 0 | 0 | 0 | 0
Industrial_Electronics Manufacturing_New_Process_Natural Gas_Process Cooling_E1_Baseline Forecast | Industrial | Electronics Manufacturing | New | Process | Natural Gas | Process Cooling | E1 |  | Baseline Forecast | 0 | 0 | 0 | 0 | 0 | 0 | 0 | 0 | 0 | 0 | 0 | 0 | 0 | 0 | 0 | 0 | 0 | 0 | 0 | 0 | 0 | 0 | 0 | 0 | 0 | 0 | 0 | 0 | 0 | 0 | 0 | 0 | 0
Industrial_Electronics Manufacturing_New_Process_Natural Gas_Process Cooling_E2_Baseline Forecast | Industrial | Electronics Manufacturing | New | Process | Natural Gas | Process Cooling | E2 |  | Baseline Forecast | 0 | 0 | 0 | 0 | 0 | 0 | 0 | 0 | 0 | 0 | 0 | 0 | 0 | 0 | 0 | 0 | 0 | 0 | 0 | 0 | 0 | 0 | 0 | 0 | 0 | 0 | 0 | 0 | 0 | 0 | 0 | 0 | 0
Industrial_Electronics Manufacturing_New_Process_Natural Gas_Process Cooling_E3_Baseline Forecast | Industrial | Electronics Manufacturing | New | Process | Natural Gas | Process Cooling | E3 |  | Baseline Forecast | 0 | 0 | 0 | 0 | 0 | 0 | 0 | 0 | 0 | 0 | 0 | 0 | 0 | 0 | 0 | 0 | 0 | 0 | 0 | 0 | 0 | 0 | 0 | 0 | 0 | 0 | 0 | 0 | 0 | 0 | 0 | 0 | 0
Industrial_Electronics Manufacturing_New_Process_Natural Gas_Process Cooling_E4_Baseline Forecast | Industrial | Electronics Manufacturing | New | Process | Natural Gas | Process Cooling | E4 |  | Baseline Forecast | 0 | 0 | 0 | 0 | 0 | 0 | 0 | 0 | 0 | 0 | 0 | 0 | 0 | 0 | 0 | 0 | 0 | 0 | 0 | 0 | 0 | 0 | 0 | 0 | 0 | 0 | 0 | 0 | 0 | 0 | 0 | 0 | 0
Industrial_Electronics Manufacturing_New_Process_Natural Gas_Process Cooling_E5_Baseline Forecast | Industrial | Electronics Manufacturing | New | Process | Natural Gas | Process Cooling | E5 |  | Baseline Forecast | 0 | 0 | 0 | 0 | 0 | 0 | 0 | 0 | 0 | 0 | 0 | 0 | 0 | 0 | 0 | 0 | 0 | 0 | 0 | 0 | 0 | 0 | 0 | 0 | 0 | 0 | 0 | 0 | 0 | 0 | 0 | 0 | 0
Industrial_Electronics Manufacturing_New_Process_Natural Gas_Process Cooling_E6_Baseline Forecast | Industrial | Electronics Manufacturing | New | Process | Natural Gas | Process Cooling | E6 |  | Baseline Forecast | 0 | 0 | 0 | 0 | 0 | 0 | 0 | 0 | 0 | 0 | 0 | 0 | 0 | 0 | 0 | 0 | 0 | 0 | 0 | 0 | 0 | 0 | 0 | 0 | 0 | 0 | 0 | 0 | 0 | 0 | 0 | 0 | 0
Industrial_Electronics Manufacturing_New_Process_Natural Gas_Process Cooling_E7_Baseline Forecast | Industrial | Electronics Manufacturing | New | Process | Natural Gas | Process Cooling | E7 |  | Baseline Forecast | 0 | 0 | 0 | 0 | 0 | 0 | 0 | 0 | 0 | 0 | 0 | 0 | 0 | 0 | 0 | 0 | 0 | 0 | 0 | 0 | 0 | 0 | 0 | 0 | 0 | 0 | 0 | 0 | 0 | 0 | 0 | 0 | 0
Industrial_Electronics Manufacturing_New_Process_Natural Gas_Process Cooling_E8_Baseline Forecast | Industrial | Electronics Manufacturing | New | Process | Natural Gas | Process Cooling | E8 |  | Baseline Forecast | 0 | 0 | 0 | 0 | 0 | 0 | 0 | 0 | 0 | 0 | 0 | 0 | 0 | 0 | 0 | 0 | 0 | 0 | 0 | 0 | 0 | 0 | 0 | 0 | 0 | 0 | 0 | 0 | 0 | 0 | 0 | 0 | 0
Industrial_Electronics Manufacturing_New_Process_Natural Gas_Process Cooling_E9_Baseline Forecast | Industrial | Electronics Manufacturing | New | Process | Natural Gas | Process Cooling | E9 |  | Baseline Forecast | 0 | 0 | 0 | 0 | 0 | 0 | 0 | 0 | 0 | 0 | 0 | 0 | 0 | 0 | 0 | 0 | 0 | 0 | 0 | 0 | 0 | 0 | 0 | 0 | 0 | 0 | 0 | 0 | 0 | 0 | 0 | 0 | 0
Industrial_Electronics Manufacturing_New_Process_Natural Gas_Process Cooling_E10_Baseline Forecast | Industrial | Electronics Manufacturing | New | Process | Natural Gas | Process Cooling | E10 |  | Baseline Forecast | 0 | 0 | 0 | 0 | 0 | 0 | 0 | 0 | 0 | 0 | 0 | 0 | 0 | 0 | 0 | 0 | 0 | 0 | 0 | 0 | 0 | 0 | 0 | 0 | 0 | 0 | 0 | 0 | 0 | 0 | 0 | 0 | 0
Industrial_Electronics Manufacturing_New_Process_Natural Gas_Process Cooling_Vintage_Baseline Forecast | Industrial | Electronics Manufacturing | New | Process | Natural Gas | Process Cooling | Vintage |  | Baseline Forecast | 0 | 0 | 0 | 0 | 0 | 0 | 0 | 0 | 0 | 0 | 0 | 0 | 0 | 0 | 0 | 0 | 0 | 0 | 0 | 0 | 0 | 0 | 0 | 0 | 0 | 0 | 0 | 0 | 0 | 0 | 0 | 0 | 0
Industrial_Electronics Manufacturing_New_Process_Natural Gas_Other Process_E1_Baseline Forecast | Industrial | Electronics Manufacturing | New | Process | Natural Gas | Other Process | E1 |  | Baseline Forecast | 0 | 0 | 0 | 0 | 0 | 0 | 0 | 0 | 0 | 0 | 0 | 0 | 0 | 0 | 0 | 0 | 0 | 0 | 0 | 0 | 0 | 0 | 0 | 0 | 0 | 0 | 0 | 0 | 0 | 0 | 0 | 0 | 0
Industrial_Electronics Manufacturing_New_Process_Natural Gas_Other Process_E2_Baseline Forecast | Industrial | Electronics Manufacturing | New | Process | Natural Gas | Other Process | E2 |  | Baseline Forecast | 0 | 0 | 0 | 0 | 0 | 0 | 0 | 0 | 0 | 0 | 0 | 0 | 0 | 0 | 0 | 0 | 0 | 0 | 0 | 0 | 0 | 0 | 0 | 0 | 0 | 0 | 0 | 0 | 0 | 0 | 0 | 0 | 0
Industrial_Electronics Manufacturing_New_Process_Natural Gas_Other Process_E3_Baseline Forecast | Industrial | Electronics Manufacturing | New | Process | Natural Gas | Other Process | E3 |  | Baseline Forecast | 0 | 0 | 0 | 0 | 0 | 0 | 0 | 0 | 0 | 0 | 0 | 0 | 0 | 0 | 0 | 0 | 0 | 0 | 0 | 0 | 0 | 0 | 0 | 0 | 0 | 0 | 0 | 0 | 0 | 0 | 0 | 0 | 0
Industrial_Electronics Manufacturing_New_Process_Natural Gas_Other Process_E4_Baseline Forecast | Industrial | Electronics Manufacturing | New | Process | Natural Gas | Other Process | E4 |  | Baseline Forecast | 0 | 0 | 0 | 0 | 0 | 0 | 0 | 0 | 0 | 0 | 0 | 0 | 0 | 0 | 0 | 0 | 0 | 0 | 0 | 0 | 0 | 0 | 0 | 0 | 0 | 0 | 0 | 0 | 0 | 0 | 0 | 0 | 0
Industrial_Electronics Manufacturing_New_Process_Natural Gas_Other Process_E5_Baseline Forecast | Industrial | Electronics Manufacturing | New | Process | Natural Gas | Other Process | E5 |  | Baseline Forecast | 0 | 0 | 0 | 0 | 0 | 0 | 0 | 0 | 0 | 0 | 0 | 0 | 0 | 0 | 0 | 0 | 0 | 0 | 0 | 0 | 0 | 0 | 0 | 0 | 0 | 0 | 0 | 0 | 0 | 0 | 0 | 0 | 0
Industrial_Electronics Manufacturing_New_Process_Natural Gas_Other Process_E6_Baseline Forecast | Industrial | Electronics Manufacturing | New | Process | Natural Gas | Other Process | E6 |  | Baseline Forecast | 0 | 0 | 0 | 0 | 0 | 0 | 0 | 0 | 0 | 0 | 0 | 0 | 0 | 0 | 0 | 0 | 0 | 0 | 0 | 0 | 0 | 0 | 0 | 0 | 0 | 0 | 0 | 0 | 0 | 0 | 0 | 0 | 0
Industrial_Electronics Manufacturing_New_Process_Natural Gas_Other Process_E7_Baseline Forecast | Industrial | Electronics Manufacturing | New | Process | Natural Gas | Other Process | E7 |  | Baseline Forecast | 0 | 0 | 0 | 0 | 0 | 0 | 0 | 0 | 0 | 0 | 0 | 0 | 0 | 0 | 0 | 0 | 0 | 0 | 0 | 0 | 0 | 0 | 0 | 0 | 0 | 0 | 0 | 0 | 0 | 0 | 0 | 0 | 0
Industrial_Electronics Manufacturing_New_Process_Natural Gas_Other Process_E8_Baseline Forecast | Industrial | Electronics Manufacturing | New | Process | Natural Gas | Other Process | E8 |  | Baseline Forecast | 0 | 0 | 0 | 0 | 0 | 0 | 0 | 0 | 0 | 0 | 0 | 0 | 0 | 0 | 0 | 0 | 0 | 0 | 0 | 0 | 0 | 0 | 0 | 0 | 0 | 0 | 0 | 0 | 0 | 0 | 0 | 0 | 0
Industrial_Electronics Manufacturing_New_Process_Natural Gas_Other Process_E9_Baseline Forecast | Industrial | Electronics Manufacturing | New | Process | Natural Gas | Other Process | E9 |  | Baseline Forecast | 0 | 0 | 0 | 0 | 0 | 0 | 0 | 0 | 0 | 0 | 0 | 0 | 0 | 0 | 0 | 0 | 0 | 0 | 0 | 0 | 0 | 0 | 0 | 0 | 0 | 0 | 0 | 0 | 0 | 0 | 0 | 0 | 0
Industrial_Electronics Manufacturing_New_Process_Natural Gas_Other Process_E10_Baseline Forecast | Industrial | Electronics Manufacturing | New | Process | Natural Gas | Other Process | E10 |  | Baseline Forecast | 0 | 0 | 0 | 0 | 0 | 0 | 0 | 0 | 0 | 0 | 0 | 0 | 0 | 0 | 0 | 0 | 0 | 0 | 0 | 0 | 0 | 0 | 0 | 0 | 0 | 0 | 0 | 0 | 0 | 0 | 0 | 0 | 0
Industrial_Electronics Manufacturing_New_Process_Natural Gas_Other Process_Vintage_Baseline Forecast | Industrial | Electronics Manufacturing | New | Process | Natural Gas | Other Process | Vintage |  | Baseline Forecast | 0 | 0 | 0 | 0 | 0 | 0 | 0 | 0 | 0 | 0 | 0 | 0 | 0 | 0 | 0 | 0 | 0 | 0 | 0 | 0 | 0 | 0 | 0 | 0 | 0 | 0 | 0 | 0 | 0 | 0 | 0 | 0 | 0
Industrial_Electronics Manufacturing_New_Miscellaneous_Natural Gas_Miscellaneous_E1_Baseline Forecast | Industrial | Electronics Manufacturing | New | Miscellaneous | Natural Gas | Miscellaneous | E1 |  | Baseline Forecast | 0 | 0 | 0 | 0 | 0 | 0 | 0 | 0 | 0 | 0 | 0 | 0 | 0 | 0 | 0 | 0 | 0 | 0 | 0 | 0 | 0 | 0 | 0 | 0 | 0 | 0 | 0 | 0 | 0 | 0 | 0 | 0 | 0
Industrial_Electronics Manufacturing_New_Miscellaneous_Natural Gas_Miscellaneous_E2_Baseline Forecast | Industrial | Electronics Manufacturing | New | Miscellaneous | Natural Gas | Miscellaneous | E2 |  | Baseline Forecast | 0 | 0 | 0 | 0 | 0 | 0 | 0 | 0 | 0 | 0 | 0 | 0 | 0 | 0 | 0 | 0 | 0 | 0 | 0 | 0 | 0 | 0 | 0 | 0 | 0 | 0 | 0 | 0 | 0 | 0 | 0 | 0 | 0
Industrial_Electronics Manufacturing_New_Miscellaneous_Natural Gas_Miscellaneous_E3_Baseline Forecast | Industrial | Electronics Manufacturing | New | Miscellaneous | Natural Gas | Miscellaneous | E3 |  | Baseline Forecast | 0 | 0 | 0 | 0 | 0 | 0 | 0 | 0 | 0 | 0 | 0 | 0 | 0 | 0 | 0 | 0 | 0 | 0 | 0 | 0 | 0 | 0 | 0 | 0 | 0 | 0 | 0 | 0 | 0 | 0 | 0 | 0 | 0
Industrial_Electronics Manufacturing_New_Miscellaneous_Natural Gas_Miscellaneous_E4_Baseline Forecast | Industrial | Electronics Manufacturing | New | Miscellaneous | Natural Gas | Miscellaneous | E4 |  | Baseline Forecast | 0 | 0 | 0 | 0 | 0 | 0 | 0 | 0 | 0 | 0 | 0 | 0 | 0 | 0 | 0 | 0 | 0 | 0 | 0 | 0 | 0 | 0 | 0 | 0 | 0 | 0 | 0 | 0 | 0 | 0 | 0 | 0 | 0
Industrial_Electronics Manufacturing_New_Miscellaneous_Natural Gas_Miscellaneous_E5_Baseline Forecast | Industrial | Electronics Manufacturing | New | Miscellaneous | Natural Gas | Miscellaneous | E5 |  | Baseline Forecast | 0 | 0 | 0 | 0 | 0 | 0 | 0 | 0 | 0 | 0 | 0 | 0 | 0 | 0 | 0 | 0 | 0 | 0 | 0 | 0 | 0 | 0 | 0 | 0 | 0 | 0 | 0 | 0 | 0 | 0 | 0 | 0 | 0
Industrial_Electronics Manufacturing_New_Miscellaneous_Natural Gas_Miscellaneous_E6_Baseline Forecast | Industrial | Electronics Manufacturing | New | Miscellaneous | Natural Gas | Miscellaneous | E6 |  | Baseline Forecast | 0 | 0 | 0 | 0 | 0 | 0 | 0 | 0 | 0 | 0 | 0 | 0 | 0 | 0 | 0 | 0 | 0 | 0 | 0 | 0 | 0 | 0 | 0 | 0 | 0 | 0 | 0 | 0 | 0 | 0 | 0 | 0 | 0
Industrial_Electronics Manufacturing_New_Miscellaneous_Natural Gas_Miscellaneous_E7_Baseline Forecast | Industrial | Electronics Manufacturing | New | Miscellaneous | Natural Gas | Miscellaneous | E7 |  | Baseline Forecast | 0 | 0 | 0 | 0 | 0 | 0 | 0 | 0 | 0 | 0 | 0 | 0 | 0 | 0 | 0 | 0 | 0 | 0 | 0 | 0 | 0 | 0 | 0 | 0 | 0 | 0 | 0 | 0 | 0 | 0 | 0 | 0 | 0
Industrial_Electronics Manufacturing_New_Miscellaneous_Natural Gas_Miscellaneous_E8_Baseline Forecast | Industrial | Electronics Manufacturing | New | Miscellaneous | Natural Gas | Miscellaneous | E8 |  | Baseline Forecast | 0 | 0 | 0 | 0 | 0 | 0 | 0 | 0 | 0 | 0 | 0 | 0 | 0 | 0 | 0 | 0 | 0 | 0 | 0 | 0 | 0 | 0 | 0 | 0 | 0 | 0 | 0 | 0 | 0 | 0 | 0 | 0 | 0
Industrial_Electronics Manufacturing_New_Miscellaneous_Natural Gas_Miscellaneous_E9_Baseline Forecast | Industrial | Electronics Manufacturing | New | Miscellaneous | Natural Gas | Miscellaneous | E9 |  | Baseline Forecast | 0 | 0 | 0 | 0 | 0 | 0 | 0 | 0 | 0 | 0 | 0 | 0 | 0 | 0 | 0 | 0 | 0 | 0 | 0 | 0 | 0 | 0 | 0 | 0 | 0 | 0 | 0 | 0 | 0 | 0 | 0 | 0 | 0
Industrial_Electronics Manufacturing_New_Miscellaneous_Natural Gas_Miscellaneous_E10_Baseline Forecast | Industrial | Electronics Manufacturing | New | Miscellaneous | Natural Gas | Miscellaneous | E10 |  | Baseline Forecast | 0 | 0 | 0 | 0 | 0 | 0 | 0 | 0 | 0 | 0 | 0 | 0 | 0 | 0 | 0 | 0 | 0 | 0 | 0 | 0 | 0 | 0 | 0 | 0 | 0 | 0 | 0 | 0 | 0 | 0 | 0 | 0 | 0
Industrial_Electronics Manufacturing_New_Miscellaneous_Natural Gas_Miscellaneous_Vintage_Baseline Forecast | Industrial | Electronics Manufacturing | New | Miscellaneous | Natural Gas | Miscellaneous | Vintage |  | Baseline Forecast | 0 | 0 | 0 | 0 | 0 | 0 | 0 | 0 | 0 | 0 | 0 | 0 | 0 | 0 | 0 | 0 | 0 | 0 | 0 | 0 | 0 | 0 | 0 | 0 | 0 | 0 | 0 | 0 | 0 | 0 | 0 | 0 | 0
Industrial_Stone, Clay, Glass_Existing_Space Heating_Natural Gas_Furnace_E1_Baseline Forecast | Industrial | Stone, Clay, Glass | Existing | Space Heating | Natural Gas | Furnace | E1 |  | Baseline Forecast | 0 | 0 | 0 | 0 | 0 | 0 | 0 | 0 | 0 | 0 | 0 | 0 | 0 | 0 | 0 | 0 | 0 | 0 | 0 | 0 | 0 | 0 | 0 | 0 | 0 | 0 | 0 | 0 | 0 | 0 | 0 | 0 | 0
Industrial_Stone, Clay, Glass_Existing_Space Heating_Natural Gas_Furnace_E2_Baseline Forecast | Industrial | Stone, Clay, Glass | Existing | Space Heating | Natural Gas | Furnace | E2 |  | Baseline Forecast | 0 | 0 | 0 | 0 | 0 | 0 | 0 | 0 | 0 | 0 | 0 | 0 | 0 | 0 | 0 | 0 | 0 | 0 | 0 | 0 | 0 | 0 | 0 | 0 | 0 | 0 | 0 | 0 | 0 | 0 | 0 | 0 | 0
Industrial_Stone, Clay, Glass_Existing_Space Heating_Natural Gas_Furnace_E3_Baseline Forecast | Industrial | Stone, Clay, Glass | Existing | Space Heating | Natural Gas | Furnace | E3 |  | Baseline Forecast | 0 | 0 | 0 | 0 | 0 | 0 | 0 | 0 | 0 | 0 | 0 | 0 | 0 | 0 | 0 | 0 | 0 | 0 | 0 | 0 | 0 | 0 | 0 | 0 | 0 | 0 | 0 | 0 | 0 | 0 | 0 | 0 | 0
Industrial_Stone, Clay, Glass_Existing_Space Heating_Natural Gas_Furnace_E4_Baseline Forecast | Industrial | Stone, Clay, Glass | Existing | Space Heating | Natural Gas | Furnace | E4 |  | Baseline Forecast | 0 | 0 | 0 | 0 | 0 | 0 | 0 | 0 | 0 | 0 | 0 | 0 | 0 | 0 | 0 | 0 | 0 | 0 | 0 | 0 | 0 | 0 | 0 | 0 | 0 | 0 | 0 | 0 | 0 | 0 | 0 | 0 | 0
Industrial_Stone, Clay, Glass_Existing_Space Heating_Natural Gas_Furnace_E5_Baseline Forecast | Industrial | Stone, Clay, Glass | Existing | Space Heating | Natural Gas | Furnace | E5 |  | Baseline Forecast | 0 | 0 | 0 | 0 | 0 | 0 | 0 | 0 | 0 | 0 | 0 | 0 | 0 | 0 | 0 | 0 | 0 | 0 | 0 | 0 | 0 | 0 | 0 | 0 | 0 | 0 | 0 | 0 | 0 | 0 | 0 | 0 | 0
Industrial_Stone, Clay, Glass_Existing_Space Heating_Natural Gas_Furnace_E6_Baseline Forecast | Industrial | Stone, Clay, Glass | Existing | Space Heating | Natural Gas | Furnace | E6 |  | Baseline Forecast | 0 | 0 | 0 | 0 | 0 | 0 | 0 | 0 | 0 | 0 | 0 | 0 | 0 | 0 | 0 | 0 | 0 | 0 | 0 | 0 | 0 | 0 | 0 | 0 | 0 | 0 | 0 | 0 | 0 | 0 | 0 | 0 | 0
Industrial_Stone, Clay, Glass_Existing_Space Heating_Natural Gas_Furnace_E7_Baseline Forecast | Industrial | Stone, Clay, Glass | Existing | Space Heating | Natural Gas | Furnace | E7 |  | Baseline Forecast | 0 | 0 | 0 | 0 | 0 | 0 | 0 | 0 | 0 | 0 | 0 | 0 | 0 | 0 | 0 | 0 | 0 | 0 | 0 | 0 | 0 | 0 | 0 | 0 | 0 | 0 | 0 | 0 | 0 | 0 | 0 | 0 | 0
Industrial_Stone, Clay, Glass_Existing_Space Heating_Natural Gas_Furnace_E8_Baseline Forecast | Industrial | Stone, Clay, Glass | Existing | Space Heating | Natural Gas | Furnace | E8 |  | Baseline Forecast | 0 | 0 | 0 | 0 | 0 | 0 | 0 | 0 | 0 | 0 | 0 | 0 | 0 | 0 | 0 | 0 | 0 | 0 | 0 | 0 | 0 | 0 | 0 | 0 | 0 | 0 | 0 | 0 | 0 | 0 | 0 | 0 | 0
Industrial_Stone, Clay, Glass_Existing_Space Heating_Natural Gas_Furnace_E9_Baseline Forecast | Industrial | Stone, Clay, Glass | Existing | Space Heating | Natural Gas | Furnace | E9 |  | Baseline Forecast | 0 | 0 | 0 | 0 | 0 | 0 | 0 | 0 | 0 | 0 | 0 | 0 | 0 | 0 | 0 | 0 | 0 | 0 | 0 | 0 | 0 | 0 | 0 | 0 | 0 | 0 | 0 | 0 | 0 | 0 | 0 | 0 | 0
Industrial_Stone, Clay, Glass_Existing_Space Heating_Natural Gas_Furnace_E10_Baseline Forecast | Industrial | Stone, Clay, Glass | Existing | Space Heating | Natural Gas | Furnace | E10 |  | Baseline Forecast | 0 | 0 | 0 | 0 | 0 | 0 | 0 | 0 | 0 | 0 | 0 | 0 | 0 | 0 | 0 | 0 | 0 | 0 | 0 | 0 | 0 | 0 | 0 | 0 | 0 | 0 | 0 | 0 | 0 | 0 | 0 | 0 | 0
Industrial_Stone, Clay, Glass_Existing_Space Heating_Natural Gas_Furnace_Vintage_Baseline Forecast | Industrial | Stone, Clay, Glass | Existing | Space Heating | Natural Gas | Furnace | Vintage |  | Baseline Forecast | 0 | 0 | 0 | 0 | 0 | 0 | 0 | 0 | 0 | 0 | 0 | 0 | 0 | 0 | 0 | 0 | 0 | 0 | 0 | 0 | 0 | 0 | 0 | 0 | 0 | 0 | 0 | 0 | 0 | 0 | 0 | 0 | 0
Industrial_Stone, Clay, Glass_Existing_Space Heating_Natural Gas_Boiler_E1_Baseline Forecast | Industrial | Stone, Clay, Glass | Existing | Space Heating | Natural Gas | Boiler | E1 |  | Baseline Forecast | 0 | 0 | 0 | 0 | 0 | 0 | 0 | 0 | 0 | 0 | 0 | 0 | 0 | 0 | 0 | 0 | 0 | 0 | 0 | 0 | 0 | 0 | 0 | 0 | 0 | 0 | 0 | 0 | 0 | 0 | 0 | 0 | 0
Industrial_Stone, Clay, Glass_Existing_Space Heating_Natural Gas_Boiler_E2_Baseline Forecast | Industrial | Stone, Clay, Glass | Existing | Space Heating | Natural Gas | Boiler | E2 |  | Baseline Forecast | 0 | 0 | 0 | 0 | 0 | 0 | 0 | 0 | 0 | 0 | 0 | 0 | 0 | 0 | 0 | 0 | 0 | 0 | 0 | 0 | 0 | 0 | 0 | 0 | 0 | 0 | 0 | 0 | 0 | 0 | 0 | 0 | 0
Industrial_Stone, Clay, Glass_Existing_Space Heating_Natural Gas_Boiler_E3_Baseline Forecast | Industrial | Stone, Clay, Glass | Existing | Space Heating | Natural Gas | Boiler | E3 |  | Baseline Forecast | 0 | 0 | 0 | 0 | 0 | 0 | 0 | 0 | 0 | 0 | 0 | 0 | 0 | 0 | 0 | 0 | 0 | 0 | 0 | 0 | 0 | 0 | 0 | 0 | 0 | 0 | 0 | 0 | 0 | 0 | 0 | 0 | 0
Industrial_Stone, Clay, Glass_Existing_Space Heating_Natural Gas_Boiler_E4_Baseline Forecast | Industrial | Stone, Clay, Glass | Existing | Space Heating | Natural Gas | Boiler | E4 |  | Baseline Forecast | 0 | 0 | 0 | 0 | 0 | 0 | 0 | 0 | 0 | 0 | 0 | 0 | 0 | 0 | 0 | 0 | 0 | 0 | 0 | 0 | 0 | 0 | 0 | 0 | 0 | 0 | 0 | 0 | 0 | 0 | 0 | 0 | 0
Industrial_Stone, Clay, Glass_Existing_Space Heating_Natural Gas_Boiler_E5_Baseline Forecast | Industrial | Stone, Clay, Glass | Existing | Space Heating | Natural Gas | Boiler | E5 |  | Baseline Forecast | 0 | 0 | 0 | 0 | 0 | 0 | 0 | 0 | 0 | 0 | 0 | 0 | 0 | 0 | 0 | 0 | 0 | 0 | 0 | 0 | 0 | 0 | 0 | 0 | 0 | 0 | 0 | 0 | 0 | 0 | 0 | 0 | 0
Industrial_Stone, Clay, Glass_Existing_Space Heating_Natural Gas_Boiler_E6_Baseline Forecast | Industrial | Stone, Clay, Glass | Existing | Space Heating | Natural Gas | Boiler | E6 |  | Baseline Forecast | 0 | 0 | 0 | 0 | 0 | 0 | 0 | 0 | 0 | 0 | 0 | 0 | 0 | 0 | 0 | 0 | 0 | 0 | 0 | 0 | 0 | 0 | 0 | 0 | 0 | 0 | 0 | 0 | 0 | 0 | 0 | 0 | 0
Industrial_Stone, Clay, Glass_Existing_Space Heating_Natural Gas_Boiler_E7_Baseline Forecast | Industrial | Stone, Clay, Glass | Existing | Space Heating | Natural Gas | Boiler | E7 |  | Baseline Forecast | 0 | 0 | 0 | 0 | 0 | 0 | 0 | 0 | 0 | 0 | 0 | 0 | 0 | 0 | 0 | 0 | 0 | 0 | 0 | 0 | 0 | 0 | 0 | 0 | 0 | 0 | 0 | 0 | 0 | 0 | 0 | 0 | 0
Industrial_Stone, Clay, Glass_Existing_Space Heating_Natural Gas_Boiler_E8_Baseline Forecast | Industrial | Stone, Clay, Glass | Existing | Space Heating | Natural Gas | Boiler | E8 |  | Baseline Forecast | 0 | 0 | 0 | 0 | 0 | 0 | 0 | 0 | 0 | 0 | 0 | 0 | 0 | 0 | 0 | 0 | 0 | 0 | 0 | 0 | 0 | 0 | 0 | 0 | 0 | 0 | 0 | 0 | 0 | 0 | 0 | 0 | 0
Industrial_Stone, Clay, Glass_Existing_Space Heating_Natural Gas_Boiler_E9_Baseline Forecast | Industrial | Stone, Clay, Glass | Existing | Space Heating | Natural Gas | Boiler | E9 |  | Baseline Forecast | 0 | 0 | 0 | 0 | 0 | 0 | 0 | 0 | 0 | 0 | 0 | 0 | 0 | 0 | 0 | 0 | 0 | 0 | 0 | 0 | 0 | 0 | 0 | 0 | 0 | 0 | 0 | 0 | 0 | 0 | 0 | 0 | 0
Industrial_Stone, Clay, Glass_Existing_Space Heating_Natural Gas_Boiler_E10_Baseline Forecast | Industrial | Stone, Clay, Glass | Existing | Space Heating | Natural Gas | Boiler | E10 |  | Baseline Forecast | 0 | 0 | 0 | 0 | 0 | 0 | 0 | 0 | 0 | 0 | 0 | 0 | 0 | 0 | 0 | 0 | 0 | 0 | 0 | 0 | 0 | 0 | 0 | 0 | 0 | 0 | 0 | 0 | 0 | 0 | 0 | 0 | 0
Industrial_Stone, Clay, Glass_Existing_Space Heating_Natural Gas_Boiler_Vintage_Baseline Forecast | Industrial | Stone, Clay, Glass | Existing | Space Heating | Natural Gas | Boiler | Vintage |  | Baseline Forecast | 0 | 0 | 0 | 0 | 0 | 0 | 0 | 0 | 0 | 0 | 0 | 0 | 0 | 0 | 0 | 0 | 0 | 0 | 0 | 0 | 0 | 0 | 0 | 0 | 0 | 0 | 0 | 0 | 0 | 0 | 0 | 0 | 0
Industrial_Stone, Clay, Glass_Existing_Space Heating_Natural Gas_Unit Heater_E1_Baseline Forecast | Industrial | Stone, Clay, Glass | Existing | Space Heating | Natural Gas | Unit Heater | E1 |  | Baseline Forecast | 0 | 0 | 0 | 0 | 0 | 0 | 0 | 0 | 0 | 0 | 0 | 0 | 0 | 0 | 0 | 0 | 0 | 0 | 0 | 0 | 0 | 0 | 0 | 0 | 0 | 0 | 0 | 0 | 0 | 0 | 0 | 0 | 0
Industrial_Stone, Clay, Glass_Existing_Space Heating_Natural Gas_Unit Heater_E2_Baseline Forecast | Industrial | Stone, Clay, Glass | Existing | Space Heating | Natural Gas | Unit Heater | E2 |  | Baseline Forecast | 0 | 0 | 0 | 0 | 0 | 0 | 0 | 0 | 0 | 0 | 0 | 0 | 0 | 0 | 0 | 0 | 0 | 0 | 0 | 0 | 0 | 0 | 0 | 0 | 0 | 0 | 0 | 0 | 0 | 0 | 0 | 0 | 0
Industrial_Stone, Clay, Glass_Existing_Space Heating_Natural Gas_Unit Heater_E3_Baseline Forecast | Industrial | Stone, Clay, Glass | Existing | Space Heating | Natural Gas | Unit Heater | E3 |  | Baseline Forecast | 0 | 0 | 0 | 0 | 0 | 0 | 0 | 0 | 0 | 0 | 0 | 0 | 0 | 0 | 0 | 0 | 0 | 0 | 0 | 0 | 0 | 0 | 0 | 0 | 0 | 0 | 0 | 0 | 0 | 0 | 0 | 0 | 0
Industrial_Stone, Clay, Glass_Existing_Space Heating_Natural Gas_Unit Heater_E4_Baseline Forecast | Industrial | Stone, Clay, Glass | Existing | Space Heating | Natural Gas | Unit Heater | E4 |  | Baseline Forecast | 0 | 0 | 0 | 0 | 0 | 0 | 0 | 0 | 0 | 0 | 0 | 0 | 0 | 0 | 0 | 0 | 0 | 0 | 0 | 0 | 0 | 0 | 0 | 0 | 0 | 0 | 0 | 0 | 0 | 0 | 0 | 0 | 0
Industrial_Stone, Clay, Glass_Existing_Space Heating_Natural Gas_Unit Heater_E5_Baseline Forecast | Industrial | Stone, Clay, Glass | Existing | Space Heating | Natural Gas | Unit Heater | E5 |  | Baseline Forecast | 0 | 0 | 0 | 0 | 0 | 0 | 0 | 0 | 0 | 0 | 0 | 0 | 0 | 0 | 0 | 0 | 0 | 0 | 0 | 0 | 0 | 0 | 0 | 0 | 0 | 0 | 0 | 0 | 0 | 0 | 0 | 0 | 0
Industrial_Stone, Clay, Glass_Existing_Space Heating_Natural Gas_Unit Heater_E6_Baseline Forecast | Industrial | Stone, Clay, Glass | Existing | Space Heating | Natural Gas | Unit Heater | E6 |  | Baseline Forecast | 0 | 0 | 0 | 0 | 0 | 0 | 0 | 0 | 0 | 0 | 0 | 0 | 0 | 0 | 0 | 0 | 0 | 0 | 0 | 0 | 0 | 0 | 0 | 0 | 0 | 0 | 0 | 0 | 0 | 0 | 0 | 0 | 0
Industrial_Stone, Clay, Glass_Existing_Space Heating_Natural Gas_Unit Heater_E7_Baseline Forecast | Industrial | Stone, Clay, Glass | Existing | Space Heating | Natural Gas | Unit Heater | E7 |  | Baseline Forecast | 0 | 0 | 0 | 0 | 0 | 0 | 0 | 0 | 0 | 0 | 0 | 0 | 0 | 0 | 0 | 0 | 0 | 0 | 0 | 0 | 0 | 0 | 0 | 0 | 0 | 0 | 0 | 0 | 0 | 0 | 0 | 0 | 0
Industrial_Stone, Clay, Glass_Existing_Space Heating_Natural Gas_Unit Heater_E8_Baseline Forecast | Industrial | Stone, Clay, Glass | Existing | Space Heating | Natural Gas | Unit Heater | E8 |  | Baseline Forecast | 0 | 0 | 0 | 0 | 0 | 0 | 0 | 0 | 0 | 0 | 0 | 0 | 0 | 0 | 0 | 0 | 0 | 0 | 0 | 0 | 0 | 0 | 0 | 0 | 0 | 0 | 0 | 0 | 0 | 0 | 0 | 0 | 0
Industrial_Stone, Clay, Glass_Existing_Space Heating_Natural Gas_Unit Heater_E9_Baseline Forecast | Industrial | Stone, Clay, Glass | Existing | Space Heating | Natural Gas | Unit Heater | E9 |  | Baseline Forecast | 0 | 0 | 0 | 0 | 0 | 0 | 0 | 0 | 0 | 0 | 0 | 0 | 0 | 0 | 0 | 0 | 0 | 0 | 0 | 0 | 0 | 0 | 0 | 0 | 0 | 0 | 0 | 0 | 0 | 0 | 0 | 0 | 0
Industrial_Stone, Clay, Glass_Existing_Space Heating_Natural Gas_Unit Heater_E10_Baseline Forecast | Industrial | Stone, Clay, Glass | Existing | Space Heating | Natural Gas | Unit Heater | E10 |  | Baseline Forecast | 0 | 0 | 0 | 0 | 0 | 0 | 0 | 0 | 0 | 0 | 0 | 0 | 0 | 0 | 0 | 0 | 0 | 0 | 0 | 0 | 0 | 0 | 0 | 0 | 0 | 0 | 0 | 0 | 0 | 0 | 0 | 0 | 0
Industrial_Stone, Clay, Glass_Existing_Space Heating_Natural Gas_Unit Heater_Vintage_Baseline Forecast | Industrial | Stone, Clay, Glass | Existing | Space Heating | Natural Gas | Unit Heater | Vintage |  | Baseline Forecast | 0 | 0 | 0 | 0 | 0 | 0 | 0 | 0 | 0 | 0 | 0 | 0 | 0 | 0 | 0 | 0 | 0 | 0 | 0 | 0 | 0 | 0 | 0 | 0 | 0 | 0 | 0 | 0 | 0 | 0 | 0 | 0 | 0
Industrial_Stone, Clay, Glass_Existing_Process_Natural Gas_Process Heating_E1_Baseline Forecast | Industrial | Stone, Clay, Glass | Existing | Process | Natural Gas | Process Heating | E1 |  | Baseline Forecast | 0 | 0 | 0 | 0 | 0 | 0 | 0 | 0 | 0 | 0 | 0 | 0 | 0 | 0 | 0 | 0 | 0 | 0 | 0 | 0 | 0 | 0 | 0 | 0 | 0 | 0 | 0 | 0 | 0 | 0 | 0 | 0 | 0
Industrial_Stone, Clay, Glass_Existing_Process_Natural Gas_Process Heating_E2_Baseline Forecast | Industrial | Stone, Clay, Glass | Existing | Process | Natural Gas | Process Heating | E2 |  | Baseline Forecast | 0 | 0 | 0 | 0 | 0 | 0 | 0 | 0 | 0 | 0 | 0 | 0 | 0 | 0 | 0 | 0 | 0 | 0 | 0 | 0 | 0 | 0 | 0 | 0 | 0 | 0 | 0 | 0 | 0 | 0 | 0 | 0 | 0
Industrial_Stone, Clay, Glass_Existing_Process_Natural Gas_Process Heating_E3_Baseline Forecast | Industrial | Stone, Clay, Glass | Existing | Process | Natural Gas | Process Heating | E3 |  | Baseline Forecast | 0 | 0 | 0 | 0 | 0 | 0 | 0 | 0 | 0 | 0 | 0 | 0 | 0 | 0 | 0 | 0 | 0 | 0 | 0 | 0 | 0 | 0 | 0 | 0 | 0 | 0 | 0 | 0 | 0 | 0 | 0 | 0 | 0
Industrial_Stone, Clay, Glass_Existing_Process_Natural Gas_Process Heating_E4_Baseline Forecast | Industrial | Stone, Clay, Glass | Existing | Process | Natural Gas | Process Heating | E4 |  | Baseline Forecast | 0 | 0 | 0 | 0 | 0 | 0 | 0 | 0 | 0 | 0 | 0 | 0 | 0 | 0 | 0 | 0 | 0 | 0 | 0 | 0 | 0 | 0 | 0 | 0 | 0 | 0 | 0 | 0 | 0 | 0 | 0 | 0 | 0
Industrial_Stone, Clay, Glass_Existing_Process_Natural Gas_Process Heating_E5_Baseline Forecast | Industrial | Stone, Clay, Glass | Existing | Process | Natural Gas | Process Heating | E5 |  | Baseline Forecast | 0 | 0 | 0 | 0 | 0 | 0 | 0 | 0 | 0 | 0 | 0 | 0 | 0 | 0 | 0 | 0 | 0 | 0 | 0 | 0 | 0 | 0 | 0 | 0 | 0 | 0 | 0 | 0 | 0 | 0 | 0 | 0 | 0
Industrial_Stone, Clay, Glass_Existing_Process_Natural Gas_Process Heating_E6_Baseline Forecast | Industrial | Stone, Clay, Glass | Existing | Process | Natural Gas | Process Heating | E6 |  | Baseline Forecast | 0 | 0 | 0 | 0 | 0 | 0 | 0 | 0 | 0 | 0 | 0 | 0 | 0 | 0 | 0 | 0 | 0 | 0 | 0 | 0 | 0 | 0 | 0 | 0 | 0 | 0 | 0 | 0 | 0 | 0 | 0 | 0 | 0
Industrial_Stone, Clay, Glass_Existing_Process_Natural Gas_Process Heating_E7_Baseline Forecast | Industrial | Stone, Clay, Glass | Existing | Process | Natural Gas | Process Heating | E7 |  | Baseline Forecast | 0 | 0 | 0 | 0 | 0 | 0 | 0 | 0 | 0 | 0 | 0 | 0 | 0 | 0 | 0 | 0 | 0 | 0 | 0 | 0 | 0 | 0 | 0 | 0 | 0 | 0 | 0 | 0 | 0 | 0 | 0 | 0 | 0
Industrial_Stone, Clay, Glass_Existing_Process_Natural Gas_Process Heating_E8_Baseline Forecast | Industrial | Stone, Clay, Glass | Existing | Process | Natural Gas | Process Heating | E8 |  | Baseline Forecast | 0 | 0 | 0 | 0 | 0 | 0 | 0 | 0 | 0 | 0 | 0 | 0 | 0 | 0 | 0 | 0 | 0 | 0 | 0 | 0 | 0 | 0 | 0 | 0 | 0 | 0 | 0 | 0 | 0 | 0 | 0 | 0 | 0
Industrial_Stone, Clay, Glass_Existing_Process_Natural Gas_Process Heating_E9_Baseline Forecast | Industrial | Stone, Clay, Glass | Existing | Process | Natural Gas | Process Heating | E9 |  | Baseline Forecast | 0 | 0 | 0 | 0 | 0 | 0 | 0 | 0 | 0 | 0 | 0 | 0 | 0 | 0 | 0 | 0 | 0 | 0 | 0 | 0 | 0 | 0 | 0 | 0 | 0 | 0 | 0 | 0 | 0 | 0 | 0 | 0 | 0
Industrial_Stone, Clay, Glass_Existing_Process_Natural Gas_Process Heating_E10_Baseline Forecast | Industrial | Stone, Clay, Glass | Existing | Process | Natural Gas | Process Heating | E10 |  | Baseline Forecast | 0 | 0 | 0 | 0 | 0 | 0 | 0 | 0 | 0 | 0 | 0 | 0 | 0 | 0 | 0 | 0 | 0 | 0 | 0 | 0 | 0 | 0 | 0 | 0 | 0 | 0 | 0 | 0 | 0 | 0 | 0 | 0 | 0
Industrial_Stone, Clay, Glass_Existing_Process_Natural Gas_Process Heating_Vintage_Baseline Forecast | Industrial | Stone, Clay, Glass | Existing | Process | Natural Gas | Process Heating | Vintage |  | Baseline Forecast | 0 | 0 | 0 | 0 | 0 | 0 | 0 | 0 | 0 | 0 | 0 | 0 | 0 | 0 | 0 | 0 | 0 | 0 | 0 | 0 | 0 | 0 | 0 | 0 | 0 | 0 | 0 | 0 | 0 | 0 | 0 | 0 | 0
Industrial_Stone, Clay, Glass_Existing_Process_Natural Gas_Process Boiler_E1_Baseline Forecast | Industrial | Stone, Clay, Glass | Existing | Process | Natural Gas | Process Boiler | E1 |  | Baseline Forecast | 0 | 0 | 0 | 0 | 0 | 0 | 0 | 0 | 0 | 0 | 0 | 0 | 0 | 0 | 0 | 0 | 0 | 0 | 0 | 0 | 0 | 0 | 0 | 0 | 0 | 0 | 0 | 0 | 0 | 0 | 0 | 0 | 0
Industrial_Stone, Clay, Glass_Existing_Process_Natural Gas_Process Boiler_E2_Baseline Forecast | Industrial | Stone, Clay, Glass | Existing | Process | Natural Gas | Process Boiler | E2 |  | Baseline Forecast | 0 | 0 | 0 | 0 | 0 | 0 | 0 | 0 | 0 | 0 | 0 | 0 | 0 | 0 | 0 | 0 | 0 | 0 | 0 | 0 | 0 | 0 | 0 | 0 | 0 | 0 | 0 | 0 | 0 | 0 | 0 | 0 | 0
Industrial_Stone, Clay, Glass_Existing_Process_Natural Gas_Process Boiler_E3_Baseline Forecast | Industrial | Stone, Clay, Glass | Existing | Process | Natural Gas | Process Boiler | E3 |  | Baseline Forecast | 0 | 0 | 0 | 0 | 0 | 0 | 0 | 0 | 0 | 0 | 0 | 0 | 0 | 0 | 0 | 0 | 0 | 0 | 0 | 0 | 0 | 0 | 0 | 0 | 0 | 0 | 0 | 0 | 0 | 0 | 0 | 0 | 0
Industrial_Stone, Clay, Glass_Existing_Process_Natural Gas_Process Boiler_E4_Baseline Forecast | Industrial | Stone, Clay, Glass | Existing | Process | Natural Gas | Process Boiler | E4 |  | Baseline Forecast | 0 | 0 | 0 | 0 | 0 | 0 | 0 | 0 | 0 | 0 | 0 | 0 | 0 | 0 | 0 | 0 | 0 | 0 | 0 | 0 | 0 | 0 | 0 | 0 | 0 | 0 | 0 | 0 | 0 | 0 | 0 | 0 | 0
Industrial_Stone, Clay, Glass_Existing_Process_Natural Gas_Process Boiler_E5_Baseline Forecast | Industrial | Stone, Clay, Glass | Existing | Process | Natural Gas | Process Boiler | E5 |  | Baseline Forecast | 0 | 0 | 0 | 0 | 0 | 0 | 0 | 0 | 0 | 0 | 0 | 0 | 0 | 0 | 0 | 0 | 0 | 0 | 0 | 0 | 0 | 0 | 0 | 0 | 0 | 0 | 0 | 0 | 0 | 0 | 0 | 0 | 0
Industrial_Stone, Clay, Glass_Existing_Process_Natural Gas_Process Boiler_E6_Baseline Forecast | Industrial | Stone, Clay, Glass | Existing | Process | Natural Gas | Process Boiler | E6 |  | Baseline Forecast | 0 | 0 | 0 | 0 | 0 | 0 | 0 | 0 | 0 | 0 | 0 | 0 | 0 | 0 | 0 | 0 | 0 | 0 | 0 | 0 | 0 | 0 | 0 | 0 | 0 | 0 | 0 | 0 | 0 | 0 | 0 | 0 | 0
Industrial_Stone, Clay, Glass_Existing_Process_Natural Gas_Process Boiler_E7_Baseline Forecast | Industrial | Stone, Clay, Glass | Existing | Process | Natural Gas | Process Boiler | E7 |  | Baseline Forecast | 0 | 0 | 0 | 0 | 0 | 0 | 0 | 0 | 0 | 0 | 0 | 0 | 0 | 0 | 0 | 0 | 0 | 0 | 0 | 0 | 0 | 0 | 0 | 0 | 0 | 0 | 0 | 0 | 0 | 0 | 0 | 0 | 0
Industrial_Stone, Clay, Glass_Existing_Process_Natural Gas_Process Boiler_E8_Baseline Forecast | Industrial | Stone, Clay, Glass | Existing | Process | Natural Gas | Process Boiler | E8 |  | Baseline Forecast | 0 | 0 | 0 | 0 | 0 | 0 | 0 | 0 | 0 | 0 | 0 | 0 | 0 | 0 | 0 | 0 | 0 | 0 | 0 | 0 | 0 | 0 | 0 | 0 | 0 | 0 | 0 | 0 | 0 | 0 | 0 | 0 | 0
Industrial_Stone, Clay, Glass_Existing_Process_Natural Gas_Process Boiler_E9_Baseline Forecast | Industrial | Stone, Clay, Glass | Existing | Process | Natural Gas | Process Boiler | E9 |  | Baseline Forecast | 0 | 0 | 0 | 0 | 0 | 0 | 0 | 0 | 0 | 0 | 0 | 0 | 0 | 0 | 0 | 0 | 0 | 0 | 0 | 0 | 0 | 0 | 0 | 0 | 0 | 0 | 0 | 0 | 0 | 0 | 0 | 0 | 0
Industrial_Stone, Clay, Glass_Existing_Process_Natural Gas_Process Boiler_E10_Baseline Forecast | Industrial | Stone, Clay, Glass | Existing | Process | Natural Gas | Process Boiler | E10 |  | Baseline Forecast | 0 | 0 | 0 | 0 | 0 | 0 | 0 | 0 | 0 | 0 | 0 | 0 | 0 | 0 | 0 | 0 | 0 | 0 | 0 | 0 | 0 | 0 | 0 | 0 | 0 | 0 | 0 | 0 | 0 | 0 | 0 | 0 | 0
Industrial_Stone, Clay, Glass_Existing_Process_Natural Gas_Process Boiler_Vintage_Baseline Forecast | Industrial | Stone, Clay, Glass | Existing | Process | Natural Gas | Process Boiler | Vintage |  | Baseline Forecast | 0 | 0 | 0 | 0 | 0 | 0 | 0 | 0 | 0 | 0 | 0 | 0 | 0 | 0 | 0 | 0 | 0 | 0 | 0 | 0 | 0 | 0 | 0 | 0 | 0 | 0 | 0 | 0 | 0 | 0 | 0 | 0 | 0
Industrial_Stone, Clay, Glass_Existing_Process_Natural Gas_Process Cooling_E1_Baseline Forecast | Industrial | Stone, Clay, Glass | Existing | Process | Natural Gas | Process Cooling | E1 |  | Baseline Forecast | 0 | 0 | 0 | 0 | 0 | 0 | 0 | 0 | 0 | 0 | 0 | 0 | 0 | 0 | 0 | 0 | 0 | 0 | 0 | 0 | 0 | 0 | 0 | 0 | 0 | 0 | 0 | 0 | 0 | 0 | 0 | 0 | 0
Industrial_Stone, Clay, Glass_Existing_Process_Natural Gas_Process Cooling_E2_Baseline Forecast | Industrial | Stone, Clay, Glass | Existing | Process | Natural Gas | Process Cooling | E2 |  | Baseline Forecast | 0 | 0 | 0 | 0 | 0 | 0 | 0 | 0 | 0 | 0 | 0 | 0 | 0 | 0 | 0 | 0 | 0 | 0 | 0 | 0 | 0 | 0 | 0 | 0 | 0 | 0 | 0 | 0 | 0 | 0 | 0 | 0 | 0
Industrial_Stone, Clay, Glass_Existing_Process_Natural Gas_Process Cooling_E3_Baseline Forecast | Industrial | Stone, Clay, Glass | Existing | Process | Natural Gas | Process Cooling | E3 |  | Baseline Forecast | 0 | 0 | 0 | 0 | 0 | 0 | 0 | 0 | 0 | 0 | 0 | 0 | 0 | 0 | 0 | 0 | 0 | 0 | 0 | 0 | 0 | 0 | 0 | 0 | 0 | 0 | 0 | 0 | 0 | 0 | 0 | 0 | 0
Industrial_Stone, Clay, Glass_Existing_Process_Natural Gas_Process Cooling_E4_Baseline Forecast | Industrial | Stone, Clay, Glass | Existing | Process | Natural Gas | Process Cooling | E4 |  | Baseline Forecast | 0 | 0 | 0 | 0 | 0 | 0 | 0 | 0 | 0 | 0 | 0 | 0 | 0 | 0 | 0 | 0 | 0 | 0 | 0 | 0 | 0 | 0 | 0 | 0 | 0 | 0 | 0 | 0 | 0 | 0 | 0 | 0 | 0
Industrial_Stone, Clay, Glass_Existing_Process_Natural Gas_Process Cooling_E5_Baseline Forecast | Industrial | Stone, Clay, Glass | Existing | Process | Natural Gas | Process Cooling | E5 |  | Baseline Forecast | 0 | 0 | 0 | 0 | 0 | 0 | 0 | 0 | 0 | 0 | 0 | 0 | 0 | 0 | 0 | 0 | 0 | 0 | 0 | 0 | 0 | 0 | 0 | 0 | 0 | 0 | 0 | 0 | 0 | 0 | 0 | 0 | 0
Industrial_Stone, Clay, Glass_Existing_Process_Natural Gas_Process Cooling_E6_Baseline Forecast | Industrial | Stone, Clay, Glass | Existing | Process | Natural Gas | Process Cooling | E6 |  | Baseline Forecast | 0 | 0 | 0 | 0 | 0 | 0 | 0 | 0 | 0 | 0 | 0 | 0 | 0 | 0 | 0 | 0 | 0 | 0 | 0 | 0 | 0 | 0 | 0 | 0 | 0 | 0 | 0 | 0 | 0 | 0 | 0 | 0 | 0
Industrial_Stone, Clay, Glass_Existing_Process_Natural Gas_Process Cooling_E7_Baseline Forecast | Industrial | Stone, Clay, Glass | Existing | Process | Natural Gas | Process Cooling | E7 |  | Baseline Forecast | 0 | 0 | 0 | 0 | 0 | 0 | 0 | 0 | 0 | 0 | 0 | 0 | 0 | 0 | 0 | 0 | 0 | 0 | 0 | 0 | 0 | 0 | 0 | 0 | 0 | 0 | 0 | 0 | 0 | 0 | 0 | 0 | 0
Industrial_Stone, Clay, Glass_Existing_Process_Natural Gas_Process Cooling_E8_Baseline Forecast | Industrial | Stone, Clay, Glass | Existing | Process | Natural Gas | Process Cooling | E8 |  | Baseline Forecast | 0 | 0 | 0 | 0 | 0 | 0 | 0 | 0 | 0 | 0 | 0 | 0 | 0 | 0 | 0 | 0 | 0 | 0 | 0 | 0 | 0 | 0 | 0 | 0 | 0 | 0 | 0 | 0 | 0 | 0 | 0 | 0 | 0
Industrial_Stone, Clay, Glass_Existing_Process_Natural Gas_Process Cooling_E9_Baseline Forecast | Industrial | Stone, Clay, Glass | Existing | Process | Natural Gas | Process Cooling | E9 |  | Baseline Forecast | 0 | 0 | 0 | 0 | 0 | 0 | 0 | 0 | 0 | 0 | 0 | 0 | 0 | 0 | 0 | 0 | 0 | 0 | 0 | 0 | 0 | 0 | 0 | 0 | 0 | 0 | 0 | 0 | 0 | 0 | 0 | 0 | 0
Industrial_Stone, Clay, Glass_Existing_Process_Natural Gas_Process Cooling_E10_Baseline Forecast | Industrial | Stone, Clay, Glass | Existing | Process | Natural Gas | Process Cooling | E10 |  | Baseline Forecast | 0 | 0 | 0 | 0 | 0 | 0 | 0 | 0 | 0 | 0 | 0 | 0 | 0 | 0 | 0 | 0 | 0 | 0 | 0 | 0 | 0 | 0 | 0 | 0 | 0 | 0 | 0 | 0 | 0 | 0 | 0 | 0 | 0
Industrial_Stone, Clay, Glass_Existing_Process_Natural Gas_Process Cooling_Vintage_Baseline Forecast | Industrial | Stone, Clay, Glass | Existing | Process | Natural Gas | Process Cooling | Vintage |  | Baseline Forecast | 0 | 0 | 0 | 0 | 0 | 0 | 0 | 0 | 0 | 0 | 0 | 0 | 0 | 0 | 0 | 0 | 0 | 0 | 0 | 0 | 0 | 0 | 0 | 0 | 0 | 0 | 0 | 0 | 0 | 0 | 0 | 0 | 0
Industrial_Stone, Clay, Glass_Existing_Process_Natural Gas_Other Process_E1_Baseline Forecast | Industrial | Stone, Clay, Glass | Existing | Process | Natural Gas | Other Process | E1 |  | Baseline Forecast | 0 | 0 | 0 | 0 | 0 | 0 | 0 | 0 | 0 | 0 | 0 | 0 | 0 | 0 | 0 | 0 | 0 | 0 | 0 | 0 | 0 | 0 | 0 | 0 | 0 | 0 | 0 | 0 | 0 | 0 | 0 | 0 | 0
Industrial_Stone, Clay, Glass_Existing_Process_Natural Gas_Other Process_E2_Baseline Forecast | Industrial | Stone, Clay, Glass | Existing | Process | Natural Gas | Other Process | E2 |  | Baseline Forecast | 0 | 0 | 0 | 0 | 0 | 0 | 0 | 0 | 0 | 0 | 0 | 0 | 0 | 0 | 0 | 0 | 0 | 0 | 0 | 0 | 0 | 0 | 0 | 0 | 0 | 0 | 0 | 0 | 0 | 0 | 0 | 0 | 0
Industrial_Stone, Clay, Glass_Existing_Process_Natural Gas_Other Process_E3_Baseline Forecast | Industrial | Stone, Clay, Glass | Existing | Process | Natural Gas | Other Process | E3 |  | Baseline Forecast | 0 | 0 | 0 | 0 | 0 | 0 | 0 | 0 | 0 | 0 | 0 | 0 | 0 | 0 | 0 | 0 | 0 | 0 | 0 | 0 | 0 | 0 | 0 | 0 | 0 | 0 | 0 | 0 | 0 | 0 | 0 | 0 | 0
Industrial_Stone, Clay, Glass_Existing_Process_Natural Gas_Other Process_E4_Baseline Forecast | Industrial | Stone, Clay, Glass | Existing | Process | Natural Gas | Other Process | E4 |  | Baseline Forecast | 0 | 0 | 0 | 0 | 0 | 0 | 0 | 0 | 0 | 0 | 0 | 0 | 0 | 0 | 0 | 0 | 0 | 0 | 0 | 0 | 0 | 0 | 0 | 0 | 0 | 0 | 0 | 0 | 0 | 0 | 0 | 0 | 0
Industrial_Stone, Clay, Glass_Existing_Process_Natural Gas_Other Process_E5_Baseline Forecast | Industrial | Stone, Clay, Glass | Existing | Process | Natural Gas | Other Process | E5 |  | Baseline Forecast | 0 | 0 | 0 | 0 | 0 | 0 | 0 | 0 | 0 | 0 | 0 | 0 | 0 | 0 | 0 | 0 | 0 | 0 | 0 | 0 | 0 | 0 | 0 | 0 | 0 | 0 | 0 | 0 | 0 | 0 | 0 | 0 | 0
Industrial_Stone, Clay, Glass_Existing_Process_Natural Gas_Other Process_E6_Baseline Forecast | Industrial | Stone, Clay, Glass | Existing | Process | Natural Gas | Other Process | E6 |  | Baseline Forecast | 0 | 0 | 0 | 0 | 0 | 0 | 0 | 0 | 0 | 0 | 0 | 0 | 0 | 0 | 0 | 0 | 0 | 0 | 0 | 0 | 0 | 0 | 0 | 0 | 0 | 0 | 0 | 0 | 0 | 0 | 0 | 0 | 0
Industrial_Stone, Clay, Glass_Existing_Process_Natural Gas_Other Process_E7_Baseline Forecast | Industrial | Stone, Clay, Glass | Existing | Process | Natural Gas | Other Process | E7 |  | Baseline Forecast | 0 | 0 | 0 | 0 | 0 | 0 | 0 | 0 | 0 | 0 | 0 | 0 | 0 | 0 | 0 | 0 | 0 | 0 | 0 | 0 | 0 | 0 | 0 | 0 | 0 | 0 | 0 | 0 | 0 | 0 | 0 | 0 | 0
Industrial_Stone, Clay, Glass_Existing_Process_Natural Gas_Other Process_E8_Baseline Forecast | Industrial | Stone, Clay, Glass | Existing | Process | Natural Gas | Other Process | E8 |  | Baseline Forecast | 0 | 0 | 0 | 0 | 0 | 0 | 0 | 0 | 0 | 0 | 0 | 0 | 0 | 0 | 0 | 0 | 0 | 0 | 0 | 0 | 0 | 0 | 0 | 0 | 0 | 0 | 0 | 0 | 0 | 0 | 0 | 0 | 0
Industrial_Stone, Clay, Glass_Existing_Process_Natural Gas_Other Process_E9_Baseline Forecast | Industrial | Stone, Clay, Glass | Existing | Process | Natural Gas | Other Process | E9 |  | Baseline Forecast | 0 | 0 | 0 | 0 | 0 | 0 | 0 | 0 | 0 | 0 | 0 | 0 | 0 | 0 | 0 | 0 | 0 | 0 | 0 | 0 | 0 | 0 | 0 | 0 | 0 | 0 | 0 | 0 | 0 | 0 | 0 | 0 | 0
Industrial_Stone, Clay, Glass_Existing_Process_Natural Gas_Other Process_E10_Baseline Forecast | Industrial | Stone, Clay, Glass | Existing | Process | Natural Gas | Other Process | E10 |  | Baseline Forecast | 0 | 0 | 0 | 0 | 0 | 0 | 0 | 0 | 0 | 0 | 0 | 0 | 0 | 0 | 0 | 0 | 0 | 0 | 0 | 0 | 0 | 0 | 0 | 0 | 0 | 0 | 0 | 0 | 0 | 0 | 0 | 0 | 0
Industrial_Stone, Clay, Glass_Existing_Process_Natural Gas_Other Process_Vintage_Baseline Forecast | Industrial | Stone, Clay, Glass | Existing | Process | Natural Gas | Other Process | Vintage |  | Baseline Forecast | 0 | 0 | 0 | 0 | 0 | 0 | 0 | 0 | 0 | 0 | 0 | 0 | 0 | 0 | 0 | 0 | 0 | 0 | 0 | 0 | 0 | 0 | 0 | 0 | 0 | 0 | 0 | 0 | 0 | 0 | 0 | 0 | 0
Industrial_Stone, Clay, Glass_Existing_Miscellaneous_Natural Gas_Miscellaneous_E1_Baseline Forecast | Industrial | Stone, Clay, Glass | Existing | Miscellaneous | Natural Gas | Miscellaneous | E1 |  | Baseline Forecast | 0 | 0 | 0 | 0 | 0 | 0 | 0 | 0 | 0 | 0 | 0 | 0 | 0 | 0 | 0 | 0 | 0 | 0 | 0 | 0 | 0 | 0 | 0 | 0 | 0 | 0 | 0 | 0 | 0 | 0 | 0 | 0 | 0
Industrial_Stone, Clay, Glass_Existing_Miscellaneous_Natural Gas_Miscellaneous_E2_Baseline Forecast | Industrial | Stone, Clay, Glass | Existing | Miscellaneous | Natural Gas | Miscellaneous | E2 |  | Baseline Forecast | 0 | 0 | 0 | 0 | 0 | 0 | 0 | 0 | 0 | 0 | 0 | 0 | 0 | 0 | 0 | 0 | 0 | 0 | 0 | 0 | 0 | 0 | 0 | 0 | 0 | 0 | 0 | 0 | 0 | 0 | 0 | 0 | 0
Industrial_Stone, Clay, Glass_Existing_Miscellaneous_Natural Gas_Miscellaneous_E3_Baseline Forecast | Industrial | Stone, Clay, Glass | Existing | Miscellaneous | Natural Gas | Miscellaneous | E3 |  | Baseline Forecast | 0 | 0 | 0 | 0 | 0 | 0 | 0 | 0 | 0 | 0 | 0 | 0 | 0 | 0 | 0 | 0 | 0 | 0 | 0 | 0 | 0 | 0 | 0 | 0 | 0 | 0 | 0 | 0 | 0 | 0 | 0 | 0 | 0
Industrial_Stone, Clay, Glass_Existing_Miscellaneous_Natural Gas_Miscellaneous_E4_Baseline Forecast | Industrial | Stone, Clay, Glass | Existing | Miscellaneous | Natural Gas | Miscellaneous | E4 |  | Baseline Forecast | 0 | 0 | 0 | 0 | 0 | 0 | 0 | 0 | 0 | 0 | 0 | 0 | 0 | 0 | 0 | 0 | 0 | 0 | 0 | 0 | 0 | 0 | 0 | 0 | 0 | 0 | 0 | 0 | 0 | 0 | 0 | 0 | 0
Industrial_Stone, Clay, Glass_Existing_Miscellaneous_Natural Gas_Miscellaneous_E5_Baseline Forecast | Industrial | Stone, Clay, Glass | Existing | Miscellaneous | Natural Gas | Miscellaneous | E5 |  | Baseline Forecast | 0 | 0 | 0 | 0 | 0 | 0 | 0 | 0 | 0 | 0 | 0 | 0 | 0 | 0 | 0 | 0 | 0 | 0 | 0 | 0 | 0 | 0 | 0 | 0 | 0 | 0 | 0 | 0 | 0 | 0 | 0 | 0 | 0
Industrial_Stone, Clay, Glass_Existing_Miscellaneous_Natural Gas_Miscellaneous_E6_Baseline Forecast | Industrial | Stone, Clay, Glass | Existing | Miscellaneous | Natural Gas | Miscellaneous | E6 |  | Baseline Forecast | 0 | 0 | 0 | 0 | 0 | 0 | 0 | 0 | 0 | 0 | 0 | 0 | 0 | 0 | 0 | 0 | 0 | 0 | 0 | 0 | 0 | 0 | 0 | 0 | 0 | 0 | 0 | 0 | 0 | 0 | 0 | 0 | 0
Industrial_Stone, Clay, Glass_Existing_Miscellaneous_Natural Gas_Miscellaneous_E7_Baseline Forecast | Industrial | Stone, Clay, Glass | Existing | Miscellaneous | Natural Gas | Miscellaneous | E7 |  | Baseline Forecast | 0 | 0 | 0 | 0 | 0 | 0 | 0 | 0 | 0 | 0 | 0 | 0 | 0 | 0 | 0 | 0 | 0 | 0 | 0 | 0 | 0 | 0 | 0 | 0 | 0 | 0 | 0 | 0 | 0 | 0 | 0 | 0 | 0
Industrial_Stone, Clay, Glass_Existing_Miscellaneous_Natural Gas_Miscellaneous_E8_Baseline Forecast | Industrial | Stone, Clay, Glass | Existing | Miscellaneous | Natural Gas | Miscellaneous | E8 |  | Baseline Forecast | 0 | 0 | 0 | 0 | 0 | 0 | 0 | 0 | 0 | 0 | 0 | 0 | 0 | 0 | 0 | 0 | 0 | 0 | 0 | 0 | 0 | 0 | 0 | 0 | 0 | 0 | 0 | 0 | 0 | 0 | 0 | 0 | 0
Industrial_Stone, Clay, Glass_Existing_Miscellaneous_Natural Gas_Miscellaneous_E9_Baseline Forecast | Industrial | Stone, Clay, Glass | Existing | Miscellaneous | Natural Gas | Miscellaneous | E9 |  | Baseline Forecast | 0 | 0 | 0 | 0 | 0 | 0 | 0 | 0 | 0 | 0 | 0 | 0 | 0 | 0 | 0 | 0 | 0 | 0 | 0 | 0 | 0 | 0 | 0 | 0 | 0 | 0 | 0 | 0 | 0 | 0 | 0 | 0 | 0
Industrial_Stone, Clay, Glass_Existing_Miscellaneous_Natural Gas_Miscellaneous_E10_Baseline Forecast | Industrial | Stone, Clay, Glass | Existing | Miscellaneous | Natural Gas | Miscellaneous | E10 |  | Baseline Forecast | 0 | 0 | 0 | 0 | 0 | 0 | 0 | 0 | 0 | 0 | 0 | 0 | 0 | 0 | 0 | 0 | 0 | 0 | 0 | 0 | 0 | 0 | 0 | 0 | 0 | 0 | 0 | 0 | 0 | 0 | 0 | 0 | 0
Industrial_Stone, Clay, Glass_Existing_Miscellaneous_Natural Gas_Miscellaneous_Vintage_Baseline Forecast | Industrial | Stone, Clay, Glass | Existing | Miscellaneous | Natural Gas | Miscellaneous | Vintage |  | Baseline Forecast | 0 | 0 | 0 | 0 | 0 | 0 | 0 | 0 | 0 | 0 | 0 | 0 | 0 | 0 | 0 | 0 | 0 | 0 | 0 | 0 | 0 | 0 | 0 | 0 | 0 | 0 | 0 | 0 | 0 | 0 | 0 | 0 | 0
Industrial_Stone, Clay, Glass_New_Space Heating_Natural Gas_Furnace_E1_Baseline Forecast | Industrial | Stone, Clay, Glass | New | Space Heating | Natural Gas | Furnace | E1 |  | Baseline Forecast | 0 | 0 | 0 | 0 | 0 | 0 | 0 | 0 | 0 | 0 | 0 | 0 | 0 | 0 | 0 | 0 | 0 | 0 | 0 | 0 | 0 | 0 | 0 | 0 | 0 | 0 | 0 | 0 | 0 | 0 | 0 | 0 | 0
Industrial_Stone, Clay, Glass_New_Space Heating_Natural Gas_Furnace_E2_Baseline Forecast | Industrial | Stone, Clay, Glass | New | Space Heating | Natural Gas | Furnace | E2 |  | Baseline Forecast | 0 | 0 | 0 | 0 | 0 | 0 | 0 | 0 | 0 | 0 | 0 | 0 | 0 | 0 | 0 | 0 | 0 | 0 | 0 | 0 | 0 | 0 | 0 | 0 | 0 | 0 | 0 | 0 | 0 | 0 | 0 | 0 | 0
Industrial_Stone, Clay, Glass_New_Space Heating_Natural Gas_Furnace_E3_Baseline Forecast | Industrial | Stone, Clay, Glass | New | Space Heating | Natural Gas | Furnace | E3 |  | Baseline Forecast | 0 | 0 | 0 | 0 | 0 | 0 | 0 | 0 | 0 | 0 | 0 | 0 | 0 | 0 | 0 | 0 | 0 | 0 | 0 | 0 | 0 | 0 | 0 | 0 | 0 | 0 | 0 | 0 | 0 | 0 | 0 | 0 | 0
Industrial_Stone, Clay, Glass_New_Space Heating_Natural Gas_Furnace_E4_Baseline Forecast | Industrial | Stone, Clay, Glass | New | Space Heating | Natural Gas | Furnace | E4 |  | Baseline Forecast | 0 | 0 | 0 | 0 | 0 | 0 | 0 | 0 | 0 | 0 | 0 | 0 | 0 | 0 | 0 | 0 | 0 | 0 | 0 | 0 | 0 | 0 | 0 | 0 | 0 | 0 | 0 | 0 | 0 | 0 | 0 | 0 | 0
Industrial_Stone, Clay, Glass_New_Space Heating_Natural Gas_Furnace_E5_Baseline Forecast | Industrial | Stone, Clay, Glass | New | Space Heating | Natural Gas | Furnace | E5 |  | Baseline Forecast | 0 | 0 | 0 | 0 | 0 | 0 | 0 | 0 | 0 | 0 | 0 | 0 | 0 | 0 | 0 | 0 | 0 | 0 | 0 | 0 | 0 | 0 | 0 | 0 | 0 | 0 | 0 | 0 | 0 | 0 | 0 | 0 | 0
Industrial_Stone, Clay, Glass_New_Space Heating_Natural Gas_Furnace_E6_Baseline Forecast | Industrial | Stone, Clay, Glass | New | Space Heating | Natural Gas | Furnace | E6 |  | Baseline Forecast | 0 | 0 | 0 | 0 | 0 | 0 | 0 | 0 | 0 | 0 | 0 | 0 | 0 | 0 | 0 | 0 | 0 | 0 | 0 | 0 | 0 | 0 | 0 | 0 | 0 | 0 | 0 | 0 | 0 | 0 | 0 | 0 | 0
Industrial_Stone, Clay, Glass_New_Space Heating_Natural Gas_Furnace_E7_Baseline Forecast | Industrial | Stone, Clay, Glass | New | Space Heating | Natural Gas | Furnace | E7 |  | Baseline Forecast | 0 | 0 | 0 | 0 | 0 | 0 | 0 | 0 | 0 | 0 | 0 | 0 | 0 | 0 | 0 | 0 | 0 | 0 | 0 | 0 | 0 | 0 | 0 | 0 | 0 | 0 | 0 | 0 | 0 | 0 | 0 | 0 | 0
Industrial_Stone, Clay, Glass_New_Space Heating_Natural Gas_Furnace_E8_Baseline Forecast | Industrial | Stone, Clay, Glass | New | Space Heating | Natural Gas | Furnace | E8 |  | Baseline Forecast | 0 | 0 | 0 | 0 | 0 | 0 | 0 | 0 | 0 | 0 | 0 | 0 | 0 | 0 | 0 | 0 | 0 | 0 | 0 | 0 | 0 | 0 | 0 | 0 | 0 | 0 | 0 | 0 | 0 | 0 | 0 | 0 | 0
Industrial_Stone, Clay, Glass_New_Space Heating_Natural Gas_Furnace_E9_Baseline Forecast | Industrial | Stone, Clay, Glass | New | Space Heating | Natural Gas | Furnace | E9 |  | Baseline Forecast | 0 | 0 | 0 | 0 | 0 | 0 | 0 | 0 | 0 | 0 | 0 | 0 | 0 | 0 | 0 | 0 | 0 | 0 | 0 | 0 | 0 | 0 | 0 | 0 | 0 | 0 | 0 | 0 | 0 | 0 | 0 | 0 | 0
Industrial_Stone, Clay, Glass_New_Space Heating_Natural Gas_Furnace_E10_Baseline Forecast | Industrial | Stone, Clay, Glass | New | Space Heating | Natural Gas | Furnace | E10 |  | Baseline Forecast | 0 | 0 | 0 | 0 | 0 | 0 | 0 | 0 | 0 | 0 | 0 | 0 | 0 | 0 | 0 | 0 | 0 | 0 | 0 | 0 | 0 | 0 | 0 | 0 | 0 | 0 | 0 | 0 | 0 | 0 | 0 | 0 | 0
Industrial_Stone, Clay, Glass_New_Space Heating_Natural Gas_Furnace_Vintage_Baseline Forecast | Industrial | Stone, Clay, Glass | New | Space Heating | Natural Gas | Furnace | Vintage |  | Baseline Forecast | 0 | 0 | 0 | 0 | 0 | 0 | 0 | 0 | 0 | 0 | 0 | 0 | 0 | 0 | 0 | 0 | 0 | 0 | 0 | 0 | 0 | 0 | 0 | 0 | 0 | 0 | 0 | 0 | 0 | 0 | 0 | 0 | 0
Industrial_Stone, Clay, Glass_New_Space Heating_Natural Gas_Boiler_E1_Baseline Forecast | Industrial | Stone, Clay, Glass | New | Space Heating | Natural Gas | Boiler | E1 |  | Baseline Forecast | 0 | 0 | 0 | 0 | 0 | 0 | 0 | 0 | 0 | 0 | 0 | 0 | 0 | 0 | 0 | 0 | 0 | 0 | 0 | 0 | 0 | 0 | 0 | 0 | 0 | 0 | 0 | 0 | 0 | 0 | 0 | 0 | 0
Industrial_Stone, Clay, Glass_New_Space Heating_Natural Gas_Boiler_E2_Baseline Forecast | Industrial | Stone, Clay, Glass | New | Space Heating | Natural Gas | Boiler | E2 |  | Baseline Forecast | 0 | 0 | 0 | 0 | 0 | 0 | 0 | 0 | 0 | 0 | 0 | 0 | 0 | 0 | 0 | 0 | 0 | 0 | 0 | 0 | 0 | 0 | 0 | 0 | 0 | 0 | 0 | 0 | 0 | 0 | 0 | 0 | 0
Industrial_Stone, Clay, Glass_New_Space Heating_Natural Gas_Boiler_E3_Baseline Forecast | Industrial | Stone, Clay, Glass | New | Space Heating | Natural Gas | Boiler | E3 |  | Baseline Forecast | 0 | 0 | 0 | 0 | 0 | 0 | 0 | 0 | 0 | 0 | 0 | 0 | 0 | 0 | 0 | 0 | 0 | 0 | 0 | 0 | 0 | 0 | 0 | 0 | 0 | 0 | 0 | 0 | 0 | 0 | 0 | 0 | 0
Industrial_Stone, Clay, Glass_New_Space Heating_Natural Gas_Boiler_E4_Baseline Forecast | Industrial | Stone, Clay, Glass | New | Space Heating | Natural Gas | Boiler | E4 |  | Baseline Forecast | 0 | 0 | 0 | 0 | 0 | 0 | 0 | 0 | 0 | 0 | 0 | 0 | 0 | 0 | 0 | 0 | 0 | 0 | 0 | 0 | 0 | 0 | 0 | 0 | 0 | 0 | 0 | 0 | 0 | 0 | 0 | 0 | 0
Industrial_Stone, Clay, Glass_New_Space Heating_Natural Gas_Boiler_E5_Baseline Forecast | Industrial | Stone, Clay, Glass | New | Space Heating | Natural Gas | Boiler | E5 |  | Baseline Forecast | 0 | 0 | 0 | 0 | 0 | 0 | 0 | 0 | 0 | 0 | 0 | 0 | 0 | 0 | 0 | 0 | 0 | 0 | 0 | 0 | 0 | 0 | 0 | 0 | 0 | 0 | 0 | 0 | 0 | 0 | 0 | 0 | 0
Industrial_Stone, Clay, Glass_New_Space Heating_Natural Gas_Boiler_E6_Baseline Forecast | Industrial | Stone, Clay, Glass | New | Space Heating | Natural Gas | Boiler | E6 |  | Baseline Forecast | 0 | 0 | 0 | 0 | 0 | 0 | 0 | 0 | 0 | 0 | 0 | 0 | 0 | 0 | 0 | 0 | 0 | 0 | 0 | 0 | 0 | 0 | 0 | 0 | 0 | 0 | 0 | 0 | 0 | 0 | 0 | 0 | 0
Industrial_Stone, Clay, Glass_New_Space Heating_Natural Gas_Boiler_E7_Baseline Forecast | Industrial | Stone, Clay, Glass | New | Space Heating | Natural Gas | Boiler | E7 |  | Baseline Forecast | 0 | 0 | 0 | 0 | 0 | 0 | 0 | 0 | 0 | 0 | 0 | 0 | 0 | 0 | 0 | 0 | 0 | 0 | 0 | 0 | 0 | 0 | 0 | 0 | 0 | 0 | 0 | 0 | 0 | 0 | 0 | 0 | 0
Industrial_Stone, Clay, Glass_New_Space Heating_Natural Gas_Boiler_E8_Baseline Forecast | Industrial | Stone, Clay, Glass | New | Space Heating | Natural Gas | Boiler | E8 |  | Baseline Forecast | 0 | 0 | 0 | 0 | 0 | 0 | 0 | 0 | 0 | 0 | 0 | 0 | 0 | 0 | 0 | 0 | 0 | 0 | 0 | 0 | 0 | 0 | 0 | 0 | 0 | 0 | 0 | 0 | 0 | 0 | 0 | 0 | 0
Industrial_Stone, Clay, Glass_New_Space Heating_Natural Gas_Boiler_E9_Baseline Forecast | Industrial | Stone, Clay, Glass | New | Space Heating | Natural Gas | Boiler | E9 |  | Baseline Forecast | 0 | 0 | 0 | 0 | 0 | 0 | 0 | 0 | 0 | 0 | 0 | 0 | 0 | 0 | 0 | 0 | 0 | 0 | 0 | 0 | 0 | 0 | 0 | 0 | 0 | 0 | 0 | 0 | 0 | 0 | 0 | 0 | 0
Industrial_Stone, Clay, Glass_New_Space Heating_Natural Gas_Boiler_E10_Baseline Forecast | Industrial | Stone, Clay, Glass | New | Space Heating | Natural Gas | Boiler | E10 |  | Baseline Forecast | 0 | 0 | 0 | 0 | 0 | 0 | 0 | 0 | 0 | 0 | 0 | 0 | 0 | 0 | 0 | 0 | 0 | 0 | 0 | 0 | 0 | 0 | 0 | 0 | 0 | 0 | 0 | 0 | 0 | 0 | 0 | 0 | 0
Industrial_Stone, Clay, Glass_New_Space Heating_Natural Gas_Boiler_Vintage_Baseline Forecast | Industrial | Stone, Clay, Glass | New | Space Heating | Natural Gas | Boiler | Vintage |  | Baseline Forecast | 0 | 0 | 0 | 0 | 0 | 0 | 0 | 0 | 0 | 0 | 0 | 0 | 0 | 0 | 0 | 0 | 0 | 0 | 0 | 0 | 0 | 0 | 0 | 0 | 0 | 0 | 0 | 0 | 0 | 0 | 0 | 0 | 0
Industrial_Stone, Clay, Glass_New_Space Heating_Natural Gas_Unit Heater_E1_Baseline Forecast | Industrial | Stone, Clay, Glass | New | Space Heating | Natural Gas | Unit Heater | E1 |  | Baseline Forecast | 0 | 0 | 0 | 0 | 0 | 0 | 0 | 0 | 0 | 0 | 0 | 0 | 0 | 0 | 0 | 0 | 0 | 0 | 0 | 0 | 0 | 0 | 0 | 0 | 0 | 0 | 0 | 0 | 0 | 0 | 0 | 0 | 0
Industrial_Stone, Clay, Glass_New_Space Heating_Natural Gas_Unit Heater_E2_Baseline Forecast | Industrial | Stone, Clay, Glass | New | Space Heating | Natural Gas | Unit Heater | E2 |  | Baseline Forecast | 0 | 0 | 0 | 0 | 0 | 0 | 0 | 0 | 0 | 0 | 0 | 0 | 0 | 0 | 0 | 0 | 0 | 0 | 0 | 0 | 0 | 0 | 0 | 0 | 0 | 0 | 0 | 0 | 0 | 0 | 0 | 0 | 0
Industrial_Stone, Clay, Glass_New_Space Heating_Natural Gas_Unit Heater_E3_Baseline Forecast | Industrial | Stone, Clay, Glass | New | Space Heating | Natural Gas | Unit Heater | E3 |  | Baseline Forecast | 0 | 0 | 0 | 0 | 0 | 0 | 0 | 0 | 0 | 0 | 0 | 0 | 0 | 0 | 0 | 0 | 0 | 0 | 0 | 0 | 0 | 0 | 0 | 0 | 0 | 0 | 0 | 0 | 0 | 0 | 0 | 0 | 0
Industrial_Stone, Clay, Glass_New_Space Heating_Natural Gas_Unit Heater_E4_Baseline Forecast | Industrial | Stone, Clay, Glass | New | Space Heating | Natural Gas | Unit Heater | E4 |  | Baseline Forecast | 0 | 0 | 0 | 0 | 0 | 0 | 0 | 0 | 0 | 0 | 0 | 0 | 0 | 0 | 0 | 0 | 0 | 0 | 0 | 0 | 0 | 0 | 0 | 0 | 0 | 0 | 0 | 0 | 0 | 0 | 0 | 0 | 0
Industrial_Stone, Clay, Glass_New_Space Heating_Natural Gas_Unit Heater_E5_Baseline Forecast | Industrial | Stone, Clay, Glass | New | Space Heating | Natural Gas | Unit Heater | E5 |  | Baseline Forecast | 0 | 0 | 0 | 0 | 0 | 0 | 0 | 0 | 0 | 0 | 0 | 0 | 0 | 0 | 0 | 0 | 0 | 0 | 0 | 0 | 0 | 0 | 0 | 0 | 0 | 0 | 0 | 0 | 0 | 0 | 0 | 0 | 0
Industrial_Stone, Clay, Glass_New_Space Heating_Natural Gas_Unit Heater_E6_Baseline Forecast | Industrial | Stone, Clay, Glass | New | Space Heating | Natural Gas | Unit Heater | E6 |  | Baseline Forecast | 0 | 0 | 0 | 0 | 0 | 0 | 0 | 0 | 0 | 0 | 0 | 0 | 0 | 0 | 0 | 0 | 0 | 0 | 0 | 0 | 0 | 0 | 0 | 0 | 0 | 0 | 0 | 0 | 0 | 0 | 0 | 0 | 0
Industrial_Stone, Clay, Glass_New_Space Heating_Natural Gas_Unit Heater_E7_Baseline Forecast | Industrial | Stone, Clay, Glass | New | Space Heating | Natural Gas | Unit Heater | E7 |  | Baseline Forecast | 0 | 0 | 0 | 0 | 0 | 0 | 0 | 0 | 0 | 0 | 0 | 0 | 0 | 0 | 0 | 0 | 0 | 0 | 0 | 0 | 0 | 0 | 0 | 0 | 0 | 0 | 0 | 0 | 0 | 0 | 0 | 0 | 0
Industrial_Stone, Clay, Glass_New_Space Heating_Natural Gas_Unit Heater_E8_Baseline Forecast | Industrial | Stone, Clay, Glass | New | Space Heating | Natural Gas | Unit Heater | E8 |  | Baseline Forecast | 0 | 0 | 0 | 0 | 0 | 0 | 0 | 0 | 0 | 0 | 0 | 0 | 0 | 0 | 0 | 0 | 0 | 0 | 0 | 0 | 0 | 0 | 0 | 0 | 0 | 0 | 0 | 0 | 0 | 0 | 0 | 0 | 0
Industrial_Stone, Clay, Glass_New_Space Heating_Natural Gas_Unit Heater_E9_Baseline Forecast | Industrial | Stone, Clay, Glass | New | Space Heating | Natural Gas | Unit Heater | E9 |  | Baseline Forecast | 0 | 0 | 0 | 0 | 0 | 0 | 0 | 0 | 0 | 0 | 0 | 0 | 0 | 0 | 0 | 0 | 0 | 0 | 0 | 0 | 0 | 0 | 0 | 0 | 0 | 0 | 0 | 0 | 0 | 0 | 0 | 0 | 0
Industrial_Stone, Clay, Glass_New_Space Heating_Natural Gas_Unit Heater_E10_Baseline Forecast | Industrial | Stone, Clay, Glass | New | Space Heating | Natural Gas | Unit Heater | E10 |  | Baseline Forecast | 0 | 0 | 0 | 0 | 0 | 0 | 0 | 0 | 0 | 0 | 0 | 0 | 0 | 0 | 0 | 0 | 0 | 0 | 0 | 0 | 0 | 0 | 0 | 0 | 0 | 0 | 0 | 0 | 0 | 0 | 0 | 0 | 0
Industrial_Stone, Clay, Glass_New_Space Heating_Natural Gas_Unit Heater_Vintage_Baseline Forecast | Industrial | Stone, Clay, Glass | New | Space Heating | Natural Gas | Unit Heater | Vintage |  | Baseline Forecast | 0 | 0 | 0 | 0 | 0 | 0 | 0 | 0 | 0 | 0 | 0 | 0 | 0 | 0 | 0 | 0 | 0 | 0 | 0 | 0 | 0 | 0 | 0 | 0 | 0 | 0 | 0 | 0 | 0 | 0 | 0 | 0 | 0
Industrial_Stone, Clay, Glass_New_Process_Natural Gas_Process Heating_E1_Baseline Forecast | Industrial | Stone, Clay, Glass | New | Process | Natural Gas | Process Heating | E1 |  | Baseline Forecast | 0 | 0 | 0 | 0 | 0 | 0 | 0 | 0 | 0 | 0 | 0 | 0 | 0 | 0 | 0 | 0 | 0 | 0 | 0 | 0 | 0 | 0 | 0 | 0 | 0 | 0 | 0 | 0 | 0 | 0 | 0 | 0 | 0
Industrial_Stone, Clay, Glass_New_Process_Natural Gas_Process Heating_E2_Baseline Forecast | Industrial | Stone, Clay, Glass | New | Process | Natural Gas | Process Heating | E2 |  | Baseline Forecast | 0 | 0 | 0 | 0 | 0 | 0 | 0 | 0 | 0 | 0 | 0 | 0 | 0 | 0 | 0 | 0 | 0 | 0 | 0 | 0 | 0 | 0 | 0 | 0 | 0 | 0 | 0 | 0 | 0 | 0 | 0 | 0 | 0
Industrial_Stone, Clay, Glass_New_Process_Natural Gas_Process Heating_E3_Baseline Forecast | Industrial | Stone, Clay, Glass | New | Process | Natural Gas | Process Heating | E3 |  | Baseline Forecast | 0 | 0 | 0 | 0 | 0 | 0 | 0 | 0 | 0 | 0 | 0 | 0 | 0 | 0 | 0 | 0 | 0 | 0 | 0 | 0 | 0 | 0 | 0 | 0 | 0 | 0 | 0 | 0 | 0 | 0 | 0 | 0 | 0
Industrial_Stone, Clay, Glass_New_Process_Natural Gas_Process Heating_E4_Baseline Forecast | Industrial | Stone, Clay, Glass | New | Process | Natural Gas | Process Heating | E4 |  | Baseline Forecast | 0 | 0 | 0 | 0 | 0 | 0 | 0 | 0 | 0 | 0 | 0 | 0 | 0 | 0 | 0 | 0 | 0 | 0 | 0 | 0 | 0 | 0 | 0 | 0 | 0 | 0 | 0 | 0 | 0 | 0 | 0 | 0 | 0
Industrial_Stone, Clay, Glass_New_Process_Natural Gas_Process Heating_E5_Baseline Forecast | Industrial | Stone, Clay, Glass | New | Process | Natural Gas | Process Heating | E5 |  | Baseline Forecast | 0 | 0 | 0 | 0 | 0 | 0 | 0 | 0 | 0 | 0 | 0 | 0 | 0 | 0 | 0 | 0 | 0 | 0 | 0 | 0 | 0 | 0 | 0 | 0 | 0 | 0 | 0 | 0 | 0 | 0 | 0 | 0 | 0
Industrial_Stone, Clay, Glass_New_Process_Natural Gas_Process Heating_E6_Baseline Forecast | Industrial | Stone, Clay, Glass | New | Process | Natural Gas | Process Heating | E6 |  | Baseline Forecast | 0 | 0 | 0 | 0 | 0 | 0 | 0 | 0 | 0 | 0 | 0 | 0 | 0 | 0 | 0 | 0 | 0 | 0 | 0 | 0 | 0 | 0 | 0 | 0 | 0 | 0 | 0 | 0 | 0 | 0 | 0 | 0 | 0
Industrial_Stone, Clay, Glass_New_Process_Natural Gas_Process Heating_E7_Baseline Forecast | Industrial | Stone, Clay, Glass | New | Process | Natural Gas | Process Heating | E7 |  | Baseline Forecast | 0 | 0 | 0 | 0 | 0 | 0 | 0 | 0 | 0 | 0 | 0 | 0 | 0 | 0 | 0 | 0 | 0 | 0 | 0 | 0 | 0 | 0 | 0 | 0 | 0 | 0 | 0 | 0 | 0 | 0 | 0 | 0 | 0
Industrial_Stone, Clay, Glass_New_Process_Natural Gas_Process Heating_E8_Baseline Forecast | Industrial | Stone, Clay, Glass | New | Process | Natural Gas | Process Heating | E8 |  | Baseline Forecast | 0 | 0 | 0 | 0 | 0 | 0 | 0 | 0 | 0 | 0 | 0 | 0 | 0 | 0 | 0 | 0 | 0 | 0 | 0 | 0 | 0 | 0 | 0 | 0 | 0 | 0 | 0 | 0 | 0 | 0 | 0 | 0 | 0
Industrial_Stone, Clay, Glass_New_Process_Natural Gas_Process Heating_E9_Baseline Forecast | Industrial | Stone, Clay, Glass | New | Process | Natural Gas | Process Heating | E9 |  | Baseline Forecast | 0 | 0 | 0 | 0 | 0 | 0 | 0 | 0 | 0 | 0 | 0 | 0 | 0 | 0 | 0 | 0 | 0 | 0 | 0 | 0 | 0 | 0 | 0 | 0 | 0 | 0 | 0 | 0 | 0 | 0 | 0 | 0 | 0
Industrial_Stone, Clay, Glass_New_Process_Natural Gas_Process Heating_E10_Baseline Forecast | Industrial | Stone, Clay, Glass | New | Process | Natural Gas | Process Heating | E10 |  | Baseline Forecast | 0 | 0 | 0 | 0 | 0 | 0 | 0 | 0 | 0 | 0 | 0 | 0 | 0 | 0 | 0 | 0 | 0 | 0 | 0 | 0 | 0 | 0 | 0 | 0 | 0 | 0 | 0 | 0 | 0 | 0 | 0 | 0 | 0
Industrial_Stone, Clay, Glass_New_Process_Natural Gas_Process Heating_Vintage_Baseline Forecast | Industrial | Stone, Clay, Glass | New | Process | Natural Gas | Process Heating | Vintage |  | Baseline Forecast | 0 | 0 | 0 | 0 | 0 | 0 | 0 | 0 | 0 | 0 | 0 | 0 | 0 | 0 | 0 | 0 | 0 | 0 | 0 | 0 | 0 | 0 | 0 | 0 | 0 | 0 | 0 | 0 | 0 | 0 | 0 | 0 | 0
Industrial_Stone, Clay, Glass_New_Process_Natural Gas_Process Boiler_E1_Baseline Forecast | Industrial | Stone, Clay, Glass | New | Process | Natural Gas | Process Boiler | E1 |  | Baseline Forecast | 0 | 0 | 0 | 0 | 0 | 0 | 0 | 0 | 0 | 0 | 0 | 0 | 0 | 0 | 0 | 0 | 0 | 0 | 0 | 0 | 0 | 0 | 0 | 0 | 0 | 0 | 0 | 0 | 0 | 0 | 0 | 0 | 0
Industrial_Stone, Clay, Glass_New_Process_Natural Gas_Process Boiler_E2_Baseline Forecast | Industrial | Stone, Clay, Glass | New | Process | Natural Gas | Process Boiler | E2 |  | Baseline Forecast | 0 | 0 | 0 | 0 | 0 | 0 | 0 | 0 | 0 | 0 | 0 | 0 | 0 | 0 | 0 | 0 | 0 | 0 | 0 | 0 | 0 | 0 | 0 | 0 | 0 | 0 | 0 | 0 | 0 | 0 | 0 | 0 | 0
Industrial_Stone, Clay, Glass_New_Process_Natural Gas_Process Boiler_E3_Baseline Forecast | Industrial | Stone, Clay, Glass | New | Process | Natural Gas | Process Boiler | E3 |  | Baseline Forecast | 0 | 0 | 0 | 0 | 0 | 0 | 0 | 0 | 0 | 0 | 0 | 0 | 0 | 0 | 0 | 0 | 0 | 0 | 0 | 0 | 0 | 0 | 0 | 0 | 0 | 0 | 0 | 0 | 0 | 0 | 0 | 0 | 0
Industrial_Stone, Clay, Glass_New_Process_Natural Gas_Process Boiler_E4_Baseline Forecast | Industrial | Stone, Clay, Glass | New | Process | Natural Gas | Process Boiler | E4 |  | Baseline Forecast | 0 | 0 | 0 | 0 | 0 | 0 | 0 | 0 | 0 | 0 | 0 | 0 | 0 | 0 | 0 | 0 | 0 | 0 | 0 | 0 | 0 | 0 | 0 | 0 | 0 | 0 | 0 | 0 | 0 | 0 | 0 | 0 | 0
Industrial_Stone, Clay, Glass_New_Process_Natural Gas_Process Boiler_E5_Baseline Forecast | Industrial | Stone, Clay, Glass | New | Process | Natural Gas | Process Boiler | E5 |  | Baseline Forecast | 0 | 0 | 0 | 0 | 0 | 0 | 0 | 0 | 0 | 0 | 0 | 0 | 0 | 0 | 0 | 0 | 0 | 0 | 0 | 0 | 0 | 0 | 0 | 0 | 0 | 0 | 0 | 0 | 0 | 0 | 0 | 0 | 0
Industrial_Stone, Clay, Glass_New_Process_Natural Gas_Process Boiler_E6_Baseline Forecast | Industrial | Stone, Clay, Glass | New | Process | Natural Gas | Process Boiler | E6 |  | Baseline Forecast | 0 | 0 | 0 | 0 | 0 | 0 | 0 | 0 | 0 | 0 | 0 | 0 | 0 | 0 | 0 | 0 | 0 | 0 | 0 | 0 | 0 | 0 | 0 | 0 | 0 | 0 | 0 | 0 | 0 | 0 | 0 | 0 | 0
Industrial_Stone, Clay, Glass_New_Process_Natural Gas_Process Boiler_E7_Baseline Forecast | Industrial | Stone, Clay, Glass | New | Process | Natural Gas | Process Boiler | E7 |  | Baseline Forecast | 0 | 0 | 0 | 0 | 0 | 0 | 0 | 0 | 0 | 0 | 0 | 0 | 0 | 0 | 0 | 0 | 0 | 0 | 0 | 0 | 0 | 0 | 0 | 0 | 0 | 0 | 0 | 0 | 0 | 0 | 0 | 0 | 0
Industrial_Stone, Clay, Glass_New_Process_Natural Gas_Process Boiler_E8_Baseline Forecast | Industrial | Stone, Clay, Glass | New | Process | Natural Gas | Process Boiler | E8 |  | Baseline Forecast | 0 | 0 | 0 | 0 | 0 | 0 | 0 | 0 | 0 | 0 | 0 | 0 | 0 | 0 | 0 | 0 | 0 | 0 | 0 | 0 | 0 | 0 | 0 | 0 | 0 | 0 | 0 | 0 | 0 | 0 | 0 | 0 | 0
Industrial_Stone, Clay, Glass_New_Process_Natural Gas_Process Boiler_E9_Baseline Forecast | Industrial | Stone, Clay, Glass | New | Process | Natural Gas | Process Boiler | E9 |  | Baseline Forecast | 0 | 0 | 0 | 0 | 0 | 0 | 0 | 0 | 0 | 0 | 0 | 0 | 0 | 0 | 0 | 0 | 0 | 0 | 0 | 0 | 0 | 0 | 0 | 0 | 0 | 0 | 0 | 0 | 0 | 0 | 0 | 0 | 0
Industrial_Stone, Clay, Glass_New_Process_Natural Gas_Process Boiler_E10_Baseline Forecast | Industrial | Stone, Clay, Glass | New | Process | Natural Gas | Process Boiler | E10 |  | Baseline Forecast | 0 | 0 | 0 | 0 | 0 | 0 | 0 | 0 | 0 | 0 | 0 | 0 | 0 | 0 | 0 | 0 | 0 | 0 | 0 | 0 | 0 | 0 | 0 | 0 | 0 | 0 | 0 | 0 | 0 | 0 | 0 | 0 | 0
Industrial_Stone, Clay, Glass_New_Process_Natural Gas_Process Boiler_Vintage_Baseline Forecast | Industrial | Stone, Clay, Glass | New | Process | Natural Gas | Process Boiler | Vintage |  | Baseline Forecast | 0 | 0 | 0 | 0 | 0 | 0 | 0 | 0 | 0 | 0 | 0 | 0 | 0 | 0 | 0 | 0 | 0 | 0 | 0 | 0 | 0 | 0 | 0 | 0 | 0 | 0 | 0 | 0 | 0 | 0 | 0 | 0 | 0
Industrial_Stone, Clay, Glass_New_Process_Natural Gas_Process Cooling_E1_Baseline Forecast | Industrial | Stone, Clay, Glass | New | Process | Natural Gas | Process Cooling | E1 |  | Baseline Forecast | 0 | 0 | 0 | 0 | 0 | 0 | 0 | 0 | 0 | 0 | 0 | 0 | 0 | 0 | 0 | 0 | 0 | 0 | 0 | 0 | 0 | 0 | 0 | 0 | 0 | 0 | 0 | 0 | 0 | 0 | 0 | 0 | 0
Industrial_Stone, Clay, Glass_New_Process_Natural Gas_Process Cooling_E2_Baseline Forecast | Industrial | Stone, Clay, Glass | New | Process | Natural Gas | Process Cooling | E2 |  | Baseline Forecast | 0 | 0 | 0 | 0 | 0 | 0 | 0 | 0 | 0 | 0 | 0 | 0 | 0 | 0 | 0 | 0 | 0 | 0 | 0 | 0 | 0 | 0 | 0 | 0 | 0 | 0 | 0 | 0 | 0 | 0 | 0 | 0 | 0
Industrial_Stone, Clay, Glass_New_Process_Natural Gas_Process Cooling_E3_Baseline Forecast | Industrial | Stone, Clay, Glass | New | Process | Natural Gas | Process Cooling | E3 |  | Baseline Forecast | 0 | 0 | 0 | 0 | 0 | 0 | 0 | 0 | 0 | 0 | 0 | 0 | 0 | 0 | 0 | 0 | 0 | 0 | 0 | 0 | 0 | 0 | 0 | 0 | 0 | 0 | 0 | 0 | 0 | 0 | 0 | 0 | 0
Industrial_Stone, Clay, Glass_New_Process_Natural Gas_Process Cooling_E4_Baseline Forecast | Industrial | Stone, Clay, Glass | New | Process | Natural Gas | Process Cooling | E4 |  | Baseline Forecast | 0 | 0 | 0 | 0 | 0 | 0 | 0 | 0 | 0 | 0 | 0 | 0 | 0 | 0 | 0 | 0 | 0 | 0 | 0 | 0 | 0 | 0 | 0 | 0 | 0 | 0 | 0 | 0 | 0 | 0 | 0 | 0 | 0
Industrial_Stone, Clay, Glass_New_Process_Natural Gas_Process Cooling_E5_Baseline Forecast | Industrial | Stone, Clay, Glass | New | Process | Natural Gas | Process Cooling | E5 |  | Baseline Forecast | 0 | 0 | 0 | 0 | 0 | 0 | 0 | 0 | 0 | 0 | 0 | 0 | 0 | 0 | 0 | 0 | 0 | 0 | 0 | 0 | 0 | 0 | 0 | 0 | 0 | 0 | 0 | 0 | 0 | 0 | 0 | 0 | 0
Industrial_Stone, Clay, Glass_New_Process_Natural Gas_Process Cooling_E6_Baseline Forecast | Industrial | Stone, Clay, Glass | New | Process | Natural Gas | Process Cooling | E6 |  | Baseline Forecast | 0 | 0 | 0 | 0 | 0 | 0 | 0 | 0 | 0 | 0 | 0 | 0 | 0 | 0 | 0 | 0 | 0 | 0 | 0 | 0 | 0 | 0 | 0 | 0 | 0 | 0 | 0 | 0 | 0 | 0 | 0 | 0 | 0
Industrial_Stone, Clay, Glass_New_Process_Natural Gas_Process Cooling_E7_Baseline Forecast | Industrial | Stone, Clay, Glass | New | Process | Natural Gas | Process Cooling | E7 |  | Baseline Forecast | 0 | 0 | 0 | 0 | 0 | 0 | 0 | 0 | 0 | 0 | 0 | 0 | 0 | 0 | 0 | 0 | 0 | 0 | 0 | 0 | 0 | 0 | 0 | 0 | 0 | 0 | 0 | 0 | 0 | 0 | 0 | 0 | 0
Industrial_Stone, Clay, Glass_New_Process_Natural Gas_Process Cooling_E8_Baseline Forecast | Industrial | Stone, Clay, Glass | New | Process | Natural Gas | Process Cooling | E8 |  | Baseline Forecast | 0 | 0 | 0 | 0 | 0 | 0 | 0 | 0 | 0 | 0 | 0 | 0 | 0 | 0 | 0 | 0 | 0 | 0 | 0 | 0 | 0 | 0 | 0 | 0 | 0 | 0 | 0 | 0 | 0 | 0 | 0 | 0 | 0
Industrial_Stone, Clay, Glass_New_Process_Natural Gas_Process Cooling_E9_Baseline Forecast | Industrial | Stone, Clay, Glass | New | Process | Natural Gas | Process Cooling | E9 |  | Baseline Forecast | 0 | 0 | 0 | 0 | 0 | 0 | 0 | 0 | 0 | 0 | 0 | 0 | 0 | 0 | 0 | 0 | 0 | 0 | 0 | 0 | 0 | 0 | 0 | 0 | 0 | 0 | 0 | 0 | 0 | 0 | 0 | 0 | 0
Industrial_Stone, Clay, Glass_New_Process_Natural Gas_Process Cooling_E10_Baseline Forecast | Industrial | Stone, Clay, Glass | New | Process | Natural Gas | Process Cooling | E10 |  | Baseline Forecast | 0 | 0 | 0 | 0 | 0 | 0 | 0 | 0 | 0 | 0 | 0 | 0 | 0 | 0 | 0 | 0 | 0 | 0 | 0 | 0 | 0 | 0 | 0 | 0 | 0 | 0 | 0 | 0 | 0 | 0 | 0 | 0 | 0
Industrial_Stone, Clay, Glass_New_Process_Natural Gas_Process Cooling_Vintage_Baseline Forecast | Industrial | Stone, Clay, Glass | New | Process | Natural Gas | Process Cooling | Vintage |  | Baseline Forecast | 0 | 0 | 0 | 0 | 0 | 0 | 0 | 0 | 0 | 0 | 0 | 0 | 0 | 0 | 0 | 0 | 0 | 0 | 0 | 0 | 0 | 0 | 0 | 0 | 0 | 0 | 0 | 0 | 0 | 0 | 0 | 0 | 0
Industrial_Stone, Clay, Glass_New_Process_Natural Gas_Other Process_E1_Baseline Forecast | Industrial | Stone, Clay, Glass | New | Process | Natural Gas | Other Process | E1 |  | Baseline Forecast | 0 | 0 | 0 | 0 | 0 | 0 | 0 | 0 | 0 | 0 | 0 | 0 | 0 | 0 | 0 | 0 | 0 | 0 | 0 | 0 | 0 | 0 | 0 | 0 | 0 | 0 | 0 | 0 | 0 | 0 | 0 | 0 | 0
Industrial_Stone, Clay, Glass_New_Process_Natural Gas_Other Process_E2_Baseline Forecast | Industrial | Stone, Clay, Glass | New | Process | Natural Gas | Other Process | E2 |  | Baseline Forecast | 0 | 0 | 0 | 0 | 0 | 0 | 0 | 0 | 0 | 0 | 0 | 0 | 0 | 0 | 0 | 0 | 0 | 0 | 0 | 0 | 0 | 0 | 0 | 0 | 0 | 0 | 0 | 0 | 0 | 0 | 0 | 0 | 0
Industrial_Stone, Clay, Glass_New_Process_Natural Gas_Other Process_E3_Baseline Forecast | Industrial | Stone, Clay, Glass | New | Process | Natural Gas | Other Process | E3 |  | Baseline Forecast | 0 | 0 | 0 | 0 | 0 | 0 | 0 | 0 | 0 | 0 | 0 | 0 | 0 | 0 | 0 | 0 | 0 | 0 | 0 | 0 | 0 | 0 | 0 | 0 | 0 | 0 | 0 | 0 | 0 | 0 | 0 | 0 | 0
Industrial_Stone, Clay, Glass_New_Process_Natural Gas_Other Process_E4_Baseline Forecast | Industrial | Stone, Clay, Glass | New | Process | Natural Gas | Other Process | E4 |  | Baseline Forecast | 0 | 0 | 0 | 0 | 0 | 0 | 0 | 0 | 0 | 0 | 0 | 0 | 0 | 0 | 0 | 0 | 0 | 0 | 0 | 0 | 0 | 0 | 0 | 0 | 0 | 0 | 0 | 0 | 0 | 0 | 0 | 0 | 0
Industrial_Stone, Clay, Glass_New_Process_Natural Gas_Other Process_E5_Baseline Forecast | Industrial | Stone, Clay, Glass | New | Process | Natural Gas | Other Process | E5 |  | Baseline Forecast | 0 | 0 | 0 | 0 | 0 | 0 | 0 | 0 | 0 | 0 | 0 | 0 | 0 | 0 | 0 | 0 | 0 | 0 | 0 | 0 | 0 | 0 | 0 | 0 | 0 | 0 | 0 | 0 | 0 | 0 | 0 | 0 | 0
Industrial_Stone, Clay, Glass_New_Process_Natural Gas_Other Process_E6_Baseline Forecast | Industrial | Stone, Clay, Glass | New | Process | Natural Gas | Other Process | E6 |  | Baseline Forecast | 0 | 0 | 0 | 0 | 0 | 0 | 0 | 0 | 0 | 0 | 0 | 0 | 0 | 0 | 0 | 0 | 0 | 0 | 0 | 0 | 0 | 0 | 0 | 0 | 0 | 0 | 0 | 0 | 0 | 0 | 0 | 0 | 0
Industrial_Stone, Clay, Glass_New_Process_Natural Gas_Other Process_E7_Baseline Forecast | Industrial | Stone, Clay, Glass | New | Process | Natural Gas | Other Process | E7 |  | Baseline Forecast | 0 | 0 | 0 | 0 | 0 | 0 | 0 | 0 | 0 | 0 | 0 | 0 | 0 | 0 | 0 | 0 | 0 | 0 | 0 | 0 | 0 | 0 | 0 | 0 | 0 | 0 | 0 | 0 | 0 | 0 | 0 | 0 | 0
Industrial_Stone, Clay, Glass_New_Process_Natural Gas_Other Process_E8_Baseline Forecast | Industrial | Stone, Clay, Glass | New | Process | Natural Gas | Other Process | E8 |  | Baseline Forecast | 0 | 0 | 0 | 0 | 0 | 0 | 0 | 0 | 0 | 0 | 0 | 0 | 0 | 0 | 0 | 0 | 0 | 0 | 0 | 0 | 0 | 0 | 0 | 0 | 0 | 0 | 0 | 0 | 0 | 0 | 0 | 0 | 0
Industrial_Stone, Clay, Glass_New_Process_Natural Gas_Other Process_E9_Baseline Forecast | Industrial | Stone, Clay, Glass | New | Process | Natural Gas | Other Process | E9 |  | Baseline Forecast | 0 | 0 | 0 | 0 | 0 | 0 | 0 | 0 | 0 | 0 | 0 | 0 | 0 | 0 | 0 | 0 | 0 | 0 | 0 | 0 | 0 | 0 | 0 | 0 | 0 | 0 | 0 | 0 | 0 | 0 | 0 | 0 | 0
Industrial_Stone, Clay, Glass_New_Process_Natural Gas_Other Process_E10_Baseline Forecast | Industrial | Stone, Clay, Glass | New | Process | Natural Gas | Other Process | E10 |  | Baseline Forecast | 0 | 0 | 0 | 0 | 0 | 0 | 0 | 0 | 0 | 0 | 0 | 0 | 0 | 0 | 0 | 0 | 0 | 0 | 0 | 0 | 0 | 0 | 0 | 0 | 0 | 0 | 0 | 0 | 0 | 0 | 0 | 0 | 0
Industrial_Stone, Clay, Glass_New_Process_Natural Gas_Other Process_Vintage_Baseline Forecast | Industrial | Stone, Clay, Glass | New | Process | Natural Gas | Other Process | Vintage |  | Baseline Forecast | 0 | 0 | 0 | 0 | 0 | 0 | 0 | 0 | 0 | 0 | 0 | 0 | 0 | 0 | 0 | 0 | 0 | 0 | 0 | 0 | 0 | 0 | 0 | 0 | 0 | 0 | 0 | 0 | 0 | 0 | 0 | 0 | 0
Industrial_Stone, Clay, Glass_New_Miscellaneous_Natural Gas_Miscellaneous_E1_Baseline Forecast | Industrial | Stone, Clay, Glass | New | Miscellaneous | Natural Gas | Miscellaneous | E1 |  | Baseline Forecast | 0 | 0 | 0 | 0 | 0 | 0 | 0 | 0 | 0 | 0 | 0 | 0 | 0 | 0 | 0 | 0 | 0 | 0 | 0 | 0 | 0 | 0 | 0 | 0 | 0 | 0 | 0 | 0 | 0 | 0 | 0 | 0 | 0
Industrial_Stone, Clay, Glass_New_Miscellaneous_Natural Gas_Miscellaneous_E2_Baseline Forecast | Industrial | Stone, Clay, Glass | New | Miscellaneous | Natural Gas | Miscellaneous | E2 |  | Baseline Forecast | 0 | 0 | 0 | 0 | 0 | 0 | 0 | 0 | 0 | 0 | 0 | 0 | 0 | 0 | 0 | 0 | 0 | 0 | 0 | 0 | 0 | 0 | 0 | 0 | 0 | 0 | 0 | 0 | 0 | 0 | 0 | 0 | 0
Industrial_Stone, Clay, Glass_New_Miscellaneous_Natural Gas_Miscellaneous_E3_Baseline Forecast | Industrial | Stone, Clay, Glass | New | Miscellaneous | Natural Gas | Miscellaneous | E3 |  | Baseline Forecast | 0 | 0 | 0 | 0 | 0 | 0 | 0 | 0 | 0 | 0 | 0 | 0 | 0 | 0 | 0 | 0 | 0 | 0 | 0 | 0 | 0 | 0 | 0 | 0 | 0 | 0 | 0 | 0 | 0 | 0 | 0 | 0 | 0
Industrial_Stone, Clay, Glass_New_Miscellaneous_Natural Gas_Miscellaneous_E4_Baseline Forecast | Industrial | Stone, Clay, Glass | New | Miscellaneous | Natural Gas | Miscellaneous | E4 |  | Baseline Forecast | 0 | 0 | 0 | 0 | 0 | 0 | 0 | 0 | 0 | 0 | 0 | 0 | 0 | 0 | 0 | 0 | 0 | 0 | 0 | 0 | 0 | 0 | 0 | 0 | 0 | 0 | 0 | 0 | 0 | 0 | 0 | 0 | 0
Industrial_Stone, Clay, Glass_New_Miscellaneous_Natural Gas_Miscellaneous_E5_Baseline Forecast | Industrial | Stone, Clay, Glass | New | Miscellaneous | Natural Gas | Miscellaneous | E5 |  | Baseline Forecast | 0 | 0 | 0 | 0 | 0 | 0 | 0 | 0 | 0 | 0 | 0 | 0 | 0 | 0 | 0 | 0 | 0 | 0 | 0 | 0 | 0 | 0 | 0 | 0 | 0 | 0 | 0 | 0 | 0 | 0 | 0 | 0 | 0
Industrial_Stone, Clay, Glass_New_Miscellaneous_Natural Gas_Miscellaneous_E6_Baseline Forecast | Industrial | Stone, Clay, Glass | New | Miscellaneous | Natural Gas | Miscellaneous | E6 |  | Baseline Forecast | 0 | 0 | 0 | 0 | 0 | 0 | 0 | 0 | 0 | 0 | 0 | 0 | 0 | 0 | 0 | 0 | 0 | 0 | 0 | 0 | 0 | 0 | 0 | 0 | 0 | 0 | 0 | 0 | 0 | 0 | 0 | 0 | 0
Industrial_Stone, Clay, Glass_New_Miscellaneous_Natural Gas_Miscellaneous_E7_Baseline Forecast | Industrial | Stone, Clay, Glass | New | Miscellaneous | Natural Gas | Miscellaneous | E7 |  | Baseline Forecast | 0 | 0 | 0 | 0 | 0 | 0 | 0 | 0 | 0 | 0 | 0 | 0 | 0 | 0 | 0 | 0 | 0 | 0 | 0 | 0 | 0 | 0 | 0 | 0 | 0 | 0 | 0 | 0 | 0 | 0 | 0 | 0 | 0
Industrial_Stone, Clay, Glass_New_Miscellaneous_Natural Gas_Miscellaneous_E8_Baseline Forecast | Industrial | Stone, Clay, Glass | New | Miscellaneous | Natural Gas | Miscellaneous | E8 |  | Baseline Forecast | 0 | 0 | 0 | 0 | 0 | 0 | 0 | 0 | 0 | 0 | 0 | 0 | 0 | 0 | 0 | 0 | 0 | 0 | 0 | 0 | 0 | 0 | 0 | 0 | 0 | 0 | 0 | 0 | 0 | 0 | 0 | 0 | 0
Industrial_Stone, Clay, Glass_New_Miscellaneous_Natural Gas_Miscellaneous_E9_Baseline Forecast | Industrial | Stone, Clay, Glass | New | Miscellaneous | Natural Gas | Miscellaneous | E9 |  | Baseline Forecast | 0 | 0 | 0 | 0 | 0 | 0 | 0 | 0 | 0 | 0 | 0 | 0 | 0 | 0 | 0 | 0 | 0 | 0 | 0 | 0 | 0 | 0 | 0 | 0 | 0 | 0 | 0 | 0 | 0 | 0 | 0 | 0 | 0
Industrial_Stone, Clay, Glass_New_Miscellaneous_Natural Gas_Miscellaneous_E10_Baseline Forecast | Industrial | Stone, Clay, Glass | New | Miscellaneous | Natural Gas | Miscellaneous | E10 |  | Baseline Forecast | 0 | 0 | 0 | 0 | 0 | 0 | 0 | 0 | 0 | 0 | 0 | 0 | 0 | 0 | 0 | 0 | 0 | 0 | 0 | 0 | 0 | 0 | 0 | 0 | 0 | 0 | 0 | 0 | 0 | 0 | 0 | 0 | 0
Industrial_Stone, Clay, Glass_New_Miscellaneous_Natural Gas_Miscellaneous_Vintage_Baseline Forecast | Industrial | Stone, Clay, Glass | New | Miscellaneous | Natural Gas | Miscellaneous | Vintage |  | Baseline Forecast | 0 | 0 | 0 | 0 | 0 | 0 | 0 | 0 | 0 | 0 | 0 | 0 | 0 | 0 | 0 | 0 | 0 | 0 | 0 | 0 | 0 | 0 | 0 | 0 | 0 | 0 | 0 | 0 | 0 | 0 | 0 | 0 | 0
Industrial_Food Processing_Existing_Space Heating_Natural Gas_Furnace_E1_Baseline Forecast | Industrial | Food Processing | Existing | Space Heating | Natural Gas | Furnace | E1 |  | Baseline Forecast | 0 | 0 | 0 | 0 | 0 | 0 | 0 | 0 | 0 | 0 | 0 | 0 | 0 | 0 | 0 | 0 | 0 | 0 | 0 | 0 | 0 | 0 | 0 | 0 | 0 | 0 | 0 | 0 | 0 | 0 | 0 | 0 | 0
Industrial_Food Processing_Existing_Space Heating_Natural Gas_Furnace_E2_Baseline Forecast | Industrial | Food Processing | Existing | Space Heating | Natural Gas | Furnace | E2 |  | Baseline Forecast | 0 | 0 | 0 | 0 | 0 | 0 | 0 | 0 | 0 | 0 | 0 | 0 | 0 | 0 | 0 | 0 | 0 | 0 | 0 | 0 | 0 | 0 | 0 | 0 | 0 | 0 | 0 | 0 | 0 | 0 | 0 | 0 | 0
Industrial_Food Processing_Existing_Space Heating_Natural Gas_Furnace_E3_Baseline Forecast | Industrial | Food Processing | Existing | Space Heating | Natural Gas | Furnace | E3 |  | Baseline Forecast | 0 | 0 | 0 | 0 | 0 | 0 | 0 | 0 | 0 | 0 | 0 | 0 | 0 | 0 | 0 | 0 | 0 | 0 | 0 | 0 | 0 | 0 | 0 | 0 | 0 | 0 | 0 | 0 | 0 | 0 | 0 | 0 | 0
Industrial_Food Processing_Existing_Space Heating_Natural Gas_Furnace_E4_Baseline Forecast | Industrial | Food Processing | Existing | Space Heating | Natural Gas | Furnace | E4 |  | Baseline Forecast | 0 | 0 | 0 | 0 | 0 | 0 | 0 | 0 | 0 | 0 | 0 | 0 | 0 | 0 | 0 | 0 | 0 | 0 | 0 | 0 | 0 | 0 | 0 | 0 | 0 | 0 | 0 | 0 | 0 | 0 | 0 | 0 | 0
Industrial_Food Processing_Existing_Space Heating_Natural Gas_Furnace_E5_Baseline Forecast | Industrial | Food Processing | Existing | Space Heating | Natural Gas | Furnace | E5 |  | Baseline Forecast | 0 | 0 | 0 | 0 | 0 | 0 | 0 | 0 | 0 | 0 | 0 | 0 | 0 | 0 | 0 | 0 | 0 | 0 | 0 | 0 | 0 | 0 | 0 | 0 | 0 | 0 | 0 | 0 | 0 | 0 | 0 | 0 | 0
Industrial_Food Processing_Existing_Space Heating_Natural Gas_Furnace_E6_Baseline Forecast | Industrial | Food Processing | Existing | Space Heating | Natural Gas | Furnace | E6 |  | Baseline Forecast | 0 | 0 | 0 | 0 | 0 | 0 | 0 | 0 | 0 | 0 | 0 | 0 | 0 | 0 | 0 | 0 | 0 | 0 | 0 | 0 | 0 | 0 | 0 | 0 | 0 | 0 | 0 | 0 | 0 | 0 | 0 | 0 | 0
Industrial_Food Processing_Existing_Space Heating_Natural Gas_Furnace_E7_Baseline Forecast | Industrial | Food Processing | Existing | Space Heating | Natural Gas | Furnace | E7 |  | Baseline Forecast | 0 | 0 | 0 | 0 | 0 | 0 | 0 | 0 | 0 | 0 | 0 | 0 | 0 | 0 | 0 | 0 | 0 | 0 | 0 | 0 | 0 | 0 | 0 | 0 | 0 | 0 | 0 | 0 | 0 | 0 | 0 | 0 | 0
Industrial_Food Processing_Existing_Space Heating_Natural Gas_Furnace_E8_Baseline Forecast | Industrial | Food Processing | Existing | Space Heating | Natural Gas | Furnace | E8 |  | Baseline Forecast | 0 | 0 | 0 | 0 | 0 | 0 | 0 | 0 | 0 | 0 | 0 | 0 | 0 | 0 | 0 | 0 | 0 | 0 | 0 | 0 | 0 | 0 | 0 | 0 | 0 | 0 | 0 | 0 | 0 | 0 | 0 | 0 | 0
Industrial_Food Processing_Existing_Space Heating_Natural Gas_Furnace_E9_Baseline Forecast | Industrial | Food Processing | Existing | Space Heating | Natural Gas | Furnace | E9 |  | Baseline Forecast | 0 | 0 | 0 | 0 | 0 | 0 | 0 | 0 | 0 | 0 | 0 | 0 | 0 | 0 | 0 | 0 | 0 | 0 | 0 | 0 | 0 | 0 | 0 | 0 | 0 | 0 | 0 | 0 | 0 | 0 | 0 | 0 | 0
Industrial_Food Processing_Existing_Space Heating_Natural Gas_Furnace_E10_Baseline Forecast | Industrial | Food Processing | Existing | Space Heating | Natural Gas | Furnace | E10 |  | Baseline Forecast | 0 | 0 | 0 | 0 | 0 | 0 | 0 | 0 | 0 | 0 | 0 | 0 | 0 | 0 | 0 | 0 | 0 | 0 | 0 | 0 | 0 | 0 | 0 | 0 | 0 | 0 | 0 | 0 | 0 | 0 | 0 | 0 | 0
Industrial_Food Processing_Existing_Space Heating_Natural Gas_Furnace_Vintage_Baseline Forecast | Industrial | Food Processing | Existing | Space Heating | Natural Gas | Furnace | Vintage |  | Baseline Forecast | 0 | 0 | 0 | 0 | 0 | 0 | 0 | 0 | 0 | 0 | 0 | 0 | 0 | 0 | 0 | 0 | 0 | 0 | 0 | 0 | 0 | 0 | 0 | 0 | 0 | 0 | 0 | 0 | 0 | 0 | 0 | 0 | 0
Industrial_Food Processing_Existing_Space Heating_Natural Gas_Boiler_E1_Baseline Forecast | Industrial | Food Processing | Existing | Space Heating | Natural Gas | Boiler | E1 |  | Baseline Forecast | 0 | 0 | 0 | 0 | 0 | 0 | 0 | 0 | 0 | 0 | 0 | 0 | 0 | 0 | 0 | 0 | 0 | 0 | 0 | 0 | 0 | 0 | 0 | 0 | 0 | 0 | 0 | 0 | 0 | 0 | 0 | 0 | 0
Industrial_Food Processing_Existing_Space Heating_Natural Gas_Boiler_E2_Baseline Forecast | Industrial | Food Processing | Existing | Space Heating | Natural Gas | Boiler | E2 |  | Baseline Forecast | 0 | 0 | 0 | 0 | 0 | 0 | 0 | 0 | 0 | 0 | 0 | 0 | 0 | 0 | 0 | 0 | 0 | 0 | 0 | 0 | 0 | 0 | 0 | 0 | 0 | 0 | 0 | 0 | 0 | 0 | 0 | 0 | 0
Industrial_Food Processing_Existing_Space Heating_Natural Gas_Boiler_E3_Baseline Forecast | Industrial | Food Processing | Existing | Space Heating | Natural Gas | Boiler | E3 |  | Baseline Forecast | 0 | 0 | 0 | 0 | 0 | 0 | 0 | 0 | 0 | 0 | 0 | 0 | 0 | 0 | 0 | 0 | 0 | 0 | 0 | 0 | 0 | 0 | 0 | 0 | 0 | 0 | 0 | 0 | 0 | 0 | 0 | 0 | 0
Industrial_Food Processing_Existing_Space Heating_Natural Gas_Boiler_E4_Baseline Forecast | Industrial | Food Processing | Existing | Space Heating | Natural Gas | Boiler | E4 |  | Baseline Forecast | 0 | 0 | 0 | 0 | 0 | 0 | 0 | 0 | 0 | 0 | 0 | 0 | 0 | 0 | 0 | 0 | 0 | 0 | 0 | 0 | 0 | 0 | 0 | 0 | 0 | 0 | 0 | 0 | 0 | 0 | 0 | 0 | 0
Industrial_Food Processing_Existing_Space Heating_Natural Gas_Boiler_E5_Baseline Forecast | Industrial | Food Processing | Existing | Space Heating | Natural Gas | Boiler | E5 |  | Baseline Forecast | 0 | 0 | 0 | 0 | 0 | 0 | 0 | 0 | 0 | 0 | 0 | 0 | 0 | 0 | 0 | 0 | 0 | 0 | 0 | 0 | 0 | 0 | 0 | 0 | 0 | 0 | 0 | 0 | 0 | 0 | 0 | 0 | 0
Industrial_Food Processing_Existing_Space Heating_Natural Gas_Boiler_E6_Baseline Forecast | Industrial | Food Processing | Existing | Space Heating | Natural Gas | Boiler | E6 |  | Baseline Forecast | 0 | 0 | 0 | 0 | 0 | 0 | 0 | 0 | 0 | 0 | 0 | 0 | 0 | 0 | 0 | 0 | 0 | 0 | 0 | 0 | 0 | 0 | 0 | 0 | 0 | 0 | 0 | 0 | 0 | 0 | 0 | 0 | 0
Industrial_Food Processing_Existing_Space Heating_Natural Gas_Boiler_E7_Baseline Forecast | Industrial | Food Processing | Existing | Space Heating | Natural Gas | Boiler | E7 |  | Baseline Forecast | 0 | 0 | 0 | 0 | 0 | 0 | 0 | 0 | 0 | 0 | 0 | 0 | 0 | 0 | 0 | 0 | 0 | 0 | 0 | 0 | 0 | 0 | 0 | 0 | 0 | 0 | 0 | 0 | 0 | 0 | 0 | 0 | 0
Industrial_Food Processing_Existing_Space Heating_Natural Gas_Boiler_E8_Baseline Forecast | Industrial | Food Processing | Existing | Space Heating | Natural Gas | Boiler | E8 |  | Baseline Forecast | 0 | 0 | 0 | 0 | 0 | 0 | 0 | 0 | 0 | 0 | 0 | 0 | 0 | 0 | 0 | 0 | 0 | 0 | 0 | 0 | 0 | 0 | 0 | 0 | 0 | 0 | 0 | 0 | 0 | 0 | 0 | 0 | 0
Industrial_Food Processing_Existing_Space Heating_Natural Gas_Boiler_E9_Baseline Forecast | Industrial | Food Processing | Existing | Space Heating | Natural Gas | Boiler | E9 |  | Baseline Forecast | 0 | 0 | 0 | 0 | 0 | 0 | 0 | 0 | 0 | 0 | 0 | 0 | 0 | 0 | 0 | 0 | 0 | 0 | 0 | 0 | 0 | 0 | 0 | 0 | 0 | 0 | 0 | 0 | 0 | 0 | 0 | 0 | 0
Industrial_Food Processing_Existing_Space Heating_Natural Gas_Boiler_E10_Baseline Forecast | Industrial | Food Processing | Existing | Space Heating | Natural Gas | Boiler | E10 |  | Baseline Forecast | 0 | 0 | 0 | 0 | 0 | 0 | 0 | 0 | 0 | 0 | 0 | 0 | 0 | 0 | 0 | 0 | 0 | 0 | 0 | 0 | 0 | 0 | 0 | 0 | 0 | 0 | 0 | 0 | 0 | 0 | 0 | 0 | 0
Industrial_Food Processing_Existing_Space Heating_Natural Gas_Boiler_Vintage_Baseline Forecast | Industrial | Food Processing | Existing | Space Heating | Natural Gas | Boiler | Vintage |  | Baseline Forecast | 0 | 0 | 0 | 0 | 0 | 0 | 0 | 0 | 0 | 0 | 0 | 0 | 0 | 0 | 0 | 0 | 0 | 0 | 0 | 0 | 0 | 0 | 0 | 0 | 0 | 0 | 0 | 0 | 0 | 0 | 0 | 0 | 0
Industrial_Food Processing_Existing_Space Heating_Natural Gas_Unit Heater_E1_Baseline Forecast | Industrial | Food Processing | Existing | Space Heating | Natural Gas | Unit Heater | E1 |  | Baseline Forecast | 0 | 0 | 0 | 0 | 0 | 0 | 0 | 0 | 0 | 0 | 0 | 0 | 0 | 0 | 0 | 0 | 0 | 0 | 0 | 0 | 0 | 0 | 0 | 0 | 0 | 0 | 0 | 0 | 0 | 0 | 0 | 0 | 0
Industrial_Food Processing_Existing_Space Heating_Natural Gas_Unit Heater_E2_Baseline Forecast | Industrial | Food Processing | Existing | Space Heating | Natural Gas | Unit Heater | E2 |  | Baseline Forecast | 0 | 0 | 0 | 0 | 0 | 0 | 0 | 0 | 0 | 0 | 0 | 0 | 0 | 0 | 0 | 0 | 0 | 0 | 0 | 0 | 0 | 0 | 0 | 0 | 0 | 0 | 0 | 0 | 0 | 0 | 0 | 0 | 0
Industrial_Food Processing_Existing_Space Heating_Natural Gas_Unit Heater_E3_Baseline Forecast | Industrial | Food Processing | Existing | Space Heating | Natural Gas | Unit Heater | E3 |  | Baseline Forecast | 0 | 0 | 0 | 0 | 0 | 0 | 0 | 0 | 0 | 0 | 0 | 0 | 0 | 0 | 0 | 0 | 0 | 0 | 0 | 0 | 0 | 0 | 0 | 0 | 0 | 0 | 0 | 0 | 0 | 0 | 0 | 0 | 0
Industrial_Food Processing_Existing_Space Heating_Natural Gas_Unit Heater_E4_Baseline Forecast | Industrial | Food Processing | Existing | Space Heating | Natural Gas | Unit Heater | E4 |  | Baseline Forecast | 0 | 0 | 0 | 0 | 0 | 0 | 0 | 0 | 0 | 0 | 0 | 0 | 0 | 0 | 0 | 0 | 0 | 0 | 0 | 0 | 0 | 0 | 0 | 0 | 0 | 0 | 0 | 0 | 0 | 0 | 0 | 0 | 0
Industrial_Food Processing_Existing_Space Heating_Natural Gas_Unit Heater_E5_Baseline Forecast | Industrial | Food Processing | Existing | Space Heating | Natural Gas | Unit Heater | E5 |  | Baseline Forecast | 0 | 0 | 0 | 0 | 0 | 0 | 0 | 0 | 0 | 0 | 0 | 0 | 0 | 0 | 0 | 0 | 0 | 0 | 0 | 0 | 0 | 0 | 0 | 0 | 0 | 0 | 0 | 0 | 0 | 0 | 0 | 0 | 0
Industrial_Food Processing_Existing_Space Heating_Natural Gas_Unit Heater_E6_Baseline Forecast | Industrial | Food Processing | Existing | Space Heating | Natural Gas | Unit Heater | E6 |  | Baseline Forecast | 0 | 0 | 0 | 0 | 0 | 0 | 0 | 0 | 0 | 0 | 0 | 0 | 0 | 0 | 0 | 0 | 0 | 0 | 0 | 0 | 0 | 0 | 0 | 0 | 0 | 0 | 0 | 0 | 0 | 0 | 0 | 0 | 0
Industrial_Food Processing_Existing_Space Heating_Natural Gas_Unit Heater_E7_Baseline Forecast | Industrial | Food Processing | Existing | Space Heating | Natural Gas | Unit Heater | E7 |  | Baseline Forecast | 0 | 0 | 0 | 0 | 0 | 0 | 0 | 0 | 0 | 0 | 0 | 0 | 0 | 0 | 0 | 0 | 0 | 0 | 0 | 0 | 0 | 0 | 0 | 0 | 0 | 0 | 0 | 0 | 0 | 0 | 0 | 0 | 0
Industrial_Food Processing_Existing_Space Heating_Natural Gas_Unit Heater_E8_Baseline Forecast | Industrial | Food Processing | Existing | Space Heating | Natural Gas | Unit Heater | E8 |  | Baseline Forecast | 0 | 0 | 0 | 0 | 0 | 0 | 0 | 0 | 0 | 0 | 0 | 0 | 0 | 0 | 0 | 0 | 0 | 0 | 0 | 0 | 0 | 0 | 0 | 0 | 0 | 0 | 0 | 0 | 0 | 0 | 0 | 0 | 0
Industrial_Food Processing_Existing_Space Heating_Natural Gas_Unit Heater_E9_Baseline Forecast | Industrial | Food Processing | Existing | Space Heating | Natural Gas | Unit Heater | E9 |  | Baseline Forecast | 0 | 0 | 0 | 0 | 0 | 0 | 0 | 0 | 0 | 0 | 0 | 0 | 0 | 0 | 0 | 0 | 0 | 0 | 0 | 0 | 0 | 0 | 0 | 0 | 0 | 0 | 0 | 0 | 0 | 0 | 0 | 0 | 0
Industrial_Food Processing_Existing_Space Heating_Natural Gas_Unit Heater_E10_Baseline Forecast | Industrial | Food Processing | Existing | Space Heating | Natural Gas | Unit Heater | E10 |  | Baseline Forecast | 0 | 0 | 0 | 0 | 0 | 0 | 0 | 0 | 0 | 0 | 0 | 0 | 0 | 0 | 0 | 0 | 0 | 0 | 0 | 0 | 0 | 0 | 0 | 0 | 0 | 0 | 0 | 0 | 0 | 0 | 0 | 0 | 0
Industrial_Food Processing_Existing_Space Heating_Natural Gas_Unit Heater_Vintage_Baseline Forecast | Industrial | Food Processing | Existing | Space Heating | Natural Gas | Unit Heater | Vintage |  | Baseline Forecast | 0 | 0 | 0 | 0 | 0 | 0 | 0 | 0 | 0 | 0 | 0 | 0 | 0 | 0 | 0 | 0 | 0 | 0 | 0 | 0 | 0 | 0 | 0 | 0 | 0 | 0 | 0 | 0 | 0 | 0 | 0 | 0 | 0
Industrial_Food Processing_Existing_Process_Natural Gas_Process Heating_E1_Baseline Forecast | Industrial | Food Processing | Existing | Process | Natural Gas | Process Heating | E1 |  | Baseline Forecast | 0 | 0 | 0 | 0 | 0 | 0 | 0 | 0 | 0 | 0 | 0 | 0 | 0 | 0 | 0 | 0 | 0 | 0 | 0 | 0 | 0 | 0 | 0 | 0 | 0 | 0 | 0 | 0 | 0 | 0 | 0 | 0 | 0
Industrial_Food Processing_Existing_Process_Natural Gas_Process Heating_E2_Baseline Forecast | Industrial | Food Processing | Existing | Process | Natural Gas | Process Heating | E2 |  | Baseline Forecast | 0 | 0 | 0 | 0 | 0 | 0 | 0 | 0 | 0 | 0 | 0 | 0 | 0 | 0 | 0 | 0 | 0 | 0 | 0 | 0 | 0 | 0 | 0 | 0 | 0 | 0 | 0 | 0 | 0 | 0 | 0 | 0 | 0
Industrial_Food Processing_Existing_Process_Natural Gas_Process Heating_E3_Baseline Forecast | Industrial | Food Processing | Existing | Process | Natural Gas | Process Heating | E3 |  | Baseline Forecast | 0 | 0 | 0 | 0 | 0 | 0 | 0 | 0 | 0 | 0 | 0 | 0 | 0 | 0 | 0 | 0 | 0 | 0 | 0 | 0 | 0 | 0 | 0 | 0 | 0 | 0 | 0 | 0 | 0 | 0 | 0 | 0 | 0
Industrial_Food Processing_Existing_Process_Natural Gas_Process Heating_E4_Baseline Forecast | Industrial | Food Processing | Existing | Process | Natural Gas | Process Heating | E4 |  | Baseline Forecast | 0 | 0 | 0 | 0 | 0 | 0 | 0 | 0 | 0 | 0 | 0 | 0 | 0 | 0 | 0 | 0 | 0 | 0 | 0 | 0 | 0 | 0 | 0 | 0 | 0 | 0 | 0 | 0 | 0 | 0 | 0 | 0 | 0
Industrial_Food Processing_Existing_Process_Natural Gas_Process Heating_E5_Baseline Forecast | Industrial | Food Processing | Existing | Process | Natural Gas | Process Heating | E5 |  | Baseline Forecast | 0 | 0 | 0 | 0 | 0 | 0 | 0 | 0 | 0 | 0 | 0 | 0 | 0 | 0 | 0 | 0 | 0 | 0 | 0 | 0 | 0 | 0 | 0 | 0 | 0 | 0 | 0 | 0 | 0 | 0 | 0 | 0 | 0
Industrial_Food Processing_Existing_Process_Natural Gas_Process Heating_E6_Baseline Forecast | Industrial | Food Processing | Existing | Process | Natural Gas | Process Heating | E6 |  | Baseline Forecast | 0 | 0 | 0 | 0 | 0 | 0 | 0 | 0 | 0 | 0 | 0 | 0 | 0 | 0 | 0 | 0 | 0 | 0 | 0 | 0 | 0 | 0 | 0 | 0 | 0 | 0 | 0 | 0 | 0 | 0 | 0 | 0 | 0
Industrial_Food Processing_Existing_Process_Natural Gas_Process Heating_E7_Baseline Forecast | Industrial | Food Processing | Existing | Process | Natural Gas | Process Heating | E7 |  | Baseline Forecast | 0 | 0 | 0 | 0 | 0 | 0 | 0 | 0 | 0 | 0 | 0 | 0 | 0 | 0 | 0 | 0 | 0 | 0 | 0 | 0 | 0 | 0 | 0 | 0 | 0 | 0 | 0 | 0 | 0 | 0 | 0 | 0 | 0
Industrial_Food Processing_Existing_Process_Natural Gas_Process Heating_E8_Baseline Forecast | Industrial | Food Processing | Existing | Process | Natural Gas | Process Heating | E8 |  | Baseline Forecast | 0 | 0 | 0 | 0 | 0 | 0 | 0 | 0 | 0 | 0 | 0 | 0 | 0 | 0 | 0 | 0 | 0 | 0 | 0 | 0 | 0 | 0 | 0 | 0 | 0 | 0 | 0 | 0 | 0 | 0 | 0 | 0 | 0
Industrial_Food Processing_Existing_Process_Natural Gas_Process Heating_E9_Baseline Forecast | Industrial | Food Processing | Existing | Process | Natural Gas | Process Heating | E9 |  | Baseline Forecast | 0 | 0 | 0 | 0 | 0 | 0 | 0 | 0 | 0 | 0 | 0 | 0 | 0 | 0 | 0 | 0 | 0 | 0 | 0 | 0 | 0 | 0 | 0 | 0 | 0 | 0 | 0 | 0 | 0 | 0 | 0 | 0 | 0
Industrial_Food Processing_Existing_Process_Natural Gas_Process Heating_E10_Baseline Forecast | Industrial | Food Processing | Existing | Process | Natural Gas | Process Heating | E10 |  | Baseline Forecast | 0 | 0 | 0 | 0 | 0 | 0 | 0 | 0 | 0 | 0 | 0 | 0 | 0 | 0 | 0 | 0 | 0 | 0 | 0 | 0 | 0 | 0 | 0 | 0 | 0 | 0 | 0 | 0 | 0 | 0 | 0 | 0 | 0
Industrial_Food Processing_Existing_Process_Natural Gas_Process Heating_Vintage_Baseline Forecast | Industrial | Food Processing | Existing | Process | Natural Gas | Process Heating | Vintage |  | Baseline Forecast | 0 | 0 | 0 | 0 | 0 | 0 | 0 | 0 | 0 | 0 | 0 | 0 | 0 | 0 | 0 | 0 | 0 | 0 | 0 | 0 | 0 | 0 | 0 | 0 | 0 | 0 | 0 | 0 | 0 | 0 | 0 | 0 | 0
Industrial_Food Processing_Existing_Process_Natural Gas_Process Boiler_E1_Baseline Forecast | Industrial | Food Processing | Existing | Process | Natural Gas | Process Boiler | E1 |  | Baseline Forecast | 0 | 0 | 0 | 0 | 0 | 0 | 0 | 0 | 0 | 0 | 0 | 0 | 0 | 0 | 0 | 0 | 0 | 0 | 0 | 0 | 0 | 0 | 0 | 0 | 0 | 0 | 0 | 0 | 0 | 0 | 0 | 0 | 0
Industrial_Food Processing_Existing_Process_Natural Gas_Process Boiler_E2_Baseline Forecast | Industrial | Food Processing | Existing | Process | Natural Gas | Process Boiler | E2 |  | Baseline Forecast | 0 | 0 | 0 | 0 | 0 | 0 | 0 | 0 | 0 | 0 | 0 | 0 | 0 | 0 | 0 | 0 | 0 | 0 | 0 | 0 | 0 | 0 | 0 | 0 | 0 | 0 | 0 | 0 | 0 | 0 | 0 | 0 | 0
Industrial_Food Processing_Existing_Process_Natural Gas_Process Boiler_E3_Baseline Forecast | Industrial | Food Processing | Existing | Process | Natural Gas | Process Boiler | E3 |  | Baseline Forecast | 0 | 0 | 0 | 0 | 0 | 0 | 0 | 0 | 0 | 0 | 0 | 0 | 0 | 0 | 0 | 0 | 0 | 0 | 0 | 0 | 0 | 0 | 0 | 0 | 0 | 0 | 0 | 0 | 0 | 0 | 0 | 0 | 0
Industrial_Food Processing_Existing_Process_Natural Gas_Process Boiler_E4_Baseline Forecast | Industrial | Food Processing | Existing | Process | Natural Gas | Process Boiler | E4 |  | Baseline Forecast | 0 | 0 | 0 | 0 | 0 | 0 | 0 | 0 | 0 | 0 | 0 | 0 | 0 | 0 | 0 | 0 | 0 | 0 | 0 | 0 | 0 | 0 | 0 | 0 | 0 | 0 | 0 | 0 | 0 | 0 | 0 | 0 | 0
Industrial_Food Processing_Existing_Process_Natural Gas_Process Boiler_E5_Baseline Forecast | Industrial | Food Processing | Existing | Process | Natural Gas | Process Boiler | E5 |  | Baseline Forecast | 0 | 0 | 0 | 0 | 0 | 0 | 0 | 0 | 0 | 0 | 0 | 0 | 0 | 0 | 0 | 0 | 0 | 0 | 0 | 0 | 0 | 0 | 0 | 0 | 0 | 0 | 0 | 0 | 0 | 0 | 0 | 0 | 0
Industrial_Food Processing_Existing_Process_Natural Gas_Process Boiler_E6_Baseline Forecast | Industrial | Food Processing | Existing | Process | Natural Gas | Process Boiler | E6 |  | Baseline Forecast | 0 | 0 | 0 | 0 | 0 | 0 | 0 | 0 | 0 | 0 | 0 | 0 | 0 | 0 | 0 | 0 | 0 | 0 | 0 | 0 | 0 | 0 | 0 | 0 | 0 | 0 | 0 | 0 | 0 | 0 | 0 | 0 | 0
Industrial_Food Processing_Existing_Process_Natural Gas_Process Boiler_E7_Baseline Forecast | Industrial | Food Processing | Existing | Process | Natural Gas | Process Boiler | E7 |  | Baseline Forecast | 0 | 0 | 0 | 0 | 0 | 0 | 0 | 0 | 0 | 0 | 0 | 0 | 0 | 0 | 0 | 0 | 0 | 0 | 0 | 0 | 0 | 0 | 0 | 0 | 0 | 0 | 0 | 0 | 0 | 0 | 0 | 0 | 0
Industrial_Food Processing_Existing_Process_Natural Gas_Process Boiler_E8_Baseline Forecast | Industrial | Food Processing | Existing | Process | Natural Gas | Process Boiler | E8 |  | Baseline Forecast | 0 | 0 | 0 | 0 | 0 | 0 | 0 | 0 | 0 | 0 | 0 | 0 | 0 | 0 | 0 | 0 | 0 | 0 | 0 | 0 | 0 | 0 | 0 | 0 | 0 | 0 | 0 | 0 | 0 | 0 | 0 | 0 | 0
Industrial_Food Processing_Existing_Process_Natural Gas_Process Boiler_E9_Baseline Forecast | Industrial | Food Processing | Existing | Process | Natural Gas | Process Boiler | E9 |  | Baseline Forecast | 0 | 0 | 0 | 0 | 0 | 0 | 0 | 0 | 0 | 0 | 0 | 0 | 0 | 0 | 0 | 0 | 0 | 0 | 0 | 0 | 0 | 0 | 0 | 0 | 0 | 0 | 0 | 0 | 0 | 0 | 0 | 0 | 0
Industrial_Food Processing_Existing_Process_Natural Gas_Process Boiler_E10_Baseline Forecast | Industrial | Food Processing | Existing | Process | Natural Gas | Process Boiler | E10 |  | Baseline Forecast | 0 | 0 | 0 | 0 | 0 | 0 | 0 | 0 | 0 | 0 | 0 | 0 | 0 | 0 | 0 | 0 | 0 | 0 | 0 | 0 | 0 | 0 | 0 | 0 | 0 | 0 | 0 | 0 | 0 | 0 | 0 | 0 | 0
Industrial_Food Processing_Existing_Process_Natural Gas_Process Boiler_Vintage_Baseline Forecast | Industrial | Food Processing | Existing | Process | Natural Gas | Process Boiler | Vintage |  | Baseline Forecast | 0 | 0 | 0 | 0 | 0 | 0 | 0 | 0 | 0 | 0 | 0 | 0 | 0 | 0 | 0 | 0 | 0 | 0 | 0 | 0 | 0 | 0 | 0 | 0 | 0 | 0 | 0 | 0 | 0 | 0 | 0 | 0 | 0
Industrial_Food Processing_Existing_Process_Natural Gas_Process Cooling_E1_Baseline Forecast | Industrial | Food Processing | Existing | Process | Natural Gas | Process Cooling | E1 |  | Baseline Forecast | 0 | 0 | 0 | 0 | 0 | 0 | 0 | 0 | 0 | 0 | 0 | 0 | 0 | 0 | 0 | 0 | 0 | 0 | 0 | 0 | 0 | 0 | 0 | 0 | 0 | 0 | 0 | 0 | 0 | 0 | 0 | 0 | 0
Industrial_Food Processing_Existing_Process_Natural Gas_Process Cooling_E2_Baseline Forecast | Industrial | Food Processing | Existing | Process | Natural Gas | Process Cooling | E2 |  | Baseline Forecast | 0 | 0 | 0 | 0 | 0 | 0 | 0 | 0 | 0 | 0 | 0 | 0 | 0 | 0 | 0 | 0 | 0 | 0 | 0 | 0 | 0 | 0 | 0 | 0 | 0 | 0 | 0 | 0 | 0 | 0 | 0 | 0 | 0
Industrial_Food Processing_Existing_Process_Natural Gas_Process Cooling_E3_Baseline Forecast | Industrial | Food Processing | Existing | Process | Natural Gas | Process Cooling | E3 |  | Baseline Forecast | 0 | 0 | 0 | 0 | 0 | 0 | 0 | 0 | 0 | 0 | 0 | 0 | 0 | 0 | 0 | 0 | 0 | 0 | 0 | 0 | 0 | 0 | 0 | 0 | 0 | 0 | 0 | 0 | 0 | 0 | 0 | 0 | 0
Industrial_Food Processing_Existing_Process_Natural Gas_Process Cooling_E4_Baseline Forecast | Industrial | Food Processing | Existing | Process | Natural Gas | Process Cooling | E4 |  | Baseline Forecast | 0 | 0 | 0 | 0 | 0 | 0 | 0 | 0 | 0 | 0 | 0 | 0 | 0 | 0 | 0 | 0 | 0 | 0 | 0 | 0 | 0 | 0 | 0 | 0 | 0 | 0 | 0 | 0 | 0 | 0 | 0 | 0 | 0
Industrial_Food Processing_Existing_Process_Natural Gas_Process Cooling_E5_Baseline Forecast | Industrial | Food Processing | Existing | Process | Natural Gas | Process Cooling | E5 |  | Baseline Forecast | 0 | 0 | 0 | 0 | 0 | 0 | 0 | 0 | 0 | 0 | 0 | 0 | 0 | 0 | 0 | 0 | 0 | 0 | 0 | 0 | 0 | 0 | 0 | 0 | 0 | 0 | 0 | 0 | 0 | 0 | 0 | 0 | 0
Industrial_Food Processing_Existing_Process_Natural Gas_Process Cooling_E6_Baseline Forecast | Industrial | Food Processing | Existing | Process | Natural Gas | Process Cooling | E6 |  | Baseline Forecast | 0 | 0 | 0 | 0 | 0 | 0 | 0 | 0 | 0 | 0 | 0 | 0 | 0 | 0 | 0 | 0 | 0 | 0 | 0 | 0 | 0 | 0 | 0 | 0 | 0 | 0 | 0 | 0 | 0 | 0 | 0 | 0 | 0
Industrial_Food Processing_Existing_Process_Natural Gas_Process Cooling_E7_Baseline Forecast | Industrial | Food Processing | Existing | Process | Natural Gas | Process Cooling | E7 |  | Baseline Forecast | 0 | 0 | 0 | 0 | 0 | 0 | 0 | 0 | 0 | 0 | 0 | 0 | 0 | 0 | 0 | 0 | 0 | 0 | 0 | 0 | 0 | 0 | 0 | 0 | 0 | 0 | 0 | 0 | 0 | 0 | 0 | 0 | 0
Industrial_Food Processing_Existing_Process_Natural Gas_Process Cooling_E8_Baseline Forecast | Industrial | Food Processing | Existing | Process | Natural Gas | Process Cooling | E8 |  | Baseline Forecast | 0 | 0 | 0 | 0 | 0 | 0 | 0 | 0 | 0 | 0 | 0 | 0 | 0 | 0 | 0 | 0 | 0 | 0 | 0 | 0 | 0 | 0 | 0 | 0 | 0 | 0 | 0 | 0 | 0 | 0 | 0 | 0 | 0
Industrial_Food Processing_Existing_Process_Natural Gas_Process Cooling_E9_Baseline Forecast | Industrial | Food Processing | Existing | Process | Natural Gas | Process Cooling | E9 |  | Baseline Forecast | 0 | 0 | 0 | 0 | 0 | 0 | 0 | 0 | 0 | 0 | 0 | 0 | 0 | 0 | 0 | 0 | 0 | 0 | 0 | 0 | 0 | 0 | 0 | 0 | 0 | 0 | 0 | 0 | 0 | 0 | 0 | 0 | 0
Industrial_Food Processing_Existing_Process_Natural Gas_Process Cooling_E10_Baseline Forecast | Industrial | Food Processing | Existing | Process | Natural Gas | Process Cooling | E10 |  | Baseline Forecast | 0 | 0 | 0 | 0 | 0 | 0 | 0 | 0 | 0 | 0 | 0 | 0 | 0 | 0 | 0 | 0 | 0 | 0 | 0 | 0 | 0 | 0 | 0 | 0 | 0 | 0 | 0 | 0 | 0 | 0 | 0 | 0 | 0
Industrial_Food Processing_Existing_Process_Natural Gas_Process Cooling_Vintage_Baseline Forecast | Industrial | Food Processing | Existing | Process | Natural Gas | Process Cooling | Vintage |  | Baseline Forecast | 0 | 0 | 0 | 0 | 0 | 0 | 0 | 0 | 0 | 0 | 0 | 0 | 0 | 0 | 0 | 0 | 0 | 0 | 0 | 0 | 0 | 0 | 0 | 0 | 0 | 0 | 0 | 0 | 0 | 0 | 0 | 0 | 0
Industrial_Food Processing_Existing_Process_Natural Gas_Other Process_E1_Baseline Forecast | Industrial | Food Processing | Existing | Process | Natural Gas | Other Process | E1 |  | Baseline Forecast | 0 | 0 | 0 | 0 | 0 | 0 | 0 | 0 | 0 | 0 | 0 | 0 | 0 | 0 | 0 | 0 | 0 | 0 | 0 | 0 | 0 | 0 | 0 | 0 | 0 | 0 | 0 | 0 | 0 | 0 | 0 | 0 | 0
Industrial_Food Processing_Existing_Process_Natural Gas_Other Process_E2_Baseline Forecast | Industrial | Food Processing | Existing | Process | Natural Gas | Other Process | E2 |  | Baseline Forecast | 0 | 0 | 0 | 0 | 0 | 0 | 0 | 0 | 0 | 0 | 0 | 0 | 0 | 0 | 0 | 0 | 0 | 0 | 0 | 0 | 0 | 0 | 0 | 0 | 0 | 0 | 0 | 0 | 0 | 0 | 0 | 0 | 0
Industrial_Food Processing_Existing_Process_Natural Gas_Other Process_E3_Baseline Forecast | Industrial | Food Processing | Existing | Process | Natural Gas | Other Process | E3 |  | Baseline Forecast | 0 | 0 | 0 | 0 | 0 | 0 | 0 | 0 | 0 | 0 | 0 | 0 | 0 | 0 | 0 | 0 | 0 | 0 | 0 | 0 | 0 | 0 | 0 | 0 | 0 | 0 | 0 | 0 | 0 | 0 | 0 | 0 | 0
Industrial_Food Processing_Existing_Process_Natural Gas_Other Process_E4_Baseline Forecast | Industrial | Food Processing | Existing | Process | Natural Gas | Other Process | E4 |  | Baseline Forecast | 0 | 0 | 0 | 0 | 0 | 0 | 0 | 0 | 0 | 0 | 0 | 0 | 0 | 0 | 0 | 0 | 0 | 0 | 0 | 0 | 0 | 0 | 0 | 0 | 0 | 0 | 0 | 0 | 0 | 0 | 0 | 0 | 0
Industrial_Food Processing_Existing_Process_Natural Gas_Other Process_E5_Baseline Forecast | Industrial | Food Processing | Existing | Process | Natural Gas | Other Process | E5 |  | Baseline Forecast | 0 | 0 | 0 | 0 | 0 | 0 | 0 | 0 | 0 | 0 | 0 | 0 | 0 | 0 | 0 | 0 | 0 | 0 | 0 | 0 | 0 | 0 | 0 | 0 | 0 | 0 | 0 | 0 | 0 | 0 | 0 | 0 | 0
Industrial_Food Processing_Existing_Process_Natural Gas_Other Process_E6_Baseline Forecast | Industrial | Food Processing | Existing | Process | Natural Gas | Other Process | E6 |  | Baseline Forecast | 0 | 0 | 0 | 0 | 0 | 0 | 0 | 0 | 0 | 0 | 0 | 0 | 0 | 0 | 0 | 0 | 0 | 0 | 0 | 0 | 0 | 0 | 0 | 0 | 0 | 0 | 0 | 0 | 0 | 0 | 0 | 0 | 0
Industrial_Food Processing_Existing_Process_Natural Gas_Other Process_E7_Baseline Forecast | Industrial | Food Processing | Existing | Process | Natural Gas | Other Process | E7 |  | Baseline Forecast | 0 | 0 | 0 | 0 | 0 | 0 | 0 | 0 | 0 | 0 | 0 | 0 | 0 | 0 | 0 | 0 | 0 | 0 | 0 | 0 | 0 | 0 | 0 | 0 | 0 | 0 | 0 | 0 | 0 | 0 | 0 | 0 | 0
Industrial_Food Processing_Existing_Process_Natural Gas_Other Process_E8_Baseline Forecast | Industrial | Food Processing | Existing | Process | Natural Gas | Other Process | E8 |  | Baseline Forecast | 0 | 0 | 0 | 0 | 0 | 0 | 0 | 0 | 0 | 0 | 0 | 0 | 0 | 0 | 0 | 0 | 0 | 0 | 0 | 0 | 0 | 0 | 0 | 0 | 0 | 0 | 0 | 0 | 0 | 0 | 0 | 0 | 0
Industrial_Food Processing_Existing_Process_Natural Gas_Other Process_E9_Baseline Forecast | Industrial | Food Processing | Existing | Process | Natural Gas | Other Process | E9 |  | Baseline Forecast | 0 | 0 | 0 | 0 | 0 | 0 | 0 | 0 | 0 | 0 | 0 | 0 | 0 | 0 | 0 | 0 | 0 | 0 | 0 | 0 | 0 | 0 | 0 | 0 | 0 | 0 | 0 | 0 | 0 | 0 | 0 | 0 | 0
Industrial_Food Processing_Existing_Process_Natural Gas_Other Process_E10_Baseline Forecast | Industrial | Food Processing | Existing | Process | Natural Gas | Other Process | E10 |  | Baseline Forecast | 0 | 0 | 0 | 0 | 0 | 0 | 0 | 0 | 0 | 0 | 0 | 0 | 0 | 0 | 0 | 0 | 0 | 0 | 0 | 0 | 0 | 0 | 0 | 0 | 0 | 0 | 0 | 0 | 0 | 0 | 0 | 0 | 0
Industrial_Food Processing_Existing_Process_Natural Gas_Other Process_Vintage_Baseline Forecast | Industrial | Food Processing | Existing | Process | Natural Gas | Other Process | Vintage |  | Baseline Forecast | 0 | 0 | 0 | 0 | 0 | 0 | 0 | 0 | 0 | 0 | 0 | 0 | 0 | 0 | 0 | 0 | 0 | 0 | 0 | 0 | 0 | 0 | 0 | 0 | 0 | 0 | 0 | 0 | 0 | 0 | 0 | 0 | 0
Industrial_Food Processing_Existing_Miscellaneous_Natural Gas_Miscellaneous_E1_Baseline Forecast | Industrial | Food Processing | Existing | Miscellaneous | Natural Gas | Miscellaneous | E1 |  | Baseline Forecast | 0 | 0 | 0 | 0 | 0 | 0 | 0 | 0 | 0 | 0 | 0 | 0 | 0 | 0 | 0 | 0 | 0 | 0 | 0 | 0 | 0 | 0 | 0 | 0 | 0 | 0 | 0 | 0 | 0 | 0 | 0 | 0 | 0
Industrial_Food Processing_Existing_Miscellaneous_Natural Gas_Miscellaneous_E2_Baseline Forecast | Industrial | Food Processing | Existing | Miscellaneous | Natural Gas | Miscellaneous | E2 |  | Baseline Forecast | 0 | 0 | 0 | 0 | 0 | 0 | 0 | 0 | 0 | 0 | 0 | 0 | 0 | 0 | 0 | 0 | 0 | 0 | 0 | 0 | 0 | 0 | 0 | 0 | 0 | 0 | 0 | 0 | 0 | 0 | 0 | 0 | 0
Industrial_Food Processing_Existing_Miscellaneous_Natural Gas_Miscellaneous_E3_Baseline Forecast | Industrial | Food Processing | Existing | Miscellaneous | Natural Gas | Miscellaneous | E3 |  | Baseline Forecast | 0 | 0 | 0 | 0 | 0 | 0 | 0 | 0 | 0 | 0 | 0 | 0 | 0 | 0 | 0 | 0 | 0 | 0 | 0 | 0 | 0 | 0 | 0 | 0 | 0 | 0 | 0 | 0 | 0 | 0 | 0 | 0 | 0
Industrial_Food Processing_Existing_Miscellaneous_Natural Gas_Miscellaneous_E4_Baseline Forecast | Industrial | Food Processing | Existing | Miscellaneous | Natural Gas | Miscellaneous | E4 |  | Baseline Forecast | 0 | 0 | 0 | 0 | 0 | 0 | 0 | 0 | 0 | 0 | 0 | 0 | 0 | 0 | 0 | 0 | 0 | 0 | 0 | 0 | 0 | 0 | 0 | 0 | 0 | 0 | 0 | 0 | 0 | 0 | 0 | 0 | 0
Industrial_Food Processing_Existing_Miscellaneous_Natural Gas_Miscellaneous_E5_Baseline Forecast | Industrial | Food Processing | Existing | Miscellaneous | Natural Gas | Miscellaneous | E5 |  | Baseline Forecast | 0 | 0 | 0 | 0 | 0 | 0 | 0 | 0 | 0 | 0 | 0 | 0 | 0 | 0 | 0 | 0 | 0 | 0 | 0 | 0 | 0 | 0 | 0 | 0 | 0 | 0 | 0 | 0 | 0 | 0 | 0 | 0 | 0
Industrial_Food Processing_Existing_Miscellaneous_Natural Gas_Miscellaneous_E6_Baseline Forecast | Industrial | Food Processing | Existing | Miscellaneous | Natural Gas | Miscellaneous | E6 |  | Baseline Forecast | 0 | 0 | 0 | 0 | 0 | 0 | 0 | 0 | 0 | 0 | 0 | 0 | 0 | 0 | 0 | 0 | 0 | 0 | 0 | 0 | 0 | 0 | 0 | 0 | 0 | 0 | 0 | 0 | 0 | 0 | 0 | 0 | 0
Industrial_Food Processing_Existing_Miscellaneous_Natural Gas_Miscellaneous_E7_Baseline Forecast | Industrial | Food Processing | Existing | Miscellaneous | Natural Gas | Miscellaneous | E7 |  | Baseline Forecast | 0 | 0 | 0 | 0 | 0 | 0 | 0 | 0 | 0 | 0 | 0 | 0 | 0 | 0 | 0 | 0 | 0 | 0 | 0 | 0 | 0 | 0 | 0 | 0 | 0 | 0 | 0 | 0 | 0 | 0 | 0 | 0 | 0
Industrial_Food Processing_Existing_Miscellaneous_Natural Gas_Miscellaneous_E8_Baseline Forecast | Industrial | Food Processing | Existing | Miscellaneous | Natural Gas | Miscellaneous | E8 |  | Baseline Forecast | 0 | 0 | 0 | 0 | 0 | 0 | 0 | 0 | 0 | 0 | 0 | 0 | 0 | 0 | 0 | 0 | 0 | 0 | 0 | 0 | 0 | 0 | 0 | 0 | 0 | 0 | 0 | 0 | 0 | 0 | 0 | 0 | 0
Industrial_Food Processing_Existing_Miscellaneous_Natural Gas_Miscellaneous_E9_Baseline Forecast | Industrial | Food Processing | Existing | Miscellaneous | Natural Gas | Miscellaneous | E9 |  | Baseline Forecast | 0 | 0 | 0 | 0 | 0 | 0 | 0 | 0 | 0 | 0 | 0 | 0 | 0 | 0 | 0 | 0 | 0 | 0 | 0 | 0 | 0 | 0 | 0 | 0 | 0 | 0 | 0 | 0 | 0 | 0 | 0 | 0 | 0
Industrial_Food Processing_Existing_Miscellaneous_Natural Gas_Miscellaneous_E10_Baseline Forecast | Industrial | Food Processing | Existing | Miscellaneous | Natural Gas | Miscellaneous | E10 |  | Baseline Forecast | 0 | 0 | 0 | 0 | 0 | 0 | 0 | 0 | 0 | 0 | 0 | 0 | 0 | 0 | 0 | 0 | 0 | 0 | 0 | 0 | 0 | 0 | 0 | 0 | 0 | 0 | 0 | 0 | 0 | 0 | 0 | 0 | 0
Industrial_Food Processing_Existing_Miscellaneous_Natural Gas_Miscellaneous_Vintage_Baseline Forecast | Industrial | Food Processing | Existing | Miscellaneous | Natural Gas | Miscellaneous | Vintage |  | Baseline Forecast | 0 | 0 | 0 | 0 | 0 | 0 | 0 | 0 | 0 | 0 | 0 | 0 | 0 | 0 | 0 | 0 | 0 | 0 | 0 | 0 | 0 | 0 | 0 | 0 | 0 | 0 | 0 | 0 | 0 | 0 | 0 | 0 | 0
Industrial_Food Processing_New_Space Heating_Natural Gas_Furnace_E1_Baseline Forecast | Industrial | Food Processing | New | Space Heating | Natural Gas | Furnace | E1 |  | Baseline Forecast | 0 | 0 | 0 | 0 | 0 | 0 | 0 | 0 | 0 | 0 | 0 | 0 | 0 | 0 | 0 | 0 | 0 | 0 | 0 | 0 | 0 | 0 | 0 | 0 | 0 | 0 | 0 | 0 | 0 | 0 | 0 | 0 | 0
Industrial_Food Processing_New_Space Heating_Natural Gas_Furnace_E2_Baseline Forecast | Industrial | Food Processing | New | Space Heating | Natural Gas | Furnace | E2 |  | Baseline Forecast | 0 | 0 | 0 | 0 | 0 | 0 | 0 | 0 | 0 | 0 | 0 | 0 | 0 | 0 | 0 | 0 | 0 | 0 | 0 | 0 | 0 | 0 | 0 | 0 | 0 | 0 | 0 | 0 | 0 | 0 | 0 | 0 | 0
Industrial_Food Processing_New_Space Heating_Natural Gas_Furnace_E3_Baseline Forecast | Industrial | Food Processing | New | Space Heating | Natural Gas | Furnace | E3 |  | Baseline Forecast | 0 | 0 | 0 | 0 | 0 | 0 | 0 | 0 | 0 | 0 | 0 | 0 | 0 | 0 | 0 | 0 | 0 | 0 | 0 | 0 | 0 | 0 | 0 | 0 | 0 | 0 | 0 | 0 | 0 | 0 | 0 | 0 | 0
Industrial_Food Processing_New_Space Heating_Natural Gas_Furnace_E4_Baseline Forecast | Industrial | Food Processing | New | Space Heating | Natural Gas | Furnace | E4 |  | Baseline Forecast | 0 | 0 | 0 | 0 | 0 | 0 | 0 | 0 | 0 | 0 | 0 | 0 | 0 | 0 | 0 | 0 | 0 | 0 | 0 | 0 | 0 | 0 | 0 | 0 | 0 | 0 | 0 | 0 | 0 | 0 | 0 | 0 | 0
Industrial_Food Processing_New_Space Heating_Natural Gas_Furnace_E5_Baseline Forecast | Industrial | Food Processing | New | Space Heating | Natural Gas | Furnace | E5 |  | Baseline Forecast | 0 | 0 | 0 | 0 | 0 | 0 | 0 | 0 | 0 | 0 | 0 | 0 | 0 | 0 | 0 | 0 | 0 | 0 | 0 | 0 | 0 | 0 | 0 | 0 | 0 | 0 | 0 | 0 | 0 | 0 | 0 | 0 | 0
Industrial_Food Processing_New_Space Heating_Natural Gas_Furnace_E6_Baseline Forecast | Industrial | Food Processing | New | Space Heating | Natural Gas | Furnace | E6 |  | Baseline Forecast | 0 | 0 | 0 | 0 | 0 | 0 | 0 | 0 | 0 | 0 | 0 | 0 | 0 | 0 | 0 | 0 | 0 | 0 | 0 | 0 | 0 | 0 | 0 | 0 | 0 | 0 | 0 | 0 | 0 | 0 | 0 | 0 | 0
Industrial_Food Processing_New_Space Heating_Natural Gas_Furnace_E7_Baseline Forecast | Industrial | Food Processing | New | Space Heating | Natural Gas | Furnace | E7 |  | Baseline Forecast | 0 | 0 | 0 | 0 | 0 | 0 | 0 | 0 | 0 | 0 | 0 | 0 | 0 | 0 | 0 | 0 | 0 | 0 | 0 | 0 | 0 | 0 | 0 | 0 | 0 | 0 | 0 | 0 | 0 | 0 | 0 | 0 | 0
Industrial_Food Processing_New_Space Heating_Natural Gas_Furnace_E8_Baseline Forecast | Industrial | Food Processing | New | Space Heating | Natural Gas | Furnace | E8 |  | Baseline Forecast | 0 | 0 | 0 | 0 | 0 | 0 | 0 | 0 | 0 | 0 | 0 | 0 | 0 | 0 | 0 | 0 | 0 | 0 | 0 | 0 | 0 | 0 | 0 | 0 | 0 | 0 | 0 | 0 | 0 | 0 | 0 | 0 | 0
Industrial_Food Processing_New_Space Heating_Natural Gas_Furnace_E9_Baseline Forecast | Industrial | Food Processing | New | Space Heating | Natural Gas | Furnace | E9 |  | Baseline Forecast | 0 | 0 | 0 | 0 | 0 | 0 | 0 | 0 | 0 | 0 | 0 | 0 | 0 | 0 | 0 | 0 | 0 | 0 | 0 | 0 | 0 | 0 | 0 | 0 | 0 | 0 | 0 | 0 | 0 | 0 | 0 | 0 | 0
Industrial_Food Processing_New_Space Heating_Natural Gas_Furnace_E10_Baseline Forecast | Industrial | Food Processing | New | Space Heating | Natural Gas | Furnace | E10 |  | Baseline Forecast | 0 | 0 | 0 | 0 | 0 | 0 | 0 | 0 | 0 | 0 | 0 | 0 | 0 | 0 | 0 | 0 | 0 | 0 | 0 | 0 | 0 | 0 | 0 | 0 | 0 | 0 | 0 | 0 | 0 | 0 | 0 | 0 | 0
Industrial_Food Processing_New_Space Heating_Natural Gas_Furnace_Vintage_Baseline Forecast | Industrial | Food Processing | New | Space Heating | Natural Gas | Furnace | Vintage |  | Baseline Forecast | 0 | 0 | 0 | 0 | 0 | 0 | 0 | 0 | 0 | 0 | 0 | 0 | 0 | 0 | 0 | 0 | 0 | 0 | 0 | 0 | 0 | 0 | 0 | 0 | 0 | 0 | 0 | 0 | 0 | 0 | 0 | 0 | 0
Industrial_Food Processing_New_Space Heating_Natural Gas_Boiler_E1_Baseline Forecast | Industrial | Food Processing | New | Space Heating | Natural Gas | Boiler | E1 |  | Baseline Forecast | 0 | 0 | 0 | 0 | 0 | 0 | 0 | 0 | 0 | 0 | 0 | 0 | 0 | 0 | 0 | 0 | 0 | 0 | 0 | 0 | 0 | 0 | 0 | 0 | 0 | 0 | 0 | 0 | 0 | 0 | 0 | 0 | 0
Industrial_Food Processing_New_Space Heating_Natural Gas_Boiler_E2_Baseline Forecast | Industrial | Food Processing | New | Space Heating | Natural Gas | Boiler | E2 |  | Baseline Forecast | 0 | 0 | 0 | 0 | 0 | 0 | 0 | 0 | 0 | 0 | 0 | 0 | 0 | 0 | 0 | 0 | 0 | 0 | 0 | 0 | 0 | 0 | 0 | 0 | 0 | 0 | 0 | 0 | 0 | 0 | 0 | 0 | 0
Industrial_Food Processing_New_Space Heating_Natural Gas_Boiler_E3_Baseline Forecast | Industrial | Food Processing | New | Space Heating | Natural Gas | Boiler | E3 |  | Baseline Forecast | 0 | 0 | 0 | 0 | 0 | 0 | 0 | 0 | 0 | 0 | 0 | 0 | 0 | 0 | 0 | 0 | 0 | 0 | 0 | 0 | 0 | 0 | 0 | 0 | 0 | 0 | 0 | 0 | 0 | 0 | 0 | 0 | 0
Industrial_Food Processing_New_Space Heating_Natural Gas_Boiler_E4_Baseline Forecast | Industrial | Food Processing | New | Space Heating | Natural Gas | Boiler | E4 |  | Baseline Forecast | 0 | 0 | 0 | 0 | 0 | 0 | 0 | 0 | 0 | 0 | 0 | 0 | 0 | 0 | 0 | 0 | 0 | 0 | 0 | 0 | 0 | 0 | 0 | 0 | 0 | 0 | 0 | 0 | 0 | 0 | 0 | 0 | 0
Industrial_Food Processing_New_Space Heating_Natural Gas_Boiler_E5_Baseline Forecast | Industrial | Food Processing | New | Space Heating | Natural Gas | Boiler | E5 |  | Baseline Forecast | 0 | 0 | 0 | 0 | 0 | 0 | 0 | 0 | 0 | 0 | 0 | 0 | 0 | 0 | 0 | 0 | 0 | 0 | 0 | 0 | 0 | 0 | 0 | 0 | 0 | 0 | 0 | 0 | 0 | 0 | 0 | 0 | 0
Industrial_Food Processing_New_Space Heating_Natural Gas_Boiler_E6_Baseline Forecast | Industrial | Food Processing | New | Space Heating | Natural Gas | Boiler | E6 |  | Baseline Forecast | 0 | 0 | 0 | 0 | 0 | 0 | 0 | 0 | 0 | 0 | 0 | 0 | 0 | 0 | 0 | 0 | 0 | 0 | 0 | 0 | 0 | 0 | 0 | 0 | 0 | 0 | 0 | 0 | 0 | 0 | 0 | 0 | 0
Industrial_Food Processing_New_Space Heating_Natural Gas_Boiler_E7_Baseline Forecast | Industrial | Food Processing | New | Space Heating | Natural Gas | Boiler | E7 |  | Baseline Forecast | 0 | 0 | 0 | 0 | 0 | 0 | 0 | 0 | 0 | 0 | 0 | 0 | 0 | 0 | 0 | 0 | 0 | 0 | 0 | 0 | 0 | 0 | 0 | 0 | 0 | 0 | 0 | 0 | 0 | 0 | 0 | 0 | 0
Industrial_Food Processing_New_Space Heating_Natural Gas_Boiler_E8_Baseline Forecast | Industrial | Food Processing | New | Space Heating | Natural Gas | Boiler | E8 |  | Baseline Forecast | 0 | 0 | 0 | 0 | 0 | 0 | 0 | 0 | 0 | 0 | 0 | 0 | 0 | 0 | 0 | 0 | 0 | 0 | 0 | 0 | 0 | 0 | 0 | 0 | 0 | 0 | 0 | 0 | 0 | 0 | 0 | 0 | 0
Industrial_Food Processing_New_Space Heating_Natural Gas_Boiler_E9_Baseline Forecast | Industrial | Food Processing | New | Space Heating | Natural Gas | Boiler | E9 |  | Baseline Forecast | 0 | 0 | 0 | 0 | 0 | 0 | 0 | 0 | 0 | 0 | 0 | 0 | 0 | 0 | 0 | 0 | 0 | 0 | 0 | 0 | 0 | 0 | 0 | 0 | 0 | 0 | 0 | 0 | 0 | 0 | 0 | 0 | 0
Industrial_Food Processing_New_Space Heating_Natural Gas_Boiler_E10_Baseline Forecast | Industrial | Food Processing | New | Space Heating | Natural Gas | Boiler | E10 |  | Baseline Forecast | 0 | 0 | 0 | 0 | 0 | 0 | 0 | 0 | 0 | 0 | 0 | 0 | 0 | 0 | 0 | 0 | 0 | 0 | 0 | 0 | 0 | 0 | 0 | 0 | 0 | 0 | 0 | 0 | 0 | 0 | 0 | 0 | 0
Industrial_Food Processing_New_Space Heating_Natural Gas_Boiler_Vintage_Baseline Forecast | Industrial | Food Processing | New | Space Heating | Natural Gas | Boiler | Vintage |  | Baseline Forecast | 0 | 0 | 0 | 0 | 0 | 0 | 0 | 0 | 0 | 0 | 0 | 0 | 0 | 0 | 0 | 0 | 0 | 0 | 0 | 0 | 0 | 0 | 0 | 0 | 0 | 0 | 0 | 0 | 0 | 0 | 0 | 0 | 0
Industrial_Food Processing_New_Space Heating_Natural Gas_Unit Heater_E1_Baseline Forecast | Industrial | Food Processing | New | Space Heating | Natural Gas | Unit Heater | E1 |  | Baseline Forecast | 0 | 0 | 0 | 0 | 0 | 0 | 0 | 0 | 0 | 0 | 0 | 0 | 0 | 0 | 0 | 0 | 0 | 0 | 0 | 0 | 0 | 0 | 0 | 0 | 0 | 0 | 0 | 0 | 0 | 0 | 0 | 0 | 0
Industrial_Food Processing_New_Space Heating_Natural Gas_Unit Heater_E2_Baseline Forecast | Industrial | Food Processing | New | Space Heating | Natural Gas | Unit Heater | E2 |  | Baseline Forecast | 0 | 0 | 0 | 0 | 0 | 0 | 0 | 0 | 0 | 0 | 0 | 0 | 0 | 0 | 0 | 0 | 0 | 0 | 0 | 0 | 0 | 0 | 0 | 0 | 0 | 0 | 0 | 0 | 0 | 0 | 0 | 0 | 0
Industrial_Food Processing_New_Space Heating_Natural Gas_Unit Heater_E3_Baseline Forecast | Industrial | Food Processing | New | Space Heating | Natural Gas | Unit Heater | E3 |  | Baseline Forecast | 0 | 0 | 0 | 0 | 0 | 0 | 0 | 0 | 0 | 0 | 0 | 0 | 0 | 0 | 0 | 0 | 0 | 0 | 0 | 0 | 0 | 0 | 0 | 0 | 0 | 0 | 0 | 0 | 0 | 0 | 0 | 0 | 0
Industrial_Food Processing_New_Space Heating_Natural Gas_Unit Heater_E4_Baseline Forecast | Industrial | Food Processing | New | Space Heating | Natural Gas | Unit Heater | E4 |  | Baseline Forecast | 0 | 0 | 0 | 0 | 0 | 0 | 0 | 0 | 0 | 0 | 0 | 0 | 0 | 0 | 0 | 0 | 0 | 0 | 0 | 0 | 0 | 0 | 0 | 0 | 0 | 0 | 0 | 0 | 0 | 0 | 0 | 0 | 0
Industrial_Food Processing_New_Space Heating_Natural Gas_Unit Heater_E5_Baseline Forecast | Industrial | Food Processing | New | Space Heating | Natural Gas | Unit Heater | E5 |  | Baseline Forecast | 0 | 0 | 0 | 0 | 0 | 0 | 0 | 0 | 0 | 0 | 0 | 0 | 0 | 0 | 0 | 0 | 0 | 0 | 0 | 0 | 0 | 0 | 0 | 0 | 0 | 0 | 0 | 0 | 0 | 0 | 0 | 0 | 0
Industrial_Food Processing_New_Space Heating_Natural Gas_Unit Heater_E6_Baseline Forecast | Industrial | Food Processing | New | Space Heating | Natural Gas | Unit Heater | E6 |  | Baseline Forecast | 0 | 0 | 0 | 0 | 0 | 0 | 0 | 0 | 0 | 0 | 0 | 0 | 0 | 0 | 0 | 0 | 0 | 0 | 0 | 0 | 0 | 0 | 0 | 0 | 0 | 0 | 0 | 0 | 0 | 0 | 0 | 0 | 0
Industrial_Food Processing_New_Space Heating_Natural Gas_Unit Heater_E7_Baseline Forecast | Industrial | Food Processing | New | Space Heating | Natural Gas | Unit Heater | E7 |  | Baseline Forecast | 0 | 0 | 0 | 0 | 0 | 0 | 0 | 0 | 0 | 0 | 0 | 0 | 0 | 0 | 0 | 0 | 0 | 0 | 0 | 0 | 0 | 0 | 0 | 0 | 0 | 0 | 0 | 0 | 0 | 0 | 0 | 0 | 0
Industrial_Food Processing_New_Space Heating_Natural Gas_Unit Heater_E8_Baseline Forecast | Industrial | Food Processing | New | Space Heating | Natural Gas | Unit Heater | E8 |  | Baseline Forecast | 0 | 0 | 0 | 0 | 0 | 0 | 0 | 0 | 0 | 0 | 0 | 0 | 0 | 0 | 0 | 0 | 0 | 0 | 0 | 0 | 0 | 0 | 0 | 0 | 0 | 0 | 0 | 0 | 0 | 0 | 0 | 0 | 0
Industrial_Food Processing_New_Space Heating_Natural Gas_Unit Heater_E9_Baseline Forecast | Industrial | Food Processing | New | Space Heating | Natural Gas | Unit Heater | E9 |  | Baseline Forecast | 0 | 0 | 0 | 0 | 0 | 0 | 0 | 0 | 0 | 0 | 0 | 0 | 0 | 0 | 0 | 0 | 0 | 0 | 0 | 0 | 0 | 0 | 0 | 0 | 0 | 0 | 0 | 0 | 0 | 0 | 0 | 0 | 0
Industrial_Food Processing_New_Space Heating_Natural Gas_Unit Heater_E10_Baseline Forecast | Industrial | Food Processing | New | Space Heating | Natural Gas | Unit Heater | E10 |  | Baseline Forecast | 0 | 0 | 0 | 0 | 0 | 0 | 0 | 0 | 0 | 0 | 0 | 0 | 0 | 0 | 0 | 0 | 0 | 0 | 0 | 0 | 0 | 0 | 0 | 0 | 0 | 0 | 0 | 0 | 0 | 0 | 0 | 0 | 0
Industrial_Food Processing_New_Space Heating_Natural Gas_Unit Heater_Vintage_Baseline Forecast | Industrial | Food Processing | New | Space Heating | Natural Gas | Unit Heater | Vintage |  | Baseline Forecast | 0 | 0 | 0 | 0 | 0 | 0 | 0 | 0 | 0 | 0 | 0 | 0 | 0 | 0 | 0 | 0 | 0 | 0 | 0 | 0 | 0 | 0 | 0 | 0 | 0 | 0 | 0 | 0 | 0 | 0 | 0 | 0 | 0
Industrial_Food Processing_New_Process_Natural Gas_Process Heating_E1_Baseline Forecast | Industrial | Food Processing | New | Process | Natural Gas | Process Heating | E1 |  | Baseline Forecast | 0 | 0 | 0 | 0 | 0 | 0 | 0 | 0 | 0 | 0 | 0 | 0 | 0 | 0 | 0 | 0 | 0 | 0 | 0 | 0 | 0 | 0 | 0 | 0 | 0 | 0 | 0 | 0 | 0 | 0 | 0 | 0 | 0
Industrial_Food Processing_New_Process_Natural Gas_Process Heating_E2_Baseline Forecast | Industrial | Food Processing | New | Process | Natural Gas | Process Heating | E2 |  | Baseline Forecast | 0 | 0 | 0 | 0 | 0 | 0 | 0 | 0 | 0 | 0 | 0 | 0 | 0 | 0 | 0 | 0 | 0 | 0 | 0 | 0 | 0 | 0 | 0 | 0 | 0 | 0 | 0 | 0 | 0 | 0 | 0 | 0 | 0
Industrial_Food Processing_New_Process_Natural Gas_Process Heating_E3_Baseline Forecast | Industrial | Food Processing | New | Process | Natural Gas | Process Heating | E3 |  | Baseline Forecast | 0 | 0 | 0 | 0 | 0 | 0 | 0 | 0 | 0 | 0 | 0 | 0 | 0 | 0 | 0 | 0 | 0 | 0 | 0 | 0 | 0 | 0 | 0 | 0 | 0 | 0 | 0 | 0 | 0 | 0 | 0 | 0 | 0
Industrial_Food Processing_New_Process_Natural Gas_Process Heating_E4_Baseline Forecast | Industrial | Food Processing | New | Process | Natural Gas | Process Heating | E4 |  | Baseline Forecast | 0 | 0 | 0 | 0 | 0 | 0 | 0 | 0 | 0 | 0 | 0 | 0 | 0 | 0 | 0 | 0 | 0 | 0 | 0 | 0 | 0 | 0 | 0 | 0 | 0 | 0 | 0 | 0 | 0 | 0 | 0 | 0 | 0
Industrial_Food Processing_New_Process_Natural Gas_Process Heating_E5_Baseline Forecast | Industrial | Food Processing | New | Process | Natural Gas | Process Heating | E5 |  | Baseline Forecast | 0 | 0 | 0 | 0 | 0 | 0 | 0 | 0 | 0 | 0 | 0 | 0 | 0 | 0 | 0 | 0 | 0 | 0 | 0 | 0 | 0 | 0 | 0 | 0 | 0 | 0 | 0 | 0 | 0 | 0 | 0 | 0 | 0
Industrial_Food Processing_New_Process_Natural Gas_Process Heating_E6_Baseline Forecast | Industrial | Food Processing | New | Process | Natural Gas | Process Heating | E6 |  | Baseline Forecast | 0 | 0 | 0 | 0 | 0 | 0 | 0 | 0 | 0 | 0 | 0 | 0 | 0 | 0 | 0 | 0 | 0 | 0 | 0 | 0 | 0 | 0 | 0 | 0 | 0 | 0 | 0 | 0 | 0 | 0 | 0 | 0 | 0
Industrial_Food Processing_New_Process_Natural Gas_Process Heating_E7_Baseline Forecast | Industrial | Food Processing | New | Process | Natural Gas | Process Heating | E7 |  | Baseline Forecast | 0 | 0 | 0 | 0 | 0 | 0 | 0 | 0 | 0 | 0 | 0 | 0 | 0 | 0 | 0 | 0 | 0 | 0 | 0 | 0 | 0 | 0 | 0 | 0 | 0 | 0 | 0 | 0 | 0 | 0 | 0 | 0 | 0
Industrial_Food Processing_New_Process_Natural Gas_Process Heating_E8_Baseline Forecast | Industrial | Food Processing | New | Process | Natural Gas | Process Heating | E8 |  | Baseline Forecast | 0 | 0 | 0 | 0 | 0 | 0 | 0 | 0 | 0 | 0 | 0 | 0 | 0 | 0 | 0 | 0 | 0 | 0 | 0 | 0 | 0 | 0 | 0 | 0 | 0 | 0 | 0 | 0 | 0 | 0 | 0 | 0 | 0
Industrial_Food Processing_New_Process_Natural Gas_Process Heating_E9_Baseline Forecast | Industrial | Food Processing | New | Process | Natural Gas | Process Heating | E9 |  | Baseline Forecast | 0 | 0 | 0 | 0 | 0 | 0 | 0 | 0 | 0 | 0 | 0 | 0 | 0 | 0 | 0 | 0 | 0 | 0 | 0 | 0 | 0 | 0 | 0 | 0 | 0 | 0 | 0 | 0 | 0 | 0 | 0 | 0 | 0
Industrial_Food Processing_New_Process_Natural Gas_Process Heating_E10_Baseline Forecast | Industrial | Food Processing | New | Process | Natural Gas | Process Heating | E10 |  | Baseline Forecast | 0 | 0 | 0 | 0 | 0 | 0 | 0 | 0 | 0 | 0 | 0 | 0 | 0 | 0 | 0 | 0 | 0 | 0 | 0 | 0 | 0 | 0 | 0 | 0 | 0 | 0 | 0 | 0 | 0 | 0 | 0 | 0 | 0
Industrial_Food Processing_New_Process_Natural Gas_Process Heating_Vintage_Baseline Forecast | Industrial | Food Processing | New | Process | Natural Gas | Process Heating | Vintage |  | Baseline Forecast | 0 | 0 | 0 | 0 | 0 | 0 | 0 | 0 | 0 | 0 | 0 | 0 | 0 | 0 | 0 | 0 | 0 | 0 | 0 | 0 | 0 | 0 | 0 | 0 | 0 | 0 | 0 | 0 | 0 | 0 | 0 | 0 | 0
Industrial_Food Processing_New_Process_Natural Gas_Process Boiler_E1_Baseline Forecast | Industrial | Food Processing | New | Process | Natural Gas | Process Boiler | E1 |  | Baseline Forecast | 0 | 0 | 0 | 0 | 0 | 0 | 0 | 0 | 0 | 0 | 0 | 0 | 0 | 0 | 0 | 0 | 0 | 0 | 0 | 0 | 0 | 0 | 0 | 0 | 0 | 0 | 0 | 0 | 0 | 0 | 0 | 0 | 0
Industrial_Food Processing_New_Process_Natural Gas_Process Boiler_E2_Baseline Forecast | Industrial | Food Processing | New | Process | Natural Gas | Process Boiler | E2 |  | Baseline Forecast | 0 | 0 | 0 | 0 | 0 | 0 | 0 | 0 | 0 | 0 | 0 | 0 | 0 | 0 | 0 | 0 | 0 | 0 | 0 | 0 | 0 | 0 | 0 | 0 | 0 | 0 | 0 | 0 | 0 | 0 | 0 | 0 | 0
Industrial_Food Processing_New_Process_Natural Gas_Process Boiler_E3_Baseline Forecast | Industrial | Food Processing | New | Process | Natural Gas | Process Boiler | E3 |  | Baseline Forecast | 0 | 0 | 0 | 0 | 0 | 0 | 0 | 0 | 0 | 0 | 0 | 0 | 0 | 0 | 0 | 0 | 0 | 0 | 0 | 0 | 0 | 0 | 0 | 0 | 0 | 0 | 0 | 0 | 0 | 0 | 0 | 0 | 0
Industrial_Food Processing_New_Process_Natural Gas_Process Boiler_E4_Baseline Forecast | Industrial | Food Processing | New | Process | Natural Gas | Process Boiler | E4 |  | Baseline Forecast | 0 | 0 | 0 | 0 | 0 | 0 | 0 | 0 | 0 | 0 | 0 | 0 | 0 | 0 | 0 | 0 | 0 | 0 | 0 | 0 | 0 | 0 | 0 | 0 | 0 | 0 | 0 | 0 | 0 | 0 | 0 | 0 | 0
Industrial_Food Processing_New_Process_Natural Gas_Process Boiler_E5_Baseline Forecast | Industrial | Food Processing | New | Process | Natural Gas | Process Boiler | E5 |  | Baseline Forecast | 0 | 0 | 0 | 0 | 0 | 0 | 0 | 0 | 0 | 0 | 0 | 0 | 0 | 0 | 0 | 0 | 0 | 0 | 0 | 0 | 0 | 0 | 0 | 0 | 0 | 0 | 0 | 0 | 0 | 0 | 0 | 0 | 0
Industrial_Food Processing_New_Process_Natural Gas_Process Boiler_E6_Baseline Forecast | Industrial | Food Processing | New | Process | Natural Gas | Process Boiler | E6 |  | Baseline Forecast | 0 | 0 | 0 | 0 | 0 | 0 | 0 | 0 | 0 | 0 | 0 | 0 | 0 | 0 | 0 | 0 | 0 | 0 | 0 | 0 | 0 | 0 | 0 | 0 | 0 | 0 | 0 | 0 | 0 | 0 | 0 | 0 | 0
Industrial_Food Processing_New_Process_Natural Gas_Process Boiler_E7_Baseline Forecast | Industrial | Food Processing | New | Process | Natural Gas | Process Boiler | E7 |  | Baseline Forecast | 0 | 0 | 0 | 0 | 0 | 0 | 0 | 0 | 0 | 0 | 0 | 0 | 0 | 0 | 0 | 0 | 0 | 0 | 0 | 0 | 0 | 0 | 0 | 0 | 0 | 0 | 0 | 0 | 0 | 0 | 0 | 0 | 0
Industrial_Food Processing_New_Process_Natural Gas_Process Boiler_E8_Baseline Forecast | Industrial | Food Processing | New | Process | Natural Gas | Process Boiler | E8 |  | Baseline Forecast | 0 | 0 | 0 | 0 | 0 | 0 | 0 | 0 | 0 | 0 | 0 | 0 | 0 | 0 | 0 | 0 | 0 | 0 | 0 | 0 | 0 | 0 | 0 | 0 | 0 | 0 | 0 | 0 | 0 | 0 | 0 | 0 | 0
Industrial_Food Processing_New_Process_Natural Gas_Process Boiler_E9_Baseline Forecast | Industrial | Food Processing | New | Process | Natural Gas | Process Boiler | E9 |  | Baseline Forecast | 0 | 0 | 0 | 0 | 0 | 0 | 0 | 0 | 0 | 0 | 0 | 0 | 0 | 0 | 0 | 0 | 0 | 0 | 0 | 0 | 0 | 0 | 0 | 0 | 0 | 0 | 0 | 0 | 0 | 0 | 0 | 0 | 0
Industrial_Food Processing_New_Process_Natural Gas_Process Boiler_E10_Baseline Forecast | Industrial | Food Processing | New | Process | Natural Gas | Process Boiler | E10 |  | Baseline Forecast | 0 | 0 | 0 | 0 | 0 | 0 | 0 | 0 | 0 | 0 | 0 | 0 | 0 | 0 | 0 | 0 | 0 | 0 | 0 | 0 | 0 | 0 | 0 | 0 | 0 | 0 | 0 | 0 | 0 | 0 | 0 | 0 | 0
Industrial_Food Processing_New_Process_Natural Gas_Process Boiler_Vintage_Baseline Forecast | Industrial | Food Processing | New | Process | Natural Gas | Process Boiler | Vintage |  | Baseline Forecast | 0 | 0 | 0 | 0 | 0 | 0 | 0 | 0 | 0 | 0 | 0 | 0 | 0 | 0 | 0 | 0 | 0 | 0 | 0 | 0 | 0 | 0 | 0 | 0 | 0 | 0 | 0 | 0 | 0 | 0 | 0 | 0 | 0
Industrial_Food Processing_New_Process_Natural Gas_Process Cooling_E1_Baseline Forecast | Industrial | Food Processing | New | Process | Natural Gas | Process Cooling | E1 |  | Baseline Forecast | 0 | 0 | 0 | 0 | 0 | 0 | 0 | 0 | 0 | 0 | 0 | 0 | 0 | 0 | 0 | 0 | 0 | 0 | 0 | 0 | 0 | 0 | 0 | 0 | 0 | 0 | 0 | 0 | 0 | 0 | 0 | 0 | 0
Industrial_Food Processing_New_Process_Natural Gas_Process Cooling_E2_Baseline Forecast | Industrial | Food Processing | New | Process | Natural Gas | Process Cooling | E2 |  | Baseline Forecast | 0 | 0 | 0 | 0 | 0 | 0 | 0 | 0 | 0 | 0 | 0 | 0 | 0 | 0 | 0 | 0 | 0 | 0 | 0 | 0 | 0 | 0 | 0 | 0 | 0 | 0 | 0 | 0 | 0 | 0 | 0 | 0 | 0
Industrial_Food Processing_New_Process_Natural Gas_Process Cooling_E3_Baseline Forecast | Industrial | Food Processing | New | Process | Natural Gas | Process Cooling | E3 |  | Baseline Forecast | 0 | 0 | 0 | 0 | 0 | 0 | 0 | 0 | 0 | 0 | 0 | 0 | 0 | 0 | 0 | 0 | 0 | 0 | 0 | 0 | 0 | 0 | 0 | 0 | 0 | 0 | 0 | 0 | 0 | 0 | 0 | 0 | 0
Industrial_Food Processing_New_Process_Natural Gas_Process Cooling_E4_Baseline Forecast | Industrial | Food Processing | New | Process | Natural Gas | Process Cooling | E4 |  | Baseline Forecast | 0 | 0 | 0 | 0 | 0 | 0 | 0 | 0 | 0 | 0 | 0 | 0 | 0 | 0 | 0 | 0 | 0 | 0 | 0 | 0 | 0 | 0 | 0 | 0 | 0 | 0 | 0 | 0 | 0 | 0 | 0 | 0 | 0
Industrial_Food Processing_New_Process_Natural Gas_Process Cooling_E5_Baseline Forecast | Industrial | Food Processing | New | Process | Natural Gas | Process Cooling | E5 |  | Baseline Forecast | 0 | 0 | 0 | 0 | 0 | 0 | 0 | 0 | 0 | 0 | 0 | 0 | 0 | 0 | 0 | 0 | 0 | 0 | 0 | 0 | 0 | 0 | 0 | 0 | 0 | 0 | 0 | 0 | 0 | 0 | 0 | 0 | 0
Industrial_Food Processing_New_Process_Natural Gas_Process Cooling_E6_Baseline Forecast | Industrial | Food Processing | New | Process | Natural Gas | Process Cooling | E6 |  | Baseline Forecast | 0 | 0 | 0 | 0 | 0 | 0 | 0 | 0 | 0 | 0 | 0 | 0 | 0 | 0 | 0 | 0 | 0 | 0 | 0 | 0 | 0 | 0 | 0 | 0 | 0 | 0 | 0 | 0 | 0 | 0 | 0 | 0 | 0
Industrial_Food Processing_New_Process_Natural Gas_Process Cooling_E7_Baseline Forecast | Industrial | Food Processing | New | Process | Natural Gas | Process Cooling | E7 |  | Baseline Forecast | 0 | 0 | 0 | 0 | 0 | 0 | 0 | 0 | 0 | 0 | 0 | 0 | 0 | 0 | 0 | 0 | 0 | 0 | 0 | 0 | 0 | 0 | 0 | 0 | 0 | 0 | 0 | 0 | 0 | 0 | 0 | 0 | 0
Industrial_Food Processing_New_Process_Natural Gas_Process Cooling_E8_Baseline Forecast | Industrial | Food Processing | New | Process | Natural Gas | Process Cooling | E8 |  | Baseline Forecast | 0 | 0 | 0 | 0 | 0 | 0 | 0 | 0 | 0 | 0 | 0 | 0 | 0 | 0 | 0 | 0 | 0 | 0 | 0 | 0 | 0 | 0 | 0 | 0 | 0 | 0 | 0 | 0 | 0 | 0 | 0 | 0 | 0
Industrial_Food Processing_New_Process_Natural Gas_Process Cooling_E9_Baseline Forecast | Industrial | Food Processing | New | Process | Natural Gas | Process Cooling | E9 |  | Baseline Forecast | 0 | 0 | 0 | 0 | 0 | 0 | 0 | 0 | 0 | 0 | 0 | 0 | 0 | 0 | 0 | 0 | 0 | 0 | 0 | 0 | 0 | 0 | 0 | 0 | 0 | 0 | 0 | 0 | 0 | 0 | 0 | 0 | 0
Industrial_Food Processing_New_Process_Natural Gas_Process Cooling_E10_Baseline Forecast | Industrial | Food Processing | New | Process | Natural Gas | Process Cooling | E10 |  | Baseline Forecast | 0 | 0 | 0 | 0 | 0 | 0 | 0 | 0 | 0 | 0 | 0 | 0 | 0 | 0 | 0 | 0 | 0 | 0 | 0 | 0 | 0 | 0 | 0 | 0 | 0 | 0 | 0 | 0 | 0 | 0 | 0 | 0 | 0
Industrial_Food Processing_New_Process_Natural Gas_Process Cooling_Vintage_Baseline Forecast | Industrial | Food Processing | New | Process | Natural Gas | Process Cooling | Vintage |  | Baseline Forecast | 0 | 0 | 0 | 0 | 0 | 0 | 0 | 0 | 0 | 0 | 0 | 0 | 0 | 0 | 0 | 0 | 0 | 0 | 0 | 0 | 0 | 0 | 0 | 0 | 0 | 0 | 0 | 0 | 0 | 0 | 0 | 0 | 0
Industrial_Food Processing_New_Process_Natural Gas_Other Process_E1_Baseline Forecast | Industrial | Food Processing | New | Process | Natural Gas | Other Process | E1 |  | Baseline Forecast | 0 | 0 | 0 | 0 | 0 | 0 | 0 | 0 | 0 | 0 | 0 | 0 | 0 | 0 | 0 | 0 | 0 | 0 | 0 | 0 | 0 | 0 | 0 | 0 | 0 | 0 | 0 | 0 | 0 | 0 | 0 | 0 | 0
Industrial_Food Processing_New_Process_Natural Gas_Other Process_E2_Baseline Forecast | Industrial | Food Processing | New | Process | Natural Gas | Other Process | E2 |  | Baseline Forecast | 0 | 0 | 0 | 0 | 0 | 0 | 0 | 0 | 0 | 0 | 0 | 0 | 0 | 0 | 0 | 0 | 0 | 0 | 0 | 0 | 0 | 0 | 0 | 0 | 0 | 0 | 0 | 0 | 0 | 0 | 0 | 0 | 0
Industrial_Food Processing_New_Process_Natural Gas_Other Process_E3_Baseline Forecast | Industrial | Food Processing | New | Process | Natural Gas | Other Process | E3 |  | Baseline Forecast | 0 | 0 | 0 | 0 | 0 | 0 | 0 | 0 | 0 | 0 | 0 | 0 | 0 | 0 | 0 | 0 | 0 | 0 | 0 | 0 | 0 | 0 | 0 | 0 | 0 | 0 | 0 | 0 | 0 | 0 | 0 | 0 | 0
Industrial_Food Processing_New_Process_Natural Gas_Other Process_E4_Baseline Forecast | Industrial | Food Processing | New | Process | Natural Gas | Other Process | E4 |  | Baseline Forecast | 0 | 0 | 0 | 0 | 0 | 0 | 0 | 0 | 0 | 0 | 0 | 0 | 0 | 0 | 0 | 0 | 0 | 0 | 0 | 0 | 0 | 0 | 0 | 0 | 0 | 0 | 0 | 0 | 0 | 0 | 0 | 0 | 0
Industrial_Food Processing_New_Process_Natural Gas_Other Process_E5_Baseline Forecast | Industrial | Food Processing | New | Process | Natural Gas | Other Process | E5 |  | Baseline Forecast | 0 | 0 | 0 | 0 | 0 | 0 | 0 | 0 | 0 | 0 | 0 | 0 | 0 | 0 | 0 | 0 | 0 | 0 | 0 | 0 | 0 | 0 | 0 | 0 | 0 | 0 | 0 | 0 | 0 | 0 | 0 | 0 | 0
Industrial_Food Processing_New_Process_Natural Gas_Other Process_E6_Baseline Forecast | Industrial | Food Processing | New | Process | Natural Gas | Other Process | E6 |  | Baseline Forecast | 0 | 0 | 0 | 0 | 0 | 0 | 0 | 0 | 0 | 0 | 0 | 0 | 0 | 0 | 0 | 0 | 0 | 0 | 0 | 0 | 0 | 0 | 0 | 0 | 0 | 0 | 0 | 0 | 0 | 0 | 0 | 0 | 0
Industrial_Food Processing_New_Process_Natural Gas_Other Process_E7_Baseline Forecast | Industrial | Food Processing | New | Process | Natural Gas | Other Process | E7 |  | Baseline Forecast | 0 | 0 | 0 | 0 | 0 | 0 | 0 | 0 | 0 | 0 | 0 | 0 | 0 | 0 | 0 | 0 | 0 | 0 | 0 | 0 | 0 | 0 | 0 | 0 | 0 | 0 | 0 | 0 | 0 | 0 | 0 | 0 | 0
Industrial_Food Processing_New_Process_Natural Gas_Other Process_E8_Baseline Forecast | Industrial | Food Processing | New | Process | Natural Gas | Other Process | E8 |  | Baseline Forecast | 0 | 0 | 0 | 0 | 0 | 0 | 0 | 0 | 0 | 0 | 0 | 0 | 0 | 0 | 0 | 0 | 0 | 0 | 0 | 0 | 0 | 0 | 0 | 0 | 0 | 0 | 0 | 0 | 0 | 0 | 0 | 0 | 0
Industrial_Food Processing_New_Process_Natural Gas_Other Process_E9_Baseline Forecast | Industrial | Food Processing | New | Process | Natural Gas | Other Process | E9 |  | Baseline Forecast | 0 | 0 | 0 | 0 | 0 | 0 | 0 | 0 | 0 | 0 | 0 | 0 | 0 | 0 | 0 | 0 | 0 | 0 | 0 | 0 | 0 | 0 | 0 | 0 | 0 | 0 | 0 | 0 | 0 | 0 | 0 | 0 | 0
Industrial_Food Processing_New_Process_Natural Gas_Other Process_E10_Baseline Forecast | Industrial | Food Processing | New | Process | Natural Gas | Other Process | E10 |  | Baseline Forecast | 0 | 0 | 0 | 0 | 0 | 0 | 0 | 0 | 0 | 0 | 0 | 0 | 0 | 0 | 0 | 0 | 0 | 0 | 0 | 0 | 0 | 0 | 0 | 0 | 0 | 0 | 0 | 0 | 0 | 0 | 0 | 0 | 0
Industrial_Food Processing_New_Process_Natural Gas_Other Process_Vintage_Baseline Forecast | Industrial | Food Processing | New | Process | Natural Gas | Other Process | Vintage |  | Baseline Forecast | 0 | 0 | 0 | 0 | 0 | 0 | 0 | 0 | 0 | 0 | 0 | 0 | 0 | 0 | 0 | 0 | 0 | 0 | 0 | 0 | 0 | 0 | 0 | 0 | 0 | 0 | 0 | 0 | 0 | 0 | 0 | 0 | 0
Industrial_Food Processing_New_Miscellaneous_Natural Gas_Miscellaneous_E1_Baseline Forecast | Industrial | Food Processing | New | Miscellaneous | Natural Gas | Miscellaneous | E1 |  | Baseline Forecast | 0 | 0 | 0 | 0 | 0 | 0 | 0 | 0 | 0 | 0 | 0 | 0 | 0 | 0 | 0 | 0 | 0 | 0 | 0 | 0 | 0 | 0 | 0 | 0 | 0 | 0 | 0 | 0 | 0 | 0 | 0 | 0 | 0
Industrial_Food Processing_New_Miscellaneous_Natural Gas_Miscellaneous_E2_Baseline Forecast | Industrial | Food Processing | New | Miscellaneous | Natural Gas | Miscellaneous | E2 |  | Baseline Forecast | 0 | 0 | 0 | 0 | 0 | 0 | 0 | 0 | 0 | 0 | 0 | 0 | 0 | 0 | 0 | 0 | 0 | 0 | 0 | 0 | 0 | 0 | 0 | 0 | 0 | 0 | 0 | 0 | 0 | 0 | 0 | 0 | 0
Industrial_Food Processing_New_Miscellaneous_Natural Gas_Miscellaneous_E3_Baseline Forecast | Industrial | Food Processing | New | Miscellaneous | Natural Gas | Miscellaneous | E3 |  | Baseline Forecast | 0 | 0 | 0 | 0 | 0 | 0 | 0 | 0 | 0 | 0 | 0 | 0 | 0 | 0 | 0 | 0 | 0 | 0 | 0 | 0 | 0 | 0 | 0 | 0 | 0 | 0 | 0 | 0 | 0 | 0 | 0 | 0 | 0
Industrial_Food Processing_New_Miscellaneous_Natural Gas_Miscellaneous_E4_Baseline Forecast | Industrial | Food Processing | New | Miscellaneous | Natural Gas | Miscellaneous | E4 |  | Baseline Forecast | 0 | 0 | 0 | 0 | 0 | 0 | 0 | 0 | 0 | 0 | 0 | 0 | 0 | 0 | 0 | 0 | 0 | 0 | 0 | 0 | 0 | 0 | 0 | 0 | 0 | 0 | 0 | 0 | 0 | 0 | 0 | 0 | 0
Industrial_Food Processing_New_Miscellaneous_Natural Gas_Miscellaneous_E5_Baseline Forecast | Industrial | Food Processing | New | Miscellaneous | Natural Gas | Miscellaneous | E5 |  | Baseline Forecast | 0 | 0 | 0 | 0 | 0 | 0 | 0 | 0 | 0 | 0 | 0 | 0 | 0 | 0 | 0 | 0 | 0 | 0 | 0 | 0 | 0 | 0 | 0 | 0 | 0 | 0 | 0 | 0 | 0 | 0 | 0 | 0 | 0
Industrial_Food Processing_New_Miscellaneous_Natural Gas_Miscellaneous_E6_Baseline Forecast | Industrial | Food Processing | New | Miscellaneous | Natural Gas | Miscellaneous | E6 |  | Baseline Forecast | 0 | 0 | 0 | 0 | 0 | 0 | 0 | 0 | 0 | 0 | 0 | 0 | 0 | 0 | 0 | 0 | 0 | 0 | 0 | 0 | 0 | 0 | 0 | 0 | 0 | 0 | 0 | 0 | 0 | 0 | 0 | 0 | 0
Industrial_Food Processing_New_Miscellaneous_Natural Gas_Miscellaneous_E7_Baseline Forecast | Industrial | Food Processing | New | Miscellaneous | Natural Gas | Miscellaneous | E7 |  | Baseline Forecast | 0 | 0 | 0 | 0 | 0 | 0 | 0 | 0 | 0 | 0 | 0 | 0 | 0 | 0 | 0 | 0 | 0 | 0 | 0 | 0 | 0 | 0 | 0 | 0 | 0 | 0 | 0 | 0 | 0 | 0 | 0 | 0 | 0
Industrial_Food Processing_New_Miscellaneous_Natural Gas_Miscellaneous_E8_Baseline Forecast | Industrial | Food Processing | New | Miscellaneous | Natural Gas | Miscellaneous | E8 |  | Baseline Forecast | 0 | 0 | 0 | 0 | 0 | 0 | 0 | 0 | 0 | 0 | 0 | 0 | 0 | 0 | 0 | 0 | 0 | 0 | 0 | 0 | 0 | 0 | 0 | 0 | 0 | 0 | 0 | 0 | 0 | 0 | 0 | 0 | 0
Industrial_Food Processing_New_Miscellaneous_Natural Gas_Miscellaneous_E9_Baseline Forecast | Industrial | Food Processing | New | Miscellaneous | Natural Gas | Miscellaneous | E9 |  | Baseline Forecast | 0 | 0 | 0 | 0 | 0 | 0 | 0 | 0 | 0 | 0 | 0 | 0 | 0 | 0 | 0 | 0 | 0 | 0 | 0 | 0 | 0 | 0 | 0 | 0 | 0 | 0 | 0 | 0 | 0 | 0 | 0 | 0 | 0
Industrial_Food Processing_New_Miscellaneous_Natural Gas_Miscellaneous_E10_Baseline Forecast | Industrial | Food Processing | New | Miscellaneous | Natural Gas | Miscellaneous | E10 |  | Baseline Forecast | 0 | 0 | 0 | 0 | 0 | 0 | 0 | 0 | 0 | 0 | 0 | 0 | 0 | 0 | 0 | 0 | 0 | 0 | 0 | 0 | 0 | 0 | 0 | 0 | 0 | 0 | 0 | 0 | 0 | 0 | 0 | 0 | 0
Industrial_Food Processing_New_Miscellaneous_Natural Gas_Miscellaneous_Vintage_Baseline Forecast | Industrial | Food Processing | New | Miscellaneous | Natural Gas | Miscellaneous | Vintage |  | Baseline Forecast | 0 | 0 | 0 | 0 | 0 | 0 | 0 | 0 | 0 | 0 | 0 | 0 | 0 | 0 | 0 | 0 | 0 | 0 | 0 | 0 | 0 | 0 | 0 | 0 | 0 | 0 | 0 | 0 | 0 | 0 | 0 | 0 | 0
Industrial_Lumber and Wood Products_Existing_Space Heating_Natural Gas_Furnace_E1_Baseline Forecast | Industrial | Lumber and Wood Products | Existing | Space Heating | Natural Gas | Furnace | E1 |  | Baseline Forecast | 0 | 0 | 0 | 0 | 0 | 0 | 0 | 0 | 0 | 0 | 0 | 0 | 0 | 0 | 0 | 0 | 0 | 0 | 0 | 0 | 0 | 0 | 0 | 0 | 0 | 0 | 0 | 0 | 0 | 0 | 0 | 0 | 0
Industrial_Lumber and Wood Products_Existing_Space Heating_Natural Gas_Furnace_E2_Baseline Forecast | Industrial | Lumber and Wood Products | Existing | Space Heating | Natural Gas | Furnace | E2 |  | Baseline Forecast | 0 | 0 | 0 | 0 | 0 | 0 | 0 | 0 | 0 | 0 | 0 | 0 | 0 | 0 | 0 | 0 | 0 | 0 | 0 | 0 | 0 | 0 | 0 | 0 | 0 | 0 | 0 | 0 | 0 | 0 | 0 | 0 | 0
Industrial_Lumber and Wood Products_Existing_Space Heating_Natural Gas_Furnace_E3_Baseline Forecast | Industrial | Lumber and Wood Products | Existing | Space Heating | Natural Gas | Furnace | E3 |  | Baseline Forecast | 0 | 0 | 0 | 0 | 0 | 0 | 0 | 0 | 0 | 0 | 0 | 0 | 0 | 0 | 0 | 0 | 0 | 0 | 0 | 0 | 0 | 0 | 0 | 0 | 0 | 0 | 0 | 0 | 0 | 0 | 0 | 0 | 0
Industrial_Lumber and Wood Products_Existing_Space Heating_Natural Gas_Furnace_E4_Baseline Forecast | Industrial | Lumber and Wood Products | Existing | Space Heating | Natural Gas | Furnace | E4 |  | Baseline Forecast | 0 | 0 | 0 | 0 | 0 | 0 | 0 | 0 | 0 | 0 | 0 | 0 | 0 | 0 | 0 | 0 | 0 | 0 | 0 | 0 | 0 | 0 | 0 | 0 | 0 | 0 | 0 | 0 | 0 | 0 | 0 | 0 | 0
Industrial_Lumber and Wood Products_Existing_Space Heating_Natural Gas_Furnace_E5_Baseline Forecast | Industrial | Lumber and Wood Products | Existing | Space Heating | Natural Gas | Furnace | E5 |  | Baseline Forecast | 0 | 0 | 0 | 0 | 0 | 0 | 0 | 0 | 0 | 0 | 0 | 0 | 0 | 0 | 0 | 0 | 0 | 0 | 0 | 0 | 0 | 0 | 0 | 0 | 0 | 0 | 0 | 0 | 0 | 0 | 0 | 0 | 0
Industrial_Lumber and Wood Products_Existing_Space Heating_Natural Gas_Furnace_E6_Baseline Forecast | Industrial | Lumber and Wood Products | Existing | Space Heating | Natural Gas | Furnace | E6 |  | Baseline Forecast | 0 | 0 | 0 | 0 | 0 | 0 | 0 | 0 | 0 | 0 | 0 | 0 | 0 | 0 | 0 | 0 | 0 | 0 | 0 | 0 | 0 | 0 | 0 | 0 | 0 | 0 | 0 | 0 | 0 | 0 | 0 | 0 | 0
Industrial_Lumber and Wood Products_Existing_Space Heating_Natural Gas_Furnace_E7_Baseline Forecast | Industrial | Lumber and Wood Products | Existing | Space Heating | Natural Gas | Furnace | E7 |  | Baseline Forecast | 0 | 0 | 0 | 0 | 0 | 0 | 0 | 0 | 0 | 0 | 0 | 0 | 0 | 0 | 0 | 0 | 0 | 0 | 0 | 0 | 0 | 0 | 0 | 0 | 0 | 0 | 0 | 0 | 0 | 0 | 0 | 0 | 0
Industrial_Lumber and Wood Products_Existing_Space Heating_Natural Gas_Furnace_E8_Baseline Forecast | Industrial | Lumber and Wood Products | Existing | Space Heating | Natural Gas | Furnace | E8 |  | Baseline Forecast | 0 | 0 | 0 | 0 | 0 | 0 | 0 | 0 | 0 | 0 | 0 | 0 | 0 | 0 | 0 | 0 | 0 | 0 | 0 | 0 | 0 | 0 | 0 | 0 | 0 | 0 | 0 | 0 | 0 | 0 | 0 | 0 | 0
Industrial_Lumber and Wood Products_Existing_Space Heating_Natural Gas_Furnace_E9_Baseline Forecast | Industrial | Lumber and Wood Products | Existing | Space Heating | Natural Gas | Furnace | E9 |  | Baseline Forecast | 0 | 0 | 0 | 0 | 0 | 0 | 0 | 0 | 0 | 0 | 0 | 0 | 0 | 0 | 0 | 0 | 0 | 0 | 0 | 0 | 0 | 0 | 0 | 0 | 0 | 0 | 0 | 0 | 0 | 0 | 0 | 0 | 0
Industrial_Lumber and Wood Products_Existing_Space Heating_Natural Gas_Furnace_E10_Baseline Forecast | Industrial | Lumber and Wood Products | Existing | Space Heating | Natural Gas | Furnace | E10 |  | Baseline Forecast | 0 | 0 | 0 | 0 | 0 | 0 | 0 | 0 | 0 | 0 | 0 | 0 | 0 | 0 | 0 | 0 | 0 | 0 | 0 | 0 | 0 | 0 | 0 | 0 | 0 | 0 | 0 | 0 | 0 | 0 | 0 | 0 | 0
Industrial_Lumber and Wood Products_Existing_Space Heating_Natural Gas_Furnace_Vintage_Baseline Forecast | Industrial | Lumber and Wood Products | Existing | Space Heating | Natural Gas | Furnace | Vintage |  | Baseline Forecast | 0 | 0 | 0 | 0 | 0 | 0 | 0 | 0 | 0 | 0 | 0 | 0 | 0 | 0 | 0 | 0 | 0 | 0 | 0 | 0 | 0 | 0 | 0 | 0 | 0 | 0 | 0 | 0 | 0 | 0 | 0 | 0 | 0
Industrial_Lumber and Wood Products_Existing_Space Heating_Natural Gas_Boiler_E1_Baseline Forecast | Industrial | Lumber and Wood Products | Existing | Space Heating | Natural Gas | Boiler | E1 |  | Baseline Forecast | 0 | 0 | 0 | 0 | 0 | 0 | 0 | 0 | 0 | 0 | 0 | 0 | 0 | 0 | 0 | 0 | 0 | 0 | 0 | 0 | 0 | 0 | 0 | 0 | 0 | 0 | 0 | 0 | 0 | 0 | 0 | 0 | 0
Industrial_Lumber and Wood Products_Existing_Space Heating_Natural Gas_Boiler_E2_Baseline Forecast | Industrial | Lumber and Wood Products | Existing | Space Heating | Natural Gas | Boiler | E2 |  | Baseline Forecast | 0 | 0 | 0 | 0 | 0 | 0 | 0 | 0 | 0 | 0 | 0 | 0 | 0 | 0 | 0 | 0 | 0 | 0 | 0 | 0 | 0 | 0 | 0 | 0 | 0 | 0 | 0 | 0 | 0 | 0 | 0 | 0 | 0
Industrial_Lumber and Wood Products_Existing_Space Heating_Natural Gas_Boiler_E3_Baseline Forecast | Industrial | Lumber and Wood Products | Existing | Space Heating | Natural Gas | Boiler | E3 |  | Baseline Forecast | 0 | 0 | 0 | 0 | 0 | 0 | 0 | 0 | 0 | 0 | 0 | 0 | 0 | 0 | 0 | 0 | 0 | 0 | 0 | 0 | 0 | 0 | 0 | 0 | 0 | 0 | 0 | 0 | 0 | 0 | 0 | 0 | 0
Industrial_Lumber and Wood Products_Existing_Space Heating_Natural Gas_Boiler_E4_Baseline Forecast | Industrial | Lumber and Wood Products | Existing | Space Heating | Natural Gas | Boiler | E4 |  | Baseline Forecast | 0 | 0 | 0 | 0 | 0 | 0 | 0 | 0 | 0 | 0 | 0 | 0 | 0 | 0 | 0 | 0 | 0 | 0 | 0 | 0 | 0 | 0 | 0 | 0 | 0 | 0 | 0 | 0 | 0 | 0 | 0 | 0 | 0
Industrial_Lumber and Wood Products_Existing_Space Heating_Natural Gas_Boiler_E5_Baseline Forecast | Industrial | Lumber and Wood Products | Existing | Space Heating | Natural Gas | Boiler | E5 |  | Baseline Forecast | 0 | 0 | 0 | 0 | 0 | 0 | 0 | 0 | 0 | 0 | 0 | 0 | 0 | 0 | 0 | 0 | 0 | 0 | 0 | 0 | 0 | 0 | 0 | 0 | 0 | 0 | 0 | 0 | 0 | 0 | 0 | 0 | 0
Industrial_Lumber and Wood Products_Existing_Space Heating_Natural Gas_Boiler_E6_Baseline Forecast | Industrial | Lumber and Wood Products | Existing | Space Heating | Natural Gas | Boiler | E6 |  | Baseline Forecast | 0 | 0 | 0 | 0 | 0 | 0 | 0 | 0 | 0 | 0 | 0 | 0 | 0 | 0 | 0 | 0 | 0 | 0 | 0 | 0 | 0 | 0 | 0 | 0 | 0 | 0 | 0 | 0 | 0 | 0 | 0 | 0 | 0
Industrial_Lumber and Wood Products_Existing_Space Heating_Natural Gas_Boiler_E7_Baseline Forecast | Industrial | Lumber and Wood Products | Existing | Space Heating | Natural Gas | Boiler | E7 |  | Baseline Forecast | 0 | 0 | 0 | 0 | 0 | 0 | 0 | 0 | 0 | 0 | 0 | 0 | 0 | 0 | 0 | 0 | 0 | 0 | 0 | 0 | 0 | 0 | 0 | 0 | 0 | 0 | 0 | 0 | 0 | 0 | 0 | 0 | 0
Industrial_Lumber and Wood Products_Existing_Space Heating_Natural Gas_Boiler_E8_Baseline Forecast | Industrial | Lumber and Wood Products | Existing | Space Heating | Natural Gas | Boiler | E8 |  | Baseline Forecast | 0 | 0 | 0 | 0 | 0 | 0 | 0 | 0 | 0 | 0 | 0 | 0 | 0 | 0 | 0 | 0 | 0 | 0 | 0 | 0 | 0 | 0 | 0 | 0 | 0 | 0 | 0 | 0 | 0 | 0 | 0 | 0 | 0
Industrial_Lumber and Wood Products_Existing_Space Heating_Natural Gas_Boiler_E9_Baseline Forecast | Industrial | Lumber and Wood Products | Existing | Space Heating | Natural Gas | Boiler | E9 |  | Baseline Forecast | 0 | 0 | 0 | 0 | 0 | 0 | 0 | 0 | 0 | 0 | 0 | 0 | 0 | 0 | 0 | 0 | 0 | 0 | 0 | 0 | 0 | 0 | 0 | 0 | 0 | 0 | 0 | 0 | 0 | 0 | 0 | 0 | 0
Industrial_Lumber and Wood Products_Existing_Space Heating_Natural Gas_Boiler_E10_Baseline Forecast | Industrial | Lumber and Wood Products | Existing | Space Heating | Natural Gas | Boiler | E10 |  | Baseline Forecast | 0 | 0 | 0 | 0 | 0 | 0 | 0 | 0 | 0 | 0 | 0 | 0 | 0 | 0 | 0 | 0 | 0 | 0 | 0 | 0 | 0 | 0 | 0 | 0 | 0 | 0 | 0 | 0 | 0 | 0 | 0 | 0 | 0
Industrial_Lumber and Wood Products_Existing_Space Heating_Natural Gas_Boiler_Vintage_Baseline Forecast | Industrial | Lumber and Wood Products | Existing | Space Heating | Natural Gas | Boiler | Vintage |  | Baseline Forecast | 0 | 0 | 0 | 0 | 0 | 0 | 0 | 0 | 0 | 0 | 0 | 0 | 0 | 0 | 0 | 0 | 0 | 0 | 0 | 0 | 0 | 0 | 0 | 0 | 0 | 0 | 0 | 0 | 0 | 0 | 0 | 0 | 0
Industrial_Lumber and Wood Products_Existing_Space Heating_Natural Gas_Unit Heater_E1_Baseline Forecast | Industrial | Lumber and Wood Products | Existing | Space Heating | Natural Gas | Unit Heater | E1 |  | Baseline Forecast | 0 | 0 | 0 | 0 | 0 | 0 | 0 | 0 | 0 | 0 | 0 | 0 | 0 | 0 | 0 | 0 | 0 | 0 | 0 | 0 | 0 | 0 | 0 | 0 | 0 | 0 | 0 | 0 | 0 | 0 | 0 | 0 | 0
Industrial_Lumber and Wood Products_Existing_Space Heating_Natural Gas_Unit Heater_E2_Baseline Forecast | Industrial | Lumber and Wood Products | Existing | Space Heating | Natural Gas | Unit Heater | E2 |  | Baseline Forecast | 0 | 0 | 0 | 0 | 0 | 0 | 0 | 0 | 0 | 0 | 0 | 0 | 0 | 0 | 0 | 0 | 0 | 0 | 0 | 0 | 0 | 0 | 0 | 0 | 0 | 0 | 0 | 0 | 0 | 0 | 0 | 0 | 0
Industrial_Lumber and Wood Products_Existing_Space Heating_Natural Gas_Unit Heater_E3_Baseline Forecast | Industrial | Lumber and Wood Products | Existing | Space Heating | Natural Gas | Unit Heater | E3 |  | Baseline Forecast | 0 | 0 | 0 | 0 | 0 | 0 | 0 | 0 | 0 | 0 | 0 | 0 | 0 | 0 | 0 | 0 | 0 | 0 | 0 | 0 | 0 | 0 | 0 | 0 | 0 | 0 | 0 | 0 | 0 | 0 | 0 | 0 | 0
Industrial_Lumber and Wood Products_Existing_Space Heating_Natural Gas_Unit Heater_E4_Baseline Forecast | Industrial | Lumber and Wood Products | Existing | Space Heating | Natural Gas | Unit Heater | E4 |  | Baseline Forecast | 0 | 0 | 0 | 0 | 0 | 0 | 0 | 0 | 0 | 0 | 0 | 0 | 0 | 0 | 0 | 0 | 0 | 0 | 0 | 0 | 0 | 0 | 0 | 0 | 0 | 0 | 0 | 0 | 0 | 0 | 0 | 0 | 0
Industrial_Lumber and Wood Products_Existing_Space Heating_Natural Gas_Unit Heater_E5_Baseline Forecast | Industrial | Lumber and Wood Products | Existing | Space Heating | Natural Gas | Unit Heater | E5 |  | Baseline Forecast | 0 | 0 | 0 | 0 | 0 | 0 | 0 | 0 | 0 | 0 | 0 | 0 | 0 | 0 | 0 | 0 | 0 | 0 | 0 | 0 | 0 | 0 | 0 | 0 | 0 | 0 | 0 | 0 | 0 | 0 | 0 | 0 | 0
Industrial_Lumber and Wood Products_Existing_Space Heating_Natural Gas_Unit Heater_E6_Baseline Forecast | Industrial | Lumber and Wood Products | Existing | Space Heating | Natural Gas | Unit Heater | E6 |  | Baseline Forecast | 0 | 0 | 0 | 0 | 0 | 0 | 0 | 0 | 0 | 0 | 0 | 0 | 0 | 0 | 0 | 0 | 0 | 0 | 0 | 0 | 0 | 0 | 0 | 0 | 0 | 0 | 0 | 0 | 0 | 0 | 0 | 0 | 0
Industrial_Lumber and Wood Products_Existing_Space Heating_Natural Gas_Unit Heater_E7_Baseline Forecast | Industrial | Lumber and Wood Products | Existing | Space Heating | Natural Gas | Unit Heater | E7 |  | Baseline Forecast | 0 | 0 | 0 | 0 | 0 | 0 | 0 | 0 | 0 | 0 | 0 | 0 | 0 | 0 | 0 | 0 | 0 | 0 | 0 | 0 | 0 | 0 | 0 | 0 | 0 | 0 | 0 | 0 | 0 | 0 | 0 | 0 | 0
Industrial_Lumber and Wood Products_Existing_Space Heating_Natural Gas_Unit Heater_E8_Baseline Forecast | Industrial | Lumber and Wood Products | Existing | Space Heating | Natural Gas | Unit Heater | E8 |  | Baseline Forecast | 0 | 0 | 0 | 0 | 0 | 0 | 0 | 0 | 0 | 0 | 0 | 0 | 0 | 0 | 0 | 0 | 0 | 0 | 0 | 0 | 0 | 0 | 0 | 0 | 0 | 0 | 0 | 0 | 0 | 0 | 0 | 0 | 0
Industrial_Lumber and Wood Products_Existing_Space Heating_Natural Gas_Unit Heater_E9_Baseline Forecast | Industrial | Lumber and Wood Products | Existing | Space Heating | Natural Gas | Unit Heater | E9 |  | Baseline Forecast | 0 | 0 | 0 | 0 | 0 | 0 | 0 | 0 | 0 | 0 | 0 | 0 | 0 | 0 | 0 | 0 | 0 | 0 | 0 | 0 | 0 | 0 | 0 | 0 | 0 | 0 | 0 | 0 | 0 | 0 | 0 | 0 | 0
Industrial_Lumber and Wood Products_Existing_Space Heating_Natural Gas_Unit Heater_E10_Baseline Forecast | Industrial | Lumber and Wood Products | Existing | Space Heating | Natural Gas | Unit Heater | E10 |  | Baseline Forecast | 0 | 0 | 0 | 0 | 0 | 0 | 0 | 0 | 0 | 0 | 0 | 0 | 0 | 0 | 0 | 0 | 0 | 0 | 0 | 0 | 0 | 0 | 0 | 0 | 0 | 0 | 0 | 0 | 0 | 0 | 0 | 0 | 0
Industrial_Lumber and Wood Products_Existing_Space Heating_Natural Gas_Unit Heater_Vintage_Baseline Forecast | Industrial | Lumber and Wood Products | Existing | Space Heating | Natural Gas | Unit Heater | Vintage |  | Baseline Forecast | 0 | 0 | 0 | 0 | 0 | 0 | 0 | 0 | 0 | 0 | 0 | 0 | 0 | 0 | 0 | 0 | 0 | 0 | 0 | 0 | 0 | 0 | 0 | 0 | 0 | 0 | 0 | 0 | 0 | 0 | 0 | 0 | 0
Industrial_Lumber and Wood Products_Existing_Process_Natural Gas_Process Heating_E1_Baseline Forecast | Industrial | Lumber and Wood Products | Existing | Process | Natural Gas | Process Heating | E1 |  | Baseline Forecast | 0 | 0 | 0 | 0 | 0 | 0 | 0 | 0 | 0 | 0 | 0 | 0 | 0 | 0 | 0 | 0 | 0 | 0 | 0 | 0 | 0 | 0 | 0 | 0 | 0 | 0 | 0 | 0 | 0 | 0 | 0 | 0 | 0
Industrial_Lumber and Wood Products_Existing_Process_Natural Gas_Process Heating_E2_Baseline Forecast | Industrial | Lumber and Wood Products | Existing | Process | Natural Gas | Process Heating | E2 |  | Baseline Forecast | 0 | 0 | 0 | 0 | 0 | 0 | 0 | 0 | 0 | 0 | 0 | 0 | 0 | 0 | 0 | 0 | 0 | 0 | 0 | 0 | 0 | 0 | 0 | 0 | 0 | 0 | 0 | 0 | 0 | 0 | 0 | 0 | 0
Industrial_Lumber and Wood Products_Existing_Process_Natural Gas_Process Heating_E3_Baseline Forecast | Industrial | Lumber and Wood Products | Existing | Process | Natural Gas | Process Heating | E3 |  | Baseline Forecast | 0 | 0 | 0 | 0 | 0 | 0 | 0 | 0 | 0 | 0 | 0 | 0 | 0 | 0 | 0 | 0 | 0 | 0 | 0 | 0 | 0 | 0 | 0 | 0 | 0 | 0 | 0 | 0 | 0 | 0 | 0 | 0 | 0
Industrial_Lumber and Wood Products_Existing_Process_Natural Gas_Process Heating_E4_Baseline Forecast | Industrial | Lumber and Wood Products | Existing | Process | Natural Gas | Process Heating | E4 |  | Baseline Forecast | 0 | 0 | 0 | 0 | 0 | 0 | 0 | 0 | 0 | 0 | 0 | 0 | 0 | 0 | 0 | 0 | 0 | 0 | 0 | 0 | 0 | 0 | 0 | 0 | 0 | 0 | 0 | 0 | 0 | 0 | 0 | 0 | 0
Industrial_Lumber and Wood Products_Existing_Process_Natural Gas_Process Heating_E5_Baseline Forecast | Industrial | Lumber and Wood Products | Existing | Process | Natural Gas | Process Heating | E5 |  | Baseline Forecast | 0 | 0 | 0 | 0 | 0 | 0 | 0 | 0 | 0 | 0 | 0 | 0 | 0 | 0 | 0 | 0 | 0 | 0 | 0 | 0 | 0 | 0 | 0 | 0 | 0 | 0 | 0 | 0 | 0 | 0 | 0 | 0 | 0
Industrial_Lumber and Wood Products_Existing_Process_Natural Gas_Process Heating_E6_Baseline Forecast | Industrial | Lumber and Wood Products | Existing | Process | Natural Gas | Process Heating | E6 |  | Baseline Forecast | 0 | 0 | 0 | 0 | 0 | 0 | 0 | 0 | 0 | 0 | 0 | 0 | 0 | 0 | 0 | 0 | 0 | 0 | 0 | 0 | 0 | 0 | 0 | 0 | 0 | 0 | 0 | 0 | 0 | 0 | 0 | 0 | 0
Industrial_Lumber and Wood Products_Existing_Process_Natural Gas_Process Heating_E7_Baseline Forecast | Industrial | Lumber and Wood Products | Existing | Process | Natural Gas | Process Heating | E7 |  | Baseline Forecast | 0 | 0 | 0 | 0 | 0 | 0 | 0 | 0 | 0 | 0 | 0 | 0 | 0 | 0 | 0 | 0 | 0 | 0 | 0 | 0 | 0 | 0 | 0 | 0 | 0 | 0 | 0 | 0 | 0 | 0 | 0 | 0 | 0
Industrial_Lumber and Wood Products_Existing_Process_Natural Gas_Process Heating_E8_Baseline Forecast | Industrial | Lumber and Wood Products | Existing | Process | Natural Gas | Process Heating | E8 |  | Baseline Forecast | 0 | 0 | 0 | 0 | 0 | 0 | 0 | 0 | 0 | 0 | 0 | 0 | 0 | 0 | 0 | 0 | 0 | 0 | 0 | 0 | 0 | 0 | 0 | 0 | 0 | 0 | 0 | 0 | 0 | 0 | 0 | 0 | 0
Industrial_Lumber and Wood Products_Existing_Process_Natural Gas_Process Heating_E9_Baseline Forecast | Industrial | Lumber and Wood Products | Existing | Process | Natural Gas | Process Heating | E9 |  | Baseline Forecast | 0 | 0 | 0 | 0 | 0 | 0 | 0 | 0 | 0 | 0 | 0 | 0 | 0 | 0 | 0 | 0 | 0 | 0 | 0 | 0 | 0 | 0 | 0 | 0 | 0 | 0 | 0 | 0 | 0 | 0 | 0 | 0 | 0
Industrial_Lumber and Wood Products_Existing_Process_Natural Gas_Process Heating_E10_Baseline Forecast | Industrial | Lumber and Wood Products | Existing | Process | Natural Gas | Process Heating | E10 |  | Baseline Forecast | 0 | 0 | 0 | 0 | 0 | 0 | 0 | 0 | 0 | 0 | 0 | 0 | 0 | 0 | 0 | 0 | 0 | 0 | 0 | 0 | 0 | 0 | 0 | 0 | 0 | 0 | 0 | 0 | 0 | 0 | 0 | 0 | 0
Industrial_Lumber and Wood Products_Existing_Process_Natural Gas_Process Heating_Vintage_Baseline Forecast | Industrial | Lumber and Wood Products | Existing | Process | Natural Gas | Process Heating | Vintage |  | Baseline Forecast | 0 | 0 | 0 | 0 | 0 | 0 | 0 | 0 | 0 | 0 | 0 | 0 | 0 | 0 | 0 | 0 | 0 | 0 | 0 | 0 | 0 | 0 | 0 | 0 | 0 | 0 | 0 | 0 | 0 | 0 | 0 | 0 | 0
Industrial_Lumber and Wood Products_Existing_Process_Natural Gas_Process Boiler_E1_Baseline Forecast | Industrial | Lumber and Wood Products | Existing | Process | Natural Gas | Process Boiler | E1 |  | Baseline Forecast | 0 | 0 | 0 | 0 | 0 | 0 | 0 | 0 | 0 | 0 | 0 | 0 | 0 | 0 | 0 | 0 | 0 | 0 | 0 | 0 | 0 | 0 | 0 | 0 | 0 | 0 | 0 | 0 | 0 | 0 | 0 | 0 | 0
Industrial_Lumber and Wood Products_Existing_Process_Natural Gas_Process Boiler_E2_Baseline Forecast | Industrial | Lumber and Wood Products | Existing | Process | Natural Gas | Process Boiler | E2 |  | Baseline Forecast | 0 | 0 | 0 | 0 | 0 | 0 | 0 | 0 | 0 | 0 | 0 | 0 | 0 | 0 | 0 | 0 | 0 | 0 | 0 | 0 | 0 | 0 | 0 | 0 | 0 | 0 | 0 | 0 | 0 | 0 | 0 | 0 | 0
Industrial_Lumber and Wood Products_Existing_Process_Natural Gas_Process Boiler_E3_Baseline Forecast | Industrial | Lumber and Wood Products | Existing | Process | Natural Gas | Process Boiler | E3 |  | Baseline Forecast | 0 | 0 | 0 | 0 | 0 | 0 | 0 | 0 | 0 | 0 | 0 | 0 | 0 | 0 | 0 | 0 | 0 | 0 | 0 | 0 | 0 | 0 | 0 | 0 | 0 | 0 | 0 | 0 | 0 | 0 | 0 | 0 | 0
Industrial_Lumber and Wood Products_Existing_Process_Natural Gas_Process Boiler_E4_Baseline Forecast | Industrial | Lumber and Wood Products | Existing | Process | Natural Gas | Process Boiler | E4 |  | Baseline Forecast | 0 | 0 | 0 | 0 | 0 | 0 | 0 | 0 | 0 | 0 | 0 | 0 | 0 | 0 | 0 | 0 | 0 | 0 | 0 | 0 | 0 | 0 | 0 | 0 | 0 | 0 | 0 | 0 | 0 | 0 | 0 | 0 | 0
Industrial_Lumber and Wood Products_Existing_Process_Natural Gas_Process Boiler_E5_Baseline Forecast | Industrial | Lumber and Wood Products | Existing | Process | Natural Gas | Process Boiler | E5 |  | Baseline Forecast | 0 | 0 | 0 | 0 | 0 | 0 | 0 | 0 | 0 | 0 | 0 | 0 | 0 | 0 | 0 | 0 | 0 | 0 | 0 | 0 | 0 | 0 | 0 | 0 | 0 | 0 | 0 | 0 | 0 | 0 | 0 | 0 | 0
Industrial_Lumber and Wood Products_Existing_Process_Natural Gas_Process Boiler_E6_Baseline Forecast | Industrial | Lumber and Wood Products | Existing | Process | Natural Gas | Process Boiler | E6 |  | Baseline Forecast | 0 | 0 | 0 | 0 | 0 | 0 | 0 | 0 | 0 | 0 | 0 | 0 | 0 | 0 | 0 | 0 | 0 | 0 | 0 | 0 | 0 | 0 | 0 | 0 | 0 | 0 | 0 | 0 | 0 | 0 | 0 | 0 | 0
Industrial_Lumber and Wood Products_Existing_Process_Natural Gas_Process Boiler_E7_Baseline Forecast | Industrial | Lumber and Wood Products | Existing | Process | Natural Gas | Process Boiler | E7 |  | Baseline Forecast | 0 | 0 | 0 | 0 | 0 | 0 | 0 | 0 | 0 | 0 | 0 | 0 | 0 | 0 | 0 | 0 | 0 | 0 | 0 | 0 | 0 | 0 | 0 | 0 | 0 | 0 | 0 | 0 | 0 | 0 | 0 | 0 | 0
Industrial_Lumber and Wood Products_Existing_Process_Natural Gas_Process Boiler_E8_Baseline Forecast | Industrial | Lumber and Wood Products | Existing | Process | Natural Gas | Process Boiler | E8 |  | Baseline Forecast | 0 | 0 | 0 | 0 | 0 | 0 | 0 | 0 | 0 | 0 | 0 | 0 | 0 | 0 | 0 | 0 | 0 | 0 | 0 | 0 | 0 | 0 | 0 | 0 | 0 | 0 | 0 | 0 | 0 | 0 | 0 | 0 | 0
Industrial_Lumber and Wood Products_Existing_Process_Natural Gas_Process Boiler_E9_Baseline Forecast | Industrial | Lumber and Wood Products | Existing | Process | Natural Gas | Process Boiler | E9 |  | Baseline Forecast | 0 | 0 | 0 | 0 | 0 | 0 | 0 | 0 | 0 | 0 | 0 | 0 | 0 | 0 | 0 | 0 | 0 | 0 | 0 | 0 | 0 | 0 | 0 | 0 | 0 | 0 | 0 | 0 | 0 | 0 | 0 | 0 | 0
Industrial_Lumber and Wood Products_Existing_Process_Natural Gas_Process Boiler_E10_Baseline Forecast | Industrial | Lumber and Wood Products | Existing | Process | Natural Gas | Process Boiler | E10 |  | Baseline Forecast | 0 | 0 | 0 | 0 | 0 | 0 | 0 | 0 | 0 | 0 | 0 | 0 | 0 | 0 | 0 | 0 | 0 | 0 | 0 | 0 | 0 | 0 | 0 | 0 | 0 | 0 | 0 | 0 | 0 | 0 | 0 | 0 | 0
Industrial_Lumber and Wood Products_Existing_Process_Natural Gas_Process Boiler_Vintage_Baseline Forecast | Industrial | Lumber and Wood Products | Existing | Process | Natural Gas | Process Boiler | Vintage |  | Baseline Forecast | 0 | 0 | 0 | 0 | 0 | 0 | 0 | 0 | 0 | 0 | 0 | 0 | 0 | 0 | 0 | 0 | 0 | 0 | 0 | 0 | 0 | 0 | 0 | 0 | 0 | 0 | 0 | 0 | 0 | 0 | 0 | 0 | 0
Industrial_Lumber and Wood Products_Existing_Process_Natural Gas_Process Cooling_E1_Baseline Forecast | Industrial | Lumber and Wood Products | Existing | Process | Natural Gas | Process Cooling | E1 |  | Baseline Forecast | 0 | 0 | 0 | 0 | 0 | 0 | 0 | 0 | 0 | 0 | 0 | 0 | 0 | 0 | 0 | 0 | 0 | 0 | 0 | 0 | 0 | 0 | 0 | 0 | 0 | 0 | 0 | 0 | 0 | 0 | 0 | 0 | 0
Industrial_Lumber and Wood Products_Existing_Process_Natural Gas_Process Cooling_E2_Baseline Forecast | Industrial | Lumber and Wood Products | Existing | Process | Natural Gas | Process Cooling | E2 |  | Baseline Forecast | 0 | 0 | 0 | 0 | 0 | 0 | 0 | 0 | 0 | 0 | 0 | 0 | 0 | 0 | 0 | 0 | 0 | 0 | 0 | 0 | 0 | 0 | 0 | 0 | 0 | 0 | 0 | 0 | 0 | 0 | 0 | 0 | 0
Industrial_Lumber and Wood Products_Existing_Process_Natural Gas_Process Cooling_E3_Baseline Forecast | Industrial | Lumber and Wood Products | Existing | Process | Natural Gas | Process Cooling | E3 |  | Baseline Forecast | 0 | 0 | 0 | 0 | 0 | 0 | 0 | 0 | 0 | 0 | 0 | 0 | 0 | 0 | 0 | 0 | 0 | 0 | 0 | 0 | 0 | 0 | 0 | 0 | 0 | 0 | 0 | 0 | 0 | 0 | 0 | 0 | 0
Industrial_Lumber and Wood Products_Existing_Process_Natural Gas_Process Cooling_E4_Baseline Forecast | Industrial | Lumber and Wood Products | Existing | Process | Natural Gas | Process Cooling | E4 |  | Baseline Forecast | 0 | 0 | 0 | 0 | 0 | 0 | 0 | 0 | 0 | 0 | 0 | 0 | 0 | 0 | 0 | 0 | 0 | 0 | 0 | 0 | 0 | 0 | 0 | 0 | 0 | 0 | 0 | 0 | 0 | 0 | 0 | 0 | 0
Industrial_Lumber and Wood Products_Existing_Process_Natural Gas_Process Cooling_E5_Baseline Forecast | Industrial | Lumber and Wood Products | Existing | Process | Natural Gas | Process Cooling | E5 |  | Baseline Forecast | 0 | 0 | 0 | 0 | 0 | 0 | 0 | 0 | 0 | 0 | 0 | 0 | 0 | 0 | 0 | 0 | 0 | 0 | 0 | 0 | 0 | 0 | 0 | 0 | 0 | 0 | 0 | 0 | 0 | 0 | 0 | 0 | 0
Industrial_Lumber and Wood Products_Existing_Process_Natural Gas_Process Cooling_E6_Baseline Forecast | Industrial | Lumber and Wood Products | Existing | Process | Natural Gas | Process Cooling | E6 |  | Baseline Forecast | 0 | 0 | 0 | 0 | 0 | 0 | 0 | 0 | 0 | 0 | 0 | 0 | 0 | 0 | 0 | 0 | 0 | 0 | 0 | 0 | 0 | 0 | 0 | 0 | 0 | 0 | 0 | 0 | 0 | 0 | 0 | 0 | 0
Industrial_Lumber and Wood Products_Existing_Process_Natural Gas_Process Cooling_E7_Baseline Forecast | Industrial | Lumber and Wood Products | Existing | Process | Natural Gas | Process Cooling | E7 |  | Baseline Forecast | 0 | 0 | 0 | 0 | 0 | 0 | 0 | 0 | 0 | 0 | 0 | 0 | 0 | 0 | 0 | 0 | 0 | 0 | 0 | 0 | 0 | 0 | 0 | 0 | 0 | 0 | 0 | 0 | 0 | 0 | 0 | 0 | 0
Industrial_Lumber and Wood Products_Existing_Process_Natural Gas_Process Cooling_E8_Baseline Forecast | Industrial | Lumber and Wood Products | Existing | Process | Natural Gas | Process Cooling | E8 |  | Baseline Forecast | 0 | 0 | 0 | 0 | 0 | 0 | 0 | 0 | 0 | 0 | 0 | 0 | 0 | 0 | 0 | 0 | 0 | 0 | 0 | 0 | 0 | 0 | 0 | 0 | 0 | 0 | 0 | 0 | 0 | 0 | 0 | 0 | 0
Industrial_Lumber and Wood Products_Existing_Process_Natural Gas_Process Cooling_E9_Baseline Forecast | Industrial | Lumber and Wood Products | Existing | Process | Natural Gas | Process Cooling | E9 |  | Baseline Forecast | 0 | 0 | 0 | 0 | 0 | 0 | 0 | 0 | 0 | 0 | 0 | 0 | 0 | 0 | 0 | 0 | 0 | 0 | 0 | 0 | 0 | 0 | 0 | 0 | 0 | 0 | 0 | 0 | 0 | 0 | 0 | 0 | 0
Industrial_Lumber and Wood Products_Existing_Process_Natural Gas_Process Cooling_E10_Baseline Forecast | Industrial | Lumber and Wood Products | Existing | Process | Natural Gas | Process Cooling | E10 |  | Baseline Forecast | 0 | 0 | 0 | 0 | 0 | 0 | 0 | 0 | 0 | 0 | 0 | 0 | 0 | 0 | 0 | 0 | 0 | 0 | 0 | 0 | 0 | 0 | 0 | 0 | 0 | 0 | 0 | 0 | 0 | 0 | 0 | 0 | 0
Industrial_Lumber and Wood Products_Existing_Process_Natural Gas_Process Cooling_Vintage_Baseline Forecast | Industrial | Lumber and Wood Products | Existing | Process | Natural Gas | Process Cooling | Vintage |  | Baseline Forecast | 0 | 0 | 0 | 0 | 0 | 0 | 0 | 0 | 0 | 0 | 0 | 0 | 0 | 0 | 0 | 0 | 0 | 0 | 0 | 0 | 0 | 0 | 0 | 0 | 0 | 0 | 0 | 0 | 0 | 0 | 0 | 0 | 0
Industrial_Lumber and Wood Products_Existing_Process_Natural Gas_Other Process_E1_Baseline Forecast | Industrial | Lumber and Wood Products | Existing | Process | Natural Gas | Other Process | E1 |  | Baseline Forecast | 0 | 0 | 0 | 0 | 0 | 0 | 0 | 0 | 0 | 0 | 0 | 0 | 0 | 0 | 0 | 0 | 0 | 0 | 0 | 0 | 0 | 0 | 0 | 0 | 0 | 0 | 0 | 0 | 0 | 0 | 0 | 0 | 0
Industrial_Lumber and Wood Products_Existing_Process_Natural Gas_Other Process_E2_Baseline Forecast | Industrial | Lumber and Wood Products | Existing | Process | Natural Gas | Other Process | E2 |  | Baseline Forecast | 0 | 0 | 0 | 0 | 0 | 0 | 0 | 0 | 0 | 0 | 0 | 0 | 0 | 0 | 0 | 0 | 0 | 0 | 0 | 0 | 0 | 0 | 0 | 0 | 0 | 0 | 0 | 0 | 0 | 0 | 0 | 0 | 0
Industrial_Lumber and Wood Products_Existing_Process_Natural Gas_Other Process_E3_Baseline Forecast | Industrial | Lumber and Wood Products | Existing | Process | Natural Gas | Other Process | E3 |  | Baseline Forecast | 0 | 0 | 0 | 0 | 0 | 0 | 0 | 0 | 0 | 0 | 0 | 0 | 0 | 0 | 0 | 0 | 0 | 0 | 0 | 0 | 0 | 0 | 0 | 0 | 0 | 0 | 0 | 0 | 0 | 0 | 0 | 0 | 0
Industrial_Lumber and Wood Products_Existing_Process_Natural Gas_Other Process_E4_Baseline Forecast | Industrial | Lumber and Wood Products | Existing | Process | Natural Gas | Other Process | E4 |  | Baseline Forecast | 0 | 0 | 0 | 0 | 0 | 0 | 0 | 0 | 0 | 0 | 0 | 0 | 0 | 0 | 0 | 0 | 0 | 0 | 0 | 0 | 0 | 0 | 0 | 0 | 0 | 0 | 0 | 0 | 0 | 0 | 0 | 0 | 0
Industrial_Lumber and Wood Products_Existing_Process_Natural Gas_Other Process_E5_Baseline Forecast | Industrial | Lumber and Wood Products | Existing | Process | Natural Gas | Other Process | E5 |  | Baseline Forecast | 0 | 0 | 0 | 0 | 0 | 0 | 0 | 0 | 0 | 0 | 0 | 0 | 0 | 0 | 0 | 0 | 0 | 0 | 0 | 0 | 0 | 0 | 0 | 0 | 0 | 0 | 0 | 0 | 0 | 0 | 0 | 0 | 0
Industrial_Lumber and Wood Products_Existing_Process_Natural Gas_Other Process_E6_Baseline Forecast | Industrial | Lumber and Wood Products | Existing | Process | Natural Gas | Other Process | E6 |  | Baseline Forecast | 0 | 0 | 0 | 0 | 0 | 0 | 0 | 0 | 0 | 0 | 0 | 0 | 0 | 0 | 0 | 0 | 0 | 0 | 0 | 0 | 0 | 0 | 0 | 0 | 0 | 0 | 0 | 0 | 0 | 0 | 0 | 0 | 0
Industrial_Lumber and Wood Products_Existing_Process_Natural Gas_Other Process_E7_Baseline Forecast | Industrial | Lumber and Wood Products | Existing | Process | Natural Gas | Other Process | E7 |  | Baseline Forecast | 0 | 0 | 0 | 0 | 0 | 0 | 0 | 0 | 0 | 0 | 0 | 0 | 0 | 0 | 0 | 0 | 0 | 0 | 0 | 0 | 0 | 0 | 0 | 0 | 0 | 0 | 0 | 0 | 0 | 0 | 0 | 0 | 0
Industrial_Lumber and Wood Products_Existing_Process_Natural Gas_Other Process_E8_Baseline Forecast | Industrial | Lumber and Wood Products | Existing | Process | Natural Gas | Other Process | E8 |  | Baseline Forecast | 0 | 0 | 0 | 0 | 0 | 0 | 0 | 0 | 0 | 0 | 0 | 0 | 0 | 0 | 0 | 0 | 0 | 0 | 0 | 0 | 0 | 0 | 0 | 0 | 0 | 0 | 0 | 0 | 0 | 0 | 0 | 0 | 0
Industrial_Lumber and Wood Products_Existing_Process_Natural Gas_Other Process_E9_Baseline Forecast | Industrial | Lumber and Wood Products | Existing | Process | Natural Gas | Other Process | E9 |  | Baseline Forecast | 0 | 0 | 0 | 0 | 0 | 0 | 0 | 0 | 0 | 0 | 0 | 0 | 0 | 0 | 0 | 0 | 0 | 0 | 0 | 0 | 0 | 0 | 0 | 0 | 0 | 0 | 0 | 0 | 0 | 0 | 0 | 0 | 0
Industrial_Lumber and Wood Products_Existing_Process_Natural Gas_Other Process_E10_Baseline Forecast | Industrial | Lumber and Wood Products | Existing | Process | Natural Gas | Other Process | E10 |  | Baseline Forecast | 0 | 0 | 0 | 0 | 0 | 0 | 0 | 0 | 0 | 0 | 0 | 0 | 0 | 0 | 0 | 0 | 0 | 0 | 0 | 0 | 0 | 0 | 0 | 0 | 0 | 0 | 0 | 0 | 0 | 0 | 0 | 0 | 0
Industrial_Lumber and Wood Products_Existing_Process_Natural Gas_Other Process_Vintage_Baseline Forecast | Industrial | Lumber and Wood Products | Existing | Process | Natural Gas | Other Process | Vintage |  | Baseline Forecast | 0 | 0 | 0 | 0 | 0 | 0 | 0 | 0 | 0 | 0 | 0 | 0 | 0 | 0 | 0 | 0 | 0 | 0 | 0 | 0 | 0 | 0 | 0 | 0 | 0 | 0 | 0 | 0 | 0 | 0 | 0 | 0 | 0
Industrial_Lumber and Wood Products_Existing_Miscellaneous_Natural Gas_Miscellaneous_E1_Baseline Forecast | Industrial | Lumber and Wood Products | Existing | Miscellaneous | Natural Gas | Miscellaneous | E1 |  | Baseline Forecast | 0 | 0 | 0 | 0 | 0 | 0 | 0 | 0 | 0 | 0 | 0 | 0 | 0 | 0 | 0 | 0 | 0 | 0 | 0 | 0 | 0 | 0 | 0 | 0 | 0 | 0 | 0 | 0 | 0 | 0 | 0 | 0 | 0
Industrial_Lumber and Wood Products_Existing_Miscellaneous_Natural Gas_Miscellaneous_E2_Baseline Forecast | Industrial | Lumber and Wood Products | Existing | Miscellaneous | Natural Gas | Miscellaneous | E2 |  | Baseline Forecast | 0 | 0 | 0 | 0 | 0 | 0 | 0 | 0 | 0 | 0 | 0 | 0 | 0 | 0 | 0 | 0 | 0 | 0 | 0 | 0 | 0 | 0 | 0 | 0 | 0 | 0 | 0 | 0 | 0 | 0 | 0 | 0 | 0
Industrial_Lumber and Wood Products_Existing_Miscellaneous_Natural Gas_Miscellaneous_E3_Baseline Forecast | Industrial | Lumber and Wood Products | Existing | Miscellaneous | Natural Gas | Miscellaneous | E3 |  | Baseline Forecast | 0 | 0 | 0 | 0 | 0 | 0 | 0 | 0 | 0 | 0 | 0 | 0 | 0 | 0 | 0 | 0 | 0 | 0 | 0 | 0 | 0 | 0 | 0 | 0 | 0 | 0 | 0 | 0 | 0 | 0 | 0 | 0 | 0
Industrial_Lumber and Wood Products_Existing_Miscellaneous_Natural Gas_Miscellaneous_E4_Baseline Forecast | Industrial | Lumber and Wood Products | Existing | Miscellaneous | Natural Gas | Miscellaneous | E4 |  | Baseline Forecast | 0 | 0 | 0 | 0 | 0 | 0 | 0 | 0 | 0 | 0 | 0 | 0 | 0 | 0 | 0 | 0 | 0 | 0 | 0 | 0 | 0 | 0 | 0 | 0 | 0 | 0 | 0 | 0 | 0 | 0 | 0 | 0 | 0
Industrial_Lumber and Wood Products_Existing_Miscellaneous_Natural Gas_Miscellaneous_E5_Baseline Forecast | Industrial | Lumber and Wood Products | Existing | Miscellaneous | Natural Gas | Miscellaneous | E5 |  | Baseline Forecast | 0 | 0 | 0 | 0 | 0 | 0 | 0 | 0 | 0 | 0 | 0 | 0 | 0 | 0 | 0 | 0 | 0 | 0 | 0 | 0 | 0 | 0 | 0 | 0 | 0 | 0 | 0 | 0 | 0 | 0 | 0 | 0 | 0
Industrial_Lumber and Wood Products_Existing_Miscellaneous_Natural Gas_Miscellaneous_E6_Baseline Forecast | Industrial | Lumber and Wood Products | Existing | Miscellaneous | Natural Gas | Miscellaneous | E6 |  | Baseline Forecast | 0 | 0 | 0 | 0 | 0 | 0 | 0 | 0 | 0 | 0 | 0 | 0 | 0 | 0 | 0 | 0 | 0 | 0 | 0 | 0 | 0 | 0 | 0 | 0 | 0 | 0 | 0 | 0 | 0 | 0 | 0 | 0 | 0
Industrial_Lumber and Wood Products_Existing_Miscellaneous_Natural Gas_Miscellaneous_E7_Baseline Forecast | Industrial | Lumber and Wood Products | Existing | Miscellaneous | Natural Gas | Miscellaneous | E7 |  | Baseline Forecast | 0 | 0 | 0 | 0 | 0 | 0 | 0 | 0 | 0 | 0 | 0 | 0 | 0 | 0 | 0 | 0 | 0 | 0 | 0 | 0 | 0 | 0 | 0 | 0 | 0 | 0 | 0 | 0 | 0 | 0 | 0 | 0 | 0
Industrial_Lumber and Wood Products_Existing_Miscellaneous_Natural Gas_Miscellaneous_E8_Baseline Forecast | Industrial | Lumber and Wood Products | Existing | Miscellaneous | Natural Gas | Miscellaneous | E8 |  | Baseline Forecast | 0 | 0 | 0 | 0 | 0 | 0 | 0 | 0 | 0 | 0 | 0 | 0 | 0 | 0 | 0 | 0 | 0 | 0 | 0 | 0 | 0 | 0 | 0 | 0 | 0 | 0 | 0 | 0 | 0 | 0 | 0 | 0 | 0
Industrial_Lumber and Wood Products_Existing_Miscellaneous_Natural Gas_Miscellaneous_E9_Baseline Forecast | Industrial | Lumber and Wood Products | Existing | Miscellaneous | Natural Gas | Miscellaneous | E9 |  | Baseline Forecast | 0 | 0 | 0 | 0 | 0 | 0 | 0 | 0 | 0 | 0 | 0 | 0 | 0 | 0 | 0 | 0 | 0 | 0 | 0 | 0 | 0 | 0 | 0 | 0 | 0 | 0 | 0 | 0 | 0 | 0 | 0 | 0 | 0
Industrial_Lumber and Wood Products_Existing_Miscellaneous_Natural Gas_Miscellaneous_E10_Baseline Forecast | Industrial | Lumber and Wood Products | Existing | Miscellaneous | Natural Gas | Miscellaneous | E10 |  | Baseline Forecast | 0 | 0 | 0 | 0 | 0 | 0 | 0 | 0 | 0 | 0 | 0 | 0 | 0 | 0 | 0 | 0 | 0 | 0 | 0 | 0 | 0 | 0 | 0 | 0 | 0 | 0 | 0 | 0 | 0 | 0 | 0 | 0 | 0
Industrial_Lumber and Wood Products_Existing_Miscellaneous_Natural Gas_Miscellaneous_Vintage_Baseline Forecast | Industrial | Lumber and Wood Products | Existing | Miscellaneous | Natural Gas | Miscellaneous | Vintage |  | Baseline Forecast | 0 | 0 | 0 | 0 | 0 | 0 | 0 | 0 | 0 | 0 | 0 | 0 | 0 | 0 | 0 | 0 | 0 | 0 | 0 | 0 | 0 | 0 | 0 | 0 | 0 | 0 | 0 | 0 | 0 | 0 | 0 | 0 | 0
Industrial_Lumber and Wood Products_New_Space Heating_Natural Gas_Furnace_E1_Baseline Forecast | Industrial | Lumber and Wood Products | New | Space Heating | Natural Gas | Furnace | E1 |  | Baseline Forecast | 0 | 0 | 0 | 0 | 0 | 0 | 0 | 0 | 0 | 0 | 0 | 0 | 0 | 0 | 0 | 0 | 0 | 0 | 0 | 0 | 0 | 0 | 0 | 0 | 0 | 0 | 0 | 0 | 0 | 0 | 0 | 0 | 0
Industrial_Lumber and Wood Products_New_Space Heating_Natural Gas_Furnace_E2_Baseline Forecast | Industrial | Lumber and Wood Products | New | Space Heating | Natural Gas | Furnace | E2 |  | Baseline Forecast | 0 | 0 | 0 | 0 | 0 | 0 | 0 | 0 | 0 | 0 | 0 | 0 | 0 | 0 | 0 | 0 | 0 | 0 | 0 | 0 | 0 | 0 | 0 | 0 | 0 | 0 | 0 | 0 | 0 | 0 | 0 | 0 | 0
Industrial_Lumber and Wood Products_New_Space Heating_Natural Gas_Furnace_E3_Baseline Forecast | Industrial | Lumber and Wood Products | New | Space Heating | Natural Gas | Furnace | E3 |  | Baseline Forecast | 0 | 0 | 0 | 0 | 0 | 0 | 0 | 0 | 0 | 0 | 0 | 0 | 0 | 0 | 0 | 0 | 0 | 0 | 0 | 0 | 0 | 0 | 0 | 0 | 0 | 0 | 0 | 0 | 0 | 0 | 0 | 0 | 0
Industrial_Lumber and Wood Products_New_Space Heating_Natural Gas_Furnace_E4_Baseline Forecast | Industrial | Lumber and Wood Products | New | Space Heating | Natural Gas | Furnace | E4 |  | Baseline Forecast | 0 | 0 | 0 | 0 | 0 | 0 | 0 | 0 | 0 | 0 | 0 | 0 | 0 | 0 | 0 | 0 | 0 | 0 | 0 | 0 | 0 | 0 | 0 | 0 | 0 | 0 | 0 | 0 | 0 | 0 | 0 | 0 | 0
Industrial_Lumber and Wood Products_New_Space Heating_Natural Gas_Furnace_E5_Baseline Forecast | Industrial | Lumber and Wood Products | New | Space Heating | Natural Gas | Furnace | E5 |  | Baseline Forecast | 0 | 0 | 0 | 0 | 0 | 0 | 0 | 0 | 0 | 0 | 0 | 0 | 0 | 0 | 0 | 0 | 0 | 0 | 0 | 0 | 0 | 0 | 0 | 0 | 0 | 0 | 0 | 0 | 0 | 0 | 0 | 0 | 0
Industrial_Lumber and Wood Products_New_Space Heating_Natural Gas_Furnace_E6_Baseline Forecast | Industrial | Lumber and Wood Products | New | Space Heating | Natural Gas | Furnace | E6 |  | Baseline Forecast | 0 | 0 | 0 | 0 | 0 | 0 | 0 | 0 | 0 | 0 | 0 | 0 | 0 | 0 | 0 | 0 | 0 | 0 | 0 | 0 | 0 | 0 | 0 | 0 | 0 | 0 | 0 | 0 | 0 | 0 | 0 | 0 | 0
Industrial_Lumber and Wood Products_New_Space Heating_Natural Gas_Furnace_E7_Baseline Forecast | Industrial | Lumber and Wood Products | New | Space Heating | Natural Gas | Furnace | E7 |  | Baseline Forecast | 0 | 0 | 0 | 0 | 0 | 0 | 0 | 0 | 0 | 0 | 0 | 0 | 0 | 0 | 0 | 0 | 0 | 0 | 0 | 0 | 0 | 0 | 0 | 0 | 0 | 0 | 0 | 0 | 0 | 0 | 0 | 0 | 0
Industrial_Lumber and Wood Products_New_Space Heating_Natural Gas_Furnace_E8_Baseline Forecast | Industrial | Lumber and Wood Products | New | Space Heating | Natural Gas | Furnace | E8 |  | Baseline Forecast | 0 | 0 | 0 | 0 | 0 | 0 | 0 | 0 | 0 | 0 | 0 | 0 | 0 | 0 | 0 | 0 | 0 | 0 | 0 | 0 | 0 | 0 | 0 | 0 | 0 | 0 | 0 | 0 | 0 | 0 | 0 | 0 | 0
Industrial_Lumber and Wood Products_New_Space Heating_Natural Gas_Furnace_E9_Baseline Forecast | Industrial | Lumber and Wood Products | New | Space Heating | Natural Gas | Furnace | E9 |  | Baseline Forecast | 0 | 0 | 0 | 0 | 0 | 0 | 0 | 0 | 0 | 0 | 0 | 0 | 0 | 0 | 0 | 0 | 0 | 0 | 0 | 0 | 0 | 0 | 0 | 0 | 0 | 0 | 0 | 0 | 0 | 0 | 0 | 0 | 0
Industrial_Lumber and Wood Products_New_Space Heating_Natural Gas_Furnace_E10_Baseline Forecast | Industrial | Lumber and Wood Products | New | Space Heating | Natural Gas | Furnace | E10 |  | Baseline Forecast | 0 | 0 | 0 | 0 | 0 | 0 | 0 | 0 | 0 | 0 | 0 | 0 | 0 | 0 | 0 | 0 | 0 | 0 | 0 | 0 | 0 | 0 | 0 | 0 | 0 | 0 | 0 | 0 | 0 | 0 | 0 | 0 | 0
Industrial_Lumber and Wood Products_New_Space Heating_Natural Gas_Furnace_Vintage_Baseline Forecast | Industrial | Lumber and Wood Products | New | Space Heating | Natural Gas | Furnace | Vintage |  | Baseline Forecast | 0 | 0 | 0 | 0 | 0 | 0 | 0 | 0 | 0 | 0 | 0 | 0 | 0 | 0 | 0 | 0 | 0 | 0 | 0 | 0 | 0 | 0 | 0 | 0 | 0 | 0 | 0 | 0 | 0 | 0 | 0 | 0 | 0
Industrial_Lumber and Wood Products_New_Space Heating_Natural Gas_Boiler_E1_Baseline Forecast | Industrial | Lumber and Wood Products | New | Space Heating | Natural Gas | Boiler | E1 |  | Baseline Forecast | 0 | 0 | 0 | 0 | 0 | 0 | 0 | 0 | 0 | 0 | 0 | 0 | 0 | 0 | 0 | 0 | 0 | 0 | 0 | 0 | 0 | 0 | 0 | 0 | 0 | 0 | 0 | 0 | 0 | 0 | 0 | 0 | 0
Industrial_Lumber and Wood Products_New_Space Heating_Natural Gas_Boiler_E2_Baseline Forecast | Industrial | Lumber and Wood Products | New | Space Heating | Natural Gas | Boiler | E2 |  | Baseline Forecast | 0 | 0 | 0 | 0 | 0 | 0 | 0 | 0 | 0 | 0 | 0 | 0 | 0 | 0 | 0 | 0 | 0 | 0 | 0 | 0 | 0 | 0 | 0 | 0 | 0 | 0 | 0 | 0 | 0 | 0 | 0 | 0 | 0
Industrial_Lumber and Wood Products_New_Space Heating_Natural Gas_Boiler_E3_Baseline Forecast | Industrial | Lumber and Wood Products | New | Space Heating | Natural Gas | Boiler | E3 |  | Baseline Forecast | 0 | 0 | 0 | 0 | 0 | 0 | 0 | 0 | 0 | 0 | 0 | 0 | 0 | 0 | 0 | 0 | 0 | 0 | 0 | 0 | 0 | 0 | 0 | 0 | 0 | 0 | 0 | 0 | 0 | 0 | 0 | 0 | 0
Industrial_Lumber and Wood Products_New_Space Heating_Natural Gas_Boiler_E4_Baseline Forecast | Industrial | Lumber and Wood Products | New | Space Heating | Natural Gas | Boiler | E4 |  | Baseline Forecast | 0 | 0 | 0 | 0 | 0 | 0 | 0 | 0 | 0 | 0 | 0 | 0 | 0 | 0 | 0 | 0 | 0 | 0 | 0 | 0 | 0 | 0 | 0 | 0 | 0 | 0 | 0 | 0 | 0 | 0 | 0 | 0 | 0
Industrial_Lumber and Wood Products_New_Space Heating_Natural Gas_Boiler_E5_Baseline Forecast | Industrial | Lumber and Wood Products | New | Space Heating | Natural Gas | Boiler | E5 |  | Baseline Forecast | 0 | 0 | 0 | 0 | 0 | 0 | 0 | 0 | 0 | 0 | 0 | 0 | 0 | 0 | 0 | 0 | 0 | 0 | 0 | 0 | 0 | 0 | 0 | 0 | 0 | 0 | 0 | 0 | 0 | 0 | 0 | 0 | 0
Industrial_Lumber and Wood Products_New_Space Heating_Natural Gas_Boiler_E6_Baseline Forecast | Industrial | Lumber and Wood Products | New | Space Heating | Natural Gas | Boiler | E6 |  | Baseline Forecast | 0 | 0 | 0 | 0 | 0 | 0 | 0 | 0 | 0 | 0 | 0 | 0 | 0 | 0 | 0 | 0 | 0 | 0 | 0 | 0 | 0 | 0 | 0 | 0 | 0 | 0 | 0 | 0 | 0 | 0 | 0 | 0 | 0
Industrial_Lumber and Wood Products_New_Space Heating_Natural Gas_Boiler_E7_Baseline Forecast | Industrial | Lumber and Wood Products | New | Space Heating | Natural Gas | Boiler | E7 |  | Baseline Forecast | 0 | 0 | 0 | 0 | 0 | 0 | 0 | 0 | 0 | 0 | 0 | 0 | 0 | 0 | 0 | 0 | 0 | 0 | 0 | 0 | 0 | 0 | 0 | 0 | 0 | 0 | 0 | 0 | 0 | 0 | 0 | 0 | 0
Industrial_Lumber and Wood Products_New_Space Heating_Natural Gas_Boiler_E8_Baseline Forecast | Industrial | Lumber and Wood Products | New | Space Heating | Natural Gas | Boiler | E8 |  | Baseline Forecast | 0 | 0 | 0 | 0 | 0 | 0 | 0 | 0 | 0 | 0 | 0 | 0 | 0 | 0 | 0 | 0 | 0 | 0 | 0 | 0 | 0 | 0 | 0 | 0 | 0 | 0 | 0 | 0 | 0 | 0 | 0 | 0 | 0
Industrial_Lumber and Wood Products_New_Space Heating_Natural Gas_Boiler_E9_Baseline Forecast | Industrial | Lumber and Wood Products | New | Space Heating | Natural Gas | Boiler | E9 |  | Baseline Forecast | 0 | 0 | 0 | 0 | 0 | 0 | 0 | 0 | 0 | 0 | 0 | 0 | 0 | 0 | 0 | 0 | 0 | 0 | 0 | 0 | 0 | 0 | 0 | 0 | 0 | 0 | 0 | 0 | 0 | 0 | 0 | 0 | 0
Industrial_Lumber and Wood Products_New_Space Heating_Natural Gas_Boiler_E10_Baseline Forecast | Industrial | Lumber and Wood Products | New | Space Heating | Natural Gas | Boiler | E10 |  | Baseline Forecast | 0 | 0 | 0 | 0 | 0 | 0 | 0 | 0 | 0 | 0 | 0 | 0 | 0 | 0 | 0 | 0 | 0 | 0 | 0 | 0 | 0 | 0 | 0 | 0 | 0 | 0 | 0 | 0 | 0 | 0 | 0 | 0 | 0
Industrial_Lumber and Wood Products_New_Space Heating_Natural Gas_Boiler_Vintage_Baseline Forecast | Industrial | Lumber and Wood Products | New | Space Heating | Natural Gas | Boiler | Vintage |  | Baseline Forecast | 0 | 0 | 0 | 0 | 0 | 0 | 0 | 0 | 0 | 0 | 0 | 0 | 0 | 0 | 0 | 0 | 0 | 0 | 0 | 0 | 0 | 0 | 0 | 0 | 0 | 0 | 0 | 0 | 0 | 0 | 0 | 0 | 0
Industrial_Lumber and Wood Products_New_Space Heating_Natural Gas_Unit Heater_E1_Baseline Forecast | Industrial | Lumber and Wood Products | New | Space Heating | Natural Gas | Unit Heater | E1 |  | Baseline Forecast | 0 | 0 | 0 | 0 | 0 | 0 | 0 | 0 | 0 | 0 | 0 | 0 | 0 | 0 | 0 | 0 | 0 | 0 | 0 | 0 | 0 | 0 | 0 | 0 | 0 | 0 | 0 | 0 | 0 | 0 | 0 | 0 | 0
Industrial_Lumber and Wood Products_New_Space Heating_Natural Gas_Unit Heater_E2_Baseline Forecast | Industrial | Lumber and Wood Products | New | Space Heating | Natural Gas | Unit Heater | E2 |  | Baseline Forecast | 0 | 0 | 0 | 0 | 0 | 0 | 0 | 0 | 0 | 0 | 0 | 0 | 0 | 0 | 0 | 0 | 0 | 0 | 0 | 0 | 0 | 0 | 0 | 0 | 0 | 0 | 0 | 0 | 0 | 0 | 0 | 0 | 0
Industrial_Lumber and Wood Products_New_Space Heating_Natural Gas_Unit Heater_E3_Baseline Forecast | Industrial | Lumber and Wood Products | New | Space Heating | Natural Gas | Unit Heater | E3 |  | Baseline Forecast | 0 | 0 | 0 | 0 | 0 | 0 | 0 | 0 | 0 | 0 | 0 | 0 | 0 | 0 | 0 | 0 | 0 | 0 | 0 | 0 | 0 | 0 | 0 | 0 | 0 | 0 | 0 | 0 | 0 | 0 | 0 | 0 | 0
Industrial_Lumber and Wood Products_New_Space Heating_Natural Gas_Unit Heater_E4_Baseline Forecast | Industrial | Lumber and Wood Products | New | Space Heating | Natural Gas | Unit Heater | E4 |  | Baseline Forecast | 0 | 0 | 0 | 0 | 0 | 0 | 0 | 0 | 0 | 0 | 0 | 0 | 0 | 0 | 0 | 0 | 0 | 0 | 0 | 0 | 0 | 0 | 0 | 0 | 0 | 0 | 0 | 0 | 0 | 0 | 0 | 0 | 0
Industrial_Lumber and Wood Products_New_Space Heating_Natural Gas_Unit Heater_E5_Baseline Forecast | Industrial | Lumber and Wood Products | New | Space Heating | Natural Gas | Unit Heater | E5 |  | Baseline Forecast | 0 | 0 | 0 | 0 | 0 | 0 | 0 | 0 | 0 | 0 | 0 | 0 | 0 | 0 | 0 | 0 | 0 | 0 | 0 | 0 | 0 | 0 | 0 | 0 | 0 | 0 | 0 | 0 | 0 | 0 | 0 | 0 | 0
Industrial_Lumber and Wood Products_New_Space Heating_Natural Gas_Unit Heater_E6_Baseline Forecast | Industrial | Lumber and Wood Products | New | Space Heating | Natural Gas | Unit Heater | E6 |  | Baseline Forecast | 0 | 0 | 0 | 0 | 0 | 0 | 0 | 0 | 0 | 0 | 0 | 0 | 0 | 0 | 0 | 0 | 0 | 0 | 0 | 0 | 0 | 0 | 0 | 0 | 0 | 0 | 0 | 0 | 0 | 0 | 0 | 0 | 0
Industrial_Lumber and Wood Products_New_Space Heating_Natural Gas_Unit Heater_E7_Baseline Forecast | Industrial | Lumber and Wood Products | New | Space Heating | Natural Gas | Unit Heater | E7 |  | Baseline Forecast | 0 | 0 | 0 | 0 | 0 | 0 | 0 | 0 | 0 | 0 | 0 | 0 | 0 | 0 | 0 | 0 | 0 | 0 | 0 | 0 | 0 | 0 | 0 | 0 | 0 | 0 | 0 | 0 | 0 | 0 | 0 | 0 | 0
Industrial_Lumber and Wood Products_New_Space Heating_Natural Gas_Unit Heater_E8_Baseline Forecast | Industrial | Lumber and Wood Products | New | Space Heating | Natural Gas | Unit Heater | E8 |  | Baseline Forecast | 0 | 0 | 0 | 0 | 0 | 0 | 0 | 0 | 0 | 0 | 0 | 0 | 0 | 0 | 0 | 0 | 0 | 0 | 0 | 0 | 0 | 0 | 0 | 0 | 0 | 0 | 0 | 0 | 0 | 0 | 0 | 0 | 0
Industrial_Lumber and Wood Products_New_Space Heating_Natural Gas_Unit Heater_E9_Baseline Forecast | Industrial | Lumber and Wood Products | New | Space Heating | Natural Gas | Unit Heater | E9 |  | Baseline Forecast | 0 | 0 | 0 | 0 | 0 | 0 | 0 | 0 | 0 | 0 | 0 | 0 | 0 | 0 | 0 | 0 | 0 | 0 | 0 | 0 | 0 | 0 | 0 | 0 | 0 | 0 | 0 | 0 | 0 | 0 | 0 | 0 | 0
Industrial_Lumber and Wood Products_New_Space Heating_Natural Gas_Unit Heater_E10_Baseline Forecast | Industrial | Lumber and Wood Products | New | Space Heating | Natural Gas | Unit Heater | E10 |  | Baseline Forecast | 0 | 0 | 0 | 0 | 0 | 0 | 0 | 0 | 0 | 0 | 0 | 0 | 0 | 0 | 0 | 0 | 0 | 0 | 0 | 0 | 0 | 0 | 0 | 0 | 0 | 0 | 0 | 0 | 0 | 0 | 0 | 0 | 0
Industrial_Lumber and Wood Products_New_Space Heating_Natural Gas_Unit Heater_Vintage_Baseline Forecast | Industrial | Lumber and Wood Products | New | Space Heating | Natural Gas | Unit Heater | Vintage |  | Baseline Forecast | 0 | 0 | 0 | 0 | 0 | 0 | 0 | 0 | 0 | 0 | 0 | 0 | 0 | 0 | 0 | 0 | 0 | 0 | 0 | 0 | 0 | 0 | 0 | 0 | 0 | 0 | 0 | 0 | 0 | 0 | 0 | 0 | 0
Industrial_Lumber and Wood Products_New_Process_Natural Gas_Process Heating_E1_Baseline Forecast | Industrial | Lumber and Wood Products | New | Process | Natural Gas | Process Heating | E1 |  | Baseline Forecast | 0 | 0 | 0 | 0 | 0 | 0 | 0 | 0 | 0 | 0 | 0 | 0 | 0 | 0 | 0 | 0 | 0 | 0 | 0 | 0 | 0 | 0 | 0 | 0 | 0 | 0 | 0 | 0 | 0 | 0 | 0 | 0 | 0
Industrial_Lumber and Wood Products_New_Process_Natural Gas_Process Heating_E2_Baseline Forecast | Industrial | Lumber and Wood Products | New | Process | Natural Gas | Process Heating | E2 |  | Baseline Forecast | 0 | 0 | 0 | 0 | 0 | 0 | 0 | 0 | 0 | 0 | 0 | 0 | 0 | 0 | 0 | 0 | 0 | 0 | 0 | 0 | 0 | 0 | 0 | 0 | 0 | 0 | 0 | 0 | 0 | 0 | 0 | 0 | 0
Industrial_Lumber and Wood Products_New_Process_Natural Gas_Process Heating_E3_Baseline Forecast | Industrial | Lumber and Wood Products | New | Process | Natural Gas | Process Heating | E3 |  | Baseline Forecast | 0 | 0 | 0 | 0 | 0 | 0 | 0 | 0 | 0 | 0 | 0 | 0 | 0 | 0 | 0 | 0 | 0 | 0 | 0 | 0 | 0 | 0 | 0 | 0 | 0 | 0 | 0 | 0 | 0 | 0 | 0 | 0 | 0
Industrial_Lumber and Wood Products_New_Process_Natural Gas_Process Heating_E4_Baseline Forecast | Industrial | Lumber and Wood Products | New | Process | Natural Gas | Process Heating | E4 |  | Baseline Forecast | 0 | 0 | 0 | 0 | 0 | 0 | 0 | 0 | 0 | 0 | 0 | 0 | 0 | 0 | 0 | 0 | 0 | 0 | 0 | 0 | 0 | 0 | 0 | 0 | 0 | 0 | 0 | 0 | 0 | 0 | 0 | 0 | 0
Industrial_Lumber and Wood Products_New_Process_Natural Gas_Process Heating_E5_Baseline Forecast | Industrial | Lumber and Wood Products | New | Process | Natural Gas | Process Heating | E5 |  | Baseline Forecast | 0 | 0 | 0 | 0 | 0 | 0 | 0 | 0 | 0 | 0 | 0 | 0 | 0 | 0 | 0 | 0 | 0 | 0 | 0 | 0 | 0 | 0 | 0 | 0 | 0 | 0 | 0 | 0 | 0 | 0 | 0 | 0 | 0
Industrial_Lumber and Wood Products_New_Process_Natural Gas_Process Heating_E6_Baseline Forecast | Industrial | Lumber and Wood Products | New | Process | Natural Gas | Process Heating | E6 |  | Baseline Forecast | 0 | 0 | 0 | 0 | 0 | 0 | 0 | 0 | 0 | 0 | 0 | 0 | 0 | 0 | 0 | 0 | 0 | 0 | 0 | 0 | 0 | 0 | 0 | 0 | 0 | 0 | 0 | 0 | 0 | 0 | 0 | 0 | 0
Industrial_Lumber and Wood Products_New_Process_Natural Gas_Process Heating_E7_Baseline Forecast | Industrial | Lumber and Wood Products | New | Process | Natural Gas | Process Heating | E7 |  | Baseline Forecast | 0 | 0 | 0 | 0 | 0 | 0 | 0 | 0 | 0 | 0 | 0 | 0 | 0 | 0 | 0 | 0 | 0 | 0 | 0 | 0 | 0 | 0 | 0 | 0 | 0 | 0 | 0 | 0 | 0 | 0 | 0 | 0 | 0
Industrial_Lumber and Wood Products_New_Process_Natural Gas_Process Heating_E8_Baseline Forecast | Industrial | Lumber and Wood Products | New | Process | Natural Gas | Process Heating | E8 |  | Baseline Forecast | 0 | 0 | 0 | 0 | 0 | 0 | 0 | 0 | 0 | 0 | 0 | 0 | 0 | 0 | 0 | 0 | 0 | 0 | 0 | 0 | 0 | 0 | 0 | 0 | 0 | 0 | 0 | 0 | 0 | 0 | 0 | 0 | 0
Industrial_Lumber and Wood Products_New_Process_Natural Gas_Process Heating_E9_Baseline Forecast | Industrial | Lumber and Wood Products | New | Process | Natural Gas | Process Heating | E9 |  | Baseline Forecast | 0 | 0 | 0 | 0 | 0 | 0 | 0 | 0 | 0 | 0 | 0 | 0 | 0 | 0 | 0 | 0 | 0 | 0 | 0 | 0 | 0 | 0 | 0 | 0 | 0 | 0 | 0 | 0 | 0 | 0 | 0 | 0 | 0
Industrial_Lumber and Wood Products_New_Process_Natural Gas_Process Heating_E10_Baseline Forecast | Industrial | Lumber and Wood Products | New | Process | Natural Gas | Process Heating | E10 |  | Baseline Forecast | 0 | 0 | 0 | 0 | 0 | 0 | 0 | 0 | 0 | 0 | 0 | 0 | 0 | 0 | 0 | 0 | 0 | 0 | 0 | 0 | 0 | 0 | 0 | 0 | 0 | 0 | 0 | 0 | 0 | 0 | 0 | 0 | 0
Industrial_Lumber and Wood Products_New_Process_Natural Gas_Process Heating_Vintage_Baseline Forecast | Industrial | Lumber and Wood Products | New | Process | Natural Gas | Process Heating | Vintage |  | Baseline Forecast | 0 | 0 | 0 | 0 | 0 | 0 | 0 | 0 | 0 | 0 | 0 | 0 | 0 | 0 | 0 | 0 | 0 | 0 | 0 | 0 | 0 | 0 | 0 | 0 | 0 | 0 | 0 | 0 | 0 | 0 | 0 | 0 | 0
Industrial_Lumber and Wood Products_New_Process_Natural Gas_Process Boiler_E1_Baseline Forecast | Industrial | Lumber and Wood Products | New | Process | Natural Gas | Process Boiler | E1 |  | Baseline Forecast | 0 | 0 | 0 | 0 | 0 | 0 | 0 | 0 | 0 | 0 | 0 | 0 | 0 | 0 | 0 | 0 | 0 | 0 | 0 | 0 | 0 | 0 | 0 | 0 | 0 | 0 | 0 | 0 | 0 | 0 | 0 | 0 | 0
Industrial_Lumber and Wood Products_New_Process_Natural Gas_Process Boiler_E2_Baseline Forecast | Industrial | Lumber and Wood Products | New | Process | Natural Gas | Process Boiler | E2 |  | Baseline Forecast | 0 | 0 | 0 | 0 | 0 | 0 | 0 | 0 | 0 | 0 | 0 | 0 | 0 | 0 | 0 | 0 | 0 | 0 | 0 | 0 | 0 | 0 | 0 | 0 | 0 | 0 | 0 | 0 | 0 | 0 | 0 | 0 | 0
Industrial_Lumber and Wood Products_New_Process_Natural Gas_Process Boiler_E3_Baseline Forecast | Industrial | Lumber and Wood Products | New | Process | Natural Gas | Process Boiler | E3 |  | Baseline Forecast | 0 | 0 | 0 | 0 | 0 | 0 | 0 | 0 | 0 | 0 | 0 | 0 | 0 | 0 | 0 | 0 | 0 | 0 | 0 | 0 | 0 | 0 | 0 | 0 | 0 | 0 | 0 | 0 | 0 | 0 | 0 | 0 | 0
Industrial_Lumber and Wood Products_New_Process_Natural Gas_Process Boiler_E4_Baseline Forecast | Industrial | Lumber and Wood Products | New | Process | Natural Gas | Process Boiler | E4 |  | Baseline Forecast | 0 | 0 | 0 | 0 | 0 | 0 | 0 | 0 | 0 | 0 | 0 | 0 | 0 | 0 | 0 | 0 | 0 | 0 | 0 | 0 | 0 | 0 | 0 | 0 | 0 | 0 | 0 | 0 | 0 | 0 | 0 | 0 | 0
Industrial_Lumber and Wood Products_New_Process_Natural Gas_Process Boiler_E5_Baseline Forecast | Industrial | Lumber and Wood Products | New | Process | Natural Gas | Process Boiler | E5 |  | Baseline Forecast | 0 | 0 | 0 | 0 | 0 | 0 | 0 | 0 | 0 | 0 | 0 | 0 | 0 | 0 | 0 | 0 | 0 | 0 | 0 | 0 | 0 | 0 | 0 | 0 | 0 | 0 | 0 | 0 | 0 | 0 | 0 | 0 | 0
Industrial_Lumber and Wood Products_New_Process_Natural Gas_Process Boiler_E6_Baseline Forecast | Industrial | Lumber and Wood Products | New | Process | Natural Gas | Process Boiler | E6 |  | Baseline Forecast | 0 | 0 | 0 | 0 | 0 | 0 | 0 | 0 | 0 | 0 | 0 | 0 | 0 | 0 | 0 | 0 | 0 | 0 | 0 | 0 | 0 | 0 | 0 | 0 | 0 | 0 | 0 | 0 | 0 | 0 | 0 | 0 | 0
Industrial_Lumber and Wood Products_New_Process_Natural Gas_Process Boiler_E7_Baseline Forecast | Industrial | Lumber and Wood Products | New | Process | Natural Gas | Process Boiler | E7 |  | Baseline Forecast | 0 | 0 | 0 | 0 | 0 | 0 | 0 | 0 | 0 | 0 | 0 | 0 | 0 | 0 | 0 | 0 | 0 | 0 | 0 | 0 | 0 | 0 | 0 | 0 | 0 | 0 | 0 | 0 | 0 | 0 | 0 | 0 | 0
Industrial_Lumber and Wood Products_New_Process_Natural Gas_Process Boiler_E8_Baseline Forecast | Industrial | Lumber and Wood Products | New | Process | Natural Gas | Process Boiler | E8 |  | Baseline Forecast | 0 | 0 | 0 | 0 | 0 | 0 | 0 | 0 | 0 | 0 | 0 | 0 | 0 | 0 | 0 | 0 | 0 | 0 | 0 | 0 | 0 | 0 | 0 | 0 | 0 | 0 | 0 | 0 | 0 | 0 | 0 | 0 | 0
Industrial_Lumber and Wood Products_New_Process_Natural Gas_Process Boiler_E9_Baseline Forecast | Industrial | Lumber and Wood Products | New | Process | Natural Gas | Process Boiler | E9 |  | Baseline Forecast | 0 | 0 | 0 | 0 | 0 | 0 | 0 | 0 | 0 | 0 | 0 | 0 | 0 | 0 | 0 | 0 | 0 | 0 | 0 | 0 | 0 | 0 | 0 | 0 | 0 | 0 | 0 | 0 | 0 | 0 | 0 | 0 | 0
Industrial_Lumber and Wood Products_New_Process_Natural Gas_Process Boiler_E10_Baseline Forecast | Industrial | Lumber and Wood Products | New | Process | Natural Gas | Process Boiler | E10 |  | Baseline Forecast | 0 | 0 | 0 | 0 | 0 | 0 | 0 | 0 | 0 | 0 | 0 | 0 | 0 | 0 | 0 | 0 | 0 | 0 | 0 | 0 | 0 | 0 | 0 | 0 | 0 | 0 | 0 | 0 | 0 | 0 | 0 | 0 | 0
Industrial_Lumber and Wood Products_New_Process_Natural Gas_Process Boiler_Vintage_Baseline Forecast | Industrial | Lumber and Wood Products | New | Process | Natural Gas | Process Boiler | Vintage |  | Baseline Forecast | 0 | 0 | 0 | 0 | 0 | 0 | 0 | 0 | 0 | 0 | 0 | 0 | 0 | 0 | 0 | 0 | 0 | 0 | 0 | 0 | 0 | 0 | 0 | 0 | 0 | 0 | 0 | 0 | 0 | 0 | 0 | 0 | 0
Industrial_Lumber and Wood Products_New_Process_Natural Gas_Process Cooling_E1_Baseline Forecast | Industrial | Lumber and Wood Products | New | Process | Natural Gas | Process Cooling | E1 |  | Baseline Forecast | 0 | 0 | 0 | 0 | 0 | 0 | 0 | 0 | 0 | 0 | 0 | 0 | 0 | 0 | 0 | 0 | 0 | 0 | 0 | 0 | 0 | 0 | 0 | 0 | 0 | 0 | 0 | 0 | 0 | 0 | 0 | 0 | 0
Industrial_Lumber and Wood Products_New_Process_Natural Gas_Process Cooling_E2_Baseline Forecast | Industrial | Lumber and Wood Products | New | Process | Natural Gas | Process Cooling | E2 |  | Baseline Forecast | 0 | 0 | 0 | 0 | 0 | 0 | 0 | 0 | 0 | 0 | 0 | 0 | 0 | 0 | 0 | 0 | 0 | 0 | 0 | 0 | 0 | 0 | 0 | 0 | 0 | 0 | 0 | 0 | 0 | 0 | 0 | 0 | 0
Industrial_Lumber and Wood Products_New_Process_Natural Gas_Process Cooling_E3_Baseline Forecast | Industrial | Lumber and Wood Products | New | Process | Natural Gas | Process Cooling | E3 |  | Baseline Forecast | 0 | 0 | 0 | 0 | 0 | 0 | 0 | 0 | 0 | 0 | 0 | 0 | 0 | 0 | 0 | 0 | 0 | 0 | 0 | 0 | 0 | 0 | 0 | 0 | 0 | 0 | 0 | 0 | 0 | 0 | 0 | 0 | 0
Industrial_Lumber and Wood Products_New_Process_Natural Gas_Process Cooling_E4_Baseline Forecast | Industrial | Lumber and Wood Products | New | Process | Natural Gas | Process Cooling | E4 |  | Baseline Forecast | 0 | 0 | 0 | 0 | 0 | 0 | 0 | 0 | 0 | 0 | 0 | 0 | 0 | 0 | 0 | 0 | 0 | 0 | 0 | 0 | 0 | 0 | 0 | 0 | 0 | 0 | 0 | 0 | 0 | 0 | 0 | 0 | 0
Industrial_Lumber and Wood Products_New_Process_Natural Gas_Process Cooling_E5_Baseline Forecast | Industrial | Lumber and Wood Products | New | Process | Natural Gas | Process Cooling | E5 |  | Baseline Forecast | 0 | 0 | 0 | 0 | 0 | 0 | 0 | 0 | 0 | 0 | 0 | 0 | 0 | 0 | 0 | 0 | 0 | 0 | 0 | 0 | 0 | 0 | 0 | 0 | 0 | 0 | 0 | 0 | 0 | 0 | 0 | 0 | 0
Industrial_Lumber and Wood Products_New_Process_Natural Gas_Process Cooling_E6_Baseline Forecast | Industrial | Lumber and Wood Products | New | Process | Natural Gas | Process Cooling | E6 |  | Baseline Forecast | 0 | 0 | 0 | 0 | 0 | 0 | 0 | 0 | 0 | 0 | 0 | 0 | 0 | 0 | 0 | 0 | 0 | 0 | 0 | 0 | 0 | 0 | 0 | 0 | 0 | 0 | 0 | 0 | 0 | 0 | 0 | 0 | 0
Industrial_Lumber and Wood Products_New_Process_Natural Gas_Process Cooling_E7_Baseline Forecast | Industrial | Lumber and Wood Products | New | Process | Natural Gas | Process Cooling | E7 |  | Baseline Forecast | 0 | 0 | 0 | 0 | 0 | 0 | 0 | 0 | 0 | 0 | 0 | 0 | 0 | 0 | 0 | 0 | 0 | 0 | 0 | 0 | 0 | 0 | 0 | 0 | 0 | 0 | 0 | 0 | 0 | 0 | 0 | 0 | 0
Industrial_Lumber and Wood Products_New_Process_Natural Gas_Process Cooling_E8_Baseline Forecast | Industrial | Lumber and Wood Products | New | Process | Natural Gas | Process Cooling | E8 |  | Baseline Forecast | 0 | 0 | 0 | 0 | 0 | 0 | 0 | 0 | 0 | 0 | 0 | 0 | 0 | 0 | 0 | 0 | 0 | 0 | 0 | 0 | 0 | 0 | 0 | 0 | 0 | 0 | 0 | 0 | 0 | 0 | 0 | 0 | 0
Industrial_Lumber and Wood Products_New_Process_Natural Gas_Process Cooling_E9_Baseline Forecast | Industrial | Lumber and Wood Products | New | Process | Natural Gas | Process Cooling | E9 |  | Baseline Forecast | 0 | 0 | 0 | 0 | 0 | 0 | 0 | 0 | 0 | 0 | 0 | 0 | 0 | 0 | 0 | 0 | 0 | 0 | 0 | 0 | 0 | 0 | 0 | 0 | 0 | 0 | 0 | 0 | 0 | 0 | 0 | 0 | 0
Industrial_Lumber and Wood Products_New_Process_Natural Gas_Process Cooling_E10_Baseline Forecast | Industrial | Lumber and Wood Products | New | Process | Natural Gas | Process Cooling | E10 |  | Baseline Forecast | 0 | 0 | 0 | 0 | 0 | 0 | 0 | 0 | 0 | 0 | 0 | 0 | 0 | 0 | 0 | 0 | 0 | 0 | 0 | 0 | 0 | 0 | 0 | 0 | 0 | 0 | 0 | 0 | 0 | 0 | 0 | 0 | 0
Industrial_Lumber and Wood Products_New_Process_Natural Gas_Process Cooling_Vintage_Baseline Forecast | Industrial | Lumber and Wood Products | New | Process | Natural Gas | Process Cooling | Vintage |  | Baseline Forecast | 0 | 0 | 0 | 0 | 0 | 0 | 0 | 0 | 0 | 0 | 0 | 0 | 0 | 0 | 0 | 0 | 0 | 0 | 0 | 0 | 0 | 0 | 0 | 0 | 0 | 0 | 0 | 0 | 0 | 0 | 0 | 0 | 0
Industrial_Lumber and Wood Products_New_Process_Natural Gas_Other Process_E1_Baseline Forecast | Industrial | Lumber and Wood Products | New | Process | Natural Gas | Other Process | E1 |  | Baseline Forecast | 0 | 0 | 0 | 0 | 0 | 0 | 0 | 0 | 0 | 0 | 0 | 0 | 0 | 0 | 0 | 0 | 0 | 0 | 0 | 0 | 0 | 0 | 0 | 0 | 0 | 0 | 0 | 0 | 0 | 0 | 0 | 0 | 0
Industrial_Lumber and Wood Products_New_Process_Natural Gas_Other Process_E2_Baseline Forecast | Industrial | Lumber and Wood Products | New | Process | Natural Gas | Other Process | E2 |  | Baseline Forecast | 0 | 0 | 0 | 0 | 0 | 0 | 0 | 0 | 0 | 0 | 0 | 0 | 0 | 0 | 0 | 0 | 0 | 0 | 0 | 0 | 0 | 0 | 0 | 0 | 0 | 0 | 0 | 0 | 0 | 0 | 0 | 0 | 0
Industrial_Lumber and Wood Products_New_Process_Natural Gas_Other Process_E3_Baseline Forecast | Industrial | Lumber and Wood Products | New | Process | Natural Gas | Other Process | E3 |  | Baseline Forecast | 0 | 0 | 0 | 0 | 0 | 0 | 0 | 0 | 0 | 0 | 0 | 0 | 0 | 0 | 0 | 0 | 0 | 0 | 0 | 0 | 0 | 0 | 0 | 0 | 0 | 0 | 0 | 0 | 0 | 0 | 0 | 0 | 0
Industrial_Lumber and Wood Products_New_Process_Natural Gas_Other Process_E4_Baseline Forecast | Industrial | Lumber and Wood Products | New | Process | Natural Gas | Other Process | E4 |  | Baseline Forecast | 0 | 0 | 0 | 0 | 0 | 0 | 0 | 0 | 0 | 0 | 0 | 0 | 0 | 0 | 0 | 0 | 0 | 0 | 0 | 0 | 0 | 0 | 0 | 0 | 0 | 0 | 0 | 0 | 0 | 0 | 0 | 0 | 0
Industrial_Lumber and Wood Products_New_Process_Natural Gas_Other Process_E5_Baseline Forecast | Industrial | Lumber and Wood Products | New | Process | Natural Gas | Other Process | E5 |  | Baseline Forecast | 0 | 0 | 0 | 0 | 0 | 0 | 0 | 0 | 0 | 0 | 0 | 0 | 0 | 0 | 0 | 0 | 0 | 0 | 0 | 0 | 0 | 0 | 0 | 0 | 0 | 0 | 0 | 0 | 0 | 0 | 0 | 0 | 0
Industrial_Lumber and Wood Products_New_Process_Natural Gas_Other Process_E6_Baseline Forecast | Industrial | Lumber and Wood Products | New | Process | Natural Gas | Other Process | E6 |  | Baseline Forecast | 0 | 0 | 0 | 0 | 0 | 0 | 0 | 0 | 0 | 0 | 0 | 0 | 0 | 0 | 0 | 0 | 0 | 0 | 0 | 0 | 0 | 0 | 0 | 0 | 0 | 0 | 0 | 0 | 0 | 0 | 0 | 0 | 0
Industrial_Lumber and Wood Products_New_Process_Natural Gas_Other Process_E7_Baseline Forecast | Industrial | Lumber and Wood Products | New | Process | Natural Gas | Other Process | E7 |  | Baseline Forecast | 0 | 0 | 0 | 0 | 0 | 0 | 0 | 0 | 0 | 0 | 0 | 0 | 0 | 0 | 0 | 0 | 0 | 0 | 0 | 0 | 0 | 0 | 0 | 0 | 0 | 0 | 0 | 0 | 0 | 0 | 0 | 0 | 0
Industrial_Lumber and Wood Products_New_Process_Natural Gas_Other Process_E8_Baseline Forecast | Industrial | Lumber and Wood Products | New | Process | Natural Gas | Other Process | E8 |  | Baseline Forecast | 0 | 0 | 0 | 0 | 0 | 0 | 0 | 0 | 0 | 0 | 0 | 0 | 0 | 0 | 0 | 0 | 0 | 0 | 0 | 0 | 0 | 0 | 0 | 0 | 0 | 0 | 0 | 0 | 0 | 0 | 0 | 0 | 0
Industrial_Lumber and Wood Products_New_Process_Natural Gas_Other Process_E9_Baseline Forecast | Industrial | Lumber and Wood Products | New | Process | Natural Gas | Other Process | E9 |  | Baseline Forecast | 0 | 0 | 0 | 0 | 0 | 0 | 0 | 0 | 0 | 0 | 0 | 0 | 0 | 0 | 0 | 0 | 0 | 0 | 0 | 0 | 0 | 0 | 0 | 0 | 0 | 0 | 0 | 0 | 0 | 0 | 0 | 0 | 0
Industrial_Lumber and Wood Products_New_Process_Natural Gas_Other Process_E10_Baseline Forecast | Industrial | Lumber and Wood Products | New | Process | Natural Gas | Other Process | E10 |  | Baseline Forecast | 0 | 0 | 0 | 0 | 0 | 0 | 0 | 0 | 0 | 0 | 0 | 0 | 0 | 0 | 0 | 0 | 0 | 0 | 0 | 0 | 0 | 0 | 0 | 0 | 0 | 0 | 0 | 0 | 0 | 0 | 0 | 0 | 0
Industrial_Lumber and Wood Products_New_Process_Natural Gas_Other Process_Vintage_Baseline Forecast | Industrial | Lumber and Wood Products | New | Process | Natural Gas | Other Process | Vintage |  | Baseline Forecast | 0 | 0 | 0 | 0 | 0 | 0 | 0 | 0 | 0 | 0 | 0 | 0 | 0 | 0 | 0 | 0 | 0 | 0 | 0 | 0 | 0 | 0 | 0 | 0 | 0 | 0 | 0 | 0 | 0 | 0 | 0 | 0 | 0
Industrial_Lumber and Wood Products_New_Miscellaneous_Natural Gas_Miscellaneous_E1_Baseline Forecast | Industrial | Lumber and Wood Products | New | Miscellaneous | Natural Gas | Miscellaneous | E1 |  | Baseline Forecast | 0 | 0 | 0 | 0 | 0 | 0 | 0 | 0 | 0 | 0 | 0 | 0 | 0 | 0 | 0 | 0 | 0 | 0 | 0 | 0 | 0 | 0 | 0 | 0 | 0 | 0 | 0 | 0 | 0 | 0 | 0 | 0 | 0
Industrial_Lumber and Wood Products_New_Miscellaneous_Natural Gas_Miscellaneous_E2_Baseline Forecast | Industrial | Lumber and Wood Products | New | Miscellaneous | Natural Gas | Miscellaneous | E2 |  | Baseline Forecast | 0 | 0 | 0 | 0 | 0 | 0 | 0 | 0 | 0 | 0 | 0 | 0 | 0 | 0 | 0 | 0 | 0 | 0 | 0 | 0 | 0 | 0 | 0 | 0 | 0 | 0 | 0 | 0 | 0 | 0 | 0 | 0 | 0
Industrial_Lumber and Wood Products_New_Miscellaneous_Natural Gas_Miscellaneous_E3_Baseline Forecast | Industrial | Lumber and Wood Products | New | Miscellaneous | Natural Gas | Miscellaneous | E3 |  | Baseline Forecast | 0 | 0 | 0 | 0 | 0 | 0 | 0 | 0 | 0 | 0 | 0 | 0 | 0 | 0 | 0 | 0 | 0 | 0 | 0 | 0 | 0 | 0 | 0 | 0 | 0 | 0 | 0 | 0 | 0 | 0 | 0 | 0 | 0
Industrial_Lumber and Wood Products_New_Miscellaneous_Natural Gas_Miscellaneous_E4_Baseline Forecast | Industrial | Lumber and Wood Products | New | Miscellaneous | Natural Gas | Miscellaneous | E4 |  | Baseline Forecast | 0 | 0 | 0 | 0 | 0 | 0 | 0 | 0 | 0 | 0 | 0 | 0 | 0 | 0 | 0 | 0 | 0 | 0 | 0 | 0 | 0 | 0 | 0 | 0 | 0 | 0 | 0 | 0 | 0 | 0 | 0 | 0 | 0
Industrial_Lumber and Wood Products_New_Miscellaneous_Natural Gas_Miscellaneous_E5_Baseline Forecast | Industrial | Lumber and Wood Products | New | Miscellaneous | Natural Gas | Miscellaneous | E5 |  | Baseline Forecast | 0 | 0 | 0 | 0 | 0 | 0 | 0 | 0 | 0 | 0 | 0 | 0 | 0 | 0 | 0 | 0 | 0 | 0 | 0 | 0 | 0 | 0 | 0 | 0 | 0 | 0 | 0 | 0 | 0 | 0 | 0 | 0 | 0
Industrial_Lumber and Wood Products_New_Miscellaneous_Natural Gas_Miscellaneous_E6_Baseline Forecast | Industrial | Lumber and Wood Products | New | Miscellaneous | Natural Gas | Miscellaneous | E6 |  | Baseline Forecast | 0 | 0 | 0 | 0 | 0 | 0 | 0 | 0 | 0 | 0 | 0 | 0 | 0 | 0 | 0 | 0 | 0 | 0 | 0 | 0 | 0 | 0 | 0 | 0 | 0 | 0 | 0 | 0 | 0 | 0 | 0 | 0 | 0
Industrial_Lumber and Wood Products_New_Miscellaneous_Natural Gas_Miscellaneous_E7_Baseline Forecast | Industrial | Lumber and Wood Products | New | Miscellaneous | Natural Gas | Miscellaneous | E7 |  | Baseline Forecast | 0 | 0 | 0 | 0 | 0 | 0 | 0 | 0 | 0 | 0 | 0 | 0 | 0 | 0 | 0 | 0 | 0 | 0 | 0 | 0 | 0 | 0 | 0 | 0 | 0 | 0 | 0 | 0 | 0 | 0 | 0 | 0 | 0
Industrial_Lumber and Wood Products_New_Miscellaneous_Natural Gas_Miscellaneous_E8_Baseline Forecast | Industrial | Lumber and Wood Products | New | Miscellaneous | Natural Gas | Miscellaneous | E8 |  | Baseline Forecast | 0 | 0 | 0 | 0 | 0 | 0 | 0 | 0 | 0 | 0 | 0 | 0 | 0 | 0 | 0 | 0 | 0 | 0 | 0 | 0 | 0 | 0 | 0 | 0 | 0 | 0 | 0 | 0 | 0 | 0 | 0 | 0 | 0
Industrial_Lumber and Wood Products_New_Miscellaneous_Natural Gas_Miscellaneous_E9_Baseline Forecast | Industrial | Lumber and Wood Products | New | Miscellaneous | Natural Gas | Miscellaneous | E9 |  | Baseline Forecast | 0 | 0 | 0 | 0 | 0 | 0 | 0 | 0 | 0 | 0 | 0 | 0 | 0 | 0 | 0 | 0 | 0 | 0 | 0 | 0 | 0 | 0 | 0 | 0 | 0 | 0 | 0 | 0 | 0 | 0 | 0 | 0 | 0
Industrial_Lumber and Wood Products_New_Miscellaneous_Natural Gas_Miscellaneous_E10_Baseline Forecast | Industrial | Lumber and Wood Products | New | Miscellaneous | Natural Gas | Miscellaneous | E10 |  | Baseline Forecast | 0 | 0 | 0 | 0 | 0 | 0 | 0 | 0 | 0 | 0 | 0 | 0 | 0 | 0 | 0 | 0 | 0 | 0 | 0 | 0 | 0 | 0 | 0 | 0 | 0 | 0 | 0 | 0 | 0 | 0 | 0 | 0 | 0
Industrial_Lumber and Wood Products_New_Miscellaneous_Natural Gas_Miscellaneous_Vintage_Baseline Forecast | Industrial | Lumber and Wood Products | New | Miscellaneous | Natural Gas | Miscellaneous | Vintage |  | Baseline Forecast | 0 | 0 | 0 | 0 | 0 | 0 | 0 | 0 | 0 | 0 | 0 | 0 | 0 | 0 | 0 | 0 | 0 | 0 | 0 | 0 | 0 | 0 | 0 | 0 | 0 | 0 | 0 | 0 | 0 | 0 | 0 | 0 | 0
Industrial_Other Industrial_Existing_Space Heating_Natural Gas_Furnace_E1_Baseline Forecast | Industrial | Other Industrial | Existing | Space Heating | Natural Gas | Furnace | E1 |  | Baseline Forecast | 0 | 0 | 0 | 0 | 0 | 0 | 0 | 0 | 0 | 0 | 0 | 0 | 0 | 0 | 0 | 0 | 0 | 0 | 0 | 0 | 0 | 0 | 0 | 0 | 0 | 0 | 0 | 0 | 0 | 0 | 0 | 0 | 0
Industrial_Other Industrial_Existing_Space Heating_Natural Gas_Furnace_E2_Baseline Forecast | Industrial | Other Industrial | Existing | Space Heating | Natural Gas | Furnace | E2 |  | Baseline Forecast | 0 | 0 | 0 | 0 | 0 | 0 | 0 | 0 | 0 | 0 | 0 | 0 | 0 | 0 | 0 | 0 | 0 | 0 | 0 | 0 | 0 | 0 | 0 | 0 | 0 | 0 | 0 | 0 | 0 | 0 | 0 | 0 | 0
Industrial_Other Industrial_Existing_Space Heating_Natural Gas_Furnace_E3_Baseline Forecast | Industrial | Other Industrial | Existing | Space Heating | Natural Gas | Furnace | E3 |  | Baseline Forecast | 0 | 0 | 0 | 0 | 0 | 0 | 0 | 0 | 0 | 0 | 0 | 0 | 0 | 0 | 0 | 0 | 0 | 0 | 0 | 0 | 0 | 0 | 0 | 0 | 0 | 0 | 0 | 0 | 0 | 0 | 0 | 0 | 0
Industrial_Other Industrial_Existing_Space Heating_Natural Gas_Furnace_E4_Baseline Forecast | Industrial | Other Industrial | Existing | Space Heating | Natural Gas | Furnace | E4 |  | Baseline Forecast | 0 | 0 | 0 | 0 | 0 | 0 | 0 | 0 | 0 | 0 | 0 | 0 | 0 | 0 | 0 | 0 | 0 | 0 | 0 | 0 | 0 | 0 | 0 | 0 | 0 | 0 | 0 | 0 | 0 | 0 | 0 | 0 | 0
Industrial_Other Industrial_Existing_Space Heating_Natural Gas_Furnace_E5_Baseline Forecast | Industrial | Other Industrial | Existing | Space Heating | Natural Gas | Furnace | E5 |  | Baseline Forecast | 0 | 0 | 0 | 0 | 0 | 0 | 0 | 0 | 0 | 0 | 0 | 0 | 0 | 0 | 0 | 0 | 0 | 0 | 0 | 0 | 0 | 0 | 0 | 0 | 0 | 0 | 0 | 0 | 0 | 0 | 0 | 0 | 0
Industrial_Other Industrial_Existing_Space Heating_Natural Gas_Furnace_E6_Baseline Forecast | Industrial | Other Industrial | Existing | Space Heating | Natural Gas | Furnace | E6 |  | Baseline Forecast | 0 | 0 | 0 | 0 | 0 | 0 | 0 | 0 | 0 | 0 | 0 | 0 | 0 | 0 | 0 | 0 | 0 | 0 | 0 | 0 | 0 | 0 | 0 | 0 | 0 | 0 | 0 | 0 | 0 | 0 | 0 | 0 | 0
Industrial_Other Industrial_Existing_Space Heating_Natural Gas_Furnace_E7_Baseline Forecast | Industrial | Other Industrial | Existing | Space Heating | Natural Gas | Furnace | E7 |  | Baseline Forecast | 0 | 0 | 0 | 0 | 0 | 0 | 0 | 0 | 0 | 0 | 0 | 0 | 0 | 0 | 0 | 0 | 0 | 0 | 0 | 0 | 0 | 0 | 0 | 0 | 0 | 0 | 0 | 0 | 0 | 0 | 0 | 0 | 0
Industrial_Other Industrial_Existing_Space Heating_Natural Gas_Furnace_E8_Baseline Forecast | Industrial | Other Industrial | Existing | Space Heating | Natural Gas | Furnace | E8 |  | Baseline Forecast | 0 | 0 | 0 | 0 | 0 | 0 | 0 | 0 | 0 | 0 | 0 | 0 | 0 | 0 | 0 | 0 | 0 | 0 | 0 | 0 | 0 | 0 | 0 | 0 | 0 | 0 | 0 | 0 | 0 | 0 | 0 | 0 | 0
Industrial_Other Industrial_Existing_Space Heating_Natural Gas_Furnace_E9_Baseline Forecast | Industrial | Other Industrial | Existing | Space Heating | Natural Gas | Furnace | E9 |  | Baseline Forecast | 0 | 0 | 0 | 0 | 0 | 0 | 0 | 0 | 0 | 0 | 0 | 0 | 0 | 0 | 0 | 0 | 0 | 0 | 0 | 0 | 0 | 0 | 0 | 0 | 0 | 0 | 0 | 0 | 0 | 0 | 0 | 0 | 0
Industrial_Other Industrial_Existing_Space Heating_Natural Gas_Furnace_E10_Baseline Forecast | Industrial | Other Industrial | Existing | Space Heating | Natural Gas | Furnace | E10 |  | Baseline Forecast | 0 | 0 | 0 | 0 | 0 | 0 | 0 | 0 | 0 | 0 | 0 | 0 | 0 | 0 | 0 | 0 | 0 | 0 | 0 | 0 | 0 | 0 | 0 | 0 | 0 | 0 | 0 | 0 | 0 | 0 | 0 | 0 | 0
Industrial_Other Industrial_Existing_Space Heating_Natural Gas_Furnace_Vintage_Baseline Forecast | Industrial | Other Industrial | Existing | Space Heating | Natural Gas | Furnace | Vintage |  | Baseline Forecast | 0 | 0 | 0 | 0 | 0 | 0 | 0 | 0 | 0 | 0 | 0 | 0 | 0 | 0 | 0 | 0 | 0 | 0 | 0 | 0 | 0 | 0 | 0 | 0 | 0 | 0 | 0 | 0 | 0 | 0 | 0 | 0 | 0
Industrial_Other Industrial_Existing_Space Heating_Natural Gas_Boiler_E1_Baseline Forecast | Industrial | Other Industrial | Existing | Space Heating | Natural Gas | Boiler | E1 |  | Baseline Forecast | 0 | 0 | 0 | 0 | 0 | 0 | 0 | 0 | 0 | 0 | 0 | 0 | 0 | 0 | 0 | 0 | 0 | 0 | 0 | 0 | 0 | 0 | 0 | 0 | 0 | 0 | 0 | 0 | 0 | 0 | 0 | 0 | 0
Industrial_Other Industrial_Existing_Space Heating_Natural Gas_Boiler_E2_Baseline Forecast | Industrial | Other Industrial | Existing | Space Heating | Natural Gas | Boiler | E2 |  | Baseline Forecast | 0 | 0 | 0 | 0 | 0 | 0 | 0 | 0 | 0 | 0 | 0 | 0 | 0 | 0 | 0 | 0 | 0 | 0 | 0 | 0 | 0 | 0 | 0 | 0 | 0 | 0 | 0 | 0 | 0 | 0 | 0 | 0 | 0
Industrial_Other Industrial_Existing_Space Heating_Natural Gas_Boiler_E3_Baseline Forecast | Industrial | Other Industrial | Existing | Space Heating | Natural Gas | Boiler | E3 |  | Baseline Forecast | 0 | 0 | 0 | 0 | 0 | 0 | 0 | 0 | 0 | 0 | 0 | 0 | 0 | 0 | 0 | 0 | 0 | 0 | 0 | 0 | 0 | 0 | 0 | 0 | 0 | 0 | 0 | 0 | 0 | 0 | 0 | 0 | 0
Industrial_Other Industrial_Existing_Space Heating_Natural Gas_Boiler_E4_Baseline Forecast | Industrial | Other Industrial | Existing | Space Heating | Natural Gas | Boiler | E4 |  | Baseline Forecast | 0 | 0 | 0 | 0 | 0 | 0 | 0 | 0 | 0 | 0 | 0 | 0 | 0 | 0 | 0 | 0 | 0 | 0 | 0 | 0 | 0 | 0 | 0 | 0 | 0 | 0 | 0 | 0 | 0 | 0 | 0 | 0 | 0
Industrial_Other Industrial_Existing_Space Heating_Natural Gas_Boiler_E5_Baseline Forecast | Industrial | Other Industrial | Existing | Space Heating | Natural Gas | Boiler | E5 |  | Baseline Forecast | 0 | 0 | 0 | 0 | 0 | 0 | 0 | 0 | 0 | 0 | 0 | 0 | 0 | 0 | 0 | 0 | 0 | 0 | 0 | 0 | 0 | 0 | 0 | 0 | 0 | 0 | 0 | 0 | 0 | 0 | 0 | 0 | 0
Industrial_Other Industrial_Existing_Space Heating_Natural Gas_Boiler_E6_Baseline Forecast | Industrial | Other Industrial | Existing | Space Heating | Natural Gas | Boiler | E6 |  | Baseline Forecast | 0 | 0 | 0 | 0 | 0 | 0 | 0 | 0 | 0 | 0 | 0 | 0 | 0 | 0 | 0 | 0 | 0 | 0 | 0 | 0 | 0 | 0 | 0 | 0 | 0 | 0 | 0 | 0 | 0 | 0 | 0 | 0 | 0
Industrial_Other Industrial_Existing_Space Heating_Natural Gas_Boiler_E7_Baseline Forecast | Industrial | Other Industrial | Existing | Space Heating | Natural Gas | Boiler | E7 |  | Baseline Forecast | 0 | 0 | 0 | 0 | 0 | 0 | 0 | 0 | 0 | 0 | 0 | 0 | 0 | 0 | 0 | 0 | 0 | 0 | 0 | 0 | 0 | 0 | 0 | 0 | 0 | 0 | 0 | 0 | 0 | 0 | 0 | 0 | 0
Industrial_Other Industrial_Existing_Space Heating_Natural Gas_Boiler_E8_Baseline Forecast | Industrial | Other Industrial | Existing | Space Heating | Natural Gas | Boiler | E8 |  | Baseline Forecast | 0 | 0 | 0 | 0 | 0 | 0 | 0 | 0 | 0 | 0 | 0 | 0 | 0 | 0 | 0 | 0 | 0 | 0 | 0 | 0 | 0 | 0 | 0 | 0 | 0 | 0 | 0 | 0 | 0 | 0 | 0 | 0 | 0
Industrial_Other Industrial_Existing_Space Heating_Natural Gas_Boiler_E9_Baseline Forecast | Industrial | Other Industrial | Existing | Space Heating | Natural Gas | Boiler | E9 |  | Baseline Forecast | 0 | 0 | 0 | 0 | 0 | 0 | 0 | 0 | 0 | 0 | 0 | 0 | 0 | 0 | 0 | 0 | 0 | 0 | 0 | 0 | 0 | 0 | 0 | 0 | 0 | 0 | 0 | 0 | 0 | 0 | 0 | 0 | 0
Industrial_Other Industrial_Existing_Space Heating_Natural Gas_Boiler_E10_Baseline Forecast | Industrial | Other Industrial | Existing | Space Heating | Natural Gas | Boiler | E10 |  | Baseline Forecast | 0 | 0 | 0 | 0 | 0 | 0 | 0 | 0 | 0 | 0 | 0 | 0 | 0 | 0 | 0 | 0 | 0 | 0 | 0 | 0 | 0 | 0 | 0 | 0 | 0 | 0 | 0 | 0 | 0 | 0 | 0 | 0 | 0
Industrial_Other Industrial_Existing_Space Heating_Natural Gas_Boiler_Vintage_Baseline Forecast | Industrial | Other Industrial | Existing | Space Heating | Natural Gas | Boiler | Vintage |  | Baseline Forecast | 0 | 0 | 0 | 0 | 0 | 0 | 0 | 0 | 0 | 0 | 0 | 0 | 0 | 0 | 0 | 0 | 0 | 0 | 0 | 0 | 0 | 0 | 0 | 0 | 0 | 0 | 0 | 0 | 0 | 0 | 0 | 0 | 0
Industrial_Other Industrial_Existing_Space Heating_Natural Gas_Unit Heater_E1_Baseline Forecast | Industrial | Other Industrial | Existing | Space Heating | Natural Gas | Unit Heater | E1 |  | Baseline Forecast | 0 | 0 | 0 | 0 | 0 | 0 | 0 | 0 | 0 | 0 | 0 | 0 | 0 | 0 | 0 | 0 | 0 | 0 | 0 | 0 | 0 | 0 | 0 | 0 | 0 | 0 | 0 | 0 | 0 | 0 | 0 | 0 | 0
Industrial_Other Industrial_Existing_Space Heating_Natural Gas_Unit Heater_E2_Baseline Forecast | Industrial | Other Industrial | Existing | Space Heating | Natural Gas | Unit Heater | E2 |  | Baseline Forecast | 0 | 0 | 0 | 0 | 0 | 0 | 0 | 0 | 0 | 0 | 0 | 0 | 0 | 0 | 0 | 0 | 0 | 0 | 0 | 0 | 0 | 0 | 0 | 0 | 0 | 0 | 0 | 0 | 0 | 0 | 0 | 0 | 0
Industrial_Other Industrial_Existing_Space Heating_Natural Gas_Unit Heater_E3_Baseline Forecast | Industrial | Other Industrial | Existing | Space Heating | Natural Gas | Unit Heater | E3 |  | Baseline Forecast | 0 | 0 | 0 | 0 | 0 | 0 | 0 | 0 | 0 | 0 | 0 | 0 | 0 | 0 | 0 | 0 | 0 | 0 | 0 | 0 | 0 | 0 | 0 | 0 | 0 | 0 | 0 | 0 | 0 | 0 | 0 | 0 | 0
Industrial_Other Industrial_Existing_Space Heating_Natural Gas_Unit Heater_E4_Baseline Forecast | Industrial | Other Industrial | Existing | Space Heating | Natural Gas | Unit Heater | E4 |  | Baseline Forecast | 0 | 0 | 0 | 0 | 0 | 0 | 0 | 0 | 0 | 0 | 0 | 0 | 0 | 0 | 0 | 0 | 0 | 0 | 0 | 0 | 0 | 0 | 0 | 0 | 0 | 0 | 0 | 0 | 0 | 0 | 0 | 0 | 0
Industrial_Other Industrial_Existing_Space Heating_Natural Gas_Unit Heater_E5_Baseline Forecast | Industrial | Other Industrial | Existing | Space Heating | Natural Gas | Unit Heater | E5 |  | Baseline Forecast | 0 | 0 | 0 | 0 | 0 | 0 | 0 | 0 | 0 | 0 | 0 | 0 | 0 | 0 | 0 | 0 | 0 | 0 | 0 | 0 | 0 | 0 | 0 | 0 | 0 | 0 | 0 | 0 | 0 | 0 | 0 | 0 | 0
Industrial_Other Industrial_Existing_Space Heating_Natural Gas_Unit Heater_E6_Baseline Forecast | Industrial | Other Industrial | Existing | Space Heating | Natural Gas | Unit Heater | E6 |  | Baseline Forecast | 0 | 0 | 0 | 0 | 0 | 0 | 0 | 0 | 0 | 0 | 0 | 0 | 0 | 0 | 0 | 0 | 0 | 0 | 0 | 0 | 0 | 0 | 0 | 0 | 0 | 0 | 0 | 0 | 0 | 0 | 0 | 0 | 0
Industrial_Other Industrial_Existing_Space Heating_Natural Gas_Unit Heater_E7_Baseline Forecast | Industrial | Other Industrial | Existing | Space Heating | Natural Gas | Unit Heater | E7 |  | Baseline Forecast | 0 | 0 | 0 | 0 | 0 | 0 | 0 | 0 | 0 | 0 | 0 | 0 | 0 | 0 | 0 | 0 | 0 | 0 | 0 | 0 | 0 | 0 | 0 | 0 | 0 | 0 | 0 | 0 | 0 | 0 | 0 | 0 | 0
Industrial_Other Industrial_Existing_Space Heating_Natural Gas_Unit Heater_E8_Baseline Forecast | Industrial | Other Industrial | Existing | Space Heating | Natural Gas | Unit Heater | E8 |  | Baseline Forecast | 0 | 0 | 0 | 0 | 0 | 0 | 0 | 0 | 0 | 0 | 0 | 0 | 0 | 0 | 0 | 0 | 0 | 0 | 0 | 0 | 0 | 0 | 0 | 0 | 0 | 0 | 0 | 0 | 0 | 0 | 0 | 0 | 0
Industrial_Other Industrial_Existing_Space Heating_Natural Gas_Unit Heater_E9_Baseline Forecast | Industrial | Other Industrial | Existing | Space Heating | Natural Gas | Unit Heater | E9 |  | Baseline Forecast | 0 | 0 | 0 | 0 | 0 | 0 | 0 | 0 | 0 | 0 | 0 | 0 | 0 | 0 | 0 | 0 | 0 | 0 | 0 | 0 | 0 | 0 | 0 | 0 | 0 | 0 | 0 | 0 | 0 | 0 | 0 | 0 | 0
Industrial_Other Industrial_Existing_Space Heating_Natural Gas_Unit Heater_E10_Baseline Forecast | Industrial | Other Industrial | Existing | Space Heating | Natural Gas | Unit Heater | E10 |  | Baseline Forecast | 0 | 0 | 0 | 0 | 0 | 0 | 0 | 0 | 0 | 0 | 0 | 0 | 0 | 0 | 0 | 0 | 0 | 0 | 0 | 0 | 0 | 0 | 0 | 0 | 0 | 0 | 0 | 0 | 0 | 0 | 0 | 0 | 0
Industrial_Other Industrial_Existing_Space Heating_Natural Gas_Unit Heater_Vintage_Baseline Forecast | Industrial | Other Industrial | Existing | Space Heating | Natural Gas | Unit Heater | Vintage |  | Baseline Forecast | 0 | 0 | 0 | 0 | 0 | 0 | 0 | 0 | 0 | 0 | 0 | 0 | 0 | 0 | 0 | 0 | 0 | 0 | 0 | 0 | 0 | 0 | 0 | 0 | 0 | 0 | 0 | 0 | 0 | 0 | 0 | 0 | 0
Industrial_Other Industrial_Existing_Process_Natural Gas_Process Heating_E1_Baseline Forecast | Industrial | Other Industrial | Existing | Process | Natural Gas | Process Heating | E1 |  | Baseline Forecast | 0 | 0 | 0 | 0 | 0 | 0 | 0 | 0 | 0 | 0 | 0 | 0 | 0 | 0 | 0 | 0 | 0 | 0 | 0 | 0 | 0 | 0 | 0 | 0 | 0 | 0 | 0 | 0 | 0 | 0 | 0 | 0 | 0
Industrial_Other Industrial_Existing_Process_Natural Gas_Process Heating_E2_Baseline Forecast | Industrial | Other Industrial | Existing | Process | Natural Gas | Process Heating | E2 |  | Baseline Forecast | 0 | 0 | 0 | 0 | 0 | 0 | 0 | 0 | 0 | 0 | 0 | 0 | 0 | 0 | 0 | 0 | 0 | 0 | 0 | 0 | 0 | 0 | 0 | 0 | 0 | 0 | 0 | 0 | 0 | 0 | 0 | 0 | 0
Industrial_Other Industrial_Existing_Process_Natural Gas_Process Heating_E3_Baseline Forecast | Industrial | Other Industrial | Existing | Process | Natural Gas | Process Heating | E3 |  | Baseline Forecast | 0 | 0 | 0 | 0 | 0 | 0 | 0 | 0 | 0 | 0 | 0 | 0 | 0 | 0 | 0 | 0 | 0 | 0 | 0 | 0 | 0 | 0 | 0 | 0 | 0 | 0 | 0 | 0 | 0 | 0 | 0 | 0 | 0
Industrial_Other Industrial_Existing_Process_Natural Gas_Process Heating_E4_Baseline Forecast | Industrial | Other Industrial | Existing | Process | Natural Gas | Process Heating | E4 |  | Baseline Forecast | 0 | 0 | 0 | 0 | 0 | 0 | 0 | 0 | 0 | 0 | 0 | 0 | 0 | 0 | 0 | 0 | 0 | 0 | 0 | 0 | 0 | 0 | 0 | 0 | 0 | 0 | 0 | 0 | 0 | 0 | 0 | 0 | 0
Industrial_Other Industrial_Existing_Process_Natural Gas_Process Heating_E5_Baseline Forecast | Industrial | Other Industrial | Existing | Process | Natural Gas | Process Heating | E5 |  | Baseline Forecast | 0 | 0 | 0 | 0 | 0 | 0 | 0 | 0 | 0 | 0 | 0 | 0 | 0 | 0 | 0 | 0 | 0 | 0 | 0 | 0 | 0 | 0 | 0 | 0 | 0 | 0 | 0 | 0 | 0 | 0 | 0 | 0 | 0
Industrial_Other Industrial_Existing_Process_Natural Gas_Process Heating_E6_Baseline Forecast | Industrial | Other Industrial | Existing | Process | Natural Gas | Process Heating | E6 |  | Baseline Forecast | 0 | 0 | 0 | 0 | 0 | 0 | 0 | 0 | 0 | 0 | 0 | 0 | 0 | 0 | 0 | 0 | 0 | 0 | 0 | 0 | 0 | 0 | 0 | 0 | 0 | 0 | 0 | 0 | 0 | 0 | 0 | 0 | 0
Industrial_Other Industrial_Existing_Process_Natural Gas_Process Heating_E7_Baseline Forecast | Industrial | Other Industrial | Existing | Process | Natural Gas | Process Heating | E7 |  | Baseline Forecast | 0 | 0 | 0 | 0 | 0 | 0 | 0 | 0 | 0 | 0 | 0 | 0 | 0 | 0 | 0 | 0 | 0 | 0 | 0 | 0 | 0 | 0 | 0 | 0 | 0 | 0 | 0 | 0 | 0 | 0 | 0 | 0 | 0
Industrial_Other Industrial_Existing_Process_Natural Gas_Process Heating_E8_Baseline Forecast | Industrial | Other Industrial | Existing | Process | Natural Gas | Process Heating | E8 |  | Baseline Forecast | 0 | 0 | 0 | 0 | 0 | 0 | 0 | 0 | 0 | 0 | 0 | 0 | 0 | 0 | 0 | 0 | 0 | 0 | 0 | 0 | 0 | 0 | 0 | 0 | 0 | 0 | 0 | 0 | 0 | 0 | 0 | 0 | 0
Industrial_Other Industrial_Existing_Process_Natural Gas_Process Heating_E9_Baseline Forecast | Industrial | Other Industrial | Existing | Process | Natural Gas | Process Heating | E9 |  | Baseline Forecast | 0 | 0 | 0 | 0 | 0 | 0 | 0 | 0 | 0 | 0 | 0 | 0 | 0 | 0 | 0 | 0 | 0 | 0 | 0 | 0 | 0 | 0 | 0 | 0 | 0 | 0 | 0 | 0 | 0 | 0 | 0 | 0 | 0
Industrial_Other Industrial_Existing_Process_Natural Gas_Process Heating_E10_Baseline Forecast | Industrial | Other Industrial | Existing | Process | Natural Gas | Process Heating | E10 |  | Baseline Forecast | 0 | 0 | 0 | 0 | 0 | 0 | 0 | 0 | 0 | 0 | 0 | 0 | 0 | 0 | 0 | 0 | 0 | 0 | 0 | 0 | 0 | 0 | 0 | 0 | 0 | 0 | 0 | 0 | 0 | 0 | 0 | 0 | 0
Industrial_Other Industrial_Existing_Process_Natural Gas_Process Heating_Vintage_Baseline Forecast | Industrial | Other Industrial | Existing | Process | Natural Gas | Process Heating | Vintage |  | Baseline Forecast | 0 | 0 | 0 | 0 | 0 | 0 | 0 | 0 | 0 | 0 | 0 | 0 | 0 | 0 | 0 | 0 | 0 | 0 | 0 | 0 | 0 | 0 | 0 | 0 | 0 | 0 | 0 | 0 | 0 | 0 | 0 | 0 | 0
Industrial_Other Industrial_Existing_Process_Natural Gas_Process Boiler_E1_Baseline Forecast | Industrial | Other Industrial | Existing | Process | Natural Gas | Process Boiler | E1 |  | Baseline Forecast | 0 | 0 | 0 | 0 | 0 | 0 | 0 | 0 | 0 | 0 | 0 | 0 | 0 | 0 | 0 | 0 | 0 | 0 | 0 | 0 | 0 | 0 | 0 | 0 | 0 | 0 | 0 | 0 | 0 | 0 | 0 | 0 | 0
Industrial_Other Industrial_Existing_Process_Natural Gas_Process Boiler_E2_Baseline Forecast | Industrial | Other Industrial | Existing | Process | Natural Gas | Process Boiler | E2 |  | Baseline Forecast | 0 | 0 | 0 | 0 | 0 | 0 | 0 | 0 | 0 | 0 | 0 | 0 | 0 | 0 | 0 | 0 | 0 | 0 | 0 | 0 | 0 | 0 | 0 | 0 | 0 | 0 | 0 | 0 | 0 | 0 | 0 | 0 | 0
Industrial_Other Industrial_Existing_Process_Natural Gas_Process Boiler_E3_Baseline Forecast | Industrial | Other Industrial | Existing | Process | Natural Gas | Process Boiler | E3 |  | Baseline Forecast | 0 | 0 | 0 | 0 | 0 | 0 | 0 | 0 | 0 | 0 | 0 | 0 | 0 | 0 | 0 | 0 | 0 | 0 | 0 | 0 | 0 | 0 | 0 | 0 | 0 | 0 | 0 | 0 | 0 | 0 | 0 | 0 | 0
Industrial_Other Industrial_Existing_Process_Natural Gas_Process Boiler_E4_Baseline Forecast | Industrial | Other Industrial | Existing | Process | Natural Gas | Process Boiler | E4 |  | Baseline Forecast | 0 | 0 | 0 | 0 | 0 | 0 | 0 | 0 | 0 | 0 | 0 | 0 | 0 | 0 | 0 | 0 | 0 | 0 | 0 | 0 | 0 | 0 | 0 | 0 | 0 | 0 | 0 | 0 | 0 | 0 | 0 | 0 | 0
Industrial_Other Industrial_Existing_Process_Natural Gas_Process Boiler_E5_Baseline Forecast | Industrial | Other Industrial | Existing | Process | Natural Gas | Process Boiler | E5 |  | Baseline Forecast | 0 | 0 | 0 | 0 | 0 | 0 | 0 | 0 | 0 | 0 | 0 | 0 | 0 | 0 | 0 | 0 | 0 | 0 | 0 | 0 | 0 | 0 | 0 | 0 | 0 | 0 | 0 | 0 | 0 | 0 | 0 | 0 | 0
Industrial_Other Industrial_Existing_Process_Natural Gas_Process Boiler_E6_Baseline Forecast | Industrial | Other Industrial | Existing | Process | Natural Gas | Process Boiler | E6 |  | Baseline Forecast | 0 | 0 | 0 | 0 | 0 | 0 | 0 | 0 | 0 | 0 | 0 | 0 | 0 | 0 | 0 | 0 | 0 | 0 | 0 | 0 | 0 | 0 | 0 | 0 | 0 | 0 | 0 | 0 | 0 | 0 | 0 | 0 | 0
Industrial_Other Industrial_Existing_Process_Natural Gas_Process Boiler_E7_Baseline Forecast | Industrial | Other Industrial | Existing | Process | Natural Gas | Process Boiler | E7 |  | Baseline Forecast | 0 | 0 | 0 | 0 | 0 | 0 | 0 | 0 | 0 | 0 | 0 | 0 | 0 | 0 | 0 | 0 | 0 | 0 | 0 | 0 | 0 | 0 | 0 | 0 | 0 | 0 | 0 | 0 | 0 | 0 | 0 | 0 | 0
Industrial_Other Industrial_Existing_Process_Natural Gas_Process Boiler_E8_Baseline Forecast | Industrial | Other Industrial | Existing | Process | Natural Gas | Process Boiler | E8 |  | Baseline Forecast | 0 | 0 | 0 | 0 | 0 | 0 | 0 | 0 | 0 | 0 | 0 | 0 | 0 | 0 | 0 | 0 | 0 | 0 | 0 | 0 | 0 | 0 | 0 | 0 | 0 | 0 | 0 | 0 | 0 | 0 | 0 | 0 | 0
Industrial_Other Industrial_Existing_Process_Natural Gas_Process Boiler_E9_Baseline Forecast | Industrial | Other Industrial | Existing | Process | Natural Gas | Process Boiler | E9 |  | Baseline Forecast | 0 | 0 | 0 | 0 | 0 | 0 | 0 | 0 | 0 | 0 | 0 | 0 | 0 | 0 | 0 | 0 | 0 | 0 | 0 | 0 | 0 | 0 | 0 | 0 | 0 | 0 | 0 | 0 | 0 | 0 | 0 | 0 | 0
Industrial_Other Industrial_Existing_Process_Natural Gas_Process Boiler_E10_Baseline Forecast | Industrial | Other Industrial | Existing | Process | Natural Gas | Process Boiler | E10 |  | Baseline Forecast | 0 | 0 | 0 | 0 | 0 | 0 | 0 | 0 | 0 | 0 | 0 | 0 | 0 | 0 | 0 | 0 | 0 | 0 | 0 | 0 | 0 | 0 | 0 | 0 | 0 | 0 | 0 | 0 | 0 | 0 | 0 | 0 | 0
Industrial_Other Industrial_Existing_Process_Natural Gas_Process Boiler_Vintage_Baseline Forecast | Industrial | Other Industrial | Existing | Process | Natural Gas | Process Boiler | Vintage |  | Baseline Forecast | 0 | 0 | 0 | 0 | 0 | 0 | 0 | 0 | 0 | 0 | 0 | 0 | 0 | 0 | 0 | 0 | 0 | 0 | 0 | 0 | 0 | 0 | 0 | 0 | 0 | 0 | 0 | 0 | 0 | 0 | 0 | 0 | 0
Industrial_Other Industrial_Existing_Process_Natural Gas_Process Cooling_E1_Baseline Forecast | Industrial | Other Industrial | Existing | Process | Natural Gas | Process Cooling | E1 |  | Baseline Forecast | 0 | 0 | 0 | 0 | 0 | 0 | 0 | 0 | 0 | 0 | 0 | 0 | 0 | 0 | 0 | 0 | 0 | 0 | 0 | 0 | 0 | 0 | 0 | 0 | 0 | 0 | 0 | 0 | 0 | 0 | 0 | 0 | 0
Industrial_Other Industrial_Existing_Process_Natural Gas_Process Cooling_E2_Baseline Forecast | Industrial | Other Industrial | Existing | Process | Natural Gas | Process Cooling | E2 |  | Baseline Forecast | 0 | 0 | 0 | 0 | 0 | 0 | 0 | 0 | 0 | 0 | 0 | 0 | 0 | 0 | 0 | 0 | 0 | 0 | 0 | 0 | 0 | 0 | 0 | 0 | 0 | 0 | 0 | 0 | 0 | 0 | 0 | 0 | 0
Industrial_Other Industrial_Existing_Process_Natural Gas_Process Cooling_E3_Baseline Forecast | Industrial | Other Industrial | Existing | Process | Natural Gas | Process Cooling | E3 |  | Baseline Forecast | 0 | 0 | 0 | 0 | 0 | 0 | 0 | 0 | 0 | 0 | 0 | 0 | 0 | 0 | 0 | 0 | 0 | 0 | 0 | 0 | 0 | 0 | 0 | 0 | 0 | 0 | 0 | 0 | 0 | 0 | 0 | 0 | 0
Industrial_Other Industrial_Existing_Process_Natural Gas_Process Cooling_E4_Baseline Forecast | Industrial | Other Industrial | Existing | Process | Natural Gas | Process Cooling | E4 |  | Baseline Forecast | 0 | 0 | 0 | 0 | 0 | 0 | 0 | 0 | 0 | 0 | 0 | 0 | 0 | 0 | 0 | 0 | 0 | 0 | 0 | 0 | 0 | 0 | 0 | 0 | 0 | 0 | 0 | 0 | 0 | 0 | 0 | 0 | 0
Industrial_Other Industrial_Existing_Process_Natural Gas_Process Cooling_E5_Baseline Forecast | Industrial | Other Industrial | Existing | Process | Natural Gas | Process Cooling | E5 |  | Baseline Forecast | 0 | 0 | 0 | 0 | 0 | 0 | 0 | 0 | 0 | 0 | 0 | 0 | 0 | 0 | 0 | 0 | 0 | 0 | 0 | 0 | 0 | 0 | 0 | 0 | 0 | 0 | 0 | 0 | 0 | 0 | 0 | 0 | 0
Industrial_Other Industrial_Existing_Process_Natural Gas_Process Cooling_E6_Baseline Forecast | Industrial | Other Industrial | Existing | Process | Natural Gas | Process Cooling | E6 |  | Baseline Forecast | 0 | 0 | 0 | 0 | 0 | 0 | 0 | 0 | 0 | 0 | 0 | 0 | 0 | 0 | 0 | 0 | 0 | 0 | 0 | 0 | 0 | 0 | 0 | 0 | 0 | 0 | 0 | 0 | 0 | 0 | 0 | 0 | 0
Industrial_Other Industrial_Existing_Process_Natural Gas_Process Cooling_E7_Baseline Forecast | Industrial | Other Industrial | Existing | Process | Natural Gas | Process Cooling | E7 |  | Baseline Forecast | 0 | 0 | 0 | 0 | 0 | 0 | 0 | 0 | 0 | 0 | 0 | 0 | 0 | 0 | 0 | 0 | 0 | 0 | 0 | 0 | 0 | 0 | 0 | 0 | 0 | 0 | 0 | 0 | 0 | 0 | 0 | 0 | 0
Industrial_Other Industrial_Existing_Process_Natural Gas_Process Cooling_E8_Baseline Forecast | Industrial | Other Industrial | Existing | Process | Natural Gas | Process Cooling | E8 |  | Baseline Forecast | 0 | 0 | 0 | 0 | 0 | 0 | 0 | 0 | 0 | 0 | 0 | 0 | 0 | 0 | 0 | 0 | 0 | 0 | 0 | 0 | 0 | 0 | 0 | 0 | 0 | 0 | 0 | 0 | 0 | 0 | 0 | 0 | 0
Industrial_Other Industrial_Existing_Process_Natural Gas_Process Cooling_E9_Baseline Forecast | Industrial | Other Industrial | Existing | Process | Natural Gas | Process Cooling | E9 |  | Baseline Forecast | 0 | 0 | 0 | 0 | 0 | 0 | 0 | 0 | 0 | 0 | 0 | 0 | 0 | 0 | 0 | 0 | 0 | 0 | 0 | 0 | 0 | 0 | 0 | 0 | 0 | 0 | 0 | 0 | 0 | 0 | 0 | 0 | 0
Industrial_Other Industrial_Existing_Process_Natural Gas_Process Cooling_E10_Baseline Forecast | Industrial | Other Industrial | Existing | Process | Natural Gas | Process Cooling | E10 |  | Baseline Forecast | 0 | 0 | 0 | 0 | 0 | 0 | 0 | 0 | 0 | 0 | 0 | 0 | 0 | 0 | 0 | 0 | 0 | 0 | 0 | 0 | 0 | 0 | 0 | 0 | 0 | 0 | 0 | 0 | 0 | 0 | 0 | 0 | 0
Industrial_Other Industrial_Existing_Process_Natural Gas_Process Cooling_Vintage_Baseline Forecast | Industrial | Other Industrial | Existing | Process | Natural Gas | Process Cooling | Vintage |  | Baseline Forecast | 0 | 0 | 0 | 0 | 0 | 0 | 0 | 0 | 0 | 0 | 0 | 0 | 0 | 0 | 0 | 0 | 0 | 0 | 0 | 0 | 0 | 0 | 0 | 0 | 0 | 0 | 0 | 0 | 0 | 0 | 0 | 0 | 0
Industrial_Other Industrial_Existing_Process_Natural Gas_Other Process_E1_Baseline Forecast | Industrial | Other Industrial | Existing | Process | Natural Gas | Other Process | E1 |  | Baseline Forecast | 0 | 0 | 0 | 0 | 0 | 0 | 0 | 0 | 0 | 0 | 0 | 0 | 0 | 0 | 0 | 0 | 0 | 0 | 0 | 0 | 0 | 0 | 0 | 0 | 0 | 0 | 0 | 0 | 0 | 0 | 0 | 0 | 0
Industrial_Other Industrial_Existing_Process_Natural Gas_Other Process_E2_Baseline Forecast | Industrial | Other Industrial | Existing | Process | Natural Gas | Other Process | E2 |  | Baseline Forecast | 0 | 0 | 0 | 0 | 0 | 0 | 0 | 0 | 0 | 0 | 0 | 0 | 0 | 0 | 0 | 0 | 0 | 0 | 0 | 0 | 0 | 0 | 0 | 0 | 0 | 0 | 0 | 0 | 0 | 0 | 0 | 0 | 0
Industrial_Other Industrial_Existing_Process_Natural Gas_Other Process_E3_Baseline Forecast | Industrial | Other Industrial | Existing | Process | Natural Gas | Other Process | E3 |  | Baseline Forecast | 0 | 0 | 0 | 0 | 0 | 0 | 0 | 0 | 0 | 0 | 0 | 0 | 0 | 0 | 0 | 0 | 0 | 0 | 0 | 0 | 0 | 0 | 0 | 0 | 0 | 0 | 0 | 0 | 0 | 0 | 0 | 0 | 0
Industrial_Other Industrial_Existing_Process_Natural Gas_Other Process_E4_Baseline Forecast | Industrial | Other Industrial | Existing | Process | Natural Gas | Other Process | E4 |  | Baseline Forecast | 0 | 0 | 0 | 0 | 0 | 0 | 0 | 0 | 0 | 0 | 0 | 0 | 0 | 0 | 0 | 0 | 0 | 0 | 0 | 0 | 0 | 0 | 0 | 0 | 0 | 0 | 0 | 0 | 0 | 0 | 0 | 0 | 0
Industrial_Other Industrial_Existing_Process_Natural Gas_Other Process_E5_Baseline Forecast | Industrial | Other Industrial | Existing | Process | Natural Gas | Other Process | E5 |  | Baseline Forecast | 0 | 0 | 0 | 0 | 0 | 0 | 0 | 0 | 0 | 0 | 0 | 0 | 0 | 0 | 0 | 0 | 0 | 0 | 0 | 0 | 0 | 0 | 0 | 0 | 0 | 0 | 0 | 0 | 0 | 0 | 0 | 0 | 0
Industrial_Other Industrial_Existing_Process_Natural Gas_Other Process_E6_Baseline Forecast | Industrial | Other Industrial | Existing | Process | Natural Gas | Other Process | E6 |  | Baseline Forecast | 0 | 0 | 0 | 0 | 0 | 0 | 0 | 0 | 0 | 0 | 0 | 0 | 0 | 0 | 0 | 0 | 0 | 0 | 0 | 0 | 0 | 0 | 0 | 0 | 0 | 0 | 0 | 0 | 0 | 0 | 0 | 0 | 0
Industrial_Other Industrial_Existing_Process_Natural Gas_Other Process_E7_Baseline Forecast | Industrial | Other Industrial | Existing | Process | Natural Gas | Other Process | E7 |  | Baseline Forecast | 0 | 0 | 0 | 0 | 0 | 0 | 0 | 0 | 0 | 0 | 0 | 0 | 0 | 0 | 0 | 0 | 0 | 0 | 0 | 0 | 0 | 0 | 0 | 0 | 0 | 0 | 0 | 0 | 0 | 0 | 0 | 0 | 0
Industrial_Other Industrial_Existing_Process_Natural Gas_Other Process_E8_Baseline Forecast | Industrial | Other Industrial | Existing | Process | Natural Gas | Other Process | E8 |  | Baseline Forecast | 0 | 0 | 0 | 0 | 0 | 0 | 0 | 0 | 0 | 0 | 0 | 0 | 0 | 0 | 0 | 0 | 0 | 0 | 0 | 0 | 0 | 0 | 0 | 0 | 0 | 0 | 0 | 0 | 0 | 0 | 0 | 0 | 0
Industrial_Other Industrial_Existing_Process_Natural Gas_Other Process_E9_Baseline Forecast | Industrial | Other Industrial | Existing | Process | Natural Gas | Other Process | E9 |  | Baseline Forecast | 0 | 0 | 0 | 0 | 0 | 0 | 0 | 0 | 0 | 0 | 0 | 0 | 0 | 0 | 0 | 0 | 0 | 0 | 0 | 0 | 0 | 0 | 0 | 0 | 0 | 0 | 0 | 0 | 0 | 0 | 0 | 0 | 0
Industrial_Other Industrial_Existing_Process_Natural Gas_Other Process_E10_Baseline Forecast | Industrial | Other Industrial | Existing | Process | Natural Gas | Other Process | E10 |  | Baseline Forecast | 0 | 0 | 0 | 0 | 0 | 0 | 0 | 0 | 0 | 0 | 0 | 0 | 0 | 0 | 0 | 0 | 0 | 0 | 0 | 0 | 0 | 0 | 0 | 0 | 0 | 0 | 0 | 0 | 0 | 0 | 0 | 0 | 0
Industrial_Other Industrial_Existing_Process_Natural Gas_Other Process_Vintage_Baseline Forecast | Industrial | Other Industrial | Existing | Process | Natural Gas | Other Process | Vintage |  | Baseline Forecast | 0 | 0 | 0 | 0 | 0 | 0 | 0 | 0 | 0 | 0 | 0 | 0 | 0 | 0 | 0 | 0 | 0 | 0 | 0 | 0 | 0 | 0 | 0 | 0 | 0 | 0 | 0 | 0 | 0 | 0 | 0 | 0 | 0
Industrial_Other Industrial_Existing_Miscellaneous_Natural Gas_Miscellaneous_E1_Baseline Forecast | Industrial | Other Industrial | Existing | Miscellaneous | Natural Gas | Miscellaneous | E1 |  | Baseline Forecast | 0 | 0 | 0 | 0 | 0 | 0 | 0 | 0 | 0 | 0 | 0 | 0 | 0 | 0 | 0 | 0 | 0 | 0 | 0 | 0 | 0 | 0 | 0 | 0 | 0 | 0 | 0 | 0 | 0 | 0 | 0 | 0 | 0
Industrial_Other Industrial_Existing_Miscellaneous_Natural Gas_Miscellaneous_E2_Baseline Forecast | Industrial | Other Industrial | Existing | Miscellaneous | Natural Gas | Miscellaneous | E2 |  | Baseline Forecast | 0 | 0 | 0 | 0 | 0 | 0 | 0 | 0 | 0 | 0 | 0 | 0 | 0 | 0 | 0 | 0 | 0 | 0 | 0 | 0 | 0 | 0 | 0 | 0 | 0 | 0 | 0 | 0 | 0 | 0 | 0 | 0 | 0
Industrial_Other Industrial_Existing_Miscellaneous_Natural Gas_Miscellaneous_E3_Baseline Forecast | Industrial | Other Industrial | Existing | Miscellaneous | Natural Gas | Miscellaneous | E3 |  | Baseline Forecast | 0 | 0 | 0 | 0 | 0 | 0 | 0 | 0 | 0 | 0 | 0 | 0 | 0 | 0 | 0 | 0 | 0 | 0 | 0 | 0 | 0 | 0 | 0 | 0 | 0 | 0 | 0 | 0 | 0 | 0 | 0 | 0 | 0
Industrial_Other Industrial_Existing_Miscellaneous_Natural Gas_Miscellaneous_E4_Baseline Forecast | Industrial | Other Industrial | Existing | Miscellaneous | Natural Gas | Miscellaneous | E4 |  | Baseline Forecast | 0 | 0 | 0 | 0 | 0 | 0 | 0 | 0 | 0 | 0 | 0 | 0 | 0 | 0 | 0 | 0 | 0 | 0 | 0 | 0 | 0 | 0 | 0 | 0 | 0 | 0 | 0 | 0 | 0 | 0 | 0 | 0 | 0
Industrial_Other Industrial_Existing_Miscellaneous_Natural Gas_Miscellaneous_E5_Baseline Forecast | Industrial | Other Industrial | Existing | Miscellaneous | Natural Gas | Miscellaneous | E5 |  | Baseline Forecast | 0 | 0 | 0 | 0 | 0 | 0 | 0 | 0 | 0 | 0 | 0 | 0 | 0 | 0 | 0 | 0 | 0 | 0 | 0 | 0 | 0 | 0 | 0 | 0 | 0 | 0 | 0 | 0 | 0 | 0 | 0 | 0 | 0
Industrial_Other Industrial_Existing_Miscellaneous_Natural Gas_Miscellaneous_E6_Baseline Forecast | Industrial | Other Industrial | Existing | Miscellaneous | Natural Gas | Miscellaneous | E6 |  | Baseline Forecast | 0 | 0 | 0 | 0 | 0 | 0 | 0 | 0 | 0 | 0 | 0 | 0 | 0 | 0 | 0 | 0 | 0 | 0 | 0 | 0 | 0 | 0 | 0 | 0 | 0 | 0 | 0 | 0 | 0 | 0 | 0 | 0 | 0
Industrial_Other Industrial_Existing_Miscellaneous_Natural Gas_Miscellaneous_E7_Baseline Forecast | Industrial | Other Industrial | Existing | Miscellaneous | Natural Gas | Miscellaneous | E7 |  | Baseline Forecast | 0 | 0 | 0 | 0 | 0 | 0 | 0 | 0 | 0 | 0 | 0 | 0 | 0 | 0 | 0 | 0 | 0 | 0 | 0 | 0 | 0 | 0 | 0 | 0 | 0 | 0 | 0 | 0 | 0 | 0 | 0 | 0 | 0
Industrial_Other Industrial_Existing_Miscellaneous_Natural Gas_Miscellaneous_E8_Baseline Forecast | Industrial | Other Industrial | Existing | Miscellaneous | Natural Gas | Miscellaneous | E8 |  | Baseline Forecast | 0 | 0 | 0 | 0 | 0 | 0 | 0 | 0 | 0 | 0 | 0 | 0 | 0 | 0 | 0 | 0 | 0 | 0 | 0 | 0 | 0 | 0 | 0 | 0 | 0 | 0 | 0 | 0 | 0 | 0 | 0 | 0 | 0
Industrial_Other Industrial_Existing_Miscellaneous_Natural Gas_Miscellaneous_E9_Baseline Forecast | Industrial | Other Industrial | Existing | Miscellaneous | Natural Gas | Miscellaneous | E9 |  | Baseline Forecast | 0 | 0 | 0 | 0 | 0 | 0 | 0 | 0 | 0 | 0 | 0 | 0 | 0 | 0 | 0 | 0 | 0 | 0 | 0 | 0 | 0 | 0 | 0 | 0 | 0 | 0 | 0 | 0 | 0 | 0 | 0 | 0 | 0
Industrial_Other Industrial_Existing_Miscellaneous_Natural Gas_Miscellaneous_E10_Baseline Forecast | Industrial | Other Industrial | Existing | Miscellaneous | Natural Gas | Miscellaneous | E10 |  | Baseline Forecast | 0 | 0 | 0 | 0 | 0 | 0 | 0 | 0 | 0 | 0 | 0 | 0 | 0 | 0 | 0 | 0 | 0 | 0 | 0 | 0 | 0 | 0 | 0 | 0 | 0 | 0 | 0 | 0 | 0 | 0 | 0 | 0 | 0
Industrial_Other Industrial_Existing_Miscellaneous_Natural Gas_Miscellaneous_Vintage_Baseline Forecast | Industrial | Other Industrial | Existing | Miscellaneous | Natural Gas | Miscellaneous | Vintage |  | Baseline Forecast | 0 | 0 | 0 | 0 | 0 | 0 | 0 | 0 | 0 | 0 | 0 | 0 | 0 | 0 | 0 | 0 | 0 | 0 | 0 | 0 | 0 | 0 | 0 | 0 | 0 | 0 | 0 | 0 | 0 | 0 | 0 | 0 | 0
Industrial_Other Industrial_New_Space Heating_Natural Gas_Furnace_E1_Baseline Forecast | Industrial | Other Industrial | New | Space Heating | Natural Gas | Furnace | E1 |  | Baseline Forecast | 0 | 0 | 0 | 0 | 0 | 0 | 0 | 0 | 0 | 0 | 0 | 0 | 0 | 0 | 0 | 0 | 0 | 0 | 0 | 0 | 0 | 0 | 0 | 0 | 0 | 0 | 0 | 0 | 0 | 0 | 0 | 0 | 0
Industrial_Other Industrial_New_Space Heating_Natural Gas_Furnace_E2_Baseline Forecast | Industrial | Other Industrial | New | Space Heating | Natural Gas | Furnace | E2 |  | Baseline Forecast | 0 | 0 | 0 | 0 | 0 | 0 | 0 | 0 | 0 | 0 | 0 | 0 | 0 | 0 | 0 | 0 | 0 | 0 | 0 | 0 | 0 | 0 | 0 | 0 | 0 | 0 | 0 | 0 | 0 | 0 | 0 | 0 | 0
Industrial_Other Industrial_New_Space Heating_Natural Gas_Furnace_E3_Baseline Forecast | Industrial | Other Industrial | New | Space Heating | Natural Gas | Furnace | E3 |  | Baseline Forecast | 0 | 0 | 0 | 0 | 0 | 0 | 0 | 0 | 0 | 0 | 0 | 0 | 0 | 0 | 0 | 0 | 0 | 0 | 0 | 0 | 0 | 0 | 0 | 0 | 0 | 0 | 0 | 0 | 0 | 0 | 0 | 0 | 0
Industrial_Other Industrial_New_Space Heating_Natural Gas_Furnace_E4_Baseline Forecast | Industrial | Other Industrial | New | Space Heating | Natural Gas | Furnace | E4 |  | Baseline Forecast | 0 | 0 | 0 | 0 | 0 | 0 | 0 | 0 | 0 | 0 | 0 | 0 | 0 | 0 | 0 | 0 | 0 | 0 | 0 | 0 | 0 | 0 | 0 | 0 | 0 | 0 | 0 | 0 | 0 | 0 | 0 | 0 | 0
Industrial_Other Industrial_New_Space Heating_Natural Gas_Furnace_E5_Baseline Forecast | Industrial | Other Industrial | New | Space Heating | Natural Gas | Furnace | E5 |  | Baseline Forecast | 0 | 0 | 0 | 0 | 0 | 0 | 0 | 0 | 0 | 0 | 0 | 0 | 0 | 0 | 0 | 0 | 0 | 0 | 0 | 0 | 0 | 0 | 0 | 0 | 0 | 0 | 0 | 0 | 0 | 0 | 0 | 0 | 0
Industrial_Other Industrial_New_Space Heating_Natural Gas_Furnace_E6_Baseline Forecast | Industrial | Other Industrial | New | Space Heating | Natural Gas | Furnace | E6 |  | Baseline Forecast | 0 | 0 | 0 | 0 | 0 | 0 | 0 | 0 | 0 | 0 | 0 | 0 | 0 | 0 | 0 | 0 | 0 | 0 | 0 | 0 | 0 | 0 | 0 | 0 | 0 | 0 | 0 | 0 | 0 | 0 | 0 | 0 | 0
Industrial_Other Industrial_New_Space Heating_Natural Gas_Furnace_E7_Baseline Forecast | Industrial | Other Industrial | New | Space Heating | Natural Gas | Furnace | E7 |  | Baseline Forecast | 0 | 0 | 0 | 0 | 0 | 0 | 0 | 0 | 0 | 0 | 0 | 0 | 0 | 0 | 0 | 0 | 0 | 0 | 0 | 0 | 0 | 0 | 0 | 0 | 0 | 0 | 0 | 0 | 0 | 0 | 0 | 0 | 0
Industrial_Other Industrial_New_Space Heating_Natural Gas_Furnace_E8_Baseline Forecast | Industrial | Other Industrial | New | Space Heating | Natural Gas | Furnace | E8 |  | Baseline Forecast | 0 | 0 | 0 | 0 | 0 | 0 | 0 | 0 | 0 | 0 | 0 | 0 | 0 | 0 | 0 | 0 | 0 | 0 | 0 | 0 | 0 | 0 | 0 | 0 | 0 | 0 | 0 | 0 | 0 | 0 | 0 | 0 | 0
Industrial_Other Industrial_New_Space Heating_Natural Gas_Furnace_E9_Baseline Forecast | Industrial | Other Industrial | New | Space Heating | Natural Gas | Furnace | E9 |  | Baseline Forecast | 0 | 0 | 0 | 0 | 0 | 0 | 0 | 0 | 0 | 0 | 0 | 0 | 0 | 0 | 0 | 0 | 0 | 0 | 0 | 0 | 0 | 0 | 0 | 0 | 0 | 0 | 0 | 0 | 0 | 0 | 0 | 0 | 0
Industrial_Other Industrial_New_Space Heating_Natural Gas_Furnace_E10_Baseline Forecast | Industrial | Other Industrial | New | Space Heating | Natural Gas | Furnace | E10 |  | Baseline Forecast | 0 | 0 | 0 | 0 | 0 | 0 | 0 | 0 | 0 | 0 | 0 | 0 | 0 | 0 | 0 | 0 | 0 | 0 | 0 | 0 | 0 | 0 | 0 | 0 | 0 | 0 | 0 | 0 | 0 | 0 | 0 | 0 | 0
Industrial_Other Industrial_New_Space Heating_Natural Gas_Furnace_Vintage_Baseline Forecast | Industrial | Other Industrial | New | Space Heating | Natural Gas | Furnace | Vintage |  | Baseline Forecast | 0 | 0 | 0 | 0 | 0 | 0 | 0 | 0 | 0 | 0 | 0 | 0 | 0 | 0 | 0 | 0 | 0 | 0 | 0 | 0 | 0 | 0 | 0 | 0 | 0 | 0 | 0 | 0 | 0 | 0 | 0 | 0 | 0
Industrial_Other Industrial_New_Space Heating_Natural Gas_Boiler_E1_Baseline Forecast | Industrial | Other Industrial | New | Space Heating | Natural Gas | Boiler | E1 |  | Baseline Forecast | 0 | 0 | 0 | 0 | 0 | 0 | 0 | 0 | 0 | 0 | 0 | 0 | 0 | 0 | 0 | 0 | 0 | 0 | 0 | 0 | 0 | 0 | 0 | 0 | 0 | 0 | 0 | 0 | 0 | 0 | 0 | 0 | 0
Industrial_Other Industrial_New_Space Heating_Natural Gas_Boiler_E2_Baseline Forecast | Industrial | Other Industrial | New | Space Heating | Natural Gas | Boiler | E2 |  | Baseline Forecast | 0 | 0 | 0 | 0 | 0 | 0 | 0 | 0 | 0 | 0 | 0 | 0 | 0 | 0 | 0 | 0 | 0 | 0 | 0 | 0 | 0 | 0 | 0 | 0 | 0 | 0 | 0 | 0 | 0 | 0 | 0 | 0 | 0
Industrial_Other Industrial_New_Space Heating_Natural Gas_Boiler_E3_Baseline Forecast | Industrial | Other Industrial | New | Space Heating | Natural Gas | Boiler | E3 |  | Baseline Forecast | 0 | 0 | 0 | 0 | 0 | 0 | 0 | 0 | 0 | 0 | 0 | 0 | 0 | 0 | 0 | 0 | 0 | 0 | 0 | 0 | 0 | 0 | 0 | 0 | 0 | 0 | 0 | 0 | 0 | 0 | 0 | 0 | 0
Industrial_Other Industrial_New_Space Heating_Natural Gas_Boiler_E4_Baseline Forecast | Industrial | Other Industrial | New | Space Heating | Natural Gas | Boiler | E4 |  | Baseline Forecast | 0 | 0 | 0 | 0 | 0 | 0 | 0 | 0 | 0 | 0 | 0 | 0 | 0 | 0 | 0 | 0 | 0 | 0 | 0 | 0 | 0 | 0 | 0 | 0 | 0 | 0 | 0 | 0 | 0 | 0 | 0 | 0 | 0
Industrial_Other Industrial_New_Space Heating_Natural Gas_Boiler_E5_Baseline Forecast | Industrial | Other Industrial | New | Space Heating | Natural Gas | Boiler | E5 |  | Baseline Forecast | 0 | 0 | 0 | 0 | 0 | 0 | 0 | 0 | 0 | 0 | 0 | 0 | 0 | 0 | 0 | 0 | 0 | 0 | 0 | 0 | 0 | 0 | 0 | 0 | 0 | 0 | 0 | 0 | 0 | 0 | 0 | 0 | 0
Industrial_Other Industrial_New_Space Heating_Natural Gas_Boiler_E6_Baseline Forecast | Industrial | Other Industrial | New | Space Heating | Natural Gas | Boiler | E6 |  | Baseline Forecast | 0 | 0 | 0 | 0 | 0 | 0 | 0 | 0 | 0 | 0 | 0 | 0 | 0 | 0 | 0 | 0 | 0 | 0 | 0 | 0 | 0 | 0 | 0 | 0 | 0 | 0 | 0 | 0 | 0 | 0 | 0 | 0 | 0
Industrial_Other Industrial_New_Space Heating_Natural Gas_Boiler_E7_Baseline Forecast | Industrial | Other Industrial | New | Space Heating | Natural Gas | Boiler | E7 |  | Baseline Forecast | 0 | 0 | 0 | 0 | 0 | 0 | 0 | 0 | 0 | 0 | 0 | 0 | 0 | 0 | 0 | 0 | 0 | 0 | 0 | 0 | 0 | 0 | 0 | 0 | 0 | 0 | 0 | 0 | 0 | 0 | 0 | 0 | 0
Industrial_Other Industrial_New_Space Heating_Natural Gas_Boiler_E8_Baseline Forecast | Industrial | Other Industrial | New | Space Heating | Natural Gas | Boiler | E8 |  | Baseline Forecast | 0 | 0 | 0 | 0 | 0 | 0 | 0 | 0 | 0 | 0 | 0 | 0 | 0 | 0 | 0 | 0 | 0 | 0 | 0 | 0 | 0 | 0 | 0 | 0 | 0 | 0 | 0 | 0 | 0 | 0 | 0 | 0 | 0
Industrial_Other Industrial_New_Space Heating_Natural Gas_Boiler_E9_Baseline Forecast | Industrial | Other Industrial | New | Space Heating | Natural Gas | Boiler | E9 |  | Baseline Forecast | 0 | 0 | 0 | 0 | 0 | 0 | 0 | 0 | 0 | 0 | 0 | 0 | 0 | 0 | 0 | 0 | 0 | 0 | 0 | 0 | 0 | 0 | 0 | 0 | 0 | 0 | 0 | 0 | 0 | 0 | 0 | 0 | 0
Industrial_Other Industrial_New_Space Heating_Natural Gas_Boiler_E10_Baseline Forecast | Industrial | Other Industrial | New | Space Heating | Natural Gas | Boiler | E10 |  | Baseline Forecast | 0 | 0 | 0 | 0 | 0 | 0 | 0 | 0 | 0 | 0 | 0 | 0 | 0 | 0 | 0 | 0 | 0 | 0 | 0 | 0 | 0 | 0 | 0 | 0 | 0 | 0 | 0 | 0 | 0 | 0 | 0 | 0 | 0
Industrial_Other Industrial_New_Space Heating_Natural Gas_Boiler_Vintage_Baseline Forecast | Industrial | Other Industrial | New | Space Heating | Natural Gas | Boiler | Vintage |  | Baseline Forecast | 0 | 0 | 0 | 0 | 0 | 0 | 0 | 0 | 0 | 0 | 0 | 0 | 0 | 0 | 0 | 0 | 0 | 0 | 0 | 0 | 0 | 0 | 0 | 0 | 0 | 0 | 0 | 0 | 0 | 0 | 0 | 0 | 0
Industrial_Other Industrial_New_Space Heating_Natural Gas_Unit Heater_E1_Baseline Forecast | Industrial | Other Industrial | New | Space Heating | Natural Gas | Unit Heater | E1 |  | Baseline Forecast | 0 | 0 | 0 | 0 | 0 | 0 | 0 | 0 | 0 | 0 | 0 | 0 | 0 | 0 | 0 | 0 | 0 | 0 | 0 | 0 | 0 | 0 | 0 | 0 | 0 | 0 | 0 | 0 | 0 | 0 | 0 | 0 | 0
Industrial_Other Industrial_New_Space Heating_Natural Gas_Unit Heater_E2_Baseline Forecast | Industrial | Other Industrial | New | Space Heating | Natural Gas | Unit Heater | E2 |  | Baseline Forecast | 0 | 0 | 0 | 0 | 0 | 0 | 0 | 0 | 0 | 0 | 0 | 0 | 0 | 0 | 0 | 0 | 0 | 0 | 0 | 0 | 0 | 0 | 0 | 0 | 0 | 0 | 0 | 0 | 0 | 0 | 0 | 0 | 0
Industrial_Other Industrial_New_Space Heating_Natural Gas_Unit Heater_E3_Baseline Forecast | Industrial | Other Industrial | New | Space Heating | Natural Gas | Unit Heater | E3 |  | Baseline Forecast | 0 | 0 | 0 | 0 | 0 | 0 | 0 | 0 | 0 | 0 | 0 | 0 | 0 | 0 | 0 | 0 | 0 | 0 | 0 | 0 | 0 | 0 | 0 | 0 | 0 | 0 | 0 | 0 | 0 | 0 | 0 | 0 | 0
Industrial_Other Industrial_New_Space Heating_Natural Gas_Unit Heater_E4_Baseline Forecast | Industrial | Other Industrial | New | Space Heating | Natural Gas | Unit Heater | E4 |  | Baseline Forecast | 0 | 0 | 0 | 0 | 0 | 0 | 0 | 0 | 0 | 0 | 0 | 0 | 0 | 0 | 0 | 0 | 0 | 0 | 0 | 0 | 0 | 0 | 0 | 0 | 0 | 0 | 0 | 0 | 0 | 0 | 0 | 0 | 0
Industrial_Other Industrial_New_Space Heating_Natural Gas_Unit Heater_E5_Baseline Forecast | Industrial | Other Industrial | New | Space Heating | Natural Gas | Unit Heater | E5 |  | Baseline Forecast | 0 | 0 | 0 | 0 | 0 | 0 | 0 | 0 | 0 | 0 | 0 | 0 | 0 | 0 | 0 | 0 | 0 | 0 | 0 | 0 | 0 | 0 | 0 | 0 | 0 | 0 | 0 | 0 | 0 | 0 | 0 | 0 | 0
Industrial_Other Industrial_New_Space Heating_Natural Gas_Unit Heater_E6_Baseline Forecast | Industrial | Other Industrial | New | Space Heating | Natural Gas | Unit Heater | E6 |  | Baseline Forecast | 0 | 0 | 0 | 0 | 0 | 0 | 0 | 0 | 0 | 0 | 0 | 0 | 0 | 0 | 0 | 0 | 0 | 0 | 0 | 0 | 0 | 0 | 0 | 0 | 0 | 0 | 0 | 0 | 0 | 0 | 0 | 0 | 0
Industrial_Other Industrial_New_Space Heating_Natural Gas_Unit Heater_E7_Baseline Forecast | Industrial | Other Industrial | New | Space Heating | Natural Gas | Unit Heater | E7 |  | Baseline Forecast | 0 | 0 | 0 | 0 | 0 | 0 | 0 | 0 | 0 | 0 | 0 | 0 | 0 | 0 | 0 | 0 | 0 | 0 | 0 | 0 | 0 | 0 | 0 | 0 | 0 | 0 | 0 | 0 | 0 | 0 | 0 | 0 | 0
Industrial_Other Industrial_New_Space Heating_Natural Gas_Unit Heater_E8_Baseline Forecast | Industrial | Other Industrial | New | Space Heating | Natural Gas | Unit Heater | E8 |  | Baseline Forecast | 0 | 0 | 0 | 0 | 0 | 0 | 0 | 0 | 0 | 0 | 0 | 0 | 0 | 0 | 0 | 0 | 0 | 0 | 0 | 0 | 0 | 0 | 0 | 0 | 0 | 0 | 0 | 0 | 0 | 0 | 0 | 0 | 0
Industrial_Other Industrial_New_Space Heating_Natural Gas_Unit Heater_E9_Baseline Forecast | Industrial | Other Industrial | New | Space Heating | Natural Gas | Unit Heater | E9 |  | Baseline Forecast | 0 | 0 | 0 | 0 | 0 | 0 | 0 | 0 | 0 | 0 | 0 | 0 | 0 | 0 | 0 | 0 | 0 | 0 | 0 | 0 | 0 | 0 | 0 | 0 | 0 | 0 | 0 | 0 | 0 | 0 | 0 | 0 | 0
Industrial_Other Industrial_New_Space Heating_Natural Gas_Unit Heater_E10_Baseline Forecast | Industrial | Other Industrial | New | Space Heating | Natural Gas | Unit Heater | E10 |  | Baseline Forecast | 0 | 0 | 0 | 0 | 0 | 0 | 0 | 0 | 0 | 0 | 0 | 0 | 0 | 0 | 0 | 0 | 0 | 0 | 0 | 0 | 0 | 0 | 0 | 0 | 0 | 0 | 0 | 0 | 0 | 0 | 0 | 0 | 0
Industrial_Other Industrial_New_Space Heating_Natural Gas_Unit Heater_Vintage_Baseline Forecast | Industrial | Other Industrial | New | Space Heating | Natural Gas | Unit Heater | Vintage |  | Baseline Forecast | 0 | 0 | 0 | 0 | 0 | 0 | 0 | 0 | 0 | 0 | 0 | 0 | 0 | 0 | 0 | 0 | 0 | 0 | 0 | 0 | 0 | 0 | 0 | 0 | 0 | 0 | 0 | 0 | 0 | 0 | 0 | 0 | 0
Industrial_Other Industrial_New_Process_Natural Gas_Process Heating_E1_Baseline Forecast | Industrial | Other Industrial | New | Process | Natural Gas | Process Heating | E1 |  | Baseline Forecast | 0 | 0 | 0 | 0 | 0 | 0 | 0 | 0 | 0 | 0 | 0 | 0 | 0 | 0 | 0 | 0 | 0 | 0 | 0 | 0 | 0 | 0 | 0 | 0 | 0 | 0 | 0 | 0 | 0 | 0 | 0 | 0 | 0
Industrial_Other Industrial_New_Process_Natural Gas_Process Heating_E2_Baseline Forecast | Industrial | Other Industrial | New | Process | Natural Gas | Process Heating | E2 |  | Baseline Forecast | 0 | 0 | 0 | 0 | 0 | 0 | 0 | 0 | 0 | 0 | 0 | 0 | 0 | 0 | 0 | 0 | 0 | 0 | 0 | 0 | 0 | 0 | 0 | 0 | 0 | 0 | 0 | 0 | 0 | 0 | 0 | 0 | 0
Industrial_Other Industrial_New_Process_Natural Gas_Process Heating_E3_Baseline Forecast | Industrial | Other Industrial | New | Process | Natural Gas | Process Heating | E3 |  | Baseline Forecast | 0 | 0 | 0 | 0 | 0 | 0 | 0 | 0 | 0 | 0 | 0 | 0 | 0 | 0 | 0 | 0 | 0 | 0 | 0 | 0 | 0 | 0 | 0 | 0 | 0 | 0 | 0 | 0 | 0 | 0 | 0 | 0 | 0
Industrial_Other Industrial_New_Process_Natural Gas_Process Heating_E4_Baseline Forecast | Industrial | Other Industrial | New | Process | Natural Gas | Process Heating | E4 |  | Baseline Forecast | 0 | 0 | 0 | 0 | 0 | 0 | 0 | 0 | 0 | 0 | 0 | 0 | 0 | 0 | 0 | 0 | 0 | 0 | 0 | 0 | 0 | 0 | 0 | 0 | 0 | 0 | 0 | 0 | 0 | 0 | 0 | 0 | 0
Industrial_Other Industrial_New_Process_Natural Gas_Process Heating_E5_Baseline Forecast | Industrial | Other Industrial | New | Process | Natural Gas | Process Heating | E5 |  | Baseline Forecast | 0 | 0 | 0 | 0 | 0 | 0 | 0 | 0 | 0 | 0 | 0 | 0 | 0 | 0 | 0 | 0 | 0 | 0 | 0 | 0 | 0 | 0 | 0 | 0 | 0 | 0 | 0 | 0 | 0 | 0 | 0 | 0 | 0
Industrial_Other Industrial_New_Process_Natural Gas_Process Heating_E6_Baseline Forecast | Industrial | Other Industrial | New | Process | Natural Gas | Process Heating | E6 |  | Baseline Forecast | 0 | 0 | 0 | 0 | 0 | 0 | 0 | 0 | 0 | 0 | 0 | 0 | 0 | 0 | 0 | 0 | 0 | 0 | 0 | 0 | 0 | 0 | 0 | 0 | 0 | 0 | 0 | 0 | 0 | 0 | 0 | 0 | 0
Industrial_Other Industrial_New_Process_Natural Gas_Process Heating_E7_Baseline Forecast | Industrial | Other Industrial | New | Process | Natural Gas | Process Heating | E7 |  | Baseline Forecast | 0 | 0 | 0 | 0 | 0 | 0 | 0 | 0 | 0 | 0 | 0 | 0 | 0 | 0 | 0 | 0 | 0 | 0 | 0 | 0 | 0 | 0 | 0 | 0 | 0 | 0 | 0 | 0 | 0 | 0 | 0 | 0 | 0
Industrial_Other Industrial_New_Process_Natural Gas_Process Heating_E8_Baseline Forecast | Industrial | Other Industrial | New | Process | Natural Gas | Process Heating | E8 |  | Baseline Forecast | 0 | 0 | 0 | 0 | 0 | 0 | 0 | 0 | 0 | 0 | 0 | 0 | 0 | 0 | 0 | 0 | 0 | 0 | 0 | 0 | 0 | 0 | 0 | 0 | 0 | 0 | 0 | 0 | 0 | 0 | 0 | 0 | 0
Industrial_Other Industrial_New_Process_Natural Gas_Process Heating_E9_Baseline Forecast | Industrial | Other Industrial | New | Process | Natural Gas | Process Heating | E9 |  | Baseline Forecast | 0 | 0 | 0 | 0 | 0 | 0 | 0 | 0 | 0 | 0 | 0 | 0 | 0 | 0 | 0 | 0 | 0 | 0 | 0 | 0 | 0 | 0 | 0 | 0 | 0 | 0 | 0 | 0 | 0 | 0 | 0 | 0 | 0
Industrial_Other Industrial_New_Process_Natural Gas_Process Heating_E10_Baseline Forecast | Industrial | Other Industrial | New | Process | Natural Gas | Process Heating | E10 |  | Baseline Forecast | 0 | 0 | 0 | 0 | 0 | 0 | 0 | 0 | 0 | 0 | 0 | 0 | 0 | 0 | 0 | 0 | 0 | 0 | 0 | 0 | 0 | 0 | 0 | 0 | 0 | 0 | 0 | 0 | 0 | 0 | 0 | 0 | 0
Industrial_Other Industrial_New_Process_Natural Gas_Process Heating_Vintage_Baseline Forecast | Industrial | Other Industrial | New | Process | Natural Gas | Process Heating | Vintage |  | Baseline Forecast | 0 | 0 | 0 | 0 | 0 | 0 | 0 | 0 | 0 | 0 | 0 | 0 | 0 | 0 | 0 | 0 | 0 | 0 | 0 | 0 | 0 | 0 | 0 | 0 | 0 | 0 | 0 | 0 | 0 | 0 | 0 | 0 | 0
Industrial_Other Industrial_New_Process_Natural Gas_Process Boiler_E1_Baseline Forecast | Industrial | Other Industrial | New | Process | Natural Gas | Process Boiler | E1 |  | Baseline Forecast | 0 | 0 | 0 | 0 | 0 | 0 | 0 | 0 | 0 | 0 | 0 | 0 | 0 | 0 | 0 | 0 | 0 | 0 | 0 | 0 | 0 | 0 | 0 | 0 | 0 | 0 | 0 | 0 | 0 | 0 | 0 | 0 | 0
Industrial_Other Industrial_New_Process_Natural Gas_Process Boiler_E2_Baseline Forecast | Industrial | Other Industrial | New | Process | Natural Gas | Process Boiler | E2 |  | Baseline Forecast | 0 | 0 | 0 | 0 | 0 | 0 | 0 | 0 | 0 | 0 | 0 | 0 | 0 | 0 | 0 | 0 | 0 | 0 | 0 | 0 | 0 | 0 | 0 | 0 | 0 | 0 | 0 | 0 | 0 | 0 | 0 | 0 | 0
Industrial_Other Industrial_New_Process_Natural Gas_Process Boiler_E3_Baseline Forecast | Industrial | Other Industrial | New | Process | Natural Gas | Process Boiler | E3 |  | Baseline Forecast | 0 | 0 | 0 | 0 | 0 | 0 | 0 | 0 | 0 | 0 | 0 | 0 | 0 | 0 | 0 | 0 | 0 | 0 | 0 | 0 | 0 | 0 | 0 | 0 | 0 | 0 | 0 | 0 | 0 | 0 | 0 | 0 | 0
Industrial_Other Industrial_New_Process_Natural Gas_Process Boiler_E4_Baseline Forecast | Industrial | Other Industrial | New | Process | Natural Gas | Process Boiler | E4 |  | Baseline Forecast | 0 | 0 | 0 | 0 | 0 | 0 | 0 | 0 | 0 | 0 | 0 | 0 | 0 | 0 | 0 | 0 | 0 | 0 | 0 | 0 | 0 | 0 | 0 | 0 | 0 | 0 | 0 | 0 | 0 | 0 | 0 | 0 | 0
Industrial_Other Industrial_New_Process_Natural Gas_Process Boiler_E5_Baseline Forecast | Industrial | Other Industrial | New | Process | Natural Gas | Process Boiler | E5 |  | Baseline Forecast | 0 | 0 | 0 | 0 | 0 | 0 | 0 | 0 | 0 | 0 | 0 | 0 | 0 | 0 | 0 | 0 | 0 | 0 | 0 | 0 | 0 | 0 | 0 | 0 | 0 | 0 | 0 | 0 | 0 | 0 | 0 | 0 | 0
Industrial_Other Industrial_New_Process_Natural Gas_Process Boiler_E6_Baseline Forecast | Industrial | Other Industrial | New | Process | Natural Gas | Process Boiler | E6 |  | Baseline Forecast | 0 | 0 | 0 | 0 | 0 | 0 | 0 | 0 | 0 | 0 | 0 | 0 | 0 | 0 | 0 | 0 | 0 | 0 | 0 | 0 | 0 | 0 | 0 | 0 | 0 | 0 | 0 | 0 | 0 | 0 | 0 | 0 | 0
Industrial_Other Industrial_New_Process_Natural Gas_Process Boiler_E7_Baseline Forecast | Industrial | Other Industrial | New | Process | Natural Gas | Process Boiler | E7 |  | Baseline Forecast | 0 | 0 | 0 | 0 | 0 | 0 | 0 | 0 | 0 | 0 | 0 | 0 | 0 | 0 | 0 | 0 | 0 | 0 | 0 | 0 | 0 | 0 | 0 | 0 | 0 | 0 | 0 | 0 | 0 | 0 | 0 | 0 | 0
Industrial_Other Industrial_New_Process_Natural Gas_Process Boiler_E8_Baseline Forecast | Industrial | Other Industrial | New | Process | Natural Gas | Process Boiler | E8 |  | Baseline Forecast | 0 | 0 | 0 | 0 | 0 | 0 | 0 | 0 | 0 | 0 | 0 | 0 | 0 | 0 | 0 | 0 | 0 | 0 | 0 | 0 | 0 | 0 | 0 | 0 | 0 | 0 | 0 | 0 | 0 | 0 | 0 | 0 | 0
Industrial_Other Industrial_New_Process_Natural Gas_Process Boiler_E9_Baseline Forecast | Industrial | Other Industrial | New | Process | Natural Gas | Process Boiler | E9 |  | Baseline Forecast | 0 | 0 | 0 | 0 | 0 | 0 | 0 | 0 | 0 | 0 | 0 | 0 | 0 | 0 | 0 | 0 | 0 | 0 | 0 | 0 | 0 | 0 | 0 | 0 | 0 | 0 | 0 | 0 | 0 | 0 | 0 | 0 | 0
Industrial_Other Industrial_New_Process_Natural Gas_Process Boiler_E10_Baseline Forecast | Industrial | Other Industrial | New | Process | Natural Gas | Process Boiler | E10 |  | Baseline Forecast | 0 | 0 | 0 | 0 | 0 | 0 | 0 | 0 | 0 | 0 | 0 | 0 | 0 | 0 | 0 | 0 | 0 | 0 | 0 | 0 | 0 | 0 | 0 | 0 | 0 | 0 | 0 | 0 | 0 | 0 | 0 | 0 | 0
Industrial_Other Industrial_New_Process_Natural Gas_Process Boiler_Vintage_Baseline Forecast | Industrial | Other Industrial | New | Process | Natural Gas | Process Boiler | Vintage |  | Baseline Forecast | 0 | 0 | 0 | 0 | 0 | 0 | 0 | 0 | 0 | 0 | 0 | 0 | 0 | 0 | 0 | 0 | 0 | 0 | 0 | 0 | 0 | 0 | 0 | 0 | 0 | 0 | 0 | 0 | 0 | 0 | 0 | 0 | 0
Industrial_Other Industrial_New_Process_Natural Gas_Process Cooling_E1_Baseline Forecast | Industrial | Other Industrial | New | Process | Natural Gas | Process Cooling | E1 |  | Baseline Forecast | 0 | 0 | 0 | 0 | 0 | 0 | 0 | 0 | 0 | 0 | 0 | 0 | 0 | 0 | 0 | 0 | 0 | 0 | 0 | 0 | 0 | 0 | 0 | 0 | 0 | 0 | 0 | 0 | 0 | 0 | 0 | 0 | 0
Industrial_Other Industrial_New_Process_Natural Gas_Process Cooling_E2_Baseline Forecast | Industrial | Other Industrial | New | Process | Natural Gas | Process Cooling | E2 |  | Baseline Forecast | 0 | 0 | 0 | 0 | 0 | 0 | 0 | 0 | 0 | 0 | 0 | 0 | 0 | 0 | 0 | 0 | 0 | 0 | 0 | 0 | 0 | 0 | 0 | 0 | 0 | 0 | 0 | 0 | 0 | 0 | 0 | 0 | 0
Industrial_Other Industrial_New_Process_Natural Gas_Process Cooling_E3_Baseline Forecast | Industrial | Other Industrial | New | Process | Natural Gas | Process Cooling | E3 |  | Baseline Forecast | 0 | 0 | 0 | 0 | 0 | 0 | 0 | 0 | 0 | 0 | 0 | 0 | 0 | 0 | 0 | 0 | 0 | 0 | 0 | 0 | 0 | 0 | 0 | 0 | 0 | 0 | 0 | 0 | 0 | 0 | 0 | 0 | 0
Industrial_Other Industrial_New_Process_Natural Gas_Process Cooling_E4_Baseline Forecast | Industrial | Other Industrial | New | Process | Natural Gas | Process Cooling | E4 |  | Baseline Forecast | 0 | 0 | 0 | 0 | 0 | 0 | 0 | 0 | 0 | 0 | 0 | 0 | 0 | 0 | 0 | 0 | 0 | 0 | 0 | 0 | 0 | 0 | 0 | 0 | 0 | 0 | 0 | 0 | 0 | 0 | 0 | 0 | 0
Industrial_Other Industrial_New_Process_Natural Gas_Process Cooling_E5_Baseline Forecast | Industrial | Other Industrial | New | Process | Natural Gas | Process Cooling | E5 |  | Baseline Forecast | 0 | 0 | 0 | 0 | 0 | 0 | 0 | 0 | 0 | 0 | 0 | 0 | 0 | 0 | 0 | 0 | 0 | 0 | 0 | 0 | 0 | 0 | 0 | 0 | 0 | 0 | 0 | 0 | 0 | 0 | 0 | 0 | 0
Industrial_Other Industrial_New_Process_Natural Gas_Process Cooling_E6_Baseline Forecast | Industrial | Other Industrial | New | Process | Natural Gas | Process Cooling | E6 |  | Baseline Forecast | 0 | 0 | 0 | 0 | 0 | 0 | 0 | 0 | 0 | 0 | 0 | 0 | 0 | 0 | 0 | 0 | 0 | 0 | 0 | 0 | 0 | 0 | 0 | 0 | 0 | 0 | 0 | 0 | 0 | 0 | 0 | 0 | 0
Industrial_Other Industrial_New_Process_Natural Gas_Process Cooling_E7_Baseline Forecast | Industrial | Other Industrial | New | Process | Natural Gas | Process Cooling | E7 |  | Baseline Forecast | 0 | 0 | 0 | 0 | 0 | 0 | 0 | 0 | 0 | 0 | 0 | 0 | 0 | 0 | 0 | 0 | 0 | 0 | 0 | 0 | 0 | 0 | 0 | 0 | 0 | 0 | 0 | 0 | 0 | 0 | 0 | 0 | 0
Industrial_Other Industrial_New_Process_Natural Gas_Process Cooling_E8_Baseline Forecast | Industrial | Other Industrial | New | Process | Natural Gas | Process Cooling | E8 |  | Baseline Forecast | 0 | 0 | 0 | 0 | 0 | 0 | 0 | 0 | 0 | 0 | 0 | 0 | 0 | 0 | 0 | 0 | 0 | 0 | 0 | 0 | 0 | 0 | 0 | 0 | 0 | 0 | 0 | 0 | 0 | 0 | 0 | 0 | 0
Industrial_Other Industrial_New_Process_Natural Gas_Process Cooling_E9_Baseline Forecast | Industrial | Other Industrial | New | Process | Natural Gas | Process Cooling | E9 |  | Baseline Forecast | 0 | 0 | 0 | 0 | 0 | 0 | 0 | 0 | 0 | 0 | 0 | 0 | 0 | 0 | 0 | 0 | 0 | 0 | 0 | 0 | 0 | 0 | 0 | 0 | 0 | 0 | 0 | 0 | 0 | 0 | 0 | 0 | 0
Industrial_Other Industrial_New_Process_Natural Gas_Process Cooling_E10_Baseline Forecast | Industrial | Other Industrial | New | Process | Natural Gas | Process Cooling | E10 |  | Baseline Forecast | 0 | 0 | 0 | 0 | 0 | 0 | 0 | 0 | 0 | 0 | 0 | 0 | 0 | 0 | 0 | 0 | 0 | 0 | 0 | 0 | 0 | 0 | 0 | 0 | 0 | 0 | 0 | 0 | 0 | 0 | 0 | 0 | 0
Industrial_Other Industrial_New_Process_Natural Gas_Process Cooling_Vintage_Baseline Forecast | Industrial | Other Industrial | New | Process | Natural Gas | Process Cooling | Vintage |  | Baseline Forecast | 0 | 0 | 0 | 0 | 0 | 0 | 0 | 0 | 0 | 0 | 0 | 0 | 0 | 0 | 0 | 0 | 0 | 0 | 0 | 0 | 0 | 0 | 0 | 0 | 0 | 0 | 0 | 0 | 0 | 0 | 0 | 0 | 0
Industrial_Other Industrial_New_Process_Natural Gas_Other Process_E1_Baseline Forecast | Industrial | Other Industrial | New | Process | Natural Gas | Other Process | E1 |  | Baseline Forecast | 0 | 0 | 0 | 0 | 0 | 0 | 0 | 0 | 0 | 0 | 0 | 0 | 0 | 0 | 0 | 0 | 0 | 0 | 0 | 0 | 0 | 0 | 0 | 0 | 0 | 0 | 0 | 0 | 0 | 0 | 0 | 0 | 0
Industrial_Other Industrial_New_Process_Natural Gas_Other Process_E2_Baseline Forecast | Industrial | Other Industrial | New | Process | Natural Gas | Other Process | E2 |  | Baseline Forecast | 0 | 0 | 0 | 0 | 0 | 0 | 0 | 0 | 0 | 0 | 0 | 0 | 0 | 0 | 0 | 0 | 0 | 0 | 0 | 0 | 0 | 0 | 0 | 0 | 0 | 0 | 0 | 0 | 0 | 0 | 0 | 0 | 0
Industrial_Other Industrial_New_Process_Natural Gas_Other Process_E3_Baseline Forecast | Industrial | Other Industrial | New | Process | Natural Gas | Other Process | E3 |  | Baseline Forecast | 0 | 0 | 0 | 0 | 0 | 0 | 0 | 0 | 0 | 0 | 0 | 0 | 0 | 0 | 0 | 0 | 0 | 0 | 0 | 0 | 0 | 0 | 0 | 0 | 0 | 0 | 0 | 0 | 0 | 0 | 0 | 0 | 0
Industrial_Other Industrial_New_Process_Natural Gas_Other Process_E4_Baseline Forecast | Industrial | Other Industrial | New | Process | Natural Gas | Other Process | E4 |  | Baseline Forecast | 0 | 0 | 0 | 0 | 0 | 0 | 0 | 0 | 0 | 0 | 0 | 0 | 0 | 0 | 0 | 0 | 0 | 0 | 0 | 0 | 0 | 0 | 0 | 0 | 0 | 0 | 0 | 0 | 0 | 0 | 0 | 0 | 0
Industrial_Other Industrial_New_Process_Natural Gas_Other Process_E5_Baseline Forecast | Industrial | Other Industrial | New | Process | Natural Gas | Other Process | E5 |  | Baseline Forecast | 0 | 0 | 0 | 0 | 0 | 0 | 0 | 0 | 0 | 0 | 0 | 0 | 0 | 0 | 0 | 0 | 0 | 0 | 0 | 0 | 0 | 0 | 0 | 0 | 0 | 0 | 0 | 0 | 0 | 0 | 0 | 0 | 0
Industrial_Other Industrial_New_Process_Natural Gas_Other Process_E6_Baseline Forecast | Industrial | Other Industrial | New | Process | Natural Gas | Other Process | E6 |  | Baseline Forecast | 0 | 0 | 0 | 0 | 0 | 0 | 0 | 0 | 0 | 0 | 0 | 0 | 0 | 0 | 0 | 0 | 0 | 0 | 0 | 0 | 0 | 0 | 0 | 0 | 0 | 0 | 0 | 0 | 0 | 0 | 0 | 0 | 0
Industrial_Other Industrial_New_Process_Natural Gas_Other Process_E7_Baseline Forecast | Industrial | Other Industrial | New | Process | Natural Gas | Other Process | E7 |  | Baseline Forecast | 0 | 0 | 0 | 0 | 0 | 0 | 0 | 0 | 0 | 0 | 0 | 0 | 0 | 0 | 0 | 0 | 0 | 0 | 0 | 0 | 0 | 0 | 0 | 0 | 0 | 0 | 0 | 0 | 0 | 0 | 0 | 0 | 0
Industrial_Other Industrial_New_Process_Natural Gas_Other Process_E8_Baseline Forecast | Industrial | Other Industrial | New | Process | Natural Gas | Other Process | E8 |  | Baseline Forecast | 0 | 0 | 0 | 0 | 0 | 0 | 0 | 0 | 0 | 0 | 0 | 0 | 0 | 0 | 0 | 0 | 0 | 0 | 0 | 0 | 0 | 0 | 0 | 0 | 0 | 0 | 0 | 0 | 0 | 0 | 0 | 0 | 0
Industrial_Other Industrial_New_Process_Natural Gas_Other Process_E9_Baseline Forecast | Industrial | Other Industrial | New | Process | Natural Gas | Other Process | E9 |  | Baseline Forecast | 0 | 0 | 0 | 0 | 0 | 0 | 0 | 0 | 0 | 0 | 0 | 0 | 0 | 0 | 0 | 0 | 0 | 0 | 0 | 0 | 0 | 0 | 0 | 0 | 0 | 0 | 0 | 0 | 0 | 0 | 0 | 0 | 0
Industrial_Other Industrial_New_Process_Natural Gas_Other Process_E10_Baseline Forecast | Industrial | Other Industrial | New | Process | Natural Gas | Other Process | E10 |  | Baseline Forecast | 0 | 0 | 0 | 0 | 0 | 0 | 0 | 0 | 0 | 0 | 0 | 0 | 0 | 0 | 0 | 0 | 0 | 0 | 0 | 0 | 0 | 0 | 0 | 0 | 0 | 0 | 0 | 0 | 0 | 0 | 0 | 0 | 0
Industrial_Other Industrial_New_Process_Natural Gas_Other Process_Vintage_Baseline Forecast | Industrial | Other Industrial | New | Process | Natural Gas | Other Process | Vintage |  | Baseline Forecast | 0 | 0 | 0 | 0 | 0 | 0 | 0 | 0 | 0 | 0 | 0 | 0 | 0 | 0 | 0 | 0 | 0 | 0 | 0 | 0 | 0 | 0 | 0 | 0 | 0 | 0 | 0 | 0 | 0 | 0 | 0 | 0 | 0
Industrial_Other Industrial_New_Miscellaneous_Natural Gas_Miscellaneous_E1_Baseline Forecast | Industrial | Other Industrial | New | Miscellaneous | Natural Gas | Miscellaneous | E1 |  | Baseline Forecast | 0 | 0 | 0 | 0 | 0 | 0 | 0 | 0 | 0 | 0 | 0 | 0 | 0 | 0 | 0 | 0 | 0 | 0 | 0 | 0 | 0 | 0 | 0 | 0 | 0 | 0 | 0 | 0 | 0 | 0 | 0 | 0 | 0
Industrial_Other Industrial_New_Miscellaneous_Natural Gas_Miscellaneous_E2_Baseline Forecast | Industrial | Other Industrial | New | Miscellaneous | Natural Gas | Miscellaneous | E2 |  | Baseline Forecast | 0 | 0 | 0 | 0 | 0 | 0 | 0 | 0 | 0 | 0 | 0 | 0 | 0 | 0 | 0 | 0 | 0 | 0 | 0 | 0 | 0 | 0 | 0 | 0 | 0 | 0 | 0 | 0 | 0 | 0 | 0 | 0 | 0
Industrial_Other Industrial_New_Miscellaneous_Natural Gas_Miscellaneous_E3_Baseline Forecast | Industrial | Other Industrial | New | Miscellaneous | Natural Gas | Miscellaneous | E3 |  | Baseline Forecast | 0 | 0 | 0 | 0 | 0 | 0 | 0 | 0 | 0 | 0 | 0 | 0 | 0 | 0 | 0 | 0 | 0 | 0 | 0 | 0 | 0 | 0 | 0 | 0 | 0 | 0 | 0 | 0 | 0 | 0 | 0 | 0 | 0
Industrial_Other Industrial_New_Miscellaneous_Natural Gas_Miscellaneous_E4_Baseline Forecast | Industrial | Other Industrial | New | Miscellaneous | Natural Gas | Miscellaneous | E4 |  | Baseline Forecast | 0 | 0 | 0 | 0 | 0 | 0 | 0 | 0 | 0 | 0 | 0 | 0 | 0 | 0 | 0 | 0 | 0 | 0 | 0 | 0 | 0 | 0 | 0 | 0 | 0 | 0 | 0 | 0 | 0 | 0 | 0 | 0 | 0
Industrial_Other Industrial_New_Miscellaneous_Natural Gas_Miscellaneous_E5_Baseline Forecast | Industrial | Other Industrial | New | Miscellaneous | Natural Gas | Miscellaneous | E5 |  | Baseline Forecast | 0 | 0 | 0 | 0 | 0 | 0 | 0 | 0 | 0 | 0 | 0 | 0 | 0 | 0 | 0 | 0 | 0 | 0 | 0 | 0 | 0 | 0 | 0 | 0 | 0 | 0 | 0 | 0 | 0 | 0 | 0 | 0 | 0
Industrial_Other Industrial_New_Miscellaneous_Natural Gas_Miscellaneous_E6_Baseline Forecast | Industrial | Other Industrial | New | Miscellaneous | Natural Gas | Miscellaneous | E6 |  | Baseline Forecast | 0 | 0 | 0 | 0 | 0 | 0 | 0 | 0 | 0 | 0 | 0 | 0 | 0 | 0 | 0 | 0 | 0 | 0 | 0 | 0 | 0 | 0 | 0 | 0 | 0 | 0 | 0 | 0 | 0 | 0 | 0 | 0 | 0
Industrial_Other Industrial_New_Miscellaneous_Natural Gas_Miscellaneous_E7_Baseline Forecast | Industrial | Other Industrial | New | Miscellaneous | Natural Gas | Miscellaneous | E7 |  | Baseline Forecast | 0 | 0 | 0 | 0 | 0 | 0 | 0 | 0 | 0 | 0 | 0 | 0 | 0 | 0 | 0 | 0 | 0 | 0 | 0 | 0 | 0 | 0 | 0 | 0 | 0 | 0 | 0 | 0 | 0 | 0 | 0 | 0 | 0
Industrial_Other Industrial_New_Miscellaneous_Natural Gas_Miscellaneous_E8_Baseline Forecast | Industrial | Other Industrial | New | Miscellaneous | Natural Gas | Miscellaneous | E8 |  | Baseline Forecast | 0 | 0 | 0 | 0 | 0 | 0 | 0 | 0 | 0 | 0 | 0 | 0 | 0 | 0 | 0 | 0 | 0 | 0 | 0 | 0 | 0 | 0 | 0 | 0 | 0 | 0 | 0 | 0 | 0 | 0 | 0 | 0 | 0
Industrial_Other Industrial_New_Miscellaneous_Natural Gas_Miscellaneous_E9_Baseline Forecast | Industrial | Other Industrial | New | Miscellaneous | Natural Gas | Miscellaneous | E9 |  | Baseline Forecast | 0 | 0 | 0 | 0 | 0 | 0 | 0 | 0 | 0 | 0 | 0 | 0 | 0 | 0 | 0 | 0 | 0 | 0 | 0 | 0 | 0 | 0 | 0 | 0 | 0 | 0 | 0 | 0 | 0 | 0 | 0 | 0 | 0
Industrial_Other Industrial_New_Miscellaneous_Natural Gas_Miscellaneous_E10_Baseline Forecast | Industrial | Other Industrial | New | Miscellaneous | Natural Gas | Miscellaneous | E10 |  | Baseline Forecast | 0 | 0 | 0 | 0 | 0 | 0 | 0 | 0 | 0 | 0 | 0 | 0 | 0 | 0 | 0 | 0 | 0 | 0 | 0 | 0 | 0 | 0 | 0 | 0 | 0 | 0 | 0 | 0 | 0 | 0 | 0 | 0 | 0
Industrial_Other Industrial_New_Miscellaneous_Natural Gas_Miscellaneous_Vintage_Baseline Forecast | Industrial | Other Industrial | New | Miscellaneous | Natural Gas | Miscellaneous | Vintage |  | Baseline Forecast | 0 | 0 | 0 | 0 | 0 | 0 | 0 | 0 | 0 | 0 | 0 | 0 | 0 | 0 | 0 | 0 | 0 | 0 | 0 | 0 | 0 | 0 | 0 | 0 | 0 | 0 | 0 | 0 | 0 | 0 | 0 | 0 | 0
| Residential | CZ1 - Single Family | Existing | Space Heating | Natural Gas | Furnace - Direct Fuel
| Residential | CZ1 - Single Family | Existing | Space Heating | Natural Gas | Furnace - Direct Fuel
| Residential | CZ1 - Single Family | Existing | Space Heating | Natural Gas | Furnace - Direct Fuel
| Residential | CZ1 - Single Family | Existing | Space Heating | Natural Gas | Furnace - Direct Fuel
| Residential | CZ1 - Single Family | Existing | Space Heating | Natural Gas | Furnace - Direct Fuel
| Residential | CZ1 - Single Family | Existing | Space Heating | Natural Gas | Furnace - Direct Fuel
| Residential | CZ1 - Single Family | Existing | Space Heating | Natural Gas | Furnace - Direct Fuel
| Residential | CZ1 - Single Family | Existing | Space Heating | Natural Gas | Furnace - Direct Fuel
| Residential | CZ1 - Single Family | Existing | Space Heating | Natural Gas | Furnace - Direct Fuel
| Residential | CZ1 - Single Family | Existing | Space Heating | Natural Gas | Furnace - Direct Fuel
| Residential | CZ1 - Single Family | Existing | Space Heating | Natural Gas | Furnace - Direct Fuel
| Residential | CZ1 - Single Family | Existing | Space Heating | Natural Gas | Boiler - Direct Fuel
| Residential | CZ1 - Single Family | Existing | Space Heating | Natural Gas | Boiler - Direct Fuel
| Residential | CZ1 - Single Family | Existing | Space Heating | Natural Gas | Boiler - Direct Fuel
| Residential | CZ1 - Single Family | Existing | Space Heating | Natural Gas | Boiler - Direct Fuel
| Residential | CZ1 - Single Family | Existing | Space Heating | Natural Gas | Boiler - Direct Fuel
| Residential | CZ1 - Single Family | Existing | Space Heating | Natural Gas | Boiler - Direct Fuel
| Residential | CZ1 - Single Family | Existing | Space Heating | Natural Gas | Boiler - Direct Fuel
| Residential | CZ1 - Single Family | Existing | Space Heating | Natural Gas | Boiler - Direct Fuel
| Residential | CZ1 - Single Family | Existing | Space Heating | Natural Gas | Boiler - Direct Fuel
| Residential | CZ1 - Single Family | Existing | Space Heating | Natural Gas | Boiler - Direct Fuel
| Residential | CZ1 - Single Family | Existing | Space Heating | Natural Gas | Boiler - Direct Fuel
| Residential | CZ1 - Single Family | Existing | Secondary Heating | Natural Gas | Fireplace
| Residential | CZ1 - Single Family | Existing | Secondary Heating | Natural Gas | Fireplace
| Residential | CZ1 - Single Family | Existing | Secondary Heating | Natural Gas | Fireplace
| Residential | CZ1 - Single Family | Existing | Secondary Heating | Natural Gas | Fireplace
| Residential | CZ1 - Single Family | Existing | Secondary Heating | Natural Gas | Fireplace
| Residential | CZ1 - Single Family | Existing | Secondary Heating | Natural Gas | Fireplace
| Residential | CZ1 - Single Family | Existing | Secondary Heating | Natural Gas | Fireplace
| Residential | CZ1 - Single Family | Existing | Secondary Heating | Natural Gas | Fireplace
| Residential | CZ1 - Single Family | Existing | Secondary Heating | Natural Gas | Fireplace
| Residential | CZ1 - Single Family | Existing | Secondary Heating | Natural Gas | Fireplace
| Residential | CZ1 - Single Family | Existing | Secondary Heating | Natural Gas | Fireplace
| Residential | CZ1 - Single Family | Existing | Water Heating | Natural Gas | Water Heater <= 55 gal.
| Residential | CZ1 - Single Family | Existing | Water Heating | Natural Gas | Water Heater <= 55 gal.
| Residential | CZ1 - Single Family | Existing | Water Heating | Natural Gas | Water Heater <= 55 gal.
| Residential | CZ1 - Single Family | Existing | Water Heating | Natural Gas | Water Heater <= 55 gal.
| Residential | CZ1 - Single Family | Existing | Water Heating | Natural Gas | Water Heater <= 55 gal.
| Residential | CZ1 - Single Family | Existing | Water Heating | Natural Gas | Water Heater <= 55 gal.
| Residential | CZ1 - Single Family | Existing | Water Heating | Natural Gas | Water Heater <= 55 gal.
| Residential | CZ1 - Single Family | Existing | Water Heating | Natural Gas | Water Heater <= 55 gal.
| Residential | CZ1 - Single Family | Existing | Water Heating | Natural Gas | Water Heater <= 55 gal.
| Residential | CZ1 - Single Family | Existing | Water Heating | Natural Gas | Water Heater <= 55 gal.
| Residential | CZ1 - Single Family | Existing | Water Heating | Natural Gas | Water Heater <= 55 gal.
| Residential | CZ1 - Single Family | Existing | Water Heating | Natural Gas | Water Heater > 55 gal.
| Residential | CZ1 - Single Family | Existing | Water Heating | Natural Gas | Water Heater > 55 gal.
| Residential | CZ1 - Single Family | Existing | Water Heating | Natural Gas | Water Heater > 55 gal.
| Residential | CZ1 - Single Family | Existing | Water Heating | Natural Gas | Water Heater > 55 gal.
| Residential | CZ1 - Single Family | Existing | Water Heating | Natural Gas | Water Heater > 55 gal.
| Residential | CZ1 - Single Family | Existing | Water Heating | Natural Gas | Water Heater > 55 gal.
| Residential | CZ1 - Single Family | Existing | Water Heating | Natural Gas | Water Heater > 55 gal.
| Residential | CZ1 - Single Family | Existing | Water Heating | Natural Gas | Water Heater > 55 gal.
| Residential | CZ1 - Single Family | Existing | Water Heating | Natural Gas | Water Heater > 55 gal.
| Residential | CZ1 - Single Family | Existing | Water Heating | Natural Gas | Water Heater > 55 gal.
| Residential | CZ1 - Single Family | Existing | Water Heating | Natural Gas | Water Heater > 55 gal.
| Residential | CZ1 - Single Family | Existing | Appliances | Natural Gas | Clothes Dryer
| Residential | CZ1 - Single Family | Existing | Appliances | Natural Gas | Clothes Dryer
| Residential | CZ1 - Single Family | Existing | Appliances | Natural Gas | Clothes Dryer
| Residential | CZ1 - Single Family | Existing | Appliances | Natural Gas | Clothes Dryer
| Residential | CZ1 - Single Family | Existing | Appliances | Natural Gas | Clothes Dryer
| Residential | CZ1 - Single Family | Existing | Appliances | Natural Gas | Clothes Dryer
| Residential | CZ1 - Single Family | Existing | Appliances | Natural Gas | Clothes Dryer
| Residential | CZ1 - Single Family | Existing | Appliances | Natural Gas | Clothes Dryer
| Residential | CZ1 - Single Family | Existing | Appliances | Natural Gas | Clothes Dryer
| Residential | CZ1 - Single Family | Existing | Appliances | Natural Gas | Clothes Dryer
| Residential | CZ1 - Single Family | Existing | Appliances | Natural Gas | Clothes Dryer
| Residential | CZ1 - Single Family | Existing | Appliances | Natural Gas | Stove/Oven
| Residential | CZ1 - Single Family | Existing | Appliances | Natural Gas | Stove/Oven
| Residential | CZ1 - Single Family | Existing | Appliances | Natural Gas | Stove/Oven
| Residential | CZ1 - Single Family | Existing | Appliances | Natural Gas | Stove/Oven
| Residential | CZ1 - Single Family | Existing | Appliances | Natural Gas | Stove/Oven
| Residential | CZ1 - Single Family | Existing | Appliances | Natural Gas | Stove/Oven
| Residential | CZ1 - Single Family | Existing | Appliances | Natural Gas | Stove/Oven
| Residential | CZ1 - Single Family | Existing | Appliances | Natural Gas | Stove/Oven
| Residential | CZ1 - Single Family | Existing | Appliances | Natural Gas | Stove/Oven
| Residential | CZ1 - Single Family | Existing | Appliances | Natural Gas | Stove/Oven
| Residential | CZ1 - Single Family | Existing | Appliances | Natural Gas | Stove/Oven
| Residential | CZ1 - Single Family | Existing | Miscellaneous | Natural Gas | Pool Heater
| Residential | CZ1 - Single Family | Existing | Miscellaneous | Natural Gas | Pool Heater
| Residential | CZ1 - Single Family | Existing | Miscellaneous | Natural Gas | Pool Heater
| Residential | CZ1 - Single Family | Existing | Miscellaneous | Natural Gas | Pool Heater
| Residential | CZ1 - Single Family | Existing | Miscellaneous | Natural Gas | Pool Heater
| Residential | CZ1 - Single Family | Existing | Miscellaneous | Natural Gas | Pool Heater
| Residential | CZ1 - Single Family | Existing | Miscellaneous | Natural Gas | Pool Heater
| Residential | CZ1 - Single Family | Existing | Miscellaneous | Natural Gas | Pool Heater
| Residential | CZ1 - Single Family | Existing | Miscellaneous | Natural Gas | Pool Heater
| Residential | CZ1 - Single Family | Existing | Miscellaneous | Natural Gas | Pool Heater
| Residential | CZ1 - Single Family | Existing | Miscellaneous | Natural Gas | Pool Heater
| Residential | CZ1 - Single Family | Existing | Miscellaneous | Natural Gas | Miscellaneous
| Residential | CZ1 - Single Family | Existing | Miscellaneous | Natural Gas | Miscellaneous
| Residential | CZ1 - Single Family | Existing | Miscellaneous | Natural Gas | Miscellaneous
| Residential | CZ1 - Single Family | Existing | Miscellaneous | Natural Gas | Miscellaneous
| Residential | CZ1 - Single Family | Existing | Miscellaneous | Natural Gas | Miscellaneous
| Residential | CZ1 - Single Family | Existing | Miscellaneous | Natural Gas | Miscellaneous
| Residential | CZ1 - Single Family | Existing | Miscellaneous | Natural Gas | Miscellaneous
| Residential | CZ1 - Single Family | Existing | Miscellaneous | Natural Gas | Miscellaneous
| Residential | CZ1 - Single Family | Existing | Miscellaneous | Natural Gas | Miscellaneous
| Residential | CZ1 - Single Family | Existing | Miscellaneous | Natural Gas | Miscellaneous
| Residential | CZ1 - Single Family | Existing | Miscellaneous | Natural Gas | Miscellaneous
| Residential | CZ1 - Single Family | New | Space Heating | Natural Gas | Furnace - Direct Fuel
| Residential | CZ1 - Single Family | New | Space Heating | Natural Gas | Furnace - Direct Fuel
| Residential | CZ1 - Single Family | New | Space Heating | Natural Gas | Furnace - Direct Fuel
| Residential | CZ1 - Single Family | New | Space Heating | Natural Gas | Furnace - Direct Fuel
| Residential | CZ1 - Single Family | New | Space Heating | Natural Gas | Furnace - Direct Fuel
| Residential | CZ1 - Single Family | New | Space Heating | Natural Gas | Furnace - Direct Fuel
| Residential | CZ1 - Single Family | New | Space Heating | Natural Gas | Furnace - Direct Fuel
| Residential | CZ1 - Single Family | New | Space Heating | Natural Gas | Furnace - Direct Fuel
| Residential | CZ1 - Single Family | New | Space Heating | Natural Gas | Furnace - Direct Fuel
| Residential | CZ1 - Single Family | New | Space Heating | Natural Gas | Furnace - Direct Fuel
| Residential | CZ1 - Single Family | New | Space Heating | Natural Gas | Furnace - Direct Fuel
| Residential | CZ1 - Single Family | New | Space Heating | Natural Gas | Boiler - Direct Fuel
| Residential | CZ1 - Single Family | New | Space Heating | Natural Gas | Boiler - Direct Fuel
| Residential | CZ1 - Single Family | New | Space Heating | Natural Gas | Boiler - Direct Fuel
| Residential | CZ1 - Single Family | New | Space Heating | Natural Gas | Boiler - Direct Fuel
| Residential | CZ1 - Single Family | New | Space Heating | Natural Gas | Boiler - Direct Fuel
| Residential | CZ1 - Single Family | New | Space Heating | Natural Gas | Boiler - Direct Fuel
| Residential | CZ1 - Single Family | New | Space Heating | Natural Gas | Boiler - Direct Fuel
| Residential | CZ1 - Single Family | New | Space Heating | Natural Gas | Boiler - Direct Fuel
| Residential | CZ1 - Single Family | New | Space Heating | Natural Gas | Boiler - Direct Fuel
| Residential | CZ1 - Single Family | New | Space Heating | Natural Gas | Boiler - Direct Fuel
| Residential | CZ1 - Single Family | New | Space Heating | Natural Gas | Boiler - Direct Fuel
| Residential | CZ1 - Single Family | New | Secondary Heating | Natural Gas | Fireplace
| Residential | CZ1 - Single Family | New | Secondary Heating | Natural Gas | Fireplace
| Residential | CZ1 - Single Family | New | Secondary Heating | Natural Gas | Fireplace
| Residential | CZ1 - Single Family | New | Secondary Heating | Natural Gas | Fireplace
| Residential | CZ1 - Single Family | New | Secondary Heating | Natural Gas | Fireplace
| Residential | CZ1 - Single Family | New | Secondary Heating | Natural Gas | Fireplace
| Residential | CZ1 - Single Family | New | Secondary Heating | Natural Gas | Fireplace
| Residential | CZ1 - Single Family | New | Secondary Heating | Natural Gas | Fireplace
| Residential | CZ1 - Single Family | New | Secondary Heating | Natural Gas | Fireplace
| Residential | CZ1 - Single Family | New | Secondary Heating | Natural Gas | Fireplace
| Residential | CZ1 - Single Family | New | Secondary Heating | Natural Gas | Fireplace
| Residential | CZ1 - Single Family | New | Water Heating | Natural Gas | Water Heater <= 55 gal.
| Residential | CZ1 - Single Family | New | Water Heating | Natural Gas | Water Heater <= 55 gal.
| Residential | CZ1 - Single Family | New | Water Heating | Natural Gas | Water Heater <= 55 gal.
| Residential | CZ1 - Single Family | New | Water Heating | Natural Gas | Water Heater <= 55 gal.
| Residential | CZ1 - Single Family | New | Water Heating | Natural Gas | Water Heater <= 55 gal.
| Residential | CZ1 - Single Family | New | Water Heating | Natural Gas | Water Heater <= 55 gal.
| Residential | CZ1 - Single Family | New | Water Heating | Natural Gas | Water Heater <= 55 gal.
| Residential | CZ1 - Single Family | New | Water Heating | Natural Gas | Water Heater <= 55 gal.
| Residential | CZ1 - Single Family | New | Water Heating | Natural Gas | Water Heater <= 55 gal.
| Residential | CZ1 - Single Family | New | Water Heating | Natural Gas | Water Heater <= 55 gal.
| Residential | CZ1 - Single Family | New | Water Heating | Natural Gas | Water Heater <= 55 gal.
| Residential | CZ1 - Single Family | New | Water Heating | Natural Gas | Water Heater > 55 gal.
| Residential | CZ1 - Single Family | New | Water Heating | Natural Gas | Water Heater > 55 gal.
| Residential | CZ1 - Single Family | New | Water Heating | Natural Gas | Water Heater > 55 gal.
| Residential | CZ1 - Single Family | New | Water Heating | Natural Gas | Water Heater > 55 gal.
| Residential | CZ1 - Single Family | New | Water Heating | Natural Gas | Water Heater > 55 gal.
| Residential | CZ1 - Single Family | New | Water Heating | Natural Gas | Water Heater > 55 gal.
| Residential | CZ1 - Single Family | New | Water Heating | Natural Gas | Water Heater > 55 gal.
| Residential | CZ1 - Single Family | New | Water Heating | Natural Gas | Water Heater > 55 gal.
| Residential | CZ1 - Single Family | New | Water Heating | Natural Gas | Water Heater > 55 gal.
| Residential | CZ1 - Single Family | New | Water Heating | Natural Gas | Water Heater > 55 gal.
| Residential | CZ1 - Single Family | New | Water Heating | Natural Gas | Water Heater > 55 gal.
| Residential | CZ1 - Single Family | New | Appliances | Natural Gas | Clothes Dryer
| Residential | CZ1 - Single Family | New | Appliances | Natural Gas | Clothes Dryer
| Residential | CZ1 - Single Family | New | Appliances | Natural Gas | Clothes Dryer
| Residential | CZ1 - Single Family | New | Appliances | Natural Gas | Clothes Dryer
| Residential | CZ1 - Single Family | New | Appliances | Natural Gas | Clothes Dryer
| Residential | CZ1 - Single Family | New | Appliances | Natural Gas | Clothes Dryer
| Residential | CZ1 - Single Family | New | Appliances | Natural Gas | Clothes Dryer
| Residential | CZ1 - Single Family | New | Appliances | Natural Gas | Clothes Dryer
| Residential | CZ1 - Single Family | New | Appliances | Natural Gas | Clothes Dryer
| Residential | CZ1 - Single Family | New | Appliances | Natural Gas | Clothes Dryer
| Residential | CZ1 - Single Family | New | Appliances | Natural Gas | Clothes Dryer
| Residential | CZ1 - Single Family | New | Appliances | Natural Gas | Stove/Oven
| Residential | CZ1 - Single Family | New | Appliances | Natural Gas | Stove/Oven
| Residential | CZ1 - Single Family | New | Appliances | Natural Gas | Stove/Oven
| Residential | CZ1 - Single Family | New | Appliances | Natural Gas | Stove/Oven
| Residential | CZ1 - Single Family | New | Appliances | Natural Gas | Stove/Oven
| Residential | CZ1 - Single Family | New | Appliances | Natural Gas | Stove/Oven
| Residential | CZ1 - Single Family | New | Appliances | Natural Gas | Stove/Oven
| Residential | CZ1 - Single Family | New | Appliances | Natural Gas | Stove/Oven
| Residential | CZ1 - Single Family | New | Appliances | Natural Gas | Stove/Oven
| Residential | CZ1 - Single Family | New | Appliances | Natural Gas | Stove/Oven
| Residential | CZ1 - Single Family | New | Appliances | Natural Gas | Stove/Oven
| Residential | CZ1 - Single Family | New | Miscellaneous | Natural Gas | Pool Heater
| Residential | CZ1 - Single Family | New | Miscellaneous | Natural Gas | Pool Heater
| Residential | CZ1 - Single Family | New | Miscellaneous | Natural Gas | Pool Heater
| Residential | CZ1 - Single Family | New | Miscellaneous | Natural Gas | Pool Heater
| Residential | CZ1 - Single Family | New | Miscellaneous | Natural Gas | Pool Heater
| Residential | CZ1 - Single Family | New | Miscellaneous | Natural Gas | Pool Heater
| Residential | CZ1 - Single Family | New | Miscellaneous | Natural Gas | Pool Heater
| Residential | CZ1 - Single Family | New | Miscellaneous | Natural Gas | Pool Heater
| Residential | CZ1 - Single Family | New | Miscellaneous | Natural Gas | Pool Heater
| Residential | CZ1 - Single Family | New | Miscellaneous | Natural Gas | Pool Heater
| Residential | CZ1 - Single Family | New | Miscellaneous | Natural Gas | Pool Heater
| Residential | CZ1 - Single Family | New | Miscellaneous | Natural Gas | Miscellaneous
| Residential | CZ1 - Single Family | New | Miscellaneous | Natural Gas | Miscellaneous
| Residential | CZ1 - Single Family | New | Miscellaneous | Natural Gas | Miscellaneous
| Residential | CZ1 - Single Family | New | Miscellaneous | Natural Gas | Miscellaneous
| Residential | CZ1 - Single Family | New | Miscellaneous | Natural Gas | Miscellaneous
| Residential | CZ1 - Single Family | New | Miscellaneous | Natural Gas | Miscellaneous
| Residential | CZ1 - Single Family | New | Miscellaneous | Natural Gas | Miscellaneous
| Residential | CZ1 - Single Family | New | Miscellaneous | Natural Gas | Miscellaneous
| Residential | CZ1 - Single Family | New | Miscellaneous | Natural Gas | Miscellaneous
| Residential | CZ1 - Single Family | New | Miscellaneous | Natural Gas | Miscellaneous
| Residential | CZ1 - Single Family | New | Miscellaneous | Natural Gas | Miscellaneous
| Residential | CZ1 - Multi Family | Existing | Space Heating | Natural Gas | Furnace - Direct Fuel
| Residential | CZ1 - Multi Family | Existing | Space Heating | Natural Gas | Furnace - Direct Fuel
| Residential | CZ1 - Multi Family | Existing | Space Heating | Natural Gas | Furnace - Direct Fuel
| Residential | CZ1 - Multi Family | Existing | Space Heating | Natural Gas | Furnace - Direct Fuel
| Residential | CZ1 - Multi Family | Existing | Space Heating | Natural Gas | Furnace - Direct Fuel
| Residential | CZ1 - Multi Family | Existing | Space Heating | Natural Gas | Furnace - Direct Fuel
| Residential | CZ1 - Multi Family | Existing | Space Heating | Natural Gas | Furnace - Direct Fuel
| Residential | CZ1 - Multi Family | Existing | Space Heating | Natural Gas | Furnace - Direct Fuel
| Residential | CZ1 - Multi Family | Existing | Space Heating | Natural Gas | Furnace - Direct Fuel
| Residential | CZ1 - Multi Family | Existing | Space Heating | Natural Gas | Furnace - Direct Fuel
| Residential | CZ1 - Multi Family | Existing | Space Heating | Natural Gas | Furnace - Direct Fuel
| Residential | CZ1 - Multi Family | Existing | Space Heating | Natural Gas | Boiler - Direct Fuel
| Residential | CZ1 - Multi Family | Existing | Space Heating | Natural Gas | Boiler - Direct Fuel
| Residential | CZ1 - Multi Family | Existing | Space Heating | Natural Gas | Boiler - Direct Fuel
| Residential | CZ1 - Multi Family | Existing | Space Heating | Natural Gas | Boiler - Direct Fuel
| Residential | CZ1 - Multi Family | Existing | Space Heating | Natural Gas | Boiler - Direct Fuel
| Residential | CZ1 - Multi Family | Existing | Space Heating | Natural Gas | Boiler - Direct Fuel
| Residential | CZ1 - Multi Family | Existing | Space Heating | Natural Gas | Boiler - Direct Fuel
| Residential | CZ1 - Multi Family | Existing | Space Heating | Natural Gas | Boiler - Direct Fuel
| Residential | CZ1 - Multi Family | Existing | Space Heating | Natural Gas | Boiler - Direct Fuel
| Residential | CZ1 - Multi Family | Existing | Space Heating | Natural Gas | Boiler - Direct Fuel
| Residential | CZ1 - Multi Family | Existing | Space Heating | Natural Gas | Boiler - Direct Fuel
| Residential | CZ1 - Multi Family | Existing | Secondary Heating | Natural Gas | Fireplace
| Residential | CZ1 - Multi Family | Existing | Secondary Heating | Natural Gas | Fireplace
| Residential | CZ1 - Multi Family | Existing | Secondary Heating | Natural Gas | Fireplace
| Residential | CZ1 - Multi Family | Existing | Secondary Heating | Natural Gas | Fireplace
| Residential | CZ1 - Multi Family | Existing | Secondary Heating | Natural Gas | Fireplace
| Residential | CZ1 - Multi Family | Existing | Secondary Heating | Natural Gas | Fireplace
| Residential | CZ1 - Multi Family | Existing | Secondary Heating | Natural Gas | Fireplace
| Residential | CZ1 - Multi Family | Existing | Secondary Heating | Natural Gas | Fireplace
| Residential | CZ1 - Multi Family | Existing | Secondary Heating | Natural Gas | Fireplace
| Residential | CZ1 - Multi Family | Existing | Secondary Heating | Natural Gas | Fireplace
| Residential | CZ1 - Multi Family | Existing | Secondary Heating | Natural Gas | Fireplace
| Residential | CZ1 - Multi Family | Existing | Water Heating | Natural Gas | Water Heater <= 55 gal.
| Residential | CZ1 - Multi Family | Existing | Water Heating | Natural Gas | Water Heater <= 55 gal.
| Residential | CZ1 - Multi Family | Existing | Water Heating | Natural Gas | Water Heater <= 55 gal.
| Residential | CZ1 - Multi Family | Existing | Water Heating | Natural Gas | Water Heater <= 55 gal.
| Residential | CZ1 - Multi Family | Existing | Water Heating | Natural Gas | Water Heater <= 55 gal.
| Residential | CZ1 - Multi Family | Existing | Water Heating | Natural Gas | Water Heater <= 55 gal.
| Residential | CZ1 - Multi Family | Existing | Water Heating | Natural Gas | Water Heater <= 55 gal.
| Residential | CZ1 - Multi Family | Existing | Water Heating | Natural Gas | Water Heater <= 55 gal.
| Residential | CZ1 - Multi Family | Existing | Water Heating | Natural Gas | Water Heater <= 55 gal.
| Residential | CZ1 - Multi Family | Existing | Water Heating | Natural Gas | Water Heater <= 55 gal.
| Residential | CZ1 - Multi Family | Existing | Water Heating | Natural Gas | Water Heater <= 55 gal.
| Residential | CZ1 - Multi Family | Existing | Water Heating | Natural Gas | Water Heater > 55 gal.
| Residential | CZ1 - Multi Family | Existing | Water Heating | Natural Gas | Water Heater > 55 gal.
| Residential | CZ1 - Multi Family | Existing | Water Heating | Natural Gas | Water Heater > 55 gal.
| Residential | CZ1 - Multi Family | Existing | Water Heating | Natural Gas | Water Heater > 55 gal.
| Residential | CZ1 - Multi Family | Existing | Water Heating | Natural Gas | Water Heater > 55 gal.
| Residential | CZ1 - Multi Family | Existing | Water Heating | Natural Gas | Water Heater > 55 gal.
| Residential | CZ1 - Multi Family | Existing | Water Heating | Natural Gas | Water Heater > 55 gal.
| Residential | CZ1 - Multi Family | Existing | Water Heating | Natural Gas | Water Heater > 55 gal.
| Residential | CZ1 - Multi Family | Existing | Water Heating | Natural Gas | Water Heater > 55 gal.
| Residential | CZ1 - Multi Family | Existing | Water Heating | Natural Gas | Water Heater > 55 gal.
| Residential | CZ1 - Multi Family | Existing | Water Heating | Natural Gas | Water Heater > 55 gal.
| Residential | CZ1 - Multi Family | Existing | Appliances | Natural Gas | Clothes Dryer
| Residential | CZ1 - Multi Family | Existing | Appliances | Natural Gas | Clothes Dryer
| Residential | CZ1 - Multi Family | Existing | Appliances | Natural Gas | Clothes Dryer
| Residential | CZ1 - Multi Family | Existing | Appliances | Natural Gas | Clothes Dryer
| Residential | CZ1 - Multi Family | Existing | Appliances | Natural Gas | Clothes Dryer
| Residential | CZ1 - Multi Family | Existing | Appliances | Natural Gas | Clothes Dryer
| Residential | CZ1 - Multi Family | Existing | Appliances | Natural Gas | Clothes Dryer
| Residential | CZ1 - Multi Family | Existing | Appliances | Natural Gas | Clothes Dryer
| Residential | CZ1 - Multi Family | Existing | Appliances | Natural Gas | Clothes Dryer
| Residential | CZ1 - Multi Family | Existing | Appliances | Natural Gas | Clothes Dryer
| Residential | CZ1 - Multi Family | Existing | Appliances | Natural Gas | Clothes Dryer
| Residential | CZ1 - Multi Family | Existing | Appliances | Natural Gas | Stove/Oven
| Residential | CZ1 - Multi Family | Existing | Appliances | Natural Gas | Stove/Oven
| Residential | CZ1 - Multi Family | Existing | Appliances | Natural Gas | Stove/Oven
| Residential | CZ1 - Multi Family | Existing | Appliances | Natural Gas | Stove/Oven
| Residential | CZ1 - Multi Family | Existing | Appliances | Natural Gas | Stove/Oven
| Residential | CZ1 - Multi Family | Existing | Appliances | Natural Gas | Stove/Oven
| Residential | CZ1 - Multi Family | Existing | Appliances | Natural Gas | Stove/Oven
| Residential | CZ1 - Multi Family | Existing | Appliances | Natural Gas | Stove/Oven
| Residential | CZ1 - Multi Family | Existing | Appliances | Natural Gas | Stove/Oven
| Residential | CZ1 - Multi Family | Existing | Appliances | Natural Gas | Stove/Oven
| Residential | CZ1 - Multi Family | Existing | Appliances | Natural Gas | Stove/Oven
| Residential | CZ1 - Multi Family | Existing | Miscellaneous | Natural Gas | Pool Heater
| Residential | CZ1 - Multi Family | Existing | Miscellaneous | Natural Gas | Pool Heater
| Residential | CZ1 - Multi Family | Existing | Miscellaneous | Natural Gas | Pool Heater
| Residential | CZ1 - Multi Family | Existing | Miscellaneous | Natural Gas | Pool Heater
| Residential | CZ1 - Multi Family | Existing | Miscellaneous | Natural Gas | Pool Heater
| Residential | CZ1 - Multi Family | Existing | Miscellaneous | Natural Gas | Pool Heater
| Residential | CZ1 - Multi Family | Existing | Miscellaneous | Natural Gas | Pool Heater
| Residential | CZ1 - Multi Family | Existing | Miscellaneous | Natural Gas | Pool Heater
| Residential | CZ1 - Multi Family | Existing | Miscellaneous | Natural Gas | Pool Heater
| Residential | CZ1 - Multi Family | Existing | Miscellaneous | Natural Gas | Pool Heater
| Residential | CZ1 - Multi Family | Existing | Miscellaneous | Natural Gas | Pool Heater
| Residential | CZ1 - Multi Family | Existing | Miscellaneous | Natural Gas | Miscellaneous
| Residential | CZ1 - Multi Family | Existing | Miscellaneous | Natural Gas | Miscellaneous
| Residential | CZ1 - Multi Family | Existing | Miscellaneous | Natural Gas | Miscellaneous
| Residential | CZ1 - Multi Family | Existing | Miscellaneous | Natural Gas | Miscellaneous
| Residential | CZ1 - Multi Family | Existing | Miscellaneous | Natural Gas | Miscellaneous
| Residential | CZ1 - Multi Family | Existing | Miscellaneous | Natural Gas | Miscellaneous
| Residential | CZ1 - Multi Family | Existing | Miscellaneous | Natural Gas | Miscellaneous
| Residential | CZ1 - Multi Family | Existing | Miscellaneous | Natural Gas | Miscellaneous
| Residential | CZ1 - Multi Family | Existing | Miscellaneous | Natural Gas | Miscellaneous
| Residential | CZ1 - Multi Family | Existing | Miscellaneous | Natural Gas | Miscellaneous
| Residential | CZ1 - Multi Family | Existing | Miscellaneous | Natural Gas | Miscellaneous
| Residential | CZ1 - Multi Family | New | Space Heating | Natural Gas | Furnace - Direct Fuel
| Residential | CZ1 - Multi Family | New | Space Heating | Natural Gas | Furnace - Direct Fuel
| Residential | CZ1 - Multi Family | New | Space Heating | Natural Gas | Furnace - Direct Fuel
| Residential | CZ1 - Multi Family | New | Space Heating | Natural Gas | Furnace - Direct Fuel
| Residential | CZ1 - Multi Family | New | Space Heating | Natural Gas | Furnace - Direct Fuel
| Residential | CZ1 - Multi Family | New | Space Heating | Natural Gas | Furnace - Direct Fuel
| Residential | CZ1 - Multi Family | New | Space Heating | Natural Gas | Furnace - Direct Fuel
| Residential | CZ1 - Multi Family | New | Space Heating | Natural Gas | Furnace - Direct Fuel
| Residential | CZ1 - Multi Family | New | Space Heating | Natural Gas | Furnace - Direct Fuel
| Residential | CZ1 - Multi Family | New | Space Heating | Natural Gas | Furnace - Direct Fuel
| Residential | CZ1 - Multi Family | New | Space Heating | Natural Gas | Furnace - Direct Fuel
| Residential | CZ1 - Multi Family | New | Space Heating | Natural Gas | Boiler - Direct Fuel
| Residential | CZ1 - Multi Family | New | Space Heating | Natural Gas | Boiler - Direct Fuel
| Residential | CZ1 - Multi Family | New | Space Heating | Natural Gas | Boiler - Direct Fuel
| Residential | CZ1 - Multi Family | New | Space Heating | Natural Gas | Boiler - Direct Fuel
| Residential | CZ1 - Multi Family | New | Space Heating | Natural Gas | Boiler - Direct Fuel
| Residential | CZ1 - Multi Family | New | Space Heating | Natural Gas | Boiler - Direct Fuel
| Residential | CZ1 - Multi Family | New | Space Heating | Natural Gas | Boiler - Direct Fuel
| Residential | CZ1 - Multi Family | New | Space Heating | Natural Gas | Boiler - Direct Fuel
| Residential | CZ1 - Multi Family | New | Space Heating | Natural Gas | Boiler - Direct Fuel
| Residential | CZ1 - Multi Family | New | Space Heating | Natural Gas | Boiler - Direct Fuel
| Residential | CZ1 - Multi Family | New | Space Heating | Natural Gas | Boiler - Direct Fuel
| Residential | CZ1 - Multi Family | New | Secondary Heating | Natural Gas | Fireplace
| Residential | CZ1 - Multi Family | New | Secondary Heating | Natural Gas | Fireplace
| Residential | CZ1 - Multi Family | New | Secondary Heating | Natural Gas | Fireplace
| Residential | CZ1 - Multi Family | New | Secondary Heating | Natural Gas | Fireplace
| Residential | CZ1 - Multi Family | New | Secondary Heating | Natural Gas | Fireplace
| Residential | CZ1 - Multi Family | New | Secondary Heating | Natural Gas | Fireplace
| Residential | CZ1 - Multi Family | New | Secondary Heating | Natural Gas | Fireplace
| Residential | CZ1 - Multi Family | New | Secondary Heating | Natural Gas | Fireplace
| Residential | CZ1 - Multi Family | New | Secondary Heating | Natural Gas | Fireplace
| Residential | CZ1 - Multi Family | New | Secondary Heating | Natural Gas | Fireplace
| Residential | CZ1 - Multi Family | New | Secondary Heating | Natural Gas | Fireplace
| Residential | CZ1 - Multi Family | New | Water Heating | Natural Gas | Water Heater <= 55 gal.
| Residential | CZ1 - Multi Family | New | Water Heating | Natural Gas | Water Heater <= 55 gal.
| Residential | CZ1 - Multi Family | New | Water Heating | Natural Gas | Water Heater <= 55 gal.
| Residential | CZ1 - Multi Family | New | Water Heating | Natural Gas | Water Heater <= 55 gal.
| Residential | CZ1 - Multi Family | New | Water Heating | Natural Gas | Water Heater <= 55 gal.
| Residential | CZ1 - Multi Family | New | Water Heating | Natural Gas | Water Heater <= 55 gal.
| Residential | CZ1 - Multi Family | New | Water Heating | Natural Gas | Water Heater <= 55 gal.
| Residential | CZ1 - Multi Family | New | Water Heating | Natural Gas | Water Heater <= 55 gal.
| Residential | CZ1 - Multi Family | New | Water Heating | Natural Gas | Water Heater <= 55 gal.
| Residential | CZ1 - Multi Family | New | Water Heating | Natural Gas | Water Heater <= 55 gal.
| Residential | CZ1 - Multi Family | New | Water Heating | Natural Gas | Water Heater <= 55 gal.
| Residential | CZ1 - Multi Family | New | Water Heating | Natural Gas | Water Heater > 55 gal.
| Residential | CZ1 - Multi Family | New | Water Heating | Natural Gas | Water Heater > 55 gal.
| Residential | CZ1 - Multi Family | New | Water Heating | Natural Gas | Water Heater > 55 gal.
| Residential | CZ1 - Multi Family | New | Water Heating | Natural Gas | Water Heater > 55 gal.
| Residential | CZ1 - Multi Family | New | Water Heating | Natural Gas | Water Heater > 55 gal.
| Residential | CZ1 - Multi Family | New | Water Heating | Natural Gas | Water Heater > 55 gal.
| Residential | CZ1 - Multi Family | New | Water Heating | Natural Gas | Water Heater > 55 gal.
| Residential | CZ1 - Multi Family | New | Water Heating | Natural Gas | Water Heater > 55 gal.
| Residential | CZ1 - Multi Family | New | Water Heating | Natural Gas | Water Heater > 55 gal.
| Residential | CZ1 - Multi Family | New | Water Heating | Natural Gas | Water Heater > 55 gal.
| Residential | CZ1 - Multi Family | New | Water Heating | Natural Gas | Water Heater > 55 gal.
| Residential | CZ1 - Multi Family | New | Appliances | Natural Gas | Clothes Dryer
| Residential | CZ1 - Multi Family | New | Appliances | Natural Gas | Clothes Dryer
| Residential | CZ1 - Multi Family | New | Appliances | Natural Gas | Clothes Dryer
| Residential | CZ1 - Multi Family | New | Appliances | Natural Gas | Clothes Dryer
| Residential | CZ1 - Multi Family | New | Appliances | Natural Gas | Clothes Dryer
| Residential | CZ1 - Multi Family | New | Appliances | Natural Gas | Clothes Dryer
| Residential | CZ1 - Multi Family | New | Appliances | Natural Gas | Clothes Dryer
| Residential | CZ1 - Multi Family | New | Appliances | Natural Gas | Clothes Dryer
| Residential | CZ1 - Multi Family | New | Appliances | Natural Gas | Clothes Dryer
| Residential | CZ1 - Multi Family | New | Appliances | Natural Gas | Clothes Dryer
| Residential | CZ1 - Multi Family | New | Appliances | Natural Gas | Clothes Dryer
| Residential | CZ1 - Multi Family | New | Appliances | Natural Gas | Stove/Oven
| Residential | CZ1 - Multi Family | New | Appliances | Natural Gas | Stove/Oven
| Residential | CZ1 - Multi Family | New | Appliances | Natural Gas | Stove/Oven
| Residential | CZ1 - Multi Family | New | Appliances | Natural Gas | Stove/Oven
| Residential | CZ1 - Multi Family | New | Appliances | Natural Gas | Stove/Oven
| Residential | CZ1 - Multi Family | New | Appliances | Natural Gas | Stove/Oven
| Residential | CZ1 - Multi Family | New | Appliances | Natural Gas | Stove/Oven
| Residential | CZ1 - Multi Family | New | Appliances | Natural Gas | Stove/Oven
| Residential | CZ1 - Multi Family | New | Appliances | Natural Gas | Stove/Oven
| Residential | CZ1 - Multi Family | New | Appliances | Natural Gas | Stove/Oven
| Residential | CZ1 - Multi Family | New | Appliances | Natural Gas | Stove/Oven
| Residential | CZ1 - Multi Family | New | Miscellaneous | Natural Gas | Pool Heater
| Residential | CZ1 - Multi Family | New | Miscellaneous | Natural Gas | Pool Heater
| Residential | CZ1 - Multi Family | New | Miscellaneous | Natural Gas | Pool Heater
| Residential | CZ1 - Multi Family | New | Miscellaneous | Natural Gas | Pool Heater
| Residential | CZ1 - Multi Family | New | Miscellaneous | Natural Gas | Pool Heater
| Residential | CZ1 - Multi Family | New | Miscellaneous | Natural Gas | Pool Heater
| Residential | CZ1 - Multi Family | New | Miscellaneous | Natural Gas | Pool Heater
| Residential | CZ1 - Multi Family | New | Miscellaneous | Natural Gas | Pool Heater
| Residential | CZ1 - Multi Family | New | Miscellaneous | Natural Gas | Pool Heater
| Residential | CZ1 - Multi Family | New | Miscellaneous | Natural Gas | Pool Heater
| Residential | CZ1 - Multi Family | New | Miscellaneous | Natural Gas | Pool Heater
| Residential | CZ1 - Multi Family | New | Miscellaneous | Natural Gas | Miscellaneous
| Residential | CZ1 - Multi Family | New | Miscellaneous | Natural Gas | Miscellaneous
| Residential | CZ1 - Multi Family | New | Miscellaneous | Natural Gas | Miscellaneous
| Residential | CZ1 - Multi Family | New | Miscellaneous | Natural Gas | Miscellaneous
| Residential | CZ1 - Multi Family | New | Miscellaneous | Natural Gas | Miscellaneous
| Residential | CZ1 - Multi Family | New | Miscellaneous | Natural Gas | Miscellaneous
| Residential | CZ1 - Multi Family | New | Miscellaneous | Natural Gas | Miscellaneous
| Residential | CZ1 - Multi Family | New | Miscellaneous | Natural Gas | Miscellaneous
| Residential | CZ1 - Multi Family | New | Miscellaneous | Natural Gas | Miscellaneous
| Residential | CZ1 - Multi Family | New | Miscellaneous | Natural Gas | Miscellaneous
| Residential | CZ1 - Multi Family | New | Miscellaneous | Natural Gas | Miscellaneous
| Residential | CZ2 - Single Family | Existing | Space Heating | Natural Gas | Furnace - Direct Fuel
| Residential | CZ2 - Single Family | Existing | Space Heating | Natural Gas | Furnace - Direct Fuel
| Residential | CZ2 - Single Family | Existing | Space Heating | Natural Gas | Furnace - Direct Fuel
| Residential | CZ2 - Single Family | Existing | Space Heating | Natural Gas | Furnace - Direct Fuel
| Residential | CZ2 - Single Family | Existing | Space Heating | Natural Gas | Furnace - Direct Fuel
| Residential | CZ2 - Single Family | Existing | Space Heating | Natural Gas | Furnace - Direct Fuel
| Residential | CZ2 - Single Family | Existing | Space Heating | Natural Gas | Furnace - Direct Fuel
| Residential | CZ2 - Single Family | Existing | Space Heating | Natural Gas | Furnace - Direct Fuel
| Residential | CZ2 - Single Family | Existing | Space Heating | Natural Gas | Furnace - Direct Fuel
| Residential | CZ2 - Single Family | Existing | Space Heating | Natural Gas | Furnace - Direct Fuel
| Residential | CZ2 - Single Family | Existing | Space Heating | Natural Gas | Furnace - Direct Fuel
| Residential | CZ2 - Single Family | Existing | Space Heating | Natural Gas | Boiler - Direct Fuel
| Residential | CZ2 - Single Family | Existing | Space Heating | Natural Gas | Boiler - Direct Fuel
| Residential | CZ2 - Single Family | Existing | Space Heating | Natural Gas | Boiler - Direct Fuel
| Residential | CZ2 - Single Family | Existing | Space Heating | Natural Gas | Boiler - Direct Fuel
| Residential | CZ2 - Single Family | Existing | Space Heating | Natural Gas | Boiler - Direct Fuel
| Residential | CZ2 - Single Family | Existing | Space Heating | Natural Gas | Boiler - Direct Fuel
| Residential | CZ2 - Single Family | Existing | Space Heating | Natural Gas | Boiler - Direct Fuel
| Residential | CZ2 - Single Family | Existing | Space Heating | Natural Gas | Boiler - Direct Fuel
| Residential | CZ2 - Single Family | Existing | Space Heating | Natural Gas | Boiler - Direct Fuel
| Residential | CZ2 - Single Family | Existing | Space Heating | Natural Gas | Boiler - Direct Fuel
| Residential | CZ2 - Single Family | Existing | Space Heating | Natural Gas | Boiler - Direct Fuel
| Residential | CZ2 - Single Family | Existing | Secondary Heating | Natural Gas | Fireplace
| Residential | CZ2 - Single Family | Existing | Secondary Heating | Natural Gas | Fireplace
| Residential | CZ2 - Single Family | Existing | Secondary Heating | Natural Gas | Fireplace
| Residential | CZ2 - Single Family | Existing | Secondary Heating | Natural Gas | Fireplace
| Residential | CZ2 - Single Family | Existing | Secondary Heating | Natural Gas | Fireplace
| Residential | CZ2 - Single Family | Existing | Secondary Heating | Natural Gas | Fireplace
| Residential | CZ2 - Single Family | Existing | Secondary Heating | Natural Gas | Fireplace
| Residential | CZ2 - Single Family | Existing | Secondary Heating | Natural Gas | Fireplace
| Residential | CZ2 - Single Family | Existing | Secondary Heating | Natural Gas | Fireplace
| Residential | CZ2 - Single Family | Existing | Secondary Heating | Natural Gas | Fireplace
| Residential | CZ2 - Single Family | Existing | Secondary Heating | Natural Gas | Fireplace
| Residential | CZ2 - Single Family | Existing | Water Heating | Natural Gas | Water Heater <= 55 gal.
| Residential | CZ2 - Single Family | Existing | Water Heating | Natural Gas | Water Heater <= 55 gal.
| Residential | CZ2 - Single Family | Existing | Water Heating | Natural Gas | Water Heater <= 55 gal.
| Residential | CZ2 - Single Family | Existing | Water Heating | Natural Gas | Water Heater <= 55 gal.
| Residential | CZ2 - Single Family | Existing | Water Heating | Natural Gas | Water Heater <= 55 gal.
| Residential | CZ2 - Single Family | Existing | Water Heating | Natural Gas | Water Heater <= 55 gal.
| Residential | CZ2 - Single Family | Existing | Water Heating | Natural Gas | Water Heater <= 55 gal.
| Residential | CZ2 - Single Family | Existing | Water Heating | Natural Gas | Water Heater <= 55 gal.
| Residential | CZ2 - Single Family | Existing | Water Heating | Natural Gas | Water Heater <= 55 gal.
| Residential | CZ2 - Single Family | Existing | Water Heating | Natural Gas | Water Heater <= 55 gal.
| Residential | CZ2 - Single Family | Existing | Water Heating | Natural Gas | Water Heater <= 55 gal.
| Residential | CZ2 - Single Family | Existing | Water Heating | Natural Gas | Water Heater > 55 gal.
| Residential | CZ2 - Single Family | Existing | Water Heating | Natural Gas | Water Heater > 55 gal.
| Residential | CZ2 - Single Family | Existing | Water Heating | Natural Gas | Water Heater > 55 gal.
| Residential | CZ2 - Single Family | Existing | Water Heating | Natural Gas | Water Heater > 55 gal.
| Residential | CZ2 - Single Family | Existing | Water Heating | Natural Gas | Water Heater > 55 gal.
| Residential | CZ2 - Single Family | Existing | Water Heating | Natural Gas | Water Heater > 55 gal.
| Residential | CZ2 - Single Family | Existing | Water Heating | Natural Gas | Water Heater > 55 gal.
| Residential | CZ2 - Single Family | Existing | Water Heating | Natural Gas | Water Heater > 55 gal.
| Residential | CZ2 - Single Family | Existing | Water Heating | Natural Gas | Water Heater > 55 gal.
| Residential | CZ2 - Single Family | Existing | Water Heating | Natural Gas | Water Heater > 55 gal.
| Residential | CZ2 - Single Family | Existing | Water Heating | Natural Gas | Water Heater > 55 gal.
| Residential | CZ2 - Single Family | Existing | Appliances | Natural Gas | Clothes Dryer
| Residential | CZ2 - Single Family | Existing | Appliances | Natural Gas | Clothes Dryer
| Residential | CZ2 - Single Family | Existing | Appliances | Natural Gas | Clothes Dryer
| Residential | CZ2 - Single Family | Existing | Appliances | Natural Gas | Clothes Dryer
| Residential | CZ2 - Single Family | Existing | Appliances | Natural Gas | Clothes Dryer
| Residential | CZ2 - Single Family | Existing | Appliances | Natural Gas | Clothes Dryer
| Residential | CZ2 - Single Family | Existing | Appliances | Natural Gas | Clothes Dryer
| Residential | CZ2 - Single Family | Existing | Appliances | Natural Gas | Clothes Dryer
| Residential | CZ2 - Single Family | Existing | Appliances | Natural Gas | Clothes Dryer
| Residential | CZ2 - Single Family | Existing | Appliances | Natural Gas | Clothes Dryer
| Residential | CZ2 - Single Family | Existing | Appliances | Natural Gas | Clothes Dryer
| Residential | CZ2 - Single Family | Existing | Appliances | Natural Gas | Stove/Oven
| Residential | CZ2 - Single Family | Existing | Appliances | Natural Gas | Stove/Oven
| Residential | CZ2 - Single Family | Existing | Appliances | Natural Gas | Stove/Oven
| Residential | CZ2 - Single Family | Existing | Appliances | Natural Gas | Stove/Oven
| Residential | CZ2 - Single Family | Existing | Appliances | Natural Gas | Stove/Oven
| Residential | CZ2 - Single Family | Existing | Appliances | Natural Gas | Stove/Oven
| Residential | CZ2 - Single Family | Existing | Appliances | Natural Gas | Stove/Oven
| Residential | CZ2 - Single Family | Existing | Appliances | Natural Gas | Stove/Oven
| Residential | CZ2 - Single Family | Existing | Appliances | Natural Gas | Stove/Oven
| Residential | CZ2 - Single Family | Existing | Appliances | Natural Gas | Stove/Oven
| Residential | CZ2 - Single Family | Existing | Appliances | Natural Gas | Stove/Oven
| Residential | CZ2 - Single Family | Existing | Miscellaneous | Natural Gas | Pool Heater
| Residential | CZ2 - Single Family | Existing | Miscellaneous | Natural Gas | Pool Heater
| Residential | CZ2 - Single Family | Existing | Miscellaneous | Natural Gas | Pool Heater
| Residential | CZ2 - Single Family | Existing | Miscellaneous | Natural Gas | Pool Heater
| Residential | CZ2 - Single Family | Existing | Miscellaneous | Natural Gas | Pool Heater
| Residential | CZ2 - Single Family | Existing | Miscellaneous | Natural Gas | Pool Heater
| Residential | CZ2 - Single Family | Existing | Miscellaneous | Natural Gas | Pool Heater
| Residential | CZ2 - Single Family | Existing | Miscellaneous | Natural Gas | Pool Heater
| Residential | CZ2 - Single Family | Existing | Miscellaneous | Natural Gas | Pool Heater
| Residential | CZ2 - Single Family | Existing | Miscellaneous | Natural Gas | Pool Heater
| Residential | CZ2 - Single Family | Existing | Miscellaneous | Natural Gas | Pool Heater
| Residential | CZ2 - Single Family | Existing | Miscellaneous | Natural Gas | Miscellaneous
| Residential | CZ2 - Single Family | Existing | Miscellaneous | Natural Gas | Miscellaneous
| Residential | CZ2 - Single Family | Existing | Miscellaneous | Natural Gas | Miscellaneous
| Residential | CZ2 - Single Family | Existing | Miscellaneous | Natural Gas | Miscellaneous
| Residential | CZ2 - Single Family | Existing | Miscellaneous | Natural Gas | Miscellaneous
| Residential | CZ2 - Single Family | Existing | Miscellaneous | Natural Gas | Miscellaneous
| Residential | CZ2 - Single Family | Existing | Miscellaneous | Natural Gas | Miscellaneous
| Residential | CZ2 - Single Family | Existing | Miscellaneous | Natural Gas | Miscellaneous
| Residential | CZ2 - Single Family | Existing | Miscellaneous | Natural Gas | Miscellaneous
| Residential | CZ2 - Single Family | Existing | Miscellaneous | Natural Gas | Miscellaneous
| Residential | CZ2 - Single Family | Existing | Miscellaneous | Natural Gas | Miscellaneous
| Residential | CZ2 - Single Family | New | Space Heating | Natural Gas | Furnace - Direct Fuel
| Residential | CZ2 - Single Family | New | Space Heating | Natural Gas | Furnace - Direct Fuel
| Residential | CZ2 - Single Family | New | Space Heating | Natural Gas | Furnace - Direct Fuel
| Residential | CZ2 - Single Family | New | Space Heating | Natural Gas | Furnace - Direct Fuel
| Residential | CZ2 - Single Family | New | Space Heating | Natural Gas | Furnace - Direct Fuel
| Residential | CZ2 - Single Family | New | Space Heating | Natural Gas | Furnace - Direct Fuel
| Residential | CZ2 - Single Family | New | Space Heating | Natural Gas | Furnace - Direct Fuel
| Residential | CZ2 - Single Family | New | Space Heating | Natural Gas | Furnace - Direct Fuel
| Residential | CZ2 - Single Family | New | Space Heating | Natural Gas | Furnace - Direct Fuel
| Residential | CZ2 - Single Family | New | Space Heating | Natural Gas | Furnace - Direct Fuel
| Residential | CZ2 - Single Family | New | Space Heating | Natural Gas | Furnace - Direct Fuel
| Residential | CZ2 - Single Family | New | Space Heating | Natural Gas | Boiler - Direct Fuel
| Residential | CZ2 - Single Family | New | Space Heating | Natural Gas | Boiler - Direct Fuel
| Residential | CZ2 - Single Family | New | Space Heating | Natural Gas | Boiler - Direct Fuel
| Residential | CZ2 - Single Family | New | Space Heating | Natural Gas | Boiler - Direct Fuel
| Residential | CZ2 - Single Family | New | Space Heating | Natural Gas | Boiler - Direct Fuel
| Residential | CZ2 - Single Family | New | Space Heating | Natural Gas | Boiler - Direct Fuel
| Residential | CZ2 - Single Family | New | Space Heating | Natural Gas | Boiler - Direct Fuel
| Residential | CZ2 - Single Family | New | Space Heating | Natural Gas | Boiler - Direct Fuel
| Residential | CZ2 - Single Family | New | Space Heating | Natural Gas | Boiler - Direct Fuel
| Residential | CZ2 - Single Family | New | Space Heating | Natural Gas | Boiler - Direct Fuel
| Residential | CZ2 - Single Family | New | Space Heating | Natural Gas | Boiler - Direct Fuel
| Residential | CZ2 - Single Family | New | Secondary Heating | Natural Gas | Fireplace
| Residential | CZ2 - Single Family | New | Secondary Heating | Natural Gas | Fireplace
| Residential | CZ2 - Single Family | New | Secondary Heating | Natural Gas | Fireplace
| Residential | CZ2 - Single Family | New | Secondary Heating | Natural Gas | Fireplace
| Residential | CZ2 - Single Family | New | Secondary Heating | Natural Gas | Fireplace
| Residential | CZ2 - Single Family | New | Secondary Heating | Natural Gas | Fireplace
| Residential | CZ2 - Single Family | New | Secondary Heating | Natural Gas | Fireplace
| Residential | CZ2 - Single Family | New | Secondary Heating | Natural Gas | Fireplace
| Residential | CZ2 - Single Family | New | Secondary Heating | Natural Gas | Fireplace
| Residential | CZ2 - Single Family | New | Secondary Heating | Natural Gas | Fireplace
| Residential | CZ2 - Single Family | New | Secondary Heating | Natural Gas | Fireplace
| Residential | CZ2 - Single Family | New | Water Heating | Natural Gas | Water Heater <= 55 gal.
| Residential | CZ2 - Single Family | New | Water Heating | Natural Gas | Water Heater <= 55 gal.
| Residential | CZ2 - Single Family | New | Water Heating | Natural Gas | Water Heater <= 55 gal.
| Residential | CZ2 - Single Family | New | Water Heating | Natural Gas | Water Heater <= 55 gal.
| Residential | CZ2 - Single Family | New | Water Heating | Natural Gas | Water Heater <= 55 gal.
| Residential | CZ2 - Single Family | New | Water Heating | Natural Gas | Water Heater <= 55 gal.
| Residential | CZ2 - Single Family | New | Water Heating | Natural Gas | Water Heater <= 55 gal.
| Residential | CZ2 - Single Family | New | Water Heating | Natural Gas | Water Heater <= 55 gal.
| Residential | CZ2 - Single Family | New | Water Heating | Natural Gas | Water Heater <= 55 gal.
| Residential | CZ2 - Single Family | New | Water Heating | Natural Gas | Water Heater <= 55 gal.
| Residential | CZ2 - Single Family | New | Water Heating | Natural Gas | Water Heater <= 55 gal.
| Residential | CZ2 - Single Family | New | Water Heating | Natural Gas | Water Heater > 55 gal.
| Residential | CZ2 - Single Family | New | Water Heating | Natural Gas | Water Heater > 55 gal.
| Residential | CZ2 - Single Family | New | Water Heating | Natural Gas | Water Heater > 55 gal.
| Residential | CZ2 - Single Family | New | Water Heating | Natural Gas | Water Heater > 55 gal.
| Residential | CZ2 - Single Family | New | Water Heating | Natural Gas | Water Heater > 55 gal.
| Residential | CZ2 - Single Family | New | Water Heating | Natural Gas | Water Heater > 55 gal.
| Residential | CZ2 - Single Family | New | Water Heating | Natural Gas | Water Heater > 55 gal.
| Residential | CZ2 - Single Family | New | Water Heating | Natural Gas | Water Heater > 55 gal.
| Residential | CZ2 - Single Family | New | Water Heating | Natural Gas | Water Heater > 55 gal.
| Residential | CZ2 - Single Family | New | Water Heating | Natural Gas | Water Heater > 55 gal.
| Residential | CZ2 - Single Family | New | Water Heating | Natural Gas | Water Heater > 55 gal.
| Residential | CZ2 - Single Family | New | Appliances | Natural Gas | Clothes Dryer
| Residential | CZ2 - Single Family | New | Appliances | Natural Gas | Clothes Dryer
| Residential | CZ2 - Single Family | New | Appliances | Natural Gas | Clothes Dryer
| Residential | CZ2 - Single Family | New | Appliances | Natural Gas | Clothes Dryer
| Residential | CZ2 - Single Family | New | Appliances | Natural Gas | Clothes Dryer
| Residential | CZ2 - Single Family | New | Appliances | Natural Gas | Clothes Dryer
| Residential | CZ2 - Single Family | New | Appliances | Natural Gas | Clothes Dryer
| Residential | CZ2 - Single Family | New | Appliances | Natural Gas | Clothes Dryer
| Residential | CZ2 - Single Family | New | Appliances | Natural Gas | Clothes Dryer
| Residential | CZ2 - Single Family | New | Appliances | Natural Gas | Clothes Dryer
| Residential | CZ2 - Single Family | New | Appliances | Natural Gas | Clothes Dryer
| Residential | CZ2 - Single Family | New | Appliances | Natural Gas | Stove/Oven
| Residential | CZ2 - Single Family | New | Appliances | Natural Gas | Stove/Oven
| Residential | CZ2 - Single Family | New | Appliances | Natural Gas | Stove/Oven
| Residential | CZ2 - Single Family | New | Appliances | Natural Gas | Stove/Oven
| Residential | CZ2 - Single Family | New | Appliances | Natural Gas | Stove/Oven
| Residential | CZ2 - Single Family | New | Appliances | Natural Gas | Stove/Oven
| Residential | CZ2 - Single Family | New | Appliances | Natural Gas | Stove/Oven
| Residential | CZ2 - Single Family | New | Appliances | Natural Gas | Stove/Oven
| Residential | CZ2 - Single Family | New | Appliances | Natural Gas | Stove/Oven
| Residential | CZ2 - Single Family | New | Appliances | Natural Gas | Stove/Oven
| Residential | CZ2 - Single Family | New | Appliances | Natural Gas | Stove/Oven
| Residential | CZ2 - Single Family | New | Miscellaneous | Natural Gas | Pool Heater
| Residential | CZ2 - Single Family | New | Miscellaneous | Natural Gas | Pool Heater
| Residential | CZ2 - Single Family | New | Miscellaneous | Natural Gas | Pool Heater
| Residential | CZ2 - Single Family | New | Miscellaneous | Natural Gas | Pool Heater
| Residential | CZ2 - Single Family | New | Miscellaneous | Natural Gas | Pool Heater
| Residential | CZ2 - Single Family | New | Miscellaneous | Natural Gas | Pool Heater
| Residential | CZ2 - Single Family | New | Miscellaneous | Natural Gas | Pool Heater
| Residential | CZ2 - Single Family | New | Miscellaneous | Natural Gas | Pool Heater
| Residential | CZ2 - Single Family | New | Miscellaneous | Natural Gas | Pool Heater
| Residential | CZ2 - Single Family | New | Miscellaneous | Natural Gas | Pool Heater
| Residential | CZ2 - Single Family | New | Miscellaneous | Natural Gas | Pool Heater
| Residential | CZ2 - Single Family | New | Miscellaneous | Natural Gas | Miscellaneous
| Residential | CZ2 - Single Family | New | Miscellaneous | Natural Gas | Miscellaneous
| Residential | CZ2 - Single Family | New | Miscellaneous | Natural Gas | Miscellaneous
| Residential | CZ2 - Single Family | New | Miscellaneous | Natural Gas | Miscellaneous
| Residential | CZ2 - Single Family | New | Miscellaneous | Natural Gas | Miscellaneous
| Residential | CZ2 - Single Family | New | Miscellaneous | Natural Gas | Miscellaneous
| Residential | CZ2 - Single Family | New | Miscellaneous | Natural Gas | Miscellaneous
| Residential | CZ2 - Single Family | New | Miscellaneous | Natural Gas | Miscellaneous
| Residential | CZ2 - Single Family | New | Miscellaneous | Natural Gas | Miscellaneous
| Residential | CZ2 - Single Family | New | Miscellaneous | Natural Gas | Miscellaneous
| Residential | CZ2 - Single Family | New | Miscellaneous | Natural Gas | Miscellaneous
| Residential | CZ2 - Multi Family | Existing | Space Heating | Natural Gas | Furnace - Direct Fuel
| Residential | CZ2 - Multi Family | Existing | Space Heating | Natural Gas | Furnace - Direct Fuel
| Residential | CZ2 - Multi Family | Existing | Space Heating | Natural Gas | Furnace - Direct Fuel
| Residential | CZ2 - Multi Family | Existing | Space Heating | Natural Gas | Furnace - Direct Fuel
| Residential | CZ2 - Multi Family | Existing | Space Heating | Natural Gas | Furnace - Direct Fuel
| Residential | CZ2 - Multi Family | Existing | Space Heating | Natural Gas | Furnace - Direct Fuel
| Residential | CZ2 - Multi Family | Existing | Space Heating | Natural Gas | Furnace - Direct Fuel
| Residential | CZ2 - Multi Family | Existing | Space Heating | Natural Gas | Furnace - Direct Fuel
| Residential | CZ2 - Multi Family | Existing | Space Heating | Natural Gas | Furnace - Direct Fuel
| Residential | CZ2 - Multi Family | Existing | Space Heating | Natural Gas | Furnace - Direct Fuel
| Residential | CZ2 - Multi Family | Existing | Space Heating | Natural Gas | Furnace - Direct Fuel
| Residential | CZ2 - Multi Family | Existing | Space Heating | Natural Gas | Boiler - Direct Fuel
| Residential | CZ2 - Multi Family | Existing | Space Heating | Natural Gas | Boiler - Direct Fuel
| Residential | CZ2 - Multi Family | Existing | Space Heating | Natural Gas | Boiler - Direct Fuel
| Residential | CZ2 - Multi Family | Existing | Space Heating | Natural Gas | Boiler - Direct Fuel
| Residential | CZ2 - Multi Family | Existing | Space Heating | Natural Gas | Boiler - Direct Fuel
| Residential | CZ2 - Multi Family | Existing | Space Heating | Natural Gas | Boiler - Direct Fuel
| Residential | CZ2 - Multi Family | Existing | Space Heating | Natural Gas | Boiler - Direct Fuel
| Residential | CZ2 - Multi Family | Existing | Space Heating | Natural Gas | Boiler - Direct Fuel
| Residential | CZ2 - Multi Family | Existing | Space Heating | Natural Gas | Boiler - Direct Fuel
| Residential | CZ2 - Multi Family | Existing | Space Heating | Natural Gas | Boiler - Direct Fuel
| Residential | CZ2 - Multi Family | Existing | Space Heating | Natural Gas | Boiler - Direct Fuel
| Residential | CZ2 - Multi Family | Existing | Secondary Heating | Natural Gas | Fireplace
| Residential | CZ2 - Multi Family | Existing | Secondary Heating | Natural Gas | Fireplace
| Residential | CZ2 - Multi Family | Existing | Secondary Heating | Natural Gas | Fireplace
| Residential | CZ2 - Multi Family | Existing | Secondary Heating | Natural Gas | Fireplace
| Residential | CZ2 - Multi Family | Existing | Secondary Heating | Natural Gas | Fireplace
| Residential | CZ2 - Multi Family | Existing | Secondary Heating | Natural Gas | Fireplace
| Residential | CZ2 - Multi Family | Existing | Secondary Heating | Natural Gas | Fireplace
| Residential | CZ2 - Multi Family | Existing | Secondary Heating | Natural Gas | Fireplace
| Residential | CZ2 - Multi Family | Existing | Secondary Heating | Natural Gas | Fireplace
| Residential | CZ2 - Multi Family | Existing | Secondary Heating | Natural Gas | Fireplace
| Residential | CZ2 - Multi Family | Existing | Secondary Heating | Natural Gas | Fireplace
| Residential | CZ2 - Multi Family | Existing | Water Heating | Natural Gas | Water Heater <= 55 gal.
| Residential | CZ2 - Multi Family | Existing | Water Heating | Natural Gas | Water Heater <= 55 gal.
| Residential | CZ2 - Multi Family | Existing | Water Heating | Natural Gas | Water Heater <= 55 gal.
| Residential | CZ2 - Multi Family | Existing | Water Heating | Natural Gas | Water Heater <= 55 gal.
| Residential | CZ2 - Multi Family | Existing | Water Heating | Natural Gas | Water Heater <= 55 gal.
| Residential | CZ2 - Multi Family | Existing | Water Heating | Natural Gas | Water Heater <= 55 gal.
| Residential | CZ2 - Multi Family | Existing | Water Heating | Natural Gas | Water Heater <= 55 gal.
| Residential | CZ2 - Multi Family | Existing | Water Heating | Natural Gas | Water Heater <= 55 gal.
| Residential | CZ2 - Multi Family | Existing | Water Heating | Natural Gas | Water Heater <= 55 gal.
| Residential | CZ2 - Multi Family | Existing | Water Heating | Natural Gas | Water Heater <= 55 gal.
| Residential | CZ2 - Multi Family | Existing | Water Heating | Natural Gas | Water Heater <= 55 gal.
| Residential | CZ2 - Multi Family | Existing | Water Heating | Natural Gas | Water Heater > 55 gal.
| Residential | CZ2 - Multi Family | Existing | Water Heating | Natural Gas | Water Heater > 55 gal.
| Residential | CZ2 - Multi Family | Existing | Water Heating | Natural Gas | Water Heater > 55 gal.
| Residential | CZ2 - Multi Family | Existing | Water Heating | Natural Gas | Water Heater > 55 gal.
| Residential | CZ2 - Multi Family | Existing | Water Heating | Natural Gas | Water Heater > 55 gal.
| Residential | CZ2 - Multi Family | Existing | Water Heating | Natural Gas | Water Heater > 55 gal.
| Residential | CZ2 - Multi Family | Existing | Water Heating | Natural Gas | Water Heater > 55 gal.
| Residential | CZ2 - Multi Family | Existing | Water Heating | Natural Gas | Water Heater > 55 gal.
| Residential | CZ2 - Multi Family | Existing | Water Heating | Natural Gas | Water Heater > 55 gal.
| Residential | CZ2 - Multi Family | Existing | Water Heating | Natural Gas | Water Heater > 55 gal.
| Residential | CZ2 - Multi Family | Existing | Water Heating | Natural Gas | Water Heater > 55 gal.
| Residential | CZ2 - Multi Family | Existing | Appliances | Natural Gas | Clothes Dryer
| Residential | CZ2 - Multi Family | Existing | Appliances | Natural Gas | Clothes Dryer
| Residential | CZ2 - Multi Family | Existing | Appliances | Natural Gas | Clothes Dryer
| Residential | CZ2 - Multi Family | Existing | Appliances | Natural Gas | Clothes Dryer
| Residential | CZ2 - Multi Family | Existing | Appliances | Natural Gas | Clothes Dryer
| Residential | CZ2 - Multi Family | Existing | Appliances | Natural Gas | Clothes Dryer
| Residential | CZ2 - Multi Family | Existing | Appliances | Natural Gas | Clothes Dryer
| Residential | CZ2 - Multi Family | Existing | Appliances | Natural Gas | Clothes Dryer
| Residential | CZ2 - Multi Family | Existing | Appliances | Natural Gas | Clothes Dryer
| Residential | CZ2 - Multi Family | Existing | Appliances | Natural Gas | Clothes Dryer
| Residential | CZ2 - Multi Family | Existing | Appliances | Natural Gas | Clothes Dryer
| Residential | CZ2 - Multi Family | Existing | Appliances | Natural Gas | Stove/Oven
| Residential | CZ2 - Multi Family | Existing | Appliances | Natural Gas | Stove/Oven
| Residential | CZ2 - Multi Family | Existing | Appliances | Natural Gas | Stove/Oven
| Residential | CZ2 - Multi Family | Existing | Appliances | Natural Gas | Stove/Oven
| Residential | CZ2 - Multi Family | Existing | Appliances | Natural Gas | Stove/Oven
| Residential | CZ2 - Multi Family | Existing | Appliances | Natural Gas | Stove/Oven
| Residential | CZ2 - Multi Family | Existing | Appliances | Natural Gas | Stove/Oven
| Residential | CZ2 - Multi Family | Existing | Appliances | Natural Gas | Stove/Oven
| Residential | CZ2 - Multi Family | Existing | Appliances | Natural Gas | Stove/Oven
| Residential | CZ2 - Multi Family | Existing | Appliances | Natural Gas | Stove/Oven
| Residential | CZ2 - Multi Family | Existing | Appliances | Natural Gas | Stove/Oven
| Residential | CZ2 - Multi Family | Existing | Miscellaneous | Natural Gas | Pool Heater
| Residential | CZ2 - Multi Family | Existing | Miscellaneous | Natural Gas | Pool Heater
| Residential | CZ2 - Multi Family | Existing | Miscellaneous | Natural Gas | Pool Heater
| Residential | CZ2 - Multi Family | Existing | Miscellaneous | Natural Gas | Pool Heater
| Residential | CZ2 - Multi Family | Existing | Miscellaneous | Natural Gas | Pool Heater
| Residential | CZ2 - Multi Family | Existing | Miscellaneous | Natural Gas | Pool Heater
| Residential | CZ2 - Multi Family | Existing | Miscellaneous | Natural Gas | Pool Heater
| Residential | CZ2 - Multi Family | Existing | Miscellaneous | Natural Gas | Pool Heater
| Residential | CZ2 - Multi Family | Existing | Miscellaneous | Natural Gas | Pool Heater
| Residential | CZ2 - Multi Family | Existing | Miscellaneous | Natural Gas | Pool Heater
| Residential | CZ2 - Multi Family | Existing | Miscellaneous | Natural Gas | Pool Heater
| Residential | CZ2 - Multi Family | Existing | Miscellaneous | Natural Gas | Miscellaneous
| Residential | CZ2 - Multi Family | Existing | Miscellaneous | Natural Gas | Miscellaneous
| Residential | CZ2 - Multi Family | Existing | Miscellaneous | Natural Gas | Miscellaneous
| Residential | CZ2 - Multi Family | Existing | Miscellaneous | Natural Gas | Miscellaneous
| Residential | CZ2 - Multi Family | Existing | Miscellaneous | Natural Gas | Miscellaneous
| Residential | CZ2 - Multi Family | Existing | Miscellaneous | Natural Gas | Miscellaneous
| Residential | CZ2 - Multi Family | Existing | Miscellaneous | Natural Gas | Miscellaneous
| Residential | CZ2 - Multi Family | Existing | Miscellaneous | Natural Gas | Miscellaneous
| Residential | CZ2 - Multi Family | Existing | Miscellaneous | Natural Gas | Miscellaneous
| Residential | CZ2 - Multi Family | Existing | Miscellaneous | Natural Gas | Miscellaneous
| Residential | CZ2 - Multi Family | Existing | Miscellaneous | Natural Gas | Miscellaneous
| Residential | CZ2 - Multi Family | New | Space Heating | Natural Gas | Furnace - Direct Fuel
| Residential | CZ2 - Multi Family | New | Space Heating | Natural Gas | Furnace - Direct Fuel
| Residential | CZ2 - Multi Family | New | Space Heating | Natural Gas | Furnace - Direct Fuel
| Residential | CZ2 - Multi Family | New | Space Heating | Natural Gas | Furnace - Direct Fuel
| Residential | CZ2 - Multi Family | New | Space Heating | Natural Gas | Furnace - Direct Fuel
| Residential | CZ2 - Multi Family | New | Space Heating | Natural Gas | Furnace - Direct Fuel
| Residential | CZ2 - Multi Family | New | Space Heating | Natural Gas | Furnace - Direct Fuel
| Residential | CZ2 - Multi Family | New | Space Heating | Natural Gas | Furnace - Direct Fuel
| Residential | CZ2 - Multi Family | New | Space Heating | Natural Gas | Furnace - Direct Fuel
| Residential | CZ2 - Multi Family | New | Space Heating | Natural Gas | Furnace - Direct Fuel
| Residential | CZ2 - Multi Family | New | Space Heating | Natural Gas | Furnace - Direct Fuel
| Residential | CZ2 - Multi Family | New | Space Heating | Natural Gas | Boiler - Direct Fuel
| Residential | CZ2 - Multi Family | New | Space Heating | Natural Gas | Boiler - Direct Fuel
| Residential | CZ2 - Multi Family | New | Space Heating | Natural Gas | Boiler - Direct Fuel
| Residential | CZ2 - Multi Family | New | Space Heating | Natural Gas | Boiler - Direct Fuel
| Residential | CZ2 - Multi Family | New | Space Heating | Natural Gas | Boiler - Direct Fuel
| Residential | CZ2 - Multi Family | New | Space Heating | Natural Gas | Boiler - Direct Fuel
| Residential | CZ2 - Multi Family | New | Space Heating | Natural Gas | Boiler - Direct Fuel
| Residential | CZ2 - Multi Family | New | Space Heating | Natural Gas | Boiler - Direct Fuel
| Residential | CZ2 - Multi Family | New | Space Heating | Natural Gas | Boiler - Direct Fuel
| Residential | CZ2 - Multi Family | New | Space Heating | Natural Gas | Boiler - Direct Fuel
| Residential | CZ2 - Multi Family | New | Space Heating | Natural Gas | Boiler - Direct Fuel
| Residential | CZ2 - Multi Family | New | Secondary Heating | Natural Gas | Fireplace
| Residential | CZ2 - Multi Family | New | Secondary Heating | Natural Gas | Fireplace
| Residential | CZ2 - Multi Family | New | Secondary Heating | Natural Gas | Fireplace
| Residential | CZ2 - Multi Family | New | Secondary Heating | Natural Gas | Fireplace
| Residential | CZ2 - Multi Family | New | Secondary Heating | Natural Gas | Fireplace
| Residential | CZ2 - Multi Family | New | Secondary Heating | Natural Gas | Fireplace
| Residential | CZ2 - Multi Family | New | Secondary Heating | Natural Gas | Fireplace
| Residential | CZ2 - Multi Family | New | Secondary Heating | Natural Gas | Fireplace
| Residential | CZ2 - Multi Family | New | Secondary Heating | Natural Gas | Fireplace
| Residential | CZ2 - Multi Family | New | Secondary Heating | Natural Gas | Fireplace
| Residential | CZ2 - Multi Family | New | Secondary Heating | Natural Gas | Fireplace
| Residential | CZ2 - Multi Family | New | Water Heating | Natural Gas | Water Heater <= 55 gal.
| Residential | CZ2 - Multi Family | New | Water Heating | Natural Gas | Water Heater <= 55 gal.
| Residential | CZ2 - Multi Family | New | Water Heating | Natural Gas | Water Heater <= 55 gal.
| Residential | CZ2 - Multi Family | New | Water Heating | Natural Gas | Water Heater <= 55 gal.
| Residential | CZ2 - Multi Family | New | Water Heating | Natural Gas | Water Heater <= 55 gal.
| Residential | CZ2 - Multi Family | New | Water Heating | Natural Gas | Water Heater <= 55 gal.
| Residential | CZ2 - Multi Family | New | Water Heating | Natural Gas | Water Heater <= 55 gal.
| Residential | CZ2 - Multi Family | New | Water Heating | Natural Gas | Water Heater <= 55 gal.
| Residential | CZ2 - Multi Family | New | Water Heating | Natural Gas | Water Heater <= 55 gal.
| Residential | CZ2 - Multi Family | New | Water Heating | Natural Gas | Water Heater <= 55 gal.
| Residential | CZ2 - Multi Family | New | Water Heating | Natural Gas | Water Heater <= 55 gal.
| Residential | CZ2 - Multi Family | New | Water Heating | Natural Gas | Water Heater > 55 gal.
| Residential | CZ2 - Multi Family | New | Water Heating | Natural Gas | Water Heater > 55 gal.
| Residential | CZ2 - Multi Family | New | Water Heating | Natural Gas | Water Heater > 55 gal.
| Residential | CZ2 - Multi Family | New | Water Heating | Natural Gas | Water Heater > 55 gal.
| Residential | CZ2 - Multi Family | New | Water Heating | Natural Gas | Water Heater > 55 gal.
| Residential | CZ2 - Multi Family | New | Water Heating | Natural Gas | Water Heater > 55 gal.
| Residential | CZ2 - Multi Family | New | Water Heating | Natural Gas | Water Heater > 55 gal.
| Residential | CZ2 - Multi Family | New | Water Heating | Natural Gas | Water Heater > 55 gal.
| Residential | CZ2 - Multi Family | New | Water Heating | Natural Gas | Water Heater > 55 gal.
| Residential | CZ2 - Multi Family | New | Water Heating | Natural Gas | Water Heater > 55 gal.
| Residential | CZ2 - Multi Family | New | Water Heating | Natural Gas | Water Heater > 55 gal.
| Residential | CZ2 - Multi Family | New | Appliances | Natural Gas | Clothes Dryer
| Residential | CZ2 - Multi Family | New | Appliances | Natural Gas | Clothes Dryer
| Residential | CZ2 - Multi Family | New | Appliances | Natural Gas | Clothes Dryer
| Residential | CZ2 - Multi Family | New | Appliances | Natural Gas | Clothes Dryer
| Residential | CZ2 - Multi Family | New | Appliances | Natural Gas | Clothes Dryer
| Residential | CZ2 - Multi Family | New | Appliances | Natural Gas | Clothes Dryer
| Residential | CZ2 - Multi Family | New | Appliances | Natural Gas | Clothes Dryer
| Residential | CZ2 - Multi Family | New | Appliances | Natural Gas | Clothes Dryer
| Residential | CZ2 - Multi Family | New | Appliances | Natural Gas | Clothes Dryer
| Residential | CZ2 - Multi Family | New | Appliances | Natural Gas | Clothes Dryer
| Residential | CZ2 - Multi Family | New | Appliances | Natural Gas | Clothes Dryer
| Residential | CZ2 - Multi Family | New | Appliances | Natural Gas | Stove/Oven
| Residential | CZ2 - Multi Family | New | Appliances | Natural Gas | Stove/Oven
| Residential | CZ2 - Multi Family | New | Appliances | Natural Gas | Stove/Oven
| Residential | CZ2 - Multi Family | New | Appliances | Natural Gas | Stove/Oven
| Residential | CZ2 - Multi Family | New | Appliances | Natural Gas | Stove/Oven
| Residential | CZ2 - Multi Family | New | Appliances | Natural Gas | Stove/Oven
| Residential | CZ2 - Multi Family | New | Appliances | Natural Gas | Stove/Oven
| Residential | CZ2 - Multi Family | New | Appliances | Natural Gas | Stove/Oven
| Residential | CZ2 - Multi Family | New | Appliances | Natural Gas | Stove/Oven
| Residential | CZ2 - Multi Family | New | Appliances | Natural Gas | Stove/Oven
| Residential | CZ2 - Multi Family | New | Appliances | Natural Gas | Stove/Oven
| Residential | CZ2 - Multi Family | New | Miscellaneous | Natural Gas | Pool Heater
| Residential | CZ2 - Multi Family | New | Miscellaneous | Natural Gas | Pool Heater
| Residential | CZ2 - Multi Family | New | Miscellaneous | Natural Gas | Pool Heater
| Residential | CZ2 - Multi Family | New | Miscellaneous | Natural Gas | Pool Heater
| Residential | CZ2 - Multi Family | New | Miscellaneous | Natural Gas | Pool Heater
| Residential | CZ2 - Multi Family | New | Miscellaneous | Natural Gas | Pool Heater
| Residential | CZ2 - Multi Family | New | Miscellaneous | Natural Gas | Pool Heater
| Residential | CZ2 - Multi Family | New | Miscellaneous | Natural Gas | Pool Heater
| Residential | CZ2 - Multi Family | New | Miscellaneous | Natural Gas | Pool Heater
| Residential | CZ2 - Multi Family | New | Miscellaneous | Natural Gas | Pool Heater
| Residential | CZ2 - Multi Family | New | Miscellaneous | Natural Gas | Pool Heater
| Residential | CZ2 - Multi Family | New | Miscellaneous | Natural Gas | Miscellaneous
| Residential | CZ2 - Multi Family | New | Miscellaneous | Natural Gas | Miscellaneous
| Residential | CZ2 - Multi Family | New | Miscellaneous | Natural Gas | Miscellaneous
| Residential | CZ2 - Multi Family | New | Miscellaneous | Natural Gas | Miscellaneous
| Residential | CZ2 - Multi Family | New | Miscellaneous | Natural Gas | Miscellaneous
| Residential | CZ2 - Multi Family | New | Miscellaneous | Natural Gas | Miscellaneous
| Residential | CZ2 - Multi Family | New | Miscellaneous | Natural Gas | Miscellaneous
| Residential | CZ2 - Multi Family | New | Miscellaneous | Natural Gas | Miscellaneous
| Residential | CZ2 - Multi Family | New | Miscellaneous | Natural Gas | Miscellaneous
| Residential | CZ2 - Multi Family | New | Miscellaneous | Natural Gas | Miscellaneous
| Residential | CZ2 - Multi Family | New | Miscellaneous | Natural Gas | Miscellaneous
| Residential | CZ3 - Single Family | Existing | Space Heating | Natural Gas | Furnace - Direct Fuel
| Residential | CZ3 - Single Family | Existing | Space Heating | Natural Gas | Furnace - Direct Fuel
| Residential | CZ3 - Single Family | Existing | Space Heating | Natural Gas | Furnace - Direct Fuel
| Residential | CZ3 - Single Family | Existing | Space Heating | Natural Gas | Furnace - Direct Fuel
| Residential | CZ3 - Single Family | Existing | Space Heating | Natural Gas | Furnace - Direct Fuel
| Residential | CZ3 - Single Family | Existing | Space Heating | Natural Gas | Furnace - Direct Fuel
| Residential | CZ3 - Single Family | Existing | Space Heating | Natural Gas | Furnace - Direct Fuel
| Residential | CZ3 - Single Family | Existing | Space Heating | Natural Gas | Furnace - Direct Fuel
| Residential | CZ3 - Single Family | Existing | Space Heating | Natural Gas | Furnace - Direct Fuel
| Residential | CZ3 - Single Family | Existing | Space Heating | Natural Gas | Furnace - Direct Fuel
| Residential | CZ3 - Single Family | Existing | Space Heating | Natural Gas | Furnace - Direct Fuel
| Residential | CZ3 - Single Family | Existing | Space Heating | Natural Gas | Boiler - Direct Fuel
| Residential | CZ3 - Single Family | Existing | Space Heating | Natural Gas | Boiler - Direct Fuel
| Residential | CZ3 - Single Family | Existing | Space Heating | Natural Gas | Boiler - Direct Fuel
| Residential | CZ3 - Single Family | Existing | Space Heating | Natural Gas | Boiler - Direct Fuel
| Residential | CZ3 - Single Family | Existing | Space Heating | Natural Gas | Boiler - Direct Fuel
| Residential | CZ3 - Single Family | Existing | Space Heating | Natural Gas | Boiler - Direct Fuel
| Residential | CZ3 - Single Family | Existing | Space Heating | Natural Gas | Boiler - Direct Fuel
| Residential | CZ3 - Single Family | Existing | Space Heating | Natural Gas | Boiler - Direct Fuel
| Residential | CZ3 - Single Family | Existing | Space Heating | Natural Gas | Boiler - Direct Fuel
| Residential | CZ3 - Single Family | Existing | Space Heating | Natural Gas | Boiler - Direct Fuel
| Residential | CZ3 - Single Family | Existing | Space Heating | Natural Gas | Boiler - Direct Fuel
| Residential | CZ3 - Single Family | Existing | Secondary Heating | Natural Gas | Fireplace
| Residential | CZ3 - Single Family | Existing | Secondary Heating | Natural Gas | Fireplace
| Residential | CZ3 - Single Family | Existing | Secondary Heating | Natural Gas | Fireplace
| Residential | CZ3 - Single Family | Existing | Secondary Heating | Natural Gas | Fireplace
| Residential | CZ3 - Single Family | Existing | Secondary Heating | Natural Gas | Fireplace
| Residential | CZ3 - Single Family | Existing | Secondary Heating | Natural Gas | Fireplace
| Residential | CZ3 - Single Family | Existing | Secondary Heating | Natural Gas | Fireplace
| Residential | CZ3 - Single Family | Existing | Secondary Heating | Natural Gas | Fireplace
| Residential | CZ3 - Single Family | Existing | Secondary Heating | Natural Gas | Fireplace
| Residential | CZ3 - Single Family | Existing | Secondary Heating | Natural Gas | Fireplace
| Residential | CZ3 - Single Family | Existing | Secondary Heating | Natural Gas | Fireplace
| Residential | CZ3 - Single Family | Existing | Water Heating | Natural Gas | Water Heater <= 55 gal.
| Residential | CZ3 - Single Family | Existing | Water Heating | Natural Gas | Water Heater <= 55 gal.
| Residential | CZ3 - Single Family | Existing | Water Heating | Natural Gas | Water Heater <= 55 gal.
| Residential | CZ3 - Single Family | Existing | Water Heating | Natural Gas | Water Heater <= 55 gal.
| Residential | CZ3 - Single Family | Existing | Water Heating | Natural Gas | Water Heater <= 55 gal.
| Residential | CZ3 - Single Family | Existing | Water Heating | Natural Gas | Water Heater <= 55 gal.
| Residential | CZ3 - Single Family | Existing | Water Heating | Natural Gas | Water Heater <= 55 gal.
| Residential | CZ3 - Single Family | Existing | Water Heating | Natural Gas | Water Heater <= 55 gal.
| Residential | CZ3 - Single Family | Existing | Water Heating | Natural Gas | Water Heater <= 55 gal.
| Residential | CZ3 - Single Family | Existing | Water Heating | Natural Gas | Water Heater <= 55 gal.
| Residential | CZ3 - Single Family | Existing | Water Heating | Natural Gas | Water Heater <= 55 gal.
| Residential | CZ3 - Single Family | Existing | Water Heating | Natural Gas | Water Heater > 55 gal.
| Residential | CZ3 - Single Family | Existing | Water Heating | Natural Gas | Water Heater > 55 gal.
| Residential | CZ3 - Single Family | Existing | Water Heating | Natural Gas | Water Heater > 55 gal.
| Residential | CZ3 - Single Family | Existing | Water Heating | Natural Gas | Water Heater > 55 gal.
| Residential | CZ3 - Single Family | Existing | Water Heating | Natural Gas | Water Heater > 55 gal.
| Residential | CZ3 - Single Family | Existing | Water Heating | Natural Gas | Water Heater > 55 gal.
| Residential | CZ3 - Single Family | Existing | Water Heating | Natural Gas | Water Heater > 55 gal.
| Residential | CZ3 - Single Family | Existing | Water Heating | Natural Gas | Water Heater > 55 gal.
| Residential | CZ3 - Single Family | Existing | Water Heating | Natural Gas | Water Heater > 55 gal.
| Residential | CZ3 - Single Family | Existing | Water Heating | Natural Gas | Water Heater > 55 gal.
| Residential | CZ3 - Single Family | Existing | Water Heating | Natural Gas | Water Heater > 55 gal.
| Residential | CZ3 - Single Family | Existing | Appliances | Natural Gas | Clothes Dryer
| Residential | CZ3 - Single Family | Existing | Appliances | Natural Gas | Clothes Dryer
| Residential | CZ3 - Single Family | Existing | Appliances | Natural Gas | Clothes Dryer
| Residential | CZ3 - Single Family | Existing | Appliances | Natural Gas | Clothes Dryer
| Residential | CZ3 - Single Family | Existing | Appliances | Natural Gas | Clothes Dryer
| Residential | CZ3 - Single Family | Existing | Appliances | Natural Gas | Clothes Dryer
| Residential | CZ3 - Single Family | Existing | Appliances | Natural Gas | Clothes Dryer
| Residential | CZ3 - Single Family | Existing | Appliances | Natural Gas | Clothes Dryer
| Residential | CZ3 - Single Family | Existing | Appliances | Natural Gas | Clothes Dryer
| Residential | CZ3 - Single Family | Existing | Appliances | Natural Gas | Clothes Dryer
| Residential | CZ3 - Single Family | Existing | Appliances | Natural Gas | Clothes Dryer
| Residential | CZ3 - Single Family | Existing | Appliances | Natural Gas | Stove/Oven
| Residential | CZ3 - Single Family | Existing | Appliances | Natural Gas | Stove/Oven
| Residential | CZ3 - Single Family | Existing | Appliances | Natural Gas | Stove/Oven
| Residential | CZ3 - Single Family | Existing | Appliances | Natural Gas | Stove/Oven
| Residential | CZ3 - Single Family | Existing | Appliances | Natural Gas | Stove/Oven
| Residential | CZ3 - Single Family | Existing | Appliances | Natural Gas | Stove/Oven
| Residential | CZ3 - Single Family | Existing | Appliances | Natural Gas | Stove/Oven
| Residential | CZ3 - Single Family | Existing | Appliances | Natural Gas | Stove/Oven
| Residential | CZ3 - Single Family | Existing | Appliances | Natural Gas | Stove/Oven
| Residential | CZ3 - Single Family | Existing | Appliances | Natural Gas | Stove/Oven
| Residential | CZ3 - Single Family | Existing | Appliances | Natural Gas | Stove/Oven
| Residential | CZ3 - Single Family | Existing | Miscellaneous | Natural Gas | Pool Heater
| Residential | CZ3 - Single Family | Existing | Miscellaneous | Natural Gas | Pool Heater
| Residential | CZ3 - Single Family | Existing | Miscellaneous | Natural Gas | Pool Heater
| Residential | CZ3 - Single Family | Existing | Miscellaneous | Natural Gas | Pool Heater
| Residential | CZ3 - Single Family | Existing | Miscellaneous | Natural Gas | Pool Heater
| Residential | CZ3 - Single Family | Existing | Miscellaneous | Natural Gas | Pool Heater
| Residential | CZ3 - Single Family | Existing | Miscellaneous | Natural Gas | Pool Heater
| Residential | CZ3 - Single Family | Existing | Miscellaneous | Natural Gas | Pool Heater
| Residential | CZ3 - Single Family | Existing | Miscellaneous | Natural Gas | Pool Heater
| Residential | CZ3 - Single Family | Existing | Miscellaneous | Natural Gas | Pool Heater
| Residential | CZ3 - Single Family | Existing | Miscellaneous | Natural Gas | Pool Heater
| Residential | CZ3 - Single Family | Existing | Miscellaneous | Natural Gas | Miscellaneous
| Residential | CZ3 - Single Family | Existing | Miscellaneous | Natural Gas | Miscellaneous
| Residential | CZ3 - Single Family | Existing | Miscellaneous | Natural Gas | Miscellaneous
| Residential | CZ3 - Single Family | Existing | Miscellaneous | Natural Gas | Miscellaneous
| Residential | CZ3 - Single Family | Existing | Miscellaneous | Natural Gas | Miscellaneous
| Residential | CZ3 - Single Family | Existing | Miscellaneous | Natural Gas | Miscellaneous
| Residential | CZ3 - Single Family | Existing | Miscellaneous | Natural Gas | Miscellaneous
| Residential | CZ3 - Single Family | Existing | Miscellaneous | Natural Gas | Miscellaneous
| Residential | CZ3 - Single Family | Existing | Miscellaneous | Natural Gas | Miscellaneous
| Residential | CZ3 - Single Family | Existing | Miscellaneous | Natural Gas | Miscellaneous
| Residential | CZ3 - Single Family | Existing | Miscellaneous | Natural Gas | Miscellaneous
| Residential | CZ3 - Single Family | New | Space Heating | Natural Gas | Furnace - Direct Fuel
| Residential | CZ3 - Single Family | New | Space Heating | Natural Gas | Furnace - Direct Fuel
| Residential | CZ3 - Single Family | New | Space Heating | Natural Gas | Furnace - Direct Fuel
| Residential | CZ3 - Single Family | New | Space Heating | Natural Gas | Furnace - Direct Fuel
| Residential | CZ3 - Single Family | New | Space Heating | Natural Gas | Furnace - Direct Fuel
| Residential | CZ3 - Single Family | New | Space Heating | Natural Gas | Furnace - Direct Fuel
| Residential | CZ3 - Single Family | New | Space Heating | Natural Gas | Furnace - Direct Fuel
| Residential | CZ3 - Single Family | New | Space Heating | Natural Gas | Furnace - Direct Fuel
| Residential | CZ3 - Single Family | New | Space Heating | Natural Gas | Furnace - Direct Fuel
| Residential | CZ3 - Single Family | New | Space Heating | Natural Gas | Furnace - Direct Fuel
| Residential | CZ3 - Single Family | New | Space Heating | Natural Gas | Furnace - Direct Fuel
| Residential | CZ3 - Single Family | New | Space Heating | Natural Gas | Boiler - Direct Fuel
| Residential | CZ3 - Single Family | New | Space Heating | Natural Gas | Boiler - Direct Fuel
| Residential | CZ3 - Single Family | New | Space Heating | Natural Gas | Boiler - Direct Fuel
| Residential | CZ3 - Single Family | New | Space Heating | Natural Gas | Boiler - Direct Fuel
| Residential | CZ3 - Single Family | New | Space Heating | Natural Gas | Boiler - Direct Fuel
| Residential | CZ3 - Single Family | New | Space Heating | Natural Gas | Boiler - Direct Fuel
| Residential | CZ3 - Single Family | New | Space Heating | Natural Gas | Boiler - Direct Fuel
| Residential | CZ3 - Single Family | New | Space Heating | Natural Gas | Boiler - Direct Fuel
| Residential | CZ3 - Single Family | New | Space Heating | Natural Gas | Boiler - Direct Fuel
| Residential | CZ3 - Single Family | New | Space Heating | Natural Gas | Boiler - Direct Fuel
| Residential | CZ3 - Single Family | New | Space Heating | Natural Gas | Boiler - Direct Fuel
| Residential | CZ3 - Single Family | New | Secondary Heating | Natural Gas | Fireplace
| Residential | CZ3 - Single Family | New | Secondary Heating | Natural Gas | Fireplace
| Residential | CZ3 - Single Family | New | Secondary Heating | Natural Gas | Fireplace
| Residential | CZ3 - Single Family | New | Secondary Heating | Natural Gas | Fireplace
| Residential | CZ3 - Single Family | New | Secondary Heating | Natural Gas | Fireplace
| Residential | CZ3 - Single Family | New | Secondary Heating | Natural Gas | Fireplace
| Residential | CZ3 - Single Family | New | Secondary Heating | Natural Gas | Fireplace
| Residential | CZ3 - Single Family | New | Secondary Heating | Natural Gas | Fireplace
| Residential | CZ3 - Single Family | New | Secondary Heating | Natural Gas | Fireplace
| Residential | CZ3 - Single Family | New | Secondary Heating | Natural Gas | Fireplace
| Residential | CZ3 - Single Family | New | Secondary Heating | Natural Gas | Fireplace
| Residential | CZ3 - Single Family | New | Water Heating | Natural Gas | Water Heater <= 55 gal.
| Residential | CZ3 - Single Family | New | Water Heating | Natural Gas | Water Heater <= 55 gal.
| Residential | CZ3 - Single Family | New | Water Heating | Natural Gas | Water Heater <= 55 gal.
| Residential | CZ3 - Single Family | New | Water Heating | Natural Gas | Water Heater <= 55 gal.
| Residential | CZ3 - Single Family | New | Water Heating | Natural Gas | Water Heater <= 55 gal.
| Residential | CZ3 - Single Family | New | Water Heating | Natural Gas | Water Heater <= 55 gal.
| Residential | CZ3 - Single Family | New | Water Heating | Natural Gas | Water Heater <= 55 gal.
| Residential | CZ3 - Single Family | New | Water Heating | Natural Gas | Water Heater <= 55 gal.
| Residential | CZ3 - Single Family | New | Water Heating | Natural Gas | Water Heater <= 55 gal.
| Residential | CZ3 - Single Family | New | Water Heating | Natural Gas | Water Heater <= 55 gal.
| Residential | CZ3 - Single Family | New | Water Heating | Natural Gas | Water Heater <= 55 gal.
| Residential | CZ3 - Single Family | New | Water Heating | Natural Gas | Water Heater > 55 gal.
| Residential | CZ3 - Single Family | New | Water Heating | Natural Gas | Water Heater > 55 gal.
| Residential | CZ3 - Single Family | New | Water Heating | Natural Gas | Water Heater > 55 gal.
| Residential | CZ3 - Single Family | New | Water Heating | Natural Gas | Water Heater > 55 gal.
| Residential | CZ3 - Single Family | New | Water Heating | Natural Gas | Water Heater > 55 gal.
| Residential | CZ3 - Single Family | New | Water Heating | Natural Gas | Water Heater > 55 gal.
| Residential | CZ3 - Single Family | New | Water Heating | Natural Gas | Water Heater > 55 gal.
| Residential | CZ3 - Single Family | New | Water Heating | Natural Gas | Water Heater > 55 gal.
| Residential | CZ3 - Single Family | New | Water Heating | Natural Gas | Water Heater > 55 gal.
| Residential | CZ3 - Single Family | New | Water Heating | Natural Gas | Water Heater > 55 gal.
| Residential | CZ3 - Single Family | New | Water Heating | Natural Gas | Water Heater > 55 gal.
| Residential | CZ3 - Single Family | New | Appliances | Natural Gas | Clothes Dryer
| Residential | CZ3 - Single Family | New | Appliances | Natural Gas | Clothes Dryer
| Residential | CZ3 - Single Family | New | Appliances | Natural Gas | Clothes Dryer
| Residential | CZ3 - Single Family | New | Appliances | Natural Gas | Clothes Dryer
| Residential | CZ3 - Single Family | New | Appliances | Natural Gas | Clothes Dryer
| Residential | CZ3 - Single Family | New | Appliances | Natural Gas | Clothes Dryer
| Residential | CZ3 - Single Family | New | Appliances | Natural Gas | Clothes Dryer
| Residential | CZ3 - Single Family | New | Appliances | Natural Gas | Clothes Dryer
| Residential | CZ3 - Single Family | New | Appliances | Natural Gas | Clothes Dryer
| Residential | CZ3 - Single Family | New | Appliances | Natural Gas | Clothes Dryer
| Residential | CZ3 - Single Family | New | Appliances | Natural Gas | Clothes Dryer
| Residential | CZ3 - Single Family | New | Appliances | Natural Gas | Stove/Oven
| Residential | CZ3 - Single Family | New | Appliances | Natural Gas | Stove/Oven
| Residential | CZ3 - Single Family | New | Appliances | Natural Gas | Stove/Oven
| Residential | CZ3 - Single Family | New | Appliances | Natural Gas | Stove/Oven
| Residential | CZ3 - Single Family | New | Appliances | Natural Gas | Stove/Oven
| Residential | CZ3 - Single Family | New | Appliances | Natural Gas | Stove/Oven
| Residential | CZ3 - Single Family | New | Appliances | Natural Gas | Stove/Oven
| Residential | CZ3 - Single Family | New | Appliances | Natural Gas | Stove/Oven
| Residential | CZ3 - Single Family | New | Appliances | Natural Gas | Stove/Oven
| Residential | CZ3 - Single Family | New | Appliances | Natural Gas | Stove/Oven
| Residential | CZ3 - Single Family | New | Appliances | Natural Gas | Stove/Oven
| Residential | CZ3 - Single Family | New | Miscellaneous | Natural Gas | Pool Heater
| Residential | CZ3 - Single Family | New | Miscellaneous | Natural Gas | Pool Heater
| Residential | CZ3 - Single Family | New | Miscellaneous | Natural Gas | Pool Heater
| Residential | CZ3 - Single Family | New | Miscellaneous | Natural Gas | Pool Heater
| Residential | CZ3 - Single Family | New | Miscellaneous | Natural Gas | Pool Heater
| Residential | CZ3 - Single Family | New | Miscellaneous | Natural Gas | Pool Heater
| Residential | CZ3 - Single Family | New | Miscellaneous | Natural Gas | Pool Heater
| Residential | CZ3 - Single Family | New | Miscellaneous | Natural Gas | Pool Heater
| Residential | CZ3 - Single Family | New | Miscellaneous | Natural Gas | Pool Heater
| Residential | CZ3 - Single Family | New | Miscellaneous | Natural Gas | Pool Heater
| Residential | CZ3 - Single Family | New | Miscellaneous | Natural Gas | Pool Heater
| Residential | CZ3 - Single Family | New | Miscellaneous | Natural Gas | Miscellaneous
| Residential | CZ3 - Single Family | New | Miscellaneous | Natural Gas | Miscellaneous
| Residential | CZ3 - Single Family | New | Miscellaneous | Natural Gas | Miscellaneous
| Residential | CZ3 - Single Family | New | Miscellaneous | Natural Gas | Miscellaneous
| Residential | CZ3 - Single Family | New | Miscellaneous | Natural Gas | Miscellaneous
| Residential | CZ3 - Single Family | New | Miscellaneous | Natural Gas | Miscellaneous
| Residential | CZ3 - Single Family | New | Miscellaneous | Natural Gas | Miscellaneous
| Residential | CZ3 - Single Family | New | Miscellaneous | Natural Gas | Miscellaneous
| Residential | CZ3 - Single Family | New | Miscellaneous | Natural Gas | Miscellaneous
| Residential | CZ3 - Single Family | New | Miscellaneous | Natural Gas | Miscellaneous
| Residential | CZ3 - Single Family | New | Miscellaneous | Natural Gas | Miscellaneous
| Residential | CZ3 - Multi Family | Existing | Space Heating | Natural Gas | Furnace - Direct Fuel
| Residential | CZ3 - Multi Family | Existing | Space Heating | Natural Gas | Furnace - Direct Fuel
| Residential | CZ3 - Multi Family | Existing | Space Heating | Natural Gas | Furnace - Direct Fuel
| Residential | CZ3 - Multi Family | Existing | Space Heating | Natural Gas | Furnace - Direct Fuel
| Residential | CZ3 - Multi Family | Existing | Space Heating | Natural Gas | Furnace - Direct Fuel
| Residential | CZ3 - Multi Family | Existing | Space Heating | Natural Gas | Furnace - Direct Fuel
| Residential | CZ3 - Multi Family | Existing | Space Heating | Natural Gas | Furnace - Direct Fuel
| Residential | CZ3 - Multi Family | Existing | Space Heating | Natural Gas | Furnace - Direct Fuel
| Residential | CZ3 - Multi Family | Existing | Space Heating | Natural Gas | Furnace - Direct Fuel
| Residential | CZ3 - Multi Family | Existing | Space Heating | Natural Gas | Furnace - Direct Fuel
| Residential | CZ3 - Multi Family | Existing | Space Heating | Natural Gas | Furnace - Direct Fuel
| Residential | CZ3 - Multi Family | Existing | Space Heating | Natural Gas | Boiler - Direct Fuel
| Residential | CZ3 - Multi Family | Existing | Space Heating | Natural Gas | Boiler - Direct Fuel
| Residential | CZ3 - Multi Family | Existing | Space Heating | Natural Gas | Boiler - Direct Fuel
| Residential | CZ3 - Multi Family | Existing | Space Heating | Natural Gas | Boiler - Direct Fuel
| Residential | CZ3 - Multi Family | Existing | Space Heating | Natural Gas | Boiler - Direct Fuel
| Residential | CZ3 - Multi Family | Existing | Space Heating | Natural Gas | Boiler - Direct Fuel
| Residential | CZ3 - Multi Family | Existing | Space Heating | Natural Gas | Boiler - Direct Fuel
| Residential | CZ3 - Multi Family | Existing | Space Heating | Natural Gas | Boiler - Direct Fuel
| Residential | CZ3 - Multi Family | Existing | Space Heating | Natural Gas | Boiler - Direct Fuel
| Residential | CZ3 - Multi Family | Existing | Space Heating | Natural Gas | Boiler - Direct Fuel
| Residential | CZ3 - Multi Family | Existing | Space Heating | Natural Gas | Boiler - Direct Fuel
| Residential | CZ3 - Multi Family | Existing | Secondary Heating | Natural Gas | Fireplace
| Residential | CZ3 - Multi Family | Existing | Secondary Heating | Natural Gas | Fireplace
| Residential | CZ3 - Multi Family | Existing | Secondary Heating | Natural Gas | Fireplace
| Residential | CZ3 - Multi Family | Existing | Secondary Heating | Natural Gas | Fireplace
| Residential | CZ3 - Multi Family | Existing | Secondary Heating | Natural Gas | Fireplace
| Residential | CZ3 - Multi Family | Existing | Secondary Heating | Natural Gas | Fireplace
| Residential | CZ3 - Multi Family | Existing | Secondary Heating | Natural Gas | Fireplace
| Residential | CZ3 - Multi Family | Existing | Secondary Heating | Natural Gas | Fireplace
| Residential | CZ3 - Multi Family | Existing | Secondary Heating | Natural Gas | Fireplace
| Residential | CZ3 - Multi Family | Existing | Secondary Heating | Natural Gas | Fireplace
| Residential | CZ3 - Multi Family | Existing | Secondary Heating | Natural Gas | Fireplace
| Residential | CZ3 - Multi Family | Existing | Water Heating | Natural Gas | Water Heater <= 55 gal.
| Residential | CZ3 - Multi Family | Existing | Water Heating | Natural Gas | Water Heater <= 55 gal.
| Residential | CZ3 - Multi Family | Existing | Water Heating | Natural Gas | Water Heater <= 55 gal.
| Residential | CZ3 - Multi Family | Existing | Water Heating | Natural Gas | Water Heater <= 55 gal.
| Residential | CZ3 - Multi Family | Existing | Water Heating | Natural Gas | Water Heater <= 55 gal.
| Residential | CZ3 - Multi Family | Existing | Water Heating | Natural Gas | Water Heater <= 55 gal.
| Residential | CZ3 - Multi Family | Existing | Water Heating | Natural Gas | Water Heater <= 55 gal.
| Residential | CZ3 - Multi Family | Existing | Water Heating | Natural Gas | Water Heater <= 55 gal.
| Residential | CZ3 - Multi Family | Existing | Water Heating | Natural Gas | Water Heater <= 55 gal.
| Residential | CZ3 - Multi Family | Existing | Water Heating | Natural Gas | Water Heater <= 55 gal.
| Residential | CZ3 - Multi Family | Existing | Water Heating | Natural Gas | Water Heater <= 55 gal.
| Residential | CZ3 - Multi Family | Existing | Water Heating | Natural Gas | Water Heater > 55 gal.
| Residential | CZ3 - Multi Family | Existing | Water Heating | Natural Gas | Water Heater > 55 gal.
| Residential | CZ3 - Multi Family | Existing | Water Heating | Natural Gas | Water Heater > 55 gal.
| Residential | CZ3 - Multi Family | Existing | Water Heating | Natural Gas | Water Heater > 55 gal.
| Residential | CZ3 - Multi Family | Existing | Water Heating | Natural Gas | Water Heater > 55 gal.
| Residential | CZ3 - Multi Family | Existing | Water Heating | Natural Gas | Water Heater > 55 gal.
| Residential | CZ3 - Multi Family | Existing | Water Heating | Natural Gas | Water Heater > 55 gal.
| Residential | CZ3 - Multi Family | Existing | Water Heating | Natural Gas | Water Heater > 55 gal.
| Residential | CZ3 - Multi Family | Existing | Water Heating | Natural Gas | Water Heater > 55 gal.
| Residential | CZ3 - Multi Family | Existing | Water Heating | Natural Gas | Water Heater > 55 gal.
| Residential | CZ3 - Multi Family | Existing | Water Heating | Natural Gas | Water Heater > 55 gal.
| Residential | CZ3 - Multi Family | Existing | Appliances | Natural Gas | Clothes Dryer
| Residential | CZ3 - Multi Family | Existing | Appliances | Natural Gas | Clothes Dryer
| Residential | CZ3 - Multi Family | Existing | Appliances | Natural Gas | Clothes Dryer
| Residential | CZ3 - Multi Family | Existing | Appliances | Natural Gas | Clothes Dryer
| Residential | CZ3 - Multi Family | Existing | Appliances | Natural Gas | Clothes Dryer
| Residential | CZ3 - Multi Family | Existing | Appliances | Natural Gas | Clothes Dryer
| Residential | CZ3 - Multi Family | Existing | Appliances | Natural Gas | Clothes Dryer
| Residential | CZ3 - Multi Family | Existing | Appliances | Natural Gas | Clothes Dryer
| Residential | CZ3 - Multi Family | Existing | Appliances | Natural Gas | Clothes Dryer
| Residential | CZ3 - Multi Family | Existing | Appliances | Natural Gas | Clothes Dryer
| Residential | CZ3 - Multi Family | Existing | Appliances | Natural Gas | Clothes Dryer
| Residential | CZ3 - Multi Family | Existing | Appliances | Natural Gas | Stove/Oven
| Residential | CZ3 - Multi Family | Existing | Appliances | Natural Gas | Stove/Oven
| Residential | CZ3 - Multi Family | Existing | Appliances | Natural Gas | Stove/Oven
| Residential | CZ3 - Multi Family | Existing | Appliances | Natural Gas | Stove/Oven
| Residential | CZ3 - Multi Family | Existing | Appliances | Natural Gas | Stove/Oven
| Residential | CZ3 - Multi Family | Existing | Appliances | Natural Gas | Stove/Oven
| Residential | CZ3 - Multi Family | Existing | Appliances | Natural Gas | Stove/Oven
| Residential | CZ3 - Multi Family | Existing | Appliances | Natural Gas | Stove/Oven
| Residential | CZ3 - Multi Family | Existing | Appliances | Natural Gas | Stove/Oven
| Residential | CZ3 - Multi Family | Existing | Appliances | Natural Gas | Stove/Oven
| Residential | CZ3 - Multi Family | Existing | Appliances | Natural Gas | Stove/Oven
| Residential | CZ3 - Multi Family | Existing | Miscellaneous | Natural Gas | Pool Heater
| Residential | CZ3 - Multi Family | Existing | Miscellaneous | Natural Gas | Pool Heater
| Residential | CZ3 - Multi Family | Existing | Miscellaneous | Natural Gas | Pool Heater
| Residential | CZ3 - Multi Family | Existing | Miscellaneous | Natural Gas | Pool Heater
| Residential | CZ3 - Multi Family | Existing | Miscellaneous | Natural Gas | Pool Heater
| Residential | CZ3 - Multi Family | Existing | Miscellaneous | Natural Gas | Pool Heater
| Residential | CZ3 - Multi Family | Existing | Miscellaneous | Natural Gas | Pool Heater
| Residential | CZ3 - Multi Family | Existing | Miscellaneous | Natural Gas | Pool Heater
| Residential | CZ3 - Multi Family | Existing | Miscellaneous | Natural Gas | Pool Heater
| Residential | CZ3 - Multi Family | Existing | Miscellaneous | Natural Gas | Pool Heater
| Residential | CZ3 - Multi Family | Existing | Miscellaneous | Natural Gas | Pool Heater
| Residential | CZ3 - Multi Family | Existing | Miscellaneous | Natural Gas | Miscellaneous
| Residential | CZ3 - Multi Family | Existing | Miscellaneous | Natural Gas | Miscellaneous
| Residential | CZ3 - Multi Family | Existing | Miscellaneous | Natural Gas | Miscellaneous
| Residential | CZ3 - Multi Family | Existing | Miscellaneous | Natural Gas | Miscellaneous
| Residential | CZ3 - Multi Family | Existing | Miscellaneous | Natural Gas | Miscellaneous
| Residential | CZ3 - Multi Family | Existing | Miscellaneous | Natural Gas | Miscellaneous
| Residential | CZ3 - Multi Family | Existing | Miscellaneous | Natural Gas | Miscellaneous
| Residential | CZ3 - Multi Family | Existing | Miscellaneous | Natural Gas | Miscellaneous
| Residential | CZ3 - Multi Family | Existing | Miscellaneous | Natural Gas | Miscellaneous
| Residential | CZ3 - Multi Family | Existing | Miscellaneous | Natural Gas | Miscellaneous
| Residential | CZ3 - Multi Family | Existing | Miscellaneous | Natural Gas | Miscellaneous
| Residential | CZ3 - Multi Family | New | Space Heating | Natural Gas | Furnace - Direct Fuel
| Residential | CZ3 - Multi Family | New | Space Heating | Natural Gas | Furnace - Direct Fuel
| Residential | CZ3 - Multi Family | New | Space Heating | Natural Gas | Furnace - Direct Fuel
| Residential | CZ3 - Multi Family | New | Space Heating | Natural Gas | Furnace - Direct Fuel
| Residential | CZ3 - Multi Family | New | Space Heating | Natural Gas | Furnace - Direct Fuel
| Residential | CZ3 - Multi Family | New | Space Heating | Natural Gas | Furnace - Direct Fuel
| Residential | CZ3 - Multi Family | New | Space Heating | Natural Gas | Furnace - Direct Fuel
| Residential | CZ3 - Multi Family | New | Space Heating | Natural Gas | Furnace - Direct Fuel
| Residential | CZ3 - Multi Family | New | Space Heating | Natural Gas | Furnace - Direct Fuel
| Residential | CZ3 - Multi Family | New | Space Heating | Natural Gas | Furnace - Direct Fuel
| Residential | CZ3 - Multi Family | New | Space Heating | Natural Gas | Furnace - Direct Fuel
| Residential | CZ3 - Multi Family | New | Space Heating | Natural Gas | Boiler - Direct Fuel
| Residential | CZ3 - Multi Family | New | Space Heating | Natural Gas | Boiler - Direct Fuel
| Residential | CZ3 - Multi Family | New | Space Heating | Natural Gas | Boiler - Direct Fuel
| Residential | CZ3 - Multi Family | New | Space Heating | Natural Gas | Boiler - Direct Fuel
| Residential | CZ3 - Multi Family | New | Space Heating | Natural Gas | Boiler - Direct Fuel
| Residential | CZ3 - Multi Family | New | Space Heating | Natural Gas | Boiler - Direct Fuel
| Residential | CZ3 - Multi Family | New | Space Heating | Natural Gas | Boiler - Direct Fuel
| Residential | CZ3 - Multi Family | New | Space Heating | Natural Gas | Boiler - Direct Fuel
| Residential | CZ3 - Multi Family | New | Space Heating | Natural Gas | Boiler - Direct Fuel
| Residential | CZ3 - Multi Family | New | Space Heating | Natural Gas | Boiler - Direct Fuel
| Residential | CZ3 - Multi Family | New | Space Heating | Natural Gas | Boiler - Direct Fuel
| Residential | CZ3 - Multi Family | New | Secondary Heating | Natural Gas | Fireplace
| Residential | CZ3 - Multi Family | New | Secondary Heating | Natural Gas | Fireplace
| Residential | CZ3 - Multi Family | New | Secondary Heating | Natural Gas | Fireplace
| Residential | CZ3 - Multi Family | New | Secondary Heating | Natural Gas | Fireplace
| Residential | CZ3 - Multi Family | New | Secondary Heating | Natural Gas | Fireplace
| Residential | CZ3 - Multi Family | New | Secondary Heating | Natural Gas | Fireplace
| Residential | CZ3 - Multi Family | New | Secondary Heating | Natural Gas | Fireplace
| Residential | CZ3 - Multi Family | New | Secondary Heating | Natural Gas | Fireplace
| Residential | CZ3 - Multi Family | New | Secondary Heating | Natural Gas | Fireplace
| Residential | CZ3 - Multi Family | New | Secondary Heating | Natural Gas | Fireplace
| Residential | CZ3 - Multi Family | New | Secondary Heating | Natural Gas | Fireplace
| Residential | CZ3 - Multi Family | New | Water Heating | Natural Gas | Water Heater <= 55 gal.
| Residential | CZ3 - Multi Family | New | Water Heating | Natural Gas | Water Heater <= 55 gal.
| Residential | CZ3 - Multi Family | New | Water Heating | Natural Gas | Water Heater <= 55 gal.
| Residential | CZ3 - Multi Family | New | Water Heating | Natural Gas | Water Heater <= 55 gal.
| Residential | CZ3 - Multi Family | New | Water Heating | Natural Gas | Water Heater <= 55 gal.
| Residential | CZ3 - Multi Family | New | Water Heating | Natural Gas | Water Heater <= 55 gal.
| Residential | CZ3 - Multi Family | New | Water Heating | Natural Gas | Water Heater <= 55 gal.
| Residential | CZ3 - Multi Family | New | Water Heating | Natural Gas | Water Heater <= 55 gal.
| Residential | CZ3 - Multi Family | New | Water Heating | Natural Gas | Water Heater <= 55 gal.
| Residential | CZ3 - Multi Family | New | Water Heating | Natural Gas | Water Heater <= 55 gal.
| Residential | CZ3 - Multi Family | New | Water Heating | Natural Gas | Water Heater <= 55 gal.
| Residential | CZ3 - Multi Family | New | Water Heating | Natural Gas | Water Heater > 55 gal.
| Residential | CZ3 - Multi Family | New | Water Heating | Natural Gas | Water Heater > 55 gal.
| Residential | CZ3 - Multi Family | New | Water Heating | Natural Gas | Water Heater > 55 gal.
| Residential | CZ3 - Multi Family | New | Water Heating | Natural Gas | Water Heater > 55 gal.
| Residential | CZ3 - Multi Family | New | Water Heating | Natural Gas | Water Heater > 55 gal.
| Residential | CZ3 - Multi Family | New | Water Heating | Natural Gas | Water Heater > 55 gal.
| Residential | CZ3 - Multi Family | New | Water Heating | Natural Gas | Water Heater > 55 gal.
| Residential | CZ3 - Multi Family | New | Water Heating | Natural Gas | Water Heater > 55 gal.
| Residential | CZ3 - Multi Family | New | Water Heating | Natural Gas | Water Heater > 55 gal.
| Residential | CZ3 - Multi Family | New | Water Heating | Natural Gas | Water Heater > 55 gal.
| Residential | CZ3 - Multi Family | New | Water Heating | Natural Gas | Water Heater > 55 gal.
| Residential | CZ3 - Multi Family | New | Appliances | Natural Gas | Clothes Dryer
| Residential | CZ3 - Multi Family | New | Appliances | Natural Gas | Clothes Dryer
| Residential | CZ3 - Multi Family | New | Appliances | Natural Gas | Clothes Dryer
| Residential | CZ3 - Multi Family | New | Appliances | Natural Gas | Clothes Dryer
| Residential | CZ3 - Multi Family | New | Appliances | Natural Gas | Clothes Dryer
| Residential | CZ3 - Multi Family | New | Appliances | Natural Gas | Clothes Dryer
| Residential | CZ3 - Multi Family | New | Appliances | Natural Gas | Clothes Dryer
| Residential | CZ3 - Multi Family | New | Appliances | Natural Gas | Clothes Dryer
| Residential | CZ3 - Multi Family | New | Appliances | Natural Gas | Clothes Dryer
| Residential | CZ3 - Multi Family | New | Appliances | Natural Gas | Clothes Dryer
| Residential | CZ3 - Multi Family | New | Appliances | Natural Gas | Clothes Dryer
| Residential | CZ3 - Multi Family | New | Appliances | Natural Gas | Stove/Oven
| Residential | CZ3 - Multi Family | New | Appliances | Natural Gas | Stove/Oven
| Residential | CZ3 - Multi Family | New | Appliances | Natural Gas | Stove/Oven
| Residential | CZ3 - Multi Family | New | Appliances | Natural Gas | Stove/Oven
| Residential | CZ3 - Multi Family | New | Appliances | Natural Gas | Stove/Oven
| Residential | CZ3 - Multi Family | New | Appliances | Natural Gas | Stove/Oven
| Residential | CZ3 - Multi Family | New | Appliances | Natural Gas | Stove/Oven
| Residential | CZ3 - Multi Family | New | Appliances | Natural Gas | Stove/Oven
| Residential | CZ3 - Multi Family | New | Appliances | Natural Gas | Stove/Oven
| Residential | CZ3 - Multi Family | New | Appliances | Natural Gas | Stove/Oven
| Residential | CZ3 - Multi Family | New | Appliances | Natural Gas | Stove/Oven
| Residential | CZ3 - Multi Family | New | Miscellaneous | Natural Gas | Pool Heater
| Residential | CZ3 - Multi Family | New | Miscellaneous | Natural Gas | Pool Heater
| Residential | CZ3 - Multi Family | New | Miscellaneous | Natural Gas | Pool Heater
| Residential | CZ3 - Multi Family | New | Miscellaneous | Natural Gas | Pool Heater
| Residential | CZ3 - Multi Family | New | Miscellaneous | Natural Gas | Pool Heater
| Residential | CZ3 - Multi Family | New | Miscellaneous | Natural Gas | Pool Heater
| Residential | CZ3 - Multi Family | New | Miscellaneous | Natural Gas | Pool Heater
| Residential | CZ3 - Multi Family | New | Miscellaneous | Natural Gas | Pool Heater
| Residential | CZ3 - Multi Family | New | Miscellaneous | Natural Gas | Pool Heater
| Residential | CZ3 - Multi Family | New | Miscellaneous | Natural Gas | Pool Heater
| Residential | CZ3 - Multi Family | New | Miscellaneous | Natural Gas | Pool Heater
| Residential | CZ3 - Multi Family | New | Miscellaneous | Natural Gas | Miscellaneous
| Residential | CZ3 - Multi Family | New | Miscellaneous | Natural Gas | Miscellaneous
| Residential | CZ3 - Multi Family | New | Miscellaneous | Natural Gas | Miscellaneous
| Residential | CZ3 - Multi Family | New | Miscellaneous | Natural Gas | Miscellaneous
| Residential | CZ3 - Multi Family | New | Miscellaneous | Natural Gas | Miscellaneous
| Residential | CZ3 - Multi Family | New | Miscellaneous | Natural Gas | Miscellaneous
| Residential | CZ3 - Multi Family | New | Miscellaneous | Natural Gas | Miscellaneous
| Residential | CZ3 - Multi Family | New | Miscellaneous | Natural Gas | Miscellaneous
| Residential | CZ3 - Multi Family | New | Miscellaneous | Natural Gas | Miscellaneous
| Residential | CZ3 - Multi Family | New | Miscellaneous | Natural Gas | Miscellaneous
| Residential | CZ3 - Multi Family | New | Miscellaneous | Natural Gas | Miscellaneous
| Residential | CZ1 - Single Family | Existing | Space Heating | Natural Gas | Furnace - Direct Fuel
| Residential | CZ1 - Single Family | Existing | Space Heating | Natural Gas | Furnace - Direct Fuel
| Residential | CZ1 - Single Family | Existing | Space Heating | Natural Gas | Furnace - Direct Fuel
| Residential | CZ1 - Single Family | Existing | Space Heating | Natural Gas | Furnace - Direct Fuel
| Residential | CZ1 - Single Family | Existing | Space Heating | Natural Gas | Furnace - Direct Fuel
| Residential | CZ1 - Single Family | Existing | Space Heating | Natural Gas | Furnace - Direct Fuel
| Residential | CZ1 - Single Family | Existing | Space Heating | Natural Gas | Furnace - Direct Fuel
| Residential | CZ1 - Single Family | Existing | Space Heating | Natural Gas | Furnace - Direct Fuel
| Residential | CZ1 - Single Family | Existing | Space Heating | Natural Gas | Furnace - Direct Fuel
| Residential | CZ1 - Single Family | Existing | Space Heating | Natural Gas | Furnace - Direct Fuel
| Residential | CZ1 - Single Family | Existing | Space Heating | Natural Gas | Furnace - Direct Fuel
| Residential | CZ1 - Single Family | Existing | Space Heating | Natural Gas | Boiler - Direct Fuel
| Residential | CZ1 - Single Family | Existing | Space Heating | Natural Gas | Boiler - Direct Fuel
| Residential | CZ1 - Single Family | Existing | Space Heating | Natural Gas | Boiler - Direct Fuel
| Residential | CZ1 - Single Family | Existing | Space Heating | Natural Gas | Boiler - Direct Fuel
| Residential | CZ1 - Single Family | Existing | Space Heating | Natural Gas | Boiler - Direct Fuel
| Residential | CZ1 - Single Family | Existing | Space Heating | Natural Gas | Boiler - Direct Fuel
| Residential | CZ1 - Single Family | Existing | Space Heating | Natural Gas | Boiler - Direct Fuel
| Residential | CZ1 - Single Family | Existing | Space Heating | Natural Gas | Boiler - Direct Fuel
| Residential | CZ1 - Single Family | Existing | Space Heating | Natural Gas | Boiler - Direct Fuel
| Residential | CZ1 - Single Family | Existing | Space Heating | Natural Gas | Boiler - Direct Fuel
| Residential | CZ1 - Single Family | Existing | Space Heating | Natural Gas | Boiler - Direct Fuel
| Residential | CZ1 - Single Family | Existing | Secondary Heating | Natural Gas | Fireplace
| Residential | CZ1 - Single Family | Existing | Secondary Heating | Natural Gas | Fireplace
| Residential | CZ1 - Single Family | Existing | Secondary Heating | Natural Gas | Fireplace
| Residential | CZ1 - Single Family | Existing | Secondary Heating | Natural Gas | Fireplace
| Residential | CZ1 - Single Family | Existing | Secondary Heating | Natural Gas | Fireplace
| Residential | CZ1 - Single Family | Existing | Secondary Heating | Natural Gas | Fireplace
| Residential | CZ1 - Single Family | Existing | Secondary Heating | Natural Gas | Fireplace
| Residential | CZ1 - Single Family | Existing | Secondary Heating | Natural Gas | Fireplace
| Residential | CZ1 - Single Family | Existing | Secondary Heating | Natural Gas | Fireplace
| Residential | CZ1 - Single Family | Existing | Secondary Heating | Natural Gas | Fireplace
| Residential | CZ1 - Single Family | Existing | Secondary Heating | Natural Gas | Fireplace
| Residential | CZ1 - Single Family | Existing | Water Heating | Natural Gas | Water Heater <= 55 gal.
| Residential | CZ1 - Single Family | Existing | Water Heating | Natural Gas | Water Heater <= 55 gal.
| Residential | CZ1 - Single Family | Existing | Water Heating | Natural Gas | Water Heater <= 55 gal.
| Residential | CZ1 - Single Family | Existing | Water Heating | Natural Gas | Water Heater <= 55 gal.
| Residential | CZ1 - Single Family | Existing | Water Heating | Natural Gas | Water Heater <= 55 gal.
| Residential | CZ1 - Single Family | Existing | Water Heating | Natural Gas | Water Heater <= 55 gal.
| Residential | CZ1 - Single Family | Existing | Water Heating | Natural Gas | Water Heater <= 55 gal.
| Residential | CZ1 - Single Family | Existing | Water Heating | Natural Gas | Water Heater <= 55 gal.
| Residential | CZ1 - Single Family | Existing | Water Heating | Natural Gas | Water Heater <= 55 gal.
| Residential | CZ1 - Single Family | Existing | Water Heating | Natural Gas | Water Heater <= 55 gal.
| Residential | CZ1 - Single Family | Existing | Water Heating | Natural Gas | Water Heater <= 55 gal.
| Residential | CZ1 - Single Family | Existing | Water Heating | Natural Gas | Water Heater > 55 gal.
| Residential | CZ1 - Single Family | Existing | Water Heating | Natural Gas | Water Heater > 55 gal.
| Residential | CZ1 - Single Family | Existing | Water Heating | Natural Gas | Water Heater > 55 gal.
| Residential | CZ1 - Single Family | Existing | Water Heating | Natural Gas | Water Heater > 55 gal.
| Residential | CZ1 - Single Family | Existing | Water Heating | Natural Gas | Water Heater > 55 gal.
| Residential | CZ1 - Single Family | Existing | Water Heating | Natural Gas | Water Heater > 55 gal.
| Residential | CZ1 - Single Family | Existing | Water Heating | Natural Gas | Water Heater > 55 gal.
| Residential | CZ1 - Single Family | Existing | Water Heating | Natural Gas | Water Heater > 55 gal.
| Residential | CZ1 - Single Family | Existing | Water Heating | Natural Gas | Water Heater > 55 gal.
| Residential | CZ1 - Single Family | Existing | Water Heating | Natural Gas | Water Heater > 55 gal.
| Residential | CZ1 - Single Family | Existing | Water Heating | Natural Gas | Water Heater > 55 gal.
| Residential | CZ1 - Single Family | Existing | Appliances | Natural Gas | Clothes Dryer
| Residential | CZ1 - Single Family | Existing | Appliances | Natural Gas | Clothes Dryer
| Residential | CZ1 - Single Family | Existing | Appliances | Natural Gas | Clothes Dryer
| Residential | CZ1 - Single Family | Existing | Appliances | Natural Gas | Clothes Dryer
| Residential | CZ1 - Single Family | Existing | Appliances | Natural Gas | Clothes Dryer
| Residential | CZ1 - Single Family | Existing | Appliances | Natural Gas | Clothes Dryer
| Residential | CZ1 - Single Family | Existing | Appliances | Natural Gas | Clothes Dryer
| Residential | CZ1 - Single Family | Existing | Appliances | Natural Gas | Clothes Dryer
| Residential | CZ1 - Single Family | Existing | Appliances | Natural Gas | Clothes Dryer
| Residential | CZ1 - Single Family | Existing | Appliances | Natural Gas | Clothes Dryer
| Residential | CZ1 - Single Family | Existing | Appliances | Natural Gas | Clothes Dryer
| Residential | CZ1 - Single Family | Existing | Appliances | Natural Gas | Stove/Oven
| Residential | CZ1 - Single Family | Existing | Appliances | Natural Gas | Stove/Oven
| Residential | CZ1 - Single Family | Existing | Appliances | Natural Gas | Stove/Oven
| Residential | CZ1 - Single Family | Existing | Appliances | Natural Gas | Stove/Oven
| Residential | CZ1 - Single Family | Existing | Appliances | Natural Gas | Stove/Oven
| Residential | CZ1 - Single Family | Existing | Appliances | Natural Gas | Stove/Oven
| Residential | CZ1 - Single Family | Existing | Appliances | Natural Gas | Stove/Oven
| Residential | CZ1 - Single Family | Existing | Appliances | Natural Gas | Stove/Oven
| Residential | CZ1 - Single Family | Existing | Appliances | Natural Gas | Stove/Oven
| Residential | CZ1 - Single Family | Existing | Appliances | Natural Gas | Stove/Oven
| Residential | CZ1 - Single Family | Existing | Appliances | Natural Gas | Stove/Oven
| Residential | CZ1 - Single Family | Existing | Miscellaneous | Natural Gas | Pool Heater
| Residential | CZ1 - Single Family | Existing | Miscellaneous | Natural Gas | Pool Heater
| Residential | CZ1 - Single Family | Existing | Miscellaneous | Natural Gas | Pool Heater
| Residential | CZ1 - Single Family | Existing | Miscellaneous | Natural Gas | Pool Heater
| Residential | CZ1 - Single Family | Existing | Miscellaneous | Natural Gas | Pool Heater
| Residential | CZ1 - Single Family | Existing | Miscellaneous | Natural Gas | Pool Heater
| Residential | CZ1 - Single Family | Existing | Miscellaneous | Natural Gas | Pool Heater
| Residential | CZ1 - Single Family | Existing | Miscellaneous | Natural Gas | Pool Heater
| Residential | CZ1 - Single Family | Existing | Miscellaneous | Natural Gas | Pool Heater
| Residential | CZ1 - Single Family | Existing | Miscellaneous | Natural Gas | Pool Heater
| Residential | CZ1 - Single Family | Existing | Miscellaneous | Natural Gas | Pool Heater
| Residential | CZ1 - Single Family | Existing | Miscellaneous | Natural Gas | Miscellaneous
| Residential | CZ1 - Single Family | Existing | Miscellaneous | Natural Gas | Miscellaneous
| Residential | CZ1 - Single Family | Existing | Miscellaneous | Natural Gas | Miscellaneous
| Residential | CZ1 - Single Family | Existing | Miscellaneous | Natural Gas | Miscellaneous
| Residential | CZ1 - Single Family | Existing | Miscellaneous | Natural Gas | Miscellaneous
| Residential | CZ1 - Single Family | Existing | Miscellaneous | Natural Gas | Miscellaneous
| Residential | CZ1 - Single Family | Existing | Miscellaneous | Natural Gas | Miscellaneous
| Residential | CZ1 - Single Family | Existing | Miscellaneous | Natural Gas | Miscellaneous
| Residential | CZ1 - Single Family | Existing | Miscellaneous | Natural Gas | Miscellaneous
| Residential | CZ1 - Single Family | Existing | Miscellaneous | Natural Gas | Miscellaneous
| Residential | CZ1 - Single Family | Existing | Miscellaneous | Natural Gas | Miscellaneous
| Residential | CZ1 - Single Family | New | Space Heating | Natural Gas | Furnace - Direct Fuel
| Residential | CZ1 - Single Family | New | Space Heating | Natural Gas | Furnace - Direct Fuel
| Residential | CZ1 - Single Family | New | Space Heating | Natural Gas | Furnace - Direct Fuel
| Residential | CZ1 - Single Family | New | Space Heating | Natural Gas | Furnace - Direct Fuel
| Residential | CZ1 - Single Family | New | Space Heating | Natural Gas | Furnace - Direct Fuel
| Residential | CZ1 - Single Family | New | Space Heating | Natural Gas | Furnace - Direct Fuel
| Residential | CZ1 - Single Family | New | Space Heating | Natural Gas | Furnace - Direct Fuel
| Residential | CZ1 - Single Family | New | Space Heating | Natural Gas | Furnace - Direct Fuel
| Residential | CZ1 - Single Family | New | Space Heating | Natural Gas | Furnace - Direct Fuel
| Residential | CZ1 - Single Family | New | Space Heating | Natural Gas | Furnace - Direct Fuel
| Residential | CZ1 - Single Family | New | Space Heating | Natural Gas | Furnace - Direct Fuel
| Residential | CZ1 - Single Family | New | Space Heating | Natural Gas | Boiler - Direct Fuel
| Residential | CZ1 - Single Family | New | Space Heating | Natural Gas | Boiler - Direct Fuel
| Residential | CZ1 - Single Family | New | Space Heating | Natural Gas | Boiler - Direct Fuel
| Residential | CZ1 - Single Family | New | Space Heating | Natural Gas | Boiler - Direct Fuel
| Residential | CZ1 - Single Family | New | Space Heating | Natural Gas | Boiler - Direct Fuel
| Residential | CZ1 - Single Family | New | Space Heating | Natural Gas | Boiler - Direct Fuel
| Residential | CZ1 - Single Family | New | Space Heating | Natural Gas | Boiler - Direct Fuel
| Residential | CZ1 - Single Family | New | Space Heating | Natural Gas | Boiler - Direct Fuel
| Residential | CZ1 - Single Family | New | Space Heating | Natural Gas | Boiler - Direct Fuel
| Residential | CZ1 - Single Family | New | Space Heating | Natural Gas | Boiler - Direct Fuel
| Residential | CZ1 - Single Family | New | Space Heating | Natural Gas | Boiler - Direct Fuel
| Residential | CZ1 - Single Family | New | Secondary Heating | Natural Gas | Fireplace
| Residential | CZ1 - Single Family | New | Secondary Heating | Natural Gas | Fireplace
| Residential | CZ1 - Single Family | New | Secondary Heating | Natural Gas | Fireplace
| Residential | CZ1 - Single Family | New | Secondary Heating | Natural Gas | Fireplace
| Residential | CZ1 - Single Family | New | Secondary Heating | Natural Gas | Fireplace
| Residential | CZ1 - Single Family | New | Secondary Heating | Natural Gas | Fireplace
| Residential | CZ1 - Single Family | New | Secondary Heating | Natural Gas | Fireplace
| Residential | CZ1 - Single Family | New | Secondary Heating | Natural Gas | Fireplace
| Residential | CZ1 - Single Family | New | Secondary Heating | Natural Gas | Fireplace
| Residential | CZ1 - Single Family | New | Secondary Heating | Natural Gas | Fireplace
| Residential | CZ1 - Single Family | New | Secondary Heating | Natural Gas | Fireplace
| Residential | CZ1 - Single Family | New | Water Heating | Natural Gas | Water Heater <= 55 gal.
| Residential | CZ1 - Single Family | New | Water Heating | Natural Gas | Water Heater <= 55 gal.
| Residential | CZ1 - Single Family | New | Water Heating | Natural Gas | Water Heater <= 55 gal.
| Residential | CZ1 - Single Family | New | Water Heating | Natural Gas | Water Heater <= 55 gal.
| Residential | CZ1 - Single Family | New | Water Heating | Natural Gas | Water Heater <= 55 gal.
| Residential | CZ1 - Single Family | New | Water Heating | Natural Gas | Water Heater <= 55 gal.
| Residential | CZ1 - Single Family | New | Water Heating | Natural Gas | Water Heater <= 55 gal.
| Residential | CZ1 - Single Family | New | Water Heating | Natural Gas | Water Heater <= 55 gal.
| Residential | CZ1 - Single Family | New | Water Heating | Natural Gas | Water Heater <= 55 gal.
| Residential | CZ1 - Single Family | New | Water Heating | Natural Gas | Water Heater <= 55 gal.
| Residential | CZ1 - Single Family | New | Water Heating | Natural Gas | Water Heater <= 55 gal.
| Residential | CZ1 - Single Family | New | Water Heating | Natural Gas | Water Heater > 55 gal.
| Residential | CZ1 - Single Family | New | Water Heating | Natural Gas | Water Heater > 55 gal.
| Residential | CZ1 - Single Family | New | Water Heating | Natural Gas | Water Heater > 55 gal.
| Residential | CZ1 - Single Family | New | Water Heating | Natural Gas | Water Heater > 55 gal.
| Residential | CZ1 - Single Family | New | Water Heating | Natural Gas | Water Heater > 55 gal.
| Residential | CZ1 - Single Family | New | Water Heating | Natural Gas | Water Heater > 55 gal.
| Residential | CZ1 - Single Family | New | Water Heating | Natural Gas | Water Heater > 55 gal.
| Residential | CZ1 - Single Family | New | Water Heating | Natural Gas | Water Heater > 55 gal.
| Residential | CZ1 - Single Family | New | Water Heating | Natural Gas | Water Heater > 55 gal.
| Residential | CZ1 - Single Family | New | Water Heating | Natural Gas | Water Heater > 55 gal.
| Residential | CZ1 - Single Family | New | Water Heating | Natural Gas | Water Heater > 55 gal.
| Residential | CZ1 - Single Family | New | Appliances | Natural Gas | Clothes Dryer
| Residential | CZ1 - Single Family | New | Appliances | Natural Gas | Clothes Dryer
| Residential | CZ1 - Single Family | New | Appliances | Natural Gas | Clothes Dryer
| Residential | CZ1 - Single Family | New | Appliances | Natural Gas | Clothes Dryer
| Residential | CZ1 - Single Family | New | Appliances | Natural Gas | Clothes Dryer
| Residential | CZ1 - Single Family | New | Appliances | Natural Gas | Clothes Dryer
| Residential | CZ1 - Single Family | New | Appliances | Natural Gas | Clothes Dryer
| Residential | CZ1 - Single Family | New | Appliances | Natural Gas | Clothes Dryer
| Residential | CZ1 - Single Family | New | Appliances | Natural Gas | Clothes Dryer
| Residential | CZ1 - Single Family | New | Appliances | Natural Gas | Clothes Dryer
| Residential | CZ1 - Single Family | New | Appliances | Natural Gas | Clothes Dryer
| Residential | CZ1 - Single Family | New | Appliances | Natural Gas | Stove/Oven
| Residential | CZ1 - Single Family | New | Appliances | Natural Gas | Stove/Oven
| Residential | CZ1 - Single Family | New | Appliances | Natural Gas | Stove/Oven
| Residential | CZ1 - Single Family | New | Appliances | Natural Gas | Stove/Oven
| Residential | CZ1 - Single Family | New | Appliances | Natural Gas | Stove/Oven
| Residential | CZ1 - Single Family | New | Appliances | Natural Gas | Stove/Oven
| Residential | CZ1 - Single Family | New | Appliances | Natural Gas | Stove/Oven
| Residential | CZ1 - Single Family | New | Appliances | Natural Gas | Stove/Oven
| Residential | CZ1 - Single Family | New | Appliances | Natural Gas | Stove/Oven
| Residential | CZ1 - Single Family | New | Appliances | Natural Gas | Stove/Oven
| Residential | CZ1 - Single Family | New | Appliances | Natural Gas | Stove/Oven
| Residential | CZ1 - Single Family | New | Miscellaneous | Natural Gas | Pool Heater
| Residential | CZ1 - Single Family | New | Miscellaneous | Natural Gas | Pool Heater
| Residential | CZ1 - Single Family | New | Miscellaneous | Natural Gas | Pool Heater
| Residential | CZ1 - Single Family | New | Miscellaneous | Natural Gas | Pool Heater
| Residential | CZ1 - Single Family | New | Miscellaneous | Natural Gas | Pool Heater
| Residential | CZ1 - Single Family | New | Miscellaneous | Natural Gas | Pool Heater
| Residential | CZ1 - Single Family | New | Miscellaneous | Natural Gas | Pool Heater
| Residential | CZ1 - Single Family | New | Miscellaneous | Natural Gas | Pool Heater
| Residential | CZ1 - Single Family | New | Miscellaneous | Natural Gas | Pool Heater
| Residential | CZ1 - Single Family | New | Miscellaneous | Natural Gas | Pool Heater
| Residential | CZ1 - Single Family | New | Miscellaneous | Natural Gas | Pool Heater
| Residential | CZ1 - Single Family | New | Miscellaneous | Natural Gas | Miscellaneous
| Residential | CZ1 - Single Family | New | Miscellaneous | Natural Gas | Miscellaneous
| Residential | CZ1 - Single Family | New | Miscellaneous | Natural Gas | Miscellaneous
| Residential | CZ1 - Single Family | New | Miscellaneous | Natural Gas | Miscellaneous
| Residential | CZ1 - Single Family | New | Miscellaneous | Natural Gas | Miscellaneous
| Residential | CZ1 - Single Family | New | Miscellaneous | Natural Gas | Miscellaneous
| Residential | CZ1 - Single Family | New | Miscellaneous | Natural Gas | Miscellaneous
| Residential | CZ1 - Single Family | New | Miscellaneous | Natural Gas | Miscellaneous
| Residential | CZ1 - Single Family | New | Miscellaneous | Natural Gas | Miscellaneous
| Residential | CZ1 - Single Family | New | Miscellaneous | Natural Gas | Miscellaneous
| Residential | CZ1 - Single Family | New | Miscellaneous | Natural Gas | Miscellaneous
| Residential | CZ1 - Multi Family | Existing | Space Heating | Natural Gas | Furnace - Direct Fuel
| Residential | CZ1 - Multi Family | Existing | Space Heating | Natural Gas | Furnace - Direct Fuel
| Residential | CZ1 - Multi Family | Existing | Space Heating | Natural Gas | Furnace - Direct Fuel
| Residential | CZ1 - Multi Family | Existing | Space Heating | Natural Gas | Furnace - Direct Fuel
| Residential | CZ1 - Multi Family | Existing | Space Heating | Natural Gas | Furnace - Direct Fuel
| Residential | CZ1 - Multi Family | Existing | Space Heating | Natural Gas | Furnace - Direct Fuel
| Residential | CZ1 - Multi Family | Existing | Space Heating | Natural Gas | Furnace - Direct Fuel
| Residential | CZ1 - Multi Family | Existing | Space Heating | Natural Gas | Furnace - Direct Fuel
| Residential | CZ1 - Multi Family | Existing | Space Heating | Natural Gas | Furnace - Direct Fuel
| Residential | CZ1 - Multi Family | Existing | Space Heating | Natural Gas | Furnace - Direct Fuel
| Residential | CZ1 - Multi Family | Existing | Space Heating | Natural Gas | Furnace - Direct Fuel
| Residential | CZ1 - Multi Family | Existing | Space Heating | Natural Gas | Boiler - Direct Fuel
| Residential | CZ1 - Multi Family | Existing | Space Heating | Natural Gas | Boiler - Direct Fuel
| Residential | CZ1 - Multi Family | Existing | Space Heating | Natural Gas | Boiler - Direct Fuel
| Residential | CZ1 - Multi Family | Existing | Space Heating | Natural Gas | Boiler - Direct Fuel
| Residential | CZ1 - Multi Family | Existing | Space Heating | Natural Gas | Boiler - Direct Fuel
| Residential | CZ1 - Multi Family | Existing | Space Heating | Natural Gas | Boiler - Direct Fuel
| Residential | CZ1 - Multi Family | Existing | Space Heating | Natural Gas | Boiler - Direct Fuel
| Residential | CZ1 - Multi Family | Existing | Space Heating | Natural Gas | Boiler - Direct Fuel
| Residential | CZ1 - Multi Family | Existing | Space Heating | Natural Gas | Boiler - Direct Fuel
| Residential | CZ1 - Multi Family | Existing | Space Heating | Natural Gas | Boiler - Direct Fuel
| Residential | CZ1 - Multi Family | Existing | Space Heating | Natural Gas | Boiler - Direct Fuel
| Residential | CZ1 - Multi Family | Existing | Secondary Heating | Natural Gas | Fireplace
| Residential | CZ1 - Multi Family | Existing | Secondary Heating | Natural Gas | Fireplace
| Residential | CZ1 - Multi Family | Existing | Secondary Heating | Natural Gas | Fireplace
| Residential | CZ1 - Multi Family | Existing | Secondary Heating | Natural Gas | Fireplace
| Residential | CZ1 - Multi Family | Existing | Secondary Heating | Natural Gas | Fireplace
| Residential | CZ1 - Multi Family | Existing | Secondary Heating | Natural Gas | Fireplace
| Residential | CZ1 - Multi Family | Existing | Secondary Heating | Natural Gas | Fireplace
| Residential | CZ1 - Multi Family | Existing | Secondary Heating | Natural Gas | Fireplace
| Residential | CZ1 - Multi Family | Existing | Secondary Heating | Natural Gas | Fireplace
| Residential | CZ1 - Multi Family | Existing | Secondary Heating | Natural Gas | Fireplace
| Residential | CZ1 - Multi Family | Existing | Secondary Heating | Natural Gas | Fireplace
| Residential | CZ1 - Multi Family | Existing | Water Heating | Natural Gas | Water Heater <= 55 gal.
| Residential | CZ1 - Multi Family | Existing | Water Heating | Natural Gas | Water Heater <= 55 gal.
| Residential | CZ1 - Multi Family | Existing | Water Heating | Natural Gas | Water Heater <= 55 gal.
| Residential | CZ1 - Multi Family | Existing | Water Heating | Natural Gas | Water Heater <= 55 gal.
| Residential | CZ1 - Multi Family | Existing | Water Heating | Natural Gas | Water Heater <= 55 gal.
| Residential | CZ1 - Multi Family | Existing | Water Heating | Natural Gas | Water Heater <= 55 gal.
| Residential | CZ1 - Multi Family | Existing | Water Heating | Natural Gas | Water Heater <= 55 gal.
| Residential | CZ1 - Multi Family | Existing | Water Heating | Natural Gas | Water Heater <= 55 gal.
| Residential | CZ1 - Multi Family | Existing | Water Heating | Natural Gas | Water Heater <= 55 gal.
| Residential | CZ1 - Multi Family | Existing | Water Heating | Natural Gas | Water Heater <= 55 gal.
| Residential | CZ1 - Multi Family | Existing | Water Heating | Natural Gas | Water Heater <= 55 gal.
| Residential | CZ1 - Multi Family | Existing | Water Heating | Natural Gas | Water Heater > 55 gal.
| Residential | CZ1 - Multi Family | Existing | Water Heating | Natural Gas | Water Heater > 55 gal.
| Residential | CZ1 - Multi Family | Existing | Water Heating | Natural Gas | Water Heater > 55 gal.
| Residential | CZ1 - Multi Family | Existing | Water Heating | Natural Gas | Water Heater > 55 gal.
| Residential | CZ1 - Multi Family | Existing | Water Heating | Natural Gas | Water Heater > 55 gal.
| Residential | CZ1 - Multi Family | Existing | Water Heating | Natural Gas | Water Heater > 55 gal.
| Residential | CZ1 - Multi Family | Existing | Water Heating | Natural Gas | Water Heater > 55 gal.
| Residential | CZ1 - Multi Family | Existing | Water Heating | Natural Gas | Water Heater > 55 gal.
| Residential | CZ1 - Multi Family | Existing | Water Heating | Natural Gas | Water Heater > 55 gal.
| Residential | CZ1 - Multi Family | Existing | Water Heating | Natural Gas | Water Heater > 55 gal.
| Residential | CZ1 - Multi Family | Existing | Water Heating | Natural Gas | Water Heater > 55 gal.
| Residential | CZ1 - Multi Family | Existing | Appliances | Natural Gas | Clothes Dryer
| Residential | CZ1 - Multi Family | Existing | Appliances | Natural Gas | Clothes Dryer
| Residential | CZ1 - Multi Family | Existing | Appliances | Natural Gas | Clothes Dryer
| Residential | CZ1 - Multi Family | Existing | Appliances | Natural Gas | Clothes Dryer
| Residential | CZ1 - Multi Family | Existing | Appliances | Natural Gas | Clothes Dryer
| Residential | CZ1 - Multi Family | Existing | Appliances | Natural Gas | Clothes Dryer
| Residential | CZ1 - Multi Family | Existing | Appliances | Natural Gas | Clothes Dryer
| Residential | CZ1 - Multi Family | Existing | Appliances | Natural Gas | Clothes Dryer
| Residential | CZ1 - Multi Family | Existing | Appliances | Natural Gas | Clothes Dryer
| Residential | CZ1 - Multi Family | Existing | Appliances | Natural Gas | Clothes Dryer
| Residential | CZ1 - Multi Family | Existing | Appliances | Natural Gas | Clothes Dryer
| Residential | CZ1 - Multi Family | Existing | Appliances | Natural Gas | Stove/Oven
| Residential | CZ1 - Multi Family | Existing | Appliances | Natural Gas | Stove/Oven
| Residential | CZ1 - Multi Family | Existing | Appliances | Natural Gas | Stove/Oven
| Residential | CZ1 - Multi Family | Existing | Appliances | Natural Gas | Stove/Oven
| Residential | CZ1 - Multi Family | Existing | Appliances | Natural Gas | Stove/Oven
| Residential | CZ1 - Multi Family | Existing | Appliances | Natural Gas | Stove/Oven
| Residential | CZ1 - Multi Family | Existing | Appliances | Natural Gas | Stove/Oven
| Residential | CZ1 - Multi Family | Existing | Appliances | Natural Gas | Stove/Oven
| Residential | CZ1 - Multi Family | Existing | Appliances | Natural Gas | Stove/Oven
| Residential | CZ1 - Multi Family | Existing | Appliances | Natural Gas | Stove/Oven
| Residential | CZ1 - Multi Family | Existing | Appliances | Natural Gas | Stove/Oven
| Residential | CZ1 - Multi Family | Existing | Miscellaneous | Natural Gas | Pool Heater
| Residential | CZ1 - Multi Family | Existing | Miscellaneous | Natural Gas | Pool Heater
| Residential | CZ1 - Multi Family | Existing | Miscellaneous | Natural Gas | Pool Heater
| Residential | CZ1 - Multi Family | Existing | Miscellaneous | Natural Gas | Pool Heater
| Residential | CZ1 - Multi Family | Existing | Miscellaneous | Natural Gas | Pool Heater
| Residential | CZ1 - Multi Family | Existing | Miscellaneous | Natural Gas | Pool Heater
| Residential | CZ1 - Multi Family | Existing | Miscellaneous | Natural Gas | Pool Heater
| Residential | CZ1 - Multi Family | Existing | Miscellaneous | Natural Gas | Pool Heater
| Residential | CZ1 - Multi Family | Existing | Miscellaneous | Natural Gas | Pool Heater
| Residential | CZ1 - Multi Family | Existing | Miscellaneous | Natural Gas | Pool Heater
| Residential | CZ1 - Multi Family | Existing | Miscellaneous | Natural Gas | Pool Heater
| Residential | CZ1 - Multi Family | Existing | Miscellaneous | Natural Gas | Miscellaneous
| Residential | CZ1 - Multi Family | Existing | Miscellaneous | Natural Gas | Miscellaneous
| Residential | CZ1 - Multi Family | Existing | Miscellaneous | Natural Gas | Miscellaneous
| Residential | CZ1 - Multi Family | Existing | Miscellaneous | Natural Gas | Miscellaneous
| Residential | CZ1 - Multi Family | Existing | Miscellaneous | Natural Gas | Miscellaneous
| Residential | CZ1 - Multi Family | Existing | Miscellaneous | Natural Gas | Miscellaneous
| Residential | CZ1 - Multi Family | Existing | Miscellaneous | Natural Gas | Miscellaneous
| Residential | CZ1 - Multi Family | Existing | Miscellaneous | Natural Gas | Miscellaneous
| Residential | CZ1 - Multi Family | Existing | Miscellaneous | Natural Gas | Miscellaneous
| Residential | CZ1 - Multi Family | Existing | Miscellaneous | Natural Gas | Miscellaneous
| Residential | CZ1 - Multi Family | Existing | Miscellaneous | Natural Gas | Miscellaneous
| Residential | CZ1 - Multi Family | New | Space Heating | Natural Gas | Furnace - Direct Fuel
| Residential | CZ1 - Multi Family | New | Space Heating | Natural Gas | Furnace - Direct Fuel
| Residential | CZ1 - Multi Family | New | Space Heating | Natural Gas | Furnace - Direct Fuel
| Residential | CZ1 - Multi Family | New | Space Heating | Natural Gas | Furnace - Direct Fuel
| Residential | CZ1 - Multi Family | New | Space Heating | Natural Gas | Furnace - Direct Fuel
| Residential | CZ1 - Multi Family | New | Space Heating | Natural Gas | Furnace - Direct Fuel
| Residential | CZ1 - Multi Family | New | Space Heating | Natural Gas | Furnace - Direct Fuel
| Residential | CZ1 - Multi Family | New | Space Heating | Natural Gas | Furnace - Direct Fuel
| Residential | CZ1 - Multi Family | New | Space Heating | Natural Gas | Furnace - Direct Fuel
| Residential | CZ1 - Multi Family | New | Space Heating | Natural Gas | Furnace - Direct Fuel
| Residential | CZ1 - Multi Family | New | Space Heating | Natural Gas | Furnace - Direct Fuel
| Residential | CZ1 - Multi Family | New | Space Heating | Natural Gas | Boiler - Direct Fuel
| Residential | CZ1 - Multi Family | New | Space Heating | Natural Gas | Boiler - Direct Fuel
| Residential | CZ1 - Multi Family | New | Space Heating | Natural Gas | Boiler - Direct Fuel
| Residential | CZ1 - Multi Family | New | Space Heating | Natural Gas | Boiler - Direct Fuel
| Residential | CZ1 - Multi Family | New | Space Heating | Natural Gas | Boiler - Direct Fuel
| Residential | CZ1 - Multi Family | New | Space Heating | Natural Gas | Boiler - Direct Fuel
| Residential | CZ1 - Multi Family | New | Space Heating | Natural Gas | Boiler - Direct Fuel
| Residential | CZ1 - Multi Family | New | Space Heating | Natural Gas | Boiler - Direct Fuel
| Residential | CZ1 - Multi Family | New | Space Heating | Natural Gas | Boiler - Direct Fuel
| Residential | CZ1 - Multi Family | New | Space Heating | Natural Gas | Boiler - Direct Fuel
| Residential | CZ1 - Multi Family | New | Space Heating | Natural Gas | Boiler - Direct Fuel
| Residential | CZ1 - Multi Family | New | Secondary Heating | Natural Gas | Fireplace
| Residential | CZ1 - Multi Family | New | Secondary Heating | Natural Gas | Fireplace
| Residential | CZ1 - Multi Family | New | Secondary Heating | Natural Gas | Fireplace
| Residential | CZ1 - Multi Family | New | Secondary Heating | Natural Gas | Fireplace
| Residential | CZ1 - Multi Family | New | Secondary Heating | Natural Gas | Fireplace
| Residential | CZ1 - Multi Family | New | Secondary Heating | Natural Gas | Fireplace
| Residential | CZ1 - Multi Family | New | Secondary Heating | Natural Gas | Fireplace
| Residential | CZ1 - Multi Family | New | Secondary Heating | Natural Gas | Fireplace
| Residential | CZ1 - Multi Family | New | Secondary Heating | Natural Gas | Fireplace
| Residential | CZ1 - Multi Family | New | Secondary Heating | Natural Gas | Fireplace
| Residential | CZ1 - Multi Family | New | Secondary Heating | Natural Gas | Fireplace
| Residential | CZ1 - Multi Family | New | Water Heating | Natural Gas | Water Heater <= 55 gal.
| Residential | CZ1 - Multi Family | New | Water Heating | Natural Gas | Water Heater <= 55 gal.
| Residential | CZ1 - Multi Family | New | Water Heating | Natural Gas | Water Heater <= 55 gal.
| Residential | CZ1 - Multi Family | New | Water Heating | Natural Gas | Water Heater <= 55 gal.
| Residential | CZ1 - Multi Family | New | Water Heating | Natural Gas | Water Heater <= 55 gal.
| Residential | CZ1 - Multi Family | New | Water Heating | Natural Gas | Water Heater <= 55 gal.
| Residential | CZ1 - Multi Family | New | Water Heating | Natural Gas | Water Heater <= 55 gal.
| Residential | CZ1 - Multi Family | New | Water Heating | Natural Gas | Water Heater <= 55 gal.
| Residential | CZ1 - Multi Family | New | Water Heating | Natural Gas | Water Heater <= 55 gal.
| Residential | CZ1 - Multi Family | New | Water Heating | Natural Gas | Water Heater <= 55 gal.
| Residential | CZ1 - Multi Family | New | Water Heating | Natural Gas | Water Heater <= 55 gal.
| Residential | CZ1 - Multi Family | New | Water Heating | Natural Gas | Water Heater > 55 gal.
| Residential | CZ1 - Multi Family | New | Water Heating | Natural Gas | Water Heater > 55 gal.
| Residential | CZ1 - Multi Family | New | Water Heating | Natural Gas | Water Heater > 55 gal.
| Residential | CZ1 - Multi Family | New | Water Heating | Natural Gas | Water Heater > 55 gal.
| Residential | CZ1 - Multi Family | New | Water Heating | Natural Gas | Water Heater > 55 gal.
| Residential | CZ1 - Multi Family | New | Water Heating | Natural Gas | Water Heater > 55 gal.
| Residential | CZ1 - Multi Family | New | Water Heating | Natural Gas | Water Heater > 55 gal.
| Residential | CZ1 - Multi Family | New | Water Heating | Natural Gas | Water Heater > 55 gal.
| Residential | CZ1 - Multi Family | New | Water Heating | Natural Gas | Water Heater > 55 gal.
| Residential | CZ1 - Multi Family | New | Water Heating | Natural Gas | Water Heater > 55 gal.
| Residential | CZ1 - Multi Family | New | Water Heating | Natural Gas | Water Heater > 55 gal.
| Residential | CZ1 - Multi Family | New | Appliances | Natural Gas | Clothes Dryer
| Residential | CZ1 - Multi Family | New | Appliances | Natural Gas | Clothes Dryer
| Residential | CZ1 - Multi Family | New | Appliances | Natural Gas | Clothes Dryer
| Residential | CZ1 - Multi Family | New | Appliances | Natural Gas | Clothes Dryer
| Residential | CZ1 - Multi Family | New | Appliances | Natural Gas | Clothes Dryer
| Residential | CZ1 - Multi Family | New | Appliances | Natural Gas | Clothes Dryer
| Residential | CZ1 - Multi Family | New | Appliances | Natural Gas | Clothes Dryer
| Residential | CZ1 - Multi Family | New | Appliances | Natural Gas | Clothes Dryer
| Residential | CZ1 - Multi Family | New | Appliances | Natural Gas | Clothes Dryer
| Residential | CZ1 - Multi Family | New | Appliances | Natural Gas | Clothes Dryer
| Residential | CZ1 - Multi Family | New | Appliances | Natural Gas | Clothes Dryer
| Residential | CZ1 - Multi Family | New | Appliances | Natural Gas | Stove/Oven
| Residential | CZ1 - Multi Family | New | Appliances | Natural Gas | Stove/Oven
| Residential | CZ1 - Multi Family | New | Appliances | Natural Gas | Stove/Oven
| Residential | CZ1 - Multi Family | New | Appliances | Natural Gas | Stove/Oven
| Residential | CZ1 - Multi Family | New | Appliances | Natural Gas | Stove/Oven
| Residential | CZ1 - Multi Family | New | Appliances | Natural Gas | Stove/Oven
| Residential | CZ1 - Multi Family | New | Appliances | Natural Gas | Stove/Oven
| Residential | CZ1 - Multi Family | New | Appliances | Natural Gas | Stove/Oven
| Residential | CZ1 - Multi Family | New | Appliances | Natural Gas | Stove/Oven
| Residential | CZ1 - Multi Family | New | Appliances | Natural Gas | Stove/Oven
| Residential | CZ1 - Multi Family | New | Appliances | Natural Gas | Stove/Oven
| Residential | CZ1 - Multi Family | New | Miscellaneous | Natural Gas | Pool Heater
| Residential | CZ1 - Multi Family | New | Miscellaneous | Natural Gas | Pool Heater
| Residential | CZ1 - Multi Family | New | Miscellaneous | Natural Gas | Pool Heater
| Residential | CZ1 - Multi Family | New | Miscellaneous | Natural Gas | Pool Heater
| Residential | CZ1 - Multi Family | New | Miscellaneous | Natural Gas | Pool Heater
| Residential | CZ1 - Multi Family | New | Miscellaneous | Natural Gas | Pool Heater
| Residential | CZ1 - Multi Family | New | Miscellaneous | Natural Gas | Pool Heater
| Residential | CZ1 - Multi Family | New | Miscellaneous | Natural Gas | Pool Heater
| Residential | CZ1 - Multi Family | New | Miscellaneous | Natural Gas | Pool Heater
| Residential | CZ1 - Multi Family | New | Miscellaneous | Natural Gas | Pool Heater
| Residential | CZ1 - Multi Family | New | Miscellaneous | Natural Gas | Pool Heater
| Residential | CZ1 - Multi Family | New | Miscellaneous | Natural Gas | Miscellaneous
| Residential | CZ1 - Multi Family | New | Miscellaneous | Natural Gas | Miscellaneous
| Residential | CZ1 - Multi Family | New | Miscellaneous | Natural Gas | Miscellaneous
| Residential | CZ1 - Multi Family | New | Miscellaneous | Natural Gas | Miscellaneous
| Residential | CZ1 - Multi Family | New | Miscellaneous | Natural Gas | Miscellaneous
| Residential | CZ1 - Multi Family | New | Miscellaneous | Natural Gas | Miscellaneous
| Residential | CZ1 - Multi Family | New | Miscellaneous | Natural Gas | Miscellaneous
| Residential | CZ1 - Multi Family | New | Miscellaneous | Natural Gas | Miscellaneous
| Residential | CZ1 - Multi Family | New | Miscellaneous | Natural Gas | Miscellaneous
| Residential | CZ1 - Multi Family | New | Miscellaneous | Natural Gas | Miscellaneous
| Residential | CZ1 - Multi Family | New | Miscellaneous | Natural Gas | Miscellaneous
| Residential | CZ2 - Single Family | Existing | Space Heating | Natural Gas | Furnace - Direct Fuel
| Residential | CZ2 - Single Family | Existing | Space Heating | Natural Gas | Furnace - Direct Fuel
| Residential | CZ2 - Single Family | Existing | Space Heating | Natural Gas | Furnace - Direct Fuel
| Residential | CZ2 - Single Family | Existing | Space Heating | Natural Gas | Furnace - Direct Fuel
| Residential | CZ2 - Single Family | Existing | Space Heating | Natural Gas | Furnace - Direct Fuel
| Residential | CZ2 - Single Family | Existing | Space Heating | Natural Gas | Furnace - Direct Fuel
| Residential | CZ2 - Single Family | Existing | Space Heating | Natural Gas | Furnace - Direct Fuel
| Residential | CZ2 - Single Family | Existing | Space Heating | Natural Gas | Furnace - Direct Fuel
| Residential | CZ2 - Single Family | Existing | Space Heating | Natural Gas | Furnace - Direct Fuel
| Residential | CZ2 - Single Family | Existing | Space Heating | Natural Gas | Furnace - Direct Fuel
| Residential | CZ2 - Single Family | Existing | Space Heating | Natural Gas | Furnace - Direct Fuel
| Residential | CZ2 - Single Family | Existing | Space Heating | Natural Gas | Boiler - Direct Fuel
| Residential | CZ2 - Single Family | Existing | Space Heating | Natural Gas | Boiler - Direct Fuel
| Residential | CZ2 - Single Family | Existing | Space Heating | Natural Gas | Boiler - Direct Fuel
| Residential | CZ2 - Single Family | Existing | Space Heating | Natural Gas | Boiler - Direct Fuel
| Residential | CZ2 - Single Family | Existing | Space Heating | Natural Gas | Boiler - Direct Fuel
| Residential | CZ2 - Single Family | Existing | Space Heating | Natural Gas | Boiler - Direct Fuel
| Residential | CZ2 - Single Family | Existing | Space Heating | Natural Gas | Boiler - Direct Fuel
| Residential | CZ2 - Single Family | Existing | Space Heating | Natural Gas | Boiler - Direct Fuel
| Residential | CZ2 - Single Family | Existing | Space Heating | Natural Gas | Boiler - Direct Fuel
| Residential | CZ2 - Single Family | Existing | Space Heating | Natural Gas | Boiler - Direct Fuel
| Residential | CZ2 - Single Family | Existing | Space Heating | Natural Gas | Boiler - Direct Fuel
| Residential | CZ2 - Single Family | Existing | Secondary Heating | Natural Gas | Fireplace
| Residential | CZ2 - Single Family | Existing | Secondary Heating | Natural Gas | Fireplace
| Residential | CZ2 - Single Family | Existing | Secondary Heating | Natural Gas | Fireplace
| Residential | CZ2 - Single Family | Existing | Secondary Heating | Natural Gas | Fireplace
| Residential | CZ2 - Single Family | Existing | Secondary Heating | Natural Gas | Fireplace
| Residential | CZ2 - Single Family | Existing | Secondary Heating | Natural Gas | Fireplace
| Residential | CZ2 - Single Family | Existing | Secondary Heating | Natural Gas | Fireplace
| Residential | CZ2 - Single Family | Existing | Secondary Heating | Natural Gas | Fireplace
| Residential | CZ2 - Single Family | Existing | Secondary Heating | Natural Gas | Fireplace
| Residential | CZ2 - Single Family | Existing | Secondary Heating | Natural Gas | Fireplace
| Residential | CZ2 - Single Family | Existing | Secondary Heating | Natural Gas | Fireplace
| Residential | CZ2 - Single Family | Existing | Water Heating | Natural Gas | Water Heater <= 55 gal.
| Residential | CZ2 - Single Family | Existing | Water Heating | Natural Gas | Water Heater <= 55 gal.
| Residential | CZ2 - Single Family | Existing | Water Heating | Natural Gas | Water Heater <= 55 gal.
| Residential | CZ2 - Single Family | Existing | Water Heating | Natural Gas | Water Heater <= 55 gal.
| Residential | CZ2 - Single Family | Existing | Water Heating | Natural Gas | Water Heater <= 55 gal.
| Residential | CZ2 - Single Family | Existing | Water Heating | Natural Gas | Water Heater <= 55 gal.
| Residential | CZ2 - Single Family | Existing | Water Heating | Natural Gas | Water Heater <= 55 gal.
| Residential | CZ2 - Single Family | Existing | Water Heating | Natural Gas | Water Heater <= 55 gal.
| Residential | CZ2 - Single Family | Existing | Water Heating | Natural Gas | Water Heater <= 55 gal.
| Residential | CZ2 - Single Family | Existing | Water Heating | Natural Gas | Water Heater <= 55 gal.
| Residential | CZ2 - Single Family | Existing | Water Heating | Natural Gas | Water Heater <= 55 gal.
| Residential | CZ2 - Single Family | Existing | Water Heating | Natural Gas | Water Heater > 55 gal.
| Residential | CZ2 - Single Family | Existing | Water Heating | Natural Gas | Water Heater > 55 gal.
| Residential | CZ2 - Single Family | Existing | Water Heating | Natural Gas | Water Heater > 55 gal.
| Residential | CZ2 - Single Family | Existing | Water Heating | Natural Gas | Water Heater > 55 gal.
| Residential | CZ2 - Single Family | Existing | Water Heating | Natural Gas | Water Heater > 55 gal.
| Residential | CZ2 - Single Family | Existing | Water Heating | Natural Gas | Water Heater > 55 gal.
| Residential | CZ2 - Single Family | Existing | Water Heating | Natural Gas | Water Heater > 55 gal.
| Residential | CZ2 - Single Family | Existing | Water Heating | Natural Gas | Water Heater > 55 gal.
| Residential | CZ2 - Single Family | Existing | Water Heating | Natural Gas | Water Heater > 55 gal.
| Residential | CZ2 - Single Family | Existing | Water Heating | Natural Gas | Water Heater > 55 gal.
| Residential | CZ2 - Single Family | Existing | Water Heating | Natural Gas | Water Heater > 55 gal.
| Residential | CZ2 - Single Family | Existing | Appliances | Natural Gas | Clothes Dryer
| Residential | CZ2 - Single Family | Existing | Appliances | Natural Gas | Clothes Dryer
| Residential | CZ2 - Single Family | Existing | Appliances | Natural Gas | Clothes Dryer
| Residential | CZ2 - Single Family | Existing | Appliances | Natural Gas | Clothes Dryer
| Residential | CZ2 - Single Family | Existing | Appliances | Natural Gas | Clothes Dryer
| Residential | CZ2 - Single Family | Existing | Appliances | Natural Gas | Clothes Dryer
| Residential | CZ2 - Single Family | Existing | Appliances | Natural Gas | Clothes Dryer
| Residential | CZ2 - Single Family | Existing | Appliances | Natural Gas | Clothes Dryer
| Residential | CZ2 - Single Family | Existing | Appliances | Natural Gas | Clothes Dryer
| Residential | CZ2 - Single Family | Existing | Appliances | Natural Gas | Clothes Dryer
| Residential | CZ2 - Single Family | Existing | Appliances | Natural Gas | Clothes Dryer
| Residential | CZ2 - Single Family | Existing | Appliances | Natural Gas | Stove/Oven
| Residential | CZ2 - Single Family | Existing | Appliances | Natural Gas | Stove/Oven
| Residential | CZ2 - Single Family | Existing | Appliances | Natural Gas | Stove/Oven
| Residential | CZ2 - Single Family | Existing | Appliances | Natural Gas | Stove/Oven
| Residential | CZ2 - Single Family | Existing | Appliances | Natural Gas | Stove/Oven
| Residential | CZ2 - Single Family | Existing | Appliances | Natural Gas | Stove/Oven
| Residential | CZ2 - Single Family | Existing | Appliances | Natural Gas | Stove/Oven
| Residential | CZ2 - Single Family | Existing | Appliances | Natural Gas | Stove/Oven
| Residential | CZ2 - Single Family | Existing | Appliances | Natural Gas | Stove/Oven
| Residential | CZ2 - Single Family | Existing | Appliances | Natural Gas | Stove/Oven
| Residential | CZ2 - Single Family | Existing | Appliances | Natural Gas | Stove/Oven
| Residential | CZ2 - Single Family | Existing | Miscellaneous | Natural Gas | Pool Heater
| Residential | CZ2 - Single Family | Existing | Miscellaneous | Natural Gas | Pool Heater
| Residential | CZ2 - Single Family | Existing | Miscellaneous | Natural Gas | Pool Heater
| Residential | CZ2 - Single Family | Existing | Miscellaneous | Natural Gas | Pool Heater
| Residential | CZ2 - Single Family | Existing | Miscellaneous | Natural Gas | Pool Heater
| Residential | CZ2 - Single Family | Existing | Miscellaneous | Natural Gas | Pool Heater
| Residential | CZ2 - Single Family | Existing | Miscellaneous | Natural Gas | Pool Heater
| Residential | CZ2 - Single Family | Existing | Miscellaneous | Natural Gas | Pool Heater
| Residential | CZ2 - Single Family | Existing | Miscellaneous | Natural Gas | Pool Heater
| Residential | CZ2 - Single Family | Existing | Miscellaneous | Natural Gas | Pool Heater
| Residential | CZ2 - Single Family | Existing | Miscellaneous | Natural Gas | Pool Heater
| Residential | CZ2 - Single Family | Existing | Miscellaneous | Natural Gas | Miscellaneous
| Residential | CZ2 - Single Family | Existing | Miscellaneous | Natural Gas | Miscellaneous
| Residential | CZ2 - Single Family | Existing | Miscellaneous | Natural Gas | Miscellaneous
| Residential | CZ2 - Single Family | Existing | Miscellaneous | Natural Gas | Miscellaneous
| Residential | CZ2 - Single Family | Existing | Miscellaneous | Natural Gas | Miscellaneous
| Residential | CZ2 - Single Family | Existing | Miscellaneous | Natural Gas | Miscellaneous
| Residential | CZ2 - Single Family | Existing | Miscellaneous | Natural Gas | Miscellaneous
| Residential | CZ2 - Single Family | Existing | Miscellaneous | Natural Gas | Miscellaneous
| Residential | CZ2 - Single Family | Existing | Miscellaneous | Natural Gas | Miscellaneous
| Residential | CZ2 - Single Family | Existing | Miscellaneous | Natural Gas | Miscellaneous
| Residential | CZ2 - Single Family | Existing | Miscellaneous | Natural Gas | Miscellaneous
| Residential | CZ2 - Single Family | New | Space Heating | Natural Gas | Furnace - Direct Fuel
| Residential | CZ2 - Single Family | New | Space Heating | Natural Gas | Furnace - Direct Fuel
| Residential | CZ2 - Single Family | New | Space Heating | Natural Gas | Furnace - Direct Fuel
| Residential | CZ2 - Single Family | New | Space Heating | Natural Gas | Furnace - Direct Fuel
| Residential | CZ2 - Single Family | New | Space Heating | Natural Gas | Furnace - Direct Fuel
| Residential | CZ2 - Single Family | New | Space Heating | Natural Gas | Furnace - Direct Fuel
| Residential | CZ2 - Single Family | New | Space Heating | Natural Gas | Furnace - Direct Fuel
| Residential | CZ2 - Single Family | New | Space Heating | Natural Gas | Furnace - Direct Fuel
| Residential | CZ2 - Single Family | New | Space Heating | Natural Gas | Furnace - Direct Fuel
| Residential | CZ2 - Single Family | New | Space Heating | Natural Gas | Furnace - Direct Fuel
| Residential | CZ2 - Single Family | New | Space Heating | Natural Gas | Furnace - Direct Fuel
| Residential | CZ2 - Single Family | New | Space Heating | Natural Gas | Boiler - Direct Fuel
| Residential | CZ2 - Single Family | New | Space Heating | Natural Gas | Boiler - Direct Fuel
| Residential | CZ2 - Single Family | New | Space Heating | Natural Gas | Boiler - Direct Fuel
| Residential | CZ2 - Single Family | New | Space Heating | Natural Gas | Boiler - Direct Fuel
| Residential | CZ2 - Single Family | New | Space Heating | Natural Gas | Boiler - Direct Fuel
| Residential | CZ2 - Single Family | New | Space Heating | Natural Gas | Boiler - Direct Fuel
| Residential | CZ2 - Single Family | New | Space Heating | Natural Gas | Boiler - Direct Fuel
| Residential | CZ2 - Single Family | New | Space Heating | Natural Gas | Boiler - Direct Fuel
| Residential | CZ2 - Single Family | New | Space Heating | Natural Gas | Boiler - Direct Fuel
| Residential | CZ2 - Single Family | New | Space Heating | Natural Gas | Boiler - Direct Fuel
| Residential | CZ2 - Single Family | New | Space Heating | Natural Gas | Boiler - Direct Fuel
| Residential | CZ2 - Single Family | New | Secondary Heating | Natural Gas | Fireplace
| Residential | CZ2 - Single Family | New | Secondary Heating | Natural Gas | Fireplace
| Residential | CZ2 - Single Family | New | Secondary Heating | Natural Gas | Fireplace
| Residential | CZ2 - Single Family | New | Secondary Heating | Natural Gas | Fireplace
| Residential | CZ2 - Single Family | New | Secondary Heating | Natural Gas | Fireplace
| Residential | CZ2 - Single Family | New | Secondary Heating | Natural Gas | Fireplace
| Residential | CZ2 - Single Family | New | Secondary Heating | Natural Gas | Fireplace
| Residential | CZ2 - Single Family | New | Secondary Heating | Natural Gas | Fireplace
| Residential | CZ2 - Single Family | New | Secondary Heating | Natural Gas | Fireplace
| Residential | CZ2 - Single Family | New | Secondary Heating | Natural Gas | Fireplace
| Residential | CZ2 - Single Family | New | Secondary Heating | Natural Gas | Fireplace
| Residential | CZ2 - Single Family | New | Water Heating | Natural Gas | Water Heater <= 55 gal.
| Residential | CZ2 - Single Family | New | Water Heating | Natural Gas | Water Heater <= 55 gal.
| Residential | CZ2 - Single Family | New | Water Heating | Natural Gas | Water Heater <= 55 gal.
| Residential | CZ2 - Single Family | New | Water Heating | Natural Gas | Water Heater <= 55 gal.
| Residential | CZ2 - Single Family | New | Water Heating | Natural Gas | Water Heater <= 55 gal.
| Residential | CZ2 - Single Family | New | Water Heating | Natural Gas | Water Heater <= 55 gal.
| Residential | CZ2 - Single Family | New | Water Heating | Natural Gas | Water Heater <= 55 gal.
| Residential | CZ2 - Single Family | New | Water Heating | Natural Gas | Water Heater <= 55 gal.
| Residential | CZ2 - Single Family | New | Water Heating | Natural Gas | Water Heater <= 55 gal.
| Residential | CZ2 - Single Family | New | Water Heating | Natural Gas | Water Heater <= 55 gal.
| Residential | CZ2 - Single Family | New | Water Heating | Natural Gas | Water Heater <= 55 gal.
| Residential | CZ2 - Single Family | New | Water Heating | Natural Gas | Water Heater > 55 gal.
| Residential | CZ2 - Single Family | New | Water Heating | Natural Gas | Water Heater > 55 gal.
| Residential | CZ2 - Single Family | New | Water Heating | Natural Gas | Water Heater > 55 gal.
| Residential | CZ2 - Single Family | New | Water Heating | Natural Gas | Water Heater > 55 gal.
| Residential | CZ2 - Single Family | New | Water Heating | Natural Gas | Water Heater > 55 gal.
| Residential | CZ2 - Single Family | New | Water Heating | Natural Gas | Water Heater > 55 gal.
| Residential | CZ2 - Single Family | New | Water Heating | Natural Gas | Water Heater > 55 gal.
| Residential | CZ2 - Single Family | New | Water Heating | Natural Gas | Water Heater > 55 gal.
| Residential | CZ2 - Single Family | New | Water Heating | Natural Gas | Water Heater > 55 gal.
| Residential | CZ2 - Single Family | New | Water Heating | Natural Gas | Water Heater > 55 gal.
| Residential | CZ2 - Single Family | New | Water Heating | Natural Gas | Water Heater > 55 gal.
| Residential | CZ2 - Single Family | New | Appliances | Natural Gas | Clothes Dryer
| Residential | CZ2 - Single Family | New | Appliances | Natural Gas | Clothes Dryer
| Residential | CZ2 - Single Family | New | Appliances | Natural Gas | Clothes Dryer
| Residential | CZ2 - Single Family | New | Appliances | Natural Gas | Clothes Dryer
| Residential | CZ2 - Single Family | New | Appliances | Natural Gas | Clothes Dryer
| Residential | CZ2 - Single Family | New | Appliances | Natural Gas | Clothes Dryer
| Residential | CZ2 - Single Family | New | Appliances | Natural Gas | Clothes Dryer
| Residential | CZ2 - Single Family | New | Appliances | Natural Gas | Clothes Dryer
| Residential | CZ2 - Single Family | New | Appliances | Natural Gas | Clothes Dryer
| Residential | CZ2 - Single Family | New | Appliances | Natural Gas | Clothes Dryer
| Residential | CZ2 - Single Family | New | Appliances | Natural Gas | Clothes Dryer
| Residential | CZ2 - Single Family | New | Appliances | Natural Gas | Stove/Oven
| Residential | CZ2 - Single Family | New | Appliances | Natural Gas | Stove/Oven
| Residential | CZ2 - Single Family | New | Appliances | Natural Gas | Stove/Oven
| Residential | CZ2 - Single Family | New | Appliances | Natural Gas | Stove/Oven
| Residential | CZ2 - Single Family | New | Appliances | Natural Gas | Stove/Oven
| Residential | CZ2 - Single Family | New | Appliances | Natural Gas | Stove/Oven
| Residential | CZ2 - Single Family | New | Appliances | Natural Gas | Stove/Oven
| Residential | CZ2 - Single Family | New | Appliances | Natural Gas | Stove/Oven
| Residential | CZ2 - Single Family | New | Appliances | Natural Gas | Stove/Oven
| Residential | CZ2 - Single Family | New | Appliances | Natural Gas | Stove/Oven
| Residential | CZ2 - Single Family | New | Appliances | Natural Gas | Stove/Oven
| Residential | CZ2 - Single Family | New | Miscellaneous | Natural Gas | Pool Heater
| Residential | CZ2 - Single Family | New | Miscellaneous | Natural Gas | Pool Heater
| Residential | CZ2 - Single Family | New | Miscellaneous | Natural Gas | Pool Heater
| Residential | CZ2 - Single Family | New | Miscellaneous | Natural Gas | Pool Heater
| Residential | CZ2 - Single Family | New | Miscellaneous | Natural Gas | Pool Heater
| Residential | CZ2 - Single Family | New | Miscellaneous | Natural Gas | Pool Heater
| Residential | CZ2 - Single Family | New | Miscellaneous | Natural Gas | Pool Heater
| Residential | CZ2 - Single Family | New | Miscellaneous | Natural Gas | Pool Heater
| Residential | CZ2 - Single Family | New | Miscellaneous | Natural Gas | Pool Heater
| Residential | CZ2 - Single Family | New | Miscellaneous | Natural Gas | Pool Heater
| Residential | CZ2 - Single Family | New | Miscellaneous | Natural Gas | Pool Heater
| Residential | CZ2 - Single Family | New | Miscellaneous | Natural Gas | Miscellaneous
| Residential | CZ2 - Single Family | New | Miscellaneous | Natural Gas | Miscellaneous
| Residential | CZ2 - Single Family | New | Miscellaneous | Natural Gas | Miscellaneous
| Residential | CZ2 - Single Family | New | Miscellaneous | Natural Gas | Miscellaneous
| Residential | CZ2 - Single Family | New | Miscellaneous | Natural Gas | Miscellaneous
| Residential | CZ2 - Single Family | New | Miscellaneous | Natural Gas | Miscellaneous
| Residential | CZ2 - Single Family | New | Miscellaneous | Natural Gas | Miscellaneous
| Residential | CZ2 - Single Family | New | Miscellaneous | Natural Gas | Miscellaneous
| Residential | CZ2 - Single Family | New | Miscellaneous | Natural Gas | Miscellaneous
| Residential | CZ2 - Single Family | New | Miscellaneous | Natural Gas | Miscellaneous
| Residential | CZ2 - Single Family | New | Miscellaneous | Natural Gas | Miscellaneous
| Residential | CZ2 - Multi Family | Existing | Space Heating | Natural Gas | Furnace - Direct Fuel
| Residential | CZ2 - Multi Family | Existing | Space Heating | Natural Gas | Furnace - Direct Fuel
| Residential | CZ2 - Multi Family | Existing | Space Heating | Natural Gas | Furnace - Direct Fuel
| Residential | CZ2 - Multi Family | Existing | Space Heating | Natural Gas | Furnace - Direct Fuel
| Residential | CZ2 - Multi Family | Existing | Space Heating | Natural Gas | Furnace - Direct Fuel
| Residential | CZ2 - Multi Family | Existing | Space Heating | Natural Gas | Furnace - Direct Fuel
| Residential | CZ2 - Multi Family | Existing | Space Heating | Natural Gas | Furnace - Direct Fuel
| Residential | CZ2 - Multi Family | Existing | Space Heating | Natural Gas | Furnace - Direct Fuel
| Residential | CZ2 - Multi Family | Existing | Space Heating | Natural Gas | Furnace - Direct Fuel
| Residential | CZ2 - Multi Family | Existing | Space Heating | Natural Gas | Furnace - Direct Fuel
| Residential | CZ2 - Multi Family | Existing | Space Heating | Natural Gas | Furnace - Direct Fuel
| Residential | CZ2 - Multi Family | Existing | Space Heating | Natural Gas | Boiler - Direct Fuel
| Residential | CZ2 - Multi Family | Existing | Space Heating | Natural Gas | Boiler - Direct Fuel
| Residential | CZ2 - Multi Family | Existing | Space Heating | Natural Gas | Boiler - Direct Fuel
| Residential | CZ2 - Multi Family | Existing | Space Heating | Natural Gas | Boiler - Direct Fuel
| Residential | CZ2 - Multi Family | Existing | Space Heating | Natural Gas | Boiler - Direct Fuel
| Residential | CZ2 - Multi Family | Existing | Space Heating | Natural Gas | Boiler - Direct Fuel
| Residential | CZ2 - Multi Family | Existing | Space Heating | Natural Gas | Boiler - Direct Fuel
| Residential | CZ2 - Multi Family | Existing | Space Heating | Natural Gas | Boiler - Direct Fuel
| Residential | CZ2 - Multi Family | Existing | Space Heating | Natural Gas | Boiler - Direct Fuel
| Residential | CZ2 - Multi Family | Existing | Space Heating | Natural Gas | Boiler - Direct Fuel
| Residential | CZ2 - Multi Family | Existing | Space Heating | Natural Gas | Boiler - Direct Fuel
| Residential | CZ2 - Multi Family | Existing | Secondary Heating | Natural Gas | Fireplace
| Residential | CZ2 - Multi Family | Existing | Secondary Heating | Natural Gas | Fireplace
| Residential | CZ2 - Multi Family | Existing | Secondary Heating | Natural Gas | Fireplace
| Residential | CZ2 - Multi Family | Existing | Secondary Heating | Natural Gas | Fireplace
| Residential | CZ2 - Multi Family | Existing | Secondary Heating | Natural Gas | Fireplace
| Residential | CZ2 - Multi Family | Existing | Secondary Heating | Natural Gas | Fireplace
| Residential | CZ2 - Multi Family | Existing | Secondary Heating | Natural Gas | Fireplace
| Residential | CZ2 - Multi Family | Existing | Secondary Heating | Natural Gas | Fireplace
| Residential | CZ2 - Multi Family | Existing | Secondary Heating | Natural Gas | Fireplace
| Residential | CZ2 - Multi Family | Existing | Secondary Heating | Natural Gas | Fireplace
| Residential | CZ2 - Multi Family | Existing | Secondary Heating | Natural Gas | Fireplace
| Residential | CZ2 - Multi Family | Existing | Water Heating | Natural Gas | Water Heater <= 55 gal.
| Residential | CZ2 - Multi Family | Existing | Water Heating | Natural Gas | Water Heater <= 55 gal.
| Residential | CZ2 - Multi Family | Existing | Water Heating | Natural Gas | Water Heater <= 55 gal.
| Residential | CZ2 - Multi Family | Existing | Water Heating | Natural Gas | Water Heater <= 55 gal.
| Residential | CZ2 - Multi Family | Existing | Water Heating | Natural Gas | Water Heater <= 55 gal.
| Residential | CZ2 - Multi Family | Existing | Water Heating | Natural Gas | Water Heater <= 55 gal.
| Residential | CZ2 - Multi Family | Existing | Water Heating | Natural Gas | Water Heater <= 55 gal.
| Residential | CZ2 - Multi Family | Existing | Water Heating | Natural Gas | Water Heater <= 55 gal.
| Residential | CZ2 - Multi Family | Existing | Water Heating | Natural Gas | Water Heater <= 55 gal.
| Residential | CZ2 - Multi Family | Existing | Water Heating | Natural Gas | Water Heater <= 55 gal.
| Residential | CZ2 - Multi Family | Existing | Water Heating | Natural Gas | Water Heater <= 55 gal.
| Residential | CZ2 - Multi Family | Existing | Water Heating | Natural Gas | Water Heater > 55 gal.
| Residential | CZ2 - Multi Family | Existing | Water Heating | Natural Gas | Water Heater > 55 gal.
| Residential | CZ2 - Multi Family | Existing | Water Heating | Natural Gas | Water Heater > 55 gal.
| Residential | CZ2 - Multi Family | Existing | Water Heating | Natural Gas | Water Heater > 55 gal.
| Residential | CZ2 - Multi Family | Existing | Water Heating | Natural Gas | Water Heater > 55 gal.
| Residential | CZ2 - Multi Family | Existing | Water Heating | Natural Gas | Water Heater > 55 gal.
| Residential | CZ2 - Multi Family | Existing | Water Heating | Natural Gas | Water Heater > 55 gal.
| Residential | CZ2 - Multi Family | Existing | Water Heating | Natural Gas | Water Heater > 55 gal.
| Residential | CZ2 - Multi Family | Existing | Water Heating | Natural Gas | Water Heater > 55 gal.
| Residential | CZ2 - Multi Family | Existing | Water Heating | Natural Gas | Water Heater > 55 gal.
| Residential | CZ2 - Multi Family | Existing | Water Heating | Natural Gas | Water Heater > 55 gal.
| Residential | CZ2 - Multi Family | Existing | Appliances | Natural Gas | Clothes Dryer
| Residential | CZ2 - Multi Family | Existing | Appliances | Natural Gas | Clothes Dryer
| Residential | CZ2 - Multi Family | Existing | Appliances | Natural Gas | Clothes Dryer
| Residential | CZ2 - Multi Family | Existing | Appliances | Natural Gas | Clothes Dryer
| Residential | CZ2 - Multi Family | Existing | Appliances | Natural Gas | Clothes Dryer
| Residential | CZ2 - Multi Family | Existing | Appliances | Natural Gas | Clothes Dryer
| Residential | CZ2 - Multi Family | Existing | Appliances | Natural Gas | Clothes Dryer
| Residential | CZ2 - Multi Family | Existing | Appliances | Natural Gas | Clothes Dryer
| Residential | CZ2 - Multi Family | Existing | Appliances | Natural Gas | Clothes Dryer
| Residential | CZ2 - Multi Family | Existing | Appliances | Natural Gas | Clothes Dryer
| Residential | CZ2 - Multi Family | Existing | Appliances | Natural Gas | Clothes Dryer
| Residential | CZ2 - Multi Family | Existing | Appliances | Natural Gas | Stove/Oven
| Residential | CZ2 - Multi Family | Existing | Appliances | Natural Gas | Stove/Oven
| Residential | CZ2 - Multi Family | Existing | Appliances | Natural Gas | Stove/Oven
| Residential | CZ2 - Multi Family | Existing | Appliances | Natural Gas | Stove/Oven
| Residential | CZ2 - Multi Family | Existing | Appliances | Natural Gas | Stove/Oven
| Residential | CZ2 - Multi Family | Existing | Appliances | Natural Gas | Stove/Oven
| Residential | CZ2 - Multi Family | Existing | Appliances | Natural Gas | Stove/Oven
| Residential | CZ2 - Multi Family | Existing | Appliances | Natural Gas | Stove/Oven
| Residential | CZ2 - Multi Family | Existing | Appliances | Natural Gas | Stove/Oven
| Residential | CZ2 - Multi Family | Existing | Appliances | Natural Gas | Stove/Oven
| Residential | CZ2 - Multi Family | Existing | Appliances | Natural Gas | Stove/Oven
| Residential | CZ2 - Multi Family | Existing | Miscellaneous | Natural Gas | Pool Heater
| Residential | CZ2 - Multi Family | Existing | Miscellaneous | Natural Gas | Pool Heater
| Residential | CZ2 - Multi Family | Existing | Miscellaneous | Natural Gas | Pool Heater
| Residential | CZ2 - Multi Family | Existing | Miscellaneous | Natural Gas | Pool Heater
| Residential | CZ2 - Multi Family | Existing | Miscellaneous | Natural Gas | Pool Heater
| Residential | CZ2 - Multi Family | Existing | Miscellaneous | Natural Gas | Pool Heater
| Residential | CZ2 - Multi Family | Existing | Miscellaneous | Natural Gas | Pool Heater
| Residential | CZ2 - Multi Family | Existing | Miscellaneous | Natural Gas | Pool Heater
| Residential | CZ2 - Multi Family | Existing | Miscellaneous | Natural Gas | Pool Heater
| Residential | CZ2 - Multi Family | Existing | Miscellaneous | Natural Gas | Pool Heater
| Residential | CZ2 - Multi Family | Existing | Miscellaneous | Natural Gas | Pool Heater
| Residential | CZ2 - Multi Family | Existing | Miscellaneous | Natural Gas | Miscellaneous
| Residential | CZ2 - Multi Family | Existing | Miscellaneous | Natural Gas | Miscellaneous
| Residential | CZ2 - Multi Family | Existing | Miscellaneous | Natural Gas | Miscellaneous
| Residential | CZ2 - Multi Family | Existing | Miscellaneous | Natural Gas | Miscellaneous
| Residential | CZ2 - Multi Family | Existing | Miscellaneous | Natural Gas | Miscellaneous
| Residential | CZ2 - Multi Family | Existing | Miscellaneous | Natural Gas | Miscellaneous
| Residential | CZ2 - Multi Family | Existing | Miscellaneous | Natural Gas | Miscellaneous
| Residential | CZ2 - Multi Family | Existing | Miscellaneous | Natural Gas | Miscellaneous
| Residential | CZ2 - Multi Family | Existing | Miscellaneous | Natural Gas | Miscellaneous
| Residential | CZ2 - Multi Family | Existing | Miscellaneous | Natural Gas | Miscellaneous
| Residential | CZ2 - Multi Family | Existing | Miscellaneous | Natural Gas | Miscellaneous
| Residential | CZ2 - Multi Family | New | Space Heating | Natural Gas | Furnace - Direct Fuel
| Residential | CZ2 - Multi Family | New | Space Heating | Natural Gas | Furnace - Direct Fuel
| Residential | CZ2 - Multi Family | New | Space Heating | Natural Gas | Furnace - Direct Fuel
| Residential | CZ2 - Multi Family | New | Space Heating | Natural Gas | Furnace - Direct Fuel
| Residential | CZ2 - Multi Family | New | Space Heating | Natural Gas | Furnace - Direct Fuel
| Residential | CZ2 - Multi Family | New | Space Heating | Natural Gas | Furnace - Direct Fuel
| Residential | CZ2 - Multi Family | New | Space Heating | Natural Gas | Furnace - Direct Fuel
| Residential | CZ2 - Multi Family | New | Space Heating | Natural Gas | Furnace - Direct Fuel
| Residential | CZ2 - Multi Family | New | Space Heating | Natural Gas | Furnace - Direct Fuel
| Residential | CZ2 - Multi Family | New | Space Heating | Natural Gas | Furnace - Direct Fuel
| Residential | CZ2 - Multi Family | New | Space Heating | Natural Gas | Furnace - Direct Fuel
| Residential | CZ2 - Multi Family | New | Space Heating | Natural Gas | Boiler - Direct Fuel
| Residential | CZ2 - Multi Family | New | Space Heating | Natural Gas | Boiler - Direct Fuel
| Residential | CZ2 - Multi Family | New | Space Heating | Natural Gas | Boiler - Direct Fuel
| Residential | CZ2 - Multi Family | New | Space Heating | Natural Gas | Boiler - Direct Fuel
| Residential | CZ2 - Multi Family | New | Space Heating | Natural Gas | Boiler - Direct Fuel
| Residential | CZ2 - Multi Family | New | Space Heating | Natural Gas | Boiler - Direct Fuel
| Residential | CZ2 - Multi Family | New | Space Heating | Natural Gas | Boiler - Direct Fuel
| Residential | CZ2 - Multi Family | New | Space Heating | Natural Gas | Boiler - Direct Fuel
| Residential | CZ2 - Multi Family | New | Space Heating | Natural Gas | Boiler - Direct Fuel
| Residential | CZ2 - Multi Family | New | Space Heating | Natural Gas | Boiler - Direct Fuel
| Residential | CZ2 - Multi Family | New | Space Heating | Natural Gas | Boiler - Direct Fuel
| Residential | CZ2 - Multi Family | New | Secondary Heating | Natural Gas | Fireplace
| Residential | CZ2 - Multi Family | New | Secondary Heating | Natural Gas | Fireplace
| Residential | CZ2 - Multi Family | New | Secondary Heating | Natural Gas | Fireplace
| Residential | CZ2 - Multi Family | New | Secondary Heating | Natural Gas | Fireplace
| Residential | CZ2 - Multi Family | New | Secondary Heating | Natural Gas | Fireplace
| Residential | CZ2 - Multi Family | New | Secondary Heating | Natural Gas | Fireplace
| Residential | CZ2 - Multi Family | New | Secondary Heating | Natural Gas | Fireplace
| Residential | CZ2 - Multi Family | New | Secondary Heating | Natural Gas | Fireplace
| Residential | CZ2 - Multi Family | New | Secondary Heating | Natural Gas | Fireplace
| Residential | CZ2 - Multi Family | New | Secondary Heating | Natural Gas | Fireplace
| Residential | CZ2 - Multi Family | New | Secondary Heating | Natural Gas | Fireplace
| Residential | CZ2 - Multi Family | New | Water Heating | Natural Gas | Water Heater <= 55 gal.
| Residential | CZ2 - Multi Family | New | Water Heating | Natural Gas | Water Heater <= 55 gal.
| Residential | CZ2 - Multi Family | New | Water Heating | Natural Gas | Water Heater <= 55 gal.
| Residential | CZ2 - Multi Family | New | Water Heating | Natural Gas | Water Heater <= 55 gal.
| Residential | CZ2 - Multi Family | New | Water Heating | Natural Gas | Water Heater <= 55 gal.
| Residential | CZ2 - Multi Family | New | Water Heating | Natural Gas | Water Heater <= 55 gal.
| Residential | CZ2 - Multi Family | New | Water Heating | Natural Gas | Water Heater <= 55 gal.
| Residential | CZ2 - Multi Family | New | Water Heating | Natural Gas | Water Heater <= 55 gal.
| Residential | CZ2 - Multi Family | New | Water Heating | Natural Gas | Water Heater <= 55 gal.
| Residential | CZ2 - Multi Family | New | Water Heating | Natural Gas | Water Heater <= 55 gal.
| Residential | CZ2 - Multi Family | New | Water Heating | Natural Gas | Water Heater <= 55 gal.
| Residential | CZ2 - Multi Family | New | Water Heating | Natural Gas | Water Heater > 55 gal.
| Residential | CZ2 - Multi Family | New | Water Heating | Natural Gas | Water Heater > 55 gal.
| Residential | CZ2 - Multi Family | New | Water Heating | Natural Gas | Water Heater > 55 gal.
| Residential | CZ2 - Multi Family | New | Water Heating | Natural Gas | Water Heater > 55 gal.
| Residential | CZ2 - Multi Family | New | Water Heating | Natural Gas | Water Heater > 55 gal.
| Residential | CZ2 - Multi Family | New | Water Heating | Natural Gas | Water Heater > 55 gal.
| Residential | CZ2 - Multi Family | New | Water Heating | Natural Gas | Water Heater > 55 gal.
| Residential | CZ2 - Multi Family | New | Water Heating | Natural Gas | Water Heater > 55 gal.
| Residential | CZ2 - Multi Family | New | Water Heating | Natural Gas | Water Heater > 55 gal.
| Residential | CZ2 - Multi Family | New | Water Heating | Natural Gas | Water Heater > 55 gal.
| Residential | CZ2 - Multi Family | New | Water Heating | Natural Gas | Water Heater > 55 gal.
| Residential | CZ2 - Multi Family | New | Appliances | Natural Gas | Clothes Dryer
| Residential | CZ2 - Multi Family | New | Appliances | Natural Gas | Clothes Dryer
| Residential | CZ2 - Multi Family | New | Appliances | Natural Gas | Clothes Dryer
| Residential | CZ2 - Multi Family | New | Appliances | Natural Gas | Clothes Dryer
| Residential | CZ2 - Multi Family | New | Appliances | Natural Gas | Clothes Dryer
| Residential | CZ2 - Multi Family | New | Appliances | Natural Gas | Clothes Dryer
| Residential | CZ2 - Multi Family | New | Appliances | Natural Gas | Clothes Dryer
| Residential | CZ2 - Multi Family | New | Appliances | Natural Gas | Clothes Dryer
| Residential | CZ2 - Multi Family | New | Appliances | Natural Gas | Clothes Dryer
| Residential | CZ2 - Multi Family | New | Appliances | Natural Gas | Clothes Dryer
| Residential | CZ2 - Multi Family | New | Appliances | Natural Gas | Clothes Dryer
| Residential | CZ2 - Multi Family | New | Appliances | Natural Gas | Stove/Oven
| Residential | CZ2 - Multi Family | New | Appliances | Natural Gas | Stove/Oven
| Residential | CZ2 - Multi Family | New | Appliances | Natural Gas | Stove/Oven
| Residential | CZ2 - Multi Family | New | Appliances | Natural Gas | Stove/Oven
| Residential | CZ2 - Multi Family | New | Appliances | Natural Gas | Stove/Oven
| Residential | CZ2 - Multi Family | New | Appliances | Natural Gas | Stove/Oven
| Residential | CZ2 - Multi Family | New | Appliances | Natural Gas | Stove/Oven
| Residential | CZ2 - Multi Family | New | Appliances | Natural Gas | Stove/Oven
| Residential | CZ2 - Multi Family | New | Appliances | Natural Gas | Stove/Oven
| Residential | CZ2 - Multi Family | New | Appliances | Natural Gas | Stove/Oven
| Residential | CZ2 - Multi Family | New | Appliances | Natural Gas | Stove/Oven
| Residential | CZ2 - Multi Family | New | Miscellaneous | Natural Gas | Pool Heater
| Residential | CZ2 - Multi Family | New | Miscellaneous | Natural Gas | Pool Heater
| Residential | CZ2 - Multi Family | New | Miscellaneous | Natural Gas | Pool Heater
| Residential | CZ2 - Multi Family | New | Miscellaneous | Natural Gas | Pool Heater
| Residential | CZ2 - Multi Family | New | Miscellaneous | Natural Gas | Pool Heater
| Residential | CZ2 - Multi Family | New | Miscellaneous | Natural Gas | Pool Heater
| Residential | CZ2 - Multi Family | New | Miscellaneous | Natural Gas | Pool Heater
| Residential | CZ2 - Multi Family | New | Miscellaneous | Natural Gas | Pool Heater
| Residential | CZ2 - Multi Family | New | Miscellaneous | Natural Gas | Pool Heater
| Residential | CZ2 - Multi Family | New | Miscellaneous | Natural Gas | Pool Heater
| Residential | CZ2 - Multi Family | New | Miscellaneous | Natural Gas | Pool Heater
| Residential | CZ2 - Multi Family | New | Miscellaneous | Natural Gas | Miscellaneous
| Residential | CZ2 - Multi Family | New | Miscellaneous | Natural Gas | Miscellaneous
| Residential | CZ2 - Multi Family | New | Miscellaneous | Natural Gas | Miscellaneous
| Residential | CZ2 - Multi Family | New | Miscellaneous | Natural Gas | Miscellaneous
| Residential | CZ2 - Multi Family | New | Miscellaneous | Natural Gas | Miscellaneous
| Residential | CZ2 - Multi Family | New | Miscellaneous | Natural Gas | Miscellaneous
| Residential | CZ2 - Multi Family | New | Miscellaneous | Natural Gas | Miscellaneous
| Residential | CZ2 - Multi Family | New | Miscellaneous | Natural Gas | Miscellaneous
| Residential | CZ2 - Multi Family | New | Miscellaneous | Natural Gas | Miscellaneous
| Residential | CZ2 - Multi Family | New | Miscellaneous | Natural Gas | Miscellaneous
| Residential | CZ2 - Multi Family | New | Miscellaneous | Natural Gas | Miscellaneous
| Residential | CZ3 - Single Family | Existing | Space Heating | Natural Gas | Furnace - Direct Fuel
| Residential | CZ3 - Single Family | Existing | Space Heating | Natural Gas | Furnace - Direct Fuel
| Residential | CZ3 - Single Family | Existing | Space Heating | Natural Gas | Furnace - Direct Fuel
| Residential | CZ3 - Single Family | Existing | Space Heating | Natural Gas | Furnace - Direct Fuel
| Residential | CZ3 - Single Family | Existing | Space Heating | Natural Gas | Furnace - Direct Fuel
| Residential | CZ3 - Single Family | Existing | Space Heating | Natural Gas | Furnace - Direct Fuel
| Residential | CZ3 - Single Family | Existing | Space Heating | Natural Gas | Furnace - Direct Fuel
| Residential | CZ3 - Single Family | Existing | Space Heating | Natural Gas | Furnace - Direct Fuel
| Residential | CZ3 - Single Family | Existing | Space Heating | Natural Gas | Furnace - Direct Fuel
| Residential | CZ3 - Single Family | Existing | Space Heating | Natural Gas | Furnace - Direct Fuel
| Residential | CZ3 - Single Family | Existing | Space Heating | Natural Gas | Furnace - Direct Fuel
| Residential | CZ3 - Single Family | Existing | Space Heating | Natural Gas | Boiler - Direct Fuel
| Residential | CZ3 - Single Family | Existing | Space Heating | Natural Gas | Boiler - Direct Fuel
| Residential | CZ3 - Single Family | Existing | Space Heating | Natural Gas | Boiler - Direct Fuel
| Residential | CZ3 - Single Family | Existing | Space Heating | Natural Gas | Boiler - Direct Fuel
| Residential | CZ3 - Single Family | Existing | Space Heating | Natural Gas | Boiler - Direct Fuel
| Residential | CZ3 - Single Family | Existing | Space Heating | Natural Gas | Boiler - Direct Fuel
| Residential | CZ3 - Single Family | Existing | Space Heating | Natural Gas | Boiler - Direct Fuel
| Residential | CZ3 - Single Family | Existing | Space Heating | Natural Gas | Boiler - Direct Fuel
| Residential | CZ3 - Single Family | Existing | Space Heating | Natural Gas | Boiler - Direct Fuel
| Residential | CZ3 - Single Family | Existing | Space Heating | Natural Gas | Boiler - Direct Fuel
| Residential | CZ3 - Single Family | Existing | Space Heating | Natural Gas | Boiler - Direct Fuel
| Residential | CZ3 - Single Family | Existing | Secondary Heating | Natural Gas | Fireplace
| Residential | CZ3 - Single Family | Existing | Secondary Heating | Natural Gas | Fireplace
| Residential | CZ3 - Single Family | Existing | Secondary Heating | Natural Gas | Fireplace
| Residential | CZ3 - Single Family | Existing | Secondary Heating | Natural Gas | Fireplace
| Residential | CZ3 - Single Family | Existing | Secondary Heating | Natural Gas | Fireplace
| Residential | CZ3 - Single Family | Existing | Secondary Heating | Natural Gas | Fireplace
| Residential | CZ3 - Single Family | Existing | Secondary Heating | Natural Gas | Fireplace
| Residential | CZ3 - Single Family | Existing | Secondary Heating | Natural Gas | Fireplace
| Residential | CZ3 - Single Family | Existing | Secondary Heating | Natural Gas | Fireplace
| Residential | CZ3 - Single Family | Existing | Secondary Heating | Natural Gas | Fireplace
| Residential | CZ3 - Single Family | Existing | Secondary Heating | Natural Gas | Fireplace
| Residential | CZ3 - Single Family | Existing | Water Heating | Natural Gas | Water Heater <= 55 gal.
| Residential | CZ3 - Single Family | Existing | Water Heating | Natural Gas | Water Heater <= 55 gal.
| Residential | CZ3 - Single Family | Existing | Water Heating | Natural Gas | Water Heater <= 55 gal.
| Residential | CZ3 - Single Family | Existing | Water Heating | Natural Gas | Water Heater <= 55 gal.
| Residential | CZ3 - Single Family | Existing | Water Heating | Natural Gas | Water Heater <= 55 gal.
| Residential | CZ3 - Single Family | Existing | Water Heating | Natural Gas | Water Heater <= 55 gal.
| Residential | CZ3 - Single Family | Existing | Water Heating | Natural Gas | Water Heater <= 55 gal.
| Residential | CZ3 - Single Family | Existing | Water Heating | Natural Gas | Water Heater <= 55 gal.
| Residential | CZ3 - Single Family | Existing | Water Heating | Natural Gas | Water Heater <= 55 gal.
| Residential | CZ3 - Single Family | Existing | Water Heating | Natural Gas | Water Heater <= 55 gal.
| Residential | CZ3 - Single Family | Existing | Water Heating | Natural Gas | Water Heater <= 55 gal.
| Residential | CZ3 - Single Family | Existing | Water Heating | Natural Gas | Water Heater > 55 gal.
| Residential | CZ3 - Single Family | Existing | Water Heating | Natural Gas | Water Heater > 55 gal.
| Residential | CZ3 - Single Family | Existing | Water Heating | Natural Gas | Water Heater > 55 gal.
| Residential | CZ3 - Single Family | Existing | Water Heating | Natural Gas | Water Heater > 55 gal.
| Residential | CZ3 - Single Family | Existing | Water Heating | Natural Gas | Water Heater > 55 gal.
| Residential | CZ3 - Single Family | Existing | Water Heating | Natural Gas | Water Heater > 55 gal.
| Residential | CZ3 - Single Family | Existing | Water Heating | Natural Gas | Water Heater > 55 gal.
| Residential | CZ3 - Single Family | Existing | Water Heating | Natural Gas | Water Heater > 55 gal.
| Residential | CZ3 - Single Family | Existing | Water Heating | Natural Gas | Water Heater > 55 gal.
| Residential | CZ3 - Single Family | Existing | Water Heating | Natural Gas | Water Heater > 55 gal.
| Residential | CZ3 - Single Family | Existing | Water Heating | Natural Gas | Water Heater > 55 gal.
| Residential | CZ3 - Single Family | Existing | Appliances | Natural Gas | Clothes Dryer
| Residential | CZ3 - Single Family | Existing | Appliances | Natural Gas | Clothes Dryer
| Residential | CZ3 - Single Family | Existing | Appliances | Natural Gas | Clothes Dryer
| Residential | CZ3 - Single Family | Existing | Appliances | Natural Gas | Clothes Dryer
| Residential | CZ3 - Single Family | Existing | Appliances | Natural Gas | Clothes Dryer
| Residential | CZ3 - Single Family | Existing | Appliances | Natural Gas | Clothes Dryer
| Residential | CZ3 - Single Family | Existing | Appliances | Natural Gas | Clothes Dryer
| Residential | CZ3 - Single Family | Existing | Appliances | Natural Gas | Clothes Dryer
| Residential | CZ3 - Single Family | Existing | Appliances | Natural Gas | Clothes Dryer
| Residential | CZ3 - Single Family | Existing | Appliances | Natural Gas | Clothes Dryer
| Residential | CZ3 - Single Family | Existing | Appliances | Natural Gas | Clothes Dryer
| Residential | CZ3 - Single Family | Existing | Appliances | Natural Gas | Stove/Oven
| Residential | CZ3 - Single Family | Existing | Appliances | Natural Gas | Stove/Oven
| Residential | CZ3 - Single Family | Existing | Appliances | Natural Gas | Stove/Oven
| Residential | CZ3 - Single Family | Existing | Appliances | Natural Gas | Stove/Oven
| Residential | CZ3 - Single Family | Existing | Appliances | Natural Gas | Stove/Oven
| Residential | CZ3 - Single Family | Existing | Appliances | Natural Gas | Stove/Oven
| Residential | CZ3 - Single Family | Existing | Appliances | Natural Gas | Stove/Oven
| Residential | CZ3 - Single Family | Existing | Appliances | Natural Gas | Stove/Oven
| Residential | CZ3 - Single Family | Existing | Appliances | Natural Gas | Stove/Oven
| Residential | CZ3 - Single Family | Existing | Appliances | Natural Gas | Stove/Oven
| Residential | CZ3 - Single Family | Existing | Appliances | Natural Gas | Stove/Oven
| Residential | CZ3 - Single Family | Existing | Miscellaneous | Natural Gas | Pool Heater
| Residential | CZ3 - Single Family | Existing | Miscellaneous | Natural Gas | Pool Heater
| Residential | CZ3 - Single Family | Existing | Miscellaneous | Natural Gas | Pool Heater
| Residential | CZ3 - Single Family | Existing | Miscellaneous | Natural Gas | Pool Heater
| Residential | CZ3 - Single Family | Existing | Miscellaneous | Natural Gas | Pool Heater
| Residential | CZ3 - Single Family | Existing | Miscellaneous | Natural Gas | Pool Heater
| Residential | CZ3 - Single Family | Existing | Miscellaneous | Natural Gas | Pool Heater
| Residential | CZ3 - Single Family | Existing | Miscellaneous | Natural Gas | Pool Heater
| Residential | CZ3 - Single Family | Existing | Miscellaneous | Natural Gas | Pool Heater
| Residential | CZ3 - Single Family | Existing | Miscellaneous | Natural Gas | Pool Heater
| Residential | CZ3 - Single Family | Existing | Miscellaneous | Natural Gas | Pool Heater
| Residential | CZ3 - Single Family | Existing | Miscellaneous | Natural Gas | Miscellaneous
| Residential | CZ3 - Single Family | Existing | Miscellaneous | Natural Gas | Miscellaneous
| Residential | CZ3 - Single Family | Existing | Miscellaneous | Natural Gas | Miscellaneous
| Residential | CZ3 - Single Family | Existing | Miscellaneous | Natural Gas | Miscellaneous
| Residential | CZ3 - Single Family | Existing | Miscellaneous | Natural Gas | Miscellaneous
| Residential | CZ3 - Single Family | Existing | Miscellaneous | Natural Gas | Miscellaneous
| Residential | CZ3 - Single Family | Existing | Miscellaneous | Natural Gas | Miscellaneous
| Residential | CZ3 - Single Family | Existing | Miscellaneous | Natural Gas | Miscellaneous
| Residential | CZ3 - Single Family | Existing | Miscellaneous | Natural Gas | Miscellaneous
| Residential | CZ3 - Single Family | Existing | Miscellaneous | Natural Gas | Miscellaneous
| Residential | CZ3 - Single Family | Existing | Miscellaneous | Natural Gas | Miscellaneous
| Residential | CZ3 - Single Family | New | Space Heating | Natural Gas | Furnace - Direct Fuel
| Residential | CZ3 - Single Family | New | Space Heating | Natural Gas | Furnace - Direct Fuel
| Residential | CZ3 - Single Family | New | Space Heating | Natural Gas | Furnace - Direct Fuel
| Residential | CZ3 - Single Family | New | Space Heating | Natural Gas | Furnace - Direct Fuel
| Residential | CZ3 - Single Family | New | Space Heating | Natural Gas | Furnace - Direct Fuel
| Residential | CZ3 - Single Family | New | Space Heating | Natural Gas | Furnace - Direct Fuel
| Residential | CZ3 - Single Family | New | Space Heating | Natural Gas | Furnace - Direct Fuel
| Residential | CZ3 - Single Family | New | Space Heating | Natural Gas | Furnace - Direct Fuel
| Residential | CZ3 - Single Family | New | Space Heating | Natural Gas | Furnace - Direct Fuel
| Residential | CZ3 - Single Family | New | Space Heating | Natural Gas | Furnace - Direct Fuel
| Residential | CZ3 - Single Family | New | Space Heating | Natural Gas | Furnace - Direct Fuel
| Residential | CZ3 - Single Family | New | Space Heating | Natural Gas | Boiler - Direct Fuel
| Residential | CZ3 - Single Family | New | Space Heating | Natural Gas | Boiler - Direct Fuel
| Residential | CZ3 - Single Family | New | Space Heating | Natural Gas | Boiler - Direct Fuel
| Residential | CZ3 - Single Family | New | Space Heating | Natural Gas | Boiler - Direct Fuel
| Residential | CZ3 - Single Family | New | Space Heating | Natural Gas | Boiler - Direct Fuel
| Residential | CZ3 - Single Family | New | Space Heating | Natural Gas | Boiler - Direct Fuel
| Residential | CZ3 - Single Family | New | Space Heating | Natural Gas | Boiler - Direct Fuel
| Residential | CZ3 - Single Family | New | Space Heating | Natural Gas | Boiler - Direct Fuel
| Residential | CZ3 - Single Family | New | Space Heating | Natural Gas | Boiler - Direct Fuel
| Residential | CZ3 - Single Family | New | Space Heating | Natural Gas | Boiler - Direct Fuel
| Residential | CZ3 - Single Family | New | Space Heating | Natural Gas | Boiler - Direct Fuel
| Residential | CZ3 - Single Family | New | Secondary Heating | Natural Gas | Fireplace
| Residential | CZ3 - Single Family | New | Secondary Heating | Natural Gas | Fireplace
| Residential | CZ3 - Single Family | New | Secondary Heating | Natural Gas | Fireplace
| Residential | CZ3 - Single Family | New | Secondary Heating | Natural Gas | Fireplace
| Residential | CZ3 - Single Family | New | Secondary Heating | Natural Gas | Fireplace
| Residential | CZ3 - Single Family | New | Secondary Heating | Natural Gas | Fireplace
| Residential | CZ3 - Single Family | New | Secondary Heating | Natural Gas | Fireplace
| Residential | CZ3 - Single Family | New | Secondary Heating | Natural Gas | Fireplace
| Residential | CZ3 - Single Family | New | Secondary Heating | Natural Gas | Fireplace
| Residential | CZ3 - Single Family | New | Secondary Heating | Natural Gas | Fireplace
| Residential | CZ3 - Single Family | New | Secondary Heating | Natural Gas | Fireplace
| Residential | CZ3 - Single Family | New | Water Heating | Natural Gas | Water Heater <= 55 gal.
| Residential | CZ3 - Single Family | New | Water Heating | Natural Gas | Water Heater <= 55 gal.
| Residential | CZ3 - Single Family | New | Water Heating | Natural Gas | Water Heater <= 55 gal.
| Residential | CZ3 - Single Family | New | Water Heating | Natural Gas | Water Heater <= 55 gal.
| Residential | CZ3 - Single Family | New | Water Heating | Natural Gas | Water Heater <= 55 gal.
| Residential | CZ3 - Single Family | New | Water Heating | Natural Gas | Water Heater <= 55 gal.
| Residential | CZ3 - Single Family | New | Water Heating | Natural Gas | Water Heater <= 55 gal.
| Residential | CZ3 - Single Family | New | Water Heating | Natural Gas | Water Heater <= 55 gal.
| Residential | CZ3 - Single Family | New | Water Heating | Natural Gas | Water Heater <= 55 gal.
| Residential | CZ3 - Single Family | New | Water Heating | Natural Gas | Water Heater <= 55 gal.
| Residential | CZ3 - Single Family | New | Water Heating | Natural Gas | Water Heater <= 55 gal.
| Residential | CZ3 - Single Family | New | Water Heating | Natural Gas | Water Heater > 55 gal.
| Residential | CZ3 - Single Family | New | Water Heating | Natural Gas | Water Heater > 55 gal.
| Residential | CZ3 - Single Family | New | Water Heating | Natural Gas | Water Heater > 55 gal.
| Residential | CZ3 - Single Family | New | Water Heating | Natural Gas | Water Heater > 55 gal.
| Residential | CZ3 - Single Family | New | Water Heating | Natural Gas | Water Heater > 55 gal.
| Residential | CZ3 - Single Family | New | Water Heating | Natural Gas | Water Heater > 55 gal.
| Residential | CZ3 - Single Family | New | Water Heating | Natural Gas | Water Heater > 55 gal.
| Residential | CZ3 - Single Family | New | Water Heating | Natural Gas | Water Heater > 55 gal.
| Residential | CZ3 - Single Family | New | Water Heating | Natural Gas | Water Heater > 55 gal.
| Residential | CZ3 - Single Family | New | Water Heating | Natural Gas | Water Heater > 55 gal.
| Residential | CZ3 - Single Family | New | Water Heating | Natural Gas | Water Heater > 55 gal.
| Residential | CZ3 - Single Family | New | Appliances | Natural Gas | Clothes Dryer
| Residential | CZ3 - Single Family | New | Appliances | Natural Gas | Clothes Dryer
| Residential | CZ3 - Single Family | New | Appliances | Natural Gas | Clothes Dryer
| Residential | CZ3 - Single Family | New | Appliances | Natural Gas | Clothes Dryer
| Residential | CZ3 - Single Family | New | Appliances | Natural Gas | Clothes Dryer
| Residential | CZ3 - Single Family | New | Appliances | Natural Gas | Clothes Dryer
| Residential | CZ3 - Single Family | New | Appliances | Natural Gas | Clothes Dryer
| Residential | CZ3 - Single Family | New | Appliances | Natural Gas | Clothes Dryer
| Residential | CZ3 - Single Family | New | Appliances | Natural Gas | Clothes Dryer
| Residential | CZ3 - Single Family | New | Appliances | Natural Gas | Clothes Dryer
| Residential | CZ3 - Single Family | New | Appliances | Natural Gas | Clothes Dryer
| Residential | CZ3 - Single Family | New | Appliances | Natural Gas | Stove/Oven
| Residential | CZ3 - Single Family | New | Appliances | Natural Gas | Stove/Oven
| Residential | CZ3 - Single Family | New | Appliances | Natural Gas | Stove/Oven
| Residential | CZ3 - Single Family | New | Appliances | Natural Gas | Stove/Oven
| Residential | CZ3 - Single Family | New | Appliances | Natural Gas | Stove/Oven
| Residential | CZ3 - Single Family | New | Appliances | Natural Gas | Stove/Oven
| Residential | CZ3 - Single Family | New | Appliances | Natural Gas | Stove/Oven
| Residential | CZ3 - Single Family | New | Appliances | Natural Gas | Stove/Oven
| Residential | CZ3 - Single Family | New | Appliances | Natural Gas | Stove/Oven
| Residential | CZ3 - Single Family | New | Appliances | Natural Gas | Stove/Oven
| Residential | CZ3 - Single Family | New | Appliances | Natural Gas | Stove/Oven
| Residential | CZ3 - Single Family | New | Miscellaneous | Natural Gas | Pool Heater
| Residential | CZ3 - Single Family | New | Miscellaneous | Natural Gas | Pool Heater
| Residential | CZ3 - Single Family | New | Miscellaneous | Natural Gas | Pool Heater
| Residential | CZ3 - Single Family | New | Miscellaneous | Natural Gas | Pool Heater
| Residential | CZ3 - Single Family | New | Miscellaneous | Natural Gas | Pool Heater
| Residential | CZ3 - Single Family | New | Miscellaneous | Natural Gas | Pool Heater
| Residential | CZ3 - Single Family | New | Miscellaneous | Natural Gas | Pool Heater
| Residential | CZ3 - Single Family | New | Miscellaneous | Natural Gas | Pool Heater
| Residential | CZ3 - Single Family | New | Miscellaneous | Natural Gas | Pool Heater
| Residential | CZ3 - Single Family | New | Miscellaneous | Natural Gas | Pool Heater
| Residential | CZ3 - Single Family | New | Miscellaneous | Natural Gas | Pool Heater
| Residential | CZ3 - Single Family | New | Miscellaneous | Natural Gas | Miscellaneous
| Residential | CZ3 - Single Family | New | Miscellaneous | Natural Gas | Miscellaneous
| Residential | CZ3 - Single Family | New | Miscellaneous | Natural Gas | Miscellaneous
| Residential | CZ3 - Single Family | New | Miscellaneous | Natural Gas | Miscellaneous
| Residential | CZ3 - Single Family | New | Miscellaneous | Natural Gas | Miscellaneous
| Residential | CZ3 - Single Family | New | Miscellaneous | Natural Gas | Miscellaneous
| Residential | CZ3 - Single Family | New | Miscellaneous | Natural Gas | Miscellaneous
| Residential | CZ3 - Single Family | New | Miscellaneous | Natural Gas | Miscellaneous
| Residential | CZ3 - Single Family | New | Miscellaneous | Natural Gas | Miscellaneous
| Residential | CZ3 - Single Family | New | Miscellaneous | Natural Gas | Miscellaneous
| Residential | CZ3 - Single Family | New | Miscellaneous | Natural Gas | Miscellaneous
| Residential | CZ3 - Multi Family | Existing | Space Heating | Natural Gas | Furnace - Direct Fuel
| Residential | CZ3 - Multi Family | Existing | Space Heating | Natural Gas | Furnace - Direct Fuel
| Residential | CZ3 - Multi Family | Existing | Space Heating | Natural Gas | Furnace - Direct Fuel
| Residential | CZ3 - Multi Family | Existing | Space Heating | Natural Gas | Furnace - Direct Fuel
| Residential | CZ3 - Multi Family | Existing | Space Heating | Natural Gas | Furnace - Direct Fuel
| Residential | CZ3 - Multi Family | Existing | Space Heating | Natural Gas | Furnace - Direct Fuel
| Residential | CZ3 - Multi Family | Existing | Space Heating | Natural Gas | Furnace - Direct Fuel
| Residential | CZ3 - Multi Family | Existing | Space Heating | Natural Gas | Furnace - Direct Fuel
| Residential | CZ3 - Multi Family | Existing | Space Heating | Natural Gas | Furnace - Direct Fuel
| Residential | CZ3 - Multi Family | Existing | Space Heating | Natural Gas | Furnace - Direct Fuel
| Residential | CZ3 - Multi Family | Existing | Space Heating | Natural Gas | Furnace - Direct Fuel
| Residential | CZ3 - Multi Family | Existing | Space Heating | Natural Gas | Boiler - Direct Fuel
| Residential | CZ3 - Multi Family | Existing | Space Heating | Natural Gas | Boiler - Direct Fuel
| Residential | CZ3 - Multi Family | Existing | Space Heating | Natural Gas | Boiler - Direct Fuel
| Residential | CZ3 - Multi Family | Existing | Space Heating | Natural Gas | Boiler - Direct Fuel
| Residential | CZ3 - Multi Family | Existing | Space Heating | Natural Gas | Boiler - Direct Fuel
| Residential | CZ3 - Multi Family | Existing | Space Heating | Natural Gas | Boiler - Direct Fuel
| Residential | CZ3 - Multi Family | Existing | Space Heating | Natural Gas | Boiler - Direct Fuel
| Residential | CZ3 - Multi Family | Existing | Space Heating | Natural Gas | Boiler - Direct Fuel
| Residential | CZ3 - Multi Family | Existing | Space Heating | Natural Gas | Boiler - Direct Fuel
| Residential | CZ3 - Multi Family | Existing | Space Heating | Natural Gas | Boiler - Direct Fuel
| Residential | CZ3 - Multi Family | Existing | Space Heating | Natural Gas | Boiler - Direct Fuel
| Residential | CZ3 - Multi Family | Existing | Secondary Heating | Natural Gas | Fireplace
| Residential | CZ3 - Multi Family | Existing | Secondary Heating | Natural Gas | Fireplace
| Residential | CZ3 - Multi Family | Existing | Secondary Heating | Natural Gas | Fireplace
| Residential | CZ3 - Multi Family | Existing | Secondary Heating | Natural Gas | Fireplace
| Residential | CZ3 - Multi Family | Existing | Secondary Heating | Natural Gas | Fireplace
| Residential | CZ3 - Multi Family | Existing | Secondary Heating | Natural Gas | Fireplace
| Residential | CZ3 - Multi Family | Existing | Secondary Heating | Natural Gas | Fireplace
| Residential | CZ3 - Multi Family | Existing | Secondary Heating | Natural Gas | Fireplace
| Residential | CZ3 - Multi Family | Existing | Secondary Heating | Natural Gas | Fireplace
| Residential | CZ3 - Multi Family | Existing | Secondary Heating | Natural Gas | Fireplace
| Residential | CZ3 - Multi Family | Existing | Secondary Heating | Natural Gas | Fireplace
| Residential | CZ3 - Multi Family | Existing | Water Heating | Natural Gas | Water Heater <= 55 gal.
| Residential | CZ3 - Multi Family | Existing | Water Heating | Natural Gas | Water Heater <= 55 gal.
| Residential | CZ3 - Multi Family | Existing | Water Heating | Natural Gas | Water Heater <= 55 gal.
| Residential | CZ3 - Multi Family | Existing | Water Heating | Natural Gas | Water Heater <= 55 gal.
| Residential | CZ3 - Multi Family | Existing | Water Heating | Natural Gas | Water Heater <= 55 gal.
| Residential | CZ3 - Multi Family | Existing | Water Heating | Natural Gas | Water Heater <= 55 gal.
| Residential | CZ3 - Multi Family | Existing | Water Heating | Natural Gas | Water Heater <= 55 gal.
| Residential | CZ3 - Multi Family | Existing | Water Heating | Natural Gas | Water Heater <= 55 gal.
| Residential | CZ3 - Multi Family | Existing | Water Heating | Natural Gas | Water Heater <= 55 gal.
| Residential | CZ3 - Multi Family | Existing | Water Heating | Natural Gas | Water Heater <= 55 gal.
| Residential | CZ3 - Multi Family | Existing | Water Heating | Natural Gas | Water Heater <= 55 gal.
| Residential | CZ3 - Multi Family | Existing | Water Heating | Natural Gas | Water Heater > 55 gal.
| Residential | CZ3 - Multi Family | Existing | Water Heating | Natural Gas | Water Heater > 55 gal.
| Residential | CZ3 - Multi Family | Existing | Water Heating | Natural Gas | Water Heater > 55 gal.
| Residential | CZ3 - Multi Family | Existing | Water Heating | Natural Gas | Water Heater > 55 gal.
| Residential | CZ3 - Multi Family | Existing | Water Heating | Natural Gas | Water Heater > 55 gal.
| Residential | CZ3 - Multi Family | Existing | Water Heating | Natural Gas | Water Heater > 55 gal.
| Residential | CZ3 - Multi Family | Existing | Water Heating | Natural Gas | Water Heater > 55 gal.
| Residential | CZ3 - Multi Family | Existing | Water Heating | Natural Gas | Water Heater > 55 gal.
| Residential | CZ3 - Multi Family | Existing | Water Heating | Natural Gas | Water Heater > 55 gal.
| Residential | CZ3 - Multi Family | Existing | Water Heating | Natural Gas | Water Heater > 55 gal.
| Residential | CZ3 - Multi Family | Existing | Water Heating | Natural Gas | Water Heater > 55 gal.
| Residential | CZ3 - Multi Family | Existing | Appliances | Natural Gas | Clothes Dryer
| Residential | CZ3 - Multi Family | Existing | Appliances | Natural Gas | Clothes Dryer
| Residential | CZ3 - Multi Family | Existing | Appliances | Natural Gas | Clothes Dryer
| Residential | CZ3 - Multi Family | Existing | Appliances | Natural Gas | Clothes Dryer
| Residential | CZ3 - Multi Family | Existing | Appliances | Natural Gas | Clothes Dryer
| Residential | CZ3 - Multi Family | Existing | Appliances | Natural Gas | Clothes Dryer
| Residential | CZ3 - Multi Family | Existing | Appliances | Natural Gas | Clothes Dryer
| Residential | CZ3 - Multi Family | Existing | Appliances | Natural Gas | Clothes Dryer
| Residential | CZ3 - Multi Family | Existing | Appliances | Natural Gas | Clothes Dryer
| Residential | CZ3 - Multi Family | Existing | Appliances | Natural Gas | Clothes Dryer
| Residential | CZ3 - Multi Family | Existing | Appliances | Natural Gas | Clothes Dryer
| Residential | CZ3 - Multi Family | Existing | Appliances | Natural Gas | Stove/Oven
| Residential | CZ3 - Multi Family | Existing | Appliances | Natural Gas | Stove/Oven
| Residential | CZ3 - Multi Family | Existing | Appliances | Natural Gas | Stove/Oven
| Residential | CZ3 - Multi Family | Existing | Appliances | Natural Gas | Stove/Oven
| Residential | CZ3 - Multi Family | Existing | Appliances | Natural Gas | Stove/Oven
| Residential | CZ3 - Multi Family | Existing | Appliances | Natural Gas | Stove/Oven
| Residential | CZ3 - Multi Family | Existing | Appliances | Natural Gas | Stove/Oven
| Residential | CZ3 - Multi Family | Existing | Appliances | Natural Gas | Stove/Oven
| Residential | CZ3 - Multi Family | Existing | Appliances | Natural Gas | Stove/Oven
| Residential | CZ3 - Multi Family | Existing | Appliances | Natural Gas | Stove/Oven
| Residential | CZ3 - Multi Family | Existing | Appliances | Natural Gas | Stove/Oven
| Residential | CZ3 - Multi Family | Existing | Miscellaneous | Natural Gas | Pool Heater
| Residential | CZ3 - Multi Family | Existing | Miscellaneous | Natural Gas | Pool Heater
| Residential | CZ3 - Multi Family | Existing | Miscellaneous | Natural Gas | Pool Heater
| Residential | CZ3 - Multi Family | Existing | Miscellaneous | Natural Gas | Pool Heater
| Residential | CZ3 - Multi Family | Existing | Miscellaneous | Natural Gas | Pool Heater
| Residential | CZ3 - Multi Family | Existing | Miscellaneous | Natural Gas | Pool Heater
| Residential | CZ3 - Multi Family | Existing | Miscellaneous | Natural Gas | Pool Heater
| Residential | CZ3 - Multi Family | Existing | Miscellaneous | Natural Gas | Pool Heater
| Residential | CZ3 - Multi Family | Existing | Miscellaneous | Natural Gas | Pool Heater
| Residential | CZ3 - Multi Family | Existing | Miscellaneous | Natural Gas | Pool Heater
| Residential | CZ3 - Multi Family | Existing | Miscellaneous | Natural Gas | Pool Heater
| Residential | CZ3 - Multi Family | Existing | Miscellaneous | Natural Gas | Miscellaneous
| Residential | CZ3 - Multi Family | Existing | Miscellaneous | Natural Gas | Miscellaneous
| Residential | CZ3 - Multi Family | Existing | Miscellaneous | Natural Gas | Miscellaneous
| Residential | CZ3 - Multi Family | Existing | Miscellaneous | Natural Gas | Miscellaneous
| Residential | CZ3 - Multi Family | Existing | Miscellaneous | Natural Gas | Miscellaneous
| Residential | CZ3 - Multi Family | Existing | Miscellaneous | Natural Gas | Miscellaneous
| Residential | CZ3 - Multi Family | Existing | Miscellaneous | Natural Gas | Miscellaneous
| Residential | CZ3 - Multi Family | Existing | Miscellaneous | Natural Gas | Miscellaneous
| Residential | CZ3 - Multi Family | Existing | Miscellaneous | Natural Gas | Miscellaneous
| Residential | CZ3 - Multi Family | Existing | Miscellaneous | Natural Gas | Miscellaneous
| Residential | CZ3 - Multi Family | Existing | Miscellaneous | Natural Gas | Miscellaneous
| Residential | CZ3 - Multi Family | New | Space Heating | Natural Gas | Furnace - Direct Fuel
| Residential | CZ3 - Multi Family | New | Space Heating | Natural Gas | Furnace - Direct Fuel
| Residential | CZ3 - Multi Family | New | Space Heating | Natural Gas | Furnace - Direct Fuel
| Residential | CZ3 - Multi Family | New | Space Heating | Natural Gas | Furnace - Direct Fuel
| Residential | CZ3 - Multi Family | New | Space Heating | Natural Gas | Furnace - Direct Fuel
| Residential | CZ3 - Multi Family | New | Space Heating | Natural Gas | Furnace - Direct Fuel
| Residential | CZ3 - Multi Family | New | Space Heating | Natural Gas | Furnace - Direct Fuel
| Residential | CZ3 - Multi Family | New | Space Heating | Natural Gas | Furnace - Direct Fuel
| Residential | CZ3 - Multi Family | New | Space Heating | Natural Gas | Furnace - Direct Fuel
| Residential | CZ3 - Multi Family | New | Space Heating | Natural Gas | Furnace - Direct Fuel
| Residential | CZ3 - Multi Family | New | Space Heating | Natural Gas | Furnace - Direct Fuel
| Residential | CZ3 - Multi Family | New | Space Heating | Natural Gas | Boiler - Direct Fuel
| Residential | CZ3 - Multi Family | New | Space Heating | Natural Gas | Boiler - Direct Fuel
| Residential | CZ3 - Multi Family | New | Space Heating | Natural Gas | Boiler - Direct Fuel
| Residential | CZ3 - Multi Family | New | Space Heating | Natural Gas | Boiler - Direct Fuel
| Residential | CZ3 - Multi Family | New | Space Heating | Natural Gas | Boiler - Direct Fuel
| Residential | CZ3 - Multi Family | New | Space Heating | Natural Gas | Boiler - Direct Fuel
| Residential | CZ3 - Multi Family | New | Space Heating | Natural Gas | Boiler - Direct Fuel
| Residential | CZ3 - Multi Family | New | Space Heating | Natural Gas | Boiler - Direct Fuel
| Residential | CZ3 - Multi Family | New | Space Heating | Natural Gas | Boiler - Direct Fuel
| Residential | CZ3 - Multi Family | New | Space Heating | Natural Gas | Boiler - Direct Fuel
| Residential | CZ3 - Multi Family | New | Space Heating | Natural Gas | Boiler - Direct Fuel
| Residential | CZ3 - Multi Family | New | Secondary Heating | Natural Gas | Fireplace
| Residential | CZ3 - Multi Family | New | Secondary Heating | Natural Gas | Fireplace
| Residential | CZ3 - Multi Family | New | Secondary Heating | Natural Gas | Fireplace
| Residential | CZ3 - Multi Family | New | Secondary Heating | Natural Gas | Fireplace
| Residential | CZ3 - Multi Family | New | Secondary Heating | Natural Gas | Fireplace
| Residential | CZ3 - Multi Family | New | Secondary Heating | Natural Gas | Fireplace
| Residential | CZ3 - Multi Family | New | Secondary Heating | Natural Gas | Fireplace
| Residential | CZ3 - Multi Family | New | Secondary Heating | Natural Gas | Fireplace
| Residential | CZ3 - Multi Family | New | Secondary Heating | Natural Gas | Fireplace
| Residential | CZ3 - Multi Family | New | Secondary Heating | Natural Gas | Fireplace
| Residential | CZ3 - Multi Family | New | Secondary Heating | Natural Gas | Fireplace
| Residential | CZ3 - Multi Family | New | Water Heating | Natural Gas | Water Heater <= 55 gal.
| Residential | CZ3 - Multi Family | New | Water Heating | Natural Gas | Water Heater <= 55 gal.
| Residential | CZ3 - Multi Family | New | Water Heating | Natural Gas | Water Heater <= 55 gal.
| Residential | CZ3 - Multi Family | New | Water Heating | Natural Gas | Water Heater <= 55 gal.
| Residential | CZ3 - Multi Family | New | Water Heating | Natural Gas | Water Heater <= 55 gal.
| Residential | CZ3 - Multi Family | New | Water Heating | Natural Gas | Water Heater <= 55 gal.
| Residential | CZ3 - Multi Family | New | Water Heating | Natural Gas | Water Heater <= 55 gal.
| Residential | CZ3 - Multi Family | New | Water Heating | Natural Gas | Water Heater <= 55 gal.
| Residential | CZ3 - Multi Family | New | Water Heating | Natural Gas | Water Heater <= 55 gal.
| Residential | CZ3 - Multi Family | New | Water Heating | Natural Gas | Water Heater <= 55 gal.
| Residential | CZ3 - Multi Family | New | Water Heating | Natural Gas | Water Heater <= 55 gal.
| Residential | CZ3 - Multi Family | New | Water Heating | Natural Gas | Water Heater > 55 gal.
| Residential | CZ3 - Multi Family | New | Water Heating | Natural Gas | Water Heater > 55 gal.
| Residential | CZ3 - Multi Family | New | Water Heating | Natural Gas | Water Heater > 55 gal.
| Residential | CZ3 - Multi Family | New | Water Heating | Natural Gas | Water Heater > 55 gal.
| Residential | CZ3 - Multi Family | New | Water Heating | Natural Gas | Water Heater > 55 gal.
| Residential | CZ3 - Multi Family | New | Water Heating | Natural Gas | Water Heater > 55 gal.
| Residential | CZ3 - Multi Family | New | Water Heating | Natural Gas | Water Heater > 55 gal.
| Residential | CZ3 - Multi Family | New | Water Heating | Natural Gas | Water Heater > 55 gal.
| Residential | CZ3 - Multi Family | New | Water Heating | Natural Gas | Water Heater > 55 gal.
| Residential | CZ3 - Multi Family | New | Water Heating | Natural Gas | Water Heater > 55 gal.
| Residential | CZ3 - Multi Family | New | Water Heating | Natural Gas | Water Heater > 55 gal.
| Residential | CZ3 - Multi Family | New | Appliances | Natural Gas | Clothes Dryer
| Residential | CZ3 - Multi Family | New | Appliances | Natural Gas | Clothes Dryer
| Residential | CZ3 - Multi Family | New | Appliances | Natural Gas | Clothes Dryer
| Residential | CZ3 - Multi Family | New | Appliances | Natural Gas | Clothes Dryer
| Residential | CZ3 - Multi Family | New | Appliances | Natural Gas | Clothes Dryer
| Residential | CZ3 - Multi Family | New | Appliances | Natural Gas | Clothes Dryer
| Residential | CZ3 - Multi Family | New | Appliances | Natural Gas | Clothes Dryer
| Residential | CZ3 - Multi Family | New | Appliances | Natural Gas | Clothes Dryer
| Residential | CZ3 - Multi Family | New | Appliances | Natural Gas | Clothes Dryer
| Residential | CZ3 - Multi Family | New | Appliances | Natural Gas | Clothes Dryer
| Residential | CZ3 - Multi Family | New | Appliances | Natural Gas | Clothes Dryer
| Residential | CZ3 - Multi Family | New | Appliances | Natural Gas | Stove/Oven
| Residential | CZ3 - Multi Family | New | Appliances | Natural Gas | Stove/Oven
| Residential | CZ3 - Multi Family | New | Appliances | Natural Gas | Stove/Oven
| Residential | CZ3 - Multi Family | New | Appliances | Natural Gas | Stove/Oven
| Residential | CZ3 - Multi Family | New | Appliances | Natural Gas | Stove/Oven
| Residential | CZ3 - Multi Family | New | Appliances | Natural Gas | Stove/Oven
| Residential | CZ3 - Multi Family | New | Appliances | Natural Gas | Stove/Oven
| Residential | CZ3 - Multi Family | New | Appliances | Natural Gas | Stove/Oven
| Residential | CZ3 - Multi Family | New | Appliances | Natural Gas | Stove/Oven
| Residential | CZ3 - Multi Family | New | Appliances | Natural Gas | Stove/Oven
| Residential | CZ3 - Multi Family | New | Appliances | Natural Gas | Stove/Oven
| Residential | CZ3 - Multi Family | New | Miscellaneous | Natural Gas | Pool Heater
| Residential | CZ3 - Multi Family | New | Miscellaneous | Natural Gas | Pool Heater
| Residential | CZ3 - Multi Family | New | Miscellaneous | Natural Gas | Pool Heater
| Residential | CZ3 - Multi Family | New | Miscellaneous | Natural Gas | Pool Heater
| Residential | CZ3 - Multi Family | New | Miscellaneous | Natural Gas | Pool Heater
| Residential | CZ3 - Multi Family | New | Miscellaneous | Natural Gas | Pool Heater
| Residential | CZ3 - Multi Family | New | Miscellaneous | Natural Gas | Pool Heater
| Residential | CZ3 - Multi Family | New | Miscellaneous | Natural Gas | Pool Heater
| Residential | CZ3 - Multi Family | New | Miscellaneous | Natural Gas | Pool Heater
| Residential | CZ3 - Multi Family | New | Miscellaneous | Natural Gas | Pool Heater
| Residential | CZ3 - Multi Family | New | Miscellaneous | Natural Gas | Pool Heater
| Residential | CZ3 - Multi Family | New | Miscellaneous | Natural Gas | Miscellaneous
| Residential | CZ3 - Multi Family | New | Miscellaneous | Natural Gas | Miscellaneous
| Residential | CZ3 - Multi Family | New | Miscellaneous | Natural Gas | Miscellaneous
| Residential | CZ3 - Multi Family | New | Miscellaneous | Natural Gas | Miscellaneous
| Residential | CZ3 - Multi Family | New | Miscellaneous | Natural Gas | Miscellaneous
| Residential | CZ3 - Multi Family | New | Miscellaneous | Natural Gas | Miscellaneous
| Residential | CZ3 - Multi Family | New | Miscellaneous | Natural Gas | Miscellaneous
| Residential | CZ3 - Multi Family | New | Miscellaneous | Natural Gas | Miscellaneous
| Residential | CZ3 - Multi Family | New | Miscellaneous | Natural Gas | Miscellaneous
| Residential | CZ3 - Multi Family | New | Miscellaneous | Natural Gas | Miscellaneous
| Residential | CZ3 - Multi Family | New | Miscellaneous | Natural Gas | Miscellaneous
| Residential | CZ1 - Single Family | Existing | Space Heating | Natural Gas | Furnace - Direct Fuel
| Residential | CZ1 - Single Family | Existing | Space Heating | Natural Gas | Furnace - Direct Fuel
| Residential | CZ1 - Single Family | Existing | Space Heating | Natural Gas | Furnace - Direct Fuel
| Residential | CZ1 - Single Family | Existing | Space Heating | Natural Gas | Furnace - Direct Fuel
| Residential | CZ1 - Single Family | Existing | Space Heating | Natural Gas | Furnace - Direct Fuel
| Residential | CZ1 - Single Family | Existing | Space Heating | Natural Gas | Furnace - Direct Fuel
| Residential | CZ1 - Single Family | Existing | Space Heating | Natural Gas | Furnace - Direct Fuel
| Residential | CZ1 - Single Family | Existing | Space Heating | Natural Gas | Furnace - Direct Fuel
| Residential | CZ1 - Single Family | Existing | Space Heating | Natural Gas | Furnace - Direct Fuel
| Residential | CZ1 - Single Family | Existing | Space Heating | Natural Gas | Furnace - Direct Fuel
| Residential | CZ1 - Single Family | Existing | Space Heating | Natural Gas | Furnace - Direct Fuel
| Residential | CZ1 - Single Family | Existing | Space Heating | Natural Gas | Boiler - Direct Fuel
| Residential | CZ1 - Single Family | Existing | Space Heating | Natural Gas | Boiler - Direct Fuel
| Residential | CZ1 - Single Family | Existing | Space Heating | Natural Gas | Boiler - Direct Fuel
| Residential | CZ1 - Single Family | Existing | Space Heating | Natural Gas | Boiler - Direct Fuel
| Residential | CZ1 - Single Family | Existing | Space Heating | Natural Gas | Boiler - Direct Fuel
| Residential | CZ1 - Single Family | Existing | Space Heating | Natural Gas | Boiler - Direct Fuel
| Residential | CZ1 - Single Family | Existing | Space Heating | Natural Gas | Boiler - Direct Fuel
| Residential | CZ1 - Single Family | Existing | Space Heating | Natural Gas | Boiler - Direct Fuel
| Residential | CZ1 - Single Family | Existing | Space Heating | Natural Gas | Boiler - Direct Fuel
| Residential | CZ1 - Single Family | Existing | Space Heating | Natural Gas | Boiler - Direct Fuel
| Residential | CZ1 - Single Family | Existing | Space Heating | Natural Gas | Boiler - Direct Fuel
| Residential | CZ1 - Single Family | Existing | Secondary Heating | Natural Gas | Fireplace
| Residential | CZ1 - Single Family | Existing | Secondary Heating | Natural Gas | Fireplace
| Residential | CZ1 - Single Family | Existing | Secondary Heating | Natural Gas | Fireplace
| Residential | CZ1 - Single Family | Existing | Secondary Heating | Natural Gas | Fireplace
| Residential | CZ1 - Single Family | Existing | Secondary Heating | Natural Gas | Fireplace
| Residential | CZ1 - Single Family | Existing | Secondary Heating | Natural Gas | Fireplace
| Residential | CZ1 - Single Family | Existing | Secondary Heating | Natural Gas | Fireplace
| Residential | CZ1 - Single Family | Existing | Secondary Heating | Natural Gas | Fireplace
| Residential | CZ1 - Single Family | Existing | Secondary Heating | Natural Gas | Fireplace
| Residential | CZ1 - Single Family | Existing | Secondary Heating | Natural Gas | Fireplace
| Residential | CZ1 - Single Family | Existing | Secondary Heating | Natural Gas | Fireplace
| Residential | CZ1 - Single Family | Existing | Water Heating | Natural Gas | Water Heater <= 55 gal.
| Residential | CZ1 - Single Family | Existing | Water Heating | Natural Gas | Water Heater <= 55 gal.
| Residential | CZ1 - Single Family | Existing | Water Heating | Natural Gas | Water Heater <= 55 gal.
| Residential | CZ1 - Single Family | Existing | Water Heating | Natural Gas | Water Heater <= 55 gal.
| Residential | CZ1 - Single Family | Existing | Water Heating | Natural Gas | Water Heater <= 55 gal.
| Residential | CZ1 - Single Family | Existing | Water Heating | Natural Gas | Water Heater <= 55 gal.
| Residential | CZ1 - Single Family | Existing | Water Heating | Natural Gas | Water Heater <= 55 gal.
| Residential | CZ1 - Single Family | Existing | Water Heating | Natural Gas | Water Heater <= 55 gal.
| Residential | CZ1 - Single Family | Existing | Water Heating | Natural Gas | Water Heater <= 55 gal.
| Residential | CZ1 - Single Family | Existing | Water Heating | Natural Gas | Water Heater <= 55 gal.
| Residential | CZ1 - Single Family | Existing | Water Heating | Natural Gas | Water Heater <= 55 gal.
| Residential | CZ1 - Single Family | Existing | Water Heating | Natural Gas | Water Heater > 55 gal.
| Residential | CZ1 - Single Family | Existing | Water Heating | Natural Gas | Water Heater > 55 gal.
| Residential | CZ1 - Single Family | Existing | Water Heating | Natural Gas | Water Heater > 55 gal.
| Residential | CZ1 - Single Family | Existing | Water Heating | Natural Gas | Water Heater > 55 gal.
| Residential | CZ1 - Single Family | Existing | Water Heating | Natural Gas | Water Heater > 55 gal.
| Residential | CZ1 - Single Family | Existing | Water Heating | Natural Gas | Water Heater > 55 gal.
| Residential | CZ1 - Single Family | Existing | Water Heating | Natural Gas | Water Heater > 55 gal.
| Residential | CZ1 - Single Family | Existing | Water Heating | Natural Gas | Water Heater > 55 gal.
| Residential | CZ1 - Single Family | Existing | Water Heating | Natural Gas | Water Heater > 55 gal.
| Residential | CZ1 - Single Family | Existing | Water Heating | Natural Gas | Water Heater > 55 gal.
| Residential | CZ1 - Single Family | Existing | Water Heating | Natural Gas | Water Heater > 55 gal.
| Residential | CZ1 - Single Family | Existing | Appliances | Natural Gas | Clothes Dryer
| Residential | CZ1 - Single Family | Existing | Appliances | Natural Gas | Clothes Dryer
| Residential | CZ1 - Single Family | Existing | Appliances | Natural Gas | Clothes Dryer
| Residential | CZ1 - Single Family | Existing | Appliances | Natural Gas | Clothes Dryer
| Residential | CZ1 - Single Family | Existing | Appliances | Natural Gas | Clothes Dryer
| Residential | CZ1 - Single Family | Existing | Appliances | Natural Gas | Clothes Dryer
| Residential | CZ1 - Single Family | Existing | Appliances | Natural Gas | Clothes Dryer
| Residential | CZ1 - Single Family | Existing | Appliances | Natural Gas | Clothes Dryer
| Residential | CZ1 - Single Family | Existing | Appliances | Natural Gas | Clothes Dryer
| Residential | CZ1 - Single Family | Existing | Appliances | Natural Gas | Clothes Dryer
| Residential | CZ1 - Single Family | Existing | Appliances | Natural Gas | Clothes Dryer
| Residential | CZ1 - Single Family | Existing | Appliances | Natural Gas | Stove/Oven
| Residential | CZ1 - Single Family | Existing | Appliances | Natural Gas | Stove/Oven
| Residential | CZ1 - Single Family | Existing | Appliances | Natural Gas | Stove/Oven
| Residential | CZ1 - Single Family | Existing | Appliances | Natural Gas | Stove/Oven
| Residential | CZ1 - Single Family | Existing | Appliances | Natural Gas | Stove/Oven
| Residential | CZ1 - Single Family | Existing | Appliances | Natural Gas | Stove/Oven
| Residential | CZ1 - Single Family | Existing | Appliances | Natural Gas | Stove/Oven
| Residential | CZ1 - Single Family | Existing | Appliances | Natural Gas | Stove/Oven
| Residential | CZ1 - Single Family | Existing | Appliances | Natural Gas | Stove/Oven
| Residential | CZ1 - Single Family | Existing | Appliances | Natural Gas | Stove/Oven
| Residential | CZ1 - Single Family | Existing | Appliances | Natural Gas | Stove/Oven
| Residential | CZ1 - Single Family | Existing | Miscellaneous | Natural Gas | Pool Heater
| Residential | CZ1 - Single Family | Existing | Miscellaneous | Natural Gas | Pool Heater
| Residential | CZ1 - Single Family | Existing | Miscellaneous | Natural Gas | Pool Heater
| Residential | CZ1 - Single Family | Existing | Miscellaneous | Natural Gas | Pool Heater
| Residential | CZ1 - Single Family | Existing | Miscellaneous | Natural Gas | Pool Heater
| Residential | CZ1 - Single Family | Existing | Miscellaneous | Natural Gas | Pool Heater
| Residential | CZ1 - Single Family | Existing | Miscellaneous | Natural Gas | Pool Heater
| Residential | CZ1 - Single Family | Existing | Miscellaneous | Natural Gas | Pool Heater
| Residential | CZ1 - Single Family | Existing | Miscellaneous | Natural Gas | Pool Heater
| Residential | CZ1 - Single Family | Existing | Miscellaneous | Natural Gas | Pool Heater
| Residential | CZ1 - Single Family | Existing | Miscellaneous | Natural Gas | Pool Heater
| Residential | CZ1 - Single Family | Existing | Miscellaneous | Natural Gas | Miscellaneous
| Residential | CZ1 - Single Family | Existing | Miscellaneous | Natural Gas | Miscellaneous
| Residential | CZ1 - Single Family | Existing | Miscellaneous | Natural Gas | Miscellaneous
| Residential | CZ1 - Single Family | Existing | Miscellaneous | Natural Gas | Miscellaneous
| Residential | CZ1 - Single Family | Existing | Miscellaneous | Natural Gas | Miscellaneous
| Residential | CZ1 - Single Family | Existing | Miscellaneous | Natural Gas | Miscellaneous
| Residential | CZ1 - Single Family | Existing | Miscellaneous | Natural Gas | Miscellaneous
| Residential | CZ1 - Single Family | Existing | Miscellaneous | Natural Gas | Miscellaneous
| Residential | CZ1 - Single Family | Existing | Miscellaneous | Natural Gas | Miscellaneous
| Residential | CZ1 - Single Family | Existing | Miscellaneous | Natural Gas | Miscellaneous
| Residential | CZ1 - Single Family | Existing | Miscellaneous | Natural Gas | Miscellaneous
| Residential | CZ1 - Single Family | New | Space Heating | Natural Gas | Furnace - Direct Fuel
| Residential | CZ1 - Single Family | New | Space Heating | Natural Gas | Furnace - Direct Fuel
| Residential | CZ1 - Single Family | New | Space Heating | Natural Gas | Furnace - Direct Fuel
| Residential | CZ1 - Single Family | New | Space Heating | Natural Gas | Furnace - Direct Fuel
| Residential | CZ1 - Single Family | New | Space Heating | Natural Gas | Furnace - Direct Fuel
| Residential | CZ1 - Single Family | New | Space Heating | Natural Gas | Furnace - Direct Fuel
| Residential | CZ1 - Single Family | New | Space Heating | Natural Gas | Furnace - Direct Fuel
| Residential | CZ1 - Single Family | New | Space Heating | Natural Gas | Furnace - Direct Fuel
| Residential | CZ1 - Single Family | New | Space Heating | Natural Gas | Furnace - Direct Fuel
| Residential | CZ1 - Single Family | New | Space Heating | Natural Gas | Furnace - Direct Fuel
| Residential | CZ1 - Single Family | New | Space Heating | Natural Gas | Furnace - Direct Fuel
| Residential | CZ1 - Single Family | New | Space Heating | Natural Gas | Boiler - Direct Fuel
| Residential | CZ1 - Single Family | New | Space Heating | Natural Gas | Boiler - Direct Fuel
| Residential | CZ1 - Single Family | New | Space Heating | Natural Gas | Boiler - Direct Fuel
| Residential | CZ1 - Single Family | New | Space Heating | Natural Gas | Boiler - Direct Fuel
| Residential | CZ1 - Single Family | New | Space Heating | Natural Gas | Boiler - Direct Fuel
| Residential | CZ1 - Single Family | New | Space Heating | Natural Gas | Boiler - Direct Fuel
| Residential | CZ1 - Single Family | New | Space Heating | Natural Gas | Boiler - Direct Fuel
| Residential | CZ1 - Single Family | New | Space Heating | Natural Gas | Boiler - Direct Fuel
| Residential | CZ1 - Single Family | New | Space Heating | Natural Gas | Boiler - Direct Fuel
| Residential | CZ1 - Single Family | New | Space Heating | Natural Gas | Boiler - Direct Fuel
| Residential | CZ1 - Single Family | New | Space Heating | Natural Gas | Boiler - Direct Fuel
| Residential | CZ1 - Single Family | New | Secondary Heating | Natural Gas | Fireplace
| Residential | CZ1 - Single Family | New | Secondary Heating | Natural Gas | Fireplace
| Residential | CZ1 - Single Family | New | Secondary Heating | Natural Gas | Fireplace
| Residential | CZ1 - Single Family | New | Secondary Heating | Natural Gas | Fireplace
| Residential | CZ1 - Single Family | New | Secondary Heating | Natural Gas | Fireplace
| Residential | CZ1 - Single Family | New | Secondary Heating | Natural Gas | Fireplace
| Residential | CZ1 - Single Family | New | Secondary Heating | Natural Gas | Fireplace
| Residential | CZ1 - Single Family | New | Secondary Heating | Natural Gas | Fireplace
| Residential | CZ1 - Single Family | New | Secondary Heating | Natural Gas | Fireplace
| Residential | CZ1 - Single Family | New | Secondary Heating | Natural Gas | Fireplace
| Residential | CZ1 - Single Family | New | Secondary Heating | Natural Gas | Fireplace
| Residential | CZ1 - Single Family | New | Water Heating | Natural Gas | Water Heater <= 55 gal.
| Residential | CZ1 - Single Family | New | Water Heating | Natural Gas | Water Heater <= 55 gal.
| Residential | CZ1 - Single Family | New | Water Heating | Natural Gas | Water Heater <= 55 gal.
| Residential | CZ1 - Single Family | New | Water Heating | Natural Gas | Water Heater <= 55 gal.
| Residential | CZ1 - Single Family | New | Water Heating | Natural Gas | Water Heater <= 55 gal.
| Residential | CZ1 - Single Family | New | Water Heating | Natural Gas | Water Heater <= 55 gal.
| Residential | CZ1 - Single Family | New | Water Heating | Natural Gas | Water Heater <= 55 gal.
| Residential | CZ1 - Single Family | New | Water Heating | Natural Gas | Water Heater <= 55 gal.
| Residential | CZ1 - Single Family | New | Water Heating | Natural Gas | Water Heater <= 55 gal.
| Residential | CZ1 - Single Family | New | Water Heating | Natural Gas | Water Heater <= 55 gal.
| Residential | CZ1 - Single Family | New | Water Heating | Natural Gas | Water Heater <= 55 gal.
| Residential | CZ1 - Single Family | New | Water Heating | Natural Gas | Water Heater > 55 gal.
| Residential | CZ1 - Single Family | New | Water Heating | Natural Gas | Water Heater > 55 gal.
| Residential | CZ1 - Single Family | New | Water Heating | Natural Gas | Water Heater > 55 gal.
| Residential | CZ1 - Single Family | New | Water Heating | Natural Gas | Water Heater > 55 gal.
| Residential | CZ1 - Single Family | New | Water Heating | Natural Gas | Water Heater > 55 gal.
| Residential | CZ1 - Single Family | New | Water Heating | Natural Gas | Water Heater > 55 gal.
| Residential | CZ1 - Single Family | New | Water Heating | Natural Gas | Water Heater > 55 gal.
| Residential | CZ1 - Single Family | New | Water Heating | Natural Gas | Water Heater > 55 gal.
| Residential | CZ1 - Single Family | New | Water Heating | Natural Gas | Water Heater > 55 gal.
| Residential | CZ1 - Single Family | New | Water Heating | Natural Gas | Water Heater > 55 gal.
| Residential | CZ1 - Single Family | New | Water Heating | Natural Gas | Water Heater > 55 gal.
| Residential | CZ1 - Single Family | New | Appliances | Natural Gas | Clothes Dryer
| Residential | CZ1 - Single Family | New | Appliances | Natural Gas | Clothes Dryer
| Residential | CZ1 - Single Family | New | Appliances | Natural Gas | Clothes Dryer
| Residential | CZ1 - Single Family | New | Appliances | Natural Gas | Clothes Dryer
| Residential | CZ1 - Single Family | New | Appliances | Natural Gas | Clothes Dryer
| Residential | CZ1 - Single Family | New | Appliances | Natural Gas | Clothes Dryer
| Residential | CZ1 - Single Family | New | Appliances | Natural Gas | Clothes Dryer
| Residential | CZ1 - Single Family | New | Appliances | Natural Gas | Clothes Dryer
| Residential | CZ1 - Single Family | New | Appliances | Natural Gas | Clothes Dryer
| Residential | CZ1 - Single Family | New | Appliances | Natural Gas | Clothes Dryer
| Residential | CZ1 - Single Family | New | Appliances | Natural Gas | Clothes Dryer
| Residential | CZ1 - Single Family | New | Appliances | Natural Gas | Stove/Oven
| Residential | CZ1 - Single Family | New | Appliances | Natural Gas | Stove/Oven
| Residential | CZ1 - Single Family | New | Appliances | Natural Gas | Stove/Oven
| Residential | CZ1 - Single Family | New | Appliances | Natural Gas | Stove/Oven
| Residential | CZ1 - Single Family | New | Appliances | Natural Gas | Stove/Oven
| Residential | CZ1 - Single Family | New | Appliances | Natural Gas | Stove/Oven
| Residential | CZ1 - Single Family | New | Appliances | Natural Gas | Stove/Oven
| Residential | CZ1 - Single Family | New | Appliances | Natural Gas | Stove/Oven
| Residential | CZ1 - Single Family | New | Appliances | Natural Gas | Stove/Oven
| Residential | CZ1 - Single Family | New | Appliances | Natural Gas | Stove/Oven
| Residential | CZ1 - Single Family | New | Appliances | Natural Gas | Stove/Oven
| Residential | CZ1 - Single Family | New | Miscellaneous | Natural Gas | Pool Heater
| Residential | CZ1 - Single Family | New | Miscellaneous | Natural Gas | Pool Heater
| Residential | CZ1 - Single Family | New | Miscellaneous | Natural Gas | Pool Heater
| Residential | CZ1 - Single Family | New | Miscellaneous | Natural Gas | Pool Heater
| Residential | CZ1 - Single Family | New | Miscellaneous | Natural Gas | Pool Heater
| Residential | CZ1 - Single Family | New | Miscellaneous | Natural Gas | Pool Heater
| Residential | CZ1 - Single Family | New | Miscellaneous | Natural Gas | Pool Heater
| Residential | CZ1 - Single Family | New | Miscellaneous | Natural Gas | Pool Heater
| Residential | CZ1 - Single Family | New | Miscellaneous | Natural Gas | Pool Heater
| Residential | CZ1 - Single Family | New | Miscellaneous | Natural Gas | Pool Heater
| Residential | CZ1 - Single Family | New | Miscellaneous | Natural Gas | Pool Heater
| Residential | CZ1 - Single Family | New | Miscellaneous | Natural Gas | Miscellaneous
| Residential | CZ1 - Single Family | New | Miscellaneous | Natural Gas | Miscellaneous
| Residential | CZ1 - Single Family | New | Miscellaneous | Natural Gas | Miscellaneous
| Residential | CZ1 - Single Family | New | Miscellaneous | Natural Gas | Miscellaneous
| Residential | CZ1 - Single Family | New | Miscellaneous | Natural Gas | Miscellaneous
| Residential | CZ1 - Single Family | New | Miscellaneous | Natural Gas | Miscellaneous
| Residential | CZ1 - Single Family | New | Miscellaneous | Natural Gas | Miscellaneous
| Residential | CZ1 - Single Family | New | Miscellaneous | Natural Gas | Miscellaneous
| Residential | CZ1 - Single Family | New | Miscellaneous | Natural Gas | Miscellaneous
| Residential | CZ1 - Single Family | New | Miscellaneous | Natural Gas | Miscellaneous
| Residential | CZ1 - Single Family | New | Miscellaneous | Natural Gas | Miscellaneous
| Residential | CZ1 - Multi Family | Existing | Space Heating | Natural Gas | Furnace - Direct Fuel
| Residential | CZ1 - Multi Family | Existing | Space Heating | Natural Gas | Furnace - Direct Fuel
| Residential | CZ1 - Multi Family | Existing | Space Heating | Natural Gas | Furnace - Direct Fuel
| Residential | CZ1 - Multi Family | Existing | Space Heating | Natural Gas | Furnace - Direct Fuel
| Residential | CZ1 - Multi Family | Existing | Space Heating | Natural Gas | Furnace - Direct Fuel
| Residential | CZ1 - Multi Family | Existing | Space Heating | Natural Gas | Furnace - Direct Fuel
| Residential | CZ1 - Multi Family | Existing | Space Heating | Natural Gas | Furnace - Direct Fuel
| Residential | CZ1 - Multi Family | Existing | Space Heating | Natural Gas | Furnace - Direct Fuel
| Residential | CZ1 - Multi Family | Existing | Space Heating | Natural Gas | Furnace - Direct Fuel
| Residential | CZ1 - Multi Family | Existing | Space Heating | Natural Gas | Furnace - Direct Fuel
| Residential | CZ1 - Multi Family | Existing | Space Heating | Natural Gas | Furnace - Direct Fuel
| Residential | CZ1 - Multi Family | Existing | Space Heating | Natural Gas | Boiler - Direct Fuel
| Residential | CZ1 - Multi Family | Existing | Space Heating | Natural Gas | Boiler - Direct Fuel
| Residential | CZ1 - Multi Family | Existing | Space Heating | Natural Gas | Boiler - Direct Fuel
| Residential | CZ1 - Multi Family | Existing | Space Heating | Natural Gas | Boiler - Direct Fuel
| Residential | CZ1 - Multi Family | Existing | Space Heating | Natural Gas | Boiler - Direct Fuel
| Residential | CZ1 - Multi Family | Existing | Space Heating | Natural Gas | Boiler - Direct Fuel
| Residential | CZ1 - Multi Family | Existing | Space Heating | Natural Gas | Boiler - Direct Fuel
| Residential | CZ1 - Multi Family | Existing | Space Heating | Natural Gas | Boiler - Direct Fuel
| Residential | CZ1 - Multi Family | Existing | Space Heating | Natural Gas | Boiler - Direct Fuel
| Residential | CZ1 - Multi Family | Existing | Space Heating | Natural Gas | Boiler - Direct Fuel
| Residential | CZ1 - Multi Family | Existing | Space Heating | Natural Gas | Boiler - Direct Fuel
| Residential | CZ1 - Multi Family | Existing | Secondary Heating | Natural Gas | Fireplace
| Residential | CZ1 - Multi Family | Existing | Secondary Heating | Natural Gas | Fireplace
| Residential | CZ1 - Multi Family | Existing | Secondary Heating | Natural Gas | Fireplace
| Residential | CZ1 - Multi Family | Existing | Secondary Heating | Natural Gas | Fireplace
| Residential | CZ1 - Multi Family | Existing | Secondary Heating | Natural Gas | Fireplace
| Residential | CZ1 - Multi Family | Existing | Secondary Heating | Natural Gas | Fireplace
| Residential | CZ1 - Multi Family | Existing | Secondary Heating | Natural Gas | Fireplace
| Residential | CZ1 - Multi Family | Existing | Secondary Heating | Natural Gas | Fireplace
| Residential | CZ1 - Multi Family | Existing | Secondary Heating | Natural Gas | Fireplace
| Residential | CZ1 - Multi Family | Existing | Secondary Heating | Natural Gas | Fireplace
| Residential | CZ1 - Multi Family | Existing | Secondary Heating | Natural Gas | Fireplace
| Residential | CZ1 - Multi Family | Existing | Water Heating | Natural Gas | Water Heater <= 55 gal.
| Residential | CZ1 - Multi Family | Existing | Water Heating | Natural Gas | Water Heater <= 55 gal.
| Residential | CZ1 - Multi Family | Existing | Water Heating | Natural Gas | Water Heater <= 55 gal.
| Residential | CZ1 - Multi Family | Existing | Water Heating | Natural Gas | Water Heater <= 55 gal.
| Residential | CZ1 - Multi Family | Existing | Water Heating | Natural Gas | Water Heater <= 55 gal.
| Residential | CZ1 - Multi Family | Existing | Water Heating | Natural Gas | Water Heater <= 55 gal.
| Residential | CZ1 - Multi Family | Existing | Water Heating | Natural Gas | Water Heater <= 55 gal.
| Residential | CZ1 - Multi Family | Existing | Water Heating | Natural Gas | Water Heater <= 55 gal.
| Residential | CZ1 - Multi Family | Existing | Water Heating | Natural Gas | Water Heater <= 55 gal.
| Residential | CZ1 - Multi Family | Existing | Water Heating | Natural Gas | Water Heater <= 55 gal.
| Residential | CZ1 - Multi Family | Existing | Water Heating | Natural Gas | Water Heater <= 55 gal.
| Residential | CZ1 - Multi Family | Existing | Water Heating | Natural Gas | Water Heater > 55 gal.
| Residential | CZ1 - Multi Family | Existing | Water Heating | Natural Gas | Water Heater > 55 gal.
| Residential | CZ1 - Multi Family | Existing | Water Heating | Natural Gas | Water Heater > 55 gal.
| Residential | CZ1 - Multi Family | Existing | Water Heating | Natural Gas | Water Heater > 55 gal.
| Residential | CZ1 - Multi Family | Existing | Water Heating | Natural Gas | Water Heater > 55 gal.
| Residential | CZ1 - Multi Family | Existing | Water Heating | Natural Gas | Water Heater > 55 gal.
| Residential | CZ1 - Multi Family | Existing | Water Heating | Natural Gas | Water Heater > 55 gal.
| Residential | CZ1 - Multi Family | Existing | Water Heating | Natural Gas | Water Heater > 55 gal.
| Residential | CZ1 - Multi Family | Existing | Water Heating | Natural Gas | Water Heater > 55 gal.
| Residential | CZ1 - Multi Family | Existing | Water Heating | Natural Gas | Water Heater > 55 gal.
| Residential | CZ1 - Multi Family | Existing | Water Heating | Natural Gas | Water Heater > 55 gal.
| Residential | CZ1 - Multi Family | Existing | Appliances | Natural Gas | Clothes Dryer
| Residential | CZ1 - Multi Family | Existing | Appliances | Natural Gas | Clothes Dryer
| Residential | CZ1 - Multi Family | Existing | Appliances | Natural Gas | Clothes Dryer
| Residential | CZ1 - Multi Family | Existing | Appliances | Natural Gas | Clothes Dryer
| Residential | CZ1 - Multi Family | Existing | Appliances | Natural Gas | Clothes Dryer
| Residential | CZ1 - Multi Family | Existing | Appliances | Natural Gas | Clothes Dryer
| Residential | CZ1 - Multi Family | Existing | Appliances | Natural Gas | Clothes Dryer
| Residential | CZ1 - Multi Family | Existing | Appliances | Natural Gas | Clothes Dryer
| Residential | CZ1 - Multi Family | Existing | Appliances | Natural Gas | Clothes Dryer
| Residential | CZ1 - Multi Family | Existing | Appliances | Natural Gas | Clothes Dryer
| Residential | CZ1 - Multi Family | Existing | Appliances | Natural Gas | Clothes Dryer
| Residential | CZ1 - Multi Family | Existing | Appliances | Natural Gas | Stove/Oven
| Residential | CZ1 - Multi Family | Existing | Appliances | Natural Gas | Stove/Oven
| Residential | CZ1 - Multi Family | Existing | Appliances | Natural Gas | Stove/Oven
| Residential | CZ1 - Multi Family | Existing | Appliances | Natural Gas | Stove/Oven
| Residential | CZ1 - Multi Family | Existing | Appliances | Natural Gas | Stove/Oven
| Residential | CZ1 - Multi Family | Existing | Appliances | Natural Gas | Stove/Oven
| Residential | CZ1 - Multi Family | Existing | Appliances | Natural Gas | Stove/Oven
| Residential | CZ1 - Multi Family | Existing | Appliances | Natural Gas | Stove/Oven
| Residential | CZ1 - Multi Family | Existing | Appliances | Natural Gas | Stove/Oven
| Residential | CZ1 - Multi Family | Existing | Appliances | Natural Gas | Stove/Oven
| Residential | CZ1 - Multi Family | Existing | Appliances | Natural Gas | Stove/Oven
| Residential | CZ1 - Multi Family | Existing | Miscellaneous | Natural Gas | Pool Heater
| Residential | CZ1 - Multi Family | Existing | Miscellaneous | Natural Gas | Pool Heater
| Residential | CZ1 - Multi Family | Existing | Miscellaneous | Natural Gas | Pool Heater
| Residential | CZ1 - Multi Family | Existing | Miscellaneous | Natural Gas | Pool Heater
| Residential | CZ1 - Multi Family | Existing | Miscellaneous | Natural Gas | Pool Heater
| Residential | CZ1 - Multi Family | Existing | Miscellaneous | Natural Gas | Pool Heater
| Residential | CZ1 - Multi Family | Existing | Miscellaneous | Natural Gas | Pool Heater
| Residential | CZ1 - Multi Family | Existing | Miscellaneous | Natural Gas | Pool Heater
| Residential | CZ1 - Multi Family | Existing | Miscellaneous | Natural Gas | Pool Heater
| Residential | CZ1 - Multi Family | Existing | Miscellaneous | Natural Gas | Pool Heater
| Residential | CZ1 - Multi Family | Existing | Miscellaneous | Natural Gas | Pool Heater
| Residential | CZ1 - Multi Family | Existing | Miscellaneous | Natural Gas | Miscellaneous
| Residential | CZ1 - Multi Family | Existing | Miscellaneous | Natural Gas | Miscellaneous
| Residential | CZ1 - Multi Family | Existing | Miscellaneous | Natural Gas | Miscellaneous
| Residential | CZ1 - Multi Family | Existing | Miscellaneous | Natural Gas | Miscellaneous
| Residential | CZ1 - Multi Family | Existing | Miscellaneous | Natural Gas | Miscellaneous
| Residential | CZ1 - Multi Family | Existing | Miscellaneous | Natural Gas | Miscellaneous
| Residential | CZ1 - Multi Family | Existing | Miscellaneous | Natural Gas | Miscellaneous
| Residential | CZ1 - Multi Family | Existing | Miscellaneous | Natural Gas | Miscellaneous
| Residential | CZ1 - Multi Family | Existing | Miscellaneous | Natural Gas | Miscellaneous
| Residential | CZ1 - Multi Family | Existing | Miscellaneous | Natural Gas | Miscellaneous
| Residential | CZ1 - Multi Family | Existing | Miscellaneous | Natural Gas | Miscellaneous
| Residential | CZ1 - Multi Family | New | Space Heating | Natural Gas | Furnace - Direct Fuel
| Residential | CZ1 - Multi Family | New | Space Heating | Natural Gas | Furnace - Direct Fuel
| Residential | CZ1 - Multi Family | New | Space Heating | Natural Gas | Furnace - Direct Fuel
| Residential | CZ1 - Multi Family | New | Space Heating | Natural Gas | Furnace - Direct Fuel
| Residential | CZ1 - Multi Family | New | Space Heating | Natural Gas | Furnace - Direct Fuel
| Residential | CZ1 - Multi Family | New | Space Heating | Natural Gas | Furnace - Direct Fuel
| Residential | CZ1 - Multi Family | New | Space Heating | Natural Gas | Furnace - Direct Fuel
| Residential | CZ1 - Multi Family | New | Space Heating | Natural Gas | Furnace - Direct Fuel
| Residential | CZ1 - Multi Family | New | Space Heating | Natural Gas | Furnace - Direct Fuel
| Residential | CZ1 - Multi Family | New | Space Heating | Natural Gas | Furnace - Direct Fuel
| Residential | CZ1 - Multi Family | New | Space Heating | Natural Gas | Furnace - Direct Fuel
| Residential | CZ1 - Multi Family | New | Space Heating | Natural Gas | Boiler - Direct Fuel
| Residential | CZ1 - Multi Family | New | Space Heating | Natural Gas | Boiler - Direct Fuel
| Residential | CZ1 - Multi Family | New | Space Heating | Natural Gas | Boiler - Direct Fuel
| Residential | CZ1 - Multi Family | New | Space Heating | Natural Gas | Boiler - Direct Fuel
| Residential | CZ1 - Multi Family | New | Space Heating | Natural Gas | Boiler - Direct Fuel
| Residential | CZ1 - Multi Family | New | Space Heating | Natural Gas | Boiler - Direct Fuel
| Residential | CZ1 - Multi Family | New | Space Heating | Natural Gas | Boiler - Direct Fuel
| Residential | CZ1 - Multi Family | New | Space Heating | Natural Gas | Boiler - Direct Fuel
| Residential | CZ1 - Multi Family | New | Space Heating | Natural Gas | Boiler - Direct Fuel
| Residential | CZ1 - Multi Family | New | Space Heating | Natural Gas | Boiler - Direct Fuel
| Residential | CZ1 - Multi Family | New | Space Heating | Natural Gas | Boiler - Direct Fuel
| Residential | CZ1 - Multi Family | New | Secondary Heating | Natural Gas | Fireplace
| Residential | CZ1 - Multi Family | New | Secondary Heating | Natural Gas | Fireplace
| Residential | CZ1 - Multi Family | New | Secondary Heating | Natural Gas | Fireplace
| Residential | CZ1 - Multi Family | New | Secondary Heating | Natural Gas | Fireplace
| Residential | CZ1 - Multi Family | New | Secondary Heating | Natural Gas | Fireplace
| Residential | CZ1 - Multi Family | New | Secondary Heating | Natural Gas | Fireplace
| Residential | CZ1 - Multi Family | New | Secondary Heating | Natural Gas | Fireplace
| Residential | CZ1 - Multi Family | New | Secondary Heating | Natural Gas | Fireplace
| Residential | CZ1 - Multi Family | New | Secondary Heating | Natural Gas | Fireplace
| Residential | CZ1 - Multi Family | New | Secondary Heating | Natural Gas | Fireplace
| Residential | CZ1 - Multi Family | New | Secondary Heating | Natural Gas | Fireplace
| Residential | CZ1 - Multi Family | New | Water Heating | Natural Gas | Water Heater <= 55 gal.
| Residential | CZ1 - Multi Family | New | Water Heating | Natural Gas | Water Heater <= 55 gal.
| Residential | CZ1 - Multi Family | New | Water Heating | Natural Gas | Water Heater <= 55 gal.
| Residential | CZ1 - Multi Family | New | Water Heating | Natural Gas | Water Heater <= 55 gal.
| Residential | CZ1 - Multi Family | New | Water Heating | Natural Gas | Water Heater <= 55 gal.
| Residential | CZ1 - Multi Family | New | Water Heating | Natural Gas | Water Heater <= 55 gal.
| Residential | CZ1 - Multi Family | New | Water Heating | Natural Gas | Water Heater <= 55 gal.
| Residential | CZ1 - Multi Family | New | Water Heating | Natural Gas | Water Heater <= 55 gal.
| Residential | CZ1 - Multi Family | New | Water Heating | Natural Gas | Water Heater <= 55 gal.
| Residential | CZ1 - Multi Family | New | Water Heating | Natural Gas | Water Heater <= 55 gal.
| Residential | CZ1 - Multi Family | New | Water Heating | Natural Gas | Water Heater <= 55 gal.
| Residential | CZ1 - Multi Family | New | Water Heating | Natural Gas | Water Heater > 55 gal.
| Residential | CZ1 - Multi Family | New | Water Heating | Natural Gas | Water Heater > 55 gal.
| Residential | CZ1 - Multi Family | New | Water Heating | Natural Gas | Water Heater > 55 gal.
| Residential | CZ1 - Multi Family | New | Water Heating | Natural Gas | Water Heater > 55 gal.
| Residential | CZ1 - Multi Family | New | Water Heating | Natural Gas | Water Heater > 55 gal.
| Residential | CZ1 - Multi Family | New | Water Heating | Natural Gas | Water Heater > 55 gal.
| Residential | CZ1 - Multi Family | New | Water Heating | Natural Gas | Water Heater > 55 gal.
| Residential | CZ1 - Multi Family | New | Water Heating | Natural Gas | Water Heater > 55 gal.
| Residential | CZ1 - Multi Family | New | Water Heating | Natural Gas | Water Heater > 55 gal.
| Residential | CZ1 - Multi Family | New | Water Heating | Natural Gas | Water Heater > 55 gal.
| Residential | CZ1 - Multi Family | New | Water Heating | Natural Gas | Water Heater > 55 gal.
| Residential | CZ1 - Multi Family | New | Appliances | Natural Gas | Clothes Dryer
| Residential | CZ1 - Multi Family | New | Appliances | Natural Gas | Clothes Dryer
| Residential | CZ1 - Multi Family | New | Appliances | Natural Gas | Clothes Dryer
| Residential | CZ1 - Multi Family | New | Appliances | Natural Gas | Clothes Dryer
| Residential | CZ1 - Multi Family | New | Appliances | Natural Gas | Clothes Dryer
| Residential | CZ1 - Multi Family | New | Appliances | Natural Gas | Clothes Dryer
| Residential | CZ1 - Multi Family | New | Appliances | Natural Gas | Clothes Dryer
| Residential | CZ1 - Multi Family | New | Appliances | Natural Gas | Clothes Dryer
| Residential | CZ1 - Multi Family | New | Appliances | Natural Gas | Clothes Dryer
| Residential | CZ1 - Multi Family | New | Appliances | Natural Gas | Clothes Dryer
| Residential | CZ1 - Multi Family | New | Appliances | Natural Gas | Clothes Dryer
| Residential | CZ1 - Multi Family | New | Appliances | Natural Gas | Stove/Oven
| Residential | CZ1 - Multi Family | New | Appliances | Natural Gas | Stove/Oven
| Residential | CZ1 - Multi Family | New | Appliances | Natural Gas | Stove/Oven
| Residential | CZ1 - Multi Family | New | Appliances | Natural Gas | Stove/Oven
| Residential | CZ1 - Multi Family | New | Appliances | Natural Gas | Stove/Oven
| Residential | CZ1 - Multi Family | New | Appliances | Natural Gas | Stove/Oven
| Residential | CZ1 - Multi Family | New | Appliances | Natural Gas | Stove/Oven
| Residential | CZ1 - Multi Family | New | Appliances | Natural Gas | Stove/Oven
| Residential | CZ1 - Multi Family | New | Appliances | Natural Gas | Stove/Oven
| Residential | CZ1 - Multi Family | New | Appliances | Natural Gas | Stove/Oven
| Residential | CZ1 - Multi Family | New | Appliances | Natural Gas | Stove/Oven
| Residential | CZ1 - Multi Family | New | Miscellaneous | Natural Gas | Pool Heater
| Residential | CZ1 - Multi Family | New | Miscellaneous | Natural Gas | Pool Heater
| Residential | CZ1 - Multi Family | New | Miscellaneous | Natural Gas | Pool Heater
| Residential | CZ1 - Multi Family | New | Miscellaneous | Natural Gas | Pool Heater
| Residential | CZ1 - Multi Family | New | Miscellaneous | Natural Gas | Pool Heater
| Residential | CZ1 - Multi Family | New | Miscellaneous | Natural Gas | Pool Heater
| Residential | CZ1 - Multi Family | New | Miscellaneous | Natural Gas | Pool Heater
| Residential | CZ1 - Multi Family | New | Miscellaneous | Natural Gas | Pool Heater
| Residential | CZ1 - Multi Family | New | Miscellaneous | Natural Gas | Pool Heater
| Residential | CZ1 - Multi Family | New | Miscellaneous | Natural Gas | Pool Heater
| Residential | CZ1 - Multi Family | New | Miscellaneous | Natural Gas | Pool Heater
| Residential | CZ1 - Multi Family | New | Miscellaneous | Natural Gas | Miscellaneous
| Residential | CZ1 - Multi Family | New | Miscellaneous | Natural Gas | Miscellaneous
| Residential | CZ1 - Multi Family | New | Miscellaneous | Natural Gas | Miscellaneous
| Residential | CZ1 - Multi Family | New | Miscellaneous | Natural Gas | Miscellaneous
| Residential | CZ1 - Multi Family | New | Miscellaneous | Natural Gas | Miscellaneous
| Residential | CZ1 - Multi Family | New | Miscellaneous | Natural Gas | Miscellaneous
| Residential | CZ1 - Multi Family | New | Miscellaneous | Natural Gas | Miscellaneous
| Residential | CZ1 - Multi Family | New | Miscellaneous | Natural Gas | Miscellaneous
| Residential | CZ1 - Multi Family | New | Miscellaneous | Natural Gas | Miscellaneous
| Residential | CZ1 - Multi Family | New | Miscellaneous | Natural Gas | Miscellaneous
| Residential | CZ1 - Multi Family | New | Miscellaneous | Natural Gas | Miscellaneous
| Residential | CZ2 - Single Family | Existing | Space Heating | Natural Gas | Furnace - Direct Fuel
| Residential | CZ2 - Single Family | Existing | Space Heating | Natural Gas | Furnace - Direct Fuel
| Residential | CZ2 - Single Family | Existing | Space Heating | Natural Gas | Furnace - Direct Fuel
| Residential | CZ2 - Single Family | Existing | Space Heating | Natural Gas | Furnace - Direct Fuel
| Residential | CZ2 - Single Family | Existing | Space Heating | Natural Gas | Furnace - Direct Fuel
| Residential | CZ2 - Single Family | Existing | Space Heating | Natural Gas | Furnace - Direct Fuel
| Residential | CZ2 - Single Family | Existing | Space Heating | Natural Gas | Furnace - Direct Fuel
| Residential | CZ2 - Single Family | Existing | Space Heating | Natural Gas | Furnace - Direct Fuel
| Residential | CZ2 - Single Family | Existing | Space Heating | Natural Gas | Furnace - Direct Fuel
| Residential | CZ2 - Single Family | Existing | Space Heating | Natural Gas | Furnace - Direct Fuel
| Residential | CZ2 - Single Family | Existing | Space Heating | Natural Gas | Furnace - Direct Fuel
| Residential | CZ2 - Single Family | Existing | Space Heating | Natural Gas | Boiler - Direct Fuel
| Residential | CZ2 - Single Family | Existing | Space Heating | Natural Gas | Boiler - Direct Fuel
| Residential | CZ2 - Single Family | Existing | Space Heating | Natural Gas | Boiler - Direct Fuel
| Residential | CZ2 - Single Family | Existing | Space Heating | Natural Gas | Boiler - Direct Fuel
| Residential | CZ2 - Single Family | Existing | Space Heating | Natural Gas | Boiler - Direct Fuel
| Residential | CZ2 - Single Family | Existing | Space Heating | Natural Gas | Boiler - Direct Fuel
| Residential | CZ2 - Single Family | Existing | Space Heating | Natural Gas | Boiler - Direct Fuel
| Residential | CZ2 - Single Family | Existing | Space Heating | Natural Gas | Boiler - Direct Fuel
| Residential | CZ2 - Single Family | Existing | Space Heating | Natural Gas | Boiler - Direct Fuel
| Residential | CZ2 - Single Family | Existing | Space Heating | Natural Gas | Boiler - Direct Fuel
| Residential | CZ2 - Single Family | Existing | Space Heating | Natural Gas | Boiler - Direct Fuel
| Residential | CZ2 - Single Family | Existing | Secondary Heating | Natural Gas | Fireplace
| Residential | CZ2 - Single Family | Existing | Secondary Heating | Natural Gas | Fireplace
| Residential | CZ2 - Single Family | Existing | Secondary Heating | Natural Gas | Fireplace
| Residential | CZ2 - Single Family | Existing | Secondary Heating | Natural Gas | Fireplace
| Residential | CZ2 - Single Family | Existing | Secondary Heating | Natural Gas | Fireplace
| Residential | CZ2 - Single Family | Existing | Secondary Heating | Natural Gas | Fireplace
| Residential | CZ2 - Single Family | Existing | Secondary Heating | Natural Gas | Fireplace
| Residential | CZ2 - Single Family | Existing | Secondary Heating | Natural Gas | Fireplace
| Residential | CZ2 - Single Family | Existing | Secondary Heating | Natural Gas | Fireplace
| Residential | CZ2 - Single Family | Existing | Secondary Heating | Natural Gas | Fireplace
| Residential | CZ2 - Single Family | Existing | Secondary Heating | Natural Gas | Fireplace
| Residential | CZ2 - Single Family | Existing | Water Heating | Natural Gas | Water Heater <= 55 gal.
| Residential | CZ2 - Single Family | Existing | Water Heating | Natural Gas | Water Heater <= 55 gal.
| Residential | CZ2 - Single Family | Existing | Water Heating | Natural Gas | Water Heater <= 55 gal.
| Residential | CZ2 - Single Family | Existing | Water Heating | Natural Gas | Water Heater <= 55 gal.
| Residential | CZ2 - Single Family | Existing | Water Heating | Natural Gas | Water Heater <= 55 gal.
| Residential | CZ2 - Single Family | Existing | Water Heating | Natural Gas | Water Heater <= 55 gal.
| Residential | CZ2 - Single Family | Existing | Water Heating | Natural Gas | Water Heater <= 55 gal.
| Residential | CZ2 - Single Family | Existing | Water Heating | Natural Gas | Water Heater <= 55 gal.
| Residential | CZ2 - Single Family | Existing | Water Heating | Natural Gas | Water Heater <= 55 gal.
| Residential | CZ2 - Single Family | Existing | Water Heating | Natural Gas | Water Heater <= 55 gal.
| Residential | CZ2 - Single Family | Existing | Water Heating | Natural Gas | Water Heater <= 55 gal.
| Residential | CZ2 - Single Family | Existing | Water Heating | Natural Gas | Water Heater > 55 gal.
| Residential | CZ2 - Single Family | Existing | Water Heating | Natural Gas | Water Heater > 55 gal.
| Residential | CZ2 - Single Family | Existing | Water Heating | Natural Gas | Water Heater > 55 gal.
| Residential | CZ2 - Single Family | Existing | Water Heating | Natural Gas | Water Heater > 55 gal.
| Residential | CZ2 - Single Family | Existing | Water Heating | Natural Gas | Water Heater > 55 gal.
| Residential | CZ2 - Single Family | Existing | Water Heating | Natural Gas | Water Heater > 55 gal.
| Residential | CZ2 - Single Family | Existing | Water Heating | Natural Gas | Water Heater > 55 gal.
| Residential | CZ2 - Single Family | Existing | Water Heating | Natural Gas | Water Heater > 55 gal.
| Residential | CZ2 - Single Family | Existing | Water Heating | Natural Gas | Water Heater > 55 gal.
| Residential | CZ2 - Single Family | Existing | Water Heating | Natural Gas | Water Heater > 55 gal.
| Residential | CZ2 - Single Family | Existing | Water Heating | Natural Gas | Water Heater > 55 gal.
| Residential | CZ2 - Single Family | Existing | Appliances | Natural Gas | Clothes Dryer
| Residential | CZ2 - Single Family | Existing | Appliances | Natural Gas | Clothes Dryer
| Residential | CZ2 - Single Family | Existing | Appliances | Natural Gas | Clothes Dryer
| Residential | CZ2 - Single Family | Existing | Appliances | Natural Gas | Clothes Dryer
| Residential | CZ2 - Single Family | Existing | Appliances | Natural Gas | Clothes Dryer
| Residential | CZ2 - Single Family | Existing | Appliances | Natural Gas | Clothes Dryer
| Residential | CZ2 - Single Family | Existing | Appliances | Natural Gas | Clothes Dryer
| Residential | CZ2 - Single Family | Existing | Appliances | Natural Gas | Clothes Dryer
| Residential | CZ2 - Single Family | Existing | Appliances | Natural Gas | Clothes Dryer
| Residential | CZ2 - Single Family | Existing | Appliances | Natural Gas | Clothes Dryer
| Residential | CZ2 - Single Family | Existing | Appliances | Natural Gas | Clothes Dryer
| Residential | CZ2 - Single Family | Existing | Appliances | Natural Gas | Stove/Oven
| Residential | CZ2 - Single Family | Existing | Appliances | Natural Gas | Stove/Oven
| Residential | CZ2 - Single Family | Existing | Appliances | Natural Gas | Stove/Oven
| Residential | CZ2 - Single Family | Existing | Appliances | Natural Gas | Stove/Oven
| Residential | CZ2 - Single Family | Existing | Appliances | Natural Gas | Stove/Oven
| Residential | CZ2 - Single Family | Existing | Appliances | Natural Gas | Stove/Oven
| Residential | CZ2 - Single Family | Existing | Appliances | Natural Gas | Stove/Oven
| Residential | CZ2 - Single Family | Existing | Appliances | Natural Gas | Stove/Oven
| Residential | CZ2 - Single Family | Existing | Appliances | Natural Gas | Stove/Oven
| Residential | CZ2 - Single Family | Existing | Appliances | Natural Gas | Stove/Oven
| Residential | CZ2 - Single Family | Existing | Appliances | Natural Gas | Stove/Oven
| Residential | CZ2 - Single Family | Existing | Miscellaneous | Natural Gas | Pool Heater
| Residential | CZ2 - Single Family | Existing | Miscellaneous | Natural Gas | Pool Heater
| Residential | CZ2 - Single Family | Existing | Miscellaneous | Natural Gas | Pool Heater
| Residential | CZ2 - Single Family | Existing | Miscellaneous | Natural Gas | Pool Heater
| Residential | CZ2 - Single Family | Existing | Miscellaneous | Natural Gas | Pool Heater
| Residential | CZ2 - Single Family | Existing | Miscellaneous | Natural Gas | Pool Heater
| Residential | CZ2 - Single Family | Existing | Miscellaneous | Natural Gas | Pool Heater
| Residential | CZ2 - Single Family | Existing | Miscellaneous | Natural Gas | Pool Heater
| Residential | CZ2 - Single Family | Existing | Miscellaneous | Natural Gas | Pool Heater
| Residential | CZ2 - Single Family | Existing | Miscellaneous | Natural Gas | Pool Heater
| Residential | CZ2 - Single Family | Existing | Miscellaneous | Natural Gas | Pool Heater
| Residential | CZ2 - Single Family | Existing | Miscellaneous | Natural Gas | Miscellaneous
| Residential | CZ2 - Single Family | Existing | Miscellaneous | Natural Gas | Miscellaneous
| Residential | CZ2 - Single Family | Existing | Miscellaneous | Natural Gas | Miscellaneous
| Residential | CZ2 - Single Family | Existing | Miscellaneous | Natural Gas | Miscellaneous
| Residential | CZ2 - Single Family | Existing | Miscellaneous | Natural Gas | Miscellaneous
| Residential | CZ2 - Single Family | Existing | Miscellaneous | Natural Gas | Miscellaneous
| Residential | CZ2 - Single Family | Existing | Miscellaneous | Natural Gas | Miscellaneous
| Residential | CZ2 - Single Family | Existing | Miscellaneous | Natural Gas | Miscellaneous
| Residential | CZ2 - Single Family | Existing | Miscellaneous | Natural Gas | Miscellaneous
| Residential | CZ2 - Single Family | Existing | Miscellaneous | Natural Gas | Miscellaneous
| Residential | CZ2 - Single Family | Existing | Miscellaneous | Natural Gas | Miscellaneous
| Residential | CZ2 - Single Family | New | Space Heating | Natural Gas | Furnace - Direct Fuel
| Residential | CZ2 - Single Family | New | Space Heating | Natural Gas | Furnace - Direct Fuel
| Residential | CZ2 - Single Family | New | Space Heating | Natural Gas | Furnace - Direct Fuel
| Residential | CZ2 - Single Family | New | Space Heating | Natural Gas | Furnace - Direct Fuel
| Residential | CZ2 - Single Family | New | Space Heating | Natural Gas | Furnace - Direct Fuel
| Residential | CZ2 - Single Family | New | Space Heating | Natural Gas | Furnace - Direct Fuel
| Residential | CZ2 - Single Family | New | Space Heating | Natural Gas | Furnace - Direct Fuel
| Residential | CZ2 - Single Family | New | Space Heating | Natural Gas | Furnace - Direct Fuel
| Residential | CZ2 - Single Family | New | Space Heating | Natural Gas | Furnace - Direct Fuel
| Residential | CZ2 - Single Family | New | Space Heating | Natural Gas | Furnace - Direct Fuel
| Residential | CZ2 - Single Family | New | Space Heating | Natural Gas | Furnace - Direct Fuel
| Residential | CZ2 - Single Family | New | Space Heating | Natural Gas | Boiler - Direct Fuel
| Residential | CZ2 - Single Family | New | Space Heating | Natural Gas | Boiler - Direct Fuel
| Residential | CZ2 - Single Family | New | Space Heating | Natural Gas | Boiler - Direct Fuel
| Residential | CZ2 - Single Family | New | Space Heating | Natural Gas | Boiler - Direct Fuel
| Residential | CZ2 - Single Family | New | Space Heating | Natural Gas | Boiler - Direct Fuel
| Residential | CZ2 - Single Family | New | Space Heating | Natural Gas | Boiler - Direct Fuel
| Residential | CZ2 - Single Family | New | Space Heating | Natural Gas | Boiler - Direct Fuel
| Residential | CZ2 - Single Family | New | Space Heating | Natural Gas | Boiler - Direct Fuel
| Residential | CZ2 - Single Family | New | Space Heating | Natural Gas | Boiler - Direct Fuel
| Residential | CZ2 - Single Family | New | Space Heating | Natural Gas | Boiler - Direct Fuel
| Residential | CZ2 - Single Family | New | Space Heating | Natural Gas | Boiler - Direct Fuel
| Residential | CZ2 - Single Family | New | Secondary Heating | Natural Gas | Fireplace
| Residential | CZ2 - Single Family | New | Secondary Heating | Natural Gas | Fireplace
| Residential | CZ2 - Single Family | New | Secondary Heating | Natural Gas | Fireplace
| Residential | CZ2 - Single Family | New | Secondary Heating | Natural Gas | Fireplace
| Residential | CZ2 - Single Family | New | Secondary Heating | Natural Gas | Fireplace
| Residential | CZ2 - Single Family | New | Secondary Heating | Natural Gas | Fireplace
| Residential | CZ2 - Single Family | New | Secondary Heating | Natural Gas | Fireplace
| Residential | CZ2 - Single Family | New | Secondary Heating | Natural Gas | Fireplace
| Residential | CZ2 - Single Family | New | Secondary Heating | Natural Gas | Fireplace
| Residential | CZ2 - Single Family | New | Secondary Heating | Natural Gas | Fireplace
| Residential | CZ2 - Single Family | New | Secondary Heating | Natural Gas | Fireplace
| Residential | CZ2 - Single Family | New | Water Heating | Natural Gas | Water Heater <= 55 gal.
| Residential | CZ2 - Single Family | New | Water Heating | Natural Gas | Water Heater <= 55 gal.
| Residential | CZ2 - Single Family | New | Water Heating | Natural Gas | Water Heater <= 55 gal.
| Residential | CZ2 - Single Family | New | Water Heating | Natural Gas | Water Heater <= 55 gal.
| Residential | CZ2 - Single Family | New | Water Heating | Natural Gas | Water Heater <= 55 gal.
| Residential | CZ2 - Single Family | New | Water Heating | Natural Gas | Water Heater <= 55 gal.
| Residential | CZ2 - Single Family | New | Water Heating | Natural Gas | Water Heater <= 55 gal.
| Residential | CZ2 - Single Family | New | Water Heating | Natural Gas | Water Heater <= 55 gal.
| Residential | CZ2 - Single Family | New | Water Heating | Natural Gas | Water Heater <= 55 gal.
| Residential | CZ2 - Single Family | New | Water Heating | Natural Gas | Water Heater <= 55 gal.
| Residential | CZ2 - Single Family | New | Water Heating | Natural Gas | Water Heater <= 55 gal.
| Residential | CZ2 - Single Family | New | Water Heating | Natural Gas | Water Heater > 55 gal.
| Residential | CZ2 - Single Family | New | Water Heating | Natural Gas | Water Heater > 55 gal.
| Residential | CZ2 - Single Family | New | Water Heating | Natural Gas | Water Heater > 55 gal.
| Residential | CZ2 - Single Family | New | Water Heating | Natural Gas | Water Heater > 55 gal.
| Residential | CZ2 - Single Family | New | Water Heating | Natural Gas | Water Heater > 55 gal.
| Residential | CZ2 - Single Family | New | Water Heating | Natural Gas | Water Heater > 55 gal.
| Residential | CZ2 - Single Family | New | Water Heating | Natural Gas | Water Heater > 55 gal.
| Residential | CZ2 - Single Family | New | Water Heating | Natural Gas | Water Heater > 55 gal.
| Residential | CZ2 - Single Family | New | Water Heating | Natural Gas | Water Heater > 55 gal.
| Residential | CZ2 - Single Family | New | Water Heating | Natural Gas | Water Heater > 55 gal.
| Residential | CZ2 - Single Family | New | Water Heating | Natural Gas | Water Heater > 55 gal.
| Residential | CZ2 - Single Family | New | Appliances | Natural Gas | Clothes Dryer
| Residential | CZ2 - Single Family | New | Appliances | Natural Gas | Clothes Dryer
| Residential | CZ2 - Single Family | New | Appliances | Natural Gas | Clothes Dryer
| Residential | CZ2 - Single Family | New | Appliances | Natural Gas | Clothes Dryer
| Residential | CZ2 - Single Family | New | Appliances | Natural Gas | Clothes Dryer
| Residential | CZ2 - Single Family | New | Appliances | Natural Gas | Clothes Dryer
| Residential | CZ2 - Single Family | New | Appliances | Natural Gas | Clothes Dryer
| Residential | CZ2 - Single Family | New | Appliances | Natural Gas | Clothes Dryer
| Residential | CZ2 - Single Family | New | Appliances | Natural Gas | Clothes Dryer
| Residential | CZ2 - Single Family | New | Appliances | Natural Gas | Clothes Dryer
| Residential | CZ2 - Single Family | New | Appliances | Natural Gas | Clothes Dryer
| Residential | CZ2 - Single Family | New | Appliances | Natural Gas | Stove/Oven
| Residential | CZ2 - Single Family | New | Appliances | Natural Gas | Stove/Oven
| Residential | CZ2 - Single Family | New | Appliances | Natural Gas | Stove/Oven
| Residential | CZ2 - Single Family | New | Appliances | Natural Gas | Stove/Oven
| Residential | CZ2 - Single Family | New | Appliances | Natural Gas | Stove/Oven
| Residential | CZ2 - Single Family | New | Appliances | Natural Gas | Stove/Oven
| Residential | CZ2 - Single Family | New | Appliances | Natural Gas | Stove/Oven
| Residential | CZ2 - Single Family | New | Appliances | Natural Gas | Stove/Oven
| Residential | CZ2 - Single Family | New | Appliances | Natural Gas | Stove/Oven
| Residential | CZ2 - Single Family | New | Appliances | Natural Gas | Stove/Oven
| Residential | CZ2 - Single Family | New | Appliances | Natural Gas | Stove/Oven
| Residential | CZ2 - Single Family | New | Miscellaneous | Natural Gas | Pool Heater
| Residential | CZ2 - Single Family | New | Miscellaneous | Natural Gas | Pool Heater
| Residential | CZ2 - Single Family | New | Miscellaneous | Natural Gas | Pool Heater
| Residential | CZ2 - Single Family | New | Miscellaneous | Natural Gas | Pool Heater
| Residential | CZ2 - Single Family | New | Miscellaneous | Natural Gas | Pool Heater
| Residential | CZ2 - Single Family | New | Miscellaneous | Natural Gas | Pool Heater
| Residential | CZ2 - Single Family | New | Miscellaneous | Natural Gas | Pool Heater
| Residential | CZ2 - Single Family | New | Miscellaneous | Natural Gas | Pool Heater
| Residential | CZ2 - Single Family | New | Miscellaneous | Natural Gas | Pool Heater
| Residential | CZ2 - Single Family | New | Miscellaneous | Natural Gas | Pool Heater
| Residential | CZ2 - Single Family | New | Miscellaneous | Natural Gas | Pool Heater
| Residential | CZ2 - Single Family | New | Miscellaneous | Natural Gas | Miscellaneous
| Residential | CZ2 - Single Family | New | Miscellaneous | Natural Gas | Miscellaneous
| Residential | CZ2 - Single Family | New | Miscellaneous | Natural Gas | Miscellaneous
| Residential | CZ2 - Single Family | New | Miscellaneous | Natural Gas | Miscellaneous
| Residential | CZ2 - Single Family | New | Miscellaneous | Natural Gas | Miscellaneous
| Residential | CZ2 - Single Family | New | Miscellaneous | Natural Gas | Miscellaneous
| Residential | CZ2 - Single Family | New | Miscellaneous | Natural Gas | Miscellaneous
| Residential | CZ2 - Single Family | New | Miscellaneous | Natural Gas | Miscellaneous
| Residential | CZ2 - Single Family | New | Miscellaneous | Natural Gas | Miscellaneous
| Residential | CZ2 - Single Family | New | Miscellaneous | Natural Gas | Miscellaneous
| Residential | CZ2 - Single Family | New | Miscellaneous | Natural Gas | Miscellaneous
| Residential | CZ2 - Multi Family | Existing | Space Heating | Natural Gas | Furnace - Direct Fuel
| Residential | CZ2 - Multi Family | Existing | Space Heating | Natural Gas | Furnace - Direct Fuel
| Residential | CZ2 - Multi Family | Existing | Space Heating | Natural Gas | Furnace - Direct Fuel
| Residential | CZ2 - Multi Family | Existing | Space Heating | Natural Gas | Furnace - Direct Fuel
| Residential | CZ2 - Multi Family | Existing | Space Heating | Natural Gas | Furnace - Direct Fuel
| Residential | CZ2 - Multi Family | Existing | Space Heating | Natural Gas | Furnace - Direct Fuel
| Residential | CZ2 - Multi Family | Existing | Space Heating | Natural Gas | Furnace - Direct Fuel
| Residential | CZ2 - Multi Family | Existing | Space Heating | Natural Gas | Furnace - Direct Fuel
| Residential | CZ2 - Multi Family | Existing | Space Heating | Natural Gas | Furnace - Direct Fuel
| Residential | CZ2 - Multi Family | Existing | Space Heating | Natural Gas | Furnace - Direct Fuel
| Residential | CZ2 - Multi Family | Existing | Space Heating | Natural Gas | Furnace - Direct Fuel
| Residential | CZ2 - Multi Family | Existing | Space Heating | Natural Gas | Boiler - Direct Fuel
| Residential | CZ2 - Multi Family | Existing | Space Heating | Natural Gas | Boiler - Direct Fuel
| Residential | CZ2 - Multi Family | Existing | Space Heating | Natural Gas | Boiler - Direct Fuel
| Residential | CZ2 - Multi Family | Existing | Space Heating | Natural Gas | Boiler - Direct Fuel
| Residential | CZ2 - Multi Family | Existing | Space Heating | Natural Gas | Boiler - Direct Fuel
| Residential | CZ2 - Multi Family | Existing | Space Heating | Natural Gas | Boiler - Direct Fuel
| Residential | CZ2 - Multi Family | Existing | Space Heating | Natural Gas | Boiler - Direct Fuel
| Residential | CZ2 - Multi Family | Existing | Space Heating | Natural Gas | Boiler - Direct Fuel
| Residential | CZ2 - Multi Family | Existing | Space Heating | Natural Gas | Boiler - Direct Fuel
| Residential | CZ2 - Multi Family | Existing | Space Heating | Natural Gas | Boiler - Direct Fuel
| Residential | CZ2 - Multi Family | Existing | Space Heating | Natural Gas | Boiler - Direct Fuel
| Residential | CZ2 - Multi Family | Existing | Secondary Heating | Natural Gas | Fireplace
| Residential | CZ2 - Multi Family | Existing | Secondary Heating | Natural Gas | Fireplace
| Residential | CZ2 - Multi Family | Existing | Secondary Heating | Natural Gas | Fireplace
| Residential | CZ2 - Multi Family | Existing | Secondary Heating | Natural Gas | Fireplace
| Residential | CZ2 - Multi Family | Existing | Secondary Heating | Natural Gas | Fireplace
| Residential | CZ2 - Multi Family | Existing | Secondary Heating | Natural Gas | Fireplace
| Residential | CZ2 - Multi Family | Existing | Secondary Heating | Natural Gas | Fireplace
| Residential | CZ2 - Multi Family | Existing | Secondary Heating | Natural Gas | Fireplace
| Residential | CZ2 - Multi Family | Existing | Secondary Heating | Natural Gas | Fireplace
| Residential | CZ2 - Multi Family | Existing | Secondary Heating | Natural Gas | Fireplace
| Residential | CZ2 - Multi Family | Existing | Secondary Heating | Natural Gas | Fireplace
| Residential | CZ2 - Multi Family | Existing | Water Heating | Natural Gas | Water Heater <= 55 gal.
| Residential | CZ2 - Multi Family | Existing | Water Heating | Natural Gas | Water Heater <= 55 gal.
| Residential | CZ2 - Multi Family | Existing | Water Heating | Natural Gas | Water Heater <= 55 gal.
| Residential | CZ2 - Multi Family | Existing | Water Heating | Natural Gas | Water Heater <= 55 gal.
| Residential | CZ2 - Multi Family | Existing | Water Heating | Natural Gas | Water Heater <= 55 gal.
| Residential | CZ2 - Multi Family | Existing | Water Heating | Natural Gas | Water Heater <= 55 gal.
| Residential | CZ2 - Multi Family | Existing | Water Heating | Natural Gas | Water Heater <= 55 gal.
| Residential | CZ2 - Multi Family | Existing | Water Heating | Natural Gas | Water Heater <= 55 gal.
| Residential | CZ2 - Multi Family | Existing | Water Heating | Natural Gas | Water Heater <= 55 gal.
| Residential | CZ2 - Multi Family | Existing | Water Heating | Natural Gas | Water Heater <= 55 gal.
| Residential | CZ2 - Multi Family | Existing | Water Heating | Natural Gas | Water Heater <= 55 gal.
| Residential | CZ2 - Multi Family | Existing | Water Heating | Natural Gas | Water Heater > 55 gal.
| Residential | CZ2 - Multi Family | Existing | Water Heating | Natural Gas | Water Heater > 55 gal.
| Residential | CZ2 - Multi Family | Existing | Water Heating | Natural Gas | Water Heater > 55 gal.
| Residential | CZ2 - Multi Family | Existing | Water Heating | Natural Gas | Water Heater > 55 gal.
| Residential | CZ2 - Multi Family | Existing | Water Heating | Natural Gas | Water Heater > 55 gal.
| Residential | CZ2 - Multi Family | Existing | Water Heating | Natural Gas | Water Heater > 55 gal.
| Residential | CZ2 - Multi Family | Existing | Water Heating | Natural Gas | Water Heater > 55 gal.
| Residential | CZ2 - Multi Family | Existing | Water Heating | Natural Gas | Water Heater > 55 gal.
| Residential | CZ2 - Multi Family | Existing | Water Heating | Natural Gas | Water Heater > 55 gal.
| Residential | CZ2 - Multi Family | Existing | Water Heating | Natural Gas | Water Heater > 55 gal.
| Residential | CZ2 - Multi Family | Existing | Water Heating | Natural Gas | Water Heater > 55 gal.
| Residential | CZ2 - Multi Family | Existing | Appliances | Natural Gas | Clothes Dryer
| Residential | CZ2 - Multi Family | Existing | Appliances | Natural Gas | Clothes Dryer
| Residential | CZ2 - Multi Family | Existing | Appliances | Natural Gas | Clothes Dryer
| Residential | CZ2 - Multi Family | Existing | Appliances | Natural Gas | Clothes Dryer
| Residential | CZ2 - Multi Family | Existing | Appliances | Natural Gas | Clothes Dryer
| Residential | CZ2 - Multi Family | Existing | Appliances | Natural Gas | Clothes Dryer
| Residential | CZ2 - Multi Family | Existing | Appliances | Natural Gas | Clothes Dryer
| Residential | CZ2 - Multi Family | Existing | Appliances | Natural Gas | Clothes Dryer
| Residential | CZ2 - Multi Family | Existing | Appliances | Natural Gas | Clothes Dryer
| Residential | CZ2 - Multi Family | Existing | Appliances | Natural Gas | Clothes Dryer
| Residential | CZ2 - Multi Family | Existing | Appliances | Natural Gas | Clothes Dryer
| Residential | CZ2 - Multi Family | Existing | Appliances | Natural Gas | Stove/Oven
| Residential | CZ2 - Multi Family | Existing | Appliances | Natural Gas | Stove/Oven
| Residential | CZ2 - Multi Family | Existing | Appliances | Natural Gas | Stove/Oven
| Residential | CZ2 - Multi Family | Existing | Appliances | Natural Gas | Stove/Oven
| Residential | CZ2 - Multi Family | Existing | Appliances | Natural Gas | Stove/Oven
| Residential | CZ2 - Multi Family | Existing | Appliances | Natural Gas | Stove/Oven
| Residential | CZ2 - Multi Family | Existing | Appliances | Natural Gas | Stove/Oven
| Residential | CZ2 - Multi Family | Existing | Appliances | Natural Gas | Stove/Oven
| Residential | CZ2 - Multi Family | Existing | Appliances | Natural Gas | Stove/Oven
| Residential | CZ2 - Multi Family | Existing | Appliances | Natural Gas | Stove/Oven
| Residential | CZ2 - Multi Family | Existing | Appliances | Natural Gas | Stove/Oven
| Residential | CZ2 - Multi Family | Existing | Miscellaneous | Natural Gas | Pool Heater
| Residential | CZ2 - Multi Family | Existing | Miscellaneous | Natural Gas | Pool Heater
| Residential | CZ2 - Multi Family | Existing | Miscellaneous | Natural Gas | Pool Heater
| Residential | CZ2 - Multi Family | Existing | Miscellaneous | Natural Gas | Pool Heater
| Residential | CZ2 - Multi Family | Existing | Miscellaneous | Natural Gas | Pool Heater
| Residential | CZ2 - Multi Family | Existing | Miscellaneous | Natural Gas | Pool Heater
| Residential | CZ2 - Multi Family | Existing | Miscellaneous | Natural Gas | Pool Heater
| Residential | CZ2 - Multi Family | Existing | Miscellaneous | Natural Gas | Pool Heater
| Residential | CZ2 - Multi Family | Existing | Miscellaneous | Natural Gas | Pool Heater
| Residential | CZ2 - Multi Family | Existing | Miscellaneous | Natural Gas | Pool Heater
| Residential | CZ2 - Multi Family | Existing | Miscellaneous | Natural Gas | Pool Heater
| Residential | CZ2 - Multi Family | Existing | Miscellaneous | Natural Gas | Miscellaneous
| Residential | CZ2 - Multi Family | Existing | Miscellaneous | Natural Gas | Miscellaneous
| Residential | CZ2 - Multi Family | Existing | Miscellaneous | Natural Gas | Miscellaneous
| Residential | CZ2 - Multi Family | Existing | Miscellaneous | Natural Gas | Miscellaneous
| Residential | CZ2 - Multi Family | Existing | Miscellaneous | Natural Gas | Miscellaneous
| Residential | CZ2 - Multi Family | Existing | Miscellaneous | Natural Gas | Miscellaneous
| Residential | CZ2 - Multi Family | Existing | Miscellaneous | Natural Gas | Miscellaneous
| Residential | CZ2 - Multi Family | Existing | Miscellaneous | Natural Gas | Miscellaneous
| Residential | CZ2 - Multi Family | Existing | Miscellaneous | Natural Gas | Miscellaneous
| Residential | CZ2 - Multi Family | Existing | Miscellaneous | Natural Gas | Miscellaneous
| Residential | CZ2 - Multi Family | Existing | Miscellaneous | Natural Gas | Miscellaneous
| Residential | CZ2 - Multi Family | New | Space Heating | Natural Gas | Furnace - Direct Fuel
| Residential | CZ2 - Multi Family | New | Space Heating | Natural Gas | Furnace - Direct Fuel
| Residential | CZ2 - Multi Family | New | Space Heating | Natural Gas | Furnace - Direct Fuel
| Residential | CZ2 - Multi Family | New | Space Heating | Natural Gas | Furnace - Direct Fuel
| Residential | CZ2 - Multi Family | New | Space Heating | Natural Gas | Furnace - Direct Fuel
| Residential | CZ2 - Multi Family | New | Space Heating | Natural Gas | Furnace - Direct Fuel
| Residential | CZ2 - Multi Family | New | Space Heating | Natural Gas | Furnace - Direct Fuel
| Residential | CZ2 - Multi Family | New | Space Heating | Natural Gas | Furnace - Direct Fuel
| Residential | CZ2 - Multi Family | New | Space Heating | Natural Gas | Furnace - Direct Fuel
| Residential | CZ2 - Multi Family | New | Space Heating | Natural Gas | Furnace - Direct Fuel
| Residential | CZ2 - Multi Family | New | Space Heating | Natural Gas | Furnace - Direct Fuel
| Residential | CZ2 - Multi Family | New | Space Heating | Natural Gas | Boiler - Direct Fuel
| Residential | CZ2 - Multi Family | New | Space Heating | Natural Gas | Boiler - Direct Fuel
| Residential | CZ2 - Multi Family | New | Space Heating | Natural Gas | Boiler - Direct Fuel
| Residential | CZ2 - Multi Family | New | Space Heating | Natural Gas | Boiler - Direct Fuel
| Residential | CZ2 - Multi Family | New | Space Heating | Natural Gas | Boiler - Direct Fuel
| Residential | CZ2 - Multi Family | New | Space Heating | Natural Gas | Boiler - Direct Fuel
| Residential | CZ2 - Multi Family | New | Space Heating | Natural Gas | Boiler - Direct Fuel
| Residential | CZ2 - Multi Family | New | Space Heating | Natural Gas | Boiler - Direct Fuel
| Residential | CZ2 - Multi Family | New | Space Heating | Natural Gas | Boiler - Direct Fuel
| Residential | CZ2 - Multi Family | New | Space Heating | Natural Gas | Boiler - Direct Fuel
| Residential | CZ2 - Multi Family | New | Space Heating | Natural Gas | Boiler - Direct Fuel
| Residential | CZ2 - Multi Family | New | Secondary Heating | Natural Gas | Fireplace
| Residential | CZ2 - Multi Family | New | Secondary Heating | Natural Gas | Fireplace
| Residential | CZ2 - Multi Family | New | Secondary Heating | Natural Gas | Fireplace
| Residential | CZ2 - Multi Family | New | Secondary Heating | Natural Gas | Fireplace
| Residential | CZ2 - Multi Family | New | Secondary Heating | Natural Gas | Fireplace
| Residential | CZ2 - Multi Family | New | Secondary Heating | Natural Gas | Fireplace
| Residential | CZ2 - Multi Family | New | Secondary Heating | Natural Gas | Fireplace
| Residential | CZ2 - Multi Family | New | Secondary Heating | Natural Gas | Fireplace
| Residential | CZ2 - Multi Family | New | Secondary Heating | Natural Gas | Fireplace
| Residential | CZ2 - Multi Family | New | Secondary Heating | Natural Gas | Fireplace
| Residential | CZ2 - Multi Family | New | Secondary Heating | Natural Gas | Fireplace
| Residential | CZ2 - Multi Family | New | Water Heating | Natural Gas | Water Heater <= 55 gal.
| Residential | CZ2 - Multi Family | New | Water Heating | Natural Gas | Water Heater <= 55 gal.
| Residential | CZ2 - Multi Family | New | Water Heating | Natural Gas | Water Heater <= 55 gal.
| Residential | CZ2 - Multi Family | New | Water Heating | Natural Gas | Water Heater <= 55 gal.
| Residential | CZ2 - Multi Family | New | Water Heating | Natural Gas | Water Heater <= 55 gal.
| Residential | CZ2 - Multi Family | New | Water Heating | Natural Gas | Water Heater <= 55 gal.
| Residential | CZ2 - Multi Family | New | Water Heating | Natural Gas | Water Heater <= 55 gal.
| Residential | CZ2 - Multi Family | New | Water Heating | Natural Gas | Water Heater <= 55 gal.
| Residential | CZ2 - Multi Family | New | Water Heating | Natural Gas | Water Heater <= 55 gal.
| Residential | CZ2 - Multi Family | New | Water Heating | Natural Gas | Water Heater <= 55 gal.
| Residential | CZ2 - Multi Family | New | Water Heating | Natural Gas | Water Heater <= 55 gal.
| Residential | CZ2 - Multi Family | New | Water Heating | Natural Gas | Water Heater > 55 gal.
| Residential | CZ2 - Multi Family | New | Water Heating | Natural Gas | Water Heater > 55 gal.
| Residential | CZ2 - Multi Family | New | Water Heating | Natural Gas | Water Heater > 55 gal.
| Residential | CZ2 - Multi Family | New | Water Heating | Natural Gas | Water Heater > 55 gal.
| Residential | CZ2 - Multi Family | New | Water Heating | Natural Gas | Water Heater > 55 gal.
| Residential | CZ2 - Multi Family | New | Water Heating | Natural Gas | Water Heater > 55 gal.
| Residential | CZ2 - Multi Family | New | Water Heating | Natural Gas | Water Heater > 55 gal.
| Residential | CZ2 - Multi Family | New | Water Heating | Natural Gas | Water Heater > 55 gal.
| Residential | CZ2 - Multi Family | New | Water Heating | Natural Gas | Water Heater > 55 gal.
| Residential | CZ2 - Multi Family | New | Water Heating | Natural Gas | Water Heater > 55 gal.
| Residential | CZ2 - Multi Family | New | Water Heating | Natural Gas | Water Heater > 55 gal.
| Residential | CZ2 - Multi Family | New | Appliances | Natural Gas | Clothes Dryer
| Residential | CZ2 - Multi Family | New | Appliances | Natural Gas | Clothes Dryer
| Residential | CZ2 - Multi Family | New | Appliances | Natural Gas | Clothes Dryer
| Residential | CZ2 - Multi Family | New | Appliances | Natural Gas | Clothes Dryer
| Residential | CZ2 - Multi Family | New | Appliances | Natural Gas | Clothes Dryer
| Residential | CZ2 - Multi Family | New | Appliances | Natural Gas | Clothes Dryer
| Residential | CZ2 - Multi Family | New | Appliances | Natural Gas | Clothes Dryer
| Residential | CZ2 - Multi Family | New | Appliances | Natural Gas | Clothes Dryer
| Residential | CZ2 - Multi Family | New | Appliances | Natural Gas | Clothes Dryer
| Residential | CZ2 - Multi Family | New | Appliances | Natural Gas | Clothes Dryer
| Residential | CZ2 - Multi Family | New | Appliances | Natural Gas | Clothes Dryer
| Residential | CZ2 - Multi Family | New | Appliances | Natural Gas | Stove/Oven
| Residential | CZ2 - Multi Family | New | Appliances | Natural Gas | Stove/Oven
| Residential | CZ2 - Multi Family | New | Appliances | Natural Gas | Stove/Oven
| Residential | CZ2 - Multi Family | New | Appliances | Natural Gas | Stove/Oven
| Residential | CZ2 - Multi Family | New | Appliances | Natural Gas | Stove/Oven
| Residential | CZ2 - Multi Family | New | Appliances | Natural Gas | Stove/Oven
| Residential | CZ2 - Multi Family | New | Appliances | Natural Gas | Stove/Oven
| Residential | CZ2 - Multi Family | New | Appliances | Natural Gas | Stove/Oven
| Residential | CZ2 - Multi Family | New | Appliances | Natural Gas | Stove/Oven
| Residential | CZ2 - Multi Family | New | Appliances | Natural Gas | Stove/Oven
| Residential | CZ2 - Multi Family | New | Appliances | Natural Gas | Stove/Oven
| Residential | CZ2 - Multi Family | New | Miscellaneous | Natural Gas | Pool Heater
| Residential | CZ2 - Multi Family | New | Miscellaneous | Natural Gas | Pool Heater
| Residential | CZ2 - Multi Family | New | Miscellaneous | Natural Gas | Pool Heater
| Residential | CZ2 - Multi Family | New | Miscellaneous | Natural Gas | Pool Heater
| Residential | CZ2 - Multi Family | New | Miscellaneous | Natural Gas | Pool Heater
| Residential | CZ2 - Multi Family | New | Miscellaneous | Natural Gas | Pool Heater
| Residential | CZ2 - Multi Family | New | Miscellaneous | Natural Gas | Pool Heater
| Residential | CZ2 - Multi Family | New | Miscellaneous | Natural Gas | Pool Heater
| Residential | CZ2 - Multi Family | New | Miscellaneous | Natural Gas | Pool Heater
| Residential | CZ2 - Multi Family | New | Miscellaneous | Natural Gas | Pool Heater
| Residential | CZ2 - Multi Family | New | Miscellaneous | Natural Gas | Pool Heater
| Residential | CZ2 - Multi Family | New | Miscellaneous | Natural Gas | Miscellaneous
| Residential | CZ2 - Multi Family | New | Miscellaneous | Natural Gas | Miscellaneous
| Residential | CZ2 - Multi Family | New | Miscellaneous | Natural Gas | Miscellaneous
| Residential | CZ2 - Multi Family | New | Miscellaneous | Natural Gas | Miscellaneous
| Residential | CZ2 - Multi Family | New | Miscellaneous | Natural Gas | Miscellaneous
| Residential | CZ2 - Multi Family | New | Miscellaneous | Natural Gas | Miscellaneous
| Residential | CZ2 - Multi Family | New | Miscellaneous | Natural Gas | Miscellaneous
| Residential | CZ2 - Multi Family | New | Miscellaneous | Natural Gas | Miscellaneous
| Residential | CZ2 - Multi Family | New | Miscellaneous | Natural Gas | Miscellaneous
| Residential | CZ2 - Multi Family | New | Miscellaneous | Natural Gas | Miscellaneous
| Residential | CZ2 - Multi Family | New | Miscellaneous | Natural Gas | Miscellaneous
| Residential | CZ3 - Single Family | Existing | Space Heating | Natural Gas | Furnace - Direct Fuel
| Residential | CZ3 - Single Family | Existing | Space Heating | Natural Gas | Furnace - Direct Fuel
| Residential | CZ3 - Single Family | Existing | Space Heating | Natural Gas | Furnace - Direct Fuel
| Residential | CZ3 - Single Family | Existing | Space Heating | Natural Gas | Furnace - Direct Fuel
| Residential | CZ3 - Single Family | Existing | Space Heating | Natural Gas | Furnace - Direct Fuel
| Residential | CZ3 - Single Family | Existing | Space Heating | Natural Gas | Furnace - Direct Fuel
| Residential | CZ3 - Single Family | Existing | Space Heating | Natural Gas | Furnace - Direct Fuel
| Residential | CZ3 - Single Family | Existing | Space Heating | Natural Gas | Furnace - Direct Fuel
| Residential | CZ3 - Single Family | Existing | Space Heating | Natural Gas | Furnace - Direct Fuel
| Residential | CZ3 - Single Family | Existing | Space Heating | Natural Gas | Furnace - Direct Fuel
| Residential | CZ3 - Single Family | Existing | Space Heating | Natural Gas | Furnace - Direct Fuel
| Residential | CZ3 - Single Family | Existing | Space Heating | Natural Gas | Boiler - Direct Fuel
| Residential | CZ3 - Single Family | Existing | Space Heating | Natural Gas | Boiler - Direct Fuel
| Residential | CZ3 - Single Family | Existing | Space Heating | Natural Gas | Boiler - Direct Fuel
| Residential | CZ3 - Single Family | Existing | Space Heating | Natural Gas | Boiler - Direct Fuel
| Residential | CZ3 - Single Family | Existing | Space Heating | Natural Gas | Boiler - Direct Fuel
| Residential | CZ3 - Single Family | Existing | Space Heating | Natural Gas | Boiler - Direct Fuel
| Residential | CZ3 - Single Family | Existing | Space Heating | Natural Gas | Boiler - Direct Fuel
| Residential | CZ3 - Single Family | Existing | Space Heating | Natural Gas | Boiler - Direct Fuel
| Residential | CZ3 - Single Family | Existing | Space Heating | Natural Gas | Boiler - Direct Fuel
| Residential | CZ3 - Single Family | Existing | Space Heating | Natural Gas | Boiler - Direct Fuel
| Residential | CZ3 - Single Family | Existing | Space Heating | Natural Gas | Boiler - Direct Fuel
| Residential | CZ3 - Single Family | Existing | Secondary Heating | Natural Gas | Fireplace
| Residential | CZ3 - Single Family | Existing | Secondary Heating | Natural Gas | Fireplace
| Residential | CZ3 - Single Family | Existing | Secondary Heating | Natural Gas | Fireplace
| Residential | CZ3 - Single Family | Existing | Secondary Heating | Natural Gas | Fireplace
| Residential | CZ3 - Single Family | Existing | Secondary Heating | Natural Gas | Fireplace
| Residential | CZ3 - Single Family | Existing | Secondary Heating | Natural Gas | Fireplace
| Residential | CZ3 - Single Family | Existing | Secondary Heating | Natural Gas | Fireplace
| Residential | CZ3 - Single Family | Existing | Secondary Heating | Natural Gas | Fireplace
| Residential | CZ3 - Single Family | Existing | Secondary Heating | Natural Gas | Fireplace
| Residential | CZ3 - Single Family | Existing | Secondary Heating | Natural Gas | Fireplace
| Residential | CZ3 - Single Family | Existing | Secondary Heating | Natural Gas | Fireplace
| Residential | CZ3 - Single Family | Existing | Water Heating | Natural Gas | Water Heater <= 55 gal.
| Residential | CZ3 - Single Family | Existing | Water Heating | Natural Gas | Water Heater <= 55 gal.
| Residential | CZ3 - Single Family | Existing | Water Heating | Natural Gas | Water Heater <= 55 gal.
| Residential | CZ3 - Single Family | Existing | Water Heating | Natural Gas | Water Heater <= 55 gal.
| Residential | CZ3 - Single Family | Existing | Water Heating | Natural Gas | Water Heater <= 55 gal.
| Residential | CZ3 - Single Family | Existing | Water Heating | Natural Gas | Water Heater <= 55 gal.
| Residential | CZ3 - Single Family | Existing | Water Heating | Natural Gas | Water Heater <= 55 gal.
| Residential | CZ3 - Single Family | Existing | Water Heating | Natural Gas | Water Heater <= 55 gal.
| Residential | CZ3 - Single Family | Existing | Water Heating | Natural Gas | Water Heater <= 55 gal.
| Residential | CZ3 - Single Family | Existing | Water Heating | Natural Gas | Water Heater <= 55 gal.
| Residential | CZ3 - Single Family | Existing | Water Heating | Natural Gas | Water Heater <= 55 gal.
| Residential | CZ3 - Single Family | Existing | Water Heating | Natural Gas | Water Heater > 55 gal.
| Residential | CZ3 - Single Family | Existing | Water Heating | Natural Gas | Water Heater > 55 gal.
| Residential | CZ3 - Single Family | Existing | Water Heating | Natural Gas | Water Heater > 55 gal.
| Residential | CZ3 - Single Family | Existing | Water Heating | Natural Gas | Water Heater > 55 gal.
| Residential | CZ3 - Single Family | Existing | Water Heating | Natural Gas | Water Heater > 55 gal.
| Residential | CZ3 - Single Family | Existing | Water Heating | Natural Gas | Water Heater > 55 gal.
| Residential | CZ3 - Single Family | Existing | Water Heating | Natural Gas | Water Heater > 55 gal.
| Residential | CZ3 - Single Family | Existing | Water Heating | Natural Gas | Water Heater > 55 gal.
| Residential | CZ3 - Single Family | Existing | Water Heating | Natural Gas | Water Heater > 55 gal.
| Residential | CZ3 - Single Family | Existing | Water Heating | Natural Gas | Water Heater > 55 gal.
| Residential | CZ3 - Single Family | Existing | Water Heating | Natural Gas | Water Heater > 55 gal.
| Residential | CZ3 - Single Family | Existing | Appliances | Natural Gas | Clothes Dryer
| Residential | CZ3 - Single Family | Existing | Appliances | Natural Gas | Clothes Dryer
| Residential | CZ3 - Single Family | Existing | Appliances | Natural Gas | Clothes Dryer
| Residential | CZ3 - Single Family | Existing | Appliances | Natural Gas | Clothes Dryer
| Residential | CZ3 - Single Family | Existing | Appliances | Natural Gas | Clothes Dryer
| Residential | CZ3 - Single Family | Existing | Appliances | Natural Gas | Clothes Dryer
| Residential | CZ3 - Single Family | Existing | Appliances | Natural Gas | Clothes Dryer
| Residential | CZ3 - Single Family | Existing | Appliances | Natural Gas | Clothes Dryer
| Residential | CZ3 - Single Family | Existing | Appliances | Natural Gas | Clothes Dryer
| Residential | CZ3 - Single Family | Existing | Appliances | Natural Gas | Clothes Dryer
| Residential | CZ3 - Single Family | Existing | Appliances | Natural Gas | Clothes Dryer
| Residential | CZ3 - Single Family | Existing | Appliances | Natural Gas | Stove/Oven
| Residential | CZ3 - Single Family | Existing | Appliances | Natural Gas | Stove/Oven
| Residential | CZ3 - Single Family | Existing | Appliances | Natural Gas | Stove/Oven
| Residential | CZ3 - Single Family | Existing | Appliances | Natural Gas | Stove/Oven
| Residential | CZ3 - Single Family | Existing | Appliances | Natural Gas | Stove/Oven
| Residential | CZ3 - Single Family | Existing | Appliances | Natural Gas | Stove/Oven
| Residential | CZ3 - Single Family | Existing | Appliances | Natural Gas | Stove/Oven
| Residential | CZ3 - Single Family | Existing | Appliances | Natural Gas | Stove/Oven
| Residential | CZ3 - Single Family | Existing | Appliances | Natural Gas | Stove/Oven
| Residential | CZ3 - Single Family | Existing | Appliances | Natural Gas | Stove/Oven
| Residential | CZ3 - Single Family | Existing | Appliances | Natural Gas | Stove/Oven
| Residential | CZ3 - Single Family | Existing | Miscellaneous | Natural Gas | Pool Heater
| Residential | CZ3 - Single Family | Existing | Miscellaneous | Natural Gas | Pool Heater
| Residential | CZ3 - Single Family | Existing | Miscellaneous | Natural Gas | Pool Heater
| Residential | CZ3 - Single Family | Existing | Miscellaneous | Natural Gas | Pool Heater
| Residential | CZ3 - Single Family | Existing | Miscellaneous | Natural Gas | Pool Heater
| Residential | CZ3 - Single Family | Existing | Miscellaneous | Natural Gas | Pool Heater
| Residential | CZ3 - Single Family | Existing | Miscellaneous | Natural Gas | Pool Heater
| Residential | CZ3 - Single Family | Existing | Miscellaneous | Natural Gas | Pool Heater
| Residential | CZ3 - Single Family | Existing | Miscellaneous | Natural Gas | Pool Heater
| Residential | CZ3 - Single Family | Existing | Miscellaneous | Natural Gas | Pool Heater
| Residential | CZ3 - Single Family | Existing | Miscellaneous | Natural Gas | Pool Heater
| Residential | CZ3 - Single Family | Existing | Miscellaneous | Natural Gas | Miscellaneous
| Residential | CZ3 - Single Family | Existing | Miscellaneous | Natural Gas | Miscellaneous
| Residential | CZ3 - Single Family | Existing | Miscellaneous | Natural Gas | Miscellaneous
| Residential | CZ3 - Single Family | Existing | Miscellaneous | Natural Gas | Miscellaneous
| Residential | CZ3 - Single Family | Existing | Miscellaneous | Natural Gas | Miscellaneous
| Residential | CZ3 - Single Family | Existing | Miscellaneous | Natural Gas | Miscellaneous
| Residential | CZ3 - Single Family | Existing | Miscellaneous | Natural Gas | Miscellaneous
| Residential | CZ3 - Single Family | Existing | Miscellaneous | Natural Gas | Miscellaneous
| Residential | CZ3 - Single Family | Existing | Miscellaneous | Natural Gas | Miscellaneous
| Residential | CZ3 - Single Family | Existing | Miscellaneous | Natural Gas | Miscellaneous
| Residential | CZ3 - Single Family | Existing | Miscellaneous | Natural Gas | Miscellaneous
| Residential | CZ3 - Single Family | New | Space Heating | Natural Gas | Furnace - Direct Fuel
| Residential | CZ3 - Single Family | New | Space Heating | Natural Gas | Furnace - Direct Fuel
| Residential | CZ3 - Single Family | New | Space Heating | Natural Gas | Furnace - Direct Fuel
| Residential | CZ3 - Single Family | New | Space Heating | Natural Gas | Furnace - Direct Fuel
| Residential | CZ3 - Single Family | New | Space Heating | Natural Gas | Furnace - Direct Fuel
| Residential | CZ3 - Single Family | New | Space Heating | Natural Gas | Furnace - Direct Fuel
| Residential | CZ3 - Single Family | New | Space Heating | Natural Gas | Furnace - Direct Fuel
| Residential | CZ3 - Single Family | New | Space Heating | Natural Gas | Furnace - Direct Fuel
| Residential | CZ3 - Single Family | New | Space Heating | Natural Gas | Furnace - Direct Fuel
| Residential | CZ3 - Single Family | New | Space Heating | Natural Gas | Furnace - Direct Fuel
| Residential | CZ3 - Single Family | New | Space Heating | Natural Gas | Furnace - Direct Fuel
| Residential | CZ3 - Single Family | New | Space Heating | Natural Gas | Boiler - Direct Fuel
| Residential | CZ3 - Single Family | New | Space Heating | Natural Gas | Boiler - Direct Fuel
| Residential | CZ3 - Single Family | New | Space Heating | Natural Gas | Boiler - Direct Fuel
| Residential | CZ3 - Single Family | New | Space Heating | Natural Gas | Boiler - Direct Fuel
| Residential | CZ3 - Single Family | New | Space Heating | Natural Gas | Boiler - Direct Fuel
| Residential | CZ3 - Single Family | New | Space Heating | Natural Gas | Boiler - Direct Fuel
| Residential | CZ3 - Single Family | New | Space Heating | Natural Gas | Boiler - Direct Fuel
| Residential | CZ3 - Single Family | New | Space Heating | Natural Gas | Boiler - Direct Fuel
| Residential | CZ3 - Single Family | New | Space Heating | Natural Gas | Boiler - Direct Fuel
| Residential | CZ3 - Single Family | New | Space Heating | Natural Gas | Boiler - Direct Fuel
| Residential | CZ3 - Single Family | New | Space Heating | Natural Gas | Boiler - Direct Fuel
| Residential | CZ3 - Single Family | New | Secondary Heating | Natural Gas | Fireplace
| Residential | CZ3 - Single Family | New | Secondary Heating | Natural Gas | Fireplace
| Residential | CZ3 - Single Family | New | Secondary Heating | Natural Gas | Fireplace
| Residential | CZ3 - Single Family | New | Secondary Heating | Natural Gas | Fireplace
| Residential | CZ3 - Single Family | New | Secondary Heating | Natural Gas | Fireplace
| Residential | CZ3 - Single Family | New | Secondary Heating | Natural Gas | Fireplace
| Residential | CZ3 - Single Family | New | Secondary Heating | Natural Gas | Fireplace
| Residential | CZ3 - Single Family | New | Secondary Heating | Natural Gas | Fireplace
| Residential | CZ3 - Single Family | New | Secondary Heating | Natural Gas | Fireplace
| Residential | CZ3 - Single Family | New | Secondary Heating | Natural Gas | Fireplace
| Residential | CZ3 - Single Family | New | Secondary Heating | Natural Gas | Fireplace
| Residential | CZ3 - Single Family | New | Water Heating | Natural Gas | Water Heater <= 55 gal.
| Residential | CZ3 - Single Family | New | Water Heating | Natural Gas | Water Heater <= 55 gal.
| Residential | CZ3 - Single Family | New | Water Heating | Natural Gas | Water Heater <= 55 gal.
| Residential | CZ3 - Single Family | New | Water Heating | Natural Gas | Water Heater <= 55 gal.
| Residential | CZ3 - Single Family | New | Water Heating | Natural Gas | Water Heater <= 55 gal.
| Residential | CZ3 - Single Family | New | Water Heating | Natural Gas | Water Heater <= 55 gal.
| Residential | CZ3 - Single Family | New | Water Heating | Natural Gas | Water Heater <= 55 gal.
| Residential | CZ3 - Single Family | New | Water Heating | Natural Gas | Water Heater <= 55 gal.
| Residential | CZ3 - Single Family | New | Water Heating | Natural Gas | Water Heater <= 55 gal.
| Residential | CZ3 - Single Family | New | Water Heating | Natural Gas | Water Heater <= 55 gal.
| Residential | CZ3 - Single Family | New | Water Heating | Natural Gas | Water Heater <= 55 gal.
| Residential | CZ3 - Single Family | New | Water Heating | Natural Gas | Water Heater > 55 gal.
| Residential | CZ3 - Single Family | New | Water Heating | Natural Gas | Water Heater > 55 gal.
| Residential | CZ3 - Single Family | New | Water Heating | Natural Gas | Water Heater > 55 gal.
| Residential | CZ3 - Single Family | New | Water Heating | Natural Gas | Water Heater > 55 gal.
| Residential | CZ3 - Single Family | New | Water Heating | Natural Gas | Water Heater > 55 gal.
| Residential | CZ3 - Single Family | New | Water Heating | Natural Gas | Water Heater > 55 gal.
| Residential | CZ3 - Single Family | New | Water Heating | Natural Gas | Water Heater > 55 gal.
| Residential | CZ3 - Single Family | New | Water Heating | Natural Gas | Water Heater > 55 gal.
| Residential | CZ3 - Single Family | New | Water Heating | Natural Gas | Water Heater > 55 gal.
| Residential | CZ3 - Single Family | New | Water Heating | Natural Gas | Water Heater > 55 gal.
| Residential | CZ3 - Single Family | New | Water Heating | Natural Gas | Water Heater > 55 gal.
| Residential | CZ3 - Single Family | New | Appliances | Natural Gas | Clothes Dryer
| Residential | CZ3 - Single Family | New | Appliances | Natural Gas | Clothes Dryer
| Residential | CZ3 - Single Family | New | Appliances | Natural Gas | Clothes Dryer
| Residential | CZ3 - Single Family | New | Appliances | Natural Gas | Clothes Dryer
| Residential | CZ3 - Single Family | New | Appliances | Natural Gas | Clothes Dryer
| Residential | CZ3 - Single Family | New | Appliances | Natural Gas | Clothes Dryer
| Residential | CZ3 - Single Family | New | Appliances | Natural Gas | Clothes Dryer
| Residential | CZ3 - Single Family | New | Appliances | Natural Gas | Clothes Dryer
| Residential | CZ3 - Single Family | New | Appliances | Natural Gas | Clothes Dryer
| Residential | CZ3 - Single Family | New | Appliances | Natural Gas | Clothes Dryer
| Residential | CZ3 - Single Family | New | Appliances | Natural Gas | Clothes Dryer
| Residential | CZ3 - Single Family | New | Appliances | Natural Gas | Stove/Oven
| Residential | CZ3 - Single Family | New | Appliances | Natural Gas | Stove/Oven
| Residential | CZ3 - Single Family | New | Appliances | Natural Gas | Stove/Oven
| Residential | CZ3 - Single Family | New | Appliances | Natural Gas | Stove/Oven
| Residential | CZ3 - Single Family | New | Appliances | Natural Gas | Stove/Oven
| Residential | CZ3 - Single Family | New | Appliances | Natural Gas | Stove/Oven
| Residential | CZ3 - Single Family | New | Appliances | Natural Gas | Stove/Oven
| Residential | CZ3 - Single Family | New | Appliances | Natural Gas | Stove/Oven
| Residential | CZ3 - Single Family | New | Appliances | Natural Gas | Stove/Oven
| Residential | CZ3 - Single Family | New | Appliances | Natural Gas | Stove/Oven
| Residential | CZ3 - Single Family | New | Appliances | Natural Gas | Stove/Oven
| Residential | CZ3 - Single Family | New | Miscellaneous | Natural Gas | Pool Heater
| Residential | CZ3 - Single Family | New | Miscellaneous | Natural Gas | Pool Heater
| Residential | CZ3 - Single Family | New | Miscellaneous | Natural Gas | Pool Heater
| Residential | CZ3 - Single Family | New | Miscellaneous | Natural Gas | Pool Heater
| Residential | CZ3 - Single Family | New | Miscellaneous | Natural Gas | Pool Heater
| Residential | CZ3 - Single Family | New | Miscellaneous | Natural Gas | Pool Heater
| Residential | CZ3 - Single Family | New | Miscellaneous | Natural Gas | Pool Heater
| Residential | CZ3 - Single Family | New | Miscellaneous | Natural Gas | Pool Heater
| Residential | CZ3 - Single Family | New | Miscellaneous | Natural Gas | Pool Heater
| Residential | CZ3 - Single Family | New | Miscellaneous | Natural Gas | Pool Heater
| Residential | CZ3 - Single Family | New | Miscellaneous | Natural Gas | Pool Heater
| Residential | CZ3 - Single Family | New | Miscellaneous | Natural Gas | Miscellaneous
| Residential | CZ3 - Single Family | New | Miscellaneous | Natural Gas | Miscellaneous
| Residential | CZ3 - Single Family | New | Miscellaneous | Natural Gas | Miscellaneous
| Residential | CZ3 - Single Family | New | Miscellaneous | Natural Gas | Miscellaneous
| Residential | CZ3 - Single Family | New | Miscellaneous | Natural Gas | Miscellaneous
| Residential | CZ3 - Single Family | New | Miscellaneous | Natural Gas | Miscellaneous
| Residential | CZ3 - Single Family | New | Miscellaneous | Natural Gas | Miscellaneous
| Residential | CZ3 - Single Family | New | Miscellaneous | Natural Gas | Miscellaneous
| Residential | CZ3 - Single Family | New | Miscellaneous | Natural Gas | Miscellaneous
| Residential | CZ3 - Single Family | New | Miscellaneous | Natural Gas | Miscellaneous
| Residential | CZ3 - Single Family | New | Miscellaneous | Natural Gas | Miscellaneous
| Residential | CZ3 - Multi Family | Existing | Space Heating | Natural Gas | Furnace - Direct Fuel
| Residential | CZ3 - Multi Family | Existing | Space Heating | Natural Gas | Furnace - Direct Fuel
| Residential | CZ3 - Multi Family | Existing | Space Heating | Natural Gas | Furnace - Direct Fuel
| Residential | CZ3 - Multi Family | Existing | Space Heating | Natural Gas | Furnace - Direct Fuel
| Residential | CZ3 - Multi Family | Existing | Space Heating | Natural Gas | Furnace - Direct Fuel
| Residential | CZ3 - Multi Family | Existing | Space Heating | Natural Gas | Furnace - Direct Fuel
| Residential | CZ3 - Multi Family | Existing | Space Heating | Natural Gas | Furnace - Direct Fuel
| Residential | CZ3 - Multi Family | Existing | Space Heating | Natural Gas | Furnace - Direct Fuel
| Residential | CZ3 - Multi Family | Existing | Space Heating | Natural Gas | Furnace - Direct Fuel
| Residential | CZ3 - Multi Family | Existing | Space Heating | Natural Gas | Furnace - Direct Fuel
| Residential | CZ3 - Multi Family | Existing | Space Heating | Natural Gas | Furnace - Direct Fuel
| Residential | CZ3 - Multi Family | Existing | Space Heating | Natural Gas | Boiler - Direct Fuel
| Residential | CZ3 - Multi Family | Existing | Space Heating | Natural Gas | Boiler - Direct Fuel
| Residential | CZ3 - Multi Family | Existing | Space Heating | Natural Gas | Boiler - Direct Fuel
| Residential | CZ3 - Multi Family | Existing | Space Heating | Natural Gas | Boiler - Direct Fuel
| Residential | CZ3 - Multi Family | Existing | Space Heating | Natural Gas | Boiler - Direct Fuel
| Residential | CZ3 - Multi Family | Existing | Space Heating | Natural Gas | Boiler - Direct Fuel
| Residential | CZ3 - Multi Family | Existing | Space Heating | Natural Gas | Boiler - Direct Fuel
| Residential | CZ3 - Multi Family | Existing | Space Heating | Natural Gas | Boiler - Direct Fuel
| Residential | CZ3 - Multi Family | Existing | Space Heating | Natural Gas | Boiler - Direct Fuel
| Residential | CZ3 - Multi Family | Existing | Space Heating | Natural Gas | Boiler - Direct Fuel
| Residential | CZ3 - Multi Family | Existing | Space Heating | Natural Gas | Boiler - Direct Fuel
| Residential | CZ3 - Multi Family | Existing | Secondary Heating | Natural Gas | Fireplace
| Residential | CZ3 - Multi Family | Existing | Secondary Heating | Natural Gas | Fireplace
| Residential | CZ3 - Multi Family | Existing | Secondary Heating | Natural Gas | Fireplace
| Residential | CZ3 - Multi Family | Existing | Secondary Heating | Natural Gas | Fireplace
| Residential | CZ3 - Multi Family | Existing | Secondary Heating | Natural Gas | Fireplace
| Residential | CZ3 - Multi Family | Existing | Secondary Heating | Natural Gas | Fireplace
| Residential | CZ3 - Multi Family | Existing | Secondary Heating | Natural Gas | Fireplace
| Residential | CZ3 - Multi Family | Existing | Secondary Heating | Natural Gas | Fireplace
| Residential | CZ3 - Multi Family | Existing | Secondary Heating | Natural Gas | Fireplace
| Residential | CZ3 - Multi Family | Existing | Secondary Heating | Natural Gas | Fireplace
| Residential | CZ3 - Multi Family | Existing | Secondary Heating | Natural Gas | Fireplace
| Residential | CZ3 - Multi Family | Existing | Water Heating | Natural Gas | Water Heater <= 55 gal.
| Residential | CZ3 - Multi Family | Existing | Water Heating | Natural Gas | Water Heater <= 55 gal.
| Residential | CZ3 - Multi Family | Existing | Water Heating | Natural Gas | Water Heater <= 55 gal.
| Residential | CZ3 - Multi Family | Existing | Water Heating | Natural Gas | Water Heater <= 55 gal.
| Residential | CZ3 - Multi Family | Existing | Water Heating | Natural Gas | Water Heater <= 55 gal.
| Residential | CZ3 - Multi Family | Existing | Water Heating | Natural Gas | Water Heater <= 55 gal.
| Residential | CZ3 - Multi Family | Existing | Water Heating | Natural Gas | Water Heater <= 55 gal.
| Residential | CZ3 - Multi Family | Existing | Water Heating | Natural Gas | Water Heater <= 55 gal.
| Residential | CZ3 - Multi Family | Existing | Water Heating | Natural Gas | Water Heater <= 55 gal.
| Residential | CZ3 - Multi Family | Existing | Water Heating | Natural Gas | Water Heater <= 55 gal.
| Residential | CZ3 - Multi Family | Existing | Water Heating | Natural Gas | Water Heater <= 55 gal.
| Residential | CZ3 - Multi Family | Existing | Water Heating | Natural Gas | Water Heater > 55 gal.
| Residential | CZ3 - Multi Family | Existing | Water Heating | Natural Gas | Water Heater > 55 gal.
| Residential | CZ3 - Multi Family | Existing | Water Heating | Natural Gas | Water Heater > 55 gal.
| Residential | CZ3 - Multi Family | Existing | Water Heating | Natural Gas | Water Heater > 55 gal.
| Residential | CZ3 - Multi Family | Existing | Water Heating | Natural Gas | Water Heater > 55 gal.
| Residential | CZ3 - Multi Family | Existing | Water Heating | Natural Gas | Water Heater > 55 gal.
| Residential | CZ3 - Multi Family | Existing | Water Heating | Natural Gas | Water Heater > 55 gal.
| Residential | CZ3 - Multi Family | Existing | Water Heating | Natural Gas | Water Heater > 55 gal.
| Residential | CZ3 - Multi Family | Existing | Water Heating | Natural Gas | Water Heater > 55 gal.
| Residential | CZ3 - Multi Family | Existing | Water Heating | Natural Gas | Water Heater > 55 gal.
| Residential | CZ3 - Multi Family | Existing | Water Heating | Natural Gas | Water Heater > 55 gal.
| Residential | CZ3 - Multi Family | Existing | Appliances | Natural Gas | Clothes Dryer
| Residential | CZ3 - Multi Family | Existing | Appliances | Natural Gas | Clothes Dryer
| Residential | CZ3 - Multi Family | Existing | Appliances | Natural Gas | Clothes Dryer
| Residential | CZ3 - Multi Family | Existing | Appliances | Natural Gas | Clothes Dryer
| Residential | CZ3 - Multi Family | Existing | Appliances | Natural Gas | Clothes Dryer
| Residential | CZ3 - Multi Family | Existing | Appliances | Natural Gas | Clothes Dryer
| Residential | CZ3 - Multi Family | Existing | Appliances | Natural Gas | Clothes Dryer
| Residential | CZ3 - Multi Family | Existing | Appliances | Natural Gas | Clothes Dryer
| Residential | CZ3 - Multi Family | Existing | Appliances | Natural Gas | Clothes Dryer
| Residential | CZ3 - Multi Family | Existing | Appliances | Natural Gas | Clothes Dryer
| Residential | CZ3 - Multi Family | Existing | Appliances | Natural Gas | Clothes Dryer
| Residential | CZ3 - Multi Family | Existing | Appliances | Natural Gas | Stove/Oven
| Residential | CZ3 - Multi Family | Existing | Appliances | Natural Gas | Stove/Oven
| Residential | CZ3 - Multi Family | Existing | Appliances | Natural Gas | Stove/Oven
| Residential | CZ3 - Multi Family | Existing | Appliances | Natural Gas | Stove/Oven
| Residential | CZ3 - Multi Family | Existing | Appliances | Natural Gas | Stove/Oven
| Residential | CZ3 - Multi Family | Existing | Appliances | Natural Gas | Stove/Oven
| Residential | CZ3 - Multi Family | Existing | Appliances | Natural Gas | Stove/Oven
| Residential | CZ3 - Multi Family | Existing | Appliances | Natural Gas | Stove/Oven
| Residential | CZ3 - Multi Family | Existing | Appliances | Natural Gas | Stove/Oven
| Residential | CZ3 - Multi Family | Existing | Appliances | Natural Gas | Stove/Oven
| Residential | CZ3 - Multi Family | Existing | Appliances | Natural Gas | Stove/Oven
| Residential | CZ3 - Multi Family | Existing | Miscellaneous | Natural Gas | Pool Heater
| Residential | CZ3 - Multi Family | Existing | Miscellaneous | Natural Gas | Pool Heater
| Residential | CZ3 - Multi Family | Existing | Miscellaneous | Natural Gas | Pool Heater
| Residential | CZ3 - Multi Family | Existing | Miscellaneous | Natural Gas | Pool Heater
| Residential | CZ3 - Multi Family | Existing | Miscellaneous | Natural Gas | Pool Heater
| Residential | CZ3 - Multi Family | Existing | Miscellaneous | Natural Gas | Pool Heater
| Residential | CZ3 - Multi Family | Existing | Miscellaneous | Natural Gas | Pool Heater
| Residential | CZ3 - Multi Family | Existing | Miscellaneous | Natural Gas | Pool Heater
| Residential | CZ3 - Multi Family | Existing | Miscellaneous | Natural Gas | Pool Heater
| Residential | CZ3 - Multi Family | Existing | Miscellaneous | Natural Gas | Pool Heater
| Residential | CZ3 - Multi Family | Existing | Miscellaneous | Natural Gas | Pool Heater
| Residential | CZ3 - Multi Family | Existing | Miscellaneous | Natural Gas | Miscellaneous
| Residential | CZ3 - Multi Family | Existing | Miscellaneous | Natural Gas | Miscellaneous
| Residential | CZ3 - Multi Family | Existing | Miscellaneous | Natural Gas | Miscellaneous
| Residential | CZ3 - Multi Family | Existing | Miscellaneous | Natural Gas | Miscellaneous
| Residential | CZ3 - Multi Family | Existing | Miscellaneous | Natural Gas | Miscellaneous
| Residential | CZ3 - Multi Family | Existing | Miscellaneous | Natural Gas | Miscellaneous
| Residential | CZ3 - Multi Family | Existing | Miscellaneous | Natural Gas | Miscellaneous
| Residential | CZ3 - Multi Family | Existing | Miscellaneous | Natural Gas | Miscellaneous
| Residential | CZ3 - Multi Family | Existing | Miscellaneous | Natural Gas | Miscellaneous
| Residential | CZ3 - Multi Family | Existing | Miscellaneous | Natural Gas | Miscellaneous
| Residential | CZ3 - Multi Family | Existing | Miscellaneous | Natural Gas | Miscellaneous
| Residential | CZ3 - Multi Family | New | Space Heating | Natural Gas | Furnace - Direct Fuel
| Residential | CZ3 - Multi Family | New | Space Heating | Natural Gas | Furnace - Direct Fuel
| Residential | CZ3 - Multi Family | New | Space Heating | Natural Gas | Furnace - Direct Fuel
| Residential | CZ3 - Multi Family | New | Space Heating | Natural Gas | Furnace - Direct Fuel
| Residential | CZ3 - Multi Family | New | Space Heating | Natural Gas | Furnace - Direct Fuel
| Residential | CZ3 - Multi Family | New | Space Heating | Natural Gas | Furnace - Direct Fuel
| Residential | CZ3 - Multi Family | New | Space Heating | Natural Gas | Furnace - Direct Fuel
| Residential | CZ3 - Multi Family | New | Space Heating | Natural Gas | Furnace - Direct Fuel
| Residential | CZ3 - Multi Family | New | Space Heating | Natural Gas | Furnace - Direct Fuel
| Residential | CZ3 - Multi Family | New | Space Heating | Natural Gas | Furnace - Direct Fuel
| Residential | CZ3 - Multi Family | New | Space Heating | Natural Gas | Furnace - Direct Fuel
| Residential | CZ3 - Multi Family | New | Space Heating | Natural Gas | Boiler - Direct Fuel
| Residential | CZ3 - Multi Family | New | Space Heating | Natural Gas | Boiler - Direct Fuel
| Residential | CZ3 - Multi Family | New | Space Heating | Natural Gas | Boiler - Direct Fuel
| Residential | CZ3 - Multi Family | New | Space Heating | Natural Gas | Boiler - Direct Fuel
| Residential | CZ3 - Multi Family | New | Space Heating | Natural Gas | Boiler - Direct Fuel
| Residential | CZ3 - Multi Family | New | Space Heating | Natural Gas | Boiler - Direct Fuel
| Residential | CZ3 - Multi Family | New | Space Heating | Natural Gas | Boiler - Direct Fuel
| Residential | CZ3 - Multi Family | New | Space Heating | Natural Gas | Boiler - Direct Fuel
| Residential | CZ3 - Multi Family | New | Space Heating | Natural Gas | Boiler - Direct Fuel
| Residential | CZ3 - Multi Family | New | Space Heating | Natural Gas | Boiler - Direct Fuel
| Residential | CZ3 - Multi Family | New | Space Heating | Natural Gas | Boiler - Direct Fuel
| Residential | CZ3 - Multi Family | New | Secondary Heating | Natural Gas | Fireplace
| Residential | CZ3 - Multi Family | New | Secondary Heating | Natural Gas | Fireplace
| Residential | CZ3 - Multi Family | New | Secondary Heating | Natural Gas | Fireplace
| Residential | CZ3 - Multi Family | New | Secondary Heating | Natural Gas | Fireplace
| Residential | CZ3 - Multi Family | New | Secondary Heating | Natural Gas | Fireplace
| Residential | CZ3 - Multi Family | New | Secondary Heating | Natural Gas | Fireplace
| Residential | CZ3 - Multi Family | New | Secondary Heating | Natural Gas | Fireplace
| Residential | CZ3 - Multi Family | New | Secondary Heating | Natural Gas | Fireplace
| Residential | CZ3 - Multi Family | New | Secondary Heating | Natural Gas | Fireplace
| Residential | CZ3 - Multi Family | New | Secondary Heating | Natural Gas | Fireplace
| Residential | CZ3 - Multi Family | New | Secondary Heating | Natural Gas | Fireplace
| Residential | CZ3 - Multi Family | New | Water Heating | Natural Gas | Water Heater <= 55 gal.
| Residential | CZ3 - Multi Family | New | Water Heating | Natural Gas | Water Heater <= 55 gal.
| Residential | CZ3 - Multi Family | New | Water Heating | Natural Gas | Water Heater <= 55 gal.
| Residential | CZ3 - Multi Family | New | Water Heating | Natural Gas | Water Heater <= 55 gal.
| Residential | CZ3 - Multi Family | New | Water Heating | Natural Gas | Water Heater <= 55 gal.
| Residential | CZ3 - Multi Family | New | Water Heating | Natural Gas | Water Heater <= 55 gal.
| Residential | CZ3 - Multi Family | New | Water Heating | Natural Gas | Water Heater <= 55 gal.
| Residential | CZ3 - Multi Family | New | Water Heating | Natural Gas | Water Heater <= 55 gal.
| Residential | CZ3 - Multi Family | New | Water Heating | Natural Gas | Water Heater <= 55 gal.
| Residential | CZ3 - Multi Family | New | Water Heating | Natural Gas | Water Heater <= 55 gal.
| Residential | CZ3 - Multi Family | New | Water Heating | Natural Gas | Water Heater <= 55 gal.
| Residential | CZ3 - Multi Family | New | Water Heating | Natural Gas | Water Heater > 55 gal.
| Residential | CZ3 - Multi Family | New | Water Heating | Natural Gas | Water Heater > 55 gal.
| Residential | CZ3 - Multi Family | New | Water Heating | Natural Gas | Water Heater > 55 gal.
| Residential | CZ3 - Multi Family | New | Water Heating | Natural Gas | Water Heater > 55 gal.
| Residential | CZ3 - Multi Family | New | Water Heating | Natural Gas | Water Heater > 55 gal.
| Residential | CZ3 - Multi Family | New | Water Heating | Natural Gas | Water Heater > 55 gal.
| Residential | CZ3 - Multi Family | New | Water Heating | Natural Gas | Water Heater > 55 gal.
| Residential | CZ3 - Multi Family | New | Water Heating | Natural Gas | Water Heater > 55 gal.
| Residential | CZ3 - Multi Family | New | Water Heating | Natural Gas | Water Heater > 55 gal.
| Residential | CZ3 - Multi Family | New | Water Heating | Natural Gas | Water Heater > 55 gal.
| Residential | CZ3 - Multi Family | New | Water Heating | Natural Gas | Water Heater > 55 gal.
| Residential | CZ3 - Multi Family | New | Appliances | Natural Gas | Clothes Dryer
| Residential | CZ3 - Multi Family | New | Appliances | Natural Gas | Clothes Dryer
| Residential | CZ3 - Multi Family | New | Appliances | Natural Gas | Clothes Dryer
| Residential | CZ3 - Multi Family | New | Appliances | Natural Gas | Clothes Dryer
| Residential | CZ3 - Multi Family | New | Appliances | Natural Gas | Clothes Dryer
| Residential | CZ3 - Multi Family | New | Appliances | Natural Gas | Clothes Dryer
| Residential | CZ3 - Multi Family | New | Appliances | Natural Gas | Clothes Dryer
| Residential | CZ3 - Multi Family | New | Appliances | Natural Gas | Clothes Dryer
| Residential | CZ3 - Multi Family | New | Appliances | Natural Gas | Clothes Dryer
| Residential | CZ3 - Multi Family | New | Appliances | Natural Gas | Clothes Dryer
| Residential | CZ3 - Multi Family | New | Appliances | Natural Gas | Clothes Dryer
| Residential | CZ3 - Multi Family | New | Appliances | Natural Gas | Stove/Oven
| Residential | CZ3 - Multi Family | New | Appliances | Natural Gas | Stove/Oven
| Residential | CZ3 - Multi Family | New | Appliances | Natural Gas | Stove/Oven
| Residential | CZ3 - Multi Family | New | Appliances | Natural Gas | Stove/Oven
| Residential | CZ3 - Multi Family | New | Appliances | Natural Gas | Stove/Oven
| Residential | CZ3 - Multi Family | New | Appliances | Natural Gas | Stove/Oven
| Residential | CZ3 - Multi Family | New | Appliances | Natural Gas | Stove/Oven
| Residential | CZ3 - Multi Family | New | Appliances | Natural Gas | Stove/Oven
| Residential | CZ3 - Multi Family | New | Appliances | Natural Gas | Stove/Oven
| Residential | CZ3 - Multi Family | New | Appliances | Natural Gas | Stove/Oven
| Residential | CZ3 - Multi Family | New | Appliances | Natural Gas | Stove/Oven
| Residential | CZ3 - Multi Family | New | Miscellaneous | Natural Gas | Pool Heater
| Residential | CZ3 - Multi Family | New | Miscellaneous | Natural Gas | Pool Heater
| Residential | CZ3 - Multi Family | New | Miscellaneous | Natural Gas | Pool Heater
| Residential | CZ3 - Multi Family | New | Miscellaneous | Natural Gas | Pool Heater
| Residential | CZ3 - Multi Family | New | Miscellaneous | Natural Gas | Pool Heater
| Residential | CZ3 - Multi Family | New | Miscellaneous | Natural Gas | Pool Heater
| Residential | CZ3 - Multi Family | New | Miscellaneous | Natural Gas | Pool Heater
| Residential | CZ3 - Multi Family | New | Miscellaneous | Natural Gas | Pool Heater
| Residential | CZ3 - Multi Family | New | Miscellaneous | Natural Gas | Pool Heater
| Residential | CZ3 - Multi Family | New | Miscellaneous | Natural Gas | Pool Heater
| Residential | CZ3 - Multi Family | New | Miscellaneous | Natural Gas | Pool Heater
| Residential | CZ3 - Multi Family | New | Miscellaneous | Natural Gas | Miscellaneous
| Residential | CZ3 - Multi Family | New | Miscellaneous | Natural Gas | Miscellaneous
| Residential | CZ3 - Multi Family | New | Miscellaneous | Natural Gas | Miscellaneous
| Residential | CZ3 - Multi Family | New | Miscellaneous | Natural Gas | Miscellaneous
| Residential | CZ3 - Multi Family | New | Miscellaneous | Natural Gas | Miscellaneous
| Residential | CZ3 - Multi Family | New | Miscellaneous | Natural Gas | Miscellaneous
| Residential | CZ3 - Multi Family | New | Miscellaneous | Natural Gas | Miscellaneous
| Residential | CZ3 - Multi Family | New | Miscellaneous | Natural Gas | Miscellaneous
| Residential | CZ3 - Multi Family | New | Miscellaneous | Natural Gas | Miscellaneous
| Residential | CZ3 - Multi Family | New | Miscellaneous | Natural Gas | Miscellaneous
| Residential | CZ3 - Multi Family | New | Miscellaneous | Natural Gas | Miscellaneous

## Equipment Savings
Key | Field | Sector | Segment | Vintage | End Use | Fuel | Technology | Case | Label | 2016 | 2017 | 2018 | 2019 | 2020 | 2021 | 2022 | 2023 | 2024 | 2025 | 2026 | 2027 | 2028 | 2029 | 2030 | 2031 | 2032 | 2033 | 2034 | 2035 | 2036 | 2037 | 2038 | 2039 | 2040 | 2041 | 2042 | 2043 | 2044 | 2045 | 2046 | 2047 | 2048 | 2049 | 2050 | 2051 | 2052 | 2053 | 2054 | 2055 | 2056 | 2057 | 2058 | 2059 | 2060 | 2061 | 2062 | 2063 | 2064 | 2065 | 2066 | 2058
F1_Industrial_Industrial - Firm_Existing_Space Heating_Natural Gas_Furnace_Baseline Forecast | F1 | Industrial | Industrial - Firm | Existing | Space Heating | Natural Gas | Furnace | Baseline Forecast | Consumption Savings (MMtherm)
F2_Industrial_Industrial - Firm_Existing_Space Heating_Natural Gas_Furnace_Baseline Forecast | F2 | Industrial | Industrial - Firm | Existing | Space Heating | Natural Gas | Furnace | Baseline Forecast | Summer Demand Savings (MW)
F3_Industrial_Industrial - Firm_Existing_Space Heating_Natural Gas_Furnace_Baseline Forecast | F3 | Industrial | Industrial - Firm | Existing | Space Heating | Natural Gas | Furnace | Baseline Forecast | Winter Demand Savings (MW)
F4_Industrial_Industrial - Firm_Existing_Space Heating_Natural Gas_Furnace_Baseline Forecast | F4 | Industrial | Industrial - Firm | Existing | Space Heating | Natural Gas | Furnace | Baseline Forecast | Incremental Savings (MMtherm)
F1_Industrial_Industrial - Firm_Existing_Space Heating_Natural Gas_Boiler_Baseline Forecast | F1 | Industrial | Industrial - Firm | Existing | Space Heating | Natural Gas | Boiler | Baseline Forecast | Consumption Savings (MMtherm)
F2_Industrial_Industrial - Firm_Existing_Space Heating_Natural Gas_Boiler_Baseline Forecast | F2 | Industrial | Industrial - Firm | Existing | Space Heating | Natural Gas | Boiler | Baseline Forecast | Summer Demand Savings (MW)
F3_Industrial_Industrial - Firm_Existing_Space Heating_Natural Gas_Boiler_Baseline Forecast | F3 | Industrial | Industrial - Firm | Existing | Space Heating | Natural Gas | Boiler | Baseline Forecast | Winter Demand Savings (MW)
F4_Industrial_Industrial - Firm_Existing_Space Heating_Natural Gas_Boiler_Baseline Forecast | F4 | Industrial | Industrial - Firm | Existing | Space Heating | Natural Gas | Boiler | Baseline Forecast | Incremental Savings (MMtherm)
F1_Industrial_Industrial - Firm_Existing_Space Heating_Natural Gas_Unit Heater_Baseline Forecast | F1 | Industrial | Industrial - Firm | Existing | Space Heating | Natural Gas | Unit Heater | Baseline Forecast | Consumption Savings (MMtherm)
F2_Industrial_Industrial - Firm_Existing_Space Heating_Natural Gas_Unit Heater_Baseline Forecast | F2 | Industrial | Industrial - Firm | Existing | Space Heating | Natural Gas | Unit Heater | Baseline Forecast | Summer Demand Savings (MW)
F3_Industrial_Industrial - Firm_Existing_Space Heating_Natural Gas_Unit Heater_Baseline Forecast | F3 | Industrial | Industrial - Firm | Existing | Space Heating | Natural Gas | Unit Heater | Baseline Forecast | Winter Demand Savings (MW)
F4_Industrial_Industrial - Firm_Existing_Space Heating_Natural Gas_Unit Heater_Baseline Forecast | F4 | Industrial | Industrial - Firm | Existing | Space Heating | Natural Gas | Unit Heater | Baseline Forecast | Incremental Savings (MMtherm)
F1_Industrial_Industrial - Firm_Existing_Process_Natural Gas_Process Heating_Baseline Forecast | F1 | Industrial | Industrial - Firm | Existing | Process | Natural Gas | Process Heating | Baseline Forecast | Consumption Savings (MMtherm)
F2_Industrial_Industrial - Firm_Existing_Process_Natural Gas_Process Heating_Baseline Forecast | F2 | Industrial | Industrial - Firm | Existing | Process | Natural Gas | Process Heating | Baseline Forecast | Summer Demand Savings (MW)
F3_Industrial_Industrial - Firm_Existing_Process_Natural Gas_Process Heating_Baseline Forecast | F3 | Industrial | Industrial - Firm | Existing | Process | Natural Gas | Process Heating | Baseline Forecast | Winter Demand Savings (MW)
F4_Industrial_Industrial - Firm_Existing_Process_Natural Gas_Process Heating_Baseline Forecast | F4 | Industrial | Industrial - Firm | Existing | Process | Natural Gas | Process Heating | Baseline Forecast | Incremental Savings (MMtherm)
F1_Industrial_Industrial - Firm_Existing_Process_Natural Gas_Process Boiler_Baseline Forecast | F1 | Industrial | Industrial - Firm | Existing | Process | Natural Gas | Process Boiler | Baseline Forecast | Consumption Savings (MMtherm)
F2_Industrial_Industrial - Firm_Existing_Process_Natural Gas_Process Boiler_Baseline Forecast | F2 | Industrial | Industrial - Firm | Existing | Process | Natural Gas | Process Boiler | Baseline Forecast | Summer Demand Savings (MW)
F3_Industrial_Industrial - Firm_Existing_Process_Natural Gas_Process Boiler_Baseline Forecast | F3 | Industrial | Industrial - Firm | Existing | Process | Natural Gas | Process Boiler | Baseline Forecast | Winter Demand Savings (MW)
F4_Industrial_Industrial - Firm_Existing_Process_Natural Gas_Process Boiler_Baseline Forecast | F4 | Industrial | Industrial - Firm | Existing | Process | Natural Gas | Process Boiler | Baseline Forecast | Incremental Savings (MMtherm)
F1_Industrial_Industrial - Firm_Existing_Process_Natural Gas_Process Cooling_Baseline Forecast | F1 | Industrial | Industrial - Firm | Existing | Process | Natural Gas | Process Cooling | Baseline Forecast | Consumption Savings (MMtherm)
F2_Industrial_Industrial - Firm_Existing_Process_Natural Gas_Process Cooling_Baseline Forecast | F2 | Industrial | Industrial - Firm | Existing | Process | Natural Gas | Process Cooling | Baseline Forecast | Summer Demand Savings (MW)
F3_Industrial_Industrial - Firm_Existing_Process_Natural Gas_Process Cooling_Baseline Forecast | F3 | Industrial | Industrial - Firm | Existing | Process | Natural Gas | Process Cooling | Baseline Forecast | Winter Demand Savings (MW)
F4_Industrial_Industrial - Firm_Existing_Process_Natural Gas_Process Cooling_Baseline Forecast | F4 | Industrial | Industrial - Firm | Existing | Process | Natural Gas | Process Cooling | Baseline Forecast | Incremental Savings (MMtherm)
F1_Industrial_Industrial - Firm_Existing_Process_Natural Gas_Other Process_Baseline Forecast | F1 | Industrial | Industrial - Firm | Existing | Process | Natural Gas | Other Process | Baseline Forecast | Consumption Savings (MMtherm)
F2_Industrial_Industrial - Firm_Existing_Process_Natural Gas_Other Process_Baseline Forecast | F2 | Industrial | Industrial - Firm | Existing | Process | Natural Gas | Other Process | Baseline Forecast | Summer Demand Savings (MW)
F3_Industrial_Industrial - Firm_Existing_Process_Natural Gas_Other Process_Baseline Forecast | F3 | Industrial | Industrial - Firm | Existing | Process | Natural Gas | Other Process | Baseline Forecast | Winter Demand Savings (MW)
F4_Industrial_Industrial - Firm_Existing_Process_Natural Gas_Other Process_Baseline Forecast | F4 | Industrial | Industrial - Firm | Existing | Process | Natural Gas | Other Process | Baseline Forecast | Incremental Savings (MMtherm)
F1_Industrial_Industrial - Firm_Existing_Miscellaneous_Natural Gas_Miscellaneous_Baseline Forecast | F1 | Industrial | Industrial - Firm | Existing | Miscellaneous | Natural Gas | Miscellaneous | Baseline Forecast | Consumption Savings (MMtherm)
F2_Industrial_Industrial - Firm_Existing_Miscellaneous_Natural Gas_Miscellaneous_Baseline Forecast | F2 | Industrial | Industrial - Firm | Existing | Miscellaneous | Natural Gas | Miscellaneous | Baseline Forecast | Summer Demand Savings (MW)
F3_Industrial_Industrial - Firm_Existing_Miscellaneous_Natural Gas_Miscellaneous_Baseline Forecast | F3 | Industrial | Industrial - Firm | Existing | Miscellaneous | Natural Gas | Miscellaneous | Baseline Forecast | Winter Demand Savings (MW)
F4_Industrial_Industrial - Firm_Existing_Miscellaneous_Natural Gas_Miscellaneous_Baseline Forecast | F4 | Industrial | Industrial - Firm | Existing | Miscellaneous | Natural Gas | Miscellaneous | Baseline Forecast | Incremental Savings (MMtherm)
F1_Industrial_Industrial - Firm_New_Space Heating_Natural Gas_Furnace_Baseline Forecast | F1 | Industrial | Industrial - Firm | New | Space Heating | Natural Gas | Furnace | Baseline Forecast | Consumption Savings (MMtherm)
F2_Industrial_Industrial - Firm_New_Space Heating_Natural Gas_Furnace_Baseline Forecast | F2 | Industrial | Industrial - Firm | New | Space Heating | Natural Gas | Furnace | Baseline Forecast | Summer Demand Savings (MW)
F3_Industrial_Industrial - Firm_New_Space Heating_Natural Gas_Furnace_Baseline Forecast | F3 | Industrial | Industrial - Firm | New | Space Heating | Natural Gas | Furnace | Baseline Forecast | Winter Demand Savings (MW)
F4_Industrial_Industrial - Firm_New_Space Heating_Natural Gas_Furnace_Baseline Forecast | F4 | Industrial | Industrial - Firm | New | Space Heating | Natural Gas | Furnace | Baseline Forecast | Incremental Savings (MMtherm)
F1_Industrial_Industrial - Firm_New_Space Heating_Natural Gas_Boiler_Baseline Forecast | F1 | Industrial | Industrial - Firm | New | Space Heating | Natural Gas | Boiler | Baseline Forecast | Consumption Savings (MMtherm)
F2_Industrial_Industrial - Firm_New_Space Heating_Natural Gas_Boiler_Baseline Forecast | F2 | Industrial | Industrial - Firm | New | Space Heating | Natural Gas | Boiler | Baseline Forecast | Summer Demand Savings (MW)
F3_Industrial_Industrial - Firm_New_Space Heating_Natural Gas_Boiler_Baseline Forecast | F3 | Industrial | Industrial - Firm | New | Space Heating | Natural Gas | Boiler | Baseline Forecast | Winter Demand Savings (MW)
F4_Industrial_Industrial - Firm_New_Space Heating_Natural Gas_Boiler_Baseline Forecast | F4 | Industrial | Industrial - Firm | New | Space Heating | Natural Gas | Boiler | Baseline Forecast | Incremental Savings (MMtherm)
F1_Industrial_Industrial - Firm_New_Space Heating_Natural Gas_Unit Heater_Baseline Forecast | F1 | Industrial | Industrial - Firm | New | Space Heating | Natural Gas | Unit Heater | Baseline Forecast | Consumption Savings (MMtherm)
F2_Industrial_Industrial - Firm_New_Space Heating_Natural Gas_Unit Heater_Baseline Forecast | F2 | Industrial | Industrial - Firm | New | Space Heating | Natural Gas | Unit Heater | Baseline Forecast | Summer Demand Savings (MW)
F3_Industrial_Industrial - Firm_New_Space Heating_Natural Gas_Unit Heater_Baseline Forecast | F3 | Industrial | Industrial - Firm | New | Space Heating | Natural Gas | Unit Heater | Baseline Forecast | Winter Demand Savings (MW)
F4_Industrial_Industrial - Firm_New_Space Heating_Natural Gas_Unit Heater_Baseline Forecast | F4 | Industrial | Industrial - Firm | New | Space Heating | Natural Gas | Unit Heater | Baseline Forecast | Incremental Savings (MMtherm)
F1_Industrial_Industrial - Firm_New_Process_Natural Gas_Process Heating_Baseline Forecast | F1 | Industrial | Industrial - Firm | New | Process | Natural Gas | Process Heating | Baseline Forecast | Consumption Savings (MMtherm)
F2_Industrial_Industrial - Firm_New_Process_Natural Gas_Process Heating_Baseline Forecast | F2 | Industrial | Industrial - Firm | New | Process | Natural Gas | Process Heating | Baseline Forecast | Summer Demand Savings (MW)
F3_Industrial_Industrial - Firm_New_Process_Natural Gas_Process Heating_Baseline Forecast | F3 | Industrial | Industrial - Firm | New | Process | Natural Gas | Process Heating | Baseline Forecast | Winter Demand Savings (MW)
F4_Industrial_Industrial - Firm_New_Process_Natural Gas_Process Heating_Baseline Forecast | F4 | Industrial | Industrial - Firm | New | Process | Natural Gas | Process Heating | Baseline Forecast | Incremental Savings (MMtherm)
F1_Industrial_Industrial - Firm_New_Process_Natural Gas_Process Boiler_Baseline Forecast | F1 | Industrial | Industrial - Firm | New | Process | Natural Gas | Process Boiler | Baseline Forecast | Consumption Savings (MMtherm)
F2_Industrial_Industrial - Firm_New_Process_Natural Gas_Process Boiler_Baseline Forecast | F2 | Industrial | Industrial - Firm | New | Process | Natural Gas | Process Boiler | Baseline Forecast | Summer Demand Savings (MW)
F3_Industrial_Industrial - Firm_New_Process_Natural Gas_Process Boiler_Baseline Forecast | F3 | Industrial | Industrial - Firm | New | Process | Natural Gas | Process Boiler | Baseline Forecast | Winter Demand Savings (MW)
F4_Industrial_Industrial - Firm_New_Process_Natural Gas_Process Boiler_Baseline Forecast | F4 | Industrial | Industrial - Firm | New | Process | Natural Gas | Process Boiler | Baseline Forecast | Incremental Savings (MMtherm)
F1_Industrial_Industrial - Firm_New_Process_Natural Gas_Process Cooling_Baseline Forecast | F1 | Industrial | Industrial - Firm | New | Process | Natural Gas | Process Cooling | Baseline Forecast | Consumption Savings (MMtherm)
F2_Industrial_Industrial - Firm_New_Process_Natural Gas_Process Cooling_Baseline Forecast | F2 | Industrial | Industrial - Firm | New | Process | Natural Gas | Process Cooling | Baseline Forecast | Summer Demand Savings (MW)
F3_Industrial_Industrial - Firm_New_Process_Natural Gas_Process Cooling_Baseline Forecast | F3 | Industrial | Industrial - Firm | New | Process | Natural Gas | Process Cooling | Baseline Forecast | Winter Demand Savings (MW)
F4_Industrial_Industrial - Firm_New_Process_Natural Gas_Process Cooling_Baseline Forecast | F4 | Industrial | Industrial - Firm | New | Process | Natural Gas | Process Cooling | Baseline Forecast | Incremental Savings (MMtherm)
F1_Industrial_Industrial - Firm_New_Process_Natural Gas_Other Process_Baseline Forecast | F1 | Industrial | Industrial - Firm | New | Process | Natural Gas | Other Process | Baseline Forecast | Consumption Savings (MMtherm)
F2_Industrial_Industrial - Firm_New_Process_Natural Gas_Other Process_Baseline Forecast | F2 | Industrial | Industrial - Firm | New | Process | Natural Gas | Other Process | Baseline Forecast | Summer Demand Savings (MW)
F3_Industrial_Industrial - Firm_New_Process_Natural Gas_Other Process_Baseline Forecast | F3 | Industrial | Industrial - Firm | New | Process | Natural Gas | Other Process | Baseline Forecast | Winter Demand Savings (MW)
F4_Industrial_Industrial - Firm_New_Process_Natural Gas_Other Process_Baseline Forecast | F4 | Industrial | Industrial - Firm | New | Process | Natural Gas | Other Process | Baseline Forecast | Incremental Savings (MMtherm)
F1_Industrial_Industrial - Firm_New_Miscellaneous_Natural Gas_Miscellaneous_Baseline Forecast | F1 | Industrial | Industrial - Firm | New | Miscellaneous | Natural Gas | Miscellaneous | Baseline Forecast | Consumption Savings (MMtherm)
F2_Industrial_Industrial - Firm_New_Miscellaneous_Natural Gas_Miscellaneous_Baseline Forecast | F2 | Industrial | Industrial - Firm | New | Miscellaneous | Natural Gas | Miscellaneous | Baseline Forecast | Summer Demand Savings (MW)
F3_Industrial_Industrial - Firm_New_Miscellaneous_Natural Gas_Miscellaneous_Baseline Forecast | F3 | Industrial | Industrial - Firm | New | Miscellaneous | Natural Gas | Miscellaneous | Baseline Forecast | Winter Demand Savings (MW)
F4_Industrial_Industrial - Firm_New_Miscellaneous_Natural Gas_Miscellaneous_Baseline Forecast | F4 | Industrial | Industrial - Firm | New | Miscellaneous | Natural Gas | Miscellaneous | Baseline Forecast | Incremental Savings (MMtherm)
F1_Industrial_Industrial - Int_Existing_Space Heating_Natural Gas_Furnace_Baseline Forecast | F1 | Industrial | Industrial - Int | Existing | Space Heating | Natural Gas | Furnace | Baseline Forecast | Consumption Savings (MMtherm)
F2_Industrial_Industrial - Int_Existing_Space Heating_Natural Gas_Furnace_Baseline Forecast | F2 | Industrial | Industrial - Int | Existing | Space Heating | Natural Gas | Furnace | Baseline Forecast | Summer Demand Savings (MW)
F3_Industrial_Industrial - Int_Existing_Space Heating_Natural Gas_Furnace_Baseline Forecast | F3 | Industrial | Industrial - Int | Existing | Space Heating | Natural Gas | Furnace | Baseline Forecast | Winter Demand Savings (MW)
F4_Industrial_Industrial - Int_Existing_Space Heating_Natural Gas_Furnace_Baseline Forecast | F4 | Industrial | Industrial - Int | Existing | Space Heating | Natural Gas | Furnace | Baseline Forecast | Incremental Savings (MMtherm)
F1_Industrial_Industrial - Int_Existing_Space Heating_Natural Gas_Boiler_Baseline Forecast | F1 | Industrial | Industrial - Int | Existing | Space Heating | Natural Gas | Boiler | Baseline Forecast | Consumption Savings (MMtherm)
F2_Industrial_Industrial - Int_Existing_Space Heating_Natural Gas_Boiler_Baseline Forecast | F2 | Industrial | Industrial - Int | Existing | Space Heating | Natural Gas | Boiler | Baseline Forecast | Summer Demand Savings (MW)
F3_Industrial_Industrial - Int_Existing_Space Heating_Natural Gas_Boiler_Baseline Forecast | F3 | Industrial | Industrial - Int | Existing | Space Heating | Natural Gas | Boiler | Baseline Forecast | Winter Demand Savings (MW)
F4_Industrial_Industrial - Int_Existing_Space Heating_Natural Gas_Boiler_Baseline Forecast | F4 | Industrial | Industrial - Int | Existing | Space Heating | Natural Gas | Boiler | Baseline Forecast | Incremental Savings (MMtherm)
F1_Industrial_Industrial - Int_Existing_Space Heating_Natural Gas_Unit Heater_Baseline Forecast | F1 | Industrial | Industrial - Int | Existing | Space Heating | Natural Gas | Unit Heater | Baseline Forecast | Consumption Savings (MMtherm)
F2_Industrial_Industrial - Int_Existing_Space Heating_Natural Gas_Unit Heater_Baseline Forecast | F2 | Industrial | Industrial - Int | Existing | Space Heating | Natural Gas | Unit Heater | Baseline Forecast | Summer Demand Savings (MW)
F3_Industrial_Industrial - Int_Existing_Space Heating_Natural Gas_Unit Heater_Baseline Forecast | F3 | Industrial | Industrial - Int | Existing | Space Heating | Natural Gas | Unit Heater | Baseline Forecast | Winter Demand Savings (MW)
F4_Industrial_Industrial - Int_Existing_Space Heating_Natural Gas_Unit Heater_Baseline Forecast | F4 | Industrial | Industrial - Int | Existing | Space Heating | Natural Gas | Unit Heater | Baseline Forecast | Incremental Savings (MMtherm)
F1_Industrial_Industrial - Int_Existing_Process_Natural Gas_Process Heating_Baseline Forecast | F1 | Industrial | Industrial - Int | Existing | Process | Natural Gas | Process Heating | Baseline Forecast | Consumption Savings (MMtherm)
F2_Industrial_Industrial - Int_Existing_Process_Natural Gas_Process Heating_Baseline Forecast | F2 | Industrial | Industrial - Int | Existing | Process | Natural Gas | Process Heating | Baseline Forecast | Summer Demand Savings (MW)
F3_Industrial_Industrial - Int_Existing_Process_Natural Gas_Process Heating_Baseline Forecast | F3 | Industrial | Industrial - Int | Existing | Process | Natural Gas | Process Heating | Baseline Forecast | Winter Demand Savings (MW)
F4_Industrial_Industrial - Int_Existing_Process_Natural Gas_Process Heating_Baseline Forecast | F4 | Industrial | Industrial - Int | Existing | Process | Natural Gas | Process Heating | Baseline Forecast | Incremental Savings (MMtherm)
F1_Industrial_Industrial - Int_Existing_Process_Natural Gas_Process Boiler_Baseline Forecast | F1 | Industrial | Industrial - Int | Existing | Process | Natural Gas | Process Boiler | Baseline Forecast | Consumption Savings (MMtherm)
F2_Industrial_Industrial - Int_Existing_Process_Natural Gas_Process Boiler_Baseline Forecast | F2 | Industrial | Industrial - Int | Existing | Process | Natural Gas | Process Boiler | Baseline Forecast | Summer Demand Savings (MW)
F3_Industrial_Industrial - Int_Existing_Process_Natural Gas_Process Boiler_Baseline Forecast | F3 | Industrial | Industrial - Int | Existing | Process | Natural Gas | Process Boiler | Baseline Forecast | Winter Demand Savings (MW)
F4_Industrial_Industrial - Int_Existing_Process_Natural Gas_Process Boiler_Baseline Forecast | F4 | Industrial | Industrial - Int | Existing | Process | Natural Gas | Process Boiler | Baseline Forecast | Incremental Savings (MMtherm)
F1_Industrial_Industrial - Int_Existing_Process_Natural Gas_Process Cooling_Baseline Forecast | F1 | Industrial | Industrial - Int | Existing | Process | Natural Gas | Process Cooling | Baseline Forecast | Consumption Savings (MMtherm)
F2_Industrial_Industrial - Int_Existing_Process_Natural Gas_Process Cooling_Baseline Forecast | F2 | Industrial | Industrial - Int | Existing | Process | Natural Gas | Process Cooling | Baseline Forecast | Summer Demand Savings (MW)
F3_Industrial_Industrial - Int_Existing_Process_Natural Gas_Process Cooling_Baseline Forecast | F3 | Industrial | Industrial - Int | Existing | Process | Natural Gas | Process Cooling | Baseline Forecast | Winter Demand Savings (MW)
F4_Industrial_Industrial - Int_Existing_Process_Natural Gas_Process Cooling_Baseline Forecast | F4 | Industrial | Industrial - Int | Existing | Process | Natural Gas | Process Cooling | Baseline Forecast | Incremental Savings (MMtherm)
F1_Industrial_Industrial - Int_Existing_Process_Natural Gas_Other Process_Baseline Forecast | F1 | Industrial | Industrial - Int | Existing | Process | Natural Gas | Other Process | Baseline Forecast | Consumption Savings (MMtherm)
F2_Industrial_Industrial - Int_Existing_Process_Natural Gas_Other Process_Baseline Forecast | F2 | Industrial | Industrial - Int | Existing | Process | Natural Gas | Other Process | Baseline Forecast | Summer Demand Savings (MW)
F3_Industrial_Industrial - Int_Existing_Process_Natural Gas_Other Process_Baseline Forecast | F3 | Industrial | Industrial - Int | Existing | Process | Natural Gas | Other Process | Baseline Forecast | Winter Demand Savings (MW)
F4_Industrial_Industrial - Int_Existing_Process_Natural Gas_Other Process_Baseline Forecast | F4 | Industrial | Industrial - Int | Existing | Process | Natural Gas | Other Process | Baseline Forecast | Incremental Savings (MMtherm)
F1_Industrial_Industrial - Int_Existing_Miscellaneous_Natural Gas_Miscellaneous_Baseline Forecast | F1 | Industrial | Industrial - Int | Existing | Miscellaneous | Natural Gas | Miscellaneous | Baseline Forecast | Consumption Savings (MMtherm)
F2_Industrial_Industrial - Int_Existing_Miscellaneous_Natural Gas_Miscellaneous_Baseline Forecast | F2 | Industrial | Industrial - Int | Existing | Miscellaneous | Natural Gas | Miscellaneous | Baseline Forecast | Summer Demand Savings (MW)
F3_Industrial_Industrial - Int_Existing_Miscellaneous_Natural Gas_Miscellaneous_Baseline Forecast | F3 | Industrial | Industrial - Int | Existing | Miscellaneous | Natural Gas | Miscellaneous | Baseline Forecast | Winter Demand Savings (MW)
F4_Industrial_Industrial - Int_Existing_Miscellaneous_Natural Gas_Miscellaneous_Baseline Forecast | F4 | Industrial | Industrial - Int | Existing | Miscellaneous | Natural Gas | Miscellaneous | Baseline Forecast | Incremental Savings (MMtherm)
F1_Industrial_Industrial - Int_New_Space Heating_Natural Gas_Furnace_Baseline Forecast | F1 | Industrial | Industrial - Int | New | Space Heating | Natural Gas | Furnace | Baseline Forecast | Consumption Savings (MMtherm)
F2_Industrial_Industrial - Int_New_Space Heating_Natural Gas_Furnace_Baseline Forecast | F2 | Industrial | Industrial - Int | New | Space Heating | Natural Gas | Furnace | Baseline Forecast | Summer Demand Savings (MW)
F3_Industrial_Industrial - Int_New_Space Heating_Natural Gas_Furnace_Baseline Forecast | F3 | Industrial | Industrial - Int | New | Space Heating | Natural Gas | Furnace | Baseline Forecast | Winter Demand Savings (MW)
F4_Industrial_Industrial - Int_New_Space Heating_Natural Gas_Furnace_Baseline Forecast | F4 | Industrial | Industrial - Int | New | Space Heating | Natural Gas | Furnace | Baseline Forecast | Incremental Savings (MMtherm)
F1_Industrial_Industrial - Int_New_Space Heating_Natural Gas_Boiler_Baseline Forecast | F1 | Industrial | Industrial - Int | New | Space Heating | Natural Gas | Boiler | Baseline Forecast | Consumption Savings (MMtherm)
F2_Industrial_Industrial - Int_New_Space Heating_Natural Gas_Boiler_Baseline Forecast | F2 | Industrial | Industrial - Int | New | Space Heating | Natural Gas | Boiler | Baseline Forecast | Summer Demand Savings (MW)
F3_Industrial_Industrial - Int_New_Space Heating_Natural Gas_Boiler_Baseline Forecast | F3 | Industrial | Industrial - Int | New | Space Heating | Natural Gas | Boiler | Baseline Forecast | Winter Demand Savings (MW)
F4_Industrial_Industrial - Int_New_Space Heating_Natural Gas_Boiler_Baseline Forecast | F4 | Industrial | Industrial - Int | New | Space Heating | Natural Gas | Boiler | Baseline Forecast | Incremental Savings (MMtherm)
F1_Industrial_Industrial - Int_New_Space Heating_Natural Gas_Unit Heater_Baseline Forecast | F1 | Industrial | Industrial - Int | New | Space Heating | Natural Gas | Unit Heater | Baseline Forecast | Consumption Savings (MMtherm)
F2_Industrial_Industrial - Int_New_Space Heating_Natural Gas_Unit Heater_Baseline Forecast | F2 | Industrial | Industrial - Int | New | Space Heating | Natural Gas | Unit Heater | Baseline Forecast | Summer Demand Savings (MW)
F3_Industrial_Industrial - Int_New_Space Heating_Natural Gas_Unit Heater_Baseline Forecast | F3 | Industrial | Industrial - Int | New | Space Heating | Natural Gas | Unit Heater | Baseline Forecast | Winter Demand Savings (MW)
F4_Industrial_Industrial - Int_New_Space Heating_Natural Gas_Unit Heater_Baseline Forecast | F4 | Industrial | Industrial - Int | New | Space Heating | Natural Gas | Unit Heater | Baseline Forecast | Incremental Savings (MMtherm)
F1_Industrial_Industrial - Int_New_Process_Natural Gas_Process Heating_Baseline Forecast | F1 | Industrial | Industrial - Int | New | Process | Natural Gas | Process Heating | Baseline Forecast | Consumption Savings (MMtherm)
F2_Industrial_Industrial - Int_New_Process_Natural Gas_Process Heating_Baseline Forecast | F2 | Industrial | Industrial - Int | New | Process | Natural Gas | Process Heating | Baseline Forecast | Summer Demand Savings (MW)
F3_Industrial_Industrial - Int_New_Process_Natural Gas_Process Heating_Baseline Forecast | F3 | Industrial | Industrial - Int | New | Process | Natural Gas | Process Heating | Baseline Forecast | Winter Demand Savings (MW)
F4_Industrial_Industrial - Int_New_Process_Natural Gas_Process Heating_Baseline Forecast | F4 | Industrial | Industrial - Int | New | Process | Natural Gas | Process Heating | Baseline Forecast | Incremental Savings (MMtherm)
F1_Industrial_Industrial - Int_New_Process_Natural Gas_Process Boiler_Baseline Forecast | F1 | Industrial | Industrial - Int | New | Process | Natural Gas | Process Boiler | Baseline Forecast | Consumption Savings (MMtherm)
F2_Industrial_Industrial - Int_New_Process_Natural Gas_Process Boiler_Baseline Forecast | F2 | Industrial | Industrial - Int | New | Process | Natural Gas | Process Boiler | Baseline Forecast | Summer Demand Savings (MW)
F3_Industrial_Industrial - Int_New_Process_Natural Gas_Process Boiler_Baseline Forecast | F3 | Industrial | Industrial - Int | New | Process | Natural Gas | Process Boiler | Baseline Forecast | Winter Demand Savings (MW)
F4_Industrial_Industrial - Int_New_Process_Natural Gas_Process Boiler_Baseline Forecast | F4 | Industrial | Industrial - Int | New | Process | Natural Gas | Process Boiler | Baseline Forecast | Incremental Savings (MMtherm)
F1_Industrial_Industrial - Int_New_Process_Natural Gas_Process Cooling_Baseline Forecast | F1 | Industrial | Industrial - Int | New | Process | Natural Gas | Process Cooling | Baseline Forecast | Consumption Savings (MMtherm)
F2_Industrial_Industrial - Int_New_Process_Natural Gas_Process Cooling_Baseline Forecast | F2 | Industrial | Industrial - Int | New | Process | Natural Gas | Process Cooling | Baseline Forecast | Summer Demand Savings (MW)
F3_Industrial_Industrial - Int_New_Process_Natural Gas_Process Cooling_Baseline Forecast | F3 | Industrial | Industrial - Int | New | Process | Natural Gas | Process Cooling | Baseline Forecast | Winter Demand Savings (MW)
F4_Industrial_Industrial - Int_New_Process_Natural Gas_Process Cooling_Baseline Forecast | F4 | Industrial | Industrial - Int | New | Process | Natural Gas | Process Cooling | Baseline Forecast | Incremental Savings (MMtherm)
F1_Industrial_Industrial - Int_New_Process_Natural Gas_Other Process_Baseline Forecast | F1 | Industrial | Industrial - Int | New | Process | Natural Gas | Other Process | Baseline Forecast | Consumption Savings (MMtherm)
F2_Industrial_Industrial - Int_New_Process_Natural Gas_Other Process_Baseline Forecast | F2 | Industrial | Industrial - Int | New | Process | Natural Gas | Other Process | Baseline Forecast | Summer Demand Savings (MW)
F3_Industrial_Industrial - Int_New_Process_Natural Gas_Other Process_Baseline Forecast | F3 | Industrial | Industrial - Int | New | Process | Natural Gas | Other Process | Baseline Forecast | Winter Demand Savings (MW)
F4_Industrial_Industrial - Int_New_Process_Natural Gas_Other Process_Baseline Forecast | F4 | Industrial | Industrial - Int | New | Process | Natural Gas | Other Process | Baseline Forecast | Incremental Savings (MMtherm)
F1_Industrial_Industrial - Int_New_Miscellaneous_Natural Gas_Miscellaneous_Baseline Forecast | F1 | Industrial | Industrial - Int | New | Miscellaneous | Natural Gas | Miscellaneous | Baseline Forecast | Consumption Savings (MMtherm)
F2_Industrial_Industrial - Int_New_Miscellaneous_Natural Gas_Miscellaneous_Baseline Forecast | F2 | Industrial | Industrial - Int | New | Miscellaneous | Natural Gas | Miscellaneous | Baseline Forecast | Summer Demand Savings (MW)
F3_Industrial_Industrial - Int_New_Miscellaneous_Natural Gas_Miscellaneous_Baseline Forecast | F3 | Industrial | Industrial - Int | New | Miscellaneous | Natural Gas | Miscellaneous | Baseline Forecast | Winter Demand Savings (MW)
F4_Industrial_Industrial - Int_New_Miscellaneous_Natural Gas_Miscellaneous_Baseline Forecast | F4 | Industrial | Industrial - Int | New | Miscellaneous | Natural Gas | Miscellaneous | Baseline Forecast | Incremental Savings (MMtherm)
F1_Industrial_Electronics Manufacturing_Existing_Space Heating_Natural Gas_Furnace_Baseline Forecast | F1 | Industrial | Electronics Manufacturing | Existing | Space Heating | Natural Gas | Furnace | Baseline Forecast | Consumption Savings (MMtherm)
F2_Industrial_Electronics Manufacturing_Existing_Space Heating_Natural Gas_Furnace_Baseline Forecast | F2 | Industrial | Electronics Manufacturing | Existing | Space Heating | Natural Gas | Furnace | Baseline Forecast | Summer Demand Savings (MW)
F3_Industrial_Electronics Manufacturing_Existing_Space Heating_Natural Gas_Furnace_Baseline Forecast | F3 | Industrial | Electronics Manufacturing | Existing | Space Heating | Natural Gas | Furnace | Baseline Forecast | Winter Demand Savings (MW)
F4_Industrial_Electronics Manufacturing_Existing_Space Heating_Natural Gas_Furnace_Baseline Forecast | F4 | Industrial | Electronics Manufacturing | Existing | Space Heating | Natural Gas | Furnace | Baseline Forecast | Incremental Savings (MMtherm)
F1_Industrial_Electronics Manufacturing_Existing_Space Heating_Natural Gas_Boiler_Baseline Forecast | F1 | Industrial | Electronics Manufacturing | Existing | Space Heating | Natural Gas | Boiler | Baseline Forecast | Consumption Savings (MMtherm)
F2_Industrial_Electronics Manufacturing_Existing_Space Heating_Natural Gas_Boiler_Baseline Forecast | F2 | Industrial | Electronics Manufacturing | Existing | Space Heating | Natural Gas | Boiler | Baseline Forecast | Summer Demand Savings (MW)
F3_Industrial_Electronics Manufacturing_Existing_Space Heating_Natural Gas_Boiler_Baseline Forecast | F3 | Industrial | Electronics Manufacturing | Existing | Space Heating | Natural Gas | Boiler | Baseline Forecast | Winter Demand Savings (MW)
F4_Industrial_Electronics Manufacturing_Existing_Space Heating_Natural Gas_Boiler_Baseline Forecast | F4 | Industrial | Electronics Manufacturing | Existing | Space Heating | Natural Gas | Boiler | Baseline Forecast | Incremental Savings (MMtherm)
F1_Industrial_Electronics Manufacturing_Existing_Space Heating_Natural Gas_Unit Heater_Baseline Forecast | F1 | Industrial | Electronics Manufacturing | Existing | Space Heating | Natural Gas | Unit Heater | Baseline Forecast | Consumption Savings (MMtherm)
F2_Industrial_Electronics Manufacturing_Existing_Space Heating_Natural Gas_Unit Heater_Baseline Forecast | F2 | Industrial | Electronics Manufacturing | Existing | Space Heating | Natural Gas | Unit Heater | Baseline Forecast | Summer Demand Savings (MW)
F3_Industrial_Electronics Manufacturing_Existing_Space Heating_Natural Gas_Unit Heater_Baseline Forecast | F3 | Industrial | Electronics Manufacturing | Existing | Space Heating | Natural Gas | Unit Heater | Baseline Forecast | Winter Demand Savings (MW)
F4_Industrial_Electronics Manufacturing_Existing_Space Heating_Natural Gas_Unit Heater_Baseline Forecast | F4 | Industrial | Electronics Manufacturing | Existing | Space Heating | Natural Gas | Unit Heater | Baseline Forecast | Incremental Savings (MMtherm)
F1_Industrial_Electronics Manufacturing_Existing_Process_Natural Gas_Process Heating_Baseline Forecast | F1 | Industrial | Electronics Manufacturing | Existing | Process | Natural Gas | Process Heating | Baseline Forecast | Consumption Savings (MMtherm)
F2_Industrial_Electronics Manufacturing_Existing_Process_Natural Gas_Process Heating_Baseline Forecast | F2 | Industrial | Electronics Manufacturing | Existing | Process | Natural Gas | Process Heating | Baseline Forecast | Summer Demand Savings (MW)
F3_Industrial_Electronics Manufacturing_Existing_Process_Natural Gas_Process Heating_Baseline Forecast | F3 | Industrial | Electronics Manufacturing | Existing | Process | Natural Gas | Process Heating | Baseline Forecast | Winter Demand Savings (MW)
F4_Industrial_Electronics Manufacturing_Existing_Process_Natural Gas_Process Heating_Baseline Forecast | F4 | Industrial | Electronics Manufacturing | Existing | Process | Natural Gas | Process Heating | Baseline Forecast | Incremental Savings (MMtherm)
F1_Industrial_Electronics Manufacturing_Existing_Process_Natural Gas_Process Boiler_Baseline Forecast | F1 | Industrial | Electronics Manufacturing | Existing | Process | Natural Gas | Process Boiler | Baseline Forecast | Consumption Savings (MMtherm)
F2_Industrial_Electronics Manufacturing_Existing_Process_Natural Gas_Process Boiler_Baseline Forecast | F2 | Industrial | Electronics Manufacturing | Existing | Process | Natural Gas | Process Boiler | Baseline Forecast | Summer Demand Savings (MW)
F3_Industrial_Electronics Manufacturing_Existing_Process_Natural Gas_Process Boiler_Baseline Forecast | F3 | Industrial | Electronics Manufacturing | Existing | Process | Natural Gas | Process Boiler | Baseline Forecast | Winter Demand Savings (MW)
F4_Industrial_Electronics Manufacturing_Existing_Process_Natural Gas_Process Boiler_Baseline Forecast | F4 | Industrial | Electronics Manufacturing | Existing | Process | Natural Gas | Process Boiler | Baseline Forecast | Incremental Savings (MMtherm)
F1_Industrial_Electronics Manufacturing_Existing_Process_Natural Gas_Process Cooling_Baseline Forecast | F1 | Industrial | Electronics Manufacturing | Existing | Process | Natural Gas | Process Cooling | Baseline Forecast | Consumption Savings (MMtherm)
F2_Industrial_Electronics Manufacturing_Existing_Process_Natural Gas_Process Cooling_Baseline Forecast | F2 | Industrial | Electronics Manufacturing | Existing | Process | Natural Gas | Process Cooling | Baseline Forecast | Summer Demand Savings (MW)
F3_Industrial_Electronics Manufacturing_Existing_Process_Natural Gas_Process Cooling_Baseline Forecast | F3 | Industrial | Electronics Manufacturing | Existing | Process | Natural Gas | Process Cooling | Baseline Forecast | Winter Demand Savings (MW)
F4_Industrial_Electronics Manufacturing_Existing_Process_Natural Gas_Process Cooling_Baseline Forecast | F4 | Industrial | Electronics Manufacturing | Existing | Process | Natural Gas | Process Cooling | Baseline Forecast | Incremental Savings (MMtherm)
F1_Industrial_Electronics Manufacturing_Existing_Process_Natural Gas_Other Process_Baseline Forecast | F1 | Industrial | Electronics Manufacturing | Existing | Process | Natural Gas | Other Process | Baseline Forecast | Consumption Savings (MMtherm)
F2_Industrial_Electronics Manufacturing_Existing_Process_Natural Gas_Other Process_Baseline Forecast | F2 | Industrial | Electronics Manufacturing | Existing | Process | Natural Gas | Other Process | Baseline Forecast | Summer Demand Savings (MW)
F3_Industrial_Electronics Manufacturing_Existing_Process_Natural Gas_Other Process_Baseline Forecast | F3 | Industrial | Electronics Manufacturing | Existing | Process | Natural Gas | Other Process | Baseline Forecast | Winter Demand Savings (MW)
F4_Industrial_Electronics Manufacturing_Existing_Process_Natural Gas_Other Process_Baseline Forecast | F4 | Industrial | Electronics Manufacturing | Existing | Process | Natural Gas | Other Process | Baseline Forecast | Incremental Savings (MMtherm)
F1_Industrial_Electronics Manufacturing_Existing_Miscellaneous_Natural Gas_Miscellaneous_Baseline Forecast | F1 | Industrial | Electronics Manufacturing | Existing | Miscellaneous | Natural Gas | Miscellaneous | Baseline Forecast | Consumption Savings (MMtherm)
F2_Industrial_Electronics Manufacturing_Existing_Miscellaneous_Natural Gas_Miscellaneous_Baseline Forecast | F2 | Industrial | Electronics Manufacturing | Existing | Miscellaneous | Natural Gas | Miscellaneous | Baseline Forecast | Summer Demand Savings (MW)
F3_Industrial_Electronics Manufacturing_Existing_Miscellaneous_Natural Gas_Miscellaneous_Baseline Forecast | F3 | Industrial | Electronics Manufacturing | Existing | Miscellaneous | Natural Gas | Miscellaneous | Baseline Forecast | Winter Demand Savings (MW)
F4_Industrial_Electronics Manufacturing_Existing_Miscellaneous_Natural Gas_Miscellaneous_Baseline Forecast | F4 | Industrial | Electronics Manufacturing | Existing | Miscellaneous | Natural Gas | Miscellaneous | Baseline Forecast | Incremental Savings (MMtherm)
F1_Industrial_Electronics Manufacturing_New_Space Heating_Natural Gas_Furnace_Baseline Forecast | F1 | Industrial | Electronics Manufacturing | New | Space Heating | Natural Gas | Furnace | Baseline Forecast | Consumption Savings (MMtherm)
F2_Industrial_Electronics Manufacturing_New_Space Heating_Natural Gas_Furnace_Baseline Forecast | F2 | Industrial | Electronics Manufacturing | New | Space Heating | Natural Gas | Furnace | Baseline Forecast | Summer Demand Savings (MW)
F3_Industrial_Electronics Manufacturing_New_Space Heating_Natural Gas_Furnace_Baseline Forecast | F3 | Industrial | Electronics Manufacturing | New | Space Heating | Natural Gas | Furnace | Baseline Forecast | Winter Demand Savings (MW)
F4_Industrial_Electronics Manufacturing_New_Space Heating_Natural Gas_Furnace_Baseline Forecast | F4 | Industrial | Electronics Manufacturing | New | Space Heating | Natural Gas | Furnace | Baseline Forecast | Incremental Savings (MMtherm)
F1_Industrial_Electronics Manufacturing_New_Space Heating_Natural Gas_Boiler_Baseline Forecast | F1 | Industrial | Electronics Manufacturing | New | Space Heating | Natural Gas | Boiler | Baseline Forecast | Consumption Savings (MMtherm)
F2_Industrial_Electronics Manufacturing_New_Space Heating_Natural Gas_Boiler_Baseline Forecast | F2 | Industrial | Electronics Manufacturing | New | Space Heating | Natural Gas | Boiler | Baseline Forecast | Summer Demand Savings (MW)
F3_Industrial_Electronics Manufacturing_New_Space Heating_Natural Gas_Boiler_Baseline Forecast | F3 | Industrial | Electronics Manufacturing | New | Space Heating | Natural Gas | Boiler | Baseline Forecast | Winter Demand Savings (MW)
F4_Industrial_Electronics Manufacturing_New_Space Heating_Natural Gas_Boiler_Baseline Forecast | F4 | Industrial | Electronics Manufacturing | New | Space Heating | Natural Gas | Boiler | Baseline Forecast | Incremental Savings (MMtherm)
F1_Industrial_Electronics Manufacturing_New_Space Heating_Natural Gas_Unit Heater_Baseline Forecast | F1 | Industrial | Electronics Manufacturing | New | Space Heating | Natural Gas | Unit Heater | Baseline Forecast | Consumption Savings (MMtherm)
F2_Industrial_Electronics Manufacturing_New_Space Heating_Natural Gas_Unit Heater_Baseline Forecast | F2 | Industrial | Electronics Manufacturing | New | Space Heating | Natural Gas | Unit Heater | Baseline Forecast | Summer Demand Savings (MW)
F3_Industrial_Electronics Manufacturing_New_Space Heating_Natural Gas_Unit Heater_Baseline Forecast | F3 | Industrial | Electronics Manufacturing | New | Space Heating | Natural Gas | Unit Heater | Baseline Forecast | Winter Demand Savings (MW)
F4_Industrial_Electronics Manufacturing_New_Space Heating_Natural Gas_Unit Heater_Baseline Forecast | F4 | Industrial | Electronics Manufacturing | New | Space Heating | Natural Gas | Unit Heater | Baseline Forecast | Incremental Savings (MMtherm)
F1_Industrial_Electronics Manufacturing_New_Process_Natural Gas_Process Heating_Baseline Forecast | F1 | Industrial | Electronics Manufacturing | New | Process | Natural Gas | Process Heating | Baseline Forecast | Consumption Savings (MMtherm)
F2_Industrial_Electronics Manufacturing_New_Process_Natural Gas_Process Heating_Baseline Forecast | F2 | Industrial | Electronics Manufacturing | New | Process | Natural Gas | Process Heating | Baseline Forecast | Summer Demand Savings (MW)
F3_Industrial_Electronics Manufacturing_New_Process_Natural Gas_Process Heating_Baseline Forecast | F3 | Industrial | Electronics Manufacturing | New | Process | Natural Gas | Process Heating | Baseline Forecast | Winter Demand Savings (MW)
F4_Industrial_Electronics Manufacturing_New_Process_Natural Gas_Process Heating_Baseline Forecast | F4 | Industrial | Electronics Manufacturing | New | Process | Natural Gas | Process Heating | Baseline Forecast | Incremental Savings (MMtherm)
F1_Industrial_Electronics Manufacturing_New_Process_Natural Gas_Process Boiler_Baseline Forecast | F1 | Industrial | Electronics Manufacturing | New | Process | Natural Gas | Process Boiler | Baseline Forecast | Consumption Savings (MMtherm)
F2_Industrial_Electronics Manufacturing_New_Process_Natural Gas_Process Boiler_Baseline Forecast | F2 | Industrial | Electronics Manufacturing | New | Process | Natural Gas | Process Boiler | Baseline Forecast | Summer Demand Savings (MW)
F3_Industrial_Electronics Manufacturing_New_Process_Natural Gas_Process Boiler_Baseline Forecast | F3 | Industrial | Electronics Manufacturing | New | Process | Natural Gas | Process Boiler | Baseline Forecast | Winter Demand Savings (MW)
F4_Industrial_Electronics Manufacturing_New_Process_Natural Gas_Process Boiler_Baseline Forecast | F4 | Industrial | Electronics Manufacturing | New | Process | Natural Gas | Process Boiler | Baseline Forecast | Incremental Savings (MMtherm)
F1_Industrial_Electronics Manufacturing_New_Process_Natural Gas_Process Cooling_Baseline Forecast | F1 | Industrial | Electronics Manufacturing | New | Process | Natural Gas | Process Cooling | Baseline Forecast | Consumption Savings (MMtherm)
F2_Industrial_Electronics Manufacturing_New_Process_Natural Gas_Process Cooling_Baseline Forecast | F2 | Industrial | Electronics Manufacturing | New | Process | Natural Gas | Process Cooling | Baseline Forecast | Summer Demand Savings (MW)
F3_Industrial_Electronics Manufacturing_New_Process_Natural Gas_Process Cooling_Baseline Forecast | F3 | Industrial | Electronics Manufacturing | New | Process | Natural Gas | Process Cooling | Baseline Forecast | Winter Demand Savings (MW)
F4_Industrial_Electronics Manufacturing_New_Process_Natural Gas_Process Cooling_Baseline Forecast | F4 | Industrial | Electronics Manufacturing | New | Process | Natural Gas | Process Cooling | Baseline Forecast | Incremental Savings (MMtherm)
F1_Industrial_Electronics Manufacturing_New_Process_Natural Gas_Other Process_Baseline Forecast | F1 | Industrial | Electronics Manufacturing | New | Process | Natural Gas | Other Process | Baseline Forecast | Consumption Savings (MMtherm)
F2_Industrial_Electronics Manufacturing_New_Process_Natural Gas_Other Process_Baseline Forecast | F2 | Industrial | Electronics Manufacturing | New | Process | Natural Gas | Other Process | Baseline Forecast | Summer Demand Savings (MW)
F3_Industrial_Electronics Manufacturing_New_Process_Natural Gas_Other Process_Baseline Forecast | F3 | Industrial | Electronics Manufacturing | New | Process | Natural Gas | Other Process | Baseline Forecast | Winter Demand Savings (MW)
F4_Industrial_Electronics Manufacturing_New_Process_Natural Gas_Other Process_Baseline Forecast | F4 | Industrial | Electronics Manufacturing | New | Process | Natural Gas | Other Process | Baseline Forecast | Incremental Savings (MMtherm)
F1_Industrial_Electronics Manufacturing_New_Miscellaneous_Natural Gas_Miscellaneous_Baseline Forecast | F1 | Industrial | Electronics Manufacturing | New | Miscellaneous | Natural Gas | Miscellaneous | Baseline Forecast | Consumption Savings (MMtherm)
F2_Industrial_Electronics Manufacturing_New_Miscellaneous_Natural Gas_Miscellaneous_Baseline Forecast | F2 | Industrial | Electronics Manufacturing | New | Miscellaneous | Natural Gas | Miscellaneous | Baseline Forecast | Summer Demand Savings (MW)
F3_Industrial_Electronics Manufacturing_New_Miscellaneous_Natural Gas_Miscellaneous_Baseline Forecast | F3 | Industrial | Electronics Manufacturing | New | Miscellaneous | Natural Gas | Miscellaneous | Baseline Forecast | Winter Demand Savings (MW)
F4_Industrial_Electronics Manufacturing_New_Miscellaneous_Natural Gas_Miscellaneous_Baseline Forecast | F4 | Industrial | Electronics Manufacturing | New | Miscellaneous | Natural Gas | Miscellaneous | Baseline Forecast | Incremental Savings (MMtherm)
F1_Industrial_Stone, Clay, Glass_Existing_Space Heating_Natural Gas_Furnace_Baseline Forecast | F1 | Industrial | Stone, Clay, Glass | Existing | Space Heating | Natural Gas | Furnace | Baseline Forecast | Consumption Savings (MMtherm)
F2_Industrial_Stone, Clay, Glass_Existing_Space Heating_Natural Gas_Furnace_Baseline Forecast | F2 | Industrial | Stone, Clay, Glass | Existing | Space Heating | Natural Gas | Furnace | Baseline Forecast | Summer Demand Savings (MW)
F3_Industrial_Stone, Clay, Glass_Existing_Space Heating_Natural Gas_Furnace_Baseline Forecast | F3 | Industrial | Stone, Clay, Glass | Existing | Space Heating | Natural Gas | Furnace | Baseline Forecast | Winter Demand Savings (MW)
F4_Industrial_Stone, Clay, Glass_Existing_Space Heating_Natural Gas_Furnace_Baseline Forecast | F4 | Industrial | Stone, Clay, Glass | Existing | Space Heating | Natural Gas | Furnace | Baseline Forecast | Incremental Savings (MMtherm)
F1_Industrial_Stone, Clay, Glass_Existing_Space Heating_Natural Gas_Boiler_Baseline Forecast | F1 | Industrial | Stone, Clay, Glass | Existing | Space Heating | Natural Gas | Boiler | Baseline Forecast | Consumption Savings (MMtherm)
F2_Industrial_Stone, Clay, Glass_Existing_Space Heating_Natural Gas_Boiler_Baseline Forecast | F2 | Industrial | Stone, Clay, Glass | Existing | Space Heating | Natural Gas | Boiler | Baseline Forecast | Summer Demand Savings (MW)
F3_Industrial_Stone, Clay, Glass_Existing_Space Heating_Natural Gas_Boiler_Baseline Forecast | F3 | Industrial | Stone, Clay, Glass | Existing | Space Heating | Natural Gas | Boiler | Baseline Forecast | Winter Demand Savings (MW)
F4_Industrial_Stone, Clay, Glass_Existing_Space Heating_Natural Gas_Boiler_Baseline Forecast | F4 | Industrial | Stone, Clay, Glass | Existing | Space Heating | Natural Gas | Boiler | Baseline Forecast | Incremental Savings (MMtherm)
F1_Industrial_Stone, Clay, Glass_Existing_Space Heating_Natural Gas_Unit Heater_Baseline Forecast | F1 | Industrial | Stone, Clay, Glass | Existing | Space Heating | Natural Gas | Unit Heater | Baseline Forecast | Consumption Savings (MMtherm)
F2_Industrial_Stone, Clay, Glass_Existing_Space Heating_Natural Gas_Unit Heater_Baseline Forecast | F2 | Industrial | Stone, Clay, Glass | Existing | Space Heating | Natural Gas | Unit Heater | Baseline Forecast | Summer Demand Savings (MW)
F3_Industrial_Stone, Clay, Glass_Existing_Space Heating_Natural Gas_Unit Heater_Baseline Forecast | F3 | Industrial | Stone, Clay, Glass | Existing | Space Heating | Natural Gas | Unit Heater | Baseline Forecast | Winter Demand Savings (MW)
F4_Industrial_Stone, Clay, Glass_Existing_Space Heating_Natural Gas_Unit Heater_Baseline Forecast | F4 | Industrial | Stone, Clay, Glass | Existing | Space Heating | Natural Gas | Unit Heater | Baseline Forecast | Incremental Savings (MMtherm)
F1_Industrial_Stone, Clay, Glass_Existing_Process_Natural Gas_Process Heating_Baseline Forecast | F1 | Industrial | Stone, Clay, Glass | Existing | Process | Natural Gas | Process Heating | Baseline Forecast | Consumption Savings (MMtherm)
F2_Industrial_Stone, Clay, Glass_Existing_Process_Natural Gas_Process Heating_Baseline Forecast | F2 | Industrial | Stone, Clay, Glass | Existing | Process | Natural Gas | Process Heating | Baseline Forecast | Summer Demand Savings (MW)
F3_Industrial_Stone, Clay, Glass_Existing_Process_Natural Gas_Process Heating_Baseline Forecast | F3 | Industrial | Stone, Clay, Glass | Existing | Process | Natural Gas | Process Heating | Baseline Forecast | Winter Demand Savings (MW)
F4_Industrial_Stone, Clay, Glass_Existing_Process_Natural Gas_Process Heating_Baseline Forecast | F4 | Industrial | Stone, Clay, Glass | Existing | Process | Natural Gas | Process Heating | Baseline Forecast | Incremental Savings (MMtherm)
F1_Industrial_Stone, Clay, Glass_Existing_Process_Natural Gas_Process Boiler_Baseline Forecast | F1 | Industrial | Stone, Clay, Glass | Existing | Process | Natural Gas | Process Boiler | Baseline Forecast | Consumption Savings (MMtherm)
F2_Industrial_Stone, Clay, Glass_Existing_Process_Natural Gas_Process Boiler_Baseline Forecast | F2 | Industrial | Stone, Clay, Glass | Existing | Process | Natural Gas | Process Boiler | Baseline Forecast | Summer Demand Savings (MW)
F3_Industrial_Stone, Clay, Glass_Existing_Process_Natural Gas_Process Boiler_Baseline Forecast | F3 | Industrial | Stone, Clay, Glass | Existing | Process | Natural Gas | Process Boiler | Baseline Forecast | Winter Demand Savings (MW)
F4_Industrial_Stone, Clay, Glass_Existing_Process_Natural Gas_Process Boiler_Baseline Forecast | F4 | Industrial | Stone, Clay, Glass | Existing | Process | Natural Gas | Process Boiler | Baseline Forecast | Incremental Savings (MMtherm)
F1_Industrial_Stone, Clay, Glass_Existing_Process_Natural Gas_Process Cooling_Baseline Forecast | F1 | Industrial | Stone, Clay, Glass | Existing | Process | Natural Gas | Process Cooling | Baseline Forecast | Consumption Savings (MMtherm)
F2_Industrial_Stone, Clay, Glass_Existing_Process_Natural Gas_Process Cooling_Baseline Forecast | F2 | Industrial | Stone, Clay, Glass | Existing | Process | Natural Gas | Process Cooling | Baseline Forecast | Summer Demand Savings (MW)
F3_Industrial_Stone, Clay, Glass_Existing_Process_Natural Gas_Process Cooling_Baseline Forecast | F3 | Industrial | Stone, Clay, Glass | Existing | Process | Natural Gas | Process Cooling | Baseline Forecast | Winter Demand Savings (MW)
F4_Industrial_Stone, Clay, Glass_Existing_Process_Natural Gas_Process Cooling_Baseline Forecast | F4 | Industrial | Stone, Clay, Glass | Existing | Process | Natural Gas | Process Cooling | Baseline Forecast | Incremental Savings (MMtherm)
F1_Industrial_Stone, Clay, Glass_Existing_Process_Natural Gas_Other Process_Baseline Forecast | F1 | Industrial | Stone, Clay, Glass | Existing | Process | Natural Gas | Other Process | Baseline Forecast | Consumption Savings (MMtherm)
F2_Industrial_Stone, Clay, Glass_Existing_Process_Natural Gas_Other Process_Baseline Forecast | F2 | Industrial | Stone, Clay, Glass | Existing | Process | Natural Gas | Other Process | Baseline Forecast | Summer Demand Savings (MW)
F3_Industrial_Stone, Clay, Glass_Existing_Process_Natural Gas_Other Process_Baseline Forecast | F3 | Industrial | Stone, Clay, Glass | Existing | Process | Natural Gas | Other Process | Baseline Forecast | Winter Demand Savings (MW)
F4_Industrial_Stone, Clay, Glass_Existing_Process_Natural Gas_Other Process_Baseline Forecast | F4 | Industrial | Stone, Clay, Glass | Existing | Process | Natural Gas | Other Process | Baseline Forecast | Incremental Savings (MMtherm)
F1_Industrial_Stone, Clay, Glass_Existing_Miscellaneous_Natural Gas_Miscellaneous_Baseline Forecast | F1 | Industrial | Stone, Clay, Glass | Existing | Miscellaneous | Natural Gas | Miscellaneous | Baseline Forecast | Consumption Savings (MMtherm)
F2_Industrial_Stone, Clay, Glass_Existing_Miscellaneous_Natural Gas_Miscellaneous_Baseline Forecast | F2 | Industrial | Stone, Clay, Glass | Existing | Miscellaneous | Natural Gas | Miscellaneous | Baseline Forecast | Summer Demand Savings (MW)
F3_Industrial_Stone, Clay, Glass_Existing_Miscellaneous_Natural Gas_Miscellaneous_Baseline Forecast | F3 | Industrial | Stone, Clay, Glass | Existing | Miscellaneous | Natural Gas | Miscellaneous | Baseline Forecast | Winter Demand Savings (MW)
F4_Industrial_Stone, Clay, Glass_Existing_Miscellaneous_Natural Gas_Miscellaneous_Baseline Forecast | F4 | Industrial | Stone, Clay, Glass | Existing | Miscellaneous | Natural Gas | Miscellaneous | Baseline Forecast | Incremental Savings (MMtherm)
F1_Industrial_Stone, Clay, Glass_New_Space Heating_Natural Gas_Furnace_Baseline Forecast | F1 | Industrial | Stone, Clay, Glass | New | Space Heating | Natural Gas | Furnace | Baseline Forecast | Consumption Savings (MMtherm)
F2_Industrial_Stone, Clay, Glass_New_Space Heating_Natural Gas_Furnace_Baseline Forecast | F2 | Industrial | Stone, Clay, Glass | New | Space Heating | Natural Gas | Furnace | Baseline Forecast | Summer Demand Savings (MW)
F3_Industrial_Stone, Clay, Glass_New_Space Heating_Natural Gas_Furnace_Baseline Forecast | F3 | Industrial | Stone, Clay, Glass | New | Space Heating | Natural Gas | Furnace | Baseline Forecast | Winter Demand Savings (MW)
F4_Industrial_Stone, Clay, Glass_New_Space Heating_Natural Gas_Furnace_Baseline Forecast | F4 | Industrial | Stone, Clay, Glass | New | Space Heating | Natural Gas | Furnace | Baseline Forecast | Incremental Savings (MMtherm)
F1_Industrial_Stone, Clay, Glass_New_Space Heating_Natural Gas_Boiler_Baseline Forecast | F1 | Industrial | Stone, Clay, Glass | New | Space Heating | Natural Gas | Boiler | Baseline Forecast | Consumption Savings (MMtherm)
F2_Industrial_Stone, Clay, Glass_New_Space Heating_Natural Gas_Boiler_Baseline Forecast | F2 | Industrial | Stone, Clay, Glass | New | Space Heating | Natural Gas | Boiler | Baseline Forecast | Summer Demand Savings (MW)
F3_Industrial_Stone, Clay, Glass_New_Space Heating_Natural Gas_Boiler_Baseline Forecast | F3 | Industrial | Stone, Clay, Glass | New | Space Heating | Natural Gas | Boiler | Baseline Forecast | Winter Demand Savings (MW)
F4_Industrial_Stone, Clay, Glass_New_Space Heating_Natural Gas_Boiler_Baseline Forecast | F4 | Industrial | Stone, Clay, Glass | New | Space Heating | Natural Gas | Boiler | Baseline Forecast | Incremental Savings (MMtherm)
F1_Industrial_Stone, Clay, Glass_New_Space Heating_Natural Gas_Unit Heater_Baseline Forecast | F1 | Industrial | Stone, Clay, Glass | New | Space Heating | Natural Gas | Unit Heater | Baseline Forecast | Consumption Savings (MMtherm)
F2_Industrial_Stone, Clay, Glass_New_Space Heating_Natural Gas_Unit Heater_Baseline Forecast | F2 | Industrial | Stone, Clay, Glass | New | Space Heating | Natural Gas | Unit Heater | Baseline Forecast | Summer Demand Savings (MW)
F3_Industrial_Stone, Clay, Glass_New_Space Heating_Natural Gas_Unit Heater_Baseline Forecast | F3 | Industrial | Stone, Clay, Glass | New | Space Heating | Natural Gas | Unit Heater | Baseline Forecast | Winter Demand Savings (MW)
F4_Industrial_Stone, Clay, Glass_New_Space Heating_Natural Gas_Unit Heater_Baseline Forecast | F4 | Industrial | Stone, Clay, Glass | New | Space Heating | Natural Gas | Unit Heater | Baseline Forecast | Incremental Savings (MMtherm)
F1_Industrial_Stone, Clay, Glass_New_Process_Natural Gas_Process Heating_Baseline Forecast | F1 | Industrial | Stone, Clay, Glass | New | Process | Natural Gas | Process Heating | Baseline Forecast | Consumption Savings (MMtherm)
F2_Industrial_Stone, Clay, Glass_New_Process_Natural Gas_Process Heating_Baseline Forecast | F2 | Industrial | Stone, Clay, Glass | New | Process | Natural Gas | Process Heating | Baseline Forecast | Summer Demand Savings (MW)
F3_Industrial_Stone, Clay, Glass_New_Process_Natural Gas_Process Heating_Baseline Forecast | F3 | Industrial | Stone, Clay, Glass | New | Process | Natural Gas | Process Heating | Baseline Forecast | Winter Demand Savings (MW)
F4_Industrial_Stone, Clay, Glass_New_Process_Natural Gas_Process Heating_Baseline Forecast | F4 | Industrial | Stone, Clay, Glass | New | Process | Natural Gas | Process Heating | Baseline Forecast | Incremental Savings (MMtherm)
F1_Industrial_Stone, Clay, Glass_New_Process_Natural Gas_Process Boiler_Baseline Forecast | F1 | Industrial | Stone, Clay, Glass | New | Process | Natural Gas | Process Boiler | Baseline Forecast | Consumption Savings (MMtherm)
F2_Industrial_Stone, Clay, Glass_New_Process_Natural Gas_Process Boiler_Baseline Forecast | F2 | Industrial | Stone, Clay, Glass | New | Process | Natural Gas | Process Boiler | Baseline Forecast | Summer Demand Savings (MW)
F3_Industrial_Stone, Clay, Glass_New_Process_Natural Gas_Process Boiler_Baseline Forecast | F3 | Industrial | Stone, Clay, Glass | New | Process | Natural Gas | Process Boiler | Baseline Forecast | Winter Demand Savings (MW)
F4_Industrial_Stone, Clay, Glass_New_Process_Natural Gas_Process Boiler_Baseline Forecast | F4 | Industrial | Stone, Clay, Glass | New | Process | Natural Gas | Process Boiler | Baseline Forecast | Incremental Savings (MMtherm)
F1_Industrial_Stone, Clay, Glass_New_Process_Natural Gas_Process Cooling_Baseline Forecast | F1 | Industrial | Stone, Clay, Glass | New | Process | Natural Gas | Process Cooling | Baseline Forecast | Consumption Savings (MMtherm)
F2_Industrial_Stone, Clay, Glass_New_Process_Natural Gas_Process Cooling_Baseline Forecast | F2 | Industrial | Stone, Clay, Glass | New | Process | Natural Gas | Process Cooling | Baseline Forecast | Summer Demand Savings (MW)
F3_Industrial_Stone, Clay, Glass_New_Process_Natural Gas_Process Cooling_Baseline Forecast | F3 | Industrial | Stone, Clay, Glass | New | Process | Natural Gas | Process Cooling | Baseline Forecast | Winter Demand Savings (MW)
F4_Industrial_Stone, Clay, Glass_New_Process_Natural Gas_Process Cooling_Baseline Forecast | F4 | Industrial | Stone, Clay, Glass | New | Process | Natural Gas | Process Cooling | Baseline Forecast | Incremental Savings (MMtherm)
F1_Industrial_Stone, Clay, Glass_New_Process_Natural Gas_Other Process_Baseline Forecast | F1 | Industrial | Stone, Clay, Glass | New | Process | Natural Gas | Other Process | Baseline Forecast | Consumption Savings (MMtherm)
F2_Industrial_Stone, Clay, Glass_New_Process_Natural Gas_Other Process_Baseline Forecast | F2 | Industrial | Stone, Clay, Glass | New | Process | Natural Gas | Other Process | Baseline Forecast | Summer Demand Savings (MW)
F3_Industrial_Stone, Clay, Glass_New_Process_Natural Gas_Other Process_Baseline Forecast | F3 | Industrial | Stone, Clay, Glass | New | Process | Natural Gas | Other Process | Baseline Forecast | Winter Demand Savings (MW)
F4_Industrial_Stone, Clay, Glass_New_Process_Natural Gas_Other Process_Baseline Forecast | F4 | Industrial | Stone, Clay, Glass | New | Process | Natural Gas | Other Process | Baseline Forecast | Incremental Savings (MMtherm)
F1_Industrial_Stone, Clay, Glass_New_Miscellaneous_Natural Gas_Miscellaneous_Baseline Forecast | F1 | Industrial | Stone, Clay, Glass | New | Miscellaneous | Natural Gas | Miscellaneous | Baseline Forecast | Consumption Savings (MMtherm)
F2_Industrial_Stone, Clay, Glass_New_Miscellaneous_Natural Gas_Miscellaneous_Baseline Forecast | F2 | Industrial | Stone, Clay, Glass | New | Miscellaneous | Natural Gas | Miscellaneous | Baseline Forecast | Summer Demand Savings (MW)
F3_Industrial_Stone, Clay, Glass_New_Miscellaneous_Natural Gas_Miscellaneous_Baseline Forecast | F3 | Industrial | Stone, Clay, Glass | New | Miscellaneous | Natural Gas | Miscellaneous | Baseline Forecast | Winter Demand Savings (MW)
F4_Industrial_Stone, Clay, Glass_New_Miscellaneous_Natural Gas_Miscellaneous_Baseline Forecast | F4 | Industrial | Stone, Clay, Glass | New | Miscellaneous | Natural Gas | Miscellaneous | Baseline Forecast | Incremental Savings (MMtherm)
F1_Industrial_Food Processing_Existing_Space Heating_Natural Gas_Furnace_Baseline Forecast | F1 | Industrial | Food Processing | Existing | Space Heating | Natural Gas | Furnace | Baseline Forecast | Consumption Savings (MMtherm)
F2_Industrial_Food Processing_Existing_Space Heating_Natural Gas_Furnace_Baseline Forecast | F2 | Industrial | Food Processing | Existing | Space Heating | Natural Gas | Furnace | Baseline Forecast | Summer Demand Savings (MW)
F3_Industrial_Food Processing_Existing_Space Heating_Natural Gas_Furnace_Baseline Forecast | F3 | Industrial | Food Processing | Existing | Space Heating | Natural Gas | Furnace | Baseline Forecast | Winter Demand Savings (MW)
F4_Industrial_Food Processing_Existing_Space Heating_Natural Gas_Furnace_Baseline Forecast | F4 | Industrial | Food Processing | Existing | Space Heating | Natural Gas | Furnace | Baseline Forecast | Incremental Savings (MMtherm)
F1_Industrial_Food Processing_Existing_Space Heating_Natural Gas_Boiler_Baseline Forecast | F1 | Industrial | Food Processing | Existing | Space Heating | Natural Gas | Boiler | Baseline Forecast | Consumption Savings (MMtherm)
F2_Industrial_Food Processing_Existing_Space Heating_Natural Gas_Boiler_Baseline Forecast | F2 | Industrial | Food Processing | Existing | Space Heating | Natural Gas | Boiler | Baseline Forecast | Summer Demand Savings (MW)
F3_Industrial_Food Processing_Existing_Space Heating_Natural Gas_Boiler_Baseline Forecast | F3 | Industrial | Food Processing | Existing | Space Heating | Natural Gas | Boiler | Baseline Forecast | Winter Demand Savings (MW)
F4_Industrial_Food Processing_Existing_Space Heating_Natural Gas_Boiler_Baseline Forecast | F4 | Industrial | Food Processing | Existing | Space Heating | Natural Gas | Boiler | Baseline Forecast | Incremental Savings (MMtherm)
F1_Industrial_Food Processing_Existing_Space Heating_Natural Gas_Unit Heater_Baseline Forecast | F1 | Industrial | Food Processing | Existing | Space Heating | Natural Gas | Unit Heater | Baseline Forecast | Consumption Savings (MMtherm)
F2_Industrial_Food Processing_Existing_Space Heating_Natural Gas_Unit Heater_Baseline Forecast | F2 | Industrial | Food Processing | Existing | Space Heating | Natural Gas | Unit Heater | Baseline Forecast | Summer Demand Savings (MW)
F3_Industrial_Food Processing_Existing_Space Heating_Natural Gas_Unit Heater_Baseline Forecast | F3 | Industrial | Food Processing | Existing | Space Heating | Natural Gas | Unit Heater | Baseline Forecast | Winter Demand Savings (MW)
F4_Industrial_Food Processing_Existing_Space Heating_Natural Gas_Unit Heater_Baseline Forecast | F4 | Industrial | Food Processing | Existing | Space Heating | Natural Gas | Unit Heater | Baseline Forecast | Incremental Savings (MMtherm)
F1_Industrial_Food Processing_Existing_Process_Natural Gas_Process Heating_Baseline Forecast | F1 | Industrial | Food Processing | Existing | Process | Natural Gas | Process Heating | Baseline Forecast | Consumption Savings (MMtherm)
F2_Industrial_Food Processing_Existing_Process_Natural Gas_Process Heating_Baseline Forecast | F2 | Industrial | Food Processing | Existing | Process | Natural Gas | Process Heating | Baseline Forecast | Summer Demand Savings (MW)
F3_Industrial_Food Processing_Existing_Process_Natural Gas_Process Heating_Baseline Forecast | F3 | Industrial | Food Processing | Existing | Process | Natural Gas | Process Heating | Baseline Forecast | Winter Demand Savings (MW)
F4_Industrial_Food Processing_Existing_Process_Natural Gas_Process Heating_Baseline Forecast | F4 | Industrial | Food Processing | Existing | Process | Natural Gas | Process Heating | Baseline Forecast | Incremental Savings (MMtherm)
F1_Industrial_Food Processing_Existing_Process_Natural Gas_Process Boiler_Baseline Forecast | F1 | Industrial | Food Processing | Existing | Process | Natural Gas | Process Boiler | Baseline Forecast | Consumption Savings (MMtherm)
F2_Industrial_Food Processing_Existing_Process_Natural Gas_Process Boiler_Baseline Forecast | F2 | Industrial | Food Processing | Existing | Process | Natural Gas | Process Boiler | Baseline Forecast | Summer Demand Savings (MW)
F3_Industrial_Food Processing_Existing_Process_Natural Gas_Process Boiler_Baseline Forecast | F3 | Industrial | Food Processing | Existing | Process | Natural Gas | Process Boiler | Baseline Forecast | Winter Demand Savings (MW)
F4_Industrial_Food Processing_Existing_Process_Natural Gas_Process Boiler_Baseline Forecast | F4 | Industrial | Food Processing | Existing | Process | Natural Gas | Process Boiler | Baseline Forecast | Incremental Savings (MMtherm)
F1_Industrial_Food Processing_Existing_Process_Natural Gas_Process Cooling_Baseline Forecast | F1 | Industrial | Food Processing | Existing | Process | Natural Gas | Process Cooling | Baseline Forecast | Consumption Savings (MMtherm)
F2_Industrial_Food Processing_Existing_Process_Natural Gas_Process Cooling_Baseline Forecast | F2 | Industrial | Food Processing | Existing | Process | Natural Gas | Process Cooling | Baseline Forecast | Summer Demand Savings (MW)
F3_Industrial_Food Processing_Existing_Process_Natural Gas_Process Cooling_Baseline Forecast | F3 | Industrial | Food Processing | Existing | Process | Natural Gas | Process Cooling | Baseline Forecast | Winter Demand Savings (MW)
F4_Industrial_Food Processing_Existing_Process_Natural Gas_Process Cooling_Baseline Forecast | F4 | Industrial | Food Processing | Existing | Process | Natural Gas | Process Cooling | Baseline Forecast | Incremental Savings (MMtherm)
F1_Industrial_Food Processing_Existing_Process_Natural Gas_Other Process_Baseline Forecast | F1 | Industrial | Food Processing | Existing | Process | Natural Gas | Other Process | Baseline Forecast | Consumption Savings (MMtherm)
F2_Industrial_Food Processing_Existing_Process_Natural Gas_Other Process_Baseline Forecast | F2 | Industrial | Food Processing | Existing | Process | Natural Gas | Other Process | Baseline Forecast | Summer Demand Savings (MW)
F3_Industrial_Food Processing_Existing_Process_Natural Gas_Other Process_Baseline Forecast | F3 | Industrial | Food Processing | Existing | Process | Natural Gas | Other Process | Baseline Forecast | Winter Demand Savings (MW)
F4_Industrial_Food Processing_Existing_Process_Natural Gas_Other Process_Baseline Forecast | F4 | Industrial | Food Processing | Existing | Process | Natural Gas | Other Process | Baseline Forecast | Incremental Savings (MMtherm)
F1_Industrial_Food Processing_Existing_Miscellaneous_Natural Gas_Miscellaneous_Baseline Forecast | F1 | Industrial | Food Processing | Existing | Miscellaneous | Natural Gas | Miscellaneous | Baseline Forecast | Consumption Savings (MMtherm)
F2_Industrial_Food Processing_Existing_Miscellaneous_Natural Gas_Miscellaneous_Baseline Forecast | F2 | Industrial | Food Processing | Existing | Miscellaneous | Natural Gas | Miscellaneous | Baseline Forecast | Summer Demand Savings (MW)
F3_Industrial_Food Processing_Existing_Miscellaneous_Natural Gas_Miscellaneous_Baseline Forecast | F3 | Industrial | Food Processing | Existing | Miscellaneous | Natural Gas | Miscellaneous | Baseline Forecast | Winter Demand Savings (MW)
F4_Industrial_Food Processing_Existing_Miscellaneous_Natural Gas_Miscellaneous_Baseline Forecast | F4 | Industrial | Food Processing | Existing | Miscellaneous | Natural Gas | Miscellaneous | Baseline Forecast | Incremental Savings (MMtherm)
F1_Industrial_Food Processing_New_Space Heating_Natural Gas_Furnace_Baseline Forecast | F1 | Industrial | Food Processing | New | Space Heating | Natural Gas | Furnace | Baseline Forecast | Consumption Savings (MMtherm)
F2_Industrial_Food Processing_New_Space Heating_Natural Gas_Furnace_Baseline Forecast | F2 | Industrial | Food Processing | New | Space Heating | Natural Gas | Furnace | Baseline Forecast | Summer Demand Savings (MW)
F3_Industrial_Food Processing_New_Space Heating_Natural Gas_Furnace_Baseline Forecast | F3 | Industrial | Food Processing | New | Space Heating | Natural Gas | Furnace | Baseline Forecast | Winter Demand Savings (MW)
F4_Industrial_Food Processing_New_Space Heating_Natural Gas_Furnace_Baseline Forecast | F4 | Industrial | Food Processing | New | Space Heating | Natural Gas | Furnace | Baseline Forecast | Incremental Savings (MMtherm)
F1_Industrial_Food Processing_New_Space Heating_Natural Gas_Boiler_Baseline Forecast | F1 | Industrial | Food Processing | New | Space Heating | Natural Gas | Boiler | Baseline Forecast | Consumption Savings (MMtherm)
F2_Industrial_Food Processing_New_Space Heating_Natural Gas_Boiler_Baseline Forecast | F2 | Industrial | Food Processing | New | Space Heating | Natural Gas | Boiler | Baseline Forecast | Summer Demand Savings (MW)
F3_Industrial_Food Processing_New_Space Heating_Natural Gas_Boiler_Baseline Forecast | F3 | Industrial | Food Processing | New | Space Heating | Natural Gas | Boiler | Baseline Forecast | Winter Demand Savings (MW)
F4_Industrial_Food Processing_New_Space Heating_Natural Gas_Boiler_Baseline Forecast | F4 | Industrial | Food Processing | New | Space Heating | Natural Gas | Boiler | Baseline Forecast | Incremental Savings (MMtherm)
F1_Industrial_Food Processing_New_Space Heating_Natural Gas_Unit Heater_Baseline Forecast | F1 | Industrial | Food Processing | New | Space Heating | Natural Gas | Unit Heater | Baseline Forecast | Consumption Savings (MMtherm)
F2_Industrial_Food Processing_New_Space Heating_Natural Gas_Unit Heater_Baseline Forecast | F2 | Industrial | Food Processing | New | Space Heating | Natural Gas | Unit Heater | Baseline Forecast | Summer Demand Savings (MW)
F3_Industrial_Food Processing_New_Space Heating_Natural Gas_Unit Heater_Baseline Forecast | F3 | Industrial | Food Processing | New | Space Heating | Natural Gas | Unit Heater | Baseline Forecast | Winter Demand Savings (MW)
F4_Industrial_Food Processing_New_Space Heating_Natural Gas_Unit Heater_Baseline Forecast | F4 | Industrial | Food Processing | New | Space Heating | Natural Gas | Unit Heater | Baseline Forecast | Incremental Savings (MMtherm)
F1_Industrial_Food Processing_New_Process_Natural Gas_Process Heating_Baseline Forecast | F1 | Industrial | Food Processing | New | Process | Natural Gas | Process Heating | Baseline Forecast | Consumption Savings (MMtherm)
F2_Industrial_Food Processing_New_Process_Natural Gas_Process Heating_Baseline Forecast | F2 | Industrial | Food Processing | New | Process | Natural Gas | Process Heating | Baseline Forecast | Summer Demand Savings (MW)
F3_Industrial_Food Processing_New_Process_Natural Gas_Process Heating_Baseline Forecast | F3 | Industrial | Food Processing | New | Process | Natural Gas | Process Heating | Baseline Forecast | Winter Demand Savings (MW)
F4_Industrial_Food Processing_New_Process_Natural Gas_Process Heating_Baseline Forecast | F4 | Industrial | Food Processing | New | Process | Natural Gas | Process Heating | Baseline Forecast | Incremental Savings (MMtherm)
F1_Industrial_Food Processing_New_Process_Natural Gas_Process Boiler_Baseline Forecast | F1 | Industrial | Food Processing | New | Process | Natural Gas | Process Boiler | Baseline Forecast | Consumption Savings (MMtherm)
F2_Industrial_Food Processing_New_Process_Natural Gas_Process Boiler_Baseline Forecast | F2 | Industrial | Food Processing | New | Process | Natural Gas | Process Boiler | Baseline Forecast | Summer Demand Savings (MW)
F3_Industrial_Food Processing_New_Process_Natural Gas_Process Boiler_Baseline Forecast | F3 | Industrial | Food Processing | New | Process | Natural Gas | Process Boiler | Baseline Forecast | Winter Demand Savings (MW)
F4_Industrial_Food Processing_New_Process_Natural Gas_Process Boiler_Baseline Forecast | F4 | Industrial | Food Processing | New | Process | Natural Gas | Process Boiler | Baseline Forecast | Incremental Savings (MMtherm)
F1_Industrial_Food Processing_New_Process_Natural Gas_Process Cooling_Baseline Forecast | F1 | Industrial | Food Processing | New | Process | Natural Gas | Process Cooling | Baseline Forecast | Consumption Savings (MMtherm)
F2_Industrial_Food Processing_New_Process_Natural Gas_Process Cooling_Baseline Forecast | F2 | Industrial | Food Processing | New | Process | Natural Gas | Process Cooling | Baseline Forecast | Summer Demand Savings (MW)
F3_Industrial_Food Processing_New_Process_Natural Gas_Process Cooling_Baseline Forecast | F3 | Industrial | Food Processing | New | Process | Natural Gas | Process Cooling | Baseline Forecast | Winter Demand Savings (MW)
F4_Industrial_Food Processing_New_Process_Natural Gas_Process Cooling_Baseline Forecast | F4 | Industrial | Food Processing | New | Process | Natural Gas | Process Cooling | Baseline Forecast | Incremental Savings (MMtherm)
F1_Industrial_Food Processing_New_Process_Natural Gas_Other Process_Baseline Forecast | F1 | Industrial | Food Processing | New | Process | Natural Gas | Other Process | Baseline Forecast | Consumption Savings (MMtherm)
F2_Industrial_Food Processing_New_Process_Natural Gas_Other Process_Baseline Forecast | F2 | Industrial | Food Processing | New | Process | Natural Gas | Other Process | Baseline Forecast | Summer Demand Savings (MW)
F3_Industrial_Food Processing_New_Process_Natural Gas_Other Process_Baseline Forecast | F3 | Industrial | Food Processing | New | Process | Natural Gas | Other Process | Baseline Forecast | Winter Demand Savings (MW)
F4_Industrial_Food Processing_New_Process_Natural Gas_Other Process_Baseline Forecast | F4 | Industrial | Food Processing | New | Process | Natural Gas | Other Process | Baseline Forecast | Incremental Savings (MMtherm)
F1_Industrial_Food Processing_New_Miscellaneous_Natural Gas_Miscellaneous_Baseline Forecast | F1 | Industrial | Food Processing | New | Miscellaneous | Natural Gas | Miscellaneous | Baseline Forecast | Consumption Savings (MMtherm)
F2_Industrial_Food Processing_New_Miscellaneous_Natural Gas_Miscellaneous_Baseline Forecast | F2 | Industrial | Food Processing | New | Miscellaneous | Natural Gas | Miscellaneous | Baseline Forecast | Summer Demand Savings (MW)
F3_Industrial_Food Processing_New_Miscellaneous_Natural Gas_Miscellaneous_Baseline Forecast | F3 | Industrial | Food Processing | New | Miscellaneous | Natural Gas | Miscellaneous | Baseline Forecast | Winter Demand Savings (MW)
F4_Industrial_Food Processing_New_Miscellaneous_Natural Gas_Miscellaneous_Baseline Forecast | F4 | Industrial | Food Processing | New | Miscellaneous | Natural Gas | Miscellaneous | Baseline Forecast | Incremental Savings (MMtherm)
F1_Industrial_Lumber and Wood Products_Existing_Space Heating_Natural Gas_Furnace_Baseline Forecast | F1 | Industrial | Lumber and Wood Products | Existing | Space Heating | Natural Gas | Furnace | Baseline Forecast | Consumption Savings (MMtherm)
F2_Industrial_Lumber and Wood Products_Existing_Space Heating_Natural Gas_Furnace_Baseline Forecast | F2 | Industrial | Lumber and Wood Products | Existing | Space Heating | Natural Gas | Furnace | Baseline Forecast | Summer Demand Savings (MW)
F3_Industrial_Lumber and Wood Products_Existing_Space Heating_Natural Gas_Furnace_Baseline Forecast | F3 | Industrial | Lumber and Wood Products | Existing | Space Heating | Natural Gas | Furnace | Baseline Forecast | Winter Demand Savings (MW)
F4_Industrial_Lumber and Wood Products_Existing_Space Heating_Natural Gas_Furnace_Baseline Forecast | F4 | Industrial | Lumber and Wood Products | Existing | Space Heating | Natural Gas | Furnace | Baseline Forecast | Incremental Savings (MMtherm)
F1_Industrial_Lumber and Wood Products_Existing_Space Heating_Natural Gas_Boiler_Baseline Forecast | F1 | Industrial | Lumber and Wood Products | Existing | Space Heating | Natural Gas | Boiler | Baseline Forecast | Consumption Savings (MMtherm)
F2_Industrial_Lumber and Wood Products_Existing_Space Heating_Natural Gas_Boiler_Baseline Forecast | F2 | Industrial | Lumber and Wood Products | Existing | Space Heating | Natural Gas | Boiler | Baseline Forecast | Summer Demand Savings (MW)
F3_Industrial_Lumber and Wood Products_Existing_Space Heating_Natural Gas_Boiler_Baseline Forecast | F3 | Industrial | Lumber and Wood Products | Existing | Space Heating | Natural Gas | Boiler | Baseline Forecast | Winter Demand Savings (MW)
F4_Industrial_Lumber and Wood Products_Existing_Space Heating_Natural Gas_Boiler_Baseline Forecast | F4 | Industrial | Lumber and Wood Products | Existing | Space Heating | Natural Gas | Boiler | Baseline Forecast | Incremental Savings (MMtherm)
F1_Industrial_Lumber and Wood Products_Existing_Space Heating_Natural Gas_Unit Heater_Baseline Forecast | F1 | Industrial | Lumber and Wood Products | Existing | Space Heating | Natural Gas | Unit Heater | Baseline Forecast | Consumption Savings (MMtherm)
F2_Industrial_Lumber and Wood Products_Existing_Space Heating_Natural Gas_Unit Heater_Baseline Forecast | F2 | Industrial | Lumber and Wood Products | Existing | Space Heating | Natural Gas | Unit Heater | Baseline Forecast | Summer Demand Savings (MW)
F3_Industrial_Lumber and Wood Products_Existing_Space Heating_Natural Gas_Unit Heater_Baseline Forecast | F3 | Industrial | Lumber and Wood Products | Existing | Space Heating | Natural Gas | Unit Heater | Baseline Forecast | Winter Demand Savings (MW)
F4_Industrial_Lumber and Wood Products_Existing_Space Heating_Natural Gas_Unit Heater_Baseline Forecast | F4 | Industrial | Lumber and Wood Products | Existing | Space Heating | Natural Gas | Unit Heater | Baseline Forecast | Incremental Savings (MMtherm)
F1_Industrial_Lumber and Wood Products_Existing_Process_Natural Gas_Process Heating_Baseline Forecast | F1 | Industrial | Lumber and Wood Products | Existing | Process | Natural Gas | Process Heating | Baseline Forecast | Consumption Savings (MMtherm)
F2_Industrial_Lumber and Wood Products_Existing_Process_Natural Gas_Process Heating_Baseline Forecast | F2 | Industrial | Lumber and Wood Products | Existing | Process | Natural Gas | Process Heating | Baseline Forecast | Summer Demand Savings (MW)
F3_Industrial_Lumber and Wood Products_Existing_Process_Natural Gas_Process Heating_Baseline Forecast | F3 | Industrial | Lumber and Wood Products | Existing | Process | Natural Gas | Process Heating | Baseline Forecast | Winter Demand Savings (MW)
F4_Industrial_Lumber and Wood Products_Existing_Process_Natural Gas_Process Heating_Baseline Forecast | F4 | Industrial | Lumber and Wood Products | Existing | Process | Natural Gas | Process Heating | Baseline Forecast | Incremental Savings (MMtherm)
F1_Industrial_Lumber and Wood Products_Existing_Process_Natural Gas_Process Boiler_Baseline Forecast | F1 | Industrial | Lumber and Wood Products | Existing | Process | Natural Gas | Process Boiler | Baseline Forecast | Consumption Savings (MMtherm)
F2_Industrial_Lumber and Wood Products_Existing_Process_Natural Gas_Process Boiler_Baseline Forecast | F2 | Industrial | Lumber and Wood Products | Existing | Process | Natural Gas | Process Boiler | Baseline Forecast | Summer Demand Savings (MW)
F3_Industrial_Lumber and Wood Products_Existing_Process_Natural Gas_Process Boiler_Baseline Forecast | F3 | Industrial | Lumber and Wood Products | Existing | Process | Natural Gas | Process Boiler | Baseline Forecast | Winter Demand Savings (MW)
F4_Industrial_Lumber and Wood Products_Existing_Process_Natural Gas_Process Boiler_Baseline Forecast | F4 | Industrial | Lumber and Wood Products | Existing | Process | Natural Gas | Process Boiler | Baseline Forecast | Incremental Savings (MMtherm)
F1_Industrial_Lumber and Wood Products_Existing_Process_Natural Gas_Process Cooling_Baseline Forecast | F1 | Industrial | Lumber and Wood Products | Existing | Process | Natural Gas | Process Cooling | Baseline Forecast | Consumption Savings (MMtherm)
F2_Industrial_Lumber and Wood Products_Existing_Process_Natural Gas_Process Cooling_Baseline Forecast | F2 | Industrial | Lumber and Wood Products | Existing | Process | Natural Gas | Process Cooling | Baseline Forecast | Summer Demand Savings (MW)
F3_Industrial_Lumber and Wood Products_Existing_Process_Natural Gas_Process Cooling_Baseline Forecast | F3 | Industrial | Lumber and Wood Products | Existing | Process | Natural Gas | Process Cooling | Baseline Forecast | Winter Demand Savings (MW)
F4_Industrial_Lumber and Wood Products_Existing_Process_Natural Gas_Process Cooling_Baseline Forecast | F4 | Industrial | Lumber and Wood Products | Existing | Process | Natural Gas | Process Cooling | Baseline Forecast | Incremental Savings (MMtherm)
F1_Industrial_Lumber and Wood Products_Existing_Process_Natural Gas_Other Process_Baseline Forecast | F1 | Industrial | Lumber and Wood Products | Existing | Process | Natural Gas | Other Process | Baseline Forecast | Consumption Savings (MMtherm)
F2_Industrial_Lumber and Wood Products_Existing_Process_Natural Gas_Other Process_Baseline Forecast | F2 | Industrial | Lumber and Wood Products | Existing | Process | Natural Gas | Other Process | Baseline Forecast | Summer Demand Savings (MW)
F3_Industrial_Lumber and Wood Products_Existing_Process_Natural Gas_Other Process_Baseline Forecast | F3 | Industrial | Lumber and Wood Products | Existing | Process | Natural Gas | Other Process | Baseline Forecast | Winter Demand Savings (MW)
F4_Industrial_Lumber and Wood Products_Existing_Process_Natural Gas_Other Process_Baseline Forecast | F4 | Industrial | Lumber and Wood Products | Existing | Process | Natural Gas | Other Process | Baseline Forecast | Incremental Savings (MMtherm)
F1_Industrial_Lumber and Wood Products_Existing_Miscellaneous_Natural Gas_Miscellaneous_Baseline Forecast | F1 | Industrial | Lumber and Wood Products | Existing | Miscellaneous | Natural Gas | Miscellaneous | Baseline Forecast | Consumption Savings (MMtherm)
F2_Industrial_Lumber and Wood Products_Existing_Miscellaneous_Natural Gas_Miscellaneous_Baseline Forecast | F2 | Industrial | Lumber and Wood Products | Existing | Miscellaneous | Natural Gas | Miscellaneous | Baseline Forecast | Summer Demand Savings (MW)
F3_Industrial_Lumber and Wood Products_Existing_Miscellaneous_Natural Gas_Miscellaneous_Baseline Forecast | F3 | Industrial | Lumber and Wood Products | Existing | Miscellaneous | Natural Gas | Miscellaneous | Baseline Forecast | Winter Demand Savings (MW)
F4_Industrial_Lumber and Wood Products_Existing_Miscellaneous_Natural Gas_Miscellaneous_Baseline Forecast | F4 | Industrial | Lumber and Wood Products | Existing | Miscellaneous | Natural Gas | Miscellaneous | Baseline Forecast | Incremental Savings (MMtherm)
F1_Industrial_Lumber and Wood Products_New_Space Heating_Natural Gas_Furnace_Baseline Forecast | F1 | Industrial | Lumber and Wood Products | New | Space Heating | Natural Gas | Furnace | Baseline Forecast | Consumption Savings (MMtherm)
F2_Industrial_Lumber and Wood Products_New_Space Heating_Natural Gas_Furnace_Baseline Forecast | F2 | Industrial | Lumber and Wood Products | New | Space Heating | Natural Gas | Furnace | Baseline Forecast | Summer Demand Savings (MW)
F3_Industrial_Lumber and Wood Products_New_Space Heating_Natural Gas_Furnace_Baseline Forecast | F3 | Industrial | Lumber and Wood Products | New | Space Heating | Natural Gas | Furnace | Baseline Forecast | Winter Demand Savings (MW)
F4_Industrial_Lumber and Wood Products_New_Space Heating_Natural Gas_Furnace_Baseline Forecast | F4 | Industrial | Lumber and Wood Products | New | Space Heating | Natural Gas | Furnace | Baseline Forecast | Incremental Savings (MMtherm)
F1_Industrial_Lumber and Wood Products_New_Space Heating_Natural Gas_Boiler_Baseline Forecast | F1 | Industrial | Lumber and Wood Products | New | Space Heating | Natural Gas | Boiler | Baseline Forecast | Consumption Savings (MMtherm)
F2_Industrial_Lumber and Wood Products_New_Space Heating_Natural Gas_Boiler_Baseline Forecast | F2 | Industrial | Lumber and Wood Products | New | Space Heating | Natural Gas | Boiler | Baseline Forecast | Summer Demand Savings (MW)
F3_Industrial_Lumber and Wood Products_New_Space Heating_Natural Gas_Boiler_Baseline Forecast | F3 | Industrial | Lumber and Wood Products | New | Space Heating | Natural Gas | Boiler | Baseline Forecast | Winter Demand Savings (MW)
F4_Industrial_Lumber and Wood Products_New_Space Heating_Natural Gas_Boiler_Baseline Forecast | F4 | Industrial | Lumber and Wood Products | New | Space Heating | Natural Gas | Boiler | Baseline Forecast | Incremental Savings (MMtherm)
F1_Industrial_Lumber and Wood Products_New_Space Heating_Natural Gas_Unit Heater_Baseline Forecast | F1 | Industrial | Lumber and Wood Products | New | Space Heating | Natural Gas | Unit Heater | Baseline Forecast | Consumption Savings (MMtherm)
F2_Industrial_Lumber and Wood Products_New_Space Heating_Natural Gas_Unit Heater_Baseline Forecast | F2 | Industrial | Lumber and Wood Products | New | Space Heating | Natural Gas | Unit Heater | Baseline Forecast | Summer Demand Savings (MW)
F3_Industrial_Lumber and Wood Products_New_Space Heating_Natural Gas_Unit Heater_Baseline Forecast | F3 | Industrial | Lumber and Wood Products | New | Space Heating | Natural Gas | Unit Heater | Baseline Forecast | Winter Demand Savings (MW)
F4_Industrial_Lumber and Wood Products_New_Space Heating_Natural Gas_Unit Heater_Baseline Forecast | F4 | Industrial | Lumber and Wood Products | New | Space Heating | Natural Gas | Unit Heater | Baseline Forecast | Incremental Savings (MMtherm)
F1_Industrial_Lumber and Wood Products_New_Process_Natural Gas_Process Heating_Baseline Forecast | F1 | Industrial | Lumber and Wood Products | New | Process | Natural Gas | Process Heating | Baseline Forecast | Consumption Savings (MMtherm)
F2_Industrial_Lumber and Wood Products_New_Process_Natural Gas_Process Heating_Baseline Forecast | F2 | Industrial | Lumber and Wood Products | New | Process | Natural Gas | Process Heating | Baseline Forecast | Summer Demand Savings (MW)
F3_Industrial_Lumber and Wood Products_New_Process_Natural Gas_Process Heating_Baseline Forecast | F3 | Industrial | Lumber and Wood Products | New | Process | Natural Gas | Process Heating | Baseline Forecast | Winter Demand Savings (MW)
F4_Industrial_Lumber and Wood Products_New_Process_Natural Gas_Process Heating_Baseline Forecast | F4 | Industrial | Lumber and Wood Products | New | Process | Natural Gas | Process Heating | Baseline Forecast | Incremental Savings (MMtherm)
F1_Industrial_Lumber and Wood Products_New_Process_Natural Gas_Process Boiler_Baseline Forecast | F1 | Industrial | Lumber and Wood Products | New | Process | Natural Gas | Process Boiler | Baseline Forecast | Consumption Savings (MMtherm)
F2_Industrial_Lumber and Wood Products_New_Process_Natural Gas_Process Boiler_Baseline Forecast | F2 | Industrial | Lumber and Wood Products | New | Process | Natural Gas | Process Boiler | Baseline Forecast | Summer Demand Savings (MW)
F3_Industrial_Lumber and Wood Products_New_Process_Natural Gas_Process Boiler_Baseline Forecast | F3 | Industrial | Lumber and Wood Products | New | Process | Natural Gas | Process Boiler | Baseline Forecast | Winter Demand Savings (MW)
F4_Industrial_Lumber and Wood Products_New_Process_Natural Gas_Process Boiler_Baseline Forecast | F4 | Industrial | Lumber and Wood Products | New | Process | Natural Gas | Process Boiler | Baseline Forecast | Incremental Savings (MMtherm)
F1_Industrial_Lumber and Wood Products_New_Process_Natural Gas_Process Cooling_Baseline Forecast | F1 | Industrial | Lumber and Wood Products | New | Process | Natural Gas | Process Cooling | Baseline Forecast | Consumption Savings (MMtherm)
F2_Industrial_Lumber and Wood Products_New_Process_Natural Gas_Process Cooling_Baseline Forecast | F2 | Industrial | Lumber and Wood Products | New | Process | Natural Gas | Process Cooling | Baseline Forecast | Summer Demand Savings (MW)
F3_Industrial_Lumber and Wood Products_New_Process_Natural Gas_Process Cooling_Baseline Forecast | F3 | Industrial | Lumber and Wood Products | New | Process | Natural Gas | Process Cooling | Baseline Forecast | Winter Demand Savings (MW)
F4_Industrial_Lumber and Wood Products_New_Process_Natural Gas_Process Cooling_Baseline Forecast | F4 | Industrial | Lumber and Wood Products | New | Process | Natural Gas | Process Cooling | Baseline Forecast | Incremental Savings (MMtherm)
F1_Industrial_Lumber and Wood Products_New_Process_Natural Gas_Other Process_Baseline Forecast | F1 | Industrial | Lumber and Wood Products | New | Process | Natural Gas | Other Process | Baseline Forecast | Consumption Savings (MMtherm)
F2_Industrial_Lumber and Wood Products_New_Process_Natural Gas_Other Process_Baseline Forecast | F2 | Industrial | Lumber and Wood Products | New | Process | Natural Gas | Other Process | Baseline Forecast | Summer Demand Savings (MW)
F3_Industrial_Lumber and Wood Products_New_Process_Natural Gas_Other Process_Baseline Forecast | F3 | Industrial | Lumber and Wood Products | New | Process | Natural Gas | Other Process | Baseline Forecast | Winter Demand Savings (MW)
F4_Industrial_Lumber and Wood Products_New_Process_Natural Gas_Other Process_Baseline Forecast | F4 | Industrial | Lumber and Wood Products | New | Process | Natural Gas | Other Process | Baseline Forecast | Incremental Savings (MMtherm)
F1_Industrial_Lumber and Wood Products_New_Miscellaneous_Natural Gas_Miscellaneous_Baseline Forecast | F1 | Industrial | Lumber and Wood Products | New | Miscellaneous | Natural Gas | Miscellaneous | Baseline Forecast | Consumption Savings (MMtherm)
F2_Industrial_Lumber and Wood Products_New_Miscellaneous_Natural Gas_Miscellaneous_Baseline Forecast | F2 | Industrial | Lumber and Wood Products | New | Miscellaneous | Natural Gas | Miscellaneous | Baseline Forecast | Summer Demand Savings (MW)
F3_Industrial_Lumber and Wood Products_New_Miscellaneous_Natural Gas_Miscellaneous_Baseline Forecast | F3 | Industrial | Lumber and Wood Products | New | Miscellaneous | Natural Gas | Miscellaneous | Baseline Forecast | Winter Demand Savings (MW)
F4_Industrial_Lumber and Wood Products_New_Miscellaneous_Natural Gas_Miscellaneous_Baseline Forecast | F4 | Industrial | Lumber and Wood Products | New | Miscellaneous | Natural Gas | Miscellaneous | Baseline Forecast | Incremental Savings (MMtherm)
F1_Industrial_Other Industrial_Existing_Space Heating_Natural Gas_Furnace_Baseline Forecast | F1 | Industrial | Other Industrial | Existing | Space Heating | Natural Gas | Furnace | Baseline Forecast | Consumption Savings (MMtherm)
F2_Industrial_Other Industrial_Existing_Space Heating_Natural Gas_Furnace_Baseline Forecast | F2 | Industrial | Other Industrial | Existing | Space Heating | Natural Gas | Furnace | Baseline Forecast | Summer Demand Savings (MW)
F3_Industrial_Other Industrial_Existing_Space Heating_Natural Gas_Furnace_Baseline Forecast | F3 | Industrial | Other Industrial | Existing | Space Heating | Natural Gas | Furnace | Baseline Forecast | Winter Demand Savings (MW)
F4_Industrial_Other Industrial_Existing_Space Heating_Natural Gas_Furnace_Baseline Forecast | F4 | Industrial | Other Industrial | Existing | Space Heating | Natural Gas | Furnace | Baseline Forecast | Incremental Savings (MMtherm)
F1_Industrial_Other Industrial_Existing_Space Heating_Natural Gas_Boiler_Baseline Forecast | F1 | Industrial | Other Industrial | Existing | Space Heating | Natural Gas | Boiler | Baseline Forecast | Consumption Savings (MMtherm)
F2_Industrial_Other Industrial_Existing_Space Heating_Natural Gas_Boiler_Baseline Forecast | F2 | Industrial | Other Industrial | Existing | Space Heating | Natural Gas | Boiler | Baseline Forecast | Summer Demand Savings (MW)
F3_Industrial_Other Industrial_Existing_Space Heating_Natural Gas_Boiler_Baseline Forecast | F3 | Industrial | Other Industrial | Existing | Space Heating | Natural Gas | Boiler | Baseline Forecast | Winter Demand Savings (MW)
F4_Industrial_Other Industrial_Existing_Space Heating_Natural Gas_Boiler_Baseline Forecast | F4 | Industrial | Other Industrial | Existing | Space Heating | Natural Gas | Boiler | Baseline Forecast | Incremental Savings (MMtherm)
F1_Industrial_Other Industrial_Existing_Space Heating_Natural Gas_Unit Heater_Baseline Forecast | F1 | Industrial | Other Industrial | Existing | Space Heating | Natural Gas | Unit Heater | Baseline Forecast | Consumption Savings (MMtherm)
F2_Industrial_Other Industrial_Existing_Space Heating_Natural Gas_Unit Heater_Baseline Forecast | F2 | Industrial | Other Industrial | Existing | Space Heating | Natural Gas | Unit Heater | Baseline Forecast | Summer Demand Savings (MW)
F3_Industrial_Other Industrial_Existing_Space Heating_Natural Gas_Unit Heater_Baseline Forecast | F3 | Industrial | Other Industrial | Existing | Space Heating | Natural Gas | Unit Heater | Baseline Forecast | Winter Demand Savings (MW)
F4_Industrial_Other Industrial_Existing_Space Heating_Natural Gas_Unit Heater_Baseline Forecast | F4 | Industrial | Other Industrial | Existing | Space Heating | Natural Gas | Unit Heater | Baseline Forecast | Incremental Savings (MMtherm)
F1_Industrial_Other Industrial_Existing_Process_Natural Gas_Process Heating_Baseline Forecast | F1 | Industrial | Other Industrial | Existing | Process | Natural Gas | Process Heating | Baseline Forecast | Consumption Savings (MMtherm)
F2_Industrial_Other Industrial_Existing_Process_Natural Gas_Process Heating_Baseline Forecast | F2 | Industrial | Other Industrial | Existing | Process | Natural Gas | Process Heating | Baseline Forecast | Summer Demand Savings (MW)
F3_Industrial_Other Industrial_Existing_Process_Natural Gas_Process Heating_Baseline Forecast | F3 | Industrial | Other Industrial | Existing | Process | Natural Gas | Process Heating | Baseline Forecast | Winter Demand Savings (MW)
F4_Industrial_Other Industrial_Existing_Process_Natural Gas_Process Heating_Baseline Forecast | F4 | Industrial | Other Industrial | Existing | Process | Natural Gas | Process Heating | Baseline Forecast | Incremental Savings (MMtherm)
F1_Industrial_Other Industrial_Existing_Process_Natural Gas_Process Boiler_Baseline Forecast | F1 | Industrial | Other Industrial | Existing | Process | Natural Gas | Process Boiler | Baseline Forecast | Consumption Savings (MMtherm)
F2_Industrial_Other Industrial_Existing_Process_Natural Gas_Process Boiler_Baseline Forecast | F2 | Industrial | Other Industrial | Existing | Process | Natural Gas | Process Boiler | Baseline Forecast | Summer Demand Savings (MW)
F3_Industrial_Other Industrial_Existing_Process_Natural Gas_Process Boiler_Baseline Forecast | F3 | Industrial | Other Industrial | Existing | Process | Natural Gas | Process Boiler | Baseline Forecast | Winter Demand Savings (MW)
F4_Industrial_Other Industrial_Existing_Process_Natural Gas_Process Boiler_Baseline Forecast | F4 | Industrial | Other Industrial | Existing | Process | Natural Gas | Process Boiler | Baseline Forecast | Incremental Savings (MMtherm)
F1_Industrial_Other Industrial_Existing_Process_Natural Gas_Process Cooling_Baseline Forecast | F1 | Industrial | Other Industrial | Existing | Process | Natural Gas | Process Cooling | Baseline Forecast | Consumption Savings (MMtherm)
F2_Industrial_Other Industrial_Existing_Process_Natural Gas_Process Cooling_Baseline Forecast | F2 | Industrial | Other Industrial | Existing | Process | Natural Gas | Process Cooling | Baseline Forecast | Summer Demand Savings (MW)
F3_Industrial_Other Industrial_Existing_Process_Natural Gas_Process Cooling_Baseline Forecast | F3 | Industrial | Other Industrial | Existing | Process | Natural Gas | Process Cooling | Baseline Forecast | Winter Demand Savings (MW)
F4_Industrial_Other Industrial_Existing_Process_Natural Gas_Process Cooling_Baseline Forecast | F4 | Industrial | Other Industrial | Existing | Process | Natural Gas | Process Cooling | Baseline Forecast | Incremental Savings (MMtherm)
F1_Industrial_Other Industrial_Existing_Process_Natural Gas_Other Process_Baseline Forecast | F1 | Industrial | Other Industrial | Existing | Process | Natural Gas | Other Process | Baseline Forecast | Consumption Savings (MMtherm)
F2_Industrial_Other Industrial_Existing_Process_Natural Gas_Other Process_Baseline Forecast | F2 | Industrial | Other Industrial | Existing | Process | Natural Gas | Other Process | Baseline Forecast | Summer Demand Savings (MW)
F3_Industrial_Other Industrial_Existing_Process_Natural Gas_Other Process_Baseline Forecast | F3 | Industrial | Other Industrial | Existing | Process | Natural Gas | Other Process | Baseline Forecast | Winter Demand Savings (MW)
F4_Industrial_Other Industrial_Existing_Process_Natural Gas_Other Process_Baseline Forecast | F4 | Industrial | Other Industrial | Existing | Process | Natural Gas | Other Process | Baseline Forecast | Incremental Savings (MMtherm)
F1_Industrial_Other Industrial_Existing_Miscellaneous_Natural Gas_Miscellaneous_Baseline Forecast | F1 | Industrial | Other Industrial | Existing | Miscellaneous | Natural Gas | Miscellaneous | Baseline Forecast | Consumption Savings (MMtherm)
F2_Industrial_Other Industrial_Existing_Miscellaneous_Natural Gas_Miscellaneous_Baseline Forecast | F2 | Industrial | Other Industrial | Existing | Miscellaneous | Natural Gas | Miscellaneous | Baseline Forecast | Summer Demand Savings (MW)
F3_Industrial_Other Industrial_Existing_Miscellaneous_Natural Gas_Miscellaneous_Baseline Forecast | F3 | Industrial | Other Industrial | Existing | Miscellaneous | Natural Gas | Miscellaneous | Baseline Forecast | Winter Demand Savings (MW)
F4_Industrial_Other Industrial_Existing_Miscellaneous_Natural Gas_Miscellaneous_Baseline Forecast | F4 | Industrial | Other Industrial | Existing | Miscellaneous | Natural Gas | Miscellaneous | Baseline Forecast | Incremental Savings (MMtherm)
F1_Industrial_Other Industrial_New_Space Heating_Natural Gas_Furnace_Baseline Forecast | F1 | Industrial | Other Industrial | New | Space Heating | Natural Gas | Furnace | Baseline Forecast | Consumption Savings (MMtherm)
F2_Industrial_Other Industrial_New_Space Heating_Natural Gas_Furnace_Baseline Forecast | F2 | Industrial | Other Industrial | New | Space Heating | Natural Gas | Furnace | Baseline Forecast | Summer Demand Savings (MW)
F3_Industrial_Other Industrial_New_Space Heating_Natural Gas_Furnace_Baseline Forecast | F3 | Industrial | Other Industrial | New | Space Heating | Natural Gas | Furnace | Baseline Forecast | Winter Demand Savings (MW)
F4_Industrial_Other Industrial_New_Space Heating_Natural Gas_Furnace_Baseline Forecast | F4 | Industrial | Other Industrial | New | Space Heating | Natural Gas | Furnace | Baseline Forecast | Incremental Savings (MMtherm)
F1_Industrial_Other Industrial_New_Space Heating_Natural Gas_Boiler_Baseline Forecast | F1 | Industrial | Other Industrial | New | Space Heating | Natural Gas | Boiler | Baseline Forecast | Consumption Savings (MMtherm)
F2_Industrial_Other Industrial_New_Space Heating_Natural Gas_Boiler_Baseline Forecast | F2 | Industrial | Other Industrial | New | Space Heating | Natural Gas | Boiler | Baseline Forecast | Summer Demand Savings (MW)
F3_Industrial_Other Industrial_New_Space Heating_Natural Gas_Boiler_Baseline Forecast | F3 | Industrial | Other Industrial | New | Space Heating | Natural Gas | Boiler | Baseline Forecast | Winter Demand Savings (MW)
F4_Industrial_Other Industrial_New_Space Heating_Natural Gas_Boiler_Baseline Forecast | F4 | Industrial | Other Industrial | New | Space Heating | Natural Gas | Boiler | Baseline Forecast | Incremental Savings (MMtherm)
F1_Industrial_Other Industrial_New_Space Heating_Natural Gas_Unit Heater_Baseline Forecast | F1 | Industrial | Other Industrial | New | Space Heating | Natural Gas | Unit Heater | Baseline Forecast | Consumption Savings (MMtherm)
F2_Industrial_Other Industrial_New_Space Heating_Natural Gas_Unit Heater_Baseline Forecast | F2 | Industrial | Other Industrial | New | Space Heating | Natural Gas | Unit Heater | Baseline Forecast | Summer Demand Savings (MW)
F3_Industrial_Other Industrial_New_Space Heating_Natural Gas_Unit Heater_Baseline Forecast | F3 | Industrial | Other Industrial | New | Space Heating | Natural Gas | Unit Heater | Baseline Forecast | Winter Demand Savings (MW)
F4_Industrial_Other Industrial_New_Space Heating_Natural Gas_Unit Heater_Baseline Forecast | F4 | Industrial | Other Industrial | New | Space Heating | Natural Gas | Unit Heater | Baseline Forecast | Incremental Savings (MMtherm)
F1_Industrial_Other Industrial_New_Process_Natural Gas_Process Heating_Baseline Forecast | F1 | Industrial | Other Industrial | New | Process | Natural Gas | Process Heating | Baseline Forecast | Consumption Savings (MMtherm)
F2_Industrial_Other Industrial_New_Process_Natural Gas_Process Heating_Baseline Forecast | F2 | Industrial | Other Industrial | New | Process | Natural Gas | Process Heating | Baseline Forecast | Summer Demand Savings (MW)
F3_Industrial_Other Industrial_New_Process_Natural Gas_Process Heating_Baseline Forecast | F3 | Industrial | Other Industrial | New | Process | Natural Gas | Process Heating | Baseline Forecast | Winter Demand Savings (MW)
F4_Industrial_Other Industrial_New_Process_Natural Gas_Process Heating_Baseline Forecast | F4 | Industrial | Other Industrial | New | Process | Natural Gas | Process Heating | Baseline Forecast | Incremental Savings (MMtherm)
F1_Industrial_Other Industrial_New_Process_Natural Gas_Process Boiler_Baseline Forecast | F1 | Industrial | Other Industrial | New | Process | Natural Gas | Process Boiler | Baseline Forecast | Consumption Savings (MMtherm)
F2_Industrial_Other Industrial_New_Process_Natural Gas_Process Boiler_Baseline Forecast | F2 | Industrial | Other Industrial | New | Process | Natural Gas | Process Boiler | Baseline Forecast | Summer Demand Savings (MW)
F3_Industrial_Other Industrial_New_Process_Natural Gas_Process Boiler_Baseline Forecast | F3 | Industrial | Other Industrial | New | Process | Natural Gas | Process Boiler | Baseline Forecast | Winter Demand Savings (MW)
F4_Industrial_Other Industrial_New_Process_Natural Gas_Process Boiler_Baseline Forecast | F4 | Industrial | Other Industrial | New | Process | Natural Gas | Process Boiler | Baseline Forecast | Incremental Savings (MMtherm)
F1_Industrial_Other Industrial_New_Process_Natural Gas_Process Cooling_Baseline Forecast | F1 | Industrial | Other Industrial | New | Process | Natural Gas | Process Cooling | Baseline Forecast | Consumption Savings (MMtherm)
F2_Industrial_Other Industrial_New_Process_Natural Gas_Process Cooling_Baseline Forecast | F2 | Industrial | Other Industrial | New | Process | Natural Gas | Process Cooling | Baseline Forecast | Summer Demand Savings (MW)
F3_Industrial_Other Industrial_New_Process_Natural Gas_Process Cooling_Baseline Forecast | F3 | Industrial | Other Industrial | New | Process | Natural Gas | Process Cooling | Baseline Forecast | Winter Demand Savings (MW)
F4_Industrial_Other Industrial_New_Process_Natural Gas_Process Cooling_Baseline Forecast | F4 | Industrial | Other Industrial | New | Process | Natural Gas | Process Cooling | Baseline Forecast | Incremental Savings (MMtherm)
F1_Industrial_Other Industrial_New_Process_Natural Gas_Other Process_Baseline Forecast | F1 | Industrial | Other Industrial | New | Process | Natural Gas | Other Process | Baseline Forecast | Consumption Savings (MMtherm)
F2_Industrial_Other Industrial_New_Process_Natural Gas_Other Process_Baseline Forecast | F2 | Industrial | Other Industrial | New | Process | Natural Gas | Other Process | Baseline Forecast | Summer Demand Savings (MW)
F3_Industrial_Other Industrial_New_Process_Natural Gas_Other Process_Baseline Forecast | F3 | Industrial | Other Industrial | New | Process | Natural Gas | Other Process | Baseline Forecast | Winter Demand Savings (MW)
F4_Industrial_Other Industrial_New_Process_Natural Gas_Other Process_Baseline Forecast | F4 | Industrial | Other Industrial | New | Process | Natural Gas | Other Process | Baseline Forecast | Incremental Savings (MMtherm)
F1_Industrial_Other Industrial_New_Miscellaneous_Natural Gas_Miscellaneous_Baseline Forecast | F1 | Industrial | Other Industrial | New | Miscellaneous | Natural Gas | Miscellaneous | Baseline Forecast | Consumption Savings (MMtherm)
F2_Industrial_Other Industrial_New_Miscellaneous_Natural Gas_Miscellaneous_Baseline Forecast | F2 | Industrial | Other Industrial | New | Miscellaneous | Natural Gas | Miscellaneous | Baseline Forecast | Summer Demand Savings (MW)
F3_Industrial_Other Industrial_New_Miscellaneous_Natural Gas_Miscellaneous_Baseline Forecast | F3 | Industrial | Other Industrial | New | Miscellaneous | Natural Gas | Miscellaneous | Baseline Forecast | Winter Demand Savings (MW)
F4_Industrial_Other Industrial_New_Miscellaneous_Natural Gas_Miscellaneous_Baseline Forecast | F4 | Industrial | Other Industrial | New | Miscellaneous | Natural Gas | Miscellaneous | Baseline Forecast | Incremental Savings (MMtherm)

## Potential Factors (hidden)
Key | Sector | Segment | Vintage | End Use | Fuel | Technology | Type | 2019 | 2020 | 2021 | 2022 | 2023 | 2024 | 2025 | 2026 | 2027 | 2028 | 2029 | 2030 | 2031 | 2032 | 2033 | 2034 | 2035 | 2036 | 2037 | 2038 | 2039 | 2040 | 2041 | 2042 | 2043 | 2044 | 2045 | 2046 | 2047 | 2048
Industrial_Industrial - Firm_Existing_Space Heating_Natural Gas_Furnace_RAP | Industrial | Industrial - Firm | Existing | Space Heating | Natural Gas | Furnace | RAP | bar: 2019 to 2048
Industrial_Industrial - Firm_Existing_Space Heating_Natural Gas_Boiler_RAP | Industrial | Industrial - Firm | Existing | Space Heating | Natural Gas | Boiler | RAP | bar: 2019 to 2048
Industrial_Industrial - Firm_Existing_Space Heating_Natural Gas_Unit Heater_RAP | Industrial | Industrial - Firm | Existing | Space Heating | Natural Gas | Unit Heater | RAP | bar: 2019 to 2048
Industrial_Industrial - Firm_Existing_Process_Natural Gas_Process Heating_RAP | Industrial | Industrial - Firm | Existing | Process | Natural Gas | Process Heating | RAP | bar: 2019 to 2048
Industrial_Industrial - Firm_Existing_Process_Natural Gas_Process Boiler_RAP | Industrial | Industrial - Firm | Existing | Process | Natural Gas | Process Boiler | RAP | bar: 2019 to 2048
Industrial_Industrial - Firm_Existing_Process_Natural Gas_Process Cooling_RAP | Industrial | Industrial - Firm | Existing | Process | Natural Gas | Process Cooling | RAP | bar: 2019 to 2048
Industrial_Industrial - Firm_Existing_Process_Natural Gas_Other Process_RAP | Industrial | Industrial - Firm | Existing | Process | Natural Gas | Other Process | RAP | bar: 2019 to 2048
Industrial_Industrial - Firm_Existing_Miscellaneous_Natural Gas_Miscellaneous_RAP | Industrial | Industrial - Firm | Existing | Miscellaneous | Natural Gas | Miscellaneous | RAP | bar: 2019 to 2048
Industrial_Industrial - Firm_New_Space Heating_Natural Gas_Furnace_RAP | Industrial | Industrial - Firm | New | Space Heating | Natural Gas | Furnace | RAP | bar: 2019 to 2048
Industrial_Industrial - Firm_New_Space Heating_Natural Gas_Boiler_RAP | Industrial | Industrial - Firm | New | Space Heating | Natural Gas | Boiler | RAP | bar: 2019 to 2048
Industrial_Industrial - Firm_New_Space Heating_Natural Gas_Unit Heater_RAP | Industrial | Industrial - Firm | New | Space Heating | Natural Gas | Unit Heater | RAP | bar: 2019 to 2048
Industrial_Industrial - Firm_New_Process_Natural Gas_Process Heating_RAP | Industrial | Industrial - Firm | New | Process | Natural Gas | Process Heating | RAP | bar: 2019 to 2048
Industrial_Industrial - Firm_New_Process_Natural Gas_Process Boiler_RAP | Industrial | Industrial - Firm | New | Process | Natural Gas | Process Boiler | RAP | bar: 2019 to 2048
Industrial_Industrial - Firm_New_Process_Natural Gas_Process Cooling_RAP | Industrial | Industrial - Firm | New | Process | Natural Gas | Process Cooling | RAP | bar: 2019 to 2048
Industrial_Industrial - Firm_New_Process_Natural Gas_Other Process_RAP | Industrial | Industrial - Firm | New | Process | Natural Gas | Other Process | RAP | bar: 2019 to 2048
Industrial_Industrial - Firm_New_Miscellaneous_Natural Gas_Miscellaneous_RAP | Industrial | Industrial - Firm | New | Miscellaneous | Natural Gas | Miscellaneous | RAP | bar: 2019 to 2048
Industrial_Industrial - Int_Existing_Space Heating_Natural Gas_Furnace_RAP | Industrial | Industrial - Int | Existing | Space Heating | Natural Gas | Furnace | RAP | bar: 2019 to 2048
Industrial_Industrial - Int_Existing_Space Heating_Natural Gas_Boiler_RAP | Industrial | Industrial - Int | Existing | Space Heating | Natural Gas | Boiler | RAP | bar: 2019 to 2048
Industrial_Industrial - Int_Existing_Space Heating_Natural Gas_Unit Heater_RAP | Industrial | Industrial - Int | Existing | Space Heating | Natural Gas | Unit Heater | RAP | bar: 2019 to 2048
Industrial_Industrial - Int_Existing_Process_Natural Gas_Process Heating_RAP | Industrial | Industrial - Int | Existing | Process | Natural Gas | Process Heating | RAP | bar: 2019 to 2048
Industrial_Industrial - Int_Existing_Process_Natural Gas_Process Boiler_RAP | Industrial | Industrial - Int | Existing | Process | Natural Gas | Process Boiler | RAP | bar: 2019 to 2048
Industrial_Industrial - Int_Existing_Process_Natural Gas_Process Cooling_RAP | Industrial | Industrial - Int | Existing | Process | Natural Gas | Process Cooling | RAP | bar: 2019 to 2048
Industrial_Industrial - Int_Existing_Process_Natural Gas_Other Process_RAP | Industrial | Industrial - Int | Existing | Process | Natural Gas | Other Process | RAP | bar: 2019 to 2048
Industrial_Industrial - Int_Existing_Miscellaneous_Natural Gas_Miscellaneous_RAP | Industrial | Industrial - Int | Existing | Miscellaneous | Natural Gas | Miscellaneous | RAP | bar: 2019 to 2048
Industrial_Industrial - Int_New_Space Heating_Natural Gas_Furnace_RAP | Industrial | Industrial - Int | New | Space Heating | Natural Gas | Furnace | RAP | bar: 2019 to 2048
Industrial_Industrial - Int_New_Space Heating_Natural Gas_Boiler_RAP | Industrial | Industrial - Int | New | Space Heating | Natural Gas | Boiler | RAP | bar: 2019 to 2048
Industrial_Industrial - Int_New_Space Heating_Natural Gas_Unit Heater_RAP | Industrial | Industrial - Int | New | Space Heating | Natural Gas | Unit Heater | RAP | bar: 2019 to 2048
Industrial_Industrial - Int_New_Process_Natural Gas_Process Heating_RAP | Industrial | Industrial - Int | New | Process | Natural Gas | Process Heating | RAP | bar: 2019 to 2048
Industrial_Industrial - Int_New_Process_Natural Gas_Process Boiler_RAP | Industrial | Industrial - Int | New | Process | Natural Gas | Process Boiler | RAP | bar: 2019 to 2048
Industrial_Industrial - Int_New_Process_Natural Gas_Process Cooling_RAP | Industrial | Industrial - Int | New | Process | Natural Gas | Process Cooling | RAP | bar: 2019 to 2048
Industrial_Industrial - Int_New_Process_Natural Gas_Other Process_RAP | Industrial | Industrial - Int | New | Process | Natural Gas | Other Process | RAP | bar: 2019 to 2048
Industrial_Industrial - Int_New_Miscellaneous_Natural Gas_Miscellaneous_RAP | Industrial | Industrial - Int | New | Miscellaneous | Natural Gas | Miscellaneous | RAP | bar: 2019 to 2048
Industrial_Electronics Manufacturing_Existing_Space Heating_Natural Gas_Furnace_RAP | Industrial | Electronics Manufacturing | Existing | Space Heating | Natural Gas | Furnace | RAP | bar: 2019 to 2048
Industrial_Electronics Manufacturing_Existing_Space Heating_Natural Gas_Boiler_RAP | Industrial | Electronics Manufacturing | Existing | Space Heating | Natural Gas | Boiler | RAP | bar: 2019 to 2048
Industrial_Electronics Manufacturing_Existing_Space Heating_Natural Gas_Unit Heater_RAP | Industrial | Electronics Manufacturing | Existing | Space Heating | Natural Gas | Unit Heater | RAP | bar: 2019 to 2048
Industrial_Electronics Manufacturing_Existing_Process_Natural Gas_Process Heating_RAP | Industrial | Electronics Manufacturing | Existing | Process | Natural Gas | Process Heating | RAP | bar: 2019 to 2048
Industrial_Electronics Manufacturing_Existing_Process_Natural Gas_Process Boiler_RAP | Industrial | Electronics Manufacturing | Existing | Process | Natural Gas | Process Boiler | RAP | bar: 2019 to 2048
Industrial_Electronics Manufacturing_Existing_Process_Natural Gas_Process Cooling_RAP | Industrial | Electronics Manufacturing | Existing | Process | Natural Gas | Process Cooling | RAP | bar: 2019 to 2048
Industrial_Electronics Manufacturing_Existing_Process_Natural Gas_Other Process_RAP | Industrial | Electronics Manufacturing | Existing | Process | Natural Gas | Other Process | RAP | bar: 2019 to 2048
Industrial_Electronics Manufacturing_Existing_Miscellaneous_Natural Gas_Miscellaneous_RAP | Industrial | Electronics Manufacturing | Existing | Miscellaneous | Natural Gas | Miscellaneous | RAP | bar: 2019 to 2048
Industrial_Electronics Manufacturing_New_Space Heating_Natural Gas_Furnace_RAP | Industrial | Electronics Manufacturing | New | Space Heating | Natural Gas | Furnace | RAP | bar: 2019 to 2048
Industrial_Electronics Manufacturing_New_Space Heating_Natural Gas_Boiler_RAP | Industrial | Electronics Manufacturing | New | Space Heating | Natural Gas | Boiler | RAP | bar: 2019 to 2048
Industrial_Electronics Manufacturing_New_Space Heating_Natural Gas_Unit Heater_RAP | Industrial | Electronics Manufacturing | New | Space Heating | Natural Gas | Unit Heater | RAP | bar: 2019 to 2048
Industrial_Electronics Manufacturing_New_Process_Natural Gas_Process Heating_RAP | Industrial | Electronics Manufacturing | New | Process | Natural Gas | Process Heating | RAP | bar: 2019 to 2048
Industrial_Electronics Manufacturing_New_Process_Natural Gas_Process Boiler_RAP | Industrial | Electronics Manufacturing | New | Process | Natural Gas | Process Boiler | RAP | bar: 2019 to 2048
Industrial_Electronics Manufacturing_New_Process_Natural Gas_Process Cooling_RAP | Industrial | Electronics Manufacturing | New | Process | Natural Gas | Process Cooling | RAP | bar: 2019 to 2048
Industrial_Electronics Manufacturing_New_Process_Natural Gas_Other Process_RAP | Industrial | Electronics Manufacturing | New | Process | Natural Gas | Other Process | RAP | bar: 2019 to 2048
Industrial_Electronics Manufacturing_New_Miscellaneous_Natural Gas_Miscellaneous_RAP | Industrial | Electronics Manufacturing | New | Miscellaneous | Natural Gas | Miscellaneous | RAP | bar: 2019 to 2048
Industrial_Stone, Clay, Glass_Existing_Space Heating_Natural Gas_Furnace_RAP | Industrial | Stone, Clay, Glass | Existing | Space Heating | Natural Gas | Furnace | RAP | bar: 2019 to 2048
Industrial_Stone, Clay, Glass_Existing_Space Heating_Natural Gas_Boiler_RAP | Industrial | Stone, Clay, Glass | Existing | Space Heating | Natural Gas | Boiler | RAP | bar: 2019 to 2048
Industrial_Stone, Clay, Glass_Existing_Space Heating_Natural Gas_Unit Heater_RAP | Industrial | Stone, Clay, Glass | Existing | Space Heating | Natural Gas | Unit Heater | RAP | bar: 2019 to 2048
Industrial_Stone, Clay, Glass_Existing_Process_Natural Gas_Process Heating_RAP | Industrial | Stone, Clay, Glass | Existing | Process | Natural Gas | Process Heating | RAP | bar: 2019 to 2048
Industrial_Stone, Clay, Glass_Existing_Process_Natural Gas_Process Boiler_RAP | Industrial | Stone, Clay, Glass | Existing | Process | Natural Gas | Process Boiler | RAP | bar: 2019 to 2048
Industrial_Stone, Clay, Glass_Existing_Process_Natural Gas_Process Cooling_RAP | Industrial | Stone, Clay, Glass | Existing | Process | Natural Gas | Process Cooling | RAP | bar: 2019 to 2048
Industrial_Stone, Clay, Glass_Existing_Process_Natural Gas_Other Process_RAP | Industrial | Stone, Clay, Glass | Existing | Process | Natural Gas | Other Process | RAP | bar: 2019 to 2048
Industrial_Stone, Clay, Glass_Existing_Miscellaneous_Natural Gas_Miscellaneous_RAP | Industrial | Stone, Clay, Glass | Existing | Miscellaneous | Natural Gas | Miscellaneous | RAP | bar: 2019 to 2048
Industrial_Stone, Clay, Glass_New_Space Heating_Natural Gas_Furnace_RAP | Industrial | Stone, Clay, Glass | New | Space Heating | Natural Gas | Furnace | RAP | bar: 2019 to 2048
Industrial_Stone, Clay, Glass_New_Space Heating_Natural Gas_Boiler_RAP | Industrial | Stone, Clay, Glass | New | Space Heating | Natural Gas | Boiler | RAP | bar: 2019 to 2048
Industrial_Stone, Clay, Glass_New_Space Heating_Natural Gas_Unit Heater_RAP | Industrial | Stone, Clay, Glass | New | Space Heating | Natural Gas | Unit Heater | RAP | bar: 2019 to 2048
Industrial_Stone, Clay, Glass_New_Process_Natural Gas_Process Heating_RAP | Industrial | Stone, Clay, Glass | New | Process | Natural Gas | Process Heating | RAP | bar: 2019 to 2048
Industrial_Stone, Clay, Glass_New_Process_Natural Gas_Process Boiler_RAP | Industrial | Stone, Clay, Glass | New | Process | Natural Gas | Process Boiler | RAP | bar: 2019 to 2048
Industrial_Stone, Clay, Glass_New_Process_Natural Gas_Process Cooling_RAP | Industrial | Stone, Clay, Glass | New | Process | Natural Gas | Process Cooling | RAP | bar: 2019 to 2048
Industrial_Stone, Clay, Glass_New_Process_Natural Gas_Other Process_RAP | Industrial | Stone, Clay, Glass | New | Process | Natural Gas | Other Process | RAP | bar: 2019 to 2048
Industrial_Stone, Clay, Glass_New_Miscellaneous_Natural Gas_Miscellaneous_RAP | Industrial | Stone, Clay, Glass | New | Miscellaneous | Natural Gas | Miscellaneous | RAP | bar: 2019 to 2048
Industrial_Food Processing_Existing_Space Heating_Natural Gas_Furnace_RAP | Industrial | Food Processing | Existing | Space Heating | Natural Gas | Furnace | RAP | bar: 2019 to 2048
Industrial_Food Processing_Existing_Space Heating_Natural Gas_Boiler_RAP | Industrial | Food Processing | Existing | Space Heating | Natural Gas | Boiler | RAP | bar: 2019 to 2048
Industrial_Food Processing_Existing_Space Heating_Natural Gas_Unit Heater_RAP | Industrial | Food Processing | Existing | Space Heating | Natural Gas | Unit Heater | RAP | bar: 2019 to 2048
Industrial_Food Processing_Existing_Process_Natural Gas_Process Heating_RAP | Industrial | Food Processing | Existing | Process | Natural Gas | Process Heating | RAP | bar: 2019 to 2048
Industrial_Food Processing_Existing_Process_Natural Gas_Process Boiler_RAP | Industrial | Food Processing | Existing | Process | Natural Gas | Process Boiler | RAP | bar: 2019 to 2048
Industrial_Food Processing_Existing_Process_Natural Gas_Process Cooling_RAP | Industrial | Food Processing | Existing | Process | Natural Gas | Process Cooling | RAP | bar: 2019 to 2048
Industrial_Food Processing_Existing_Process_Natural Gas_Other Process_RAP | Industrial | Food Processing | Existing | Process | Natural Gas | Other Process | RAP | bar: 2019 to 2048
Industrial_Food Processing_Existing_Miscellaneous_Natural Gas_Miscellaneous_RAP | Industrial | Food Processing | Existing | Miscellaneous | Natural Gas | Miscellaneous | RAP | bar: 2019 to 2048
Industrial_Food Processing_New_Space Heating_Natural Gas_Furnace_RAP | Industrial | Food Processing | New | Space Heating | Natural Gas | Furnace | RAP | bar: 2019 to 2048
Industrial_Food Processing_New_Space Heating_Natural Gas_Boiler_RAP | Industrial | Food Processing | New | Space Heating | Natural Gas | Boiler | RAP | bar: 2019 to 2048
Industrial_Food Processing_New_Space Heating_Natural Gas_Unit Heater_RAP | Industrial | Food Processing | New | Space Heating | Natural Gas | Unit Heater | RAP | bar: 2019 to 2048
Industrial_Food Processing_New_Process_Natural Gas_Process Heating_RAP | Industrial | Food Processing | New | Process | Natural Gas | Process Heating | RAP | bar: 2019 to 2048
Industrial_Food Processing_New_Process_Natural Gas_Process Boiler_RAP | Industrial | Food Processing | New | Process | Natural Gas | Process Boiler | RAP | bar: 2019 to 2048
Industrial_Food Processing_New_Process_Natural Gas_Process Cooling_RAP | Industrial | Food Processing | New | Process | Natural Gas | Process Cooling | RAP | bar: 2019 to 2048
Industrial_Food Processing_New_Process_Natural Gas_Other Process_RAP | Industrial | Food Processing | New | Process | Natural Gas | Other Process | RAP | bar: 2019 to 2048
Industrial_Food Processing_New_Miscellaneous_Natural Gas_Miscellaneous_RAP | Industrial | Food Processing | New | Miscellaneous | Natural Gas | Miscellaneous | RAP | bar: 2019 to 2048
Industrial_Lumber and Wood Products_Existing_Space Heating_Natural Gas_Furnace_RAP | Industrial | Lumber and Wood Products | Existing | Space Heating | Natural Gas | Furnace | RAP | bar: 2019 to 2048
Industrial_Lumber and Wood Products_Existing_Space Heating_Natural Gas_Boiler_RAP | Industrial | Lumber and Wood Products | Existing | Space Heating | Natural Gas | Boiler | RAP | bar: 2019 to 2048
Industrial_Lumber and Wood Products_Existing_Space Heating_Natural Gas_Unit Heater_RAP | Industrial | Lumber and Wood Products | Existing | Space Heating | Natural Gas | Unit Heater | RAP | bar: 2019 to 2048
Industrial_Lumber and Wood Products_Existing_Process_Natural Gas_Process Heating_RAP | Industrial | Lumber and Wood Products | Existing | Process | Natural Gas | Process Heating | RAP | bar: 2019 to 2048
Industrial_Lumber and Wood Products_Existing_Process_Natural Gas_Process Boiler_RAP | Industrial | Lumber and Wood Products | Existing | Process | Natural Gas | Process Boiler | RAP | bar: 2019 to 2048
Industrial_Lumber and Wood Products_Existing_Process_Natural Gas_Process Cooling_RAP | Industrial | Lumber and Wood Products | Existing | Process | Natural Gas | Process Cooling | RAP | bar: 2019 to 2048
Industrial_Lumber and Wood Products_Existing_Process_Natural Gas_Other Process_RAP | Industrial | Lumber and Wood Products | Existing | Process | Natural Gas | Other Process | RAP | bar: 2019 to 2048
Industrial_Lumber and Wood Products_Existing_Miscellaneous_Natural Gas_Miscellaneous_RAP | Industrial | Lumber and Wood Products | Existing | Miscellaneous | Natural Gas | Miscellaneous | RAP | bar: 2019 to 2048
Industrial_Lumber and Wood Products_New_Space Heating_Natural Gas_Furnace_RAP | Industrial | Lumber and Wood Products | New | Space Heating | Natural Gas | Furnace | RAP | bar: 2019 to 2048
Industrial_Lumber and Wood Products_New_Space Heating_Natural Gas_Boiler_RAP | Industrial | Lumber and Wood Products | New | Space Heating | Natural Gas | Boiler | RAP | bar: 2019 to 2048
Industrial_Lumber and Wood Products_New_Space Heating_Natural Gas_Unit Heater_RAP | Industrial | Lumber and Wood Products | New | Space Heating | Natural Gas | Unit Heater | RAP | bar: 2019 to 2048
Industrial_Lumber and Wood Products_New_Process_Natural Gas_Process Heating_RAP | Industrial | Lumber and Wood Products | New | Process | Natural Gas | Process Heating | RAP | bar: 2019 to 2048
Industrial_Lumber and Wood Products_New_Process_Natural Gas_Process Boiler_RAP | Industrial | Lumber and Wood Products | New | Process | Natural Gas | Process Boiler | RAP | bar: 2019 to 2048
Industrial_Lumber and Wood Products_New_Process_Natural Gas_Process Cooling_RAP | Industrial | Lumber and Wood Products | New | Process | Natural Gas | Process Cooling | RAP | bar: 2019 to 2048
Industrial_Lumber and Wood Products_New_Process_Natural Gas_Other Process_RAP | Industrial | Lumber and Wood Products | New | Process | Natural Gas | Other Process | RAP | bar: 2019 to 2048
Industrial_Lumber and Wood Products_New_Miscellaneous_Natural Gas_Miscellaneous_RAP | Industrial | Lumber and Wood Products | New | Miscellaneous | Natural Gas | Miscellaneous | RAP | bar: 2019 to 2048
Industrial_Other Industrial_Existing_Space Heating_Natural Gas_Furnace_RAP | Industrial | Other Industrial | Existing | Space Heating | Natural Gas | Furnace | RAP | bar: 2019 to 2048
Industrial_Other Industrial_Existing_Space Heating_Natural Gas_Boiler_RAP | Industrial | Other Industrial | Existing | Space Heating | Natural Gas | Boiler | RAP | bar: 2019 to 2048
Industrial_Other Industrial_Existing_Space Heating_Natural Gas_Unit Heater_RAP | Industrial | Other Industrial | Existing | Space Heating | Natural Gas | Unit Heater | RAP | bar: 2019 to 2048
Industrial_Other Industrial_Existing_Process_Natural Gas_Process Heating_RAP | Industrial | Other Industrial | Existing | Process | Natural Gas | Process Heating | RAP | bar: 2019 to 2048
Industrial_Other Industrial_Existing_Process_Natural Gas_Process Boiler_RAP | Industrial | Other Industrial | Existing | Process | Natural Gas | Process Boiler | RAP | bar: 2019 to 2048
Industrial_Other Industrial_Existing_Process_Natural Gas_Process Cooling_RAP | Industrial | Other Industrial | Existing | Process | Natural Gas | Process Cooling | RAP | bar: 2019 to 2048
Industrial_Other Industrial_Existing_Process_Natural Gas_Other Process_RAP | Industrial | Other Industrial | Existing | Process | Natural Gas | Other Process | RAP | bar: 2019 to 2048
Industrial_Other Industrial_Existing_Miscellaneous_Natural Gas_Miscellaneous_RAP | Industrial | Other Industrial | Existing | Miscellaneous | Natural Gas | Miscellaneous | RAP | bar: 2019 to 2048
Industrial_Other Industrial_New_Space Heating_Natural Gas_Furnace_RAP | Industrial | Other Industrial | New | Space Heating | Natural Gas | Furnace | RAP | bar: 2019 to 2048
Industrial_Other Industrial_New_Space Heating_Natural Gas_Boiler_RAP | Industrial | Other Industrial | New | Space Heating | Natural Gas | Boiler | RAP | bar: 2019 to 2048
Industrial_Other Industrial_New_Space Heating_Natural Gas_Unit Heater_RAP | Industrial | Other Industrial | New | Space Heating | Natural Gas | Unit Heater | RAP | bar: 2019 to 2048
Industrial_Other Industrial_New_Process_Natural Gas_Process Heating_RAP | Industrial | Other Industrial | New | Process | Natural Gas | Process Heating | RAP | bar: 2019 to 2048
Industrial_Other Industrial_New_Process_Natural Gas_Process Boiler_RAP | Industrial | Other Industrial | New | Process | Natural Gas | Process Boiler | RAP | bar: 2019 to 2048
Industrial_Other Industrial_New_Process_Natural Gas_Process Cooling_RAP | Industrial | Other Industrial | New | Process | Natural Gas | Process Cooling | RAP | bar: 2019 to 2048
Industrial_Other Industrial_New_Process_Natural Gas_Other Process_RAP | Industrial | Other Industrial | New | Process | Natural Gas | Other Process | RAP | bar: 2019 to 2048
Industrial_Other Industrial_New_Miscellaneous_Natural Gas_Miscellaneous_RAP | Industrial | Other Industrial | New | Miscellaneous | Natural Gas | Miscellaneous | RAP | bar: 2019 to 2048
Industrial_Industrial - Firm_Existing_Space Heating_Natural Gas_Furnace_MAP | Industrial | Industrial - Firm | Existing | Space Heating | Natural Gas | Furnace | MAP | bar: 2019 to 2048
Industrial_Industrial - Firm_Existing_Space Heating_Natural Gas_Boiler_MAP | Industrial | Industrial - Firm | Existing | Space Heating | Natural Gas | Boiler | MAP | bar: 2019 to 2048
Industrial_Industrial - Firm_Existing_Space Heating_Natural Gas_Unit Heater_MAP | Industrial | Industrial - Firm | Existing | Space Heating | Natural Gas | Unit Heater | MAP | bar: 2019 to 2048
Industrial_Industrial - Firm_Existing_Process_Natural Gas_Process Heating_MAP | Industrial | Industrial - Firm | Existing | Process | Natural Gas | Process Heating | MAP | bar: 2019 to 2048
Industrial_Industrial - Firm_Existing_Process_Natural Gas_Process Boiler_MAP | Industrial | Industrial - Firm | Existing | Process | Natural Gas | Process Boiler | MAP | bar: 2019 to 2048
Industrial_Industrial - Firm_Existing_Process_Natural Gas_Process Cooling_MAP | Industrial | Industrial - Firm | Existing | Process | Natural Gas | Process Cooling | MAP | bar: 2019 to 2048
Industrial_Industrial - Firm_Existing_Process_Natural Gas_Other Process_MAP | Industrial | Industrial - Firm | Existing | Process | Natural Gas | Other Process | MAP | bar: 2019 to 2048
Industrial_Industrial - Firm_Existing_Miscellaneous_Natural Gas_Miscellaneous_MAP | Industrial | Industrial - Firm | Existing | Miscellaneous | Natural Gas | Miscellaneous | MAP | bar: 2019 to 2048
Industrial_Industrial - Firm_New_Space Heating_Natural Gas_Furnace_MAP | Industrial | Industrial - Firm | New | Space Heating | Natural Gas | Furnace | MAP | bar: 2019 to 2048
Industrial_Industrial - Firm_New_Space Heating_Natural Gas_Boiler_MAP | Industrial | Industrial - Firm | New | Space Heating | Natural Gas | Boiler | MAP | bar: 2019 to 2048
Industrial_Industrial - Firm_New_Space Heating_Natural Gas_Unit Heater_MAP | Industrial | Industrial - Firm | New | Space Heating | Natural Gas | Unit Heater | MAP | bar: 2019 to 2048
Industrial_Industrial - Firm_New_Process_Natural Gas_Process Heating_MAP | Industrial | Industrial - Firm | New | Process | Natural Gas | Process Heating | MAP | bar: 2019 to 2048
Industrial_Industrial - Firm_New_Process_Natural Gas_Process Boiler_MAP | Industrial | Industrial - Firm | New | Process | Natural Gas | Process Boiler | MAP | bar: 2019 to 2048
Industrial_Industrial - Firm_New_Process_Natural Gas_Process Cooling_MAP | Industrial | Industrial - Firm | New | Process | Natural Gas | Process Cooling | MAP | bar: 2019 to 2048
Industrial_Industrial - Firm_New_Process_Natural Gas_Other Process_MAP | Industrial | Industrial - Firm | New | Process | Natural Gas | Other Process | MAP | bar: 2019 to 2048
Industrial_Industrial - Firm_New_Miscellaneous_Natural Gas_Miscellaneous_MAP | Industrial | Industrial - Firm | New | Miscellaneous | Natural Gas | Miscellaneous | MAP | bar: 2019 to 2048
Industrial_Industrial - Int_Existing_Space Heating_Natural Gas_Furnace_MAP | Industrial | Industrial - Int | Existing | Space Heating | Natural Gas | Furnace | MAP | bar: 2019 to 2048
Industrial_Industrial - Int_Existing_Space Heating_Natural Gas_Boiler_MAP | Industrial | Industrial - Int | Existing | Space Heating | Natural Gas | Boiler | MAP | bar: 2019 to 2048
Industrial_Industrial - Int_Existing_Space Heating_Natural Gas_Unit Heater_MAP | Industrial | Industrial - Int | Existing | Space Heating | Natural Gas | Unit Heater | MAP | bar: 2019 to 2048
Industrial_Industrial - Int_Existing_Process_Natural Gas_Process Heating_MAP | Industrial | Industrial - Int | Existing | Process | Natural Gas | Process Heating | MAP | bar: 2019 to 2048
Industrial_Industrial - Int_Existing_Process_Natural Gas_Process Boiler_MAP | Industrial | Industrial - Int | Existing | Process | Natural Gas | Process Boiler | MAP | bar: 2019 to 2048
Industrial_Industrial - Int_Existing_Process_Natural Gas_Process Cooling_MAP | Industrial | Industrial - Int | Existing | Process | Natural Gas | Process Cooling | MAP | bar: 2019 to 2048
Industrial_Industrial - Int_Existing_Process_Natural Gas_Other Process_MAP | Industrial | Industrial - Int | Existing | Process | Natural Gas | Other Process | MAP | bar: 2019 to 2048
Industrial_Industrial - Int_Existing_Miscellaneous_Natural Gas_Miscellaneous_MAP | Industrial | Industrial - Int | Existing | Miscellaneous | Natural Gas | Miscellaneous | MAP | bar: 2019 to 2048
Industrial_Industrial - Int_New_Space Heating_Natural Gas_Furnace_MAP | Industrial | Industrial - Int | New | Space Heating | Natural Gas | Furnace | MAP | bar: 2019 to 2048
Industrial_Industrial - Int_New_Space Heating_Natural Gas_Boiler_MAP | Industrial | Industrial - Int | New | Space Heating | Natural Gas | Boiler | MAP | bar: 2019 to 2048
Industrial_Industrial - Int_New_Space Heating_Natural Gas_Unit Heater_MAP | Industrial | Industrial - Int | New | Space Heating | Natural Gas | Unit Heater | MAP | bar: 2019 to 2048
Industrial_Industrial - Int_New_Process_Natural Gas_Process Heating_MAP | Industrial | Industrial - Int | New | Process | Natural Gas | Process Heating | MAP | bar: 2019 to 2048
Industrial_Industrial - Int_New_Process_Natural Gas_Process Boiler_MAP | Industrial | Industrial - Int | New | Process | Natural Gas | Process Boiler | MAP | bar: 2019 to 2048
Industrial_Industrial - Int_New_Process_Natural Gas_Process Cooling_MAP | Industrial | Industrial - Int | New | Process | Natural Gas | Process Cooling | MAP | bar: 2019 to 2048
Industrial_Industrial - Int_New_Process_Natural Gas_Other Process_MAP | Industrial | Industrial - Int | New | Process | Natural Gas | Other Process | MAP | bar: 2019 to 2048
Industrial_Industrial - Int_New_Miscellaneous_Natural Gas_Miscellaneous_MAP | Industrial | Industrial - Int | New | Miscellaneous | Natural Gas | Miscellaneous | MAP | bar: 2019 to 2048
Industrial_Electronics Manufacturing_Existing_Space Heating_Natural Gas_Furnace_MAP | Industrial | Electronics Manufacturing | Existing | Space Heating | Natural Gas | Furnace | MAP | bar: 2019 to 2048
Industrial_Electronics Manufacturing_Existing_Space Heating_Natural Gas_Boiler_MAP | Industrial | Electronics Manufacturing | Existing | Space Heating | Natural Gas | Boiler | MAP | bar: 2019 to 2048
Industrial_Electronics Manufacturing_Existing_Space Heating_Natural Gas_Unit Heater_MAP | Industrial | Electronics Manufacturing | Existing | Space Heating | Natural Gas | Unit Heater | MAP | bar: 2019 to 2048
Industrial_Electronics Manufacturing_Existing_Process_Natural Gas_Process Heating_MAP | Industrial | Electronics Manufacturing | Existing | Process | Natural Gas | Process Heating | MAP | bar: 2019 to 2048
Industrial_Electronics Manufacturing_Existing_Process_Natural Gas_Process Boiler_MAP | Industrial | Electronics Manufacturing | Existing | Process | Natural Gas | Process Boiler | MAP | bar: 2019 to 2048
Industrial_Electronics Manufacturing_Existing_Process_Natural Gas_Process Cooling_MAP | Industrial | Electronics Manufacturing | Existing | Process | Natural Gas | Process Cooling | MAP | bar: 2019 to 2048
Industrial_Electronics Manufacturing_Existing_Process_Natural Gas_Other Process_MAP | Industrial | Electronics Manufacturing | Existing | Process | Natural Gas | Other Process | MAP | bar: 2019 to 2048
Industrial_Electronics Manufacturing_Existing_Miscellaneous_Natural Gas_Miscellaneous_MAP | Industrial | Electronics Manufacturing | Existing | Miscellaneous | Natural Gas | Miscellaneous | MAP | bar: 2019 to 2048
Industrial_Electronics Manufacturing_New_Space Heating_Natural Gas_Furnace_MAP | Industrial | Electronics Manufacturing | New | Space Heating | Natural Gas | Furnace | MAP | bar: 2019 to 2048
Industrial_Electronics Manufacturing_New_Space Heating_Natural Gas_Boiler_MAP | Industrial | Electronics Manufacturing | New | Space Heating | Natural Gas | Boiler | MAP | bar: 2019 to 2048
Industrial_Electronics Manufacturing_New_Space Heating_Natural Gas_Unit Heater_MAP | Industrial | Electronics Manufacturing | New | Space Heating | Natural Gas | Unit Heater | MAP | bar: 2019 to 2048
Industrial_Electronics Manufacturing_New_Process_Natural Gas_Process Heating_MAP | Industrial | Electronics Manufacturing | New | Process | Natural Gas | Process Heating | MAP | bar: 2019 to 2048
Industrial_Electronics Manufacturing_New_Process_Natural Gas_Process Boiler_MAP | Industrial | Electronics Manufacturing | New | Process | Natural Gas | Process Boiler | MAP | bar: 2019 to 2048
Industrial_Electronics Manufacturing_New_Process_Natural Gas_Process Cooling_MAP | Industrial | Electronics Manufacturing | New | Process | Natural Gas | Process Cooling | MAP | bar: 2019 to 2048
Industrial_Electronics Manufacturing_New_Process_Natural Gas_Other Process_MAP | Industrial | Electronics Manufacturing | New | Process | Natural Gas | Other Process | MAP | bar: 2019 to 2048
Industrial_Electronics Manufacturing_New_Miscellaneous_Natural Gas_Miscellaneous_MAP | Industrial | Electronics Manufacturing | New | Miscellaneous | Natural Gas | Miscellaneous | MAP | bar: 2019 to 2048
Industrial_Stone, Clay, Glass_Existing_Space Heating_Natural Gas_Furnace_MAP | Industrial | Stone, Clay, Glass | Existing | Space Heating | Natural Gas | Furnace | MAP | bar: 2019 to 2048
Industrial_Stone, Clay, Glass_Existing_Space Heating_Natural Gas_Boiler_MAP | Industrial | Stone, Clay, Glass | Existing | Space Heating | Natural Gas | Boiler | MAP | bar: 2019 to 2048
Industrial_Stone, Clay, Glass_Existing_Space Heating_Natural Gas_Unit Heater_MAP | Industrial | Stone, Clay, Glass | Existing | Space Heating | Natural Gas | Unit Heater | MAP | bar: 2019 to 2048
Industrial_Stone, Clay, Glass_Existing_Process_Natural Gas_Process Heating_MAP | Industrial | Stone, Clay, Glass | Existing | Process | Natural Gas | Process Heating | MAP | bar: 2019 to 2048
Industrial_Stone, Clay, Glass_Existing_Process_Natural Gas_Process Boiler_MAP | Industrial | Stone, Clay, Glass | Existing | Process | Natural Gas | Process Boiler | MAP | bar: 2019 to 2048
Industrial_Stone, Clay, Glass_Existing_Process_Natural Gas_Process Cooling_MAP | Industrial | Stone, Clay, Glass | Existing | Process | Natural Gas | Process Cooling | MAP | bar: 2019 to 2048
Industrial_Stone, Clay, Glass_Existing_Process_Natural Gas_Other Process_MAP | Industrial | Stone, Clay, Glass | Existing | Process | Natural Gas | Other Process | MAP | bar: 2019 to 2048
Industrial_Stone, Clay, Glass_Existing_Miscellaneous_Natural Gas_Miscellaneous_MAP | Industrial | Stone, Clay, Glass | Existing | Miscellaneous | Natural Gas | Miscellaneous | MAP | bar: 2019 to 2048
Industrial_Stone, Clay, Glass_New_Space Heating_Natural Gas_Furnace_MAP | Industrial | Stone, Clay, Glass | New | Space Heating | Natural Gas | Furnace | MAP | bar: 2019 to 2048
Industrial_Stone, Clay, Glass_New_Space Heating_Natural Gas_Boiler_MAP | Industrial | Stone, Clay, Glass | New | Space Heating | Natural Gas | Boiler | MAP | bar: 2019 to 2048
Industrial_Stone, Clay, Glass_New_Space Heating_Natural Gas_Unit Heater_MAP | Industrial | Stone, Clay, Glass | New | Space Heating | Natural Gas | Unit Heater | MAP | bar: 2019 to 2048
Industrial_Stone, Clay, Glass_New_Process_Natural Gas_Process Heating_MAP | Industrial | Stone, Clay, Glass | New | Process | Natural Gas | Process Heating | MAP | bar: 2019 to 2048
Industrial_Stone, Clay, Glass_New_Process_Natural Gas_Process Boiler_MAP | Industrial | Stone, Clay, Glass | New | Process | Natural Gas | Process Boiler | MAP | bar: 2019 to 2048
Industrial_Stone, Clay, Glass_New_Process_Natural Gas_Process Cooling_MAP | Industrial | Stone, Clay, Glass | New | Process | Natural Gas | Process Cooling | MAP | bar: 2019 to 2048
Industrial_Stone, Clay, Glass_New_Process_Natural Gas_Other Process_MAP | Industrial | Stone, Clay, Glass | New | Process | Natural Gas | Other Process | MAP | bar: 2019 to 2048
Industrial_Stone, Clay, Glass_New_Miscellaneous_Natural Gas_Miscellaneous_MAP | Industrial | Stone, Clay, Glass | New | Miscellaneous | Natural Gas | Miscellaneous | MAP | bar: 2019 to 2048
Industrial_Food Processing_Existing_Space Heating_Natural Gas_Furnace_MAP | Industrial | Food Processing | Existing | Space Heating | Natural Gas | Furnace | MAP | bar: 2019 to 2048
Industrial_Food Processing_Existing_Space Heating_Natural Gas_Boiler_MAP | Industrial | Food Processing | Existing | Space Heating | Natural Gas | Boiler | MAP | bar: 2019 to 2048
Industrial_Food Processing_Existing_Space Heating_Natural Gas_Unit Heater_MAP | Industrial | Food Processing | Existing | Space Heating | Natural Gas | Unit Heater | MAP | bar: 2019 to 2048
Industrial_Food Processing_Existing_Process_Natural Gas_Process Heating_MAP | Industrial | Food Processing | Existing | Process | Natural Gas | Process Heating | MAP | bar: 2019 to 2048
Industrial_Food Processing_Existing_Process_Natural Gas_Process Boiler_MAP | Industrial | Food Processing | Existing | Process | Natural Gas | Process Boiler | MAP | bar: 2019 to 2048
Industrial_Food Processing_Existing_Process_Natural Gas_Process Cooling_MAP | Industrial | Food Processing | Existing | Process | Natural Gas | Process Cooling | MAP | bar: 2019 to 2048
Industrial_Food Processing_Existing_Process_Natural Gas_Other Process_MAP | Industrial | Food Processing | Existing | Process | Natural Gas | Other Process | MAP | bar: 2019 to 2048
Industrial_Food Processing_Existing_Miscellaneous_Natural Gas_Miscellaneous_MAP | Industrial | Food Processing | Existing | Miscellaneous | Natural Gas | Miscellaneous | MAP | bar: 2019 to 2048
Industrial_Food Processing_New_Space Heating_Natural Gas_Furnace_MAP | Industrial | Food Processing | New | Space Heating | Natural Gas | Furnace | MAP | bar: 2019 to 2048
Industrial_Food Processing_New_Space Heating_Natural Gas_Boiler_MAP | Industrial | Food Processing | New | Space Heating | Natural Gas | Boiler | MAP | bar: 2019 to 2048
Industrial_Food Processing_New_Space Heating_Natural Gas_Unit Heater_MAP | Industrial | Food Processing | New | Space Heating | Natural Gas | Unit Heater | MAP | bar: 2019 to 2048
Industrial_Food Processing_New_Process_Natural Gas_Process Heating_MAP | Industrial | Food Processing | New | Process | Natural Gas | Process Heating | MAP | bar: 2019 to 2048
Industrial_Food Processing_New_Process_Natural Gas_Process Boiler_MAP | Industrial | Food Processing | New | Process | Natural Gas | Process Boiler | MAP | bar: 2019 to 2048
Industrial_Food Processing_New_Process_Natural Gas_Process Cooling_MAP | Industrial | Food Processing | New | Process | Natural Gas | Process Cooling | MAP | bar: 2019 to 2048
Industrial_Food Processing_New_Process_Natural Gas_Other Process_MAP | Industrial | Food Processing | New | Process | Natural Gas | Other Process | MAP | bar: 2019 to 2048
Industrial_Food Processing_New_Miscellaneous_Natural Gas_Miscellaneous_MAP | Industrial | Food Processing | New | Miscellaneous | Natural Gas | Miscellaneous | MAP | bar: 2019 to 2048
Industrial_Lumber and Wood Products_Existing_Space Heating_Natural Gas_Furnace_MAP | Industrial | Lumber and Wood Products | Existing | Space Heating | Natural Gas | Furnace | MAP | bar: 2019 to 2048
Industrial_Lumber and Wood Products_Existing_Space Heating_Natural Gas_Boiler_MAP | Industrial | Lumber and Wood Products | Existing | Space Heating | Natural Gas | Boiler | MAP | bar: 2019 to 2048
Industrial_Lumber and Wood Products_Existing_Space Heating_Natural Gas_Unit Heater_MAP | Industrial | Lumber and Wood Products | Existing | Space Heating | Natural Gas | Unit Heater | MAP | bar: 2019 to 2048
Industrial_Lumber and Wood Products_Existing_Process_Natural Gas_Process Heating_MAP | Industrial | Lumber and Wood Products | Existing | Process | Natural Gas | Process Heating | MAP | bar: 2019 to 2048
Industrial_Lumber and Wood Products_Existing_Process_Natural Gas_Process Boiler_MAP | Industrial | Lumber and Wood Products | Existing | Process | Natural Gas | Process Boiler | MAP | bar: 2019 to 2048
Industrial_Lumber and Wood Products_Existing_Process_Natural Gas_Process Cooling_MAP | Industrial | Lumber and Wood Products | Existing | Process | Natural Gas | Process Cooling | MAP | bar: 2019 to 2048
Industrial_Lumber and Wood Products_Existing_Process_Natural Gas_Other Process_MAP | Industrial | Lumber and Wood Products | Existing | Process | Natural Gas | Other Process | MAP | bar: 2019 to 2048
Industrial_Lumber and Wood Products_Existing_Miscellaneous_Natural Gas_Miscellaneous_MAP | Industrial | Lumber and Wood Products | Existing | Miscellaneous | Natural Gas | Miscellaneous | MAP | bar: 2019 to 2048
Industrial_Lumber and Wood Products_New_Space Heating_Natural Gas_Furnace_MAP | Industrial | Lumber and Wood Products | New | Space Heating | Natural Gas | Furnace | MAP | bar: 2019 to 2048
Industrial_Lumber and Wood Products_New_Space Heating_Natural Gas_Boiler_MAP | Industrial | Lumber and Wood Products | New | Space Heating | Natural Gas | Boiler | MAP | bar: 2019 to 2048
Industrial_Lumber and Wood Products_New_Space Heating_Natural Gas_Unit Heater_MAP | Industrial | Lumber and Wood Products | New | Space Heating | Natural Gas | Unit Heater | MAP | bar: 2019 to 2048
Industrial_Lumber and Wood Products_New_Process_Natural Gas_Process Heating_MAP | Industrial | Lumber and Wood Products | New | Process | Natural Gas | Process Heating | MAP | bar: 2019 to 2048
Industrial_Lumber and Wood Products_New_Process_Natural Gas_Process Boiler_MAP | Industrial | Lumber and Wood Products | New | Process | Natural Gas | Process Boiler | MAP | bar: 2019 to 2048
Industrial_Lumber and Wood Products_New_Process_Natural Gas_Process Cooling_MAP | Industrial | Lumber and Wood Products | New | Process | Natural Gas | Process Cooling | MAP | bar: 2019 to 2048
Industrial_Lumber and Wood Products_New_Process_Natural Gas_Other Process_MAP | Industrial | Lumber and Wood Products | New | Process | Natural Gas | Other Process | MAP | bar: 2019 to 2048
Industrial_Lumber and Wood Products_New_Miscellaneous_Natural Gas_Miscellaneous_MAP | Industrial | Lumber and Wood Products | New | Miscellaneous | Natural Gas | Miscellaneous | MAP | bar: 2019 to 2048
Industrial_Other Industrial_Existing_Space Heating_Natural Gas_Furnace_MAP | Industrial | Other Industrial | Existing | Space Heating | Natural Gas | Furnace | MAP | bar: 2019 to 2048
Industrial_Other Industrial_Existing_Space Heating_Natural Gas_Boiler_MAP | Industrial | Other Industrial | Existing | Space Heating | Natural Gas | Boiler | MAP | bar: 2019 to 2048
Industrial_Other Industrial_Existing_Space Heating_Natural Gas_Unit Heater_MAP | Industrial | Other Industrial | Existing | Space Heating | Natural Gas | Unit Heater | MAP | bar: 2019 to 2048
Industrial_Other Industrial_Existing_Process_Natural Gas_Process Heating_MAP | Industrial | Other Industrial | Existing | Process | Natural Gas | Process Heating | MAP | bar: 2019 to 2048
Industrial_Other Industrial_Existing_Process_Natural Gas_Process Boiler_MAP | Industrial | Other Industrial | Existing | Process | Natural Gas | Process Boiler | MAP | bar: 2019 to 2048
Industrial_Other Industrial_Existing_Process_Natural Gas_Process Cooling_MAP | Industrial | Other Industrial | Existing | Process | Natural Gas | Process Cooling | MAP | bar: 2019 to 2048
Industrial_Other Industrial_Existing_Process_Natural Gas_Other Process_MAP | Industrial | Other Industrial | Existing | Process | Natural Gas | Other Process | MAP | bar: 2019 to 2048
Industrial_Other Industrial_Existing_Miscellaneous_Natural Gas_Miscellaneous_MAP | Industrial | Other Industrial | Existing | Miscellaneous | Natural Gas | Miscellaneous | MAP | bar: 2019 to 2048
Industrial_Other Industrial_New_Space Heating_Natural Gas_Furnace_MAP | Industrial | Other Industrial | New | Space Heating | Natural Gas | Furnace | MAP | bar: 2019 to 2048
Industrial_Other Industrial_New_Space Heating_Natural Gas_Boiler_MAP | Industrial | Other Industrial | New | Space Heating | Natural Gas | Boiler | MAP | bar: 2019 to 2048
Industrial_Other Industrial_New_Space Heating_Natural Gas_Unit Heater_MAP | Industrial | Other Industrial | New | Space Heating | Natural Gas | Unit Heater | MAP | bar: 2019 to 2048
Industrial_Other Industrial_New_Process_Natural Gas_Process Heating_MAP | Industrial | Other Industrial | New | Process | Natural Gas | Process Heating | MAP | bar: 2019 to 2048
Industrial_Other Industrial_New_Process_Natural Gas_Process Boiler_MAP | Industrial | Other Industrial | New | Process | Natural Gas | Process Boiler | MAP | bar: 2019 to 2048
Industrial_Other Industrial_New_Process_Natural Gas_Process Cooling_MAP | Industrial | Other Industrial | New | Process | Natural Gas | Process Cooling | MAP | bar: 2019 to 2048
Industrial_Other Industrial_New_Process_Natural Gas_Other Process_MAP | Industrial | Other Industrial | New | Process | Natural Gas | Other Process | MAP | bar: 2019 to 2048
Industrial_Other Industrial_New_Miscellaneous_Natural Gas_Miscellaneous_MAP | Industrial | Other Industrial | New | Miscellaneous | Natural Gas | Miscellaneous | MAP | bar: 2019 to 2048

## Special Markets
Key | Field | Sector | Market | Segment | Vintage | End Use | Fuel | Label | 2019 | 2020 | 2021 | 2022 | 2023 | 2024 | 2025 | 2026 | 2027 | 2028 | 2029 | 2030 | 2031 | 2032 | 2033 | 2034 | 2035 | 2036 | 2037 | 2038 | 2039 | 2040 | 2041 | 2042 | 2043 | 2044 | 2045 | 2046 | 2047 | 2048 | 2049 | 2050 | 2051
F1_Industrial_Industrial - Firm_Existing_Space Heating_Natural Gas_All | F1 | Industrial | All | Industrial - Firm | Existing | Space Heating | Natural Gas | Units | 946.8888 | 930.5631 | 914.5189 | 898.7513 | 883.2556 | 868.0271 | 853.0611 | 838.3531 | 823.8988 | 809.6936 | 795.7334 | 782.0138 | 768.5308 | 755.2803 | 742.2582 | 729.4607 | 716.8838 | 704.5237 | 692.3768 | 680.4392 | 668.7075 | 657.1781 | 645.8474 | 634.7121 | 623.7688 | 613.0142 | 602.445 | 592.058 | 581.8501 | 571.8182 | 561.9592 | 552.2703 | 542.7484
F2_Industrial_Industrial - Firm_Existing_Space Heating_Natural Gas_All | F2 | Industrial | All | Industrial - Firm | Existing | Space Heating | Natural Gas | Usage (GWh) | 0.51222 | 0.50169 | 0.48867 | 0.47589 | 0.46337 | 0.45112 | 0.43915 | 0.42747 | 0.4161 | 0.40502 | 0.39425 | 0.38379 | 0.37363 | 0.36377 | 0.35421 | 0.34496 | 0.33599 | 0.32732 | 0.31893 | 0.31081 | 0.30294 | 0.29532 | 0.28792 | 0.28074 | 0.27377 | 0.26701 | 0.26043 | 0.25403 | 0.24781 | 0.24175 | 0.23585 | 0.23011 | 0.22593
F3_Industrial_Industrial - Firm_Existing_Space Heating_Natural Gas_All | F3 | Industrial | All | Industrial - Firm | Existing | Space Heating | Natural Gas | Summer Peak Demand (MW) | 0 | 0 | 0 | 0 | 0 | 0 | 0 | 0 | 0 | 0 | 0 | 0 | 0 | 0 | 0 | 0 | 0 | 0 | 0 | 0 | 0 | 0 | 0 | 0 | 0 | 0 | 0 | 0 | 0 | 0 | 0 | 0 | 0
F4_Industrial_Industrial - Firm_Existing_Space Heating_Natural Gas_All | F4 | Industrial | All | Industrial - Firm | Existing | Space Heating | Natural Gas | Winter Peak Demand (MW) | 0 | 0 | 0 | 0 | 0 | 0 | 0 | 0 | 0 | 0 | 0 | 0 | 0 | 0 | 0 | 0 | 0 | 0 | 0 | 0 | 0 | 0 | 0 | 0 | 0 | 0 | 0 | 0 | 0 | 0 | 0 | 0 | 0
F1_Industrial_Industrial - Firm_Existing_Process_Natural Gas_All | F1 | Industrial | All | Industrial - Firm | Existing | Process | Natural Gas | Units | 3787.555 | 3722.2523 | 3658.0756 | 3595.0053 | 3533.0225 | 3472.1083 | 3412.2443 | 3353.4125 | 3295.5951 | 3238.7745 | 3182.9335 | 3128.0554 | 3074.1234 | 3021.1213 | 2969.033 | 2917.8427 | 2867.5351 | 2818.0948 | 2769.507 | 2721.7569 | 2674.83 | 2628.7123 | 2583.3897 | 2538.8485 | 2495.0752 | 2452.0567 | 2409.7798 | 2368.2319 | 2327.4003 | 2287.2727 | 2247.837 | 2209.0812 | 2170.9936
F2_Industrial_Industrial - Firm_Existing_Process_Natural Gas_All | F2 | Industrial | All | Industrial - Firm | Existing | Process | Natural Gas | Usage (GWh) | 3.2564 | 3.2002 | 3.145 | 3.0908 | 3.0375 | 2.9852 | 2.9337 | 2.8831 | 2.8334 | 2.7845 | 2.7365 | 2.6894 | 2.643 | 2.5974 | 2.5526 | 2.5086 | 2.4654 | 2.4229 | 2.3811 | 2.34 | 2.2997 | 2.26 | 2.2211 | 2.1828 | 2.1451 | 2.1082 | 2.0718 | 2.0361 | 2.001 | 1.9665 | 1.9326 | 1.8993 | 1.8665
F3_Industrial_Industrial - Firm_Existing_Process_Natural Gas_All | F3 | Industrial | All | Industrial - Firm | Existing | Process | Natural Gas | Summer Peak Demand (MW) | 0 | 0 | 0 | 0 | 0 | 0 | 0 | 0 | 0 | 0 | 0 | 0 | 0 | 0 | 0 | 0 | 0 | 0 | 0 | 0 | 0 | 0 | 0 | 0 | 0 | 0 | 0 | 0 | 0 | 0 | 0 | 0 | 0
F4_Industrial_Industrial - Firm_Existing_Process_Natural Gas_All | F4 | Industrial | All | Industrial - Firm | Existing | Process | Natural Gas | Winter Peak Demand (MW) | 0 | 0 | 0 | 0 | 0 | 0 | 0 | 0 | 0 | 0 | 0 | 0 | 0 | 0 | 0 | 0 | 0 | 0 | 0 | 0 | 0 | 0 | 0 | 0 | 0 | 0 | 0 | 0 | 0 | 0 | 0 | 0 | 0
F1_Industrial_Industrial - Firm_Existing_Miscellaneous_Natural Gas_All | F1 | Industrial | All | Industrial - Firm | Existing | Miscellaneous | Natural Gas | Units | 946.8888 | 930.5631 | 914.5189 | 898.7513 | 883.2556 | 868.0271 | 853.0611 | 838.3531 | 823.8988 | 809.6936 | 795.7334 | 782.0138 | 768.5308 | 755.2803 | 742.2582 | 729.4607 | 716.8838 | 704.5237 | 692.3768 | 680.4392 | 668.7075 | 657.1781 | 645.8474 | 634.7121 | 623.7688 | 613.0142 | 602.445 | 592.058 | 581.8501 | 571.8182 | 561.9592 | 552.2703 | 542.7484
F2_Industrial_Industrial - Firm_Existing_Miscellaneous_Natural Gas_All | F2 | Industrial | All | Industrial - Firm | Existing | Miscellaneous | Natural Gas | Usage (GWh) | 0.22071 | 0.21691 | 0.21317 | 0.20949 | 0.20588 | 0.20233 | 0.19884 | 0.19541 | 0.19205 | 0.18873 | 0.18548 | 0.18228 | 0.17914 | 0.17605 | 0.17302 | 0.17003 | 0.1671 | 0.16422 | 0.16139 | 0.15861 | 0.15587 | 0.15318 | 0.15054 | 0.14795 | 0.1454 | 0.14289 | 0.14043 | 0.138 | 0.13563 | 0.13329 | 0.13099 | 0.12873 | 0.12651
F3_Industrial_Industrial - Firm_Existing_Miscellaneous_Natural Gas_All | F3 | Industrial | All | Industrial - Firm | Existing | Miscellaneous | Natural Gas | Summer Peak Demand (MW) | 0 | 0 | 0 | 0 | 0 | 0 | 0 | 0 | 0 | 0 | 0 | 0 | 0 | 0 | 0 | 0 | 0 | 0 | 0 | 0 | 0 | 0 | 0 | 0 | 0 | 0 | 0 | 0 | 0 | 0 | 0 | 0 | 0
F4_Industrial_Industrial - Firm_Existing_Miscellaneous_Natural Gas_All | F4 | Industrial | All | Industrial - Firm | Existing | Miscellaneous | Natural Gas | Winter Peak Demand (MW) | 0 | 0 | 0 | 0 | 0 | 0 | 0 | 0 | 0 | 0 | 0 | 0 | 0 | 0 | 0 | 0 | 0 | 0 | 0 | 0 | 0 | 0 | 0 | 0 | 0 | 0 | 0 | 0 | 0 | 0 | 0 | 0 | 0
F1_Industrial_Industrial - Firm_Existing_Space Heating_Natural Gas_Market | F1 | Industrial | Market | Industrial - Firm | Existing | Space Heating | Natural Gas | Units | 946.8888 | 930.5631 | 914.5189 | 898.7513 | 883.2556 | 868.0271 | 853.0611 | 838.3531 | 823.8988 | 809.6936 | 795.7334 | 782.0138 | 768.5308 | 755.2803 | 742.2582 | 729.4607 | 716.8838 | 704.5237 | 692.3768 | 680.4392 | 668.7075 | 657.1781 | 645.8474 | 634.7121 | 623.7688 | 613.0142 | 602.445 | 592.058 | 581.8501 | 571.8182 | 561.9592 | 552.2703 | 542.7484
F2_Industrial_Industrial - Firm_Existing_Space Heating_Natural Gas_Market | F2 | Industrial | Market | Industrial - Firm | Existing | Space Heating | Natural Gas | Usage (GWh) | 0.51222 | 0.50169 | 0.48867 | 0.47589 | 0.46337 | 0.45112 | 0.43915 | 0.42747 | 0.4161 | 0.40502 | 0.39425 | 0.38379 | 0.37363 | 0.36377 | 0.35421 | 0.34496 | 0.33599 | 0.32732 | 0.31893 | 0.31081 | 0.30294 | 0.29532 | 0.28792 | 0.28074 | 0.27377 | 0.26701 | 0.26043 | 0.25403 | 0.24781 | 0.24175 | 0.23585 | 0.23011 | 0.22593
F3_Industrial_Industrial - Firm_Existing_Space Heating_Natural Gas_Market | F3 | Industrial | Market | Industrial - Firm | Existing | Space Heating | Natural Gas | Summer Peak Demand (MW) | 0 | 0 | 0 | 0 | 0 | 0 | 0 | 0 | 0 | 0 | 0 | 0 | 0 | 0 | 0 | 0 | 0 | 0 | 0 | 0 | 0 | 0 | 0 | 0 | 0 | 0 | 0 | 0 | 0 | 0 | 0 | 0 | 0
F4_Industrial_Industrial - Firm_Existing_Space Heating_Natural Gas_Market | F4 | Industrial | Market | Industrial - Firm | Existing | Space Heating | Natural Gas | Winter Peak Demand (MW) | 0 | 0 | 0 | 0 | 0 | 0 | 0 | 0 | 0 | 0 | 0 | 0 | 0 | 0 | 0 | 0 | 0 | 0 | 0 | 0 | 0 | 0 | 0 | 0 | 0 | 0 | 0 | 0 | 0 | 0 | 0 | 0 | 0
F1_Industrial_Industrial - Firm_Existing_Process_Natural Gas_Market | F1 | Industrial | Market | Industrial - Firm | Existing | Process | Natural Gas | Units | 946.8888 | 930.5631 | 914.5189 | 898.7513 | 883.2556 | 868.0271 | 853.0611 | 838.3531 | 823.8988 | 809.6936 | 795.7334 | 782.0138 | 768.5308 | 755.2803 | 742.2582 | 729.4607 | 716.8838 | 704.5237 | 692.3768 | 680.4392 | 668.7075 | 657.1781 | 645.8474 | 634.7121 | 623.7688 | 613.0142 | 602.445 | 592.058 | 581.8501 | 571.8182 | 561.9592 | 552.2703 | 542.7484
F2_Industrial_Industrial - Firm_Existing_Process_Natural Gas_Market | F2 | Industrial | Market | Industrial - Firm | Existing | Process | Natural Gas | Usage (GWh) | 3.2564 | 3.2002 | 3.145 | 3.0908 | 3.0375 | 2.9852 | 2.9337 | 2.8831 | 2.8334 | 2.7845 | 2.7365 | 2.6894 | 2.643 | 2.5974 | 2.5526 | 2.5086 | 2.4654 | 2.4229 | 2.3811 | 2.34 | 2.2997 | 2.26 | 2.2211 | 2.1828 | 2.1451 | 2.1082 | 2.0718 | 2.0361 | 2.001 | 1.9665 | 1.9326 | 1.8993 | 1.8665
F3_Industrial_Industrial - Firm_Existing_Process_Natural Gas_Market | F3 | Industrial | Market | Industrial - Firm | Existing | Process | Natural Gas | Summer Peak Demand (MW) | 0 | 0 | 0 | 0 | 0 | 0 | 0 | 0 | 0 | 0 | 0 | 0 | 0 | 0 | 0 | 0 | 0 | 0 | 0 | 0 | 0 | 0 | 0 | 0 | 0 | 0 | 0 | 0 | 0 | 0 | 0 | 0 | 0
F4_Industrial_Industrial - Firm_Existing_Process_Natural Gas_Market | F4 | Industrial | Market | Industrial - Firm | Existing | Process | Natural Gas | Winter Peak Demand (MW) | 0 | 0 | 0 | 0 | 0 | 0 | 0 | 0 | 0 | 0 | 0 | 0 | 0 | 0 | 0 | 0 | 0 | 0 | 0 | 0 | 0 | 0 | 0 | 0 | 0 | 0 | 0 | 0 | 0 | 0 | 0 | 0 | 0
F1_Industrial_Industrial - Firm_Existing_Miscellaneous_Natural Gas_Market | F1 | Industrial | Market | Industrial - Firm | Existing | Miscellaneous | Natural Gas | Units | 946.8888 | 930.5631 | 914.5189 | 898.7513 | 883.2556 | 868.0271 | 853.0611 | 838.3531 | 823.8988 | 809.6936 | 795.7334 | 782.0138 | 768.5308 | 755.2803 | 742.2582 | 729.4607 | 716.8838 | 704.5237 | 692.3768 | 680.4392 | 668.7075 | 657.1781 | 645.8474 | 634.7121 | 623.7688 | 613.0142 | 602.445 | 592.058 | 581.8501 | 571.8182 | 561.9592 | 552.2703 | 542.7484
F2_Industrial_Industrial - Firm_Existing_Miscellaneous_Natural Gas_Market | F2 | Industrial | Market | Industrial - Firm | Existing | Miscellaneous | Natural Gas | Usage (GWh) | 0.22071 | 0.21691 | 0.21317 | 0.20949 | 0.20588 | 0.20233 | 0.19884 | 0.19541 | 0.19205 | 0.18873 | 0.18548 | 0.18228 | 0.17914 | 0.17605 | 0.17302 | 0.17003 | 0.1671 | 0.16422 | 0.16139 | 0.15861 | 0.15587 | 0.15318 | 0.15054 | 0.14795 | 0.1454 | 0.14289 | 0.14043 | 0.138 | 0.13563 | 0.13329 | 0.13099 | 0.12873 | 0.12651
F3_Industrial_Industrial - Firm_Existing_Miscellaneous_Natural Gas_Market | F3 | Industrial | Market | Industrial - Firm | Existing | Miscellaneous | Natural Gas | Summer Peak Demand (MW) | 0 | 0 | 0 | 0 | 0 | 0 | 0 | 0 | 0 | 0 | 0 | 0 | 0 | 0 | 0 | 0 | 0 | 0 | 0 | 0 | 0 | 0 | 0 | 0 | 0 | 0 | 0 | 0 | 0 | 0 | 0 | 0 | 0
F4_Industrial_Industrial - Firm_Existing_Miscellaneous_Natural Gas_Market | F4 | Industrial | Market | Industrial - Firm | Existing | Miscellaneous | Natural Gas | Winter Peak Demand (MW) | 0 | 0 | 0 | 0 | 0 | 0 | 0 | 0 | 0 | 0 | 0 | 0 | 0 | 0 | 0 | 0 | 0 | 0 | 0 | 0 | 0 | 0 | 0 | 0 | 0 | 0 | 0 | 0 | 0 | 0 | 0 | 0 | 0
F1_Industrial_Industrial - Firm_New_Space Heating_Natural Gas_All | F1 | Industrial | All | Industrial - Firm | New | Space Heating | Natural Gas | Units | 0 | 16.3257 | 38.6573 | 64.4243 | 83.5144 | 90.0351 | 99.0504 | 105.2188 | 113.478 | 114.7217 | 120.2016 | 125.7217 | 134.6887 | 136.2759 | 141.3167 | 146.2045 | 154.4249 | 155.5337 | 159.9814 | 164.2886 | 171.8178 | 172.4934 | 176.3968 | 180.1714 | 187.0606 | 187.3449 | 190.7493 | 194.0356 | 200.3327 | 200.2641 | 203.2114 | 212.9003 | 222.4222
F2_Industrial_Industrial - Firm_New_Space Heating_Natural Gas_All | F2 | Industrial | All | Industrial - Firm | New | Space Heating | Natural Gas | Usage (GWh) | 0 | 0.0079906 | 0.018821 | 0.031199 | 0.040227 | 0.043135 | 0.047197 | 0.049864 | 0.053484 | 0.053773 | 0.05603 | 0.058278 | 0.062085 | 0.062464 | 0.064408 | 0.066258 | 0.069583 | 0.06968 | 0.071258 | 0.072751 | 0.07564 | 0.075492 | 0.076743 | 0.077919 | 0.080414 | 0.080052 | 0.081012 | 0.081906 | 0.084045 | 0.083499 | 0.084201 | 0.087664 | 0.091585
F3_Industrial_Industrial - Firm_New_Space Heating_Natural Gas_All | F3 | Industrial | All | Industrial - Firm | New | Space Heating | Natural Gas | Summer Peak Demand (MW) | 0 | 0 | 0 | 0 | 0 | 0 | 0 | 0 | 0 | 0 | 0 | 0 | 0 | 0 | 0 | 0 | 0 | 0 | 0 | 0 | 0 | 0 | 0 | 0 | 0 | 0 | 0 | 0 | 0 | 0 | 0 | 0 | 0
F4_Industrial_Industrial - Firm_New_Space Heating_Natural Gas_All | F4 | Industrial | All | Industrial - Firm | New | Space Heating | Natural Gas | Winter Peak Demand (MW) | 0 | 0 | 0 | 0 | 0 | 0 | 0 | 0 | 0 | 0 | 0 | 0 | 0 | 0 | 0 | 0 | 0 | 0 | 0 | 0 | 0 | 0 | 0 | 0 | 0 | 0 | 0 | 0 | 0 | 0 | 0 | 0 | 0
F1_Industrial_Industrial - Firm_New_Process_Natural Gas_All | F1 | Industrial | All | Industrial - Firm | New | Process | Natural Gas | Units | 0 | 65.3027 | 154.6292 | 257.6974 | 334.0576 | 360.1402 | 396.2016 | 420.8753 | 453.9118 | 458.8866 | 480.8066 | 502.8869 | 538.7549 | 545.1034 | 565.2669 | 584.818 | 617.6998 | 622.1347 | 639.9256 | 657.1544 | 687.2711 | 689.9736 | 705.5873 | 720.6855 | 748.2426 | 749.3797 | 762.9972 | 776.1424 | 801.3307 | 801.0565 | 812.8455 | 851.6013 | 889.6889
F2_Industrial_Industrial - Firm_New_Process_Natural Gas_All | F2 | Industrial | All | Industrial - Firm | New | Process | Natural Gas | Usage (GWh) | 0 | 0.056144 | 0.13294 | 0.22156 | 0.28721 | 0.30963 | 0.34064 | 0.36185 | 0.39025 | 0.39453 | 0.41337 | 0.43236 | 0.4632 | 0.46865 | 0.48599 | 0.5028 | 0.53107 | 0.53488 | 0.55018 | 0.56499 | 0.59088 | 0.59321 | 0.60663 | 0.61961 | 0.6433 | 0.64428 | 0.65599 | 0.66729 | 0.68895 | 0.68871 | 0.69885 | 0.73217 | 0.76491
F3_Industrial_Industrial - Firm_New_Process_Natural Gas_All | F3 | Industrial | All | Industrial - Firm | New | Process | Natural Gas | Summer Peak Demand (MW) | 0 | 0 | 0 | 0 | 0 | 0 | 0 | 0 | 0 | 0 | 0 | 0 | 0 | 0 | 0 | 0 | 0 | 0 | 0 | 0 | 0 | 0 | 0 | 0 | 0 | 0 | 0 | 0 | 0 | 0 | 0 | 0 | 0
F4_Industrial_Industrial - Firm_New_Process_Natural Gas_All | F4 | Industrial | All | Industrial - Firm | New | Process | Natural Gas | Winter Peak Demand (MW) | 0 | 0 | 0 | 0 | 0 | 0 | 0 | 0 | 0 | 0 | 0 | 0 | 0 | 0 | 0 | 0 | 0 | 0 | 0 | 0 | 0 | 0 | 0 | 0 | 0 | 0 | 0 | 0 | 0 | 0 | 0 | 0 | 0
F1_Industrial_Industrial - Firm_New_Miscellaneous_Natural Gas_All | F1 | Industrial | All | Industrial - Firm | New | Miscellaneous | Natural Gas | Units | 0 | 16.3257 | 38.6573 | 64.4243 | 83.5144 | 90.0351 | 99.0504 | 105.2188 | 113.478 | 114.7217 | 120.2016 | 125.7217 | 134.6887 | 136.2759 | 141.3167 | 146.2045 | 154.4249 | 155.5337 | 159.9814 | 164.2886 | 171.8178 | 172.4934 | 176.3968 | 180.1714 | 187.0606 | 187.3449 | 190.7493 | 194.0356 | 200.3327 | 200.2641 | 203.2114 | 212.9003 | 222.4222
F2_Industrial_Industrial - Firm_New_Miscellaneous_Natural Gas_All | F2 | Industrial | All | Industrial - Firm | New | Miscellaneous | Natural Gas | Usage (GWh) | 0 | 0.0038054 | 0.0090107 | 0.015017 | 0.019467 | 0.020987 | 0.023088 | 0.024526 | 0.026451 | 0.026741 | 0.028018 | 0.029305 | 0.031395 | 0.031765 | 0.03294 | 0.034079 | 0.035995 | 0.036254 | 0.037291 | 0.038295 | 0.04005 | 0.040207 | 0.041117 | 0.041997 | 0.043603 | 0.043669 | 0.044462 | 0.045228 | 0.046696 | 0.04668 | 0.047367 | 0.049626 | 0.051845
F3_Industrial_Industrial - Firm_New_Miscellaneous_Natural Gas_All | F3 | Industrial | All | Industrial - Firm | New | Miscellaneous | Natural Gas | Summer Peak Demand (MW) | 0 | 0 | 0 | 0 | 0 | 0 | 0 | 0 | 0 | 0 | 0 | 0 | 0 | 0 | 0 | 0 | 0 | 0 | 0 | 0 | 0 | 0 | 0 | 0 | 0 | 0 | 0 | 0 | 0 | 0 | 0 | 0 | 0
F4_Industrial_Industrial - Firm_New_Miscellaneous_Natural Gas_All | F4 | Industrial | All | Industrial - Firm | New | Miscellaneous | Natural Gas | Winter Peak Demand (MW) | 0 | 0 | 0 | 0 | 0 | 0 | 0 | 0 | 0 | 0 | 0 | 0 | 0 | 0 | 0 | 0 | 0 | 0 | 0 | 0 | 0 | 0 | 0 | 0 | 0 | 0 | 0 | 0 | 0 | 0 | 0 | 0 | 0
F1_Industrial_Industrial - Firm_New_Space Heating_Natural Gas_Market | F1 | Industrial | Market | Industrial - Firm | New | Space Heating | Natural Gas | Units | 0 | 16.3257 | 38.6573 | 64.4243 | 83.5144 | 90.0351 | 99.0504 | 105.2188 | 113.478 | 114.7217 | 120.2016 | 125.7217 | 134.6887 | 136.2759 | 141.3167 | 146.2045 | 154.4249 | 155.5337 | 159.9814 | 164.2886 | 171.8178 | 172.4934 | 176.3968 | 180.1714 | 187.0606 | 187.3449 | 190.7493 | 194.0356 | 200.3327 | 200.2641 | 203.2114 | 212.9003 | 222.4222
F2_Industrial_Industrial - Firm_New_Space Heating_Natural Gas_Market | F2 | Industrial | Market | Industrial - Firm | New | Space Heating | Natural Gas | Usage (GWh) | 0 | 0.0079906 | 0.018821 | 0.031199 | 0.040227 | 0.043135 | 0.047197 | 0.049864 | 0.053484 | 0.053773 | 0.05603 | 0.058278 | 0.062085 | 0.062464 | 0.064408 | 0.066258 | 0.069583 | 0.06968 | 0.071258 | 0.072751 | 0.07564 | 0.075492 | 0.076743 | 0.077919 | 0.080414 | 0.080052 | 0.081012 | 0.081906 | 0.084045 | 0.083499 | 0.084201 | 0.087664 | 0.091585
F3_Industrial_Industrial - Firm_New_Space Heating_Natural Gas_Market | F3 | Industrial | Market | Industrial - Firm | New | Space Heating | Natural Gas | Summer Peak Demand (MW) | 0 | 0 | 0 | 0 | 0 | 0 | 0 | 0 | 0 | 0 | 0 | 0 | 0 | 0 | 0 | 0 | 0 | 0 | 0 | 0 | 0 | 0 | 0 | 0 | 0 | 0 | 0 | 0 | 0 | 0 | 0 | 0 | 0
F4_Industrial_Industrial - Firm_New_Space Heating_Natural Gas_Market | F4 | Industrial | Market | Industrial - Firm | New | Space Heating | Natural Gas | Winter Peak Demand (MW) | 0 | 0 | 0 | 0 | 0 | 0 | 0 | 0 | 0 | 0 | 0 | 0 | 0 | 0 | 0 | 0 | 0 | 0 | 0 | 0 | 0 | 0 | 0 | 0 | 0 | 0 | 0 | 0 | 0 | 0 | 0 | 0 | 0
F1_Industrial_Industrial - Firm_New_Process_Natural Gas_Market | F1 | Industrial | Market | Industrial - Firm | New | Process | Natural Gas | Units | 0 | 16.3257 | 38.6573 | 64.4243 | 83.5144 | 90.0351 | 99.0504 | 105.2188 | 113.478 | 114.7217 | 120.2016 | 125.7217 | 134.6887 | 136.2759 | 141.3167 | 146.2045 | 154.4249 | 155.5337 | 159.9814 | 164.2886 | 171.8178 | 172.4934 | 176.3968 | 180.1714 | 187.0606 | 187.3449 | 190.7493 | 194.0356 | 200.3327 | 200.2641 | 203.2114 | 212.9003 | 222.4222
F2_Industrial_Industrial - Firm_New_Process_Natural Gas_Market | F2 | Industrial | Market | Industrial - Firm | New | Process | Natural Gas | Usage (GWh) | 0 | 0.056144 | 0.13294 | 0.22156 | 0.28721 | 0.30963 | 0.34064 | 0.36185 | 0.39025 | 0.39453 | 0.41337 | 0.43236 | 0.4632 | 0.46865 | 0.48599 | 0.5028 | 0.53107 | 0.53488 | 0.55018 | 0.56499 | 0.59088 | 0.59321 | 0.60663 | 0.61961 | 0.6433 | 0.64428 | 0.65599 | 0.66729 | 0.68895 | 0.68871 | 0.69885 | 0.73217 | 0.76491
F3_Industrial_Industrial - Firm_New_Process_Natural Gas_Market | F3 | Industrial | Market | Industrial - Firm | New | Process | Natural Gas | Summer Peak Demand (MW) | 0 | 0 | 0 | 0 | 0 | 0 | 0 | 0 | 0 | 0 | 0 | 0 | 0 | 0 | 0 | 0 | 0 | 0 | 0 | 0 | 0 | 0 | 0 | 0 | 0 | 0 | 0 | 0 | 0 | 0 | 0 | 0 | 0
F4_Industrial_Industrial - Firm_New_Process_Natural Gas_Market | F4 | Industrial | Market | Industrial - Firm | New | Process | Natural Gas | Winter Peak Demand (MW) | 0 | 0 | 0 | 0 | 0 | 0 | 0 | 0 | 0 | 0 | 0 | 0 | 0 | 0 | 0 | 0 | 0 | 0 | 0 | 0 | 0 | 0 | 0 | 0 | 0 | 0 | 0 | 0 | 0 | 0 | 0 | 0 | 0
F1_Industrial_Industrial - Firm_New_Miscellaneous_Natural Gas_Market | F1 | Industrial | Market | Industrial - Firm | New | Miscellaneous | Natural Gas | Units | 0 | 16.3257 | 38.6573 | 64.4243 | 83.5144 | 90.0351 | 99.0504 | 105.2188 | 113.478 | 114.7217 | 120.2016 | 125.7217 | 134.6887 | 136.2759 | 141.3167 | 146.2045 | 154.4249 | 155.5337 | 159.9814 | 164.2886 | 171.8178 | 172.4934 | 176.3968 | 180.1714 | 187.0606 | 187.3449 | 190.7493 | 194.0356 | 200.3327 | 200.2641 | 203.2114 | 212.9003 | 222.4222
F2_Industrial_Industrial - Firm_New_Miscellaneous_Natural Gas_Market | F2 | Industrial | Market | Industrial - Firm | New | Miscellaneous | Natural Gas | Usage (GWh) | 0 | 0.0038054 | 0.0090107 | 0.015017 | 0.019467 | 0.020987 | 0.023088 | 0.024526 | 0.026451 | 0.026741 | 0.028018 | 0.029305 | 0.031395 | 0.031765 | 0.03294 | 0.034079 | 0.035995 | 0.036254 | 0.037291 | 0.038295 | 0.04005 | 0.040207 | 0.041117 | 0.041997 | 0.043603 | 0.043669 | 0.044462 | 0.045228 | 0.046696 | 0.04668 | 0.047367 | 0.049626 | 0.051845
F3_Industrial_Industrial - Firm_New_Miscellaneous_Natural Gas_Market | F3 | Industrial | Market | Industrial - Firm | New | Miscellaneous | Natural Gas | Summer Peak Demand (MW) | 0 | 0 | 0 | 0 | 0 | 0 | 0 | 0 | 0 | 0 | 0 | 0 | 0 | 0 | 0 | 0 | 0 | 0 | 0 | 0 | 0 | 0 | 0 | 0 | 0 | 0 | 0 | 0 | 0 | 0 | 0 | 0 | 0
F4_Industrial_Industrial - Firm_New_Miscellaneous_Natural Gas_Market | F4 | Industrial | Market | Industrial - Firm | New | Miscellaneous | Natural Gas | Winter Peak Demand (MW) | 0 | 0 | 0 | 0 | 0 | 0 | 0 | 0 | 0 | 0 | 0 | 0 | 0 | 0 | 0 | 0 | 0 | 0 | 0 | 0 | 0 | 0 | 0 | 0 | 0 | 0 | 0 | 0 | 0 | 0 | 0 | 0 | 0
F1_Industrial_Industrial - Int_Existing_Space Heating_Natural Gas_All | F1 | Industrial | All | Industrial - Int | Existing | Space Heating | Natural Gas | Units | 1020.1888 | 1002.5993 | 985.3131 | 968.3249 | 951.6297 | 935.2223 | 919.0978 | 903.2512 | 887.6779 | 872.3732 | 857.3322 | 842.5506 | 828.0239 | 813.7476 | 799.7175 | 785.9293 | 772.3788 | 759.0619 | 745.9746 | 733.113 | 720.4731 | 708.0512 | 695.8434 | 683.8461 | 672.0556 | 660.4685 | 649.0811 | 637.89 | 626.8919 | 616.0834 | 605.4613 | 595.0223 | 584.7633
F2_Industrial_Industrial - Int_Existing_Space Heating_Natural Gas_All | F2 | Industrial | All | Industrial - Int | Existing | Space Heating | Natural Gas | Usage (GWh) | 0.043022 | 0.042138 | 0.041044 | 0.03997 | 0.038919 | 0.03789 | 0.036885 | 0.035904 | 0.034948 | 0.034018 | 0.033113 | 0.032234 | 0.031381 | 0.030554 | 0.029751 | 0.028973 | 0.02822 | 0.027492 | 0.026787 | 0.026105 | 0.025444 | 0.024804 | 0.024183 | 0.02358 | 0.022995 | 0.022426 | 0.021874 | 0.021336 | 0.020813 | 0.020305 | 0.019809 | 0.019327 | 0.018976
F3_Industrial_Industrial - Int_Existing_Space Heating_Natural Gas_All | F3 | Industrial | All | Industrial - Int | Existing | Space Heating | Natural Gas | Summer Peak Demand (MW) | 0 | 0 | 0 | 0 | 0 | 0 | 0 | 0 | 0 | 0 | 0 | 0 | 0 | 0 | 0 | 0 | 0 | 0 | 0 | 0 | 0 | 0 | 0 | 0 | 0 | 0 | 0 | 0 | 0 | 0 | 0 | 0 | 0
F4_Industrial_Industrial - Int_Existing_Space Heating_Natural Gas_All | F4 | Industrial | All | Industrial - Int | Existing | Space Heating | Natural Gas | Winter Peak Demand (MW) | 0 | 0 | 0 | 0 | 0 | 0 | 0 | 0 | 0 | 0 | 0 | 0 | 0 | 0 | 0 | 0 | 0 | 0 | 0 | 0 | 0 | 0 | 0 | 0 | 0 | 0 | 0 | 0 | 0 | 0 | 0 | 0 | 0
F1_Industrial_Industrial - Int_Existing_Process_Natural Gas_All | F1 | Industrial | All | Industrial - Int | Existing | Process | Natural Gas | Units | 4080.755 | 4010.3972 | 3941.2524 | 3873.2998 | 3806.5187 | 3740.8891 | 3676.391 | 3613.005 | 3550.7118 | 3489.4926 | 3429.3289 | 3370.2026 | 3312.0956 | 3254.9905 | 3198.87 | 3143.7171 | 3089.5151 | 3036.2476 | 2983.8985 | 2932.4519 | 2881.8924 | 2832.2046 | 2783.3735 | 2735.3843 | 2688.2225 | 2641.8739 | 2596.3243 | 2551.5601 | 2507.5677 | 2464.3337 | 2421.8452 | 2380.0893 | 2339.0533
F2_Industrial_Industrial - Int_Existing_Process_Natural Gas_All | F2 | Industrial | All | Industrial - Int | Existing | Process | Natural Gas | Usage (GWh) | 0.33265 | 0.32691 | 0.32127 | 0.31573 | 0.31029 | 0.30494 | 0.29968 | 0.29452 | 0.28944 | 0.28445 | 0.27954 | 0.27472 | 0.26999 | 0.26533 | 0.26076 | 0.25626 | 0.25184 | 0.2475 | 0.24323 | 0.23904 | 0.23492 | 0.23087 | 0.22689 | 0.22298 | 0.21913 | 0.21535 | 0.21164 | 0.20799 | 0.20441 | 0.20088 | 0.19742 | 0.19401 | 0.19067
F3_Industrial_Industrial - Int_Existing_Process_Natural Gas_All | F3 | Industrial | All | Industrial - Int | Existing | Process | Natural Gas | Summer Peak Demand (MW) | 0 | 0 | 0 | 0 | 0 | 0 | 0 | 0 | 0 | 0 | 0 | 0 | 0 | 0 | 0 | 0 | 0 | 0 | 0 | 0 | 0 | 0 | 0 | 0 | 0 | 0 | 0 | 0 | 0 | 0 | 0 | 0 | 0
F4_Industrial_Industrial - Int_Existing_Process_Natural Gas_All | F4 | Industrial | All | Industrial - Int | Existing | Process | Natural Gas | Winter Peak Demand (MW) | 0 | 0 | 0 | 0 | 0 | 0 | 0 | 0 | 0 | 0 | 0 | 0 | 0 | 0 | 0 | 0 | 0 | 0 | 0 | 0 | 0 | 0 | 0 | 0 | 0 | 0 | 0 | 0 | 0 | 0 | 0 | 0 | 0
F1_Industrial_Industrial - Int_Existing_Miscellaneous_Natural Gas_All | F1 | Industrial | All | Industrial - Int | Existing | Miscellaneous | Natural Gas | Units | 1020.1888 | 1002.5993 | 985.3131 | 968.3249 | 951.6297 | 935.2223 | 919.0978 | 903.2512 | 887.6779 | 872.3732 | 857.3322 | 842.5506 | 828.0239 | 813.7476 | 799.7175 | 785.9293 | 772.3788 | 759.0619 | 745.9746 | 733.113 | 720.4731 | 708.0512 | 695.8434 | 683.8461 | 672.0556 | 660.4685 | 649.0811 | 637.89 | 626.8919 | 616.0834 | 605.4613 | 595.0223 | 584.7633
F2_Industrial_Industrial - Int_Existing_Miscellaneous_Natural Gas_All | F2 | Industrial | All | Industrial - Int | Existing | Miscellaneous | Natural Gas | Usage (GWh) | 0.017238 | 0.01694 | 0.016648 | 0.016361 | 0.016079 | 0.015802 | 0.015529 | 0.015262 | 0.014999 | 0.01474 | 0.014486 | 0.014236 | 0.013991 | 0.013749 | 0.013512 | 0.013279 | 0.01305 | 0.012825 | 0.012604 | 0.012387 | 0.012173 | 0.011964 | 0.011757 | 0.011555 | 0.011355 | 0.01116 | 0.010967 | 0.010778 | 0.010592 | 0.01041 | 0.01023 | 0.010054 | 0.0098804
F3_Industrial_Industrial - Int_Existing_Miscellaneous_Natural Gas_All | F3 | Industrial | All | Industrial - Int | Existing | Miscellaneous | Natural Gas | Summer Peak Demand (MW) | 0 | 0 | 0 | 0 | 0 | 0 | 0 | 0 | 0 | 0 | 0 | 0 | 0 | 0 | 0 | 0 | 0 | 0 | 0 | 0 | 0 | 0 | 0 | 0 | 0 | 0 | 0 | 0 | 0 | 0 | 0 | 0 | 0
F4_Industrial_Industrial - Int_Existing_Miscellaneous_Natural Gas_All | F4 | Industrial | All | Industrial - Int | Existing | Miscellaneous | Natural Gas | Winter Peak Demand (MW) | 0 | 0 | 0 | 0 | 0 | 0 | 0 | 0 | 0 | 0 | 0 | 0 | 0 | 0 | 0 | 0 | 0 | 0 | 0 | 0 | 0 | 0 | 0 | 0 | 0 | 0 | 0 | 0 | 0 | 0 | 0 | 0 | 0
F1_Industrial_Industrial - Int_Existing_Space Heating_Natural Gas_Market | F1 | Industrial | Market | Industrial - Int | Existing | Space Heating | Natural Gas | Units | 1020.1888 | 1002.5993 | 985.3131 | 968.3249 | 951.6297 | 935.2223 | 919.0978 | 903.2512 | 887.6779 | 872.3732 | 857.3322 | 842.5506 | 828.0239 | 813.7476 | 799.7175 | 785.9293 | 772.3788 | 759.0619 | 745.9746 | 733.113 | 720.4731 | 708.0512 | 695.8434 | 683.8461 | 672.0556 | 660.4685 | 649.0811 | 637.89 | 626.8919 | 616.0834 | 605.4613 | 595.0223 | 584.7633
F2_Industrial_Industrial - Int_Existing_Space Heating_Natural Gas_Market | F2 | Industrial | Market | Industrial - Int | Existing | Space Heating | Natural Gas | Usage (GWh) | 0.043022 | 0.042138 | 0.041044 | 0.03997 | 0.038919 | 0.03789 | 0.036885 | 0.035904 | 0.034948 | 0.034018 | 0.033113 | 0.032234 | 0.031381 | 0.030554 | 0.029751 | 0.028973 | 0.02822 | 0.027492 | 0.026787 | 0.026105 | 0.025444 | 0.024804 | 0.024183 | 0.02358 | 0.022995 | 0.022426 | 0.021874 | 0.021336 | 0.020813 | 0.020305 | 0.019809 | 0.019327 | 0.018976
F3_Industrial_Industrial - Int_Existing_Space Heating_Natural Gas_Market | F3 | Industrial | Market | Industrial - Int | Existing | Space Heating | Natural Gas | Summer Peak Demand (MW) | 0 | 0 | 0 | 0 | 0 | 0 | 0 | 0 | 0 | 0 | 0 | 0 | 0 | 0 | 0 | 0 | 0 | 0 | 0 | 0 | 0 | 0 | 0 | 0 | 0 | 0 | 0 | 0 | 0 | 0 | 0 | 0 | 0
F4_Industrial_Industrial - Int_Existing_Space Heating_Natural Gas_Market | F4 | Industrial | Market | Industrial - Int | Existing | Space Heating | Natural Gas | Winter Peak Demand (MW) | 0 | 0 | 0 | 0 | 0 | 0 | 0 | 0 | 0 | 0 | 0 | 0 | 0 | 0 | 0 | 0 | 0 | 0 | 0 | 0 | 0 | 0 | 0 | 0 | 0 | 0 | 0 | 0 | 0 | 0 | 0 | 0 | 0
F1_Industrial_Industrial - Int_Existing_Process_Natural Gas_Market | F1 | Industrial | Market | Industrial - Int | Existing | Process | Natural Gas | Units | 1020.1888 | 1002.5993 | 985.3131 | 968.3249 | 951.6297 | 935.2223 | 919.0978 | 903.2512 | 887.6779 | 872.3732 | 857.3322 | 842.5506 | 828.0239 | 813.7476 | 799.7175 | 785.9293 | 772.3788 | 759.0619 | 745.9746 | 733.113 | 720.4731 | 708.0512 | 695.8434 | 683.8461 | 672.0556 | 660.4685 | 649.0811 | 637.89 | 626.8919 | 616.0834 | 605.4613 | 595.0223 | 584.7633
F2_Industrial_Industrial - Int_Existing_Process_Natural Gas_Market | F2 | Industrial | Market | Industrial - Int | Existing | Process | Natural Gas | Usage (GWh) | 0.33265 | 0.32691 | 0.32127 | 0.31573 | 0.31029 | 0.30494 | 0.29968 | 0.29452 | 0.28944 | 0.28445 | 0.27954 | 0.27472 | 0.26999 | 0.26533 | 0.26076 | 0.25626 | 0.25184 | 0.2475 | 0.24323 | 0.23904 | 0.23492 | 0.23087 | 0.22689 | 0.22298 | 0.21913 | 0.21535 | 0.21164 | 0.20799 | 0.20441 | 0.20088 | 0.19742 | 0.19401 | 0.19067
F3_Industrial_Industrial - Int_Existing_Process_Natural Gas_Market | F3 | Industrial | Market | Industrial - Int | Existing | Process | Natural Gas | Summer Peak Demand (MW) | 0 | 0 | 0 | 0 | 0 | 0 | 0 | 0 | 0 | 0 | 0 | 0 | 0 | 0 | 0 | 0 | 0 | 0 | 0 | 0 | 0 | 0 | 0 | 0 | 0 | 0 | 0 | 0 | 0 | 0 | 0 | 0 | 0
F4_Industrial_Industrial - Int_Existing_Process_Natural Gas_Market | F4 | Industrial | Market | Industrial - Int | Existing | Process | Natural Gas | Winter Peak Demand (MW) | 0 | 0 | 0 | 0 | 0 | 0 | 0 | 0 | 0 | 0 | 0 | 0 | 0 | 0 | 0 | 0 | 0 | 0 | 0 | 0 | 0 | 0 | 0 | 0 | 0 | 0 | 0 | 0 | 0 | 0 | 0 | 0 | 0
F1_Industrial_Industrial - Int_Existing_Miscellaneous_Natural Gas_Market | F1 | Industrial | Market | Industrial - Int | Existing | Miscellaneous | Natural Gas | Units | 1020.1888 | 1002.5993 | 985.3131 | 968.3249 | 951.6297 | 935.2223 | 919.0978 | 903.2512 | 887.6779 | 872.3732 | 857.3322 | 842.5506 | 828.0239 | 813.7476 | 799.7175 | 785.9293 | 772.3788 | 759.0619 | 745.9746 | 733.113 | 720.4731 | 708.0512 | 695.8434 | 683.8461 | 672.0556 | 660.4685 | 649.0811 | 637.89 | 626.8919 | 616.0834 | 605.4613 | 595.0223 | 584.7633
F2_Industrial_Industrial - Int_Existing_Miscellaneous_Natural Gas_Market | F2 | Industrial | Market | Industrial - Int | Existing | Miscellaneous | Natural Gas | Usage (GWh) | 0.017238 | 0.01694 | 0.016648 | 0.016361 | 0.016079 | 0.015802 | 0.015529 | 0.015262 | 0.014999 | 0.01474 | 0.014486 | 0.014236 | 0.013991 | 0.013749 | 0.013512 | 0.013279 | 0.01305 | 0.012825 | 0.012604 | 0.012387 | 0.012173 | 0.011964 | 0.011757 | 0.011555 | 0.011355 | 0.01116 | 0.010967 | 0.010778 | 0.010592 | 0.01041 | 0.01023 | 0.010054 | 0.0098804
F3_Industrial_Industrial - Int_Existing_Miscellaneous_Natural Gas_Market | F3 | Industrial | Market | Industrial - Int | Existing | Miscellaneous | Natural Gas | Summer Peak Demand (MW) | 0 | 0 | 0 | 0 | 0 | 0 | 0 | 0 | 0 | 0 | 0 | 0 | 0 | 0 | 0 | 0 | 0 | 0 | 0 | 0 | 0 | 0 | 0 | 0 | 0 | 0 | 0 | 0 | 0 | 0 | 0 | 0 | 0
F4_Industrial_Industrial - Int_Existing_Miscellaneous_Natural Gas_Market | F4 | Industrial | Market | Industrial - Int | Existing | Miscellaneous | Natural Gas | Winter Peak Demand (MW) | 0 | 0 | 0 | 0 | 0 | 0 | 0 | 0 | 0 | 0 | 0 | 0 | 0 | 0 | 0 | 0 | 0 | 0 | 0 | 0 | 0 | 0 | 0 | 0 | 0 | 0 | 0 | 0 | 0 | 0 | 0 | 0 | 0
F1_Industrial_Industrial - Int_New_Space Heating_Natural Gas_All | F1 | Industrial | All | Industrial - Int | New | Space Heating | Natural Gas | Units | 0 | 17.5895 | 34.8757 | 62.5663 | 82.6599 | 90.196 | 99.9514 | 106.6581 | 115.1656 | 117.0327 | 122.9972 | 129.0028 | 138.2769 | 140.4889 | 145.9767 | 151.2991 | 159.7825 | 161.4614 | 166.3082 | 171.003 | 178.7548 | 179.95 | 184.2084 | 188.3274 | 195.4025 | 196.1595 | 199.8783 | 203.4695 | 209.9188 | 210.2797 | 213.5043 | 223.9432 | 234.2022
F2_Industrial_Industrial - Int_New_Space Heating_Natural Gas_All | F2 | Industrial | All | Industrial - Int | New | Space Heating | Natural Gas | Usage (GWh) | 0 | 0.00067114 | 0.0013237 | 0.002362 | 0.0031039 | 0.0033686 | 0.0037128 | 0.0039404 | 0.0042314 | 0.0042764 | 0.0044695 | 0.0046617 | 0.0049689 | 0.00502 | 0.0051866 | 0.0053452 | 0.0056126 | 0.005639 | 0.0057747 | 0.0059032 | 0.0061347 | 0.0061395 | 0.0062475 | 0.0063492 | 0.0065483 | 0.0065342 | 0.0066176 | 0.0066955 | 0.0068654 | 0.0068348 | 0.0068965 | 0.0071884 | 0.0075178
F3_Industrial_Industrial - Int_New_Space Heating_Natural Gas_All | F3 | Industrial | All | Industrial - Int | New | Space Heating | Natural Gas | Summer Peak Demand (MW) | 0 | 0 | 0 | 0 | 0 | 0 | 0 | 0 | 0 | 0 | 0 | 0 | 0 | 0 | 0 | 0 | 0 | 0 | 0 | 0 | 0 | 0 | 0 | 0 | 0 | 0 | 0 | 0 | 0 | 0 | 0 | 0 | 0
F4_Industrial_Industrial - Int_New_Space Heating_Natural Gas_All | F4 | Industrial | All | Industrial - Int | New | Space Heating | Natural Gas | Winter Peak Demand (MW) | 0 | 0 | 0 | 0 | 0 | 0 | 0 | 0 | 0 | 0 | 0 | 0 | 0 | 0 | 0 | 0 | 0 | 0 | 0 | 0 | 0 | 0 | 0 | 0 | 0 | 0 | 0 | 0 | 0 | 0 | 0 | 0 | 0
F1_Industrial_Industrial - Int_New_Process_Natural Gas_All | F1 | Industrial | All | Industrial - Int | New | Process | Natural Gas | Units | 0 | 70.3578 | 139.5026 | 250.2653 | 330.6397 | 360.7838 | 399.8057 | 426.6323 | 460.6622 | 468.1308 | 491.9887 | 516.0113 | 553.1076 | 561.9558 | 583.907 | 605.1965 | 639.1301 | 645.8457 | 665.2326 | 684.0121 | 715.0193 | 719.7999 | 736.8334 | 753.3096 | 781.6099 | 784.638 | 799.5133 | 813.8779 | 839.6752 | 841.119 | 854.017 | 895.773 | 936.809
F2_Industrial_Industrial - Int_New_Process_Natural Gas_All | F2 | Industrial | All | Industrial - Int | New | Process | Natural Gas | Usage (GWh) | 0 | 0.0057353 | 0.011372 | 0.020401 | 0.026952 | 0.02941 | 0.03259 | 0.034777 | 0.037551 | 0.03816 | 0.040105 | 0.042063 | 0.045087 | 0.045808 | 0.047598 | 0.049333 | 0.052099 | 0.052647 | 0.054227 | 0.055758 | 0.058285 | 0.058675 | 0.060063 | 0.061407 | 0.063713 | 0.06396 | 0.065173 | 0.066344 | 0.068447 | 0.068564 | 0.069616 | 0.073019 | 0.076365
F3_Industrial_Industrial - Int_New_Process_Natural Gas_All | F3 | Industrial | All | Industrial - Int | New | Process | Natural Gas | Summer Peak Demand (MW) | 0 | 0 | 0 | 0 | 0 | 0 | 0 | 0 | 0 | 0 | 0 | 0 | 0 | 0 | 0 | 0 | 0 | 0 | 0 | 0 | 0 | 0 | 0 | 0 | 0 | 0 | 0 | 0 | 0 | 0 | 0 | 0 | 0
F4_Industrial_Industrial - Int_New_Process_Natural Gas_All | F4 | Industrial | All | Industrial - Int | New | Process | Natural Gas | Winter Peak Demand (MW) | 0 | 0 | 0 | 0 | 0 | 0 | 0 | 0 | 0 | 0 | 0 | 0 | 0 | 0 | 0 | 0 | 0 | 0 | 0 | 0 | 0 | 0 | 0 | 0 | 0 | 0 | 0 | 0 | 0 | 0 | 0 | 0 | 0
F1_Industrial_Industrial - Int_New_Miscellaneous_Natural Gas_All | F1 | Industrial | All | Industrial - Int | New | Miscellaneous | Natural Gas | Units | 0 | 17.5895 | 34.8757 | 62.5663 | 82.6599 | 90.196 | 99.9514 | 106.6581 | 115.1656 | 117.0327 | 122.9972 | 129.0028 | 138.2769 | 140.4889 | 145.9767 | 151.2991 | 159.7825 | 161.4614 | 166.3082 | 171.003 | 178.7548 | 179.95 | 184.2084 | 188.3274 | 195.4025 | 196.1595 | 199.8783 | 203.4695 | 209.9188 | 210.2797 | 213.5043 | 223.9432 | 234.2022
F2_Industrial_Industrial - Int_New_Miscellaneous_Natural Gas_All | F2 | Industrial | All | Industrial - Int | New | Miscellaneous | Natural Gas | Usage (GWh) | 0 | 0.0002972 | 0.00058927 | 0.0010571 | 0.0013967 | 0.001524 | 0.0016888 | 0.0018021 | 0.0019459 | 0.0019774 | 0.0020782 | 0.0021797 | 0.0023364 | 0.0023738 | 0.0024665 | 0.0025564 | 0.0026997 | 0.0027281 | 0.00281 | 0.0028893 | 0.0030203 | 0.0030405 | 0.0031125 | 0.0031821 | 0.0033016 | 0.0033144 | 0.0033772 | 0.0034379 | 0.0035469 | 0.003553 | 0.0036075 | 0.0037838 | 0.0039572
F3_Industrial_Industrial - Int_New_Miscellaneous_Natural Gas_All | F3 | Industrial | All | Industrial - Int | New | Miscellaneous | Natural Gas | Summer Peak Demand (MW) | 0 | 0 | 0 | 0 | 0 | 0 | 0 | 0 | 0 | 0 | 0 | 0 | 0 | 0 | 0 | 0 | 0 | 0 | 0 | 0 | 0 | 0 | 0 | 0 | 0 | 0 | 0 | 0 | 0 | 0 | 0 | 0 | 0
F4_Industrial_Industrial - Int_New_Miscellaneous_Natural Gas_All | F4 | Industrial | All | Industrial - Int | New | Miscellaneous | Natural Gas | Winter Peak Demand (MW) | 0 | 0 | 0 | 0 | 0 | 0 | 0 | 0 | 0 | 0 | 0 | 0 | 0 | 0 | 0 | 0 | 0 | 0 | 0 | 0 | 0 | 0 | 0 | 0 | 0 | 0 | 0 | 0 | 0 | 0 | 0 | 0 | 0
F1_Industrial_Industrial - Int_New_Space Heating_Natural Gas_Market | F1 | Industrial | Market | Industrial - Int | New | Space Heating | Natural Gas | Units | 0 | 17.5895 | 34.8757 | 62.5663 | 82.6599 | 90.196 | 99.9514 | 106.6581 | 115.1656 | 117.0327 | 122.9972 | 129.0028 | 138.2769 | 140.4889 | 145.9767 | 151.2991 | 159.7825 | 161.4614 | 166.3082 | 171.003 | 178.7548 | 179.95 | 184.2084 | 188.3274 | 195.4025 | 196.1595 | 199.8783 | 203.4695 | 209.9188 | 210.2797 | 213.5043 | 223.9432 | 234.2022
F2_Industrial_Industrial - Int_New_Space Heating_Natural Gas_Market | F2 | Industrial | Market | Industrial - Int | New | Space Heating | Natural Gas | Usage (GWh) | 0 | 0.00067114 | 0.0013237 | 0.002362 | 0.0031039 | 0.0033686 | 0.0037128 | 0.0039404 | 0.0042314 | 0.0042764 | 0.0044695 | 0.0046617 | 0.0049689 | 0.00502 | 0.0051866 | 0.0053452 | 0.0056126 | 0.005639 | 0.0057747 | 0.0059032 | 0.0061347 | 0.0061395 | 0.0062475 | 0.0063492 | 0.0065483 | 0.0065342 | 0.0066176 | 0.0066955 | 0.0068654 | 0.0068348 | 0.0068965 | 0.0071884 | 0.0075178
F3_Industrial_Industrial - Int_New_Space Heating_Natural Gas_Market | F3 | Industrial | Market | Industrial - Int | New | Space Heating | Natural Gas | Summer Peak Demand (MW) | 0 | 0 | 0 | 0 | 0 | 0 | 0 | 0 | 0 | 0 | 0 | 0 | 0 | 0 | 0 | 0 | 0 | 0 | 0 | 0 | 0 | 0 | 0 | 0 | 0 | 0 | 0 | 0 | 0 | 0 | 0 | 0 | 0
F4_Industrial_Industrial - Int_New_Space Heating_Natural Gas_Market | F4 | Industrial | Market | Industrial - Int | New | Space Heating | Natural Gas | Winter Peak Demand (MW) | 0 | 0 | 0 | 0 | 0 | 0 | 0 | 0 | 0 | 0 | 0 | 0 | 0 | 0 | 0 | 0 | 0 | 0 | 0 | 0 | 0 | 0 | 0 | 0 | 0 | 0 | 0 | 0 | 0 | 0 | 0 | 0 | 0
F1_Industrial_Industrial - Int_New_Process_Natural Gas_Market | F1 | Industrial | Market | Industrial - Int | New | Process | Natural Gas | Units | 0 | 17.5895 | 34.8757 | 62.5663 | 82.6599 | 90.196 | 99.9514 | 106.6581 | 115.1656 | 117.0327 | 122.9972 | 129.0028 | 138.2769 | 140.4889 | 145.9767 | 151.2991 | 159.7825 | 161.4614 | 166.3082 | 171.003 | 178.7548 | 179.95 | 184.2084 | 188.3274 | 195.4025 | 196.1595 | 199.8783 | 203.4695 | 209.9188 | 210.2797 | 213.5043 | 223.9432 | 234.2022
F2_Industrial_Industrial - Int_New_Process_Natural Gas_Market | F2 | Industrial | Market | Industrial - Int | New | Process | Natural Gas | Usage (GWh) | 0 | 0.0057353 | 0.011372 | 0.020401 | 0.026952 | 0.02941 | 0.03259 | 0.034777 | 0.037551 | 0.03816 | 0.040105 | 0.042063 | 0.045087 | 0.045808 | 0.047598 | 0.049333 | 0.052099 | 0.052647 | 0.054227 | 0.055758 | 0.058285 | 0.058675 | 0.060063 | 0.061407 | 0.063713 | 0.06396 | 0.065173 | 0.066344 | 0.068447 | 0.068564 | 0.069616 | 0.073019 | 0.076365
F3_Industrial_Industrial - Int_New_Process_Natural Gas_Market | F3 | Industrial | Market | Industrial - Int | New | Process | Natural Gas | Summer Peak Demand (MW) | 0 | 0 | 0 | 0 | 0 | 0 | 0 | 0 | 0 | 0 | 0 | 0 | 0 | 0 | 0 | 0 | 0 | 0 | 0 | 0 | 0 | 0 | 0 | 0 | 0 | 0 | 0 | 0 | 0 | 0 | 0 | 0 | 0
F4_Industrial_Industrial - Int_New_Process_Natural Gas_Market | F4 | Industrial | Market | Industrial - Int | New | Process | Natural Gas | Winter Peak Demand (MW) | 0 | 0 | 0 | 0 | 0 | 0 | 0 | 0 | 0 | 0 | 0 | 0 | 0 | 0 | 0 | 0 | 0 | 0 | 0 | 0 | 0 | 0 | 0 | 0 | 0 | 0 | 0 | 0 | 0 | 0 | 0 | 0 | 0
F1_Industrial_Industrial - Int_New_Miscellaneous_Natural Gas_Market | F1 | Industrial | Market | Industrial - Int | New | Miscellaneous | Natural Gas | Units | 0 | 17.5895 | 34.8757 | 62.5663 | 82.6599 | 90.196 | 99.9514 | 106.6581 | 115.1656 | 117.0327 | 122.9972 | 129.0028 | 138.2769 | 140.4889 | 145.9767 | 151.2991 | 159.7825 | 161.4614 | 166.3082 | 171.003 | 178.7548 | 179.95 | 184.2084 | 188.3274 | 195.4025 | 196.1595 | 199.8783 | 203.4695 | 209.9188 | 210.2797 | 213.5043 | 223.9432 | 234.2022
F2_Industrial_Industrial - Int_New_Miscellaneous_Natural Gas_Market | F2 | Industrial | Market | Industrial - Int | New | Miscellaneous | Natural Gas | Usage (GWh) | 0 | 0.0002972 | 0.00058927 | 0.0010571 | 0.0013967 | 0.001524 | 0.0016888 | 0.0018021 | 0.0019459 | 0.0019774 | 0.0020782 | 0.0021797 | 0.0023364 | 0.0023738 | 0.0024665 | 0.0025564 | 0.0026997 | 0.0027281 | 0.00281 | 0.0028893 | 0.0030203 | 0.0030405 | 0.0031125 | 0.0031821 | 0.0033016 | 0.0033144 | 0.0033772 | 0.0034379 | 0.0035469 | 0.003553 | 0.0036075 | 0.0037838 | 0.0039572
F3_Industrial_Industrial - Int_New_Miscellaneous_Natural Gas_Market | F3 | Industrial | Market | Industrial - Int | New | Miscellaneous | Natural Gas | Summer Peak Demand (MW) | 0 | 0 | 0 | 0 | 0 | 0 | 0 | 0 | 0 | 0 | 0 | 0 | 0 | 0 | 0 | 0 | 0 | 0 | 0 | 0 | 0 | 0 | 0 | 0 | 0 | 0 | 0 | 0 | 0 | 0 | 0 | 0 | 0
F4_Industrial_Industrial - Int_New_Miscellaneous_Natural Gas_Market | F4 | Industrial | Market | Industrial - Int | New | Miscellaneous | Natural Gas | Winter Peak Demand (MW) | 0 | 0 | 0 | 0 | 0 | 0 | 0 | 0 | 0 | 0 | 0 | 0 | 0 | 0 | 0 | 0 | 0 | 0 | 0 | 0 | 0 | 0 | 0 | 0 | 0 | 0 | 0 | 0 | 0 | 0 | 0 | 0 | 0
F1_Industrial_Electronics Manufacturing_Existing_Space Heating_Natural Gas_All | F1 | Industrial | All | Electronics Manufacturing | Existing | Space Heating | Natural Gas | Units | 0 | 0 | 0 | 0 | 0 | 0 | 0 | 0 | 0 | 0 | 0 | 0 | 0 | 0 | 0 | 0 | 0 | 0 | 0 | 0 | 0 | 0 | 0 | 0 | 0 | 0 | 0 | 0 | 0 | 0 | 0 | 0 | 0
F2_Industrial_Electronics Manufacturing_Existing_Space Heating_Natural Gas_All | F2 | Industrial | All | Electronics Manufacturing | Existing | Space Heating | Natural Gas | Usage (GWh) | 0 | 0 | 0 | 0 | 0 | 0 | 0 | 0 | 0 | 0 | 0 | 0 | 0 | 0 | 0 | 0 | 0 | 0 | 0 | 0 | 0 | 0 | 0 | 0 | 0 | 0 | 0 | 0 | 0 | 0 | 0 | 0 | 0
F3_Industrial_Electronics Manufacturing_Existing_Space Heating_Natural Gas_All | F3 | Industrial | All | Electronics Manufacturing | Existing | Space Heating | Natural Gas | Summer Peak Demand (MW) | 0 | 0 | 0 | 0 | 0 | 0 | 0 | 0 | 0 | 0 | 0 | 0 | 0 | 0 | 0 | 0 | 0 | 0 | 0 | 0 | 0 | 0 | 0 | 0 | 0 | 0 | 0 | 0 | 0 | 0 | 0 | 0 | 0
F4_Industrial_Electronics Manufacturing_Existing_Space Heating_Natural Gas_All | F4 | Industrial | All | Electronics Manufacturing | Existing | Space Heating | Natural Gas | Winter Peak Demand (MW) | 0 | 0 | 0 | 0 | 0 | 0 | 0 | 0 | 0 | 0 | 0 | 0 | 0 | 0 | 0 | 0 | 0 | 0 | 0 | 0 | 0 | 0 | 0 | 0 | 0 | 0 | 0 | 0 | 0 | 0 | 0 | 0 | 0
F1_Industrial_Electronics Manufacturing_Existing_Process_Natural Gas_All | F1 | Industrial | All | Electronics Manufacturing | Existing | Process | Natural Gas | Units | 0 | 0 | 0 | 0 | 0 | 0 | 0 | 0 | 0 | 0 | 0 | 0 | 0 | 0 | 0 | 0 | 0 | 0 | 0 | 0 | 0 | 0 | 0 | 0 | 0 | 0 | 0 | 0 | 0 | 0 | 0 | 0 | 0
F2_Industrial_Electronics Manufacturing_Existing_Process_Natural Gas_All | F2 | Industrial | All | Electronics Manufacturing | Existing | Process | Natural Gas | Usage (GWh) | 0 | 0 | 0 | 0 | 0 | 0 | 0 | 0 | 0 | 0 | 0 | 0 | 0 | 0 | 0 | 0 | 0 | 0 | 0 | 0 | 0 | 0 | 0 | 0 | 0 | 0 | 0 | 0 | 0 | 0 | 0 | 0 | 0
F3_Industrial_Electronics Manufacturing_Existing_Process_Natural Gas_All | F3 | Industrial | All | Electronics Manufacturing | Existing | Process | Natural Gas | Summer Peak Demand (MW) | 0 | 0 | 0 | 0 | 0 | 0 | 0 | 0 | 0 | 0 | 0 | 0 | 0 | 0 | 0 | 0 | 0 | 0 | 0 | 0 | 0 | 0 | 0 | 0 | 0 | 0 | 0 | 0 | 0 | 0 | 0 | 0 | 0
F4_Industrial_Electronics Manufacturing_Existing_Process_Natural Gas_All | F4 | Industrial | All | Electronics Manufacturing | Existing | Process | Natural Gas | Winter Peak Demand (MW) | 0 | 0 | 0 | 0 | 0 | 0 | 0 | 0 | 0 | 0 | 0 | 0 | 0 | 0 | 0 | 0 | 0 | 0 | 0 | 0 | 0 | 0 | 0 | 0 | 0 | 0 | 0 | 0 | 0 | 0 | 0 | 0 | 0
F1_Industrial_Electronics Manufacturing_Existing_Miscellaneous_Natural Gas_All | F1 | Industrial | All | Electronics Manufacturing | Existing | Miscellaneous | Natural Gas | Units | 0 | 0 | 0 | 0 | 0 | 0 | 0 | 0 | 0 | 0 | 0 | 0 | 0 | 0 | 0 | 0 | 0 | 0 | 0 | 0 | 0 | 0 | 0 | 0 | 0 | 0 | 0 | 0 | 0 | 0 | 0 | 0 | 0
F2_Industrial_Electronics Manufacturing_Existing_Miscellaneous_Natural Gas_All | F2 | Industrial | All | Electronics Manufacturing | Existing | Miscellaneous | Natural Gas | Usage (GWh) | 0 | 0 | 0 | 0 | 0 | 0 | 0 | 0 | 0 | 0 | 0 | 0 | 0 | 0 | 0 | 0 | 0 | 0 | 0 | 0 | 0 | 0 | 0 | 0 | 0 | 0 | 0 | 0 | 0 | 0 | 0 | 0 | 0
F3_Industrial_Electronics Manufacturing_Existing_Miscellaneous_Natural Gas_All | F3 | Industrial | All | Electronics Manufacturing | Existing | Miscellaneous | Natural Gas | Summer Peak Demand (MW) | 0 | 0 | 0 | 0 | 0 | 0 | 0 | 0 | 0 | 0 | 0 | 0 | 0 | 0 | 0 | 0 | 0 | 0 | 0 | 0 | 0 | 0 | 0 | 0 | 0 | 0 | 0 | 0 | 0 | 0 | 0 | 0 | 0
F4_Industrial_Electronics Manufacturing_Existing_Miscellaneous_Natural Gas_All | F4 | Industrial | All | Electronics Manufacturing | Existing | Miscellaneous | Natural Gas | Winter Peak Demand (MW) | 0 | 0 | 0 | 0 | 0 | 0 | 0 | 0 | 0 | 0 | 0 | 0 | 0 | 0 | 0 | 0 | 0 | 0 | 0 | 0 | 0 | 0 | 0 | 0 | 0 | 0 | 0 | 0 | 0 | 0 | 0 | 0 | 0
F1_Industrial_Electronics Manufacturing_Existing_Space Heating_Natural Gas_Market | F1 | Industrial | Market | Electronics Manufacturing | Existing | Space Heating | Natural Gas | Units | 0 | 0 | 0 | 0 | 0 | 0 | 0 | 0 | 0 | 0 | 0 | 0 | 0 | 0 | 0 | 0 | 0 | 0 | 0 | 0 | 0 | 0 | 0 | 0 | 0 | 0 | 0 | 0 | 0 | 0 | 0 | 0 | 0
F2_Industrial_Electronics Manufacturing_Existing_Space Heating_Natural Gas_Market | F2 | Industrial | Market | Electronics Manufacturing | Existing | Space Heating | Natural Gas | Usage (GWh) | 0 | 0 | 0 | 0 | 0 | 0 | 0 | 0 | 0 | 0 | 0 | 0 | 0 | 0 | 0 | 0 | 0 | 0 | 0 | 0 | 0 | 0 | 0 | 0 | 0 | 0 | 0 | 0 | 0 | 0 | 0 | 0 | 0
F3_Industrial_Electronics Manufacturing_Existing_Space Heating_Natural Gas_Market | F3 | Industrial | Market | Electronics Manufacturing | Existing | Space Heating | Natural Gas | Summer Peak Demand (MW) | 0 | 0 | 0 | 0 | 0 | 0 | 0 | 0 | 0 | 0 | 0 | 0 | 0 | 0 | 0 | 0 | 0 | 0 | 0 | 0 | 0 | 0 | 0 | 0 | 0 | 0 | 0 | 0 | 0 | 0 | 0 | 0 | 0
F4_Industrial_Electronics Manufacturing_Existing_Space Heating_Natural Gas_Market | F4 | Industrial | Market | Electronics Manufacturing | Existing | Space Heating | Natural Gas | Winter Peak Demand (MW) | 0 | 0 | 0 | 0 | 0 | 0 | 0 | 0 | 0 | 0 | 0 | 0 | 0 | 0 | 0 | 0 | 0 | 0 | 0 | 0 | 0 | 0 | 0 | 0 | 0 | 0 | 0 | 0 | 0 | 0 | 0 | 0 | 0
F1_Industrial_Electronics Manufacturing_Existing_Process_Natural Gas_Market | F1 | Industrial | Market | Electronics Manufacturing | Existing | Process | Natural Gas | Units | 0 | 0 | 0 | 0 | 0 | 0 | 0 | 0 | 0 | 0 | 0 | 0 | 0 | 0 | 0 | 0 | 0 | 0 | 0 | 0 | 0 | 0 | 0 | 0 | 0 | 0 | 0 | 0 | 0 | 0 | 0 | 0 | 0
F2_Industrial_Electronics Manufacturing_Existing_Process_Natural Gas_Market | F2 | Industrial | Market | Electronics Manufacturing | Existing | Process | Natural Gas | Usage (GWh) | 0 | 0 | 0 | 0 | 0 | 0 | 0 | 0 | 0 | 0 | 0 | 0 | 0 | 0 | 0 | 0 | 0 | 0 | 0 | 0 | 0 | 0 | 0 | 0 | 0 | 0 | 0 | 0 | 0 | 0 | 0 | 0 | 0
F3_Industrial_Electronics Manufacturing_Existing_Process_Natural Gas_Market | F3 | Industrial | Market | Electronics Manufacturing | Existing | Process | Natural Gas | Summer Peak Demand (MW) | 0 | 0 | 0 | 0 | 0 | 0 | 0 | 0 | 0 | 0 | 0 | 0 | 0 | 0 | 0 | 0 | 0 | 0 | 0 | 0 | 0 | 0 | 0 | 0 | 0 | 0 | 0 | 0 | 0 | 0 | 0 | 0 | 0
F4_Industrial_Electronics Manufacturing_Existing_Process_Natural Gas_Market | F4 | Industrial | Market | Electronics Manufacturing | Existing | Process | Natural Gas | Winter Peak Demand (MW) | 0 | 0 | 0 | 0 | 0 | 0 | 0 | 0 | 0 | 0 | 0 | 0 | 0 | 0 | 0 | 0 | 0 | 0 | 0 | 0 | 0 | 0 | 0 | 0 | 0 | 0 | 0 | 0 | 0 | 0 | 0 | 0 | 0
F1_Industrial_Electronics Manufacturing_Existing_Miscellaneous_Natural Gas_Market | F1 | Industrial | Market | Electronics Manufacturing | Existing | Miscellaneous | Natural Gas | Units | 0 | 0 | 0 | 0 | 0 | 0 | 0 | 0 | 0 | 0 | 0 | 0 | 0 | 0 | 0 | 0 | 0 | 0 | 0 | 0 | 0 | 0 | 0 | 0 | 0 | 0 | 0 | 0 | 0 | 0 | 0 | 0 | 0
F2_Industrial_Electronics Manufacturing_Existing_Miscellaneous_Natural Gas_Market | F2 | Industrial | Market | Electronics Manufacturing | Existing | Miscellaneous | Natural Gas | Usage (GWh) | 0 | 0 | 0 | 0 | 0 | 0 | 0 | 0 | 0 | 0 | 0 | 0 | 0 | 0 | 0 | 0 | 0 | 0 | 0 | 0 | 0 | 0 | 0 | 0 | 0 | 0 | 0 | 0 | 0 | 0 | 0 | 0 | 0
F3_Industrial_Electronics Manufacturing_Existing_Miscellaneous_Natural Gas_Market | F3 | Industrial | Market | Electronics Manufacturing | Existing | Miscellaneous | Natural Gas | Summer Peak Demand (MW) | 0 | 0 | 0 | 0 | 0 | 0 | 0 | 0 | 0 | 0 | 0 | 0 | 0 | 0 | 0 | 0 | 0 | 0 | 0 | 0 | 0 | 0 | 0 | 0 | 0 | 0 | 0 | 0 | 0 | 0 | 0 | 0 | 0
F4_Industrial_Electronics Manufacturing_Existing_Miscellaneous_Natural Gas_Market | F4 | Industrial | Market | Electronics Manufacturing | Existing | Miscellaneous | Natural Gas | Winter Peak Demand (MW) | 0 | 0 | 0 | 0 | 0 | 0 | 0 | 0 | 0 | 0 | 0 | 0 | 0 | 0 | 0 | 0 | 0 | 0 | 0 | 0 | 0 | 0 | 0 | 0 | 0 | 0 | 0 | 0 | 0 | 0 | 0 | 0 | 0
F1_Industrial_Electronics Manufacturing_New_Space Heating_Natural Gas_All | F1 | Industrial | All | Electronics Manufacturing | New | Space Heating | Natural Gas | Units | 0 | 0 | 0 | 0 | 0 | 0 | 0 | 0 | 0 | 0 | 0 | 0 | 0 | 0 | 0 | 0 | 0 | 0 | 0 | 0 | 0 | 0 | 0 | 0 | 0 | 0 | 0 | 0 | 0 | 0 | 0 | 0 | 0
F2_Industrial_Electronics Manufacturing_New_Space Heating_Natural Gas_All | F2 | Industrial | All | Electronics Manufacturing | New | Space Heating | Natural Gas | Usage (GWh) | 0 | 0 | 0 | 0 | 0 | 0 | 0 | 0 | 0 | 0 | 0 | 0 | 0 | 0 | 0 | 0 | 0 | 0 | 0 | 0 | 0 | 0 | 0 | 0 | 0 | 0 | 0 | 0 | 0 | 0 | 0 | 0 | 0
F3_Industrial_Electronics Manufacturing_New_Space Heating_Natural Gas_All | F3 | Industrial | All | Electronics Manufacturing | New | Space Heating | Natural Gas | Summer Peak Demand (MW) | 0 | 0 | 0 | 0 | 0 | 0 | 0 | 0 | 0 | 0 | 0 | 0 | 0 | 0 | 0 | 0 | 0 | 0 | 0 | 0 | 0 | 0 | 0 | 0 | 0 | 0 | 0 | 0 | 0 | 0 | 0 | 0 | 0
F4_Industrial_Electronics Manufacturing_New_Space Heating_Natural Gas_All | F4 | Industrial | All | Electronics Manufacturing | New | Space Heating | Natural Gas | Winter Peak Demand (MW) | 0 | 0 | 0 | 0 | 0 | 0 | 0 | 0 | 0 | 0 | 0 | 0 | 0 | 0 | 0 | 0 | 0 | 0 | 0 | 0 | 0 | 0 | 0 | 0 | 0 | 0 | 0 | 0 | 0 | 0 | 0 | 0 | 0
F1_Industrial_Electronics Manufacturing_New_Process_Natural Gas_All | F1 | Industrial | All | Electronics Manufacturing | New | Process | Natural Gas | Units | 0 | 0 | 0 | 0 | 0 | 0 | 0 | 0 | 0 | 0 | 0 | 0 | 0 | 0 | 0 | 0 | 0 | 0 | 0 | 0 | 0 | 0 | 0 | 0 | 0 | 0 | 0 | 0 | 0 | 0 | 0 | 0 | 0
F2_Industrial_Electronics Manufacturing_New_Process_Natural Gas_All | F2 | Industrial | All | Electronics Manufacturing | New | Process | Natural Gas | Usage (GWh) | 0 | 0 | 0 | 0 | 0 | 0 | 0 | 0 | 0 | 0 | 0 | 0 | 0 | 0 | 0 | 0 | 0 | 0 | 0 | 0 | 0 | 0 | 0 | 0 | 0 | 0 | 0 | 0 | 0 | 0 | 0 | 0 | 0
F3_Industrial_Electronics Manufacturing_New_Process_Natural Gas_All | F3 | Industrial | All | Electronics Manufacturing | New | Process | Natural Gas | Summer Peak Demand (MW) | 0 | 0 | 0 | 0 | 0 | 0 | 0 | 0 | 0 | 0 | 0 | 0 | 0 | 0 | 0 | 0 | 0 | 0 | 0 | 0 | 0 | 0 | 0 | 0 | 0 | 0 | 0 | 0 | 0 | 0 | 0 | 0 | 0
F4_Industrial_Electronics Manufacturing_New_Process_Natural Gas_All | F4 | Industrial | All | Electronics Manufacturing | New | Process | Natural Gas | Winter Peak Demand (MW) | 0 | 0 | 0 | 0 | 0 | 0 | 0 | 0 | 0 | 0 | 0 | 0 | 0 | 0 | 0 | 0 | 0 | 0 | 0 | 0 | 0 | 0 | 0 | 0 | 0 | 0 | 0 | 0 | 0 | 0 | 0 | 0 | 0
F1_Industrial_Electronics Manufacturing_New_Miscellaneous_Natural Gas_All | F1 | Industrial | All | Electronics Manufacturing | New | Miscellaneous | Natural Gas | Units | 0 | 0 | 0 | 0 | 0 | 0 | 0 | 0 | 0 | 0 | 0 | 0 | 0 | 0 | 0 | 0 | 0 | 0 | 0 | 0 | 0 | 0 | 0 | 0 | 0 | 0 | 0 | 0 | 0 | 0 | 0 | 0 | 0
F2_Industrial_Electronics Manufacturing_New_Miscellaneous_Natural Gas_All | F2 | Industrial | All | Electronics Manufacturing | New | Miscellaneous | Natural Gas | Usage (GWh) | 0 | 0 | 0 | 0 | 0 | 0 | 0 | 0 | 0 | 0 | 0 | 0 | 0 | 0 | 0 | 0 | 0 | 0 | 0 | 0 | 0 | 0 | 0 | 0 | 0 | 0 | 0 | 0 | 0 | 0 | 0 | 0 | 0
F3_Industrial_Electronics Manufacturing_New_Miscellaneous_Natural Gas_All | F3 | Industrial | All | Electronics Manufacturing | New | Miscellaneous | Natural Gas | Summer Peak Demand (MW) | 0 | 0 | 0 | 0 | 0 | 0 | 0 | 0 | 0 | 0 | 0 | 0 | 0 | 0 | 0 | 0 | 0 | 0 | 0 | 0 | 0 | 0 | 0 | 0 | 0 | 0 | 0 | 0 | 0 | 0 | 0 | 0 | 0
F4_Industrial_Electronics Manufacturing_New_Miscellaneous_Natural Gas_All | F4 | Industrial | All | Electronics Manufacturing | New | Miscellaneous | Natural Gas | Winter Peak Demand (MW) | 0 | 0 | 0 | 0 | 0 | 0 | 0 | 0 | 0 | 0 | 0 | 0 | 0 | 0 | 0 | 0 | 0 | 0 | 0 | 0 | 0 | 0 | 0 | 0 | 0 | 0 | 0 | 0 | 0 | 0 | 0 | 0 | 0
F1_Industrial_Electronics Manufacturing_New_Space Heating_Natural Gas_Market | F1 | Industrial | Market | Electronics Manufacturing | New | Space Heating | Natural Gas | Units | 0 | 0 | 0 | 0 | 0 | 0 | 0 | 0 | 0 | 0 | 0 | 0 | 0 | 0 | 0 | 0 | 0 | 0 | 0 | 0 | 0 | 0 | 0 | 0 | 0 | 0 | 0 | 0 | 0 | 0 | 0 | 0 | 0
F2_Industrial_Electronics Manufacturing_New_Space Heating_Natural Gas_Market | F2 | Industrial | Market | Electronics Manufacturing | New | Space Heating | Natural Gas | Usage (GWh) | 0 | 0 | 0 | 0 | 0 | 0 | 0 | 0 | 0 | 0 | 0 | 0 | 0 | 0 | 0 | 0 | 0 | 0 | 0 | 0 | 0 | 0 | 0 | 0 | 0 | 0 | 0 | 0 | 0 | 0 | 0 | 0 | 0
F3_Industrial_Electronics Manufacturing_New_Space Heating_Natural Gas_Market | F3 | Industrial | Market | Electronics Manufacturing | New | Space Heating | Natural Gas | Summer Peak Demand (MW) | 0 | 0 | 0 | 0 | 0 | 0 | 0 | 0 | 0 | 0 | 0 | 0 | 0 | 0 | 0 | 0 | 0 | 0 | 0 | 0 | 0 | 0 | 0 | 0 | 0 | 0 | 0 | 0 | 0 | 0 | 0 | 0 | 0
F4_Industrial_Electronics Manufacturing_New_Space Heating_Natural Gas_Market | F4 | Industrial | Market | Electronics Manufacturing | New | Space Heating | Natural Gas | Winter Peak Demand (MW) | 0 | 0 | 0 | 0 | 0 | 0 | 0 | 0 | 0 | 0 | 0 | 0 | 0 | 0 | 0 | 0 | 0 | 0 | 0 | 0 | 0 | 0 | 0 | 0 | 0 | 0 | 0 | 0 | 0 | 0 | 0 | 0 | 0
F1_Industrial_Electronics Manufacturing_New_Process_Natural Gas_Market | F1 | Industrial | Market | Electronics Manufacturing | New | Process | Natural Gas | Units | 0 | 0 | 0 | 0 | 0 | 0 | 0 | 0 | 0 | 0 | 0 | 0 | 0 | 0 | 0 | 0 | 0 | 0 | 0 | 0 | 0 | 0 | 0 | 0 | 0 | 0 | 0 | 0 | 0 | 0 | 0 | 0 | 0
F2_Industrial_Electronics Manufacturing_New_Process_Natural Gas_Market | F2 | Industrial | Market | Electronics Manufacturing | New | Process | Natural Gas | Usage (GWh) | 0 | 0 | 0 | 0 | 0 | 0 | 0 | 0 | 0 | 0 | 0 | 0 | 0 | 0 | 0 | 0 | 0 | 0 | 0 | 0 | 0 | 0 | 0 | 0 | 0 | 0 | 0 | 0 | 0 | 0 | 0 | 0 | 0
F3_Industrial_Electronics Manufacturing_New_Process_Natural Gas_Market | F3 | Industrial | Market | Electronics Manufacturing | New | Process | Natural Gas | Summer Peak Demand (MW) | 0 | 0 | 0 | 0 | 0 | 0 | 0 | 0 | 0 | 0 | 0 | 0 | 0 | 0 | 0 | 0 | 0 | 0 | 0 | 0 | 0 | 0 | 0 | 0 | 0 | 0 | 0 | 0 | 0 | 0 | 0 | 0 | 0
F4_Industrial_Electronics Manufacturing_New_Process_Natural Gas_Market | F4 | Industrial | Market | Electronics Manufacturing | New | Process | Natural Gas | Winter Peak Demand (MW) | 0 | 0 | 0 | 0 | 0 | 0 | 0 | 0 | 0 | 0 | 0 | 0 | 0 | 0 | 0 | 0 | 0 | 0 | 0 | 0 | 0 | 0 | 0 | 0 | 0 | 0 | 0 | 0 | 0 | 0 | 0 | 0 | 0
F1_Industrial_Electronics Manufacturing_New_Miscellaneous_Natural Gas_Market | F1 | Industrial | Market | Electronics Manufacturing | New | Miscellaneous | Natural Gas | Units | 0 | 0 | 0 | 0 | 0 | 0 | 0 | 0 | 0 | 0 | 0 | 0 | 0 | 0 | 0 | 0 | 0 | 0 | 0 | 0 | 0 | 0 | 0 | 0 | 0 | 0 | 0 | 0 | 0 | 0 | 0 | 0 | 0
F2_Industrial_Electronics Manufacturing_New_Miscellaneous_Natural Gas_Market | F2 | Industrial | Market | Electronics Manufacturing | New | Miscellaneous | Natural Gas | Usage (GWh) | 0 | 0 | 0 | 0 | 0 | 0 | 0 | 0 | 0 | 0 | 0 | 0 | 0 | 0 | 0 | 0 | 0 | 0 | 0 | 0 | 0 | 0 | 0 | 0 | 0 | 0 | 0 | 0 | 0 | 0 | 0 | 0 | 0
F3_Industrial_Electronics Manufacturing_New_Miscellaneous_Natural Gas_Market | F3 | Industrial | Market | Electronics Manufacturing | New | Miscellaneous | Natural Gas | Summer Peak Demand (MW) | 0 | 0 | 0 | 0 | 0 | 0 | 0 | 0 | 0 | 0 | 0 | 0 | 0 | 0 | 0 | 0 | 0 | 0 | 0 | 0 | 0 | 0 | 0 | 0 | 0 | 0 | 0 | 0 | 0 | 0 | 0 | 0 | 0
F4_Industrial_Electronics Manufacturing_New_Miscellaneous_Natural Gas_Market | F4 | Industrial | Market | Electronics Manufacturing | New | Miscellaneous | Natural Gas | Winter Peak Demand (MW) | 0 | 0 | 0 | 0 | 0 | 0 | 0 | 0 | 0 | 0 | 0 | 0 | 0 | 0 | 0 | 0 | 0 | 0 | 0 | 0 | 0 | 0 | 0 | 0 | 0 | 0 | 0 | 0 | 0 | 0 | 0 | 0 | 0
F1_Industrial_Stone, Clay, Glass_Existing_Space Heating_Natural Gas_All | F1 | Industrial | All | Stone, Clay, Glass | Existing | Space Heating | Natural Gas | Units | 0 | 0 | 0 | 0 | 0 | 0 | 0 | 0 | 0 | 0 | 0 | 0 | 0 | 0 | 0 | 0 | 0 | 0 | 0 | 0 | 0 | 0 | 0 | 0 | 0 | 0 | 0 | 0 | 0 | 0 | 0 | 0 | 0
F2_Industrial_Stone, Clay, Glass_Existing_Space Heating_Natural Gas_All | F2 | Industrial | All | Stone, Clay, Glass | Existing | Space Heating | Natural Gas | Usage (GWh) | 0 | 0 | 0 | 0 | 0 | 0 | 0 | 0 | 0 | 0 | 0 | 0 | 0 | 0 | 0 | 0 | 0 | 0 | 0 | 0 | 0 | 0 | 0 | 0 | 0 | 0 | 0 | 0 | 0 | 0 | 0 | 0 | 0
F3_Industrial_Stone, Clay, Glass_Existing_Space Heating_Natural Gas_All | F3 | Industrial | All | Stone, Clay, Glass | Existing | Space Heating | Natural Gas | Summer Peak Demand (MW) | 0 | 0 | 0 | 0 | 0 | 0 | 0 | 0 | 0 | 0 | 0 | 0 | 0 | 0 | 0 | 0 | 0 | 0 | 0 | 0 | 0 | 0 | 0 | 0 | 0 | 0 | 0 | 0 | 0 | 0 | 0 | 0 | 0
F4_Industrial_Stone, Clay, Glass_Existing_Space Heating_Natural Gas_All | F4 | Industrial | All | Stone, Clay, Glass | Existing | Space Heating | Natural Gas | Winter Peak Demand (MW) | 0 | 0 | 0 | 0 | 0 | 0 | 0 | 0 | 0 | 0 | 0 | 0 | 0 | 0 | 0 | 0 | 0 | 0 | 0 | 0 | 0 | 0 | 0 | 0 | 0 | 0 | 0 | 0 | 0 | 0 | 0 | 0 | 0
F1_Industrial_Stone, Clay, Glass_Existing_Process_Natural Gas_All | F1 | Industrial | All | Stone, Clay, Glass | Existing | Process | Natural Gas | Units | 0 | 0 | 0 | 0 | 0 | 0 | 0 | 0 | 0 | 0 | 0 | 0 | 0 | 0 | 0 | 0 | 0 | 0 | 0 | 0 | 0 | 0 | 0 | 0 | 0 | 0 | 0 | 0 | 0 | 0 | 0 | 0 | 0
F2_Industrial_Stone, Clay, Glass_Existing_Process_Natural Gas_All | F2 | Industrial | All | Stone, Clay, Glass | Existing | Process | Natural Gas | Usage (GWh) | 0 | 0 | 0 | 0 | 0 | 0 | 0 | 0 | 0 | 0 | 0 | 0 | 0 | 0 | 0 | 0 | 0 | 0 | 0 | 0 | 0 | 0 | 0 | 0 | 0 | 0 | 0 | 0 | 0 | 0 | 0 | 0 | 0
F3_Industrial_Stone, Clay, Glass_Existing_Process_Natural Gas_All | F3 | Industrial | All | Stone, Clay, Glass | Existing | Process | Natural Gas | Summer Peak Demand (MW) | 0 | 0 | 0 | 0 | 0 | 0 | 0 | 0 | 0 | 0 | 0 | 0 | 0 | 0 | 0 | 0 | 0 | 0 | 0 | 0 | 0 | 0 | 0 | 0 | 0 | 0 | 0 | 0 | 0 | 0 | 0 | 0 | 0
F4_Industrial_Stone, Clay, Glass_Existing_Process_Natural Gas_All | F4 | Industrial | All | Stone, Clay, Glass | Existing | Process | Natural Gas | Winter Peak Demand (MW) | 0 | 0 | 0 | 0 | 0 | 0 | 0 | 0 | 0 | 0 | 0 | 0 | 0 | 0 | 0 | 0 | 0 | 0 | 0 | 0 | 0 | 0 | 0 | 0 | 0 | 0 | 0 | 0 | 0 | 0 | 0 | 0 | 0
F1_Industrial_Stone, Clay, Glass_Existing_Miscellaneous_Natural Gas_All | F1 | Industrial | All | Stone, Clay, Glass | Existing | Miscellaneous | Natural Gas | Units | 0 | 0 | 0 | 0 | 0 | 0 | 0 | 0 | 0 | 0 | 0 | 0 | 0 | 0 | 0 | 0 | 0 | 0 | 0 | 0 | 0 | 0 | 0 | 0 | 0 | 0 | 0 | 0 | 0 | 0 | 0 | 0 | 0
F2_Industrial_Stone, Clay, Glass_Existing_Miscellaneous_Natural Gas_All | F2 | Industrial | All | Stone, Clay, Glass | Existing | Miscellaneous | Natural Gas | Usage (GWh) | 0 | 0 | 0 | 0 | 0 | 0 | 0 | 0 | 0 | 0 | 0 | 0 | 0 | 0 | 0 | 0 | 0 | 0 | 0 | 0 | 0 | 0 | 0 | 0 | 0 | 0 | 0 | 0 | 0 | 0 | 0 | 0 | 0
F3_Industrial_Stone, Clay, Glass_Existing_Miscellaneous_Natural Gas_All | F3 | Industrial | All | Stone, Clay, Glass | Existing | Miscellaneous | Natural Gas | Summer Peak Demand (MW) | 0 | 0 | 0 | 0 | 0 | 0 | 0 | 0 | 0 | 0 | 0 | 0 | 0 | 0 | 0 | 0 | 0 | 0 | 0 | 0 | 0 | 0 | 0 | 0 | 0 | 0 | 0 | 0 | 0 | 0 | 0 | 0 | 0
F4_Industrial_Stone, Clay, Glass_Existing_Miscellaneous_Natural Gas_All | F4 | Industrial | All | Stone, Clay, Glass | Existing | Miscellaneous | Natural Gas | Winter Peak Demand (MW) | 0 | 0 | 0 | 0 | 0 | 0 | 0 | 0 | 0 | 0 | 0 | 0 | 0 | 0 | 0 | 0 | 0 | 0 | 0 | 0 | 0 | 0 | 0 | 0 | 0 | 0 | 0 | 0 | 0 | 0 | 0 | 0 | 0
F1_Industrial_Stone, Clay, Glass_Existing_Space Heating_Natural Gas_Market | F1 | Industrial | Market | Stone, Clay, Glass | Existing | Space Heating | Natural Gas | Units | 0 | 0 | 0 | 0 | 0 | 0 | 0 | 0 | 0 | 0 | 0 | 0 | 0 | 0 | 0 | 0 | 0 | 0 | 0 | 0 | 0 | 0 | 0 | 0 | 0 | 0 | 0 | 0 | 0 | 0 | 0 | 0 | 0
F2_Industrial_Stone, Clay, Glass_Existing_Space Heating_Natural Gas_Market | F2 | Industrial | Market | Stone, Clay, Glass | Existing | Space Heating | Natural Gas | Usage (GWh) | 0 | 0 | 0 | 0 | 0 | 0 | 0 | 0 | 0 | 0 | 0 | 0 | 0 | 0 | 0 | 0 | 0 | 0 | 0 | 0 | 0 | 0 | 0 | 0 | 0 | 0 | 0 | 0 | 0 | 0 | 0 | 0 | 0
F3_Industrial_Stone, Clay, Glass_Existing_Space Heating_Natural Gas_Market | F3 | Industrial | Market | Stone, Clay, Glass | Existing | Space Heating | Natural Gas | Summer Peak Demand (MW) | 0 | 0 | 0 | 0 | 0 | 0 | 0 | 0 | 0 | 0 | 0 | 0 | 0 | 0 | 0 | 0 | 0 | 0 | 0 | 0 | 0 | 0 | 0 | 0 | 0 | 0 | 0 | 0 | 0 | 0 | 0 | 0 | 0
F4_Industrial_Stone, Clay, Glass_Existing_Space Heating_Natural Gas_Market | F4 | Industrial | Market | Stone, Clay, Glass | Existing | Space Heating | Natural Gas | Winter Peak Demand (MW) | 0 | 0 | 0 | 0 | 0 | 0 | 0 | 0 | 0 | 0 | 0 | 0 | 0 | 0 | 0 | 0 | 0 | 0 | 0 | 0 | 0 | 0 | 0 | 0 | 0 | 0 | 0 | 0 | 0 | 0 | 0 | 0 | 0
F1_Industrial_Stone, Clay, Glass_Existing_Process_Natural Gas_Market | F1 | Industrial | Market | Stone, Clay, Glass | Existing | Process | Natural Gas | Units | 0 | 0 | 0 | 0 | 0 | 0 | 0 | 0 | 0 | 0 | 0 | 0 | 0 | 0 | 0 | 0 | 0 | 0 | 0 | 0 | 0 | 0 | 0 | 0 | 0 | 0 | 0 | 0 | 0 | 0 | 0 | 0 | 0
F2_Industrial_Stone, Clay, Glass_Existing_Process_Natural Gas_Market | F2 | Industrial | Market | Stone, Clay, Glass | Existing | Process | Natural Gas | Usage (GWh) | 0 | 0 | 0 | 0 | 0 | 0 | 0 | 0 | 0 | 0 | 0 | 0 | 0 | 0 | 0 | 0 | 0 | 0 | 0 | 0 | 0 | 0 | 0 | 0 | 0 | 0 | 0 | 0 | 0 | 0 | 0 | 0 | 0
F3_Industrial_Stone, Clay, Glass_Existing_Process_Natural Gas_Market | F3 | Industrial | Market | Stone, Clay, Glass | Existing | Process | Natural Gas | Summer Peak Demand (MW) | 0 | 0 | 0 | 0 | 0 | 0 | 0 | 0 | 0 | 0 | 0 | 0 | 0 | 0 | 0 | 0 | 0 | 0 | 0 | 0 | 0 | 0 | 0 | 0 | 0 | 0 | 0 | 0 | 0 | 0 | 0 | 0 | 0
F4_Industrial_Stone, Clay, Glass_Existing_Process_Natural Gas_Market | F4 | Industrial | Market | Stone, Clay, Glass | Existing | Process | Natural Gas | Winter Peak Demand (MW) | 0 | 0 | 0 | 0 | 0 | 0 | 0 | 0 | 0 | 0 | 0 | 0 | 0 | 0 | 0 | 0 | 0 | 0 | 0 | 0 | 0 | 0 | 0 | 0 | 0 | 0 | 0 | 0 | 0 | 0 | 0 | 0 | 0
F1_Industrial_Stone, Clay, Glass_Existing_Miscellaneous_Natural Gas_Market | F1 | Industrial | Market | Stone, Clay, Glass | Existing | Miscellaneous | Natural Gas | Units | 0 | 0 | 0 | 0 | 0 | 0 | 0 | 0 | 0 | 0 | 0 | 0 | 0 | 0 | 0 | 0 | 0 | 0 | 0 | 0 | 0 | 0 | 0 | 0 | 0 | 0 | 0 | 0 | 0 | 0 | 0 | 0 | 0
F2_Industrial_Stone, Clay, Glass_Existing_Miscellaneous_Natural Gas_Market | F2 | Industrial | Market | Stone, Clay, Glass | Existing | Miscellaneous | Natural Gas | Usage (GWh) | 0 | 0 | 0 | 0 | 0 | 0 | 0 | 0 | 0 | 0 | 0 | 0 | 0 | 0 | 0 | 0 | 0 | 0 | 0 | 0 | 0 | 0 | 0 | 0 | 0 | 0 | 0 | 0 | 0 | 0 | 0 | 0 | 0
F3_Industrial_Stone, Clay, Glass_Existing_Miscellaneous_Natural Gas_Market | F3 | Industrial | Market | Stone, Clay, Glass | Existing | Miscellaneous | Natural Gas | Summer Peak Demand (MW) | 0 | 0 | 0 | 0 | 0 | 0 | 0 | 0 | 0 | 0 | 0 | 0 | 0 | 0 | 0 | 0 | 0 | 0 | 0 | 0 | 0 | 0 | 0 | 0 | 0 | 0 | 0 | 0 | 0 | 0 | 0 | 0 | 0
F4_Industrial_Stone, Clay, Glass_Existing_Miscellaneous_Natural Gas_Market | F4 | Industrial | Market | Stone, Clay, Glass | Existing | Miscellaneous | Natural Gas | Winter Peak Demand (MW) | 0 | 0 | 0 | 0 | 0 | 0 | 0 | 0 | 0 | 0 | 0 | 0 | 0 | 0 | 0 | 0 | 0 | 0 | 0 | 0 | 0 | 0 | 0 | 0 | 0 | 0 | 0 | 0 | 0 | 0 | 0 | 0 | 0
F1_Industrial_Stone, Clay, Glass_New_Space Heating_Natural Gas_All | F1 | Industrial | All | Stone, Clay, Glass | New | Space Heating | Natural Gas | Units | 0 | 0 | 0 | 0 | 0 | 0 | 0 | 0 | 0 | 0 | 0 | 0 | 0 | 0 | 0 | 0 | 0 | 0 | 0 | 0 | 0 | 0 | 0 | 0 | 0 | 0 | 0 | 0 | 0 | 0 | 0 | 0 | 0
F2_Industrial_Stone, Clay, Glass_New_Space Heating_Natural Gas_All | F2 | Industrial | All | Stone, Clay, Glass | New | Space Heating | Natural Gas | Usage (GWh) | 0 | 0 | 0 | 0 | 0 | 0 | 0 | 0 | 0 | 0 | 0 | 0 | 0 | 0 | 0 | 0 | 0 | 0 | 0 | 0 | 0 | 0 | 0 | 0 | 0 | 0 | 0 | 0 | 0 | 0 | 0 | 0 | 0
F3_Industrial_Stone, Clay, Glass_New_Space Heating_Natural Gas_All | F3 | Industrial | All | Stone, Clay, Glass | New | Space Heating | Natural Gas | Summer Peak Demand (MW) | 0 | 0 | 0 | 0 | 0 | 0 | 0 | 0 | 0 | 0 | 0 | 0 | 0 | 0 | 0 | 0 | 0 | 0 | 0 | 0 | 0 | 0 | 0 | 0 | 0 | 0 | 0 | 0 | 0 | 0 | 0 | 0 | 0
F4_Industrial_Stone, Clay, Glass_New_Space Heating_Natural Gas_All | F4 | Industrial | All | Stone, Clay, Glass | New | Space Heating | Natural Gas | Winter Peak Demand (MW) | 0 | 0 | 0 | 0 | 0 | 0 | 0 | 0 | 0 | 0 | 0 | 0 | 0 | 0 | 0 | 0 | 0 | 0 | 0 | 0 | 0 | 0 | 0 | 0 | 0 | 0 | 0 | 0 | 0 | 0 | 0 | 0 | 0
F1_Industrial_Stone, Clay, Glass_New_Process_Natural Gas_All | F1 | Industrial | All | Stone, Clay, Glass | New | Process | Natural Gas | Units | 0 | 0 | 0 | 0 | 0 | 0 | 0 | 0 | 0 | 0 | 0 | 0 | 0 | 0 | 0 | 0 | 0 | 0 | 0 | 0 | 0 | 0 | 0 | 0 | 0 | 0 | 0 | 0 | 0 | 0 | 0 | 0 | 0
F2_Industrial_Stone, Clay, Glass_New_Process_Natural Gas_All | F2 | Industrial | All | Stone, Clay, Glass | New | Process | Natural Gas | Usage (GWh) | 0 | 0 | 0 | 0 | 0 | 0 | 0 | 0 | 0 | 0 | 0 | 0 | 0 | 0 | 0 | 0 | 0 | 0 | 0 | 0 | 0 | 0 | 0 | 0 | 0 | 0 | 0 | 0 | 0 | 0 | 0 | 0 | 0
F3_Industrial_Stone, Clay, Glass_New_Process_Natural Gas_All | F3 | Industrial | All | Stone, Clay, Glass | New | Process | Natural Gas | Summer Peak Demand (MW) | 0 | 0 | 0 | 0 | 0 | 0 | 0 | 0 | 0 | 0 | 0 | 0 | 0 | 0 | 0 | 0 | 0 | 0 | 0 | 0 | 0 | 0 | 0 | 0 | 0 | 0 | 0 | 0 | 0 | 0 | 0 | 0 | 0
F4_Industrial_Stone, Clay, Glass_New_Process_Natural Gas_All | F4 | Industrial | All | Stone, Clay, Glass | New | Process | Natural Gas | Winter Peak Demand (MW) | 0 | 0 | 0 | 0 | 0 | 0 | 0 | 0 | 0 | 0 | 0 | 0 | 0 | 0 | 0 | 0 | 0 | 0 | 0 | 0 | 0 | 0 | 0 | 0 | 0 | 0 | 0 | 0 | 0 | 0 | 0 | 0 | 0
F1_Industrial_Stone, Clay, Glass_New_Miscellaneous_Natural Gas_All | F1 | Industrial | All | Stone, Clay, Glass | New | Miscellaneous | Natural Gas | Units | 0 | 0 | 0 | 0 | 0 | 0 | 0 | 0 | 0 | 0 | 0 | 0 | 0 | 0 | 0 | 0 | 0 | 0 | 0 | 0 | 0 | 0 | 0 | 0 | 0 | 0 | 0 | 0 | 0 | 0 | 0 | 0 | 0
F2_Industrial_Stone, Clay, Glass_New_Miscellaneous_Natural Gas_All | F2 | Industrial | All | Stone, Clay, Glass | New | Miscellaneous | Natural Gas | Usage (GWh) | 0 | 0 | 0 | 0 | 0 | 0 | 0 | 0 | 0 | 0 | 0 | 0 | 0 | 0 | 0 | 0 | 0 | 0 | 0 | 0 | 0 | 0 | 0 | 0 | 0 | 0 | 0 | 0 | 0 | 0 | 0 | 0 | 0
F3_Industrial_Stone, Clay, Glass_New_Miscellaneous_Natural Gas_All | F3 | Industrial | All | Stone, Clay, Glass | New | Miscellaneous | Natural Gas | Summer Peak Demand (MW) | 0 | 0 | 0 | 0 | 0 | 0 | 0 | 0 | 0 | 0 | 0 | 0 | 0 | 0 | 0 | 0 | 0 | 0 | 0 | 0 | 0 | 0 | 0 | 0 | 0 | 0 | 0 | 0 | 0 | 0 | 0 | 0 | 0
F4_Industrial_Stone, Clay, Glass_New_Miscellaneous_Natural Gas_All | F4 | Industrial | All | Stone, Clay, Glass | New | Miscellaneous | Natural Gas | Winter Peak Demand (MW) | 0 | 0 | 0 | 0 | 0 | 0 | 0 | 0 | 0 | 0 | 0 | 0 | 0 | 0 | 0 | 0 | 0 | 0 | 0 | 0 | 0 | 0 | 0 | 0 | 0 | 0 | 0 | 0 | 0 | 0 | 0 | 0 | 0
F1_Industrial_Stone, Clay, Glass_New_Space Heating_Natural Gas_Market | F1 | Industrial | Market | Stone, Clay, Glass | New | Space Heating | Natural Gas | Units | 0 | 0 | 0 | 0 | 0 | 0 | 0 | 0 | 0 | 0 | 0 | 0 | 0 | 0 | 0 | 0 | 0 | 0 | 0 | 0 | 0 | 0 | 0 | 0 | 0 | 0 | 0 | 0 | 0 | 0 | 0 | 0 | 0
F2_Industrial_Stone, Clay, Glass_New_Space Heating_Natural Gas_Market | F2 | Industrial | Market | Stone, Clay, Glass | New | Space Heating | Natural Gas | Usage (GWh) | 0 | 0 | 0 | 0 | 0 | 0 | 0 | 0 | 0 | 0 | 0 | 0 | 0 | 0 | 0 | 0 | 0 | 0 | 0 | 0 | 0 | 0 | 0 | 0 | 0 | 0 | 0 | 0 | 0 | 0 | 0 | 0 | 0
F3_Industrial_Stone, Clay, Glass_New_Space Heating_Natural Gas_Market | F3 | Industrial | Market | Stone, Clay, Glass | New | Space Heating | Natural Gas | Summer Peak Demand (MW) | 0 | 0 | 0 | 0 | 0 | 0 | 0 | 0 | 0 | 0 | 0 | 0 | 0 | 0 | 0 | 0 | 0 | 0 | 0 | 0 | 0 | 0 | 0 | 0 | 0 | 0 | 0 | 0 | 0 | 0 | 0 | 0 | 0
F4_Industrial_Stone, Clay, Glass_New_Space Heating_Natural Gas_Market | F4 | Industrial | Market | Stone, Clay, Glass | New | Space Heating | Natural Gas | Winter Peak Demand (MW) | 0 | 0 | 0 | 0 | 0 | 0 | 0 | 0 | 0 | 0 | 0 | 0 | 0 | 0 | 0 | 0 | 0 | 0 | 0 | 0 | 0 | 0 | 0 | 0 | 0 | 0 | 0 | 0 | 0 | 0 | 0 | 0 | 0
F1_Industrial_Stone, Clay, Glass_New_Process_Natural Gas_Market | F1 | Industrial | Market | Stone, Clay, Glass | New | Process | Natural Gas | Units | 0 | 0 | 0 | 0 | 0 | 0 | 0 | 0 | 0 | 0 | 0 | 0 | 0 | 0 | 0 | 0 | 0 | 0 | 0 | 0 | 0 | 0 | 0 | 0 | 0 | 0 | 0 | 0 | 0 | 0 | 0 | 0 | 0
F2_Industrial_Stone, Clay, Glass_New_Process_Natural Gas_Market | F2 | Industrial | Market | Stone, Clay, Glass | New | Process | Natural Gas | Usage (GWh) | 0 | 0 | 0 | 0 | 0 | 0 | 0 | 0 | 0 | 0 | 0 | 0 | 0 | 0 | 0 | 0 | 0 | 0 | 0 | 0 | 0 | 0 | 0 | 0 | 0 | 0 | 0 | 0 | 0 | 0 | 0 | 0 | 0
F3_Industrial_Stone, Clay, Glass_New_Process_Natural Gas_Market | F3 | Industrial | Market | Stone, Clay, Glass | New | Process | Natural Gas | Summer Peak Demand (MW) | 0 | 0 | 0 | 0 | 0 | 0 | 0 | 0 | 0 | 0 | 0 | 0 | 0 | 0 | 0 | 0 | 0 | 0 | 0 | 0 | 0 | 0 | 0 | 0 | 0 | 0 | 0 | 0 | 0 | 0 | 0 | 0 | 0
F4_Industrial_Stone, Clay, Glass_New_Process_Natural Gas_Market | F4 | Industrial | Market | Stone, Clay, Glass | New | Process | Natural Gas | Winter Peak Demand (MW) | 0 | 0 | 0 | 0 | 0 | 0 | 0 | 0 | 0 | 0 | 0 | 0 | 0 | 0 | 0 | 0 | 0 | 0 | 0 | 0 | 0 | 0 | 0 | 0 | 0 | 0 | 0 | 0 | 0 | 0 | 0 | 0 | 0
F1_Industrial_Stone, Clay, Glass_New_Miscellaneous_Natural Gas_Market | F1 | Industrial | Market | Stone, Clay, Glass | New | Miscellaneous | Natural Gas | Units | 0 | 0 | 0 | 0 | 0 | 0 | 0 | 0 | 0 | 0 | 0 | 0 | 0 | 0 | 0 | 0 | 0 | 0 | 0 | 0 | 0 | 0 | 0 | 0 | 0 | 0 | 0 | 0 | 0 | 0 | 0 | 0 | 0
F2_Industrial_Stone, Clay, Glass_New_Miscellaneous_Natural Gas_Market | F2 | Industrial | Market | Stone, Clay, Glass | New | Miscellaneous | Natural Gas | Usage (GWh) | 0 | 0 | 0 | 0 | 0 | 0 | 0 | 0 | 0 | 0 | 0 | 0 | 0 | 0 | 0 | 0 | 0 | 0 | 0 | 0 | 0 | 0 | 0 | 0 | 0 | 0 | 0 | 0 | 0 | 0 | 0 | 0 | 0
F3_Industrial_Stone, Clay, Glass_New_Miscellaneous_Natural Gas_Market | F3 | Industrial | Market | Stone, Clay, Glass | New | Miscellaneous | Natural Gas | Summer Peak Demand (MW) | 0 | 0 | 0 | 0 | 0 | 0 | 0 | 0 | 0 | 0 | 0 | 0 | 0 | 0 | 0 | 0 | 0 | 0 | 0 | 0 | 0 | 0 | 0 | 0 | 0 | 0 | 0 | 0 | 0 | 0 | 0 | 0 | 0
F4_Industrial_Stone, Clay, Glass_New_Miscellaneous_Natural Gas_Market | F4 | Industrial | Market | Stone, Clay, Glass | New | Miscellaneous | Natural Gas | Winter Peak Demand (MW) | 0 | 0 | 0 | 0 | 0 | 0 | 0 | 0 | 0 | 0 | 0 | 0 | 0 | 0 | 0 | 0 | 0 | 0 | 0 | 0 | 0 | 0 | 0 | 0 | 0 | 0 | 0 | 0 | 0 | 0 | 0 | 0 | 0
F1_Industrial_Food Processing_Existing_Space Heating_Natural Gas_All | F1 | Industrial | All | Food Processing | Existing | Space Heating | Natural Gas | Units | 0 | 0 | 0 | 0 | 0 | 0 | 0 | 0 | 0 | 0 | 0 | 0 | 0 | 0 | 0 | 0 | 0 | 0 | 0 | 0 | 0 | 0 | 0 | 0 | 0 | 0 | 0 | 0 | 0 | 0 | 0 | 0 | 0
F2_Industrial_Food Processing_Existing_Space Heating_Natural Gas_All | F2 | Industrial | All | Food Processing | Existing | Space Heating | Natural Gas | Usage (GWh) | 0 | 0 | 0 | 0 | 0 | 0 | 0 | 0 | 0 | 0 | 0 | 0 | 0 | 0 | 0 | 0 | 0 | 0 | 0 | 0 | 0 | 0 | 0 | 0 | 0 | 0 | 0 | 0 | 0 | 0 | 0 | 0 | 0
F3_Industrial_Food Processing_Existing_Space Heating_Natural Gas_All | F3 | Industrial | All | Food Processing | Existing | Space Heating | Natural Gas | Summer Peak Demand (MW) | 0 | 0 | 0 | 0 | 0 | 0 | 0 | 0 | 0 | 0 | 0 | 0 | 0 | 0 | 0 | 0 | 0 | 0 | 0 | 0 | 0 | 0 | 0 | 0 | 0 | 0 | 0 | 0 | 0 | 0 | 0 | 0 | 0
F4_Industrial_Food Processing_Existing_Space Heating_Natural Gas_All | F4 | Industrial | All | Food Processing | Existing | Space Heating | Natural Gas | Winter Peak Demand (MW) | 0 | 0 | 0 | 0 | 0 | 0 | 0 | 0 | 0 | 0 | 0 | 0 | 0 | 0 | 0 | 0 | 0 | 0 | 0 | 0 | 0 | 0 | 0 | 0 | 0 | 0 | 0 | 0 | 0 | 0 | 0 | 0 | 0
F1_Industrial_Food Processing_Existing_Process_Natural Gas_All | F1 | Industrial | All | Food Processing | Existing | Process | Natural Gas | Units | 0 | 0 | 0 | 0 | 0 | 0 | 0 | 0 | 0 | 0 | 0 | 0 | 0 | 0 | 0 | 0 | 0 | 0 | 0 | 0 | 0 | 0 | 0 | 0 | 0 | 0 | 0 | 0 | 0 | 0 | 0 | 0 | 0
F2_Industrial_Food Processing_Existing_Process_Natural Gas_All | F2 | Industrial | All | Food Processing | Existing | Process | Natural Gas | Usage (GWh) | 0 | 0 | 0 | 0 | 0 | 0 | 0 | 0 | 0 | 0 | 0 | 0 | 0 | 0 | 0 | 0 | 0 | 0 | 0 | 0 | 0 | 0 | 0 | 0 | 0 | 0 | 0 | 0 | 0 | 0 | 0 | 0 | 0
F3_Industrial_Food Processing_Existing_Process_Natural Gas_All | F3 | Industrial | All | Food Processing | Existing | Process | Natural Gas | Summer Peak Demand (MW) | 0 | 0 | 0 | 0 | 0 | 0 | 0 | 0 | 0 | 0 | 0 | 0 | 0 | 0 | 0 | 0 | 0 | 0 | 0 | 0 | 0 | 0 | 0 | 0 | 0 | 0 | 0 | 0 | 0 | 0 | 0 | 0 | 0
F4_Industrial_Food Processing_Existing_Process_Natural Gas_All | F4 | Industrial | All | Food Processing | Existing | Process | Natural Gas | Winter Peak Demand (MW) | 0 | 0 | 0 | 0 | 0 | 0 | 0 | 0 | 0 | 0 | 0 | 0 | 0 | 0 | 0 | 0 | 0 | 0 | 0 | 0 | 0 | 0 | 0 | 0 | 0 | 0 | 0 | 0 | 0 | 0 | 0 | 0 | 0
F1_Industrial_Food Processing_Existing_Miscellaneous_Natural Gas_All | F1 | Industrial | All | Food Processing | Existing | Miscellaneous | Natural Gas | Units | 0 | 0 | 0 | 0 | 0 | 0 | 0 | 0 | 0 | 0 | 0 | 0 | 0 | 0 | 0 | 0 | 0 | 0 | 0 | 0 | 0 | 0 | 0 | 0 | 0 | 0 | 0 | 0 | 0 | 0 | 0 | 0 | 0
F2_Industrial_Food Processing_Existing_Miscellaneous_Natural Gas_All | F2 | Industrial | All | Food Processing | Existing | Miscellaneous | Natural Gas | Usage (GWh) | 0 | 0 | 0 | 0 | 0 | 0 | 0 | 0 | 0 | 0 | 0 | 0 | 0 | 0 | 0 | 0 | 0 | 0 | 0 | 0 | 0 | 0 | 0 | 0 | 0 | 0 | 0 | 0 | 0 | 0 | 0 | 0 | 0
F3_Industrial_Food Processing_Existing_Miscellaneous_Natural Gas_All | F3 | Industrial | All | Food Processing | Existing | Miscellaneous | Natural Gas | Summer Peak Demand (MW) | 0 | 0 | 0 | 0 | 0 | 0 | 0 | 0 | 0 | 0 | 0 | 0 | 0 | 0 | 0 | 0 | 0 | 0 | 0 | 0 | 0 | 0 | 0 | 0 | 0 | 0 | 0 | 0 | 0 | 0 | 0 | 0 | 0
F4_Industrial_Food Processing_Existing_Miscellaneous_Natural Gas_All | F4 | Industrial | All | Food Processing | Existing | Miscellaneous | Natural Gas | Winter Peak Demand (MW) | 0 | 0 | 0 | 0 | 0 | 0 | 0 | 0 | 0 | 0 | 0 | 0 | 0 | 0 | 0 | 0 | 0 | 0 | 0 | 0 | 0 | 0 | 0 | 0 | 0 | 0 | 0 | 0 | 0 | 0 | 0 | 0 | 0
F1_Industrial_Food Processing_Existing_Space Heating_Natural Gas_Market | F1 | Industrial | Market | Food Processing | Existing | Space Heating | Natural Gas | Units | 0 | 0 | 0 | 0 | 0 | 0 | 0 | 0 | 0 | 0 | 0 | 0 | 0 | 0 | 0 | 0 | 0 | 0 | 0 | 0 | 0 | 0 | 0 | 0 | 0 | 0 | 0 | 0 | 0 | 0 | 0 | 0 | 0
F2_Industrial_Food Processing_Existing_Space Heating_Natural Gas_Market | F2 | Industrial | Market | Food Processing | Existing | Space Heating | Natural Gas | Usage (GWh) | 0 | 0 | 0 | 0 | 0 | 0 | 0 | 0 | 0 | 0 | 0 | 0 | 0 | 0 | 0 | 0 | 0 | 0 | 0 | 0 | 0 | 0 | 0 | 0 | 0 | 0 | 0 | 0 | 0 | 0 | 0 | 0 | 0
F3_Industrial_Food Processing_Existing_Space Heating_Natural Gas_Market | F3 | Industrial | Market | Food Processing | Existing | Space Heating | Natural Gas | Summer Peak Demand (MW) | 0 | 0 | 0 | 0 | 0 | 0 | 0 | 0 | 0 | 0 | 0 | 0 | 0 | 0 | 0 | 0 | 0 | 0 | 0 | 0 | 0 | 0 | 0 | 0 | 0 | 0 | 0 | 0 | 0 | 0 | 0 | 0 | 0
F4_Industrial_Food Processing_Existing_Space Heating_Natural Gas_Market | F4 | Industrial | Market | Food Processing | Existing | Space Heating | Natural Gas | Winter Peak Demand (MW) | 0 | 0 | 0 | 0 | 0 | 0 | 0 | 0 | 0 | 0 | 0 | 0 | 0 | 0 | 0 | 0 | 0 | 0 | 0 | 0 | 0 | 0 | 0 | 0 | 0 | 0 | 0 | 0 | 0 | 0 | 0 | 0 | 0
F1_Industrial_Food Processing_Existing_Process_Natural Gas_Market | F1 | Industrial | Market | Food Processing | Existing | Process | Natural Gas | Units | 0 | 0 | 0 | 0 | 0 | 0 | 0 | 0 | 0 | 0 | 0 | 0 | 0 | 0 | 0 | 0 | 0 | 0 | 0 | 0 | 0 | 0 | 0 | 0 | 0 | 0 | 0 | 0 | 0 | 0 | 0 | 0 | 0
F2_Industrial_Food Processing_Existing_Process_Natural Gas_Market | F2 | Industrial | Market | Food Processing | Existing | Process | Natural Gas | Usage (GWh) | 0 | 0 | 0 | 0 | 0 | 0 | 0 | 0 | 0 | 0 | 0 | 0 | 0 | 0 | 0 | 0 | 0 | 0 | 0 | 0 | 0 | 0 | 0 | 0 | 0 | 0 | 0 | 0 | 0 | 0 | 0 | 0 | 0
F3_Industrial_Food Processing_Existing_Process_Natural Gas_Market | F3 | Industrial | Market | Food Processing | Existing | Process | Natural Gas | Summer Peak Demand (MW) | 0 | 0 | 0 | 0 | 0 | 0 | 0 | 0 | 0 | 0 | 0 | 0 | 0 | 0 | 0 | 0 | 0 | 0 | 0 | 0 | 0 | 0 | 0 | 0 | 0 | 0 | 0 | 0 | 0 | 0 | 0 | 0 | 0
F4_Industrial_Food Processing_Existing_Process_Natural Gas_Market | F4 | Industrial | Market | Food Processing | Existing | Process | Natural Gas | Winter Peak Demand (MW) | 0 | 0 | 0 | 0 | 0 | 0 | 0 | 0 | 0 | 0 | 0 | 0 | 0 | 0 | 0 | 0 | 0 | 0 | 0 | 0 | 0 | 0 | 0 | 0 | 0 | 0 | 0 | 0 | 0 | 0 | 0 | 0 | 0
F1_Industrial_Food Processing_Existing_Miscellaneous_Natural Gas_Market | F1 | Industrial | Market | Food Processing | Existing | Miscellaneous | Natural Gas | Units | 0 | 0 | 0 | 0 | 0 | 0 | 0 | 0 | 0 | 0 | 0 | 0 | 0 | 0 | 0 | 0 | 0 | 0 | 0 | 0 | 0 | 0 | 0 | 0 | 0 | 0 | 0 | 0 | 0 | 0 | 0 | 0 | 0
F2_Industrial_Food Processing_Existing_Miscellaneous_Natural Gas_Market | F2 | Industrial | Market | Food Processing | Existing | Miscellaneous | Natural Gas | Usage (GWh) | 0 | 0 | 0 | 0 | 0 | 0 | 0 | 0 | 0 | 0 | 0 | 0 | 0 | 0 | 0 | 0 | 0 | 0 | 0 | 0 | 0 | 0 | 0 | 0 | 0 | 0 | 0 | 0 | 0 | 0 | 0 | 0 | 0
F3_Industrial_Food Processing_Existing_Miscellaneous_Natural Gas_Market | F3 | Industrial | Market | Food Processing | Existing | Miscellaneous | Natural Gas | Summer Peak Demand (MW) | 0 | 0 | 0 | 0 | 0 | 0 | 0 | 0 | 0 | 0 | 0 | 0 | 0 | 0 | 0 | 0 | 0 | 0 | 0 | 0 | 0 | 0 | 0 | 0 | 0 | 0 | 0 | 0 | 0 | 0 | 0 | 0 | 0
F4_Industrial_Food Processing_Existing_Miscellaneous_Natural Gas_Market | F4 | Industrial | Market | Food Processing | Existing | Miscellaneous | Natural Gas | Winter Peak Demand (MW) | 0 | 0 | 0 | 0 | 0 | 0 | 0 | 0 | 0 | 0 | 0 | 0 | 0 | 0 | 0 | 0 | 0 | 0 | 0 | 0 | 0 | 0 | 0 | 0 | 0 | 0 | 0 | 0 | 0 | 0 | 0 | 0 | 0
F1_Industrial_Food Processing_New_Space Heating_Natural Gas_All | F1 | Industrial | All | Food Processing | New | Space Heating | Natural Gas | Units | 0 | 0 | 0 | 0 | 0 | 0 | 0 | 0 | 0 | 0 | 0 | 0 | 0 | 0 | 0 | 0 | 0 | 0 | 0 | 0 | 0 | 0 | 0 | 0 | 0 | 0 | 0 | 0 | 0 | 0 | 0 | 0 | 0
F2_Industrial_Food Processing_New_Space Heating_Natural Gas_All | F2 | Industrial | All | Food Processing | New | Space Heating | Natural Gas | Usage (GWh) | 0 | 0 | 0 | 0 | 0 | 0 | 0 | 0 | 0 | 0 | 0 | 0 | 0 | 0 | 0 | 0 | 0 | 0 | 0 | 0 | 0 | 0 | 0 | 0 | 0 | 0 | 0 | 0 | 0 | 0 | 0 | 0 | 0
F3_Industrial_Food Processing_New_Space Heating_Natural Gas_All | F3 | Industrial | All | Food Processing | New | Space Heating | Natural Gas | Summer Peak Demand (MW) | 0 | 0 | 0 | 0 | 0 | 0 | 0 | 0 | 0 | 0 | 0 | 0 | 0 | 0 | 0 | 0 | 0 | 0 | 0 | 0 | 0 | 0 | 0 | 0 | 0 | 0 | 0 | 0 | 0 | 0 | 0 | 0 | 0
F4_Industrial_Food Processing_New_Space Heating_Natural Gas_All | F4 | Industrial | All | Food Processing | New | Space Heating | Natural Gas | Winter Peak Demand (MW) | 0 | 0 | 0 | 0 | 0 | 0 | 0 | 0 | 0 | 0 | 0 | 0 | 0 | 0 | 0 | 0 | 0 | 0 | 0 | 0 | 0 | 0 | 0 | 0 | 0 | 0 | 0 | 0 | 0 | 0 | 0 | 0 | 0
F1_Industrial_Food Processing_New_Process_Natural Gas_All | F1 | Industrial | All | Food Processing | New | Process | Natural Gas | Units | 0 | 0 | 0 | 0 | 0 | 0 | 0 | 0 | 0 | 0 | 0 | 0 | 0 | 0 | 0 | 0 | 0 | 0 | 0 | 0 | 0 | 0 | 0 | 0 | 0 | 0 | 0 | 0 | 0 | 0 | 0 | 0 | 0
F2_Industrial_Food Processing_New_Process_Natural Gas_All | F2 | Industrial | All | Food Processing | New | Process | Natural Gas | Usage (GWh) | 0 | 0 | 0 | 0 | 0 | 0 | 0 | 0 | 0 | 0 | 0 | 0 | 0 | 0 | 0 | 0 | 0 | 0 | 0 | 0 | 0 | 0 | 0 | 0 | 0 | 0 | 0 | 0 | 0 | 0 | 0 | 0 | 0
F3_Industrial_Food Processing_New_Process_Natural Gas_All | F3 | Industrial | All | Food Processing | New | Process | Natural Gas | Summer Peak Demand (MW) | 0 | 0 | 0 | 0 | 0 | 0 | 0 | 0 | 0 | 0 | 0 | 0 | 0 | 0 | 0 | 0 | 0 | 0 | 0 | 0 | 0 | 0 | 0 | 0 | 0 | 0 | 0 | 0 | 0 | 0 | 0 | 0 | 0
F4_Industrial_Food Processing_New_Process_Natural Gas_All | F4 | Industrial | All | Food Processing | New | Process | Natural Gas | Winter Peak Demand (MW) | 0 | 0 | 0 | 0 | 0 | 0 | 0 | 0 | 0 | 0 | 0 | 0 | 0 | 0 | 0 | 0 | 0 | 0 | 0 | 0 | 0 | 0 | 0 | 0 | 0 | 0 | 0 | 0 | 0 | 0 | 0 | 0 | 0
F1_Industrial_Food Processing_New_Miscellaneous_Natural Gas_All | F1 | Industrial | All | Food Processing | New | Miscellaneous | Natural Gas | Units | 0 | 0 | 0 | 0 | 0 | 0 | 0 | 0 | 0 | 0 | 0 | 0 | 0 | 0 | 0 | 0 | 0 | 0 | 0 | 0 | 0 | 0 | 0 | 0 | 0 | 0 | 0 | 0 | 0 | 0 | 0 | 0 | 0
F2_Industrial_Food Processing_New_Miscellaneous_Natural Gas_All | F2 | Industrial | All | Food Processing | New | Miscellaneous | Natural Gas | Usage (GWh) | 0 | 0 | 0 | 0 | 0 | 0 | 0 | 0 | 0 | 0 | 0 | 0 | 0 | 0 | 0 | 0 | 0 | 0 | 0 | 0 | 0 | 0 | 0 | 0 | 0 | 0 | 0 | 0 | 0 | 0 | 0 | 0 | 0
F3_Industrial_Food Processing_New_Miscellaneous_Natural Gas_All | F3 | Industrial | All | Food Processing | New | Miscellaneous | Natural Gas | Summer Peak Demand (MW) | 0 | 0 | 0 | 0 | 0 | 0 | 0 | 0 | 0 | 0 | 0 | 0 | 0 | 0 | 0 | 0 | 0 | 0 | 0 | 0 | 0 | 0 | 0 | 0 | 0 | 0 | 0 | 0 | 0 | 0 | 0 | 0 | 0
F4_Industrial_Food Processing_New_Miscellaneous_Natural Gas_All | F4 | Industrial | All | Food Processing | New | Miscellaneous | Natural Gas | Winter Peak Demand (MW) | 0 | 0 | 0 | 0 | 0 | 0 | 0 | 0 | 0 | 0 | 0 | 0 | 0 | 0 | 0 | 0 | 0 | 0 | 0 | 0 | 0 | 0 | 0 | 0 | 0 | 0 | 0 | 0 | 0 | 0 | 0 | 0 | 0
F1_Industrial_Food Processing_New_Space Heating_Natural Gas_Market | F1 | Industrial | Market | Food Processing | New | Space Heating | Natural Gas | Units | 0 | 0 | 0 | 0 | 0 | 0 | 0 | 0 | 0 | 0 | 0 | 0 | 0 | 0 | 0 | 0 | 0 | 0 | 0 | 0 | 0 | 0 | 0 | 0 | 0 | 0 | 0 | 0 | 0 | 0 | 0 | 0 | 0
F2_Industrial_Food Processing_New_Space Heating_Natural Gas_Market | F2 | Industrial | Market | Food Processing | New | Space Heating | Natural Gas | Usage (GWh) | 0 | 0 | 0 | 0 | 0 | 0 | 0 | 0 | 0 | 0 | 0 | 0 | 0 | 0 | 0 | 0 | 0 | 0 | 0 | 0 | 0 | 0 | 0 | 0 | 0 | 0 | 0 | 0 | 0 | 0 | 0 | 0 | 0
F3_Industrial_Food Processing_New_Space Heating_Natural Gas_Market | F3 | Industrial | Market | Food Processing | New | Space Heating | Natural Gas | Summer Peak Demand (MW) | 0 | 0 | 0 | 0 | 0 | 0 | 0 | 0 | 0 | 0 | 0 | 0 | 0 | 0 | 0 | 0 | 0 | 0 | 0 | 0 | 0 | 0 | 0 | 0 | 0 | 0 | 0 | 0 | 0 | 0 | 0 | 0 | 0
F4_Industrial_Food Processing_New_Space Heating_Natural Gas_Market | F4 | Industrial | Market | Food Processing | New | Space Heating | Natural Gas | Winter Peak Demand (MW) | 0 | 0 | 0 | 0 | 0 | 0 | 0 | 0 | 0 | 0 | 0 | 0 | 0 | 0 | 0 | 0 | 0 | 0 | 0 | 0 | 0 | 0 | 0 | 0 | 0 | 0 | 0 | 0 | 0 | 0 | 0 | 0 | 0
F1_Industrial_Food Processing_New_Process_Natural Gas_Market | F1 | Industrial | Market | Food Processing | New | Process | Natural Gas | Units | 0 | 0 | 0 | 0 | 0 | 0 | 0 | 0 | 0 | 0 | 0 | 0 | 0 | 0 | 0 | 0 | 0 | 0 | 0 | 0 | 0 | 0 | 0 | 0 | 0 | 0 | 0 | 0 | 0 | 0 | 0 | 0 | 0
F2_Industrial_Food Processing_New_Process_Natural Gas_Market | F2 | Industrial | Market | Food Processing | New | Process | Natural Gas | Usage (GWh) | 0 | 0 | 0 | 0 | 0 | 0 | 0 | 0 | 0 | 0 | 0 | 0 | 0 | 0 | 0 | 0 | 0 | 0 | 0 | 0 | 0 | 0 | 0 | 0 | 0 | 0 | 0 | 0 | 0 | 0 | 0 | 0 | 0
F3_Industrial_Food Processing_New_Process_Natural Gas_Market | F3 | Industrial | Market | Food Processing | New | Process | Natural Gas | Summer Peak Demand (MW) | 0 | 0 | 0 | 0 | 0 | 0 | 0 | 0 | 0 | 0 | 0 | 0 | 0 | 0 | 0 | 0 | 0 | 0 | 0 | 0 | 0 | 0 | 0 | 0 | 0 | 0 | 0 | 0 | 0 | 0 | 0 | 0 | 0
F4_Industrial_Food Processing_New_Process_Natural Gas_Market | F4 | Industrial | Market | Food Processing | New | Process | Natural Gas | Winter Peak Demand (MW) | 0 | 0 | 0 | 0 | 0 | 0 | 0 | 0 | 0 | 0 | 0 | 0 | 0 | 0 | 0 | 0 | 0 | 0 | 0 | 0 | 0 | 0 | 0 | 0 | 0 | 0 | 0 | 0 | 0 | 0 | 0 | 0 | 0
F1_Industrial_Food Processing_New_Miscellaneous_Natural Gas_Market | F1 | Industrial | Market | Food Processing | New | Miscellaneous | Natural Gas | Units | 0 | 0 | 0 | 0 | 0 | 0 | 0 | 0 | 0 | 0 | 0 | 0 | 0 | 0 | 0 | 0 | 0 | 0 | 0 | 0 | 0 | 0 | 0 | 0 | 0 | 0 | 0 | 0 | 0 | 0 | 0 | 0 | 0
F2_Industrial_Food Processing_New_Miscellaneous_Natural Gas_Market | F2 | Industrial | Market | Food Processing | New | Miscellaneous | Natural Gas | Usage (GWh) | 0 | 0 | 0 | 0 | 0 | 0 | 0 | 0 | 0 | 0 | 0 | 0 | 0 | 0 | 0 | 0 | 0 | 0 | 0 | 0 | 0 | 0 | 0 | 0 | 0 | 0 | 0 | 0 | 0 | 0 | 0 | 0 | 0
F3_Industrial_Food Processing_New_Miscellaneous_Natural Gas_Market | F3 | Industrial | Market | Food Processing | New | Miscellaneous | Natural Gas | Summer Peak Demand (MW) | 0 | 0 | 0 | 0 | 0 | 0 | 0 | 0 | 0 | 0 | 0 | 0 | 0 | 0 | 0 | 0 | 0 | 0 | 0 | 0 | 0 | 0 | 0 | 0 | 0 | 0 | 0 | 0 | 0 | 0 | 0 | 0 | 0
F4_Industrial_Food Processing_New_Miscellaneous_Natural Gas_Market | F4 | Industrial | Market | Food Processing | New | Miscellaneous | Natural Gas | Winter Peak Demand (MW) | 0 | 0 | 0 | 0 | 0 | 0 | 0 | 0 | 0 | 0 | 0 | 0 | 0 | 0 | 0 | 0 | 0 | 0 | 0 | 0 | 0 | 0 | 0 | 0 | 0 | 0 | 0 | 0 | 0 | 0 | 0 | 0 | 0
F1_Industrial_Lumber and Wood Products_Existing_Space Heating_Natural Gas_All | F1 | Industrial | All | Lumber and Wood Products | Existing | Space Heating | Natural Gas | Units | 0 | 0 | 0 | 0 | 0 | 0 | 0 | 0 | 0 | 0 | 0 | 0 | 0 | 0 | 0 | 0 | 0 | 0 | 0 | 0 | 0 | 0 | 0 | 0 | 0 | 0 | 0 | 0 | 0 | 0 | 0 | 0 | 0
F2_Industrial_Lumber and Wood Products_Existing_Space Heating_Natural Gas_All | F2 | Industrial | All | Lumber and Wood Products | Existing | Space Heating | Natural Gas | Usage (GWh) | 0 | 0 | 0 | 0 | 0 | 0 | 0 | 0 | 0 | 0 | 0 | 0 | 0 | 0 | 0 | 0 | 0 | 0 | 0 | 0 | 0 | 0 | 0 | 0 | 0 | 0 | 0 | 0 | 0 | 0 | 0 | 0 | 0
F3_Industrial_Lumber and Wood Products_Existing_Space Heating_Natural Gas_All | F3 | Industrial | All | Lumber and Wood Products | Existing | Space Heating | Natural Gas | Summer Peak Demand (MW) | 0 | 0 | 0 | 0 | 0 | 0 | 0 | 0 | 0 | 0 | 0 | 0 | 0 | 0 | 0 | 0 | 0 | 0 | 0 | 0 | 0 | 0 | 0 | 0 | 0 | 0 | 0 | 0 | 0 | 0 | 0 | 0 | 0
F4_Industrial_Lumber and Wood Products_Existing_Space Heating_Natural Gas_All | F4 | Industrial | All | Lumber and Wood Products | Existing | Space Heating | Natural Gas | Winter Peak Demand (MW) | 0 | 0 | 0 | 0 | 0 | 0 | 0 | 0 | 0 | 0 | 0 | 0 | 0 | 0 | 0 | 0 | 0 | 0 | 0 | 0 | 0 | 0 | 0 | 0 | 0 | 0 | 0 | 0 | 0 | 0 | 0 | 0 | 0
F1_Industrial_Lumber and Wood Products_Existing_Process_Natural Gas_All | F1 | Industrial | All | Lumber and Wood Products | Existing | Process | Natural Gas | Units | 0 | 0 | 0 | 0 | 0 | 0 | 0 | 0 | 0 | 0 | 0 | 0 | 0 | 0 | 0 | 0 | 0 | 0 | 0 | 0 | 0 | 0 | 0 | 0 | 0 | 0 | 0 | 0 | 0 | 0 | 0 | 0 | 0
F2_Industrial_Lumber and Wood Products_Existing_Process_Natural Gas_All | F2 | Industrial | All | Lumber and Wood Products | Existing | Process | Natural Gas | Usage (GWh) | 0 | 0 | 0 | 0 | 0 | 0 | 0 | 0 | 0 | 0 | 0 | 0 | 0 | 0 | 0 | 0 | 0 | 0 | 0 | 0 | 0 | 0 | 0 | 0 | 0 | 0 | 0 | 0 | 0 | 0 | 0 | 0 | 0
F3_Industrial_Lumber and Wood Products_Existing_Process_Natural Gas_All | F3 | Industrial | All | Lumber and Wood Products | Existing | Process | Natural Gas | Summer Peak Demand (MW) | 0 | 0 | 0 | 0 | 0 | 0 | 0 | 0 | 0 | 0 | 0 | 0 | 0 | 0 | 0 | 0 | 0 | 0 | 0 | 0 | 0 | 0 | 0 | 0 | 0 | 0 | 0 | 0 | 0 | 0 | 0 | 0 | 0
F4_Industrial_Lumber and Wood Products_Existing_Process_Natural Gas_All | F4 | Industrial | All | Lumber and Wood Products | Existing | Process | Natural Gas | Winter Peak Demand (MW) | 0 | 0 | 0 | 0 | 0 | 0 | 0 | 0 | 0 | 0 | 0 | 0 | 0 | 0 | 0 | 0 | 0 | 0 | 0 | 0 | 0 | 0 | 0 | 0 | 0 | 0 | 0 | 0 | 0 | 0 | 0 | 0 | 0
F1_Industrial_Lumber and Wood Products_Existing_Miscellaneous_Natural Gas_All | F1 | Industrial | All | Lumber and Wood Products | Existing | Miscellaneous | Natural Gas | Units | 0 | 0 | 0 | 0 | 0 | 0 | 0 | 0 | 0 | 0 | 0 | 0 | 0 | 0 | 0 | 0 | 0 | 0 | 0 | 0 | 0 | 0 | 0 | 0 | 0 | 0 | 0 | 0 | 0 | 0 | 0 | 0 | 0
F2_Industrial_Lumber and Wood Products_Existing_Miscellaneous_Natural Gas_All | F2 | Industrial | All | Lumber and Wood Products | Existing | Miscellaneous | Natural Gas | Usage (GWh) | 0 | 0 | 0 | 0 | 0 | 0 | 0 | 0 | 0 | 0 | 0 | 0 | 0 | 0 | 0 | 0 | 0 | 0 | 0 | 0 | 0 | 0 | 0 | 0 | 0 | 0 | 0 | 0 | 0 | 0 | 0 | 0 | 0
F3_Industrial_Lumber and Wood Products_Existing_Miscellaneous_Natural Gas_All | F3 | Industrial | All | Lumber and Wood Products | Existing | Miscellaneous | Natural Gas | Summer Peak Demand (MW) | 0 | 0 | 0 | 0 | 0 | 0 | 0 | 0 | 0 | 0 | 0 | 0 | 0 | 0 | 0 | 0 | 0 | 0 | 0 | 0 | 0 | 0 | 0 | 0 | 0 | 0 | 0 | 0 | 0 | 0 | 0 | 0 | 0
F4_Industrial_Lumber and Wood Products_Existing_Miscellaneous_Natural Gas_All | F4 | Industrial | All | Lumber and Wood Products | Existing | Miscellaneous | Natural Gas | Winter Peak Demand (MW) | 0 | 0 | 0 | 0 | 0 | 0 | 0 | 0 | 0 | 0 | 0 | 0 | 0 | 0 | 0 | 0 | 0 | 0 | 0 | 0 | 0 | 0 | 0 | 0 | 0 | 0 | 0 | 0 | 0 | 0 | 0 | 0 | 0
F1_Industrial_Lumber and Wood Products_Existing_Space Heating_Natural Gas_Market | F1 | Industrial | Market | Lumber and Wood Products | Existing | Space Heating | Natural Gas | Units | 0 | 0 | 0 | 0 | 0 | 0 | 0 | 0 | 0 | 0 | 0 | 0 | 0 | 0 | 0 | 0 | 0 | 0 | 0 | 0 | 0 | 0 | 0 | 0 | 0 | 0 | 0 | 0 | 0 | 0 | 0 | 0 | 0
F2_Industrial_Lumber and Wood Products_Existing_Space Heating_Natural Gas_Market | F2 | Industrial | Market | Lumber and Wood Products | Existing | Space Heating | Natural Gas | Usage (GWh) | 0 | 0 | 0 | 0 | 0 | 0 | 0 | 0 | 0 | 0 | 0 | 0 | 0 | 0 | 0 | 0 | 0 | 0 | 0 | 0 | 0 | 0 | 0 | 0 | 0 | 0 | 0 | 0 | 0 | 0 | 0 | 0 | 0
F3_Industrial_Lumber and Wood Products_Existing_Space Heating_Natural Gas_Market | F3 | Industrial | Market | Lumber and Wood Products | Existing | Space Heating | Natural Gas | Summer Peak Demand (MW) | 0 | 0 | 0 | 0 | 0 | 0 | 0 | 0 | 0 | 0 | 0 | 0 | 0 | 0 | 0 | 0 | 0 | 0 | 0 | 0 | 0 | 0 | 0 | 0 | 0 | 0 | 0 | 0 | 0 | 0 | 0 | 0 | 0
F4_Industrial_Lumber and Wood Products_Existing_Space Heating_Natural Gas_Market | F4 | Industrial | Market | Lumber and Wood Products | Existing | Space Heating | Natural Gas | Winter Peak Demand (MW) | 0 | 0 | 0 | 0 | 0 | 0 | 0 | 0 | 0 | 0 | 0 | 0 | 0 | 0 | 0 | 0 | 0 | 0 | 0 | 0 | 0 | 0 | 0 | 0 | 0 | 0 | 0 | 0 | 0 | 0 | 0 | 0 | 0
F1_Industrial_Lumber and Wood Products_Existing_Process_Natural Gas_Market | F1 | Industrial | Market | Lumber and Wood Products | Existing | Process | Natural Gas | Units | 0 | 0 | 0 | 0 | 0 | 0 | 0 | 0 | 0 | 0 | 0 | 0 | 0 | 0 | 0 | 0 | 0 | 0 | 0 | 0 | 0 | 0 | 0 | 0 | 0 | 0 | 0 | 0 | 0 | 0 | 0 | 0 | 0
F2_Industrial_Lumber and Wood Products_Existing_Process_Natural Gas_Market | F2 | Industrial | Market | Lumber and Wood Products | Existing | Process | Natural Gas | Usage (GWh) | 0 | 0 | 0 | 0 | 0 | 0 | 0 | 0 | 0 | 0 | 0 | 0 | 0 | 0 | 0 | 0 | 0 | 0 | 0 | 0 | 0 | 0 | 0 | 0 | 0 | 0 | 0 | 0 | 0 | 0 | 0 | 0 | 0
F3_Industrial_Lumber and Wood Products_Existing_Process_Natural Gas_Market | F3 | Industrial | Market | Lumber and Wood Products | Existing | Process | Natural Gas | Summer Peak Demand (MW) | 0 | 0 | 0 | 0 | 0 | 0 | 0 | 0 | 0 | 0 | 0 | 0 | 0 | 0 | 0 | 0 | 0 | 0 | 0 | 0 | 0 | 0 | 0 | 0 | 0 | 0 | 0 | 0 | 0 | 0 | 0 | 0 | 0
F4_Industrial_Lumber and Wood Products_Existing_Process_Natural Gas_Market | F4 | Industrial | Market | Lumber and Wood Products | Existing | Process | Natural Gas | Winter Peak Demand (MW) | 0 | 0 | 0 | 0 | 0 | 0 | 0 | 0 | 0 | 0 | 0 | 0 | 0 | 0 | 0 | 0 | 0 | 0 | 0 | 0 | 0 | 0 | 0 | 0 | 0 | 0 | 0 | 0 | 0 | 0 | 0 | 0 | 0
F1_Industrial_Lumber and Wood Products_Existing_Miscellaneous_Natural Gas_Market | F1 | Industrial | Market | Lumber and Wood Products | Existing | Miscellaneous | Natural Gas | Units | 0 | 0 | 0 | 0 | 0 | 0 | 0 | 0 | 0 | 0 | 0 | 0 | 0 | 0 | 0 | 0 | 0 | 0 | 0 | 0 | 0 | 0 | 0 | 0 | 0 | 0 | 0 | 0 | 0 | 0 | 0 | 0 | 0
F2_Industrial_Lumber and Wood Products_Existing_Miscellaneous_Natural Gas_Market | F2 | Industrial | Market | Lumber and Wood Products | Existing | Miscellaneous | Natural Gas | Usage (GWh) | 0 | 0 | 0 | 0 | 0 | 0 | 0 | 0 | 0 | 0 | 0 | 0 | 0 | 0 | 0 | 0 | 0 | 0 | 0 | 0 | 0 | 0 | 0 | 0 | 0 | 0 | 0 | 0 | 0 | 0 | 0 | 0 | 0
F3_Industrial_Lumber and Wood Products_Existing_Miscellaneous_Natural Gas_Market | F3 | Industrial | Market | Lumber and Wood Products | Existing | Miscellaneous | Natural Gas | Summer Peak Demand (MW) | 0 | 0 | 0 | 0 | 0 | 0 | 0 | 0 | 0 | 0 | 0 | 0 | 0 | 0 | 0 | 0 | 0 | 0 | 0 | 0 | 0 | 0 | 0 | 0 | 0 | 0 | 0 | 0 | 0 | 0 | 0 | 0 | 0
F4_Industrial_Lumber and Wood Products_Existing_Miscellaneous_Natural Gas_Market | F4 | Industrial | Market | Lumber and Wood Products | Existing | Miscellaneous | Natural Gas | Winter Peak Demand (MW) | 0 | 0 | 0 | 0 | 0 | 0 | 0 | 0 | 0 | 0 | 0 | 0 | 0 | 0 | 0 | 0 | 0 | 0 | 0 | 0 | 0 | 0 | 0 | 0 | 0 | 0 | 0 | 0 | 0 | 0 | 0 | 0 | 0
F1_Industrial_Lumber and Wood Products_New_Space Heating_Natural Gas_All | F1 | Industrial | All | Lumber and Wood Products | New | Space Heating | Natural Gas | Units | 0 | 0 | 0 | 0 | 0 | 0 | 0 | 0 | 0 | 0 | 0 | 0 | 0 | 0 | 0 | 0 | 0 | 0 | 0 | 0 | 0 | 0 | 0 | 0 | 0 | 0 | 0 | 0 | 0 | 0 | 0 | 0 | 0
F2_Industrial_Lumber and Wood Products_New_Space Heating_Natural Gas_All | F2 | Industrial | All | Lumber and Wood Products | New | Space Heating | Natural Gas | Usage (GWh) | 0 | 0 | 0 | 0 | 0 | 0 | 0 | 0 | 0 | 0 | 0 | 0 | 0 | 0 | 0 | 0 | 0 | 0 | 0 | 0 | 0 | 0 | 0 | 0 | 0 | 0 | 0 | 0 | 0 | 0 | 0 | 0 | 0
F3_Industrial_Lumber and Wood Products_New_Space Heating_Natural Gas_All | F3 | Industrial | All | Lumber and Wood Products | New | Space Heating | Natural Gas | Summer Peak Demand (MW) | 0 | 0 | 0 | 0 | 0 | 0 | 0 | 0 | 0 | 0 | 0 | 0 | 0 | 0 | 0 | 0 | 0 | 0 | 0 | 0 | 0 | 0 | 0 | 0 | 0 | 0 | 0 | 0 | 0 | 0 | 0 | 0 | 0
F4_Industrial_Lumber and Wood Products_New_Space Heating_Natural Gas_All | F4 | Industrial | All | Lumber and Wood Products | New | Space Heating | Natural Gas | Winter Peak Demand (MW) | 0 | 0 | 0 | 0 | 0 | 0 | 0 | 0 | 0 | 0 | 0 | 0 | 0 | 0 | 0 | 0 | 0 | 0 | 0 | 0 | 0 | 0 | 0 | 0 | 0 | 0 | 0 | 0 | 0 | 0 | 0 | 0 | 0
F1_Industrial_Lumber and Wood Products_New_Process_Natural Gas_All | F1 | Industrial | All | Lumber and Wood Products | New | Process | Natural Gas | Units | 0 | 0 | 0 | 0 | 0 | 0 | 0 | 0 | 0 | 0 | 0 | 0 | 0 | 0 | 0 | 0 | 0 | 0 | 0 | 0 | 0 | 0 | 0 | 0 | 0 | 0 | 0 | 0 | 0 | 0 | 0 | 0 | 0
F2_Industrial_Lumber and Wood Products_New_Process_Natural Gas_All | F2 | Industrial | All | Lumber and Wood Products | New | Process | Natural Gas | Usage (GWh) | 0 | 0 | 0 | 0 | 0 | 0 | 0 | 0 | 0 | 0 | 0 | 0 | 0 | 0 | 0 | 0 | 0 | 0 | 0 | 0 | 0 | 0 | 0 | 0 | 0 | 0 | 0 | 0 | 0 | 0 | 0 | 0 | 0
F3_Industrial_Lumber and Wood Products_New_Process_Natural Gas_All | F3 | Industrial | All | Lumber and Wood Products | New | Process | Natural Gas | Summer Peak Demand (MW) | 0 | 0 | 0 | 0 | 0 | 0 | 0 | 0 | 0 | 0 | 0 | 0 | 0 | 0 | 0 | 0 | 0 | 0 | 0 | 0 | 0 | 0 | 0 | 0 | 0 | 0 | 0 | 0 | 0 | 0 | 0 | 0 | 0
F4_Industrial_Lumber and Wood Products_New_Process_Natural Gas_All | F4 | Industrial | All | Lumber and Wood Products | New | Process | Natural Gas | Winter Peak Demand (MW) | 0 | 0 | 0 | 0 | 0 | 0 | 0 | 0 | 0 | 0 | 0 | 0 | 0 | 0 | 0 | 0 | 0 | 0 | 0 | 0 | 0 | 0 | 0 | 0 | 0 | 0 | 0 | 0 | 0 | 0 | 0 | 0 | 0
F1_Industrial_Lumber and Wood Products_New_Miscellaneous_Natural Gas_All | F1 | Industrial | All | Lumber and Wood Products | New | Miscellaneous | Natural Gas | Units | 0 | 0 | 0 | 0 | 0 | 0 | 0 | 0 | 0 | 0 | 0 | 0 | 0 | 0 | 0 | 0 | 0 | 0 | 0 | 0 | 0 | 0 | 0 | 0 | 0 | 0 | 0 | 0 | 0 | 0 | 0 | 0 | 0
F2_Industrial_Lumber and Wood Products_New_Miscellaneous_Natural Gas_All | F2 | Industrial | All | Lumber and Wood Products | New | Miscellaneous | Natural Gas | Usage (GWh) | 0 | 0 | 0 | 0 | 0 | 0 | 0 | 0 | 0 | 0 | 0 | 0 | 0 | 0 | 0 | 0 | 0 | 0 | 0 | 0 | 0 | 0 | 0 | 0 | 0 | 0 | 0 | 0 | 0 | 0 | 0 | 0 | 0
F3_Industrial_Lumber and Wood Products_New_Miscellaneous_Natural Gas_All | F3 | Industrial | All | Lumber and Wood Products | New | Miscellaneous | Natural Gas | Summer Peak Demand (MW) | 0 | 0 | 0 | 0 | 0 | 0 | 0 | 0 | 0 | 0 | 0 | 0 | 0 | 0 | 0 | 0 | 0 | 0 | 0 | 0 | 0 | 0 | 0 | 0 | 0 | 0 | 0 | 0 | 0 | 0 | 0 | 0 | 0
F4_Industrial_Lumber and Wood Products_New_Miscellaneous_Natural Gas_All | F4 | Industrial | All | Lumber and Wood Products | New | Miscellaneous | Natural Gas | Winter Peak Demand (MW) | 0 | 0 | 0 | 0 | 0 | 0 | 0 | 0 | 0 | 0 | 0 | 0 | 0 | 0 | 0 | 0 | 0 | 0 | 0 | 0 | 0 | 0 | 0 | 0 | 0 | 0 | 0 | 0 | 0 | 0 | 0 | 0 | 0
F1_Industrial_Lumber and Wood Products_New_Space Heating_Natural Gas_Market | F1 | Industrial | Market | Lumber and Wood Products | New | Space Heating | Natural Gas | Units | 0 | 0 | 0 | 0 | 0 | 0 | 0 | 0 | 0 | 0 | 0 | 0 | 0 | 0 | 0 | 0 | 0 | 0 | 0 | 0 | 0 | 0 | 0 | 0 | 0 | 0 | 0 | 0 | 0 | 0 | 0 | 0 | 0
F2_Industrial_Lumber and Wood Products_New_Space Heating_Natural Gas_Market | F2 | Industrial | Market | Lumber and Wood Products | New | Space Heating | Natural Gas | Usage (GWh) | 0 | 0 | 0 | 0 | 0 | 0 | 0 | 0 | 0 | 0 | 0 | 0 | 0 | 0 | 0 | 0 | 0 | 0 | 0 | 0 | 0 | 0 | 0 | 0 | 0 | 0 | 0 | 0 | 0 | 0 | 0 | 0 | 0
F3_Industrial_Lumber and Wood Products_New_Space Heating_Natural Gas_Market | F3 | Industrial | Market | Lumber and Wood Products | New | Space Heating | Natural Gas | Summer Peak Demand (MW) | 0 | 0 | 0 | 0 | 0 | 0 | 0 | 0 | 0 | 0 | 0 | 0 | 0 | 0 | 0 | 0 | 0 | 0 | 0 | 0 | 0 | 0 | 0 | 0 | 0 | 0 | 0 | 0 | 0 | 0 | 0 | 0 | 0
F4_Industrial_Lumber and Wood Products_New_Space Heating_Natural Gas_Market | F4 | Industrial | Market | Lumber and Wood Products | New | Space Heating | Natural Gas | Winter Peak Demand (MW) | 0 | 0 | 0 | 0 | 0 | 0 | 0 | 0 | 0 | 0 | 0 | 0 | 0 | 0 | 0 | 0 | 0 | 0 | 0 | 0 | 0 | 0 | 0 | 0 | 0 | 0 | 0 | 0 | 0 | 0 | 0 | 0 | 0
F1_Industrial_Lumber and Wood Products_New_Process_Natural Gas_Market | F1 | Industrial | Market | Lumber and Wood Products | New | Process | Natural Gas | Units | 0 | 0 | 0 | 0 | 0 | 0 | 0 | 0 | 0 | 0 | 0 | 0 | 0 | 0 | 0 | 0 | 0 | 0 | 0 | 0 | 0 | 0 | 0 | 0 | 0 | 0 | 0 | 0 | 0 | 0 | 0 | 0 | 0
F2_Industrial_Lumber and Wood Products_New_Process_Natural Gas_Market | F2 | Industrial | Market | Lumber and Wood Products | New | Process | Natural Gas | Usage (GWh) | 0 | 0 | 0 | 0 | 0 | 0 | 0 | 0 | 0 | 0 | 0 | 0 | 0 | 0 | 0 | 0 | 0 | 0 | 0 | 0 | 0 | 0 | 0 | 0 | 0 | 0 | 0 | 0 | 0 | 0 | 0 | 0 | 0
F3_Industrial_Lumber and Wood Products_New_Process_Natural Gas_Market | F3 | Industrial | Market | Lumber and Wood Products | New | Process | Natural Gas | Summer Peak Demand (MW) | 0 | 0 | 0 | 0 | 0 | 0 | 0 | 0 | 0 | 0 | 0 | 0 | 0 | 0 | 0 | 0 | 0 | 0 | 0 | 0 | 0 | 0 | 0 | 0 | 0 | 0 | 0 | 0 | 0 | 0 | 0 | 0 | 0
F4_Industrial_Lumber and Wood Products_New_Process_Natural Gas_Market | F4 | Industrial | Market | Lumber and Wood Products | New | Process | Natural Gas | Winter Peak Demand (MW) | 0 | 0 | 0 | 0 | 0 | 0 | 0 | 0 | 0 | 0 | 0 | 0 | 0 | 0 | 0 | 0 | 0 | 0 | 0 | 0 | 0 | 0 | 0 | 0 | 0 | 0 | 0 | 0 | 0 | 0 | 0 | 0 | 0
F1_Industrial_Lumber and Wood Products_New_Miscellaneous_Natural Gas_Market | F1 | Industrial | Market | Lumber and Wood Products | New | Miscellaneous | Natural Gas | Units | 0 | 0 | 0 | 0 | 0 | 0 | 0 | 0 | 0 | 0 | 0 | 0 | 0 | 0 | 0 | 0 | 0 | 0 | 0 | 0 | 0 | 0 | 0 | 0 | 0 | 0 | 0 | 0 | 0 | 0 | 0 | 0 | 0
F2_Industrial_Lumber and Wood Products_New_Miscellaneous_Natural Gas_Market | F2 | Industrial | Market | Lumber and Wood Products | New | Miscellaneous | Natural Gas | Usage (GWh) | 0 | 0 | 0 | 0 | 0 | 0 | 0 | 0 | 0 | 0 | 0 | 0 | 0 | 0 | 0 | 0 | 0 | 0 | 0 | 0 | 0 | 0 | 0 | 0 | 0 | 0 | 0 | 0 | 0 | 0 | 0 | 0 | 0
F3_Industrial_Lumber and Wood Products_New_Miscellaneous_Natural Gas_Market | F3 | Industrial | Market | Lumber and Wood Products | New | Miscellaneous | Natural Gas | Summer Peak Demand (MW) | 0 | 0 | 0 | 0 | 0 | 0 | 0 | 0 | 0 | 0 | 0 | 0 | 0 | 0 | 0 | 0 | 0 | 0 | 0 | 0 | 0 | 0 | 0 | 0 | 0 | 0 | 0 | 0 | 0 | 0 | 0 | 0 | 0
F4_Industrial_Lumber and Wood Products_New_Miscellaneous_Natural Gas_Market | F4 | Industrial | Market | Lumber and Wood Products | New | Miscellaneous | Natural Gas | Winter Peak Demand (MW) | 0 | 0 | 0 | 0 | 0 | 0 | 0 | 0 | 0 | 0 | 0 | 0 | 0 | 0 | 0 | 0 | 0 | 0 | 0 | 0 | 0 | 0 | 0 | 0 | 0 | 0 | 0 | 0 | 0 | 0 | 0 | 0 | 0
F1_Industrial_Other Industrial_Existing_Space Heating_Natural Gas_All | F1 | Industrial | All | Other Industrial | Existing | Space Heating | Natural Gas | Units | 0 | 0 | 0 | 0 | 0 | 0 | 0 | 0 | 0 | 0 | 0 | 0 | 0 | 0 | 0 | 0 | 0 | 0 | 0 | 0 | 0 | 0 | 0 | 0 | 0 | 0 | 0 | 0 | 0 | 0 | 0 | 0 | 0
F2_Industrial_Other Industrial_Existing_Space Heating_Natural Gas_All | F2 | Industrial | All | Other Industrial | Existing | Space Heating | Natural Gas | Usage (GWh) | 0 | 0 | 0 | 0 | 0 | 0 | 0 | 0 | 0 | 0 | 0 | 0 | 0 | 0 | 0 | 0 | 0 | 0 | 0 | 0 | 0 | 0 | 0 | 0 | 0 | 0 | 0 | 0 | 0 | 0 | 0 | 0 | 0
F3_Industrial_Other Industrial_Existing_Space Heating_Natural Gas_All | F3 | Industrial | All | Other Industrial | Existing | Space Heating | Natural Gas | Summer Peak Demand (MW) | 0 | 0 | 0 | 0 | 0 | 0 | 0 | 0 | 0 | 0 | 0 | 0 | 0 | 0 | 0 | 0 | 0 | 0 | 0 | 0 | 0 | 0 | 0 | 0 | 0 | 0 | 0 | 0 | 0 | 0 | 0 | 0 | 0
F4_Industrial_Other Industrial_Existing_Space Heating_Natural Gas_All | F4 | Industrial | All | Other Industrial | Existing | Space Heating | Natural Gas | Winter Peak Demand (MW) | 0 | 0 | 0 | 0 | 0 | 0 | 0 | 0 | 0 | 0 | 0 | 0 | 0 | 0 | 0 | 0 | 0 | 0 | 0 | 0 | 0 | 0 | 0 | 0 | 0 | 0 | 0 | 0 | 0 | 0 | 0 | 0 | 0
F1_Industrial_Other Industrial_Existing_Process_Natural Gas_All | F1 | Industrial | All | Other Industrial | Existing | Process | Natural Gas | Units | 0 | 0 | 0 | 0 | 0 | 0 | 0 | 0 | 0 | 0 | 0 | 0 | 0 | 0 | 0 | 0 | 0 | 0 | 0 | 0 | 0 | 0 | 0 | 0 | 0 | 0 | 0 | 0 | 0 | 0 | 0 | 0 | 0
F2_Industrial_Other Industrial_Existing_Process_Natural Gas_All | F2 | Industrial | All | Other Industrial | Existing | Process | Natural Gas | Usage (GWh) | 0 | 0 | 0 | 0 | 0 | 0 | 0 | 0 | 0 | 0 | 0 | 0 | 0 | 0 | 0 | 0 | 0 | 0 | 0 | 0 | 0 | 0 | 0 | 0 | 0 | 0 | 0 | 0 | 0 | 0 | 0 | 0 | 0
F3_Industrial_Other Industrial_Existing_Process_Natural Gas_All | F3 | Industrial | All | Other Industrial | Existing | Process | Natural Gas | Summer Peak Demand (MW) | 0 | 0 | 0 | 0 | 0 | 0 | 0 | 0 | 0 | 0 | 0 | 0 | 0 | 0 | 0 | 0 | 0 | 0 | 0 | 0 | 0 | 0 | 0 | 0 | 0 | 0 | 0 | 0 | 0 | 0 | 0 | 0 | 0
F4_Industrial_Other Industrial_Existing_Process_Natural Gas_All | F4 | Industrial | All | Other Industrial | Existing | Process | Natural Gas | Winter Peak Demand (MW) | 0 | 0 | 0 | 0 | 0 | 0 | 0 | 0 | 0 | 0 | 0 | 0 | 0 | 0 | 0 | 0 | 0 | 0 | 0 | 0 | 0 | 0 | 0 | 0 | 0 | 0 | 0 | 0 | 0 | 0 | 0 | 0 | 0
F1_Industrial_Other Industrial_Existing_Miscellaneous_Natural Gas_All | F1 | Industrial | All | Other Industrial | Existing | Miscellaneous | Natural Gas | Units | 0 | 0 | 0 | 0 | 0 | 0 | 0 | 0 | 0 | 0 | 0 | 0 | 0 | 0 | 0 | 0 | 0 | 0 | 0 | 0 | 0 | 0 | 0 | 0 | 0 | 0 | 0 | 0 | 0 | 0 | 0 | 0 | 0
F2_Industrial_Other Industrial_Existing_Miscellaneous_Natural Gas_All | F2 | Industrial | All | Other Industrial | Existing | Miscellaneous | Natural Gas | Usage (GWh) | 0 | 0 | 0 | 0 | 0 | 0 | 0 | 0 | 0 | 0 | 0 | 0 | 0 | 0 | 0 | 0 | 0 | 0 | 0 | 0 | 0 | 0 | 0 | 0 | 0 | 0 | 0 | 0 | 0 | 0 | 0 | 0 | 0
F3_Industrial_Other Industrial_Existing_Miscellaneous_Natural Gas_All | F3 | Industrial | All | Other Industrial | Existing | Miscellaneous | Natural Gas | Summer Peak Demand (MW) | 0 | 0 | 0 | 0 | 0 | 0 | 0 | 0 | 0 | 0 | 0 | 0 | 0 | 0 | 0 | 0 | 0 | 0 | 0 | 0 | 0 | 0 | 0 | 0 | 0 | 0 | 0 | 0 | 0 | 0 | 0 | 0 | 0
F4_Industrial_Other Industrial_Existing_Miscellaneous_Natural Gas_All | F4 | Industrial | All | Other Industrial | Existing | Miscellaneous | Natural Gas | Winter Peak Demand (MW) | 0 | 0 | 0 | 0 | 0 | 0 | 0 | 0 | 0 | 0 | 0 | 0 | 0 | 0 | 0 | 0 | 0 | 0 | 0 | 0 | 0 | 0 | 0 | 0 | 0 | 0 | 0 | 0 | 0 | 0 | 0 | 0 | 0
F1_Industrial_Other Industrial_Existing_Space Heating_Natural Gas_Market | F1 | Industrial | Market | Other Industrial | Existing | Space Heating | Natural Gas | Units | 0 | 0 | 0 | 0 | 0 | 0 | 0 | 0 | 0 | 0 | 0 | 0 | 0 | 0 | 0 | 0 | 0 | 0 | 0 | 0 | 0 | 0 | 0 | 0 | 0 | 0 | 0 | 0 | 0 | 0 | 0 | 0 | 0
F2_Industrial_Other Industrial_Existing_Space Heating_Natural Gas_Market | F2 | Industrial | Market | Other Industrial | Existing | Space Heating | Natural Gas | Usage (GWh) | 0 | 0 | 0 | 0 | 0 | 0 | 0 | 0 | 0 | 0 | 0 | 0 | 0 | 0 | 0 | 0 | 0 | 0 | 0 | 0 | 0 | 0 | 0 | 0 | 0 | 0 | 0 | 0 | 0 | 0 | 0 | 0 | 0
F3_Industrial_Other Industrial_Existing_Space Heating_Natural Gas_Market | F3 | Industrial | Market | Other Industrial | Existing | Space Heating | Natural Gas | Summer Peak Demand (MW) | 0 | 0 | 0 | 0 | 0 | 0 | 0 | 0 | 0 | 0 | 0 | 0 | 0 | 0 | 0 | 0 | 0 | 0 | 0 | 0 | 0 | 0 | 0 | 0 | 0 | 0 | 0 | 0 | 0 | 0 | 0 | 0 | 0
F4_Industrial_Other Industrial_Existing_Space Heating_Natural Gas_Market | F4 | Industrial | Market | Other Industrial | Existing | Space Heating | Natural Gas | Winter Peak Demand (MW) | 0 | 0 | 0 | 0 | 0 | 0 | 0 | 0 | 0 | 0 | 0 | 0 | 0 | 0 | 0 | 0 | 0 | 0 | 0 | 0 | 0 | 0 | 0 | 0 | 0 | 0 | 0 | 0 | 0 | 0 | 0 | 0 | 0
F1_Industrial_Other Industrial_Existing_Process_Natural Gas_Market | F1 | Industrial | Market | Other Industrial | Existing | Process | Natural Gas | Units | 0 | 0 | 0 | 0 | 0 | 0 | 0 | 0 | 0 | 0 | 0 | 0 | 0 | 0 | 0 | 0 | 0 | 0 | 0 | 0 | 0 | 0 | 0 | 0 | 0 | 0 | 0 | 0 | 0 | 0 | 0 | 0 | 0
F2_Industrial_Other Industrial_Existing_Process_Natural Gas_Market | F2 | Industrial | Market | Other Industrial | Existing | Process | Natural Gas | Usage (GWh) | 0 | 0 | 0 | 0 | 0 | 0 | 0 | 0 | 0 | 0 | 0 | 0 | 0 | 0 | 0 | 0 | 0 | 0 | 0 | 0 | 0 | 0 | 0 | 0 | 0 | 0 | 0 | 0 | 0 | 0 | 0 | 0 | 0
F3_Industrial_Other Industrial_Existing_Process_Natural Gas_Market | F3 | Industrial | Market | Other Industrial | Existing | Process | Natural Gas | Summer Peak Demand (MW) | 0 | 0 | 0 | 0 | 0 | 0 | 0 | 0 | 0 | 0 | 0 | 0 | 0 | 0 | 0 | 0 | 0 | 0 | 0 | 0 | 0 | 0 | 0 | 0 | 0 | 0 | 0 | 0 | 0 | 0 | 0 | 0 | 0
F4_Industrial_Other Industrial_Existing_Process_Natural Gas_Market | F4 | Industrial | Market | Other Industrial | Existing | Process | Natural Gas | Winter Peak Demand (MW) | 0 | 0 | 0 | 0 | 0 | 0 | 0 | 0 | 0 | 0 | 0 | 0 | 0 | 0 | 0 | 0 | 0 | 0 | 0 | 0 | 0 | 0 | 0 | 0 | 0 | 0 | 0 | 0 | 0 | 0 | 0 | 0 | 0
F1_Industrial_Other Industrial_Existing_Miscellaneous_Natural Gas_Market | F1 | Industrial | Market | Other Industrial | Existing | Miscellaneous | Natural Gas | Units | 0 | 0 | 0 | 0 | 0 | 0 | 0 | 0 | 0 | 0 | 0 | 0 | 0 | 0 | 0 | 0 | 0 | 0 | 0 | 0 | 0 | 0 | 0 | 0 | 0 | 0 | 0 | 0 | 0 | 0 | 0 | 0 | 0
F2_Industrial_Other Industrial_Existing_Miscellaneous_Natural Gas_Market | F2 | Industrial | Market | Other Industrial | Existing | Miscellaneous | Natural Gas | Usage (GWh) | 0 | 0 | 0 | 0 | 0 | 0 | 0 | 0 | 0 | 0 | 0 | 0 | 0 | 0 | 0 | 0 | 0 | 0 | 0 | 0 | 0 | 0 | 0 | 0 | 0 | 0 | 0 | 0 | 0 | 0 | 0 | 0 | 0
F3_Industrial_Other Industrial_Existing_Miscellaneous_Natural Gas_Market | F3 | Industrial | Market | Other Industrial | Existing | Miscellaneous | Natural Gas | Summer Peak Demand (MW) | 0 | 0 | 0 | 0 | 0 | 0 | 0 | 0 | 0 | 0 | 0 | 0 | 0 | 0 | 0 | 0 | 0 | 0 | 0 | 0 | 0 | 0 | 0 | 0 | 0 | 0 | 0 | 0 | 0 | 0 | 0 | 0 | 0
F4_Industrial_Other Industrial_Existing_Miscellaneous_Natural Gas_Market | F4 | Industrial | Market | Other Industrial | Existing | Miscellaneous | Natural Gas | Winter Peak Demand (MW) | 0 | 0 | 0 | 0 | 0 | 0 | 0 | 0 | 0 | 0 | 0 | 0 | 0 | 0 | 0 | 0 | 0 | 0 | 0 | 0 | 0 | 0 | 0 | 0 | 0 | 0 | 0 | 0 | 0 | 0 | 0 | 0 | 0
F1_Industrial_Other Industrial_New_Space Heating_Natural Gas_All | F1 | Industrial | All | Other Industrial | New | Space Heating | Natural Gas | Units | 0 | 0 | 0 | 0 | 0 | 0 | 0 | 0 | 0 | 0 | 0 | 0 | 0 | 0 | 0 | 0 | 0 | 0 | 0 | 0 | 0 | 0 | 0 | 0 | 0 | 0 | 0 | 0 | 0 | 0 | 0 | 0 | 0
F2_Industrial_Other Industrial_New_Space Heating_Natural Gas_All | F2 | Industrial | All | Other Industrial | New | Space Heating | Natural Gas | Usage (GWh) | 0 | 0 | 0 | 0 | 0 | 0 | 0 | 0 | 0 | 0 | 0 | 0 | 0 | 0 | 0 | 0 | 0 | 0 | 0 | 0 | 0 | 0 | 0 | 0 | 0 | 0 | 0 | 0 | 0 | 0 | 0 | 0 | 0
F3_Industrial_Other Industrial_New_Space Heating_Natural Gas_All | F3 | Industrial | All | Other Industrial | New | Space Heating | Natural Gas | Summer Peak Demand (MW) | 0 | 0 | 0 | 0 | 0 | 0 | 0 | 0 | 0 | 0 | 0 | 0 | 0 | 0 | 0 | 0 | 0 | 0 | 0 | 0 | 0 | 0 | 0 | 0 | 0 | 0 | 0 | 0 | 0 | 0 | 0 | 0 | 0
F4_Industrial_Other Industrial_New_Space Heating_Natural Gas_All | F4 | Industrial | All | Other Industrial | New | Space Heating | Natural Gas | Winter Peak Demand (MW) | 0 | 0 | 0 | 0 | 0 | 0 | 0 | 0 | 0 | 0 | 0 | 0 | 0 | 0 | 0 | 0 | 0 | 0 | 0 | 0 | 0 | 0 | 0 | 0 | 0 | 0 | 0 | 0 | 0 | 0 | 0 | 0 | 0
F1_Industrial_Other Industrial_New_Process_Natural Gas_All | F1 | Industrial | All | Other Industrial | New | Process | Natural Gas | Units | 0 | 0 | 0 | 0 | 0 | 0 | 0 | 0 | 0 | 0 | 0 | 0 | 0 | 0 | 0 | 0 | 0 | 0 | 0 | 0 | 0 | 0 | 0 | 0 | 0 | 0 | 0 | 0 | 0 | 0 | 0 | 0 | 0
F2_Industrial_Other Industrial_New_Process_Natural Gas_All | F2 | Industrial | All | Other Industrial | New | Process | Natural Gas | Usage (GWh) | 0 | 0 | 0 | 0 | 0 | 0 | 0 | 0 | 0 | 0 | 0 | 0 | 0 | 0 | 0 | 0 | 0 | 0 | 0 | 0 | 0 | 0 | 0 | 0 | 0 | 0 | 0 | 0 | 0 | 0 | 0 | 0 | 0
F3_Industrial_Other Industrial_New_Process_Natural Gas_All | F3 | Industrial | All | Other Industrial | New | Process | Natural Gas | Summer Peak Demand (MW) | 0 | 0 | 0 | 0 | 0 | 0 | 0 | 0 | 0 | 0 | 0 | 0 | 0 | 0 | 0 | 0 | 0 | 0 | 0 | 0 | 0 | 0 | 0 | 0 | 0 | 0 | 0 | 0 | 0 | 0 | 0 | 0 | 0
F4_Industrial_Other Industrial_New_Process_Natural Gas_All | F4 | Industrial | All | Other Industrial | New | Process | Natural Gas | Winter Peak Demand (MW) | 0 | 0 | 0 | 0 | 0 | 0 | 0 | 0 | 0 | 0 | 0 | 0 | 0 | 0 | 0 | 0 | 0 | 0 | 0 | 0 | 0 | 0 | 0 | 0 | 0 | 0 | 0 | 0 | 0 | 0 | 0 | 0 | 0
F1_Industrial_Other Industrial_New_Miscellaneous_Natural Gas_All | F1 | Industrial | All | Other Industrial | New | Miscellaneous | Natural Gas | Units | 0 | 0 | 0 | 0 | 0 | 0 | 0 | 0 | 0 | 0 | 0 | 0 | 0 | 0 | 0 | 0 | 0 | 0 | 0 | 0 | 0 | 0 | 0 | 0 | 0 | 0 | 0 | 0 | 0 | 0 | 0 | 0 | 0
F2_Industrial_Other Industrial_New_Miscellaneous_Natural Gas_All | F2 | Industrial | All | Other Industrial | New | Miscellaneous | Natural Gas | Usage (GWh) | 0 | 0 | 0 | 0 | 0 | 0 | 0 | 0 | 0 | 0 | 0 | 0 | 0 | 0 | 0 | 0 | 0 | 0 | 0 | 0 | 0 | 0 | 0 | 0 | 0 | 0 | 0 | 0 | 0 | 0 | 0 | 0 | 0
F3_Industrial_Other Industrial_New_Miscellaneous_Natural Gas_All | F3 | Industrial | All | Other Industrial | New | Miscellaneous | Natural Gas | Summer Peak Demand (MW) | 0 | 0 | 0 | 0 | 0 | 0 | 0 | 0 | 0 | 0 | 0 | 0 | 0 | 0 | 0 | 0 | 0 | 0 | 0 | 0 | 0 | 0 | 0 | 0 | 0 | 0 | 0 | 0 | 0 | 0 | 0 | 0 | 0
F4_Industrial_Other Industrial_New_Miscellaneous_Natural Gas_All | F4 | Industrial | All | Other Industrial | New | Miscellaneous | Natural Gas | Winter Peak Demand (MW) | 0 | 0 | 0 | 0 | 0 | 0 | 0 | 0 | 0 | 0 | 0 | 0 | 0 | 0 | 0 | 0 | 0 | 0 | 0 | 0 | 0 | 0 | 0 | 0 | 0 | 0 | 0 | 0 | 0 | 0 | 0 | 0 | 0
F1_Industrial_Other Industrial_New_Space Heating_Natural Gas_Market | F1 | Industrial | Market | Other Industrial | New | Space Heating | Natural Gas | Units | 0 | 0 | 0 | 0 | 0 | 0 | 0 | 0 | 0 | 0 | 0 | 0 | 0 | 0 | 0 | 0 | 0 | 0 | 0 | 0 | 0 | 0 | 0 | 0 | 0 | 0 | 0 | 0 | 0 | 0 | 0 | 0 | 0
F2_Industrial_Other Industrial_New_Space Heating_Natural Gas_Market | F2 | Industrial | Market | Other Industrial | New | Space Heating | Natural Gas | Usage (GWh) | 0 | 0 | 0 | 0 | 0 | 0 | 0 | 0 | 0 | 0 | 0 | 0 | 0 | 0 | 0 | 0 | 0 | 0 | 0 | 0 | 0 | 0 | 0 | 0 | 0 | 0 | 0 | 0 | 0 | 0 | 0 | 0 | 0
F3_Industrial_Other Industrial_New_Space Heating_Natural Gas_Market | F3 | Industrial | Market | Other Industrial | New | Space Heating | Natural Gas | Summer Peak Demand (MW) | 0 | 0 | 0 | 0 | 0 | 0 | 0 | 0 | 0 | 0 | 0 | 0 | 0 | 0 | 0 | 0 | 0 | 0 | 0 | 0 | 0 | 0 | 0 | 0 | 0 | 0 | 0 | 0 | 0 | 0 | 0 | 0 | 0
F4_Industrial_Other Industrial_New_Space Heating_Natural Gas_Market | F4 | Industrial | Market | Other Industrial | New | Space Heating | Natural Gas | Winter Peak Demand (MW) | 0 | 0 | 0 | 0 | 0 | 0 | 0 | 0 | 0 | 0 | 0 | 0 | 0 | 0 | 0 | 0 | 0 | 0 | 0 | 0 | 0 | 0 | 0 | 0 | 0 | 0 | 0 | 0 | 0 | 0 | 0 | 0 | 0
F1_Industrial_Other Industrial_New_Process_Natural Gas_Market | F1 | Industrial | Market | Other Industrial | New | Process | Natural Gas | Units | 0 | 0 | 0 | 0 | 0 | 0 | 0 | 0 | 0 | 0 | 0 | 0 | 0 | 0 | 0 | 0 | 0 | 0 | 0 | 0 | 0 | 0 | 0 | 0 | 0 | 0 | 0 | 0 | 0 | 0 | 0 | 0 | 0
F2_Industrial_Other Industrial_New_Process_Natural Gas_Market | F2 | Industrial | Market | Other Industrial | New | Process | Natural Gas | Usage (GWh) | 0 | 0 | 0 | 0 | 0 | 0 | 0 | 0 | 0 | 0 | 0 | 0 | 0 | 0 | 0 | 0 | 0 | 0 | 0 | 0 | 0 | 0 | 0 | 0 | 0 | 0 | 0 | 0 | 0 | 0 | 0 | 0 | 0
F3_Industrial_Other Industrial_New_Process_Natural Gas_Market | F3 | Industrial | Market | Other Industrial | New | Process | Natural Gas | Summer Peak Demand (MW) | 0 | 0 | 0 | 0 | 0 | 0 | 0 | 0 | 0 | 0 | 0 | 0 | 0 | 0 | 0 | 0 | 0 | 0 | 0 | 0 | 0 | 0 | 0 | 0 | 0 | 0 | 0 | 0 | 0 | 0 | 0 | 0 | 0
F4_Industrial_Other Industrial_New_Process_Natural Gas_Market | F4 | Industrial | Market | Other Industrial | New | Process | Natural Gas | Winter Peak Demand (MW) | 0 | 0 | 0 | 0 | 0 | 0 | 0 | 0 | 0 | 0 | 0 | 0 | 0 | 0 | 0 | 0 | 0 | 0 | 0 | 0 | 0 | 0 | 0 | 0 | 0 | 0 | 0 | 0 | 0 | 0 | 0 | 0 | 0
F1_Industrial_Other Industrial_New_Miscellaneous_Natural Gas_Market | F1 | Industrial | Market | Other Industrial | New | Miscellaneous | Natural Gas | Units | 0 | 0 | 0 | 0 | 0 | 0 | 0 | 0 | 0 | 0 | 0 | 0 | 0 | 0 | 0 | 0 | 0 | 0 | 0 | 0 | 0 | 0 | 0 | 0 | 0 | 0 | 0 | 0 | 0 | 0 | 0 | 0 | 0
F2_Industrial_Other Industrial_New_Miscellaneous_Natural Gas_Market | F2 | Industrial | Market | Other Industrial | New | Miscellaneous | Natural Gas | Usage (GWh) | 0 | 0 | 0 | 0 | 0 | 0 | 0 | 0 | 0 | 0 | 0 | 0 | 0 | 0 | 0 | 0 | 0 | 0 | 0 | 0 | 0 | 0 | 0 | 0 | 0 | 0 | 0 | 0 | 0 | 0 | 0 | 0 | 0
F3_Industrial_Other Industrial_New_Miscellaneous_Natural Gas_Market | F3 | Industrial | Market | Other Industrial | New | Miscellaneous | Natural Gas | Summer Peak Demand (MW) | 0 | 0 | 0 | 0 | 0 | 0 | 0 | 0 | 0 | 0 | 0 | 0 | 0 | 0 | 0 | 0 | 0 | 0 | 0 | 0 | 0 | 0 | 0 | 0 | 0 | 0 | 0 | 0 | 0 | 0 | 0 | 0 | 0
F4_Industrial_Other Industrial_New_Miscellaneous_Natural Gas_Market | F4 | Industrial | Market | Other Industrial | New | Miscellaneous | Natural Gas | Winter Peak Demand (MW) | 0 | 0 | 0 | 0 | 0 | 0 | 0 | 0 | 0 | 0 | 0 | 0 | 0 | 0 | 0 | 0 | 0 | 0 | 0 | 0 | 0 | 0 | 0 | 0 | 0 | 0 | 0 | 0 | 0 | 0 | 0 | 0 | 0

## Raw Equipment Results (hidden)
Key | Field | Sector | Segment | Vintage | End Use | Fuel | Technology | Case | Label | 2019 | 2020 | 2021 | 2022 | 2023 | 2024 | 2025 | 2026 | 2027 | 2028 | 2029 | 2030 | 2031 | 2032 | 2033 | 2034 | 2035 | 2036 | 2037 | 2038 | 2039 | 2040 | 2041 | 2042 | 2043 | 2044 | 2045 | 2046 | 2047 | 2048
F1_Residential_CZ1 - Single Family_Existing_Space Heating_Natural Gas_Furnace - Direct Fuel_Baseline Forecast | F1 | Residential | CZ1 - Single Family | Existing | Space Heating | Natural Gas | Furnace - Direct Fuel | Baseline Forecast | Units | 51569.5847 | 51487.0734 | 51404.6941 | 51322.4466 | 51240.3307 | 51158.3461 | 51076.4928 | 50994.7704 | 50913.1788 | 50831.7177 | 50750.3869 | 50669.1863 | 50588.1156 | 50507.1746 | 50426.3631 | 50345.681 | 50265.1279 | 50184.7037 | 50104.4081 | 50024.2411 | 49944.2023 | 49864.2916 | 0 | 0 | 0 | 0 | 0 | 0 | 0 | 0
F2_Residential_CZ1 - Single Family_Existing_Space Heating_Natural Gas_Furnace - Direct Fuel_Baseline Forecast | F2 | Residential | CZ1 - Single Family | Existing | Space Heating | Natural Gas | Furnace - Direct Fuel | Baseline Forecast | Usage (MMtherm) | 37.1301 | 36.8793 | 36.6379 | 36.4056 | 36.1819 | 35.8702 | 35.5682 | 35.2767 | 34.9954 | 34.7241 | 34.462 | 34.2094 | 33.9633 | 33.7231 | 33.4887 | 33.2598 | 33.0417 | 32.8338 | 32.6356 | 32.4464 | 32.2657 | 32.093 | 0 | 0 | 0 | 0 | 0 | 0 | 0 | 0
F3_Residential_CZ1 - Single Family_Existing_Space Heating_Natural Gas_Furnace - Direct Fuel_Baseline Forecast | F3 | Residential | CZ1 - Single Family | Existing | Space Heating | Natural Gas | Furnace - Direct Fuel | Baseline Forecast | Peak Demand (S) | 0 | 0 | 0 | 0 | 0 | 0 | 0 | 0 | 0 | 0 | 0 | 0 | 0 | 0 | 0 | 0 | 0 | 0 | 0 | 0 | 0 | 0 | 0 | 0 | 0 | 0 | 0 | 0 | 0 | 0
F4_Residential_CZ1 - Single Family_Existing_Space Heating_Natural Gas_Furnace - Direct Fuel_Baseline Forecast | F4 | Residential | CZ1 - Single Family | Existing | Space Heating | Natural Gas | Furnace - Direct Fuel | Baseline Forecast | Peak Demand (W) | 0 | 0 | 0 | 0 | 0 | 0 | 0 | 0 | 0 | 0 | 0 | 0 | 0 | 0 | 0 | 0 | 0 | 0 | 0 | 0 | 0 | 0 | 0 | 0 | 0 | 0 | 0 | 0 | 0 | 0
F5_Residential_CZ1 - Single Family_Existing_Space Heating_Natural Gas_Furnace - Direct Fuel_Baseline Forecast | F5 | Residential | CZ1 - Single Family | Existing | Space Heating | Natural Gas | Furnace - Direct Fuel | Baseline Forecast | Turnover | 0 | 2216.5742 | 2171.7086 | 2129.4075 | 2089.5165 | 2051.8904 | 2016.3927 | 1967.457 | 1921.3572 | 1877.9224 | 1836.9921 | 1798.4152 | 1817.4747 | 1832.7972 | 1845.2536 | 1854.6553 | 1861.3158 | 1865.5338 | 1866.6829 | 1865.1113 | 1861.1338 | 1855.0408 | 0 | 0 | 0 | 0 | 0 | 0 | 0 | 0
F6_Residential_CZ1 - Single Family_Existing_Space Heating_Natural Gas_Furnace - Direct Fuel_Baseline Forecast | F6 | Residential | CZ1 - Single Family | Existing | Space Heating | Natural Gas | Furnace - Direct Fuel | Baseline Forecast | Avg. Replacement Usage | 653.338 | 650.5743 | 651.1 | 651.5308 | 651.8493 | 605.1029 | 605.1063 | 605.1236 | 605.1614 | 605.1993 | 604.9889 | 605.0626 | 605.1154 | 605.0682 | 605.0156 | 604.9551 | 604.8879 | 604.888 | 604.8829 | 604.8736 | 604.8328 | 604.7863 | 0 | 0 | 0 | 0 | 0 | 0 | 0 | 0
F7_Residential_CZ1 - Single Family_Existing_Space Heating_Natural Gas_Furnace - Direct Fuel_Baseline Forecast | F7 | Residential | CZ1 - Single Family | Existing | Space Heating | Natural Gas | Furnace - Direct Fuel | Baseline Forecast | Avg. Replacement Demand (S) | 0 | 0 | 0 | 0 | 0 | 0 | 0 | 0 | 0 | 0 | 0 | 0 | 0 | 0 | 0 | 0 | 0 | 0 | 0 | 0 | 0 | 0 | 0 | 0 | 0 | 0 | 0 | 0 | 0 | 0
F8_Residential_CZ1 - Single Family_Existing_Space Heating_Natural Gas_Furnace - Direct Fuel_Baseline Forecast | F8 | Residential | CZ1 - Single Family | Existing | Space Heating | Natural Gas | Furnace - Direct Fuel | Baseline Forecast | Avg. Replacement Demand (W) | 0 | 0 | 0 | 0 | 0 | 0 | 0 | 0 | 0 | 0 | 0 | 0 | 0 | 0 | 0 | 0 | 0 | 0 | 0 | 0 | 0 | 0 | 0 | 0 | 0 | 0 | 0 | 0 | 0 | 0
F1_Residential_CZ1 - Single Family_Existing_Space Heating_Natural Gas_Boiler - Direct Fuel_Baseline Forecast | F1 | Residential | CZ1 - Single Family | Existing | Space Heating | Natural Gas | Boiler - Direct Fuel | Baseline Forecast | Units | 1734.6047 | 1731.8294 | 1729.0584 | 1726.292 | 1723.5299 | 1720.7722 | 1718.019 | 1715.2702 | 1712.5257 | 1709.7857 | 1707.05 | 1704.3188 | 1701.5918 | 1698.8693 | 1696.1511 | 1693.4373 | 1690.7278 | 1688.0226 | 1685.3218 | 1682.6253 | 1679.9331 | 1677.2452 | 0 | 0 | 0 | 0 | 0 | 0 | 0 | 0
F2_Residential_CZ1 - Single Family_Existing_Space Heating_Natural Gas_Boiler - Direct Fuel_Baseline Forecast | F2 | Residential | CZ1 - Single Family | Existing | Space Heating | Natural Gas | Boiler - Direct Fuel | Baseline Forecast | Usage (MMtherm) | 1.1095 | 1.1019 | 1.0942 | 1.0867 | 1.0794 | 1.0723 | 1.0654 | 1.0586 | 1.0521 | 1.0458 | 1.0397 | 1.0338 | 1.0281 | 1.0225 | 1.0172 | 1.0121 | 1.0071 | 1.0024 | 0.99774 | 0.99328 | 0.98896 | 0.98478 | 0 | 0 | 0 | 0 | 0 | 0 | 0 | 0
F3_Residential_CZ1 - Single Family_Existing_Space Heating_Natural Gas_Boiler - Direct Fuel_Baseline Forecast | F3 | Residential | CZ1 - Single Family | Existing | Space Heating | Natural Gas | Boiler - Direct Fuel | Baseline Forecast | Peak Demand (S) | 0 | 0 | 0 | 0 | 0 | 0 | 0 | 0 | 0 | 0 | 0 | 0 | 0 | 0 | 0 | 0 | 0 | 0 | 0 | 0 | 0 | 0 | 0 | 0 | 0 | 0 | 0 | 0 | 0 | 0
F4_Residential_CZ1 - Single Family_Existing_Space Heating_Natural Gas_Boiler - Direct Fuel_Baseline Forecast | F4 | Residential | CZ1 - Single Family | Existing | Space Heating | Natural Gas | Boiler - Direct Fuel | Baseline Forecast | Peak Demand (W) | 0 | 0 | 0 | 0 | 0 | 0 | 0 | 0 | 0 | 0 | 0 | 0 | 0 | 0 | 0 | 0 | 0 | 0 | 0 | 0 | 0 | 0 | 0 | 0 | 0 | 0 | 0 | 0 | 0 | 0
F5_Residential_CZ1 - Single Family_Existing_Space Heating_Natural Gas_Boiler - Direct Fuel_Baseline Forecast | F5 | Residential | CZ1 - Single Family | Existing | Space Heating | Natural Gas | Boiler - Direct Fuel | Baseline Forecast | Turnover | 0 | 60.3558 | 59.8093 | 59.2858 | 58.7841 | 58.3033 | 57.8422 | 56.9796 | 56.1562 | 55.3701 | 54.6194 | 53.9025 | 54.0653 | 54.1945 | 54.3064 | 54.3892 | 54.4454 | 54.4773 | 54.4675 | 54.4199 | 54.3378 | 54.2248 | 0 | 0 | 0 | 0 | 0 | 0 | 0 | 0
F6_Residential_CZ1 - Single Family_Existing_Space Heating_Natural Gas_Boiler - Direct Fuel_Baseline Forecast | F6 | Residential | CZ1 - Single Family | Existing | Space Heating | Natural Gas | Boiler - Direct Fuel | Baseline Forecast | Avg. Replacement Usage | 569.7498 | 561.6307 | 556.3652 | 556.4669 | 556.5387 | 556.6155 | 556.6166 | 556.6447 | 556.7027 | 556.7566 | 556.172 | 556.2736 | 556.2997 | 556.2878 | 556.2733 | 556.2612 | 556.2447 | 556.2858 | 556.3069 | 556.311 | 556.2706 | 556.1995 | 0 | 0 | 0 | 0 | 0 | 0 | 0 | 0
F7_Residential_CZ1 - Single Family_Existing_Space Heating_Natural Gas_Boiler - Direct Fuel_Baseline Forecast | F7 | Residential | CZ1 - Single Family | Existing | Space Heating | Natural Gas | Boiler - Direct Fuel | Baseline Forecast | Avg. Replacement Demand (S) | 0 | 0 | 0 | 0 | 0 | 0 | 0 | 0 | 0 | 0 | 0 | 0 | 0 | 0 | 0 | 0 | 0 | 0 | 0 | 0 | 0 | 0 | 0 | 0 | 0 | 0 | 0 | 0 | 0 | 0
F8_Residential_CZ1 - Single Family_Existing_Space Heating_Natural Gas_Boiler - Direct Fuel_Baseline Forecast | F8 | Residential | CZ1 - Single Family | Existing | Space Heating | Natural Gas | Boiler - Direct Fuel | Baseline Forecast | Avg. Replacement Demand (W) | 0 | 0 | 0 | 0 | 0 | 0 | 0 | 0 | 0 | 0 | 0 | 0 | 0 | 0 | 0 | 0 | 0 | 0 | 0 | 0 | 0 | 0 | 0 | 0 | 0 | 0 | 0 | 0 | 0 | 0
F1_Residential_CZ1 - Single Family_Existing_Secondary Heating_Natural Gas_Fireplace_Baseline Forecast | F1 | Residential | CZ1 - Single Family | Existing | Secondary Heating | Natural Gas | Fireplace | Baseline Forecast | Units | 24952.6104 | 24912.6862 | 24872.8259 | 24833.0294 | 24793.2965 | 24753.6273 | 24714.0215 | 24674.479 | 24634.9999 | 24595.5839 | 24556.2309 | 24516.941 | 24477.7139 | 24438.5495 | 24399.4478 | 24360.4087 | 24321.4321 | 24282.5178 | 24243.6657 | 24204.8759 | 24166.1481 | 24127.4822 | 0 | 0 | 0 | 0 | 0 | 0 | 0 | 0
F2_Residential_CZ1 - Single Family_Existing_Secondary Heating_Natural Gas_Fireplace_Baseline Forecast | F2 | Residential | CZ1 - Single Family | Existing | Secondary Heating | Natural Gas | Fireplace | Baseline Forecast | Usage (MMtherm) | 3.2158 | 3.2107 | 3.2055 | 3.2004 | 3.1953 | 3.1902 | 3.1851 | 3.18 | 3.1749 | 3.1698 | 3.1647 | 3.1597 | 3.1546 | 3.1496 | 3.1445 | 3.1395 | 3.1345 | 3.1294 | 3.1244 | 3.1194 | 3.1145 | 3.1095 | 0 | 0 | 0 | 0 | 0 | 0 | 0 | 0
F3_Residential_CZ1 - Single Family_Existing_Secondary Heating_Natural Gas_Fireplace_Baseline Forecast | F3 | Residential | CZ1 - Single Family | Existing | Secondary Heating | Natural Gas | Fireplace | Baseline Forecast | Peak Demand (S) | 0 | 0 | 0 | 0 | 0 | 0 | 0 | 0 | 0 | 0 | 0 | 0 | 0 | 0 | 0 | 0 | 0 | 0 | 0 | 0 | 0 | 0 | 0 | 0 | 0 | 0 | 0 | 0 | 0 | 0
F4_Residential_CZ1 - Single Family_Existing_Secondary Heating_Natural Gas_Fireplace_Baseline Forecast | F4 | Residential | CZ1 - Single Family | Existing | Secondary Heating | Natural Gas | Fireplace | Baseline Forecast | Peak Demand (W) | 0 | 0 | 0 | 0 | 0 | 0 | 0 | 0 | 0 | 0 | 0 | 0 | 0 | 0 | 0 | 0 | 0 | 0 | 0 | 0 | 0 | 0 | 0 | 0 | 0 | 0 | 0 | 0 | 0 | 0
F5_Residential_CZ1 - Single Family_Existing_Secondary Heating_Natural Gas_Fireplace_Baseline Forecast | F5 | Residential | CZ1 - Single Family | Existing | Secondary Heating | Natural Gas | Fireplace | Baseline Forecast | Turnover | 0 | 1043.5077 | 1011.7302 | 982.7845 | 956.4091 | 932.3669 | 895.2053 | 861.3977 | 830.6346 | 802.6347 | 777.1431 | 811.4973 | 842.5086 | 870.486 | 918.113 | 961.1361 | 999.981 | 1000.0838 | 997.3614 | 992.3256 | 985.4177 | 977.0176 | 0 | 0 | 0 | 0 | 0 | 0 | 0 | 0
F6_Residential_CZ1 - Single Family_Existing_Secondary Heating_Natural Gas_Fireplace_Baseline Forecast | F6 | Residential | CZ1 - Single Family | Existing | Secondary Heating | Natural Gas | Fireplace | Baseline Forecast | Avg. Replacement Usage | 128.8766 | 128.8766 | 128.8766 | 128.8766 | 128.8766 | 128.8766 | 128.8766 | 128.8766 | 128.8766 | 128.8766 | 128.8766 | 128.8766 | 128.8766 | 128.8766 | 128.8766 | 128.8766 | 128.8766 | 128.8766 | 128.8766 | 128.8766 | 128.8766 | 128.8766 | 0 | 0 | 0 | 0 | 0 | 0 | 0 | 0
F7_Residential_CZ1 - Single Family_Existing_Secondary Heating_Natural Gas_Fireplace_Baseline Forecast | F7 | Residential | CZ1 - Single Family | Existing | Secondary Heating | Natural Gas | Fireplace | Baseline Forecast | Avg. Replacement Demand (S) | 0 | 0 | 0 | 0 | 0 | 0 | 0 | 0 | 0 | 0 | 0 | 0 | 0 | 0 | 0 | 0 | 0 | 0 | 0 | 0 | 0 | 0 | 0 | 0 | 0 | 0 | 0 | 0 | 0 | 0
F8_Residential_CZ1 - Single Family_Existing_Secondary Heating_Natural Gas_Fireplace_Baseline Forecast | F8 | Residential | CZ1 - Single Family | Existing | Secondary Heating | Natural Gas | Fireplace | Baseline Forecast | Avg. Replacement Demand (W) | 0 | 0 | 0 | 0 | 0 | 0 | 0 | 0 | 0 | 0 | 0 | 0 | 0 | 0 | 0 | 0 | 0 | 0 | 0 | 0 | 0 | 0 | 0 | 0 | 0 | 0 | 0 | 0 | 0 | 0
F1_Residential_CZ1 - Single Family_Existing_Water Heating_Natural Gas_Water Heater <= 55 gal._Baseline Forecast | F1 | Residential | CZ1 - Single Family | Existing | Water Heating | Natural Gas | Water Heater <= 55 gal. | Baseline Forecast | Units | 50348.4984 | 50267.9408 | 50187.5121 | 50107.212 | 50027.0405 | 49946.9972 | 49867.082 | 49787.2947 | 49707.635 | 49628.1028 | 49548.6979 | 49469.4199 | 49390.2689 | 49311.2444 | 49232.3465 | 49153.5747 | 49074.929 | 48996.4091 | 48918.0148 | 48839.746 | 48761.6024 | 48683.5839 | 0 | 0 | 0 | 0 | 0 | 0 | 0 | 0
F2_Residential_CZ1 - Single Family_Existing_Water Heating_Natural Gas_Water Heater <= 55 gal._Baseline Forecast | F2 | Residential | CZ1 - Single Family | Existing | Water Heating | Natural Gas | Water Heater <= 55 gal. | Baseline Forecast | Usage (MMtherm) | 9.0879 | 8.868 | 8.6588 | 8.4608 | 8.2747 | 8.101 | 7.9399 | 7.7928 | 7.6595 | 7.54 | 7.4337 | 7.3412 | 7.2602 | 7.1893 | 7.127 | 7.0719 | 7.0231 | 6.9797 | 6.9408 | 6.9057 | 6.874 | 6.8453 | 0 | 0 | 0 | 0 | 0 | 0 | 0 | 0
F3_Residential_CZ1 - Single Family_Existing_Water Heating_Natural Gas_Water Heater <= 55 gal._Baseline Forecast | F3 | Residential | CZ1 - Single Family | Existing | Water Heating | Natural Gas | Water Heater <= 55 gal. | Baseline Forecast | Peak Demand (S) | 0 | 0 | 0 | 0 | 0 | 0 | 0 | 0 | 0 | 0 | 0 | 0 | 0 | 0 | 0 | 0 | 0 | 0 | 0 | 0 | 0 | 0 | 0 | 0 | 0 | 0 | 0 | 0 | 0 | 0
F4_Residential_CZ1 - Single Family_Existing_Water Heating_Natural Gas_Water Heater <= 55 gal._Baseline Forecast | F4 | Residential | CZ1 - Single Family | Existing | Water Heating | Natural Gas | Water Heater <= 55 gal. | Baseline Forecast | Peak Demand (W) | 0 | 0 | 0 | 0 | 0 | 0 | 0 | 0 | 0 | 0 | 0 | 0 | 0 | 0 | 0 | 0 | 0 | 0 | 0 | 0 | 0 | 0 | 0 | 0 | 0 | 0 | 0 | 0 | 0 | 0
F5_Residential_CZ1 - Single Family_Existing_Water Heating_Natural Gas_Water Heater <= 55 gal._Baseline Forecast | F5 | Residential | CZ1 - Single Family | Existing | Water Heating | Natural Gas | Water Heater <= 55 gal. | Baseline Forecast | Turnover | 0 | 2843.6507 | 2889.6971 | 2928.3724 | 2960.7408 | 2987.7133 | 3010.0691 | 2982.5889 | 2958.4215 | 2937.0901 | 2918.1867 | 2901.3622 | 2882.0459 | 2871.9787 | 2868.7921 | 2870.6084 | 2875.9487 | 2883.6567 | 2886.3957 | 3690.326 | 3584.6567 | 3489.5088 | 0 | 0 | 0 | 0 | 0 | 0 | 0 | 0
F6_Residential_CZ1 - Single Family_Existing_Water Heating_Natural Gas_Water Heater <= 55 gal._Baseline Forecast | F6 | Residential | CZ1 - Single Family | Existing | Water Heating | Natural Gas | Water Heater <= 55 gal. | Baseline Forecast | Avg. Replacement Usage | 138.6228 | 138.6391 | 138.6791 | 138.709 | 138.7297 | 138.752 | 138.7264 | 138.7119 | 138.7075 | 138.699 | 138.5109 | 138.5077 | 138.4818 | 138.4732 | 138.466 | 138.4609 | 138.4562 | 138.4513 | 138.4468 | 138.4444 | 138.4414 | 138.4361 | 0 | 0 | 0 | 0 | 0 | 0 | 0 | 0
F7_Residential_CZ1 - Single Family_Existing_Water Heating_Natural Gas_Water Heater <= 55 gal._Baseline Forecast | F7 | Residential | CZ1 - Single Family | Existing | Water Heating | Natural Gas | Water Heater <= 55 gal. | Baseline Forecast | Avg. Replacement Demand (S) | 0 | 0 | 0 | 0 | 0 | 0 | 0 | 0 | 0 | 0 | 0 | 0 | 0 | 0 | 0 | 0 | 0 | 0 | 0 | 0 | 0 | 0 | 0 | 0 | 0 | 0 | 0 | 0 | 0 | 0
F8_Residential_CZ1 - Single Family_Existing_Water Heating_Natural Gas_Water Heater <= 55 gal._Baseline Forecast | F8 | Residential | CZ1 - Single Family | Existing | Water Heating | Natural Gas | Water Heater <= 55 gal. | Baseline Forecast | Avg. Replacement Demand (W) | 0 | 0 | 0 | 0 | 0 | 0 | 0 | 0 | 0 | 0 | 0 | 0 | 0 | 0 | 0 | 0 | 0 | 0 | 0 | 0 | 0 | 0 | 0 | 0 | 0 | 0 | 0 | 0 | 0 | 0
F1_Residential_CZ1 - Single Family_Existing_Water Heating_Natural Gas_Water Heater > 55 gal._Baseline Forecast | F1 | Residential | CZ1 - Single Family | Existing | Water Heating | Natural Gas | Water Heater > 55 gal. | Baseline Forecast | Units | 7277.3467 | 7265.7029 | 7254.0778 | 7242.4713 | 7230.8833 | 7219.3139 | 7207.763 | 7196.2306 | 7184.7166 | 7173.2211 | 7161.7439 | 7150.2851 | 7138.8447 | 7127.4225 | 7116.0186 | 7104.633 | 7093.2656 | 7081.9164 | 7070.5853 | 7059.2724 | 7047.9775 | 7036.7008 | 0 | 0 | 0 | 0 | 0 | 0 | 0 | 0
F2_Residential_CZ1 - Single Family_Existing_Water Heating_Natural Gas_Water Heater > 55 gal._Baseline Forecast | F2 | Residential | CZ1 - Single Family | Existing | Water Heating | Natural Gas | Water Heater > 55 gal. | Baseline Forecast | Usage (MMtherm) | 1.353 | 1.3325 | 1.3691 | 1.4544 | 1.5806 | 1.7417 | 1.927 | 2.1336 | 2.358 | 2.5961 | 2.8207 | 3.0577 | 3.2955 | 3.5239 | 3.7349 | 3.924 | 4.089 | 4.2298 | 4.3462 | 4.4263 | 4.4774 | 4.5086 | 0 | 0 | 0 | 0 | 0 | 0 | 0 | 0
F3_Residential_CZ1 - Single Family_Existing_Water Heating_Natural Gas_Water Heater > 55 gal._Baseline Forecast | F3 | Residential | CZ1 - Single Family | Existing | Water Heating | Natural Gas | Water Heater > 55 gal. | Baseline Forecast | Peak Demand (S) | 0 | 0 | 0 | 0 | 0 | 0 | 0 | 0 | 0 | 0 | 0 | 0 | 0 | 0 | 0 | 0 | 0 | 0 | 0 | 0 | 0 | 0 | 0 | 0 | 0 | 0 | 0 | 0 | 0 | 0
F4_Residential_CZ1 - Single Family_Existing_Water Heating_Natural Gas_Water Heater > 55 gal._Baseline Forecast | F4 | Residential | CZ1 - Single Family | Existing | Water Heating | Natural Gas | Water Heater > 55 gal. | Baseline Forecast | Peak Demand (W) | 0 | 0 | 0 | 0 | 0 | 0 | 0 | 0 | 0 | 0 | 0 | 0 | 0 | 0 | 0 | 0 | 0 | 0 | 0 | 0 | 0 | 0 | 0 | 0 | 0 | 0 | 0 | 0 | 0 | 0
F5_Residential_CZ1 - Single Family_Existing_Water Heating_Natural Gas_Water Heater > 55 gal._Baseline Forecast | F5 | Residential | CZ1 - Single Family | Existing | Water Heating | Natural Gas | Water Heater > 55 gal. | Baseline Forecast | Turnover | 0 | 411.0198 | 754.7535 | 1040.1277 | 1275.8669 | 1470.0886 | 1629.0776 | 1757.16 | 1859.6974 | 1940.7566 | 2005.2783 | 2081.894 | 2093.4026 | 2068.8134 | 2023.1253 | 1968.4783 | 1912.847 | 1860.7444 | 1817.139 | 1800.6613 | 1804.7784 | 1820.4655 | 0 | 0 | 0 | 0 | 0 | 0 | 0 | 0
F6_Residential_CZ1 - Single Family_Existing_Water Heating_Natural Gas_Water Heater > 55 gal._Baseline Forecast | F6 | Residential | CZ1 - Single Family | Existing | Water Heating | Natural Gas | Water Heater > 55 gal. | Baseline Forecast | Avg. Replacement Usage | 159.4162 | 160.519 | 163.2103 | 165.2218 | 166.619 | 168.1177 | 166.3923 | 165.4222 | 165.1254 | 164.548 | 151.8889 | 151.6686 | 149.9229 | 149.3451 | 148.8617 | 148.524 | 148.2044 | 147.8695 | 147.5693 | 147.4062 | 147.2096 | 146.8518 | 0 | 0 | 0 | 0 | 0 | 0 | 0 | 0
F7_Residential_CZ1 - Single Family_Existing_Water Heating_Natural Gas_Water Heater > 55 gal._Baseline Forecast | F7 | Residential | CZ1 - Single Family | Existing | Water Heating | Natural Gas | Water Heater > 55 gal. | Baseline Forecast | Avg. Replacement Demand (S) | 0 | 0 | 0 | 0 | 0 | 0 | 0 | 0 | 0 | 0 | 0 | 0 | 0 | 0 | 0 | 0 | 0 | 0 | 0 | 0 | 0 | 0 | 0 | 0 | 0 | 0 | 0 | 0 | 0 | 0
F8_Residential_CZ1 - Single Family_Existing_Water Heating_Natural Gas_Water Heater > 55 gal._Baseline Forecast | F8 | Residential | CZ1 - Single Family | Existing | Water Heating | Natural Gas | Water Heater > 55 gal. | Baseline Forecast | Avg. Replacement Demand (W) | 0 | 0 | 0 | 0 | 0 | 0 | 0 | 0 | 0 | 0 | 0 | 0 | 0 | 0 | 0 | 0 | 0 | 0 | 0 | 0 | 0 | 0 | 0 | 0 | 0 | 0 | 0 | 0 | 0 | 0
F1_Residential_CZ1 - Single Family_Existing_Appliances_Natural Gas_Clothes Dryer_Baseline Forecast | F1 | Residential | CZ1 - Single Family | Existing | Appliances | Natural Gas | Clothes Dryer | Baseline Forecast | Units | 10527.5517 | 10510.7076 | 10493.8905 | 10477.1003 | 10460.3369 | 10443.6004 | 10426.8906 | 10410.2076 | 10393.5513 | 10376.9216 | 10360.3185 | 10343.742 | 10327.192 | 10310.6685 | 10294.1714 | 10277.7008 | 10261.2564 | 10244.8384 | 10228.4467 | 10212.0812 | 10195.7418 | 10179.4287 | 0 | 0 | 0 | 0 | 0 | 0 | 0 | 0
F2_Residential_CZ1 - Single Family_Existing_Appliances_Natural Gas_Clothes Dryer_Baseline Forecast | F2 | Residential | CZ1 - Single Family | Existing | Appliances | Natural Gas | Clothes Dryer | Baseline Forecast | Usage (MMtherm) | 0.29549 | 0.29195 | 0.28841 | 0.28491 | 0.28147 | 0.2781 | 0.27484 | 0.27175 | 0.26884 | 0.2661 | 0.26352 | 0.26111 | 0.25887 | 0.25676 | 0.2548 | 0.25295 | 0.25122 | 0.2496 | 0.24807 | 0.24663 | 0.24528 | 0.244 | 0 | 0 | 0 | 0 | 0 | 0 | 0 | 0
F3_Residential_CZ1 - Single Family_Existing_Appliances_Natural Gas_Clothes Dryer_Baseline Forecast | F3 | Residential | CZ1 - Single Family | Existing | Appliances | Natural Gas | Clothes Dryer | Baseline Forecast | Peak Demand (S) | 0 | 0 | 0 | 0 | 0 | 0 | 0 | 0 | 0 | 0 | 0 | 0 | 0 | 0 | 0 | 0 | 0 | 0 | 0 | 0 | 0 | 0 | 0 | 0 | 0 | 0 | 0 | 0 | 0 | 0
F4_Residential_CZ1 - Single Family_Existing_Appliances_Natural Gas_Clothes Dryer_Baseline Forecast | F4 | Residential | CZ1 - Single Family | Existing | Appliances | Natural Gas | Clothes Dryer | Baseline Forecast | Peak Demand (W) | 0 | 0 | 0 | 0 | 0 | 0 | 0 | 0 | 0 | 0 | 0 | 0 | 0 | 0 | 0 | 0 | 0 | 0 | 0 | 0 | 0 | 0 | 0 | 0 | 0 | 0 | 0 | 0 | 0 | 0
F5_Residential_CZ1 - Single Family_Existing_Appliances_Natural Gas_Clothes Dryer_Baseline Forecast | F5 | Residential | CZ1 - Single Family | Existing | Appliances | Natural Gas | Clothes Dryer | Baseline Forecast | Turnover | 0 | 376.416 | 405.4115 | 432.0402 | 456.4877 | 478.9252 | 499.5104 | 487.9025 | 477.1606 | 467.2168 | 458.0087 | 449.4786 | 442.689 | 438.6232 | 436.8887 | 437.138 | 439.0635 | 442.3939 | 444.5859 | 445.7942 | 446.1562 | 445.7938 | 0 | 0 | 0 | 0 | 0 | 0 | 0 | 0
F6_Residential_CZ1 - Single Family_Existing_Appliances_Natural Gas_Clothes Dryer_Baseline Forecast | F6 | Residential | CZ1 - Single Family | Existing | Appliances | Natural Gas | Clothes Dryer | Baseline Forecast | Avg. Replacement Usage | 22.9554 | 22.9561 | 22.9565 | 22.9569 | 22.9571 | 22.9573 | 22.957 | 22.9569 | 22.9568 | 22.9567 | 22.9326 | 22.9347 | 22.9303 | 22.9289 | 22.9277 | 22.9269 | 22.9261 | 22.9253 | 22.9246 | 22.9242 | 22.9237 | 22.9229 | 0 | 0 | 0 | 0 | 0 | 0 | 0 | 0
F7_Residential_CZ1 - Single Family_Existing_Appliances_Natural Gas_Clothes Dryer_Baseline Forecast | F7 | Residential | CZ1 - Single Family | Existing | Appliances | Natural Gas | Clothes Dryer | Baseline Forecast | Avg. Replacement Demand (S) | 0 | 0 | 0 | 0 | 0 | 0 | 0 | 0 | 0 | 0 | 0 | 0 | 0 | 0 | 0 | 0 | 0 | 0 | 0 | 0 | 0 | 0 | 0 | 0 | 0 | 0 | 0 | 0 | 0 | 0
F8_Residential_CZ1 - Single Family_Existing_Appliances_Natural Gas_Clothes Dryer_Baseline Forecast | F8 | Residential | CZ1 - Single Family | Existing | Appliances | Natural Gas | Clothes Dryer | Baseline Forecast | Avg. Replacement Demand (W) | 0 | 0 | 0 | 0 | 0 | 0 | 0 | 0 | 0 | 0 | 0 | 0 | 0 | 0 | 0 | 0 | 0 | 0 | 0 | 0 | 0 | 0 | 0 | 0 | 0 | 0 | 0 | 0 | 0 | 0
F1_Residential_CZ1 - Single Family_Existing_Appliances_Natural Gas_Stove/Oven_Baseline Forecast | F1 | Residential | CZ1 - Single Family | Existing | Appliances | Natural Gas | Stove/Oven | Baseline Forecast | Units | 22749.4482 | 22713.0491 | 22676.7082 | 22640.4255 | 22604.2008 | 22568.0341 | 22531.9252 | 22495.8742 | 22459.8808 | 22423.9449 | 22388.0666 | 22352.2457 | 22316.4821 | 22280.7758 | 22245.1265 | 22209.5343 | 22173.9991 | 22138.5207 | 22103.099 | 22067.7341 | 22032.4257 | 21997.1738 | 0 | 0 | 0 | 0 | 0 | 0 | 0 | 0
F2_Residential_CZ1 - Single Family_Existing_Appliances_Natural Gas_Stove/Oven_Baseline Forecast | F2 | Residential | CZ1 - Single Family | Existing | Appliances | Natural Gas | Stove/Oven | Baseline Forecast | Usage (MMtherm) | 1.2386 | 1.2249 | 1.2124 | 1.201 | 1.1905 | 1.1809 | 1.1723 | 1.1644 | 1.1572 | 1.1508 | 1.1449 | 1.1395 | 1.1347 | 1.1302 | 1.1261 | 1.1222 | 1.1187 | 1.1154 | 1.1121 | 1.1091 | 1.1062 | 1.1035 | 0 | 0 | 0 | 0 | 0 | 0 | 0 | 0
F3_Residential_CZ1 - Single Family_Existing_Appliances_Natural Gas_Stove/Oven_Baseline Forecast | F3 | Residential | CZ1 - Single Family | Existing | Appliances | Natural Gas | Stove/Oven | Baseline Forecast | Peak Demand (S) | 0 | 0 | 0 | 0 | 0 | 0 | 0 | 0 | 0 | 0 | 0 | 0 | 0 | 0 | 0 | 0 | 0 | 0 | 0 | 0 | 0 | 0 | 0 | 0 | 0 | 0 | 0 | 0 | 0 | 0
F4_Residential_CZ1 - Single Family_Existing_Appliances_Natural Gas_Stove/Oven_Baseline Forecast | F4 | Residential | CZ1 - Single Family | Existing | Appliances | Natural Gas | Stove/Oven | Baseline Forecast | Peak Demand (W) | 0 | 0 | 0 | 0 | 0 | 0 | 0 | 0 | 0 | 0 | 0 | 0 | 0 | 0 | 0 | 0 | 0 | 0 | 0 | 0 | 0 | 0 | 0 | 0 | 0 | 0 | 0 | 0 | 0 | 0
F5_Residential_CZ1 - Single Family_Existing_Appliances_Natural Gas_Stove/Oven_Baseline Forecast | F5 | Residential | CZ1 - Single Family | Existing | Appliances | Natural Gas | Stove/Oven | Baseline Forecast | Turnover | 0 | 1664.6138 | 1602.8224 | 1549.6579 | 1503.8764 | 1459.9248 | 1422.0355 | 1389.3346 | 1361.0744 | 1336.6146 | 1315.4077 | 1359.7128 | 1388.9406 | 1406.4787 | 1415.051 | 1416.2079 | 1411.8711 | 1403.5625 | 1864.4518 | 1766.6916 | 1682.4678 | 1618.6893 | 0 | 0 | 0 | 0 | 0 | 0 | 0 | 0
F6_Residential_CZ1 - Single Family_Existing_Appliances_Natural Gas_Stove/Oven_Baseline Forecast | F6 | Residential | CZ1 - Single Family | Existing | Appliances | Natural Gas | Stove/Oven | Baseline Forecast | Avg. Replacement Usage | 50.0841 | 50.0876 | 50.0918 | 50.0949 | 50.097 | 50.0993 | 50.0965 | 50.0949 | 50.0944 | 50.0934 | 49.9813 | 49.9776 | 49.9573 | 49.9507 | 49.9452 | 49.9414 | 49.9378 | 49.934 | 49.9307 | 49.9289 | 49.9267 | 49.9228 | 0 | 0 | 0 | 0 | 0 | 0 | 0 | 0
F7_Residential_CZ1 - Single Family_Existing_Appliances_Natural Gas_Stove/Oven_Baseline Forecast | F7 | Residential | CZ1 - Single Family | Existing | Appliances | Natural Gas | Stove/Oven | Baseline Forecast | Avg. Replacement Demand (S) | 0 | 0 | 0 | 0 | 0 | 0 | 0 | 0 | 0 | 0 | 0 | 0 | 0 | 0 | 0 | 0 | 0 | 0 | 0 | 0 | 0 | 0 | 0 | 0 | 0 | 0 | 0 | 0 | 0 | 0
F8_Residential_CZ1 - Single Family_Existing_Appliances_Natural Gas_Stove/Oven_Baseline Forecast | F8 | Residential | CZ1 - Single Family | Existing | Appliances | Natural Gas | Stove/Oven | Baseline Forecast | Avg. Replacement Demand (W) | 0 | 0 | 0 | 0 | 0 | 0 | 0 | 0 | 0 | 0 | 0 | 0 | 0 | 0 | 0 | 0 | 0 | 0 | 0 | 0 | 0 | 0 | 0 | 0 | 0 | 0 | 0 | 0 | 0 | 0
F1_Residential_CZ1 - Single Family_Existing_Miscellaneous_Natural Gas_Pool Heater_Baseline Forecast | F1 | Residential | CZ1 - Single Family | Existing | Miscellaneous | Natural Gas | Pool Heater | Baseline Forecast | Units | 308.3742 | 307.8808 | 307.3882 | 306.8963 | 306.4053 | 305.9151 | 305.4256 | 304.9369 | 304.449 | 303.9619 | 303.4756 | 302.99 | 302.5052 | 302.0212 | 301.538 | 301.0555 | 300.5738 | 300.0929 | 299.6128 | 299.1334 | 298.6548 | 298.1769 | 0 | 0 | 0 | 0 | 0 | 0 | 0 | 0
F2_Residential_CZ1 - Single Family_Existing_Miscellaneous_Natural Gas_Pool Heater_Baseline Forecast | F2 | Residential | CZ1 - Single Family | Existing | Miscellaneous | Natural Gas | Pool Heater | Baseline Forecast | Usage (MMtherm) | 0.040283 | 0.040215 | 0.040146 | 0.040079 | 0.040011 | 0.039944 | 0.039878 | 0.039811 | 0.039745 | 0.03968 | 0.039614 | 0.039549 | 0.039485 | 0.03942 | 0.039356 | 0.039292 | 0.039228 | 0.039164 | 0.039101 | 0.039037 | 0.038974 | 0.038911 | 0 | 0 | 0 | 0 | 0 | 0 | 0 | 0
F3_Residential_CZ1 - Single Family_Existing_Miscellaneous_Natural Gas_Pool Heater_Baseline Forecast | F3 | Residential | CZ1 - Single Family | Existing | Miscellaneous | Natural Gas | Pool Heater | Baseline Forecast | Peak Demand (S) | 0 | 0 | 0 | 0 | 0 | 0 | 0 | 0 | 0 | 0 | 0 | 0 | 0 | 0 | 0 | 0 | 0 | 0 | 0 | 0 | 0 | 0 | 0 | 0 | 0 | 0 | 0 | 0 | 0 | 0
F4_Residential_CZ1 - Single Family_Existing_Miscellaneous_Natural Gas_Pool Heater_Baseline Forecast | F4 | Residential | CZ1 - Single Family | Existing | Miscellaneous | Natural Gas | Pool Heater | Baseline Forecast | Peak Demand (W) | 0 | 0 | 0 | 0 | 0 | 0 | 0 | 0 | 0 | 0 | 0 | 0 | 0 | 0 | 0 | 0 | 0 | 0 | 0 | 0 | 0 | 0 | 0 | 0 | 0 | 0 | 0 | 0 | 0 | 0
F5_Residential_CZ1 - Single Family_Existing_Miscellaneous_Natural Gas_Pool Heater_Baseline Forecast | F5 | Residential | CZ1 - Single Family | Existing | Miscellaneous | Natural Gas | Pool Heater | Baseline Forecast | Turnover | 0 | 24.7781 | 23.1307 | 21.6344 | 20.2753 | 19.0407 | 17.9191 | 18.4951 | 18.8695 | 19.0746 | 19.1384 | 19.0851 | 18.9358 | 18.8521 | 18.8099 | 18.79 | 18.7777 | 18.7617 | 26.4169 | 25.1758 | 24.0916 | 23.1476 | 0 | 0 | 0 | 0 | 0 | 0 | 0 | 0
F6_Residential_CZ1 - Single Family_Existing_Miscellaneous_Natural Gas_Pool Heater_Baseline Forecast | F6 | Residential | CZ1 - Single Family | Existing | Miscellaneous | Natural Gas | Pool Heater | Baseline Forecast | Avg. Replacement Usage | 130.4755 | 130.4755 | 130.4755 | 130.4755 | 130.4755 | 130.4755 | 130.4755 | 130.4755 | 130.4755 | 130.4755 | 130.4755 | 130.4755 | 130.4755 | 130.4755 | 130.4755 | 130.4755 | 130.4755 | 130.4755 | 130.4755 | 130.4755 | 130.4755 | 130.4755 | 0 | 0 | 0 | 0 | 0 | 0 | 0 | 0
F7_Residential_CZ1 - Single Family_Existing_Miscellaneous_Natural Gas_Pool Heater_Baseline Forecast | F7 | Residential | CZ1 - Single Family | Existing | Miscellaneous | Natural Gas | Pool Heater | Baseline Forecast | Avg. Replacement Demand (S) | 0 | 0 | 0 | 0 | 0 | 0 | 0 | 0 | 0 | 0 | 0 | 0 | 0 | 0 | 0 | 0 | 0 | 0 | 0 | 0 | 0 | 0 | 0 | 0 | 0 | 0 | 0 | 0 | 0 | 0
F8_Residential_CZ1 - Single Family_Existing_Miscellaneous_Natural Gas_Pool Heater_Baseline Forecast | F8 | Residential | CZ1 - Single Family | Existing | Miscellaneous | Natural Gas | Pool Heater | Baseline Forecast | Avg. Replacement Demand (W) | 0 | 0 | 0 | 0 | 0 | 0 | 0 | 0 | 0 | 0 | 0 | 0 | 0 | 0 | 0 | 0 | 0 | 0 | 0 | 0 | 0 | 0 | 0 | 0 | 0 | 0 | 0 | 0 | 0 | 0
F1_Residential_CZ1 - Single Family_Existing_Miscellaneous_Natural Gas_Miscellaneous_Baseline Forecast | F1 | Residential | CZ1 - Single Family | Existing | Miscellaneous | Natural Gas | Miscellaneous | Baseline Forecast | Units | 71589.9215 | 71475.3776 | 71361.017 | 71246.8394 | 71132.8445 | 71019.0319 | 70905.4015 | 70791.9528 | 70678.6857 | 70565.5998 | 70452.6948 | 70339.9705 | 70227.4266 | 70115.0627 | 70002.8786 | 69890.874 | 69779.0486 | 69667.4021 | 69555.9343 | 69444.6448 | 69333.5333 | 69222.5997 | 0 | 0 | 0 | 0 | 0 | 0 | 0 | 0
F2_Residential_CZ1 - Single Family_Existing_Miscellaneous_Natural Gas_Miscellaneous_Baseline Forecast | F2 | Residential | CZ1 - Single Family | Existing | Miscellaneous | Natural Gas | Miscellaneous | Baseline Forecast | Usage (MMtherm) | 0.34485 | 0.3443 | 0.34375 | 0.3432 | 0.34265 | 0.3421 | 0.34156 | 0.34101 | 0.34047 | 0.33992 | 0.33938 | 0.33883 | 0.33829 | 0.33775 | 0.33721 | 0.33667 | 0.33613 | 0.33559 | 0.33506 | 0.33452 | 0.33399 | 0.33345 | 0 | 0 | 0 | 0 | 0 | 0 | 0 | 0
F3_Residential_CZ1 - Single Family_Existing_Miscellaneous_Natural Gas_Miscellaneous_Baseline Forecast | F3 | Residential | CZ1 - Single Family | Existing | Miscellaneous | Natural Gas | Miscellaneous | Baseline Forecast | Peak Demand (S) | 0 | 0 | 0 | 0 | 0 | 0 | 0 | 0 | 0 | 0 | 0 | 0 | 0 | 0 | 0 | 0 | 0 | 0 | 0 | 0 | 0 | 0 | 0 | 0 | 0 | 0 | 0 | 0 | 0 | 0
F4_Residential_CZ1 - Single Family_Existing_Miscellaneous_Natural Gas_Miscellaneous_Baseline Forecast | F4 | Residential | CZ1 - Single Family | Existing | Miscellaneous | Natural Gas | Miscellaneous | Baseline Forecast | Peak Demand (W) | 0 | 0 | 0 | 0 | 0 | 0 | 0 | 0 | 0 | 0 | 0 | 0 | 0 | 0 | 0 | 0 | 0 | 0 | 0 | 0 | 0 | 0 | 0 | 0 | 0 | 0 | 0 | 0 | 0 | 0
F5_Residential_CZ1 - Single Family_Existing_Miscellaneous_Natural Gas_Miscellaneous_Baseline Forecast | F5 | Residential | CZ1 - Single Family | Existing | Miscellaneous | Natural Gas | Miscellaneous | Baseline Forecast | Turnover | 0 | 0 | 2378.7006 | 4353.9735 | 5993.6008 | 7353.9769 | 8482.0222 | 7057.0424 | 6264.1187 | 5930.4704 | 5923.5334 | 6142.3232 | 6510.5662 | 6581.7186 | 7161.2444 | 7478.929 | 7651.0729 | 7754.6805 | 7838.6596 | 7221.8277 | 6976.7014 | 6950.5862 | 0 | 0 | 0 | 0 | 0 | 0 | 0 | 0
F6_Residential_CZ1 - Single Family_Existing_Miscellaneous_Natural Gas_Miscellaneous_Baseline Forecast | F6 | Residential | CZ1 - Single Family | Existing | Miscellaneous | Natural Gas | Miscellaneous | Baseline Forecast | Avg. Replacement Usage | 4.8171 | 4.8171 | 4.8171 | 4.8171 | 4.8171 | 4.8171 | 4.8171 | 4.8171 | 4.8171 | 4.8171 | 4.8171 | 4.8171 | 4.8171 | 4.8171 | 4.8171 | 4.8171 | 4.8171 | 4.8171 | 4.8171 | 4.8171 | 4.8171 | 4.8171 | 0 | 0 | 0 | 0 | 0 | 0 | 0 | 0
F7_Residential_CZ1 - Single Family_Existing_Miscellaneous_Natural Gas_Miscellaneous_Baseline Forecast | F7 | Residential | CZ1 - Single Family | Existing | Miscellaneous | Natural Gas | Miscellaneous | Baseline Forecast | Avg. Replacement Demand (S) | 0 | 0 | 0 | 0 | 0 | 0 | 0 | 0 | 0 | 0 | 0 | 0 | 0 | 0 | 0 | 0 | 0 | 0 | 0 | 0 | 0 | 0 | 0 | 0 | 0 | 0 | 0 | 0 | 0 | 0
F8_Residential_CZ1 - Single Family_Existing_Miscellaneous_Natural Gas_Miscellaneous_Baseline Forecast | F8 | Residential | CZ1 - Single Family | Existing | Miscellaneous | Natural Gas | Miscellaneous | Baseline Forecast | Avg. Replacement Demand (W) | 0 | 0 | 0 | 0 | 0 | 0 | 0 | 0 | 0 | 0 | 0 | 0 | 0 | 0 | 0 | 0 | 0 | 0 | 0 | 0 | 0 | 0 | 0 | 0 | 0 | 0 | 0 | 0 | 0 | 0
F1_Residential_CZ1 - Single Family_New_Space Heating_Natural Gas_Furnace - Direct Fuel_Baseline Forecast | F1 | Residential | CZ1 - Single Family | New | Space Heating | Natural Gas | Furnace - Direct Fuel | Baseline Forecast | Units | 0 | 929.4221 | 1858.6903 | 2684.8427 | 3494.2876 | 4307.2701 | 5123.3269 | 5944.6462 | 6762.0374 | 7576.9091 | 8390.7978 | 9203.6166 | 10013.3471 | 10817.7292 | 11618.0754 | 12411.6529 | 13204.2451 | 13993.3629 | 14779.2278 | 15563.5888 | 16345.7916 | 17189.6793 | 0 | 0 | 0 | 0 | 0 | 0 | 0 | 0
F2_Residential_CZ1 - Single Family_New_Space Heating_Natural Gas_Furnace - Direct Fuel_Baseline Forecast | F2 | Residential | CZ1 - Single Family | New | Space Heating | Natural Gas | Furnace - Direct Fuel | Baseline Forecast | Usage (MMtherm) | 0 | 0.42563 | 0.85116 | 1.2295 | 1.5999 | 1.9271 | 2.2555 | 2.5861 | 2.9151 | 3.243 | 3.5706 | 3.8977 | 4.2205 | 4.5384 | 4.8522 | 5.1612 | 5.4704 | 5.7788 | 6.0864 | 6.3939 | 6.7009 | 7.0333 | 0 | 0 | 0 | 0 | 0 | 0 | 0 | 0
F3_Residential_CZ1 - Single Family_New_Space Heating_Natural Gas_Furnace - Direct Fuel_Baseline Forecast | F3 | Residential | CZ1 - Single Family | New | Space Heating | Natural Gas | Furnace - Direct Fuel | Baseline Forecast | Peak Demand (S) | 0 | 0 | 0 | 0 | 0 | 0 | 0 | 0 | 0 | 0 | 0 | 0 | 0 | 0 | 0 | 0 | 0 | 0 | 0 | 0 | 0 | 0 | 0 | 0 | 0 | 0 | 0 | 0 | 0 | 0
F4_Residential_CZ1 - Single Family_New_Space Heating_Natural Gas_Furnace - Direct Fuel_Baseline Forecast | F4 | Residential | CZ1 - Single Family | New | Space Heating | Natural Gas | Furnace - Direct Fuel | Baseline Forecast | Peak Demand (W) | 0 | 0 | 0 | 0 | 0 | 0 | 0 | 0 | 0 | 0 | 0 | 0 | 0 | 0 | 0 | 0 | 0 | 0 | 0 | 0 | 0 | 0 | 0 | 0 | 0 | 0 | 0 | 0 | 0 | 0
F5_Residential_CZ1 - Single Family_New_Space Heating_Natural Gas_Furnace - Direct Fuel_Baseline Forecast | F5 | Residential | CZ1 - Single Family | New | Space Heating | Natural Gas | Furnace - Direct Fuel | Baseline Forecast | Turnover | 0 | 929.4221 | 929.2682 | 826.1524 | 809.4449 | 812.9825 | 816.0569 | 821.3192 | 817.3912 | 814.8717 | 813.8887 | 812.8188 | 864.4024 | 910.5008 | 948.8199 | 980.9318 | 1016.7482 | 1048.0914 | 1077.9177 | 1107.3161 | 1134.0942 | 1222.9553 | 0 | 0 | 0 | 0 | 0 | 0 | 0 | 0
F6_Residential_CZ1 - Single Family_New_Space Heating_Natural Gas_Furnace - Direct Fuel_Baseline Forecast | F6 | Residential | CZ1 - Single Family | New | Space Heating | Natural Gas | Furnace - Direct Fuel | Baseline Forecast | Avg. Replacement Usage | 457.92 | 457.95 | 457.9189 | 457.8996 | 457.6639 | 402.4642 | 402.4632 | 402.4622 | 402.461 | 402.4595 | 402.4544 | 402.4523 | 402.4496 | 402.447 | 402.4442 | 402.4412 | 402.438 | 402.4347 | 402.4312 | 402.4274 | 402.4235 | 402.4192 | 0 | 0 | 0 | 0 | 0 | 0 | 0 | 0
F7_Residential_CZ1 - Single Family_New_Space Heating_Natural Gas_Furnace - Direct Fuel_Baseline Forecast | F7 | Residential | CZ1 - Single Family | New | Space Heating | Natural Gas | Furnace - Direct Fuel | Baseline Forecast | Avg. Replacement Demand (S) | 0 | 0 | 0 | 0 | 0 | 0 | 0 | 0 | 0 | 0 | 0 | 0 | 0 | 0 | 0 | 0 | 0 | 0 | 0 | 0 | 0 | 0 | 0 | 0 | 0 | 0 | 0 | 0 | 0 | 0
F8_Residential_CZ1 - Single Family_New_Space Heating_Natural Gas_Furnace - Direct Fuel_Baseline Forecast | F8 | Residential | CZ1 - Single Family | New | Space Heating | Natural Gas | Furnace - Direct Fuel | Baseline Forecast | Avg. Replacement Demand (W) | 0 | 0 | 0 | 0 | 0 | 0 | 0 | 0 | 0 | 0 | 0 | 0 | 0 | 0 | 0 | 0 | 0 | 0 | 0 | 0 | 0 | 0 | 0 | 0 | 0 | 0 | 0 | 0 | 0 | 0
F1_Residential_CZ1 - Single Family_New_Space Heating_Natural Gas_Boiler - Direct Fuel_Baseline Forecast | F1 | Residential | CZ1 - Single Family | New | Space Heating | Natural Gas | Boiler - Direct Fuel | Baseline Forecast | Units | 0 | 0.31291 | 22.917 | 43.0129 | 62.7024 | 82.4779 | 102.3282 | 122.3065 | 142.1893 | 162.0108 | 181.8083 | 201.5799 | 221.2763 | 240.8426 | 260.3108 | 279.6143 | 298.8938 | 318.0888 | 337.2047 | 356.2841 | 375.3109 | 395.8382 | 0 | 0 | 0 | 0 | 0 | 0 | 0 | 0
F2_Residential_CZ1 - Single Family_New_Space Heating_Natural Gas_Boiler - Direct Fuel_Baseline Forecast | F2 | Residential | CZ1 - Single Family | New | Space Heating | Natural Gas | Boiler - Direct Fuel | Baseline Forecast | Usage (MMtherm) | 0 | 0.00013329 | 0.010418 | 0.019561 | 0.028517 | 0.03751 | 0.046538 | 0.055623 | 0.064662 | 0.073673 | 0.082672 | 0.091656 | 0.10061 | 0.10949 | 0.11833 | 0.12709 | 0.13584 | 0.14454 | 0.1532 | 0.16183 | 0.17044 | 0.17973 | 0 | 0 | 0 | 0 | 0 | 0 | 0 | 0
F3_Residential_CZ1 - Single Family_New_Space Heating_Natural Gas_Boiler - Direct Fuel_Baseline Forecast | F3 | Residential | CZ1 - Single Family | New | Space Heating | Natural Gas | Boiler - Direct Fuel | Baseline Forecast | Peak Demand (S) | 0 | 0 | 0 | 0 | 0 | 0 | 0 | 0 | 0 | 0 | 0 | 0 | 0 | 0 | 0 | 0 | 0 | 0 | 0 | 0 | 0 | 0 | 0 | 0 | 0 | 0 | 0 | 0 | 0 | 0
F4_Residential_CZ1 - Single Family_New_Space Heating_Natural Gas_Boiler - Direct Fuel_Baseline Forecast | F4 | Residential | CZ1 - Single Family | New | Space Heating | Natural Gas | Boiler - Direct Fuel | Baseline Forecast | Peak Demand (W) | 0 | 0 | 0 | 0 | 0 | 0 | 0 | 0 | 0 | 0 | 0 | 0 | 0 | 0 | 0 | 0 | 0 | 0 | 0 | 0 | 0 | 0 | 0 | 0 | 0 | 0 | 0 | 0 | 0 | 0
F5_Residential_CZ1 - Single Family_New_Space Heating_Natural Gas_Boiler - Direct Fuel_Baseline Forecast | F5 | Residential | CZ1 - Single Family | New | Space Heating | Natural Gas | Boiler - Direct Fuel | Baseline Forecast | Turnover | 0 | 0.31291 | 22.6041 | 20.0959 | 19.6895 | 19.7755 | 19.8503 | 19.9783 | 19.8828 | 19.8215 | 19.7976 | 19.7715 | 19.7113 | 20.6569 | 21.4637 | 22.1417 | 22.9242 | 23.6114 | 24.2733 | 24.938 | 25.5504 | 27.6829 | 0 | 0 | 0 | 0 | 0 | 0 | 0 | 0
F6_Residential_CZ1 - Single Family_New_Space Heating_Natural Gas_Boiler - Direct Fuel_Baseline Forecast | F6 | Residential | CZ1 - Single Family | New | Space Heating | Natural Gas | Boiler - Direct Fuel | Baseline Forecast | Avg. Replacement Usage | 457.92 | 5.8955 | 454.9836 | 454.9818 | 454.8711 | 454.7633 | 454.7659 | 454.7553 | 454.6265 | 454.6167 | 454.5171 | 454.4314 | 454.3328 | 454.1936 | 454.0949 | 454.0139 | 453.8255 | 453.4628 | 453.3496 | 453.2355 | 453.1034 | 452.8979 | 0 | 0 | 0 | 0 | 0 | 0 | 0 | 0
F7_Residential_CZ1 - Single Family_New_Space Heating_Natural Gas_Boiler - Direct Fuel_Baseline Forecast | F7 | Residential | CZ1 - Single Family | New | Space Heating | Natural Gas | Boiler - Direct Fuel | Baseline Forecast | Avg. Replacement Demand (S) | 0 | 0 | 0 | 0 | 0 | 0 | 0 | 0 | 0 | 0 | 0 | 0 | 0 | 0 | 0 | 0 | 0 | 0 | 0 | 0 | 0 | 0 | 0 | 0 | 0 | 0 | 0 | 0 | 0 | 0
F8_Residential_CZ1 - Single Family_New_Space Heating_Natural Gas_Boiler - Direct Fuel_Baseline Forecast | F8 | Residential | CZ1 - Single Family | New | Space Heating | Natural Gas | Boiler - Direct Fuel | Baseline Forecast | Avg. Replacement Demand (W) | 0 | 0 | 0 | 0 | 0 | 0 | 0 | 0 | 0 | 0 | 0 | 0 | 0 | 0 | 0 | 0 | 0 | 0 | 0 | 0 | 0 | 0 | 0 | 0 | 0 | 0 | 0 | 0 | 0 | 0
F1_Residential_CZ1 - Single Family_New_Secondary Heating_Natural Gas_Fireplace_Baseline Forecast | F1 | Residential | CZ1 - Single Family | New | Secondary Heating | Natural Gas | Fireplace | Baseline Forecast | Units | 0 | 771.4261 | 1542.7244 | 2228.4359 | 2900.2802 | 3575.0607 | 4252.3929 | 4934.0929 | 5612.5326 | 6288.8811 | 6964.4138 | 7639.0584 | 8311.1397 | 8978.7818 | 9643.074 | 10301.7482 | 10959.6047 | 11614.5773 | 12266.85 | 12917.8744 | 13567.1076 | 14267.5395 | 0 | 0 | 0 | 0 | 0 | 0 | 0 | 0
F2_Residential_CZ1 - Single Family_New_Secondary Heating_Natural Gas_Fireplace_Baseline Forecast | F2 | Residential | CZ1 - Single Family | New | Secondary Heating | Natural Gas | Fireplace | Baseline Forecast | Usage (MMtherm) | 0 | 0.099419 | 0.19882 | 0.28719 | 0.37378 | 0.46074 | 0.54803 | 0.63589 | 0.72332 | 0.81049 | 0.89755 | 0.9845 | 1.0711 | 1.1572 | 1.2428 | 1.3277 | 1.4124 | 1.4968 | 1.5809 | 1.6648 | 1.7485 | 1.8388 | 0 | 0 | 0 | 0 | 0 | 0 | 0 | 0
F3_Residential_CZ1 - Single Family_New_Secondary Heating_Natural Gas_Fireplace_Baseline Forecast | F3 | Residential | CZ1 - Single Family | New | Secondary Heating | Natural Gas | Fireplace | Baseline Forecast | Peak Demand (S) | 0 | 0 | 0 | 0 | 0 | 0 | 0 | 0 | 0 | 0 | 0 | 0 | 0 | 0 | 0 | 0 | 0 | 0 | 0 | 0 | 0 | 0 | 0 | 0 | 0 | 0 | 0 | 0 | 0 | 0
F4_Residential_CZ1 - Single Family_New_Secondary Heating_Natural Gas_Fireplace_Baseline Forecast | F4 | Residential | CZ1 - Single Family | New | Secondary Heating | Natural Gas | Fireplace | Baseline Forecast | Peak Demand (W) | 0 | 0 | 0 | 0 | 0 | 0 | 0 | 0 | 0 | 0 | 0 | 0 | 0 | 0 | 0 | 0 | 0 | 0 | 0 | 0 | 0 | 0 | 0 | 0 | 0 | 0 | 0 | 0 | 0 | 0
F5_Residential_CZ1 - Single Family_New_Secondary Heating_Natural Gas_Fireplace_Baseline Forecast | F5 | Residential | CZ1 - Single Family | New | Secondary Heating | Natural Gas | Fireplace | Baseline Forecast | Turnover | 0 | 771.4261 | 771.2983 | 685.7116 | 671.8443 | 674.7804 | 677.3322 | 681.7 | 678.4398 | 676.3485 | 675.5326 | 674.6446 | 672.0813 | 667.642 | 664.2923 | 658.6742 | 657.8564 | 725.1022 | 786.1449 | 835.0639 | 877.6185 | 969.3987 | 0 | 0 | 0 | 0 | 0 | 0 | 0 | 0
F6_Residential_CZ1 - Single Family_New_Secondary Heating_Natural Gas_Fireplace_Baseline Forecast | F6 | Residential | CZ1 - Single Family | New | Secondary Heating | Natural Gas | Fireplace | Baseline Forecast | Avg. Replacement Usage | 128.8766 | 128.8766 | 128.8766 | 128.8766 | 128.8766 | 128.8766 | 128.8766 | 128.8766 | 128.8766 | 128.8766 | 128.8766 | 128.8766 | 128.8766 | 128.8766 | 128.8766 | 128.8766 | 128.8766 | 128.8766 | 128.8766 | 128.8766 | 128.8766 | 128.8766 | 0 | 0 | 0 | 0 | 0 | 0 | 0 | 0
F7_Residential_CZ1 - Single Family_New_Secondary Heating_Natural Gas_Fireplace_Baseline Forecast | F7 | Residential | CZ1 - Single Family | New | Secondary Heating | Natural Gas | Fireplace | Baseline Forecast | Avg. Replacement Demand (S) | 0 | 0 | 0 | 0 | 0 | 0 | 0 | 0 | 0 | 0 | 0 | 0 | 0 | 0 | 0 | 0 | 0 | 0 | 0 | 0 | 0 | 0 | 0 | 0 | 0 | 0 | 0 | 0 | 0 | 0
F8_Residential_CZ1 - Single Family_New_Secondary Heating_Natural Gas_Fireplace_Baseline Forecast | F8 | Residential | CZ1 - Single Family | New | Secondary Heating | Natural Gas | Fireplace | Baseline Forecast | Avg. Replacement Demand (W) | 0 | 0 | 0 | 0 | 0 | 0 | 0 | 0 | 0 | 0 | 0 | 0 | 0 | 0 | 0 | 0 | 0 | 0 | 0 | 0 | 0 | 0 | 0 | 0 | 0 | 0 | 0 | 0 | 0 | 0
F1_Residential_CZ1 - Single Family_New_Water Heating_Natural Gas_Water Heater <= 55 gal._Baseline Forecast | F1 | Residential | CZ1 - Single Family | New | Water Heating | Natural Gas | Water Heater <= 55 gal. | Baseline Forecast | Units | 0 | 876.1701 | 1752.1952 | 2531.0125 | 3294.0796 | 4060.4816 | 4829.7819 | 5604.043 | 6374.6011 | 7142.7841 | 7910.0404 | 8676.2881 | 9439.6245 | 10197.9188 | 10952.4085 | 11700.5174 | 12447.6974 | 13191.6021 | 13932.4402 | 14671.8606 | 15409.2465 | 16204.783 | 0 | 0 | 0 | 0 | 0 | 0 | 0 | 0
F2_Residential_CZ1 - Single Family_New_Water Heating_Natural Gas_Water Heater <= 55 gal._Baseline Forecast | F2 | Residential | CZ1 - Single Family | New | Water Heating | Natural Gas | Water Heater <= 55 gal. | Baseline Forecast | Usage (MMtherm) | 0 | 0.12148 | 0.24297 | 0.35101 | 0.45687 | 0.56322 | 0.66994 | 0.77735 | 0.88423 | 0.99078 | 1.0971 | 1.2032 | 1.3089 | 1.4138 | 1.5182 | 1.6217 | 1.7251 | 1.8279 | 1.9304 | 2.0325 | 2.1344 | 2.2443 | 0 | 0 | 0 | 0 | 0 | 0 | 0 | 0
F3_Residential_CZ1 - Single Family_New_Water Heating_Natural Gas_Water Heater <= 55 gal._Baseline Forecast | F3 | Residential | CZ1 - Single Family | New | Water Heating | Natural Gas | Water Heater <= 55 gal. | Baseline Forecast | Peak Demand (S) | 0 | 0 | 0 | 0 | 0 | 0 | 0 | 0 | 0 | 0 | 0 | 0 | 0 | 0 | 0 | 0 | 0 | 0 | 0 | 0 | 0 | 0 | 0 | 0 | 0 | 0 | 0 | 0 | 0 | 0
F4_Residential_CZ1 - Single Family_New_Water Heating_Natural Gas_Water Heater <= 55 gal._Baseline Forecast | F4 | Residential | CZ1 - Single Family | New | Water Heating | Natural Gas | Water Heater <= 55 gal. | Baseline Forecast | Peak Demand (W) | 0 | 0 | 0 | 0 | 0 | 0 | 0 | 0 | 0 | 0 | 0 | 0 | 0 | 0 | 0 | 0 | 0 | 0 | 0 | 0 | 0 | 0 | 0 | 0 | 0 | 0 | 0 | 0 | 0 | 0
F5_Residential_CZ1 - Single Family_New_Water Heating_Natural Gas_Water Heater <= 55 gal._Baseline Forecast | F5 | Residential | CZ1 - Single Family | New | Water Heating | Natural Gas | Water Heater <= 55 gal. | Baseline Forecast | Turnover | 0 | 876.1701 | 876.025 | 778.8173 | 763.0671 | 766.402 | 769.3002 | 774.2611 | 770.5582 | 768.1829 | 767.2563 | 766.2477 | 888.5035 | 990.7269 | 1064.9773 | 1123.2506 | 1178.2161 | 1223.2642 | 1262.3265 | 1551.7686 | 1543.3825 | 1567.6765 | 0 | 0 | 0 | 0 | 0 | 0 | 0 | 0
F6_Residential_CZ1 - Single Family_New_Water Heating_Natural Gas_Water Heater <= 55 gal._Baseline Forecast | F6 | Residential | CZ1 - Single Family | New | Water Heating | Natural Gas | Water Heater <= 55 gal. | Baseline Forecast | Avg. Replacement Usage | 138.6311 | 138.6472 | 138.6871 | 138.7163 | 138.7367 | 138.7582 | 138.7319 | 138.7164 | 138.7112 | 138.7016 | 138.5123 | 138.5077 | 138.4818 | 138.4731 | 138.4661 | 138.461 | 138.4562 | 138.4512 | 138.4469 | 138.4445 | 138.4416 | 138.4361 | 0 | 0 | 0 | 0 | 0 | 0 | 0 | 0
F7_Residential_CZ1 - Single Family_New_Water Heating_Natural Gas_Water Heater <= 55 gal._Baseline Forecast | F7 | Residential | CZ1 - Single Family | New | Water Heating | Natural Gas | Water Heater <= 55 gal. | Baseline Forecast | Avg. Replacement Demand (S) | 0 | 0 | 0 | 0 | 0 | 0 | 0 | 0 | 0 | 0 | 0 | 0 | 0 | 0 | 0 | 0 | 0 | 0 | 0 | 0 | 0 | 0 | 0 | 0 | 0 | 0 | 0 | 0 | 0 | 0
F8_Residential_CZ1 - Single Family_New_Water Heating_Natural Gas_Water Heater <= 55 gal._Baseline Forecast | F8 | Residential | CZ1 - Single Family | New | Water Heating | Natural Gas | Water Heater <= 55 gal. | Baseline Forecast | Avg. Replacement Demand (W) | 0 | 0 | 0 | 0 | 0 | 0 | 0 | 0 | 0 | 0 | 0 | 0 | 0 | 0 | 0 | 0 | 0 | 0 | 0 | 0 | 0 | 0 | 0 | 0 | 0 | 0 | 0 | 0 | 0 | 0
F1_Residential_CZ1 - Single Family_New_Water Heating_Natural Gas_Water Heater > 55 gal._Baseline Forecast | F1 | Residential | CZ1 - Single Family | New | Water Heating | Natural Gas | Water Heater > 55 gal. | Baseline Forecast | Units | 0 | 126.6412 | 253.2614 | 365.8313 | 476.1246 | 586.9 | 698.0942 | 810.0056 | 921.3816 | 1032.4144 | 1143.3133 | 1254.0663 | 1364.3986 | 1474.0021 | 1583.0556 | 1691.1869 | 1799.1839 | 1906.7075 | 2013.7879 | 2120.6634 | 2227.2448 | 2342.2312 | 0 | 0 | 0 | 0 | 0 | 0 | 0 | 0
F2_Residential_CZ1 - Single Family_New_Water Heating_Natural Gas_Water Heater > 55 gal._Baseline Forecast | F2 | Residential | CZ1 - Single Family | New | Water Heating | Natural Gas | Water Heater > 55 gal. | Baseline Forecast | Usage (MMtherm) | 0 | 0.020328 | 0.05795 | 0.10769 | 0.16697 | 0.23429 | 0.30693 | 0.38424 | 0.46554 | 0.54988 | 0.63025 | 0.71359 | 0.79647 | 0.87799 | 0.95754 | 1.035 | 1.1103 | 1.184 | 1.256 | 1.3223 | 1.3851 | 1.4486 | 0 | 0 | 0 | 0 | 0 | 0 | 0 | 0
F3_Residential_CZ1 - Single Family_New_Water Heating_Natural Gas_Water Heater > 55 gal._Baseline Forecast | F3 | Residential | CZ1 - Single Family | New | Water Heating | Natural Gas | Water Heater > 55 gal. | Baseline Forecast | Peak Demand (S) | 0 | 0 | 0 | 0 | 0 | 0 | 0 | 0 | 0 | 0 | 0 | 0 | 0 | 0 | 0 | 0 | 0 | 0 | 0 | 0 | 0 | 0 | 0 | 0 | 0 | 0 | 0 | 0 | 0 | 0
F4_Residential_CZ1 - Single Family_New_Water Heating_Natural Gas_Water Heater > 55 gal._Baseline Forecast | F4 | Residential | CZ1 - Single Family | New | Water Heating | Natural Gas | Water Heater > 55 gal. | Baseline Forecast | Peak Demand (W) | 0 | 0 | 0 | 0 | 0 | 0 | 0 | 0 | 0 | 0 | 0 | 0 | 0 | 0 | 0 | 0 | 0 | 0 | 0 | 0 | 0 | 0 | 0 | 0 | 0 | 0 | 0 | 0 | 0 | 0
F5_Residential_CZ1 - Single Family_New_Water Heating_Natural Gas_Water Heater > 55 gal._Baseline Forecast | F5 | Residential | CZ1 - Single Family | New | Water Heating | Natural Gas | Water Heater > 55 gal. | Baseline Forecast | Turnover | 0 | 126.6412 | 230.5728 | 301.1943 | 356.0709 | 400.8279 | 437.0974 | 468.1102 | 493.3498 | 513.7859 | 530.6869 | 551.3899 | 570.858 | 591.6526 | 613.9911 | 637.6621 | 663.3617 | 690.2285 | 718.6082 | 753.8251 | 792.9684 | 841.0646 | 0 | 0 | 0 | 0 | 0 | 0 | 0 | 0
F6_Residential_CZ1 - Single Family_New_Water Heating_Natural Gas_Water Heater > 55 gal._Baseline Forecast | F6 | Residential | CZ1 - Single Family | New | Water Heating | Natural Gas | Water Heater > 55 gal. | Baseline Forecast | Avg. Replacement Usage | 159.4258 | 160.5135 | 163.1695 | 165.138 | 166.4955 | 167.9457 | 166.1818 | 165.1554 | 164.799 | 164.1451 | 151.4546 | 151.1404 | 149.403 | 148.8238 | 148.3438 | 148.0097 | 147.6891 | 147.3562 | 147.055 | 146.89 | 146.6957 | 146.3434 | 0 | 0 | 0 | 0 | 0 | 0 | 0 | 0
F7_Residential_CZ1 - Single Family_New_Water Heating_Natural Gas_Water Heater > 55 gal._Baseline Forecast | F7 | Residential | CZ1 - Single Family | New | Water Heating | Natural Gas | Water Heater > 55 gal. | Baseline Forecast | Avg. Replacement Demand (S) | 0 | 0 | 0 | 0 | 0 | 0 | 0 | 0 | 0 | 0 | 0 | 0 | 0 | 0 | 0 | 0 | 0 | 0 | 0 | 0 | 0 | 0 | 0 | 0 | 0 | 0 | 0 | 0 | 0 | 0
F8_Residential_CZ1 - Single Family_New_Water Heating_Natural Gas_Water Heater > 55 gal._Baseline Forecast | F8 | Residential | CZ1 - Single Family | New | Water Heating | Natural Gas | Water Heater > 55 gal. | Baseline Forecast | Avg. Replacement Demand (W) | 0 | 0 | 0 | 0 | 0 | 0 | 0 | 0 | 0 | 0 | 0 | 0 | 0 | 0 | 0 | 0 | 0 | 0 | 0 | 0 | 0 | 0 | 0 | 0 | 0 | 0 | 0 | 0 | 0 | 0
F1_Residential_CZ1 - Single Family_New_Appliances_Natural Gas_Clothes Dryer_Baseline Forecast | F1 | Residential | CZ1 - Single Family | New | Appliances | Natural Gas | Clothes Dryer | Baseline Forecast | Units | 0 | 193.9105 | 387.789 | 560.1538 | 729.0328 | 898.6499 | 1068.9084 | 1240.2649 | 1410.8018 | 1580.8131 | 1750.6192 | 1920.2022 | 2089.1408 | 2256.9635 | 2423.9443 | 2589.5128 | 2754.8757 | 2919.5138 | 3083.4732 | 3247.1189 | 3410.3142 | 3586.3792 | 0 | 0 | 0 | 0 | 0 | 0 | 0 | 0
F2_Residential_CZ1 - Single Family_New_Appliances_Natural Gas_Clothes Dryer_Baseline Forecast | F2 | Residential | CZ1 - Single Family | New | Appliances | Natural Gas | Clothes Dryer | Baseline Forecast | Usage (MMtherm) | 0 | 0.0044514 | 0.0089022 | 0.012859 | 0.016736 | 0.02063 | 0.024539 | 0.028473 | 0.032388 | 0.03629 | 0.040185 | 0.044074 | 0.047947 | 0.051795 | 0.055622 | 0.059416 | 0.063206 | 0.066978 | 0.070734 | 0.074483 | 0.078221 | 0.082254 | 0 | 0 | 0 | 0 | 0 | 0 | 0 | 0
F3_Residential_CZ1 - Single Family_New_Appliances_Natural Gas_Clothes Dryer_Baseline Forecast | F3 | Residential | CZ1 - Single Family | New | Appliances | Natural Gas | Clothes Dryer | Baseline Forecast | Peak Demand (S) | 0 | 0 | 0 | 0 | 0 | 0 | 0 | 0 | 0 | 0 | 0 | 0 | 0 | 0 | 0 | 0 | 0 | 0 | 0 | 0 | 0 | 0 | 0 | 0 | 0 | 0 | 0 | 0 | 0 | 0
F4_Residential_CZ1 - Single Family_New_Appliances_Natural Gas_Clothes Dryer_Baseline Forecast | F4 | Residential | CZ1 - Single Family | New | Appliances | Natural Gas | Clothes Dryer | Baseline Forecast | Peak Demand (W) | 0 | 0 | 0 | 0 | 0 | 0 | 0 | 0 | 0 | 0 | 0 | 0 | 0 | 0 | 0 | 0 | 0 | 0 | 0 | 0 | 0 | 0 | 0 | 0 | 0 | 0 | 0 | 0 | 0 | 0
F5_Residential_CZ1 - Single Family_New_Appliances_Natural Gas_Clothes Dryer_Baseline Forecast | F5 | Residential | CZ1 - Single Family | New | Appliances | Natural Gas | Clothes Dryer | Baseline Forecast | Turnover | 0 | 193.9105 | 193.8784 | 172.3648 | 168.879 | 169.6171 | 170.2585 | 171.3564 | 170.5369 | 170.0112 | 169.8062 | 169.583 | 183.8548 | 196.5053 | 206.7157 | 215.2377 | 224.2589 | 232.1003 | 239.4135 | 246.4138 | 252.6746 | 271.7232 | 0 | 0 | 0 | 0 | 0 | 0 | 0 | 0
F6_Residential_CZ1 - Single Family_New_Appliances_Natural Gas_Clothes Dryer_Baseline Forecast | F6 | Residential | CZ1 - Single Family | New | Appliances | Natural Gas | Clothes Dryer | Baseline Forecast | Avg. Replacement Usage | 22.9555 | 22.9561 | 22.9565 | 22.9569 | 22.9571 | 22.9573 | 22.9571 | 22.9569 | 22.9568 | 22.9567 | 22.9327 | 22.9347 | 22.9303 | 22.9289 | 22.9277 | 22.9269 | 22.9261 | 22.9253 | 22.9246 | 22.9242 | 22.9237 | 22.9229 | 0 | 0 | 0 | 0 | 0 | 0 | 0 | 0
F7_Residential_CZ1 - Single Family_New_Appliances_Natural Gas_Clothes Dryer_Baseline Forecast | F7 | Residential | CZ1 - Single Family | New | Appliances | Natural Gas | Clothes Dryer | Baseline Forecast | Avg. Replacement Demand (S) | 0 | 0 | 0 | 0 | 0 | 0 | 0 | 0 | 0 | 0 | 0 | 0 | 0 | 0 | 0 | 0 | 0 | 0 | 0 | 0 | 0 | 0 | 0 | 0 | 0 | 0 | 0 | 0 | 0 | 0
F8_Residential_CZ1 - Single Family_New_Appliances_Natural Gas_Clothes Dryer_Baseline Forecast | F8 | Residential | CZ1 - Single Family | New | Appliances | Natural Gas | Clothes Dryer | Baseline Forecast | Avg. Replacement Demand (W) | 0 | 0 | 0 | 0 | 0 | 0 | 0 | 0 | 0 | 0 | 0 | 0 | 0 | 0 | 0 | 0 | 0 | 0 | 0 | 0 | 0 | 0 | 0 | 0 | 0 | 0 | 0 | 0 | 0 | 0
F1_Residential_CZ1 - Single Family_New_Appliances_Natural Gas_Stove/Oven_Baseline Forecast | F1 | Residential | CZ1 - Single Family | New | Appliances | Natural Gas | Stove/Oven | Baseline Forecast | Units | 0 | 365.5878 | 731.115 | 1056.0816 | 1374.4764 | 1694.2627 | 2015.2583 | 2338.3238 | 2659.8443 | 2980.3737 | 3300.5164 | 3620.2384 | 3938.7455 | 4255.1488 | 4569.9646 | 4882.1179 | 5193.8837 | 5504.2828 | 5813.4024 | 6121.9305 | 6429.6096 | 6761.5524 | 0 | 0 | 0 | 0 | 0 | 0 | 0 | 0
F2_Residential_CZ1 - Single Family_New_Appliances_Natural Gas_Stove/Oven_Baseline Forecast | F2 | Residential | CZ1 - Single Family | New | Appliances | Natural Gas | Stove/Oven | Baseline Forecast | Usage (MMtherm) | 0 | 0.018311 | 0.036621 | 0.052901 | 0.068851 | 0.084872 | 0.10095 | 0.11714 | 0.13324 | 0.1493 | 0.1653 | 0.18127 | 0.19717 | 0.21296 | 0.22866 | 0.24422 | 0.25976 | 0.27522 | 0.2906 | 0.30595 | 0.32126 | 0.33779 | 0 | 0 | 0 | 0 | 0 | 0 | 0 | 0
F3_Residential_CZ1 - Single Family_New_Appliances_Natural Gas_Stove/Oven_Baseline Forecast | F3 | Residential | CZ1 - Single Family | New | Appliances | Natural Gas | Stove/Oven | Baseline Forecast | Peak Demand (S) | 0 | 0 | 0 | 0 | 0 | 0 | 0 | 0 | 0 | 0 | 0 | 0 | 0 | 0 | 0 | 0 | 0 | 0 | 0 | 0 | 0 | 0 | 0 | 0 | 0 | 0 | 0 | 0 | 0 | 0
F4_Residential_CZ1 - Single Family_New_Appliances_Natural Gas_Stove/Oven_Baseline Forecast | F4 | Residential | CZ1 - Single Family | New | Appliances | Natural Gas | Stove/Oven | Baseline Forecast | Peak Demand (W) | 0 | 0 | 0 | 0 | 0 | 0 | 0 | 0 | 0 | 0 | 0 | 0 | 0 | 0 | 0 | 0 | 0 | 0 | 0 | 0 | 0 | 0 | 0 | 0 | 0 | 0 | 0 | 0 | 0 | 0
F5_Residential_CZ1 - Single Family_New_Appliances_Natural Gas_Stove/Oven_Baseline Forecast | F5 | Residential | CZ1 - Single Family | New | Appliances | Natural Gas | Stove/Oven | Baseline Forecast | Turnover | 0 | 365.5878 | 365.5272 | 324.9667 | 318.3948 | 319.7863 | 320.9956 | 323.0655 | 321.5205 | 320.5294 | 320.1427 | 371.9487 | 415.4911 | 445.9563 | 471.3462 | 492.006 | 511.7817 | 527.9936 | 648.0772 | 644.8354 | 629.8597 | 659.3183 | 0 | 0 | 0 | 0 | 0 | 0 | 0 | 0
F6_Residential_CZ1 - Single Family_New_Appliances_Natural Gas_Stove/Oven_Baseline Forecast | F6 | Residential | CZ1 - Single Family | New | Appliances | Natural Gas | Stove/Oven | Baseline Forecast | Avg. Replacement Usage | 50.0841 | 50.0876 | 50.0918 | 50.095 | 50.0971 | 50.0993 | 50.0965 | 50.095 | 50.0944 | 50.0933 | 49.9814 | 49.9777 | 49.9573 | 49.9506 | 49.9451 | 49.9414 | 49.9377 | 49.934 | 49.9307 | 49.9289 | 49.9267 | 49.9227 | 0 | 0 | 0 | 0 | 0 | 0 | 0 | 0
F7_Residential_CZ1 - Single Family_New_Appliances_Natural Gas_Stove/Oven_Baseline Forecast | F7 | Residential | CZ1 - Single Family | New | Appliances | Natural Gas | Stove/Oven | Baseline Forecast | Avg. Replacement Demand (S) | 0 | 0 | 0 | 0 | 0 | 0 | 0 | 0 | 0 | 0 | 0 | 0 | 0 | 0 | 0 | 0 | 0 | 0 | 0 | 0 | 0 | 0 | 0 | 0 | 0 | 0 | 0 | 0 | 0 | 0
F8_Residential_CZ1 - Single Family_New_Appliances_Natural Gas_Stove/Oven_Baseline Forecast | F8 | Residential | CZ1 - Single Family | New | Appliances | Natural Gas | Stove/Oven | Baseline Forecast | Avg. Replacement Demand (W) | 0 | 0 | 0 | 0 | 0 | 0 | 0 | 0 | 0 | 0 | 0 | 0 | 0 | 0 | 0 | 0 | 0 | 0 | 0 | 0 | 0 | 0 | 0 | 0 | 0 | 0 | 0 | 0 | 0 | 0
F1_Residential_CZ1 - Single Family_New_Miscellaneous_Natural Gas_Pool Heater_Baseline Forecast | F1 | Residential | CZ1 - Single Family | New | Miscellaneous | Natural Gas | Pool Heater | Baseline Forecast | Units | 0 | 6.5661 | 13.1311 | 18.9677 | 24.6862 | 30.4296 | 36.1949 | 41.9972 | 47.7719 | 53.5287 | 59.2786 | 65.0209 | 70.7415 | 76.4242 | 82.0784 | 87.6848 | 93.2843 | 98.8592 | 104.4111 | 109.9524 | 115.4784 | 121.4402 | 0 | 0 | 0 | 0 | 0 | 0 | 0 | 0
F2_Residential_CZ1 - Single Family_New_Miscellaneous_Natural Gas_Pool Heater_Baseline Forecast | F2 | Residential | CZ1 - Single Family | New | Miscellaneous | Natural Gas | Pool Heater | Baseline Forecast | Usage (MMtherm) | 0 | 0.00085672 | 0.0017133 | 0.0024748 | 0.0032209 | 0.0039703 | 0.0047225 | 0.0054796 | 0.0062331 | 0.0069842 | 0.0077344 | 0.0084836 | 0.00923 | 0.0099715 | 0.010709 | 0.011441 | 0.012171 | 0.012899 | 0.013623 | 0.014346 | 0.015067 | 0.015845 | 0 | 0 | 0 | 0 | 0 | 0 | 0 | 0
F3_Residential_CZ1 - Single Family_New_Miscellaneous_Natural Gas_Pool Heater_Baseline Forecast | F3 | Residential | CZ1 - Single Family | New | Miscellaneous | Natural Gas | Pool Heater | Baseline Forecast | Peak Demand (S) | 0 | 0 | 0 | 0 | 0 | 0 | 0 | 0 | 0 | 0 | 0 | 0 | 0 | 0 | 0 | 0 | 0 | 0 | 0 | 0 | 0 | 0 | 0 | 0 | 0 | 0 | 0 | 0 | 0 | 0
F4_Residential_CZ1 - Single Family_New_Miscellaneous_Natural Gas_Pool Heater_Baseline Forecast | F4 | Residential | CZ1 - Single Family | New | Miscellaneous | Natural Gas | Pool Heater | Baseline Forecast | Peak Demand (W) | 0 | 0 | 0 | 0 | 0 | 0 | 0 | 0 | 0 | 0 | 0 | 0 | 0 | 0 | 0 | 0 | 0 | 0 | 0 | 0 | 0 | 0 | 0 | 0 | 0 | 0 | 0 | 0 | 0 | 0
F5_Residential_CZ1 - Single Family_New_Miscellaneous_Natural Gas_Pool Heater_Baseline Forecast | F5 | Residential | CZ1 - Single Family | New | Miscellaneous | Natural Gas | Pool Heater | Baseline Forecast | Turnover | 0 | 6.5661 | 6.565 | 5.8365 | 5.7185 | 5.7435 | 5.7652 | 6.3993 | 6.9141 | 7.3233 | 7.6938 | 8.0317 | 8.3259 | 8.633 | 8.9648 | 9.2818 | 9.6401 | 9.9784 | 12.4042 | 12.5551 | 12.4851 | 13.0944 | 0 | 0 | 0 | 0 | 0 | 0 | 0 | 0
F6_Residential_CZ1 - Single Family_New_Miscellaneous_Natural Gas_Pool Heater_Baseline Forecast | F6 | Residential | CZ1 - Single Family | New | Miscellaneous | Natural Gas | Pool Heater | Baseline Forecast | Avg. Replacement Usage | 130.4755 | 130.4755 | 130.4755 | 130.4755 | 130.4755 | 130.4755 | 130.4755 | 130.4755 | 130.4755 | 130.4755 | 130.4755 | 130.4755 | 130.4755 | 130.4755 | 130.4755 | 130.4755 | 130.4755 | 130.4755 | 130.4755 | 130.4755 | 130.4755 | 130.4755 | 0 | 0 | 0 | 0 | 0 | 0 | 0 | 0
F7_Residential_CZ1 - Single Family_New_Miscellaneous_Natural Gas_Pool Heater_Baseline Forecast | F7 | Residential | CZ1 - Single Family | New | Miscellaneous | Natural Gas | Pool Heater | Baseline Forecast | Avg. Replacement Demand (S) | 0 | 0 | 0 | 0 | 0 | 0 | 0 | 0 | 0 | 0 | 0 | 0 | 0 | 0 | 0 | 0 | 0 | 0 | 0 | 0 | 0 | 0 | 0 | 0 | 0 | 0 | 0 | 0 | 0 | 0
F8_Residential_CZ1 - Single Family_New_Miscellaneous_Natural Gas_Pool Heater_Baseline Forecast | F8 | Residential | CZ1 - Single Family | New | Miscellaneous | Natural Gas | Pool Heater | Baseline Forecast | Avg. Replacement Demand (W) | 0 | 0 | 0 | 0 | 0 | 0 | 0 | 0 | 0 | 0 | 0 | 0 | 0 | 0 | 0 | 0 | 0 | 0 | 0 | 0 | 0 | 0 | 0 | 0 | 0 | 0 | 0 | 0 | 0 | 0
F1_Residential_CZ1 - Single Family_New_Miscellaneous_Natural Gas_Miscellaneous_Baseline Forecast | F1 | Residential | CZ1 - Single Family | New | Miscellaneous | Natural Gas | Miscellaneous | Baseline Forecast | Units | 0 | 1106.6243 | 2213.0654 | 3196.7308 | 4160.5032 | 5128.4877 | 6100.1328 | 7078.0435 | 8051.2773 | 9021.5112 | 9990.5747 | 10958.3644 | 11922.4769 | 12880.2212 | 13833.1602 | 14778.04 | 15721.7466 | 16661.3164 | 17597.0131 | 18530.9192 | 19462.2557 | 20467.0377 | 0 | 0 | 0 | 0 | 0 | 0 | 0 | 0
F2_Residential_CZ1 - Single Family_New_Miscellaneous_Natural Gas_Miscellaneous_Baseline Forecast | F2 | Residential | CZ1 - Single Family | New | Miscellaneous | Natural Gas | Miscellaneous | Baseline Forecast | Usage (MMtherm) | 0 | 0.0053307 | 0.010661 | 0.015399 | 0.020041 | 0.024704 | 0.029385 | 0.034096 | 0.038784 | 0.043457 | 0.048125 | 0.052787 | 0.057432 | 0.062045 | 0.066636 | 0.071187 | 0.075733 | 0.080259 | 0.084766 | 0.089265 | 0.093751 | 0.098591 | 0 | 0 | 0 | 0 | 0 | 0 | 0 | 0
F3_Residential_CZ1 - Single Family_New_Miscellaneous_Natural Gas_Miscellaneous_Baseline Forecast | F3 | Residential | CZ1 - Single Family | New | Miscellaneous | Natural Gas | Miscellaneous | Baseline Forecast | Peak Demand (S) | 0 | 0 | 0 | 0 | 0 | 0 | 0 | 0 | 0 | 0 | 0 | 0 | 0 | 0 | 0 | 0 | 0 | 0 | 0 | 0 | 0 | 0 | 0 | 0 | 0 | 0 | 0 | 0 | 0 | 0
F4_Residential_CZ1 - Single Family_New_Miscellaneous_Natural Gas_Miscellaneous_Baseline Forecast | F4 | Residential | CZ1 - Single Family | New | Miscellaneous | Natural Gas | Miscellaneous | Baseline Forecast | Peak Demand (W) | 0 | 0 | 0 | 0 | 0 | 0 | 0 | 0 | 0 | 0 | 0 | 0 | 0 | 0 | 0 | 0 | 0 | 0 | 0 | 0 | 0 | 0 | 0 | 0 | 0 | 0 | 0 | 0 | 0 | 0
F5_Residential_CZ1 - Single Family_New_Miscellaneous_Natural Gas_Miscellaneous_Baseline Forecast | F5 | Residential | CZ1 - Single Family | New | Miscellaneous | Natural Gas | Miscellaneous | Baseline Forecast | Turnover | 0 | 1106.6243 | 1106.4411 | 983.6654 | 963.7725 | 967.9845 | 971.645 | 1162.3481 | 1311.3385 | 1415.932 | 1501.1074 | 1572.4903 | 1629.9705 | 2015.1892 | 2052.6484 | 2063.0285 | 2120.1301 | 2183.1798 | 2244.7218 | 2413.8469 | 2548.309 | 2725.2873 | 0 | 0 | 0 | 0 | 0 | 0 | 0 | 0
F6_Residential_CZ1 - Single Family_New_Miscellaneous_Natural Gas_Miscellaneous_Baseline Forecast | F6 | Residential | CZ1 - Single Family | New | Miscellaneous | Natural Gas | Miscellaneous | Baseline Forecast | Avg. Replacement Usage | 4.8171 | 4.8171 | 4.8171 | 4.8171 | 4.8171 | 4.8171 | 4.8171 | 4.8171 | 4.8171 | 4.8171 | 4.8171 | 4.8171 | 4.8171 | 4.8171 | 4.8171 | 4.8171 | 4.8171 | 4.8171 | 4.8171 | 4.8171 | 4.8171 | 4.8171 | 0 | 0 | 0 | 0 | 0 | 0 | 0 | 0
F7_Residential_CZ1 - Single Family_New_Miscellaneous_Natural Gas_Miscellaneous_Baseline Forecast | F7 | Residential | CZ1 - Single Family | New | Miscellaneous | Natural Gas | Miscellaneous | Baseline Forecast | Avg. Replacement Demand (S) | 0 | 0 | 0 | 0 | 0 | 0 | 0 | 0 | 0 | 0 | 0 | 0 | 0 | 0 | 0 | 0 | 0 | 0 | 0 | 0 | 0 | 0 | 0 | 0 | 0 | 0 | 0 | 0 | 0 | 0
F8_Residential_CZ1 - Single Family_New_Miscellaneous_Natural Gas_Miscellaneous_Baseline Forecast | F8 | Residential | CZ1 - Single Family | New | Miscellaneous | Natural Gas | Miscellaneous | Baseline Forecast | Avg. Replacement Demand (W) | 0 | 0 | 0 | 0 | 0 | 0 | 0 | 0 | 0 | 0 | 0 | 0 | 0 | 0 | 0 | 0 | 0 | 0 | 0 | 0 | 0 | 0 | 0 | 0 | 0 | 0 | 0 | 0 | 0 | 0
F1_Residential_CZ1 - Multi Family_Existing_Space Heating_Natural Gas_Furnace - Direct Fuel_Baseline Forecast | F1 | Residential | CZ1 - Multi Family | Existing | Space Heating | Natural Gas | Furnace - Direct Fuel | Baseline Forecast | Units | 21655.0331 | 21568.413 | 21482.1393 | 21396.2108 | 21310.6259 | 21225.3834 | 21140.4819 | 21055.92 | 20971.6963 | 20887.8095 | 20804.2583 | 20721.0412 | 20638.1571 | 20555.6044 | 20473.382 | 20391.4885 | 20309.9225 | 20228.6828 | 20147.7681 | 20067.177 | 19986.9083 | 19906.9607 | 0 | 0 | 0 | 0 | 0 | 0 | 0 | 0
F2_Residential_CZ1 - Multi Family_Existing_Space Heating_Natural Gas_Furnace - Direct Fuel_Baseline Forecast | F2 | Residential | CZ1 - Multi Family | Existing | Space Heating | Natural Gas | Furnace - Direct Fuel | Baseline Forecast | Usage (MMtherm) | 5.0076 | 4.9642 | 4.922 | 4.8811 | 4.8414 | 4.7888 | 4.7376 | 4.688 | 4.6398 | 4.5932 | 4.5479 | 4.5039 | 4.4609 | 4.4188 | 4.3776 | 4.3373 | 4.2985 | 4.2612 | 4.2253 | 4.1908 | 4.1574 | 4.1253 | 0 | 0 | 0 | 0 | 0 | 0 | 0 | 0
F3_Residential_CZ1 - Multi Family_Existing_Space Heating_Natural Gas_Furnace - Direct Fuel_Baseline Forecast | F3 | Residential | CZ1 - Multi Family | Existing | Space Heating | Natural Gas | Furnace - Direct Fuel | Baseline Forecast | Peak Demand (S) | 0 | 0 | 0 | 0 | 0 | 0 | 0 | 0 | 0 | 0 | 0 | 0 | 0 | 0 | 0 | 0 | 0 | 0 | 0 | 0 | 0 | 0 | 0 | 0 | 0 | 0 | 0 | 0 | 0 | 0
F4_Residential_CZ1 - Multi Family_Existing_Space Heating_Natural Gas_Furnace - Direct Fuel_Baseline Forecast | F4 | Residential | CZ1 - Multi Family | Existing | Space Heating | Natural Gas | Furnace - Direct Fuel | Baseline Forecast | Peak Demand (W) | 0 | 0 | 0 | 0 | 0 | 0 | 0 | 0 | 0 | 0 | 0 | 0 | 0 | 0 | 0 | 0 | 0 | 0 | 0 | 0 | 0 | 0 | 0 | 0 | 0 | 0 | 0 | 0 | 0 | 0
F5_Residential_CZ1 - Multi Family_Existing_Space Heating_Natural Gas_Furnace - Direct Fuel_Baseline Forecast | F5 | Residential | CZ1 - Multi Family | Existing | Space Heating | Natural Gas | Furnace - Direct Fuel | Baseline Forecast | Turnover | 0 | 928.5435 | 907.562 | 887.7451 | 869.0206 | 851.3207 | 834.5818 | 812.3699 | 791.4281 | 771.6774 | 753.0437 | 735.4576 | 741.3619 | 745.7422 | 749.05 | 751.1008 | 752.0108 | 751.9069 | 750.5633 | 748.1279 | 744.7388 | 740.5179 | 0 | 0 | 0 | 0 | 0 | 0 | 0 | 0
F6_Residential_CZ1 - Multi Family_Existing_Space Heating_Natural Gas_Furnace - Direct Fuel_Baseline Forecast | F6 | Residential | CZ1 - Multi Family | Existing | Space Heating | Natural Gas | Furnace - Direct Fuel | Baseline Forecast | Avg. Replacement Usage | 211.8645 | 210.9488 | 211.0502 | 211.1389 | 211.219 | 194.7487 | 194.7508 | 194.7518 | 194.7546 | 194.7622 | 194.7461 | 194.757 | 194.766 | 194.7797 | 194.7964 | 194.8173 | 194.8088 | 194.8005 | 194.7934 | 194.7867 | 194.7926 | 194.7974 | 0 | 0 | 0 | 0 | 0 | 0 | 0 | 0
F7_Residential_CZ1 - Multi Family_Existing_Space Heating_Natural Gas_Furnace - Direct Fuel_Baseline Forecast | F7 | Residential | CZ1 - Multi Family | Existing | Space Heating | Natural Gas | Furnace - Direct Fuel | Baseline Forecast | Avg. Replacement Demand (S) | 0 | 0 | 0 | 0 | 0 | 0 | 0 | 0 | 0 | 0 | 0 | 0 | 0 | 0 | 0 | 0 | 0 | 0 | 0 | 0 | 0 | 0 | 0 | 0 | 0 | 0 | 0 | 0 | 0 | 0
F8_Residential_CZ1 - Multi Family_Existing_Space Heating_Natural Gas_Furnace - Direct Fuel_Baseline Forecast | F8 | Residential | CZ1 - Multi Family | Existing | Space Heating | Natural Gas | Furnace - Direct Fuel | Baseline Forecast | Avg. Replacement Demand (W) | 0 | 0 | 0 | 0 | 0 | 0 | 0 | 0 | 0 | 0 | 0 | 0 | 0 | 0 | 0 | 0 | 0 | 0 | 0 | 0 | 0 | 0 | 0 | 0 | 0 | 0 | 0 | 0 | 0 | 0
F1_Residential_CZ1 - Multi Family_Existing_Space Heating_Natural Gas_Boiler - Direct Fuel_Baseline Forecast | F1 | Residential | CZ1 - Multi Family | Existing | Space Heating | Natural Gas | Boiler - Direct Fuel | Baseline Forecast | Units | 1185.0527 | 1180.3125 | 1175.5913 | 1170.8889 | 1166.2054 | 1161.5405 | 1156.8944 | 1152.2668 | 1147.6577 | 1143.0671 | 1138.4948 | 1133.9409 | 1129.4051 | 1124.8875 | 1120.3879 | 1115.9064 | 1111.4427 | 1106.997 | 1102.569 | 1098.1587 | 1093.7661 | 1089.391 | 0 | 0 | 0 | 0 | 0 | 0 | 0 | 0
F2_Residential_CZ1 - Multi Family_Existing_Space Heating_Natural Gas_Boiler - Direct Fuel_Baseline Forecast | F2 | Residential | CZ1 - Multi Family | Existing | Space Heating | Natural Gas | Boiler - Direct Fuel | Baseline Forecast | Usage (MMtherm) | 0.29168 | 0.28909 | 0.28644 | 0.28386 | 0.28132 | 0.27885 | 0.27643 | 0.27407 | 0.27178 | 0.26954 | 0.26735 | 0.26523 | 0.26316 | 0.26115 | 0.25919 | 0.25729 | 0.25545 | 0.25365 | 0.2519 | 0.25019 | 0.24853 | 0.2469 | 0 | 0 | 0 | 0 | 0 | 0 | 0 | 0
F3_Residential_CZ1 - Multi Family_Existing_Space Heating_Natural Gas_Boiler - Direct Fuel_Baseline Forecast | F3 | Residential | CZ1 - Multi Family | Existing | Space Heating | Natural Gas | Boiler - Direct Fuel | Baseline Forecast | Peak Demand (S) | 0 | 0 | 0 | 0 | 0 | 0 | 0 | 0 | 0 | 0 | 0 | 0 | 0 | 0 | 0 | 0 | 0 | 0 | 0 | 0 | 0 | 0 | 0 | 0 | 0 | 0 | 0 | 0 | 0 | 0
F4_Residential_CZ1 - Multi Family_Existing_Space Heating_Natural Gas_Boiler - Direct Fuel_Baseline Forecast | F4 | Residential | CZ1 - Multi Family | Existing | Space Heating | Natural Gas | Boiler - Direct Fuel | Baseline Forecast | Peak Demand (W) | 0 | 0 | 0 | 0 | 0 | 0 | 0 | 0 | 0 | 0 | 0 | 0 | 0 | 0 | 0 | 0 | 0 | 0 | 0 | 0 | 0 | 0 | 0 | 0 | 0 | 0 | 0 | 0 | 0 | 0
F5_Residential_CZ1 - Multi Family_Existing_Space Heating_Natural Gas_Boiler - Direct Fuel_Baseline Forecast | F5 | Residential | CZ1 - Multi Family | Existing | Space Heating | Natural Gas | Boiler - Direct Fuel | Baseline Forecast | Turnover | 0 | 41.1349 | 40.6645 | 40.2117 | 39.7756 | 39.3554 | 38.9503 | 38.2772 | 37.6333 | 37.0173 | 36.4277 | 35.8632 | 35.8931 | 35.9001 | 35.886 | 35.8528 | 35.8022 | 35.7357 | 35.642 | 35.5238 | 35.3835 | 35.2236 | 0 | 0 | 0 | 0 | 0 | 0 | 0 | 0
F6_Residential_CZ1 - Multi Family_Existing_Space Heating_Natural Gas_Boiler - Direct Fuel_Baseline Forecast | F6 | Residential | CZ1 - Multi Family | Existing | Space Heating | Natural Gas | Boiler - Direct Fuel | Baseline Forecast | Avg. Replacement Usage | 221.2108 | 217.8597 | 215.1959 | 215.2033 | 215.2092 | 215.2165 | 215.2163 | 215.2168 | 215.2204 | 215.2216 | 215.122 | 215.1235 | 215.109 | 215.1069 | 215.1039 | 215.1028 | 215.1003 | 215.0961 | 215.0899 | 215.083 | 215.0731 | 215.0606 | 0 | 0 | 0 | 0 | 0 | 0 | 0 | 0
F7_Residential_CZ1 - Multi Family_Existing_Space Heating_Natural Gas_Boiler - Direct Fuel_Baseline Forecast | F7 | Residential | CZ1 - Multi Family | Existing | Space Heating | Natural Gas | Boiler - Direct Fuel | Baseline Forecast | Avg. Replacement Demand (S) | 0 | 0 | 0 | 0 | 0 | 0 | 0 | 0 | 0 | 0 | 0 | 0 | 0 | 0 | 0 | 0 | 0 | 0 | 0 | 0 | 0 | 0 | 0 | 0 | 0 | 0 | 0 | 0 | 0 | 0
F8_Residential_CZ1 - Multi Family_Existing_Space Heating_Natural Gas_Boiler - Direct Fuel_Baseline Forecast | F8 | Residential | CZ1 - Multi Family | Existing | Space Heating | Natural Gas | Boiler - Direct Fuel | Baseline Forecast | Avg. Replacement Demand (W) | 0 | 0 | 0 | 0 | 0 | 0 | 0 | 0 | 0 | 0 | 0 | 0 | 0 | 0 | 0 | 0 | 0 | 0 | 0 | 0 | 0 | 0 | 0 | 0 | 0 | 0 | 0 | 0 | 0 | 0
F1_Residential_CZ1 - Multi Family_Existing_Secondary Heating_Natural Gas_Fireplace_Baseline Forecast | F1 | Residential | CZ1 - Multi Family | Existing | Secondary Heating | Natural Gas | Fireplace | Baseline Forecast | Units | 5640.2263 | 5617.6654 | 5595.1948 | 5572.814 | 5550.5227 | 5528.3207 | 5506.2074 | 5484.1825 | 5462.2458 | 5440.3968 | 5418.6352 | 5396.9607 | 5375.3729 | 5353.8714 | 5332.4559 | 5311.1261 | 5289.8816 | 5268.722 | 5247.6471 | 5226.6566 | 5205.7499 | 5184.9269 | 0 | 0 | 0 | 0 | 0 | 0 | 0 | 0
F2_Residential_CZ1 - Multi Family_Existing_Secondary Heating_Natural Gas_Fireplace_Baseline Forecast | F2 | Residential | CZ1 - Multi Family | Existing | Secondary Heating | Natural Gas | Fireplace | Baseline Forecast | Usage (MMtherm) | 0.38858 | 0.38702 | 0.38548 | 0.38393 | 0.3824 | 0.38087 | 0.37935 | 0.37783 | 0.37632 | 0.37481 | 0.37331 | 0.37182 | 0.37033 | 0.36885 | 0.36737 | 0.36591 | 0.36444 | 0.36298 | 0.36153 | 0.36009 | 0.35865 | 0.35721 | 0 | 0 | 0 | 0 | 0 | 0 | 0 | 0
F3_Residential_CZ1 - Multi Family_Existing_Secondary Heating_Natural Gas_Fireplace_Baseline Forecast | F3 | Residential | CZ1 - Multi Family | Existing | Secondary Heating | Natural Gas | Fireplace | Baseline Forecast | Peak Demand (S) | 0 | 0 | 0 | 0 | 0 | 0 | 0 | 0 | 0 | 0 | 0 | 0 | 0 | 0 | 0 | 0 | 0 | 0 | 0 | 0 | 0 | 0 | 0 | 0 | 0 | 0 | 0 | 0 | 0 | 0
F4_Residential_CZ1 - Multi Family_Existing_Secondary Heating_Natural Gas_Fireplace_Baseline Forecast | F4 | Residential | CZ1 - Multi Family | Existing | Secondary Heating | Natural Gas | Fireplace | Baseline Forecast | Peak Demand (W) | 0 | 0 | 0 | 0 | 0 | 0 | 0 | 0 | 0 | 0 | 0 | 0 | 0 | 0 | 0 | 0 | 0 | 0 | 0 | 0 | 0 | 0 | 0 | 0 | 0 | 0 | 0 | 0 | 0 | 0
F5_Residential_CZ1 - Multi Family_Existing_Secondary Heating_Natural Gas_Fireplace_Baseline Forecast | F5 | Residential | CZ1 - Multi Family | Existing | Secondary Heating | Natural Gas | Fireplace | Baseline Forecast | Turnover | 0 | 235.3049 | 227.5909 | 220.548 | 214.1131 | 208.229 | 199.449 | 191.4554 | 184.1742 | 177.538 | 171.4862 | 178.6364 | 185.0172 | 190.7016 | 200.652 | 209.5497 | 217.4946 | 216.9941 | 215.8832 | 214.2769 | 212.2737 | 209.9583 | 0 | 0 | 0 | 0 | 0 | 0 | 0 | 0
F6_Residential_CZ1 - Multi Family_Existing_Secondary Heating_Natural Gas_Fireplace_Baseline Forecast | F6 | Residential | CZ1 - Multi Family | Existing | Secondary Heating | Natural Gas | Fireplace | Baseline Forecast | Avg. Replacement Usage | 68.8941 | 68.8941 | 68.8941 | 68.8941 | 68.8941 | 68.8941 | 68.8941 | 68.8941 | 68.8941 | 68.8941 | 68.8941 | 68.8941 | 68.8941 | 68.8941 | 68.8941 | 68.8941 | 68.8941 | 68.8941 | 68.8941 | 68.8941 | 68.8941 | 68.8941 | 0 | 0 | 0 | 0 | 0 | 0 | 0 | 0
F7_Residential_CZ1 - Multi Family_Existing_Secondary Heating_Natural Gas_Fireplace_Baseline Forecast | F7 | Residential | CZ1 - Multi Family | Existing | Secondary Heating | Natural Gas | Fireplace | Baseline Forecast | Avg. Replacement Demand (S) | 0 | 0 | 0 | 0 | 0 | 0 | 0 | 0 | 0 | 0 | 0 | 0 | 0 | 0 | 0 | 0 | 0 | 0 | 0 | 0 | 0 | 0 | 0 | 0 | 0 | 0 | 0 | 0 | 0 | 0
F8_Residential_CZ1 - Multi Family_Existing_Secondary Heating_Natural Gas_Fireplace_Baseline Forecast | F8 | Residential | CZ1 - Multi Family | Existing | Secondary Heating | Natural Gas | Fireplace | Baseline Forecast | Avg. Replacement Demand (W) | 0 | 0 | 0 | 0 | 0 | 0 | 0 | 0 | 0 | 0 | 0 | 0 | 0 | 0 | 0 | 0 | 0 | 0 | 0 | 0 | 0 | 0 | 0 | 0 | 0 | 0 | 0 | 0 | 0 | 0
F1_Residential_CZ1 - Multi Family_Existing_Water Heating_Natural Gas_Water Heater <= 55 gal._Baseline Forecast | F1 | Residential | CZ1 - Multi Family | Existing | Water Heating | Natural Gas | Water Heater <= 55 gal. | Baseline Forecast | Units | 19210.5609 | 19133.7186 | 19057.1838 | 18980.955 | 18905.0312 | 18829.4111 | 18754.0934 | 18679.0771 | 18604.3608 | 18529.9433 | 18455.8235 | 18382.0002 | 18308.4722 | 18235.2384 | 18162.2974 | 18089.6482 | 18017.2896 | 17945.2205 | 17873.4396 | 17801.9458 | 17730.738 | 17659.8151 | 0 | 0 | 0 | 0 | 0 | 0 | 0 | 0
F2_Residential_CZ1 - Multi Family_Existing_Water Heating_Natural Gas_Water Heater <= 55 gal._Baseline Forecast | F2 | Residential | CZ1 - Multi Family | Existing | Water Heating | Natural Gas | Water Heater <= 55 gal. | Baseline Forecast | Usage (MMtherm) | 2.1636 | 2.1067 | 2.0525 | 2.0013 | 1.953 | 1.9078 | 1.8658 | 1.8272 | 1.792 | 1.7601 | 1.7314 | 1.706 | 1.6834 | 1.6632 | 1.645 | 1.6285 | 1.6135 | 1.5998 | 1.5872 | 1.5756 | 1.5647 | 1.5545 | 0 | 0 | 0 | 0 | 0 | 0 | 0 | 0
F3_Residential_CZ1 - Multi Family_Existing_Water Heating_Natural Gas_Water Heater <= 55 gal._Baseline Forecast | F3 | Residential | CZ1 - Multi Family | Existing | Water Heating | Natural Gas | Water Heater <= 55 gal. | Baseline Forecast | Peak Demand (S) | 0 | 0 | 0 | 0 | 0 | 0 | 0 | 0 | 0 | 0 | 0 | 0 | 0 | 0 | 0 | 0 | 0 | 0 | 0 | 0 | 0 | 0 | 0 | 0 | 0 | 0 | 0 | 0 | 0 | 0
F4_Residential_CZ1 - Multi Family_Existing_Water Heating_Natural Gas_Water Heater <= 55 gal._Baseline Forecast | F4 | Residential | CZ1 - Multi Family | Existing | Water Heating | Natural Gas | Water Heater <= 55 gal. | Baseline Forecast | Peak Demand (W) | 0 | 0 | 0 | 0 | 0 | 0 | 0 | 0 | 0 | 0 | 0 | 0 | 0 | 0 | 0 | 0 | 0 | 0 | 0 | 0 | 0 | 0 | 0 | 0 | 0 | 0 | 0 | 0 | 0 | 0
F5_Residential_CZ1 - Multi Family_Existing_Water Heating_Natural Gas_Water Heater <= 55 gal._Baseline Forecast | F5 | Residential | CZ1 - Multi Family | Existing | Water Heating | Natural Gas | Water Heater <= 55 gal. | Baseline Forecast | Turnover | 0 | 1082.3919 | 1097.2747 | 1109.2875 | 1118.8529 | 1126.3316 | 1132.0317 | 1119.0005 | 1107.2653 | 1096.639 | 1086.9617 | 1078.0971 | 1068.3452 | 1062.0542 | 1058.3256 | 1056.45 | 1055.8711 | 1056.1561 | 1054.618 | 1345.1131 | 1303.4561 | 1265.8082 | 0 | 0 | 0 | 0 | 0 | 0 | 0 | 0
F6_Residential_CZ1 - Multi Family_Existing_Water Heating_Natural Gas_Water Heater <= 55 gal._Baseline Forecast | F6 | Residential | CZ1 - Multi Family | Existing | Water Heating | Natural Gas | Water Heater <= 55 gal. | Baseline Forecast | Avg. Replacement Usage | 86.7779 | 86.7861 | 86.8065 | 86.8218 | 86.8323 | 86.8435 | 86.8305 | 86.8232 | 86.821 | 86.8167 | 86.7317 | 86.7304 | 86.7189 | 86.715 | 86.7118 | 86.7095 | 86.7074 | 86.7052 | 86.7031 | 86.702 | 86.7007 | 86.6982 | 0 | 0 | 0 | 0 | 0 | 0 | 0 | 0
F7_Residential_CZ1 - Multi Family_Existing_Water Heating_Natural Gas_Water Heater <= 55 gal._Baseline Forecast | F7 | Residential | CZ1 - Multi Family | Existing | Water Heating | Natural Gas | Water Heater <= 55 gal. | Baseline Forecast | Avg. Replacement Demand (S) | 0 | 0 | 0 | 0 | 0 | 0 | 0 | 0 | 0 | 0 | 0 | 0 | 0 | 0 | 0 | 0 | 0 | 0 | 0 | 0 | 0 | 0 | 0 | 0 | 0 | 0 | 0 | 0 | 0 | 0
F8_Residential_CZ1 - Multi Family_Existing_Water Heating_Natural Gas_Water Heater <= 55 gal._Baseline Forecast | F8 | Residential | CZ1 - Multi Family | Existing | Water Heating | Natural Gas | Water Heater <= 55 gal. | Baseline Forecast | Avg. Replacement Demand (W) | 0 | 0 | 0 | 0 | 0 | 0 | 0 | 0 | 0 | 0 | 0 | 0 | 0 | 0 | 0 | 0 | 0 | 0 | 0 | 0 | 0 | 0 | 0 | 0 | 0 | 0 | 0 | 0 | 0 | 0
F1_Residential_CZ1 - Multi Family_Existing_Water Heating_Natural Gas_Water Heater > 55 gal._Baseline Forecast | F1 | Residential | CZ1 - Multi Family | Existing | Water Heating | Natural Gas | Water Heater > 55 gal. | Baseline Forecast | Units | 4099.7442 | 4083.3452 | 4067.0118 | 4050.7438 | 4034.5408 | 4018.4027 | 4002.329 | 3986.3197 | 3970.3744 | 3954.493 | 3938.675 | 3922.9203 | 3907.2286 | 3891.5997 | 3876.0333 | 3860.5292 | 3845.087 | 3829.7067 | 3814.3879 | 3799.1303 | 3783.9338 | 3768.7981 | 0 | 0 | 0 | 0 | 0 | 0 | 0 | 0
F2_Residential_CZ1 - Multi Family_Existing_Water Heating_Natural Gas_Water Heater > 55 gal._Baseline Forecast | F2 | Residential | CZ1 - Multi Family | Existing | Water Heating | Natural Gas | Water Heater > 55 gal. | Baseline Forecast | Usage (MMtherm) | 0.47559 | 0.46733 | 0.47815 | 0.50442 | 0.54307 | 0.59175 | 0.64735 | 0.7087 | 0.77455 | 0.84364 | 0.91053 | 0.9801 | 1.0489 | 1.1134 | 1.1714 | 1.2217 | 1.2641 | 1.2988 | 1.3261 | 1.3424 | 1.3505 | 1.3533 | 0 | 0 | 0 | 0 | 0 | 0 | 0 | 0
F3_Residential_CZ1 - Multi Family_Existing_Water Heating_Natural Gas_Water Heater > 55 gal._Baseline Forecast | F3 | Residential | CZ1 - Multi Family | Existing | Water Heating | Natural Gas | Water Heater > 55 gal. | Baseline Forecast | Peak Demand (S) | 0 | 0 | 0 | 0 | 0 | 0 | 0 | 0 | 0 | 0 | 0 | 0 | 0 | 0 | 0 | 0 | 0 | 0 | 0 | 0 | 0 | 0 | 0 | 0 | 0 | 0 | 0 | 0 | 0 | 0
F4_Residential_CZ1 - Multi Family_Existing_Water Heating_Natural Gas_Water Heater > 55 gal._Baseline Forecast | F4 | Residential | CZ1 - Multi Family | Existing | Water Heating | Natural Gas | Water Heater > 55 gal. | Baseline Forecast | Peak Demand (W) | 0 | 0 | 0 | 0 | 0 | 0 | 0 | 0 | 0 | 0 | 0 | 0 | 0 | 0 | 0 | 0 | 0 | 0 | 0 | 0 | 0 | 0 | 0 | 0 | 0 | 0 | 0 | 0 | 0 | 0
F5_Residential_CZ1 - Multi Family_Existing_Water Heating_Natural Gas_Water Heater > 55 gal._Baseline Forecast | F5 | Residential | CZ1 - Multi Family | Existing | Water Heating | Natural Gas | Water Heater > 55 gal. | Baseline Forecast | Turnover | 0 | 230.9943 | 415.8952 | 562.9689 | 679.4225 | 771.3681 | 843.471 | 898.1765 | 939.1702 | 969.2189 | 991.1419 | 1015.8607 | 1007.3123 | 982.1185 | 949.2948 | 915.1395 | 883.371 | 855.7526 | 834.2492 | 830.1244 | 837.4846 | 850.6958 | 0 | 0 | 0 | 0 | 0 | 0 | 0 | 0
F6_Residential_CZ1 - Multi Family_Existing_Water Heating_Natural Gas_Water Heater > 55 gal._Baseline Forecast | F6 | Residential | CZ1 - Multi Family | Existing | Water Heating | Natural Gas | Water Heater > 55 gal. | Baseline Forecast | Avg. Replacement Usage | 99.7946 | 100.2575 | 101.4174 | 102.2765 | 102.8734 | 103.5118 | 102.7759 | 102.3626 | 102.2352 | 101.9915 | 97.1693 | 97.0997 | 96.4456 | 96.2286 | 96.0449 | 95.9153 | 95.7931 | 95.6648 | 95.5504 | 95.4864 | 95.4109 | 95.2738 | 0 | 0 | 0 | 0 | 0 | 0 | 0 | 0
F7_Residential_CZ1 - Multi Family_Existing_Water Heating_Natural Gas_Water Heater > 55 gal._Baseline Forecast | F7 | Residential | CZ1 - Multi Family | Existing | Water Heating | Natural Gas | Water Heater > 55 gal. | Baseline Forecast | Avg. Replacement Demand (S) | 0 | 0 | 0 | 0 | 0 | 0 | 0 | 0 | 0 | 0 | 0 | 0 | 0 | 0 | 0 | 0 | 0 | 0 | 0 | 0 | 0 | 0 | 0 | 0 | 0 | 0 | 0 | 0 | 0 | 0
F8_Residential_CZ1 - Multi Family_Existing_Water Heating_Natural Gas_Water Heater > 55 gal._Baseline Forecast | F8 | Residential | CZ1 - Multi Family | Existing | Water Heating | Natural Gas | Water Heater > 55 gal. | Baseline Forecast | Avg. Replacement Demand (W) | 0 | 0 | 0 | 0 | 0 | 0 | 0 | 0 | 0 | 0 | 0 | 0 | 0 | 0 | 0 | 0 | 0 | 0 | 0 | 0 | 0 | 0 | 0 | 0 | 0 | 0 | 0 | 0 | 0 | 0
F1_Residential_CZ1 - Multi Family_Existing_Appliances_Natural Gas_Clothes Dryer_Baseline Forecast | F1 | Residential | CZ1 - Multi Family | Existing | Appliances | Natural Gas | Clothes Dryer | Baseline Forecast | Units | 3131.5068 | 3118.9807 | 3106.5048 | 3094.0788 | 3081.7025 | 3069.3757 | 3057.0982 | 3044.8698 | 3032.6903 | 3020.5595 | 3008.4773 | 2996.4434 | 2984.4576 | 2972.5198 | 2960.6297 | 2948.7872 | 2936.992 | 2925.2441 | 2913.5431 | 2901.8889 | 2890.2814 | 2878.7202 | 0 | 0 | 0 | 0 | 0 | 0 | 0 | 0
F2_Residential_CZ1 - Multi Family_Existing_Appliances_Natural Gas_Clothes Dryer_Baseline Forecast | F2 | Residential | CZ1 - Multi Family | Existing | Appliances | Natural Gas | Clothes Dryer | Baseline Forecast | Usage (MMtherm) | 0.063928 | 0.063011 | 0.062099 | 0.061197 | 0.060313 | 0.059449 | 0.05861 | 0.057813 | 0.057056 | 0.056339 | 0.055659 | 0.055019 | 0.054415 | 0.053844 | 0.053303 | 0.05279 | 0.052304 | 0.051841 | 0.0514 | 0.050979 | 0.050577 | 0.050193 | 0 | 0 | 0 | 0 | 0 | 0 | 0 | 0
F3_Residential_CZ1 - Multi Family_Existing_Appliances_Natural Gas_Clothes Dryer_Baseline Forecast | F3 | Residential | CZ1 - Multi Family | Existing | Appliances | Natural Gas | Clothes Dryer | Baseline Forecast | Peak Demand (S) | 0 | 0 | 0 | 0 | 0 | 0 | 0 | 0 | 0 | 0 | 0 | 0 | 0 | 0 | 0 | 0 | 0 | 0 | 0 | 0 | 0 | 0 | 0 | 0 | 0 | 0 | 0 | 0 | 0 | 0
F4_Residential_CZ1 - Multi Family_Existing_Appliances_Natural Gas_Clothes Dryer_Baseline Forecast | F4 | Residential | CZ1 - Multi Family | Existing | Appliances | Natural Gas | Clothes Dryer | Baseline Forecast | Peak Demand (W) | 0 | 0 | 0 | 0 | 0 | 0 | 0 | 0 | 0 | 0 | 0 | 0 | 0 | 0 | 0 | 0 | 0 | 0 | 0 | 0 | 0 | 0 | 0 | 0 | 0 | 0 | 0 | 0 | 0 | 0
F5_Residential_CZ1 - Multi Family_Existing_Appliances_Natural Gas_Clothes Dryer_Baseline Forecast | F5 | Residential | CZ1 - Multi Family | Existing | Appliances | Natural Gas | Clothes Dryer | Baseline Forecast | Turnover | 0 | 111.6989 | 120.0139 | 127.5893 | 134.4851 | 140.7562 | 146.4533 | 142.706 | 139.2287 | 135.9995 | 132.9987 | 130.2079 | 127.9328 | 126.4531 | 125.6503 | 125.4198 | 125.6694 | 126.3183 | 126.639 | 126.6779 | 126.476 | 126.0695 | 0 | 0 | 0 | 0 | 0 | 0 | 0 | 0
F6_Residential_CZ1 - Multi Family_Existing_Appliances_Natural Gas_Clothes Dryer_Baseline Forecast | F6 | Residential | CZ1 - Multi Family | Existing | Appliances | Natural Gas | Clothes Dryer | Baseline Forecast | Avg. Replacement Usage | 16.6985 | 16.6989 | 16.6992 | 16.6993 | 16.6994 | 16.6996 | 16.6994 | 16.6993 | 16.6993 | 16.6992 | 16.6823 | 16.6838 | 16.6807 | 16.6797 | 16.6789 | 16.6783 | 16.6778 | 16.6772 | 16.6767 | 16.6764 | 16.6761 | 16.6755 | 0 | 0 | 0 | 0 | 0 | 0 | 0 | 0
F7_Residential_CZ1 - Multi Family_Existing_Appliances_Natural Gas_Clothes Dryer_Baseline Forecast | F7 | Residential | CZ1 - Multi Family | Existing | Appliances | Natural Gas | Clothes Dryer | Baseline Forecast | Avg. Replacement Demand (S) | 0 | 0 | 0 | 0 | 0 | 0 | 0 | 0 | 0 | 0 | 0 | 0 | 0 | 0 | 0 | 0 | 0 | 0 | 0 | 0 | 0 | 0 | 0 | 0 | 0 | 0 | 0 | 0 | 0 | 0
F8_Residential_CZ1 - Multi Family_Existing_Appliances_Natural Gas_Clothes Dryer_Baseline Forecast | F8 | Residential | CZ1 - Multi Family | Existing | Appliances | Natural Gas | Clothes Dryer | Baseline Forecast | Avg. Replacement Demand (W) | 0 | 0 | 0 | 0 | 0 | 0 | 0 | 0 | 0 | 0 | 0 | 0 | 0 | 0 | 0 | 0 | 0 | 0 | 0 | 0 | 0 | 0 | 0 | 0 | 0 | 0 | 0 | 0 | 0 | 0
F1_Residential_CZ1 - Multi Family_Existing_Appliances_Natural Gas_Stove/Oven_Baseline Forecast | F1 | Residential | CZ1 - Multi Family | Existing | Appliances | Natural Gas | Stove/Oven | Baseline Forecast | Units | 7069.318 | 7041.0407 | 7012.8765 | 6984.825 | 6956.8857 | 6929.0582 | 6901.342 | 6873.7366 | 6846.2416 | 6818.8567 | 6791.5812 | 6764.4149 | 6737.3573 | 6710.4078 | 6683.5662 | 6656.8319 | 6630.2046 | 6603.6838 | 6577.2691 | 6550.96 | 6524.7561 | 6498.6571 | 0 | 0 | 0 | 0 | 0 | 0 | 0 | 0
F2_Residential_CZ1 - Multi Family_Existing_Appliances_Natural Gas_Stove/Oven_Baseline Forecast | F2 | Residential | CZ1 - Multi Family | Existing | Appliances | Natural Gas | Stove/Oven | Baseline Forecast | Usage (MMtherm) | 0.3856 | 0.38044 | 0.37566 | 0.37123 | 0.36712 | 0.36331 | 0.35978 | 0.35651 | 0.35347 | 0.35067 | 0.34804 | 0.34559 | 0.34328 | 0.34111 | 0.33906 | 0.3371 | 0.33523 | 0.33343 | 0.33168 | 0.32998 | 0.32834 | 0.32675 | 0 | 0 | 0 | 0 | 0 | 0 | 0 | 0
F3_Residential_CZ1 - Multi Family_Existing_Appliances_Natural Gas_Stove/Oven_Baseline Forecast | F3 | Residential | CZ1 - Multi Family | Existing | Appliances | Natural Gas | Stove/Oven | Baseline Forecast | Peak Demand (S) | 0 | 0 | 0 | 0 | 0 | 0 | 0 | 0 | 0 | 0 | 0 | 0 | 0 | 0 | 0 | 0 | 0 | 0 | 0 | 0 | 0 | 0 | 0 | 0 | 0 | 0 | 0 | 0 | 0 | 0
F4_Residential_CZ1 - Multi Family_Existing_Appliances_Natural Gas_Stove/Oven_Baseline Forecast | F4 | Residential | CZ1 - Multi Family | Existing | Appliances | Natural Gas | Stove/Oven | Baseline Forecast | Peak Demand (W) | 0 | 0 | 0 | 0 | 0 | 0 | 0 | 0 | 0 | 0 | 0 | 0 | 0 | 0 | 0 | 0 | 0 | 0 | 0 | 0 | 0 | 0 | 0 | 0 | 0 | 0 | 0 | 0 | 0 | 0
F5_Residential_CZ1 - Multi Family_Existing_Appliances_Natural Gas_Stove/Oven_Baseline Forecast | F5 | Residential | CZ1 - Multi Family | Existing | Appliances | Natural Gas | Stove/Oven | Baseline Forecast | Turnover | 0 | 516.0299 | 495.6802 | 478.0868 | 462.8474 | 448.2404 | 435.5577 | 424.5187 | 414.8839 | 406.4487 | 399.0384 | 411.4871 | 419.3219 | 423.5959 | 425.1532 | 424.478 | 422.1608 | 418.6677 | 554.8091 | 524.4547 | 498.2516 | 478.2117 | 0 | 0 | 0 | 0 | 0 | 0 | 0 | 0
F6_Residential_CZ1 - Multi Family_Existing_Appliances_Natural Gas_Stove/Oven_Baseline Forecast | F6 | Residential | CZ1 - Multi Family | Existing | Appliances | Natural Gas | Stove/Oven | Baseline Forecast | Avg. Replacement Usage | 50.1946 | 50.1979 | 50.2016 | 50.2043 | 50.2061 | 50.208 | 50.2057 | 50.2043 | 50.2038 | 50.2029 | 50.0947 | 50.0911 | 50.0713 | 50.0649 | 50.0596 | 50.0559 | 50.0524 | 50.0488 | 50.0456 | 50.0438 | 50.0417 | 50.0379 | 0 | 0 | 0 | 0 | 0 | 0 | 0 | 0
F7_Residential_CZ1 - Multi Family_Existing_Appliances_Natural Gas_Stove/Oven_Baseline Forecast | F7 | Residential | CZ1 - Multi Family | Existing | Appliances | Natural Gas | Stove/Oven | Baseline Forecast | Avg. Replacement Demand (S) | 0 | 0 | 0 | 0 | 0 | 0 | 0 | 0 | 0 | 0 | 0 | 0 | 0 | 0 | 0 | 0 | 0 | 0 | 0 | 0 | 0 | 0 | 0 | 0 | 0 | 0 | 0 | 0 | 0 | 0
F8_Residential_CZ1 - Multi Family_Existing_Appliances_Natural Gas_Stove/Oven_Baseline Forecast | F8 | Residential | CZ1 - Multi Family | Existing | Appliances | Natural Gas | Stove/Oven | Baseline Forecast | Avg. Replacement Demand (W) | 0 | 0 | 0 | 0 | 0 | 0 | 0 | 0 | 0 | 0 | 0 | 0 | 0 | 0 | 0 | 0 | 0 | 0 | 0 | 0 | 0 | 0 | 0 | 0 | 0 | 0 | 0 | 0 | 0 | 0
F1_Residential_CZ1 - Multi Family_Existing_Miscellaneous_Natural Gas_Pool Heater_Baseline Forecast | F1 | Residential | CZ1 - Multi Family | Existing | Miscellaneous | Natural Gas | Pool Heater | Baseline Forecast | Units | 240.1342 | 239.1737 | 238.217 | 237.2641 | 236.3151 | 235.3698 | 234.4284 | 233.4906 | 232.5567 | 231.6264 | 230.6999 | 229.7771 | 228.858 | 227.9426 | 227.0308 | 226.1227 | 225.2182 | 224.3173 | 223.4201 | 222.5264 | 221.6363 | 220.7497 | 0 | 0 | 0 | 0 | 0 | 0 | 0 | 0
F2_Residential_CZ1 - Multi Family_Existing_Miscellaneous_Natural Gas_Pool Heater_Baseline Forecast | F2 | Residential | CZ1 - Multi Family | Existing | Miscellaneous | Natural Gas | Pool Heater | Baseline Forecast | Usage (MMtherm) | 0.031369 | 0.03124 | 0.031112 | 0.030985 | 0.030859 | 0.030733 | 0.030608 | 0.030484 | 0.03036 | 0.030237 | 0.030115 | 0.029993 | 0.029872 | 0.029751 | 0.029631 | 0.029512 | 0.029393 | 0.029275 | 0.029157 | 0.02904 | 0.028923 | 0.028807 | 0 | 0 | 0 | 0 | 0 | 0 | 0 | 0
F3_Residential_CZ1 - Multi Family_Existing_Miscellaneous_Natural Gas_Pool Heater_Baseline Forecast | F3 | Residential | CZ1 - Multi Family | Existing | Miscellaneous | Natural Gas | Pool Heater | Baseline Forecast | Peak Demand (S) | 0 | 0 | 0 | 0 | 0 | 0 | 0 | 0 | 0 | 0 | 0 | 0 | 0 | 0 | 0 | 0 | 0 | 0 | 0 | 0 | 0 | 0 | 0 | 0 | 0 | 0 | 0 | 0 | 0 | 0
F4_Residential_CZ1 - Multi Family_Existing_Miscellaneous_Natural Gas_Pool Heater_Baseline Forecast | F4 | Residential | CZ1 - Multi Family | Existing | Miscellaneous | Natural Gas | Pool Heater | Baseline Forecast | Peak Demand (W) | 0 | 0 | 0 | 0 | 0 | 0 | 0 | 0 | 0 | 0 | 0 | 0 | 0 | 0 | 0 | 0 | 0 | 0 | 0 | 0 | 0 | 0 | 0 | 0 | 0 | 0 | 0 | 0 | 0 | 0
F5_Residential_CZ1 - Multi Family_Existing_Miscellaneous_Natural Gas_Pool Heater_Baseline Forecast | F5 | Residential | CZ1 - Multi Family | Existing | Miscellaneous | Natural Gas | Pool Heater | Baseline Forecast | Turnover | 0 | 19.2486 | 17.9256 | 16.7258 | 15.6373 | 14.6499 | 13.7538 | 14.1617 | 14.4137 | 14.5353 | 14.5489 | 14.4735 | 14.3257 | 14.2281 | 14.1621 | 14.1132 | 14.07 | 14.0243 | 19.699 | 18.7284 | 17.8788 | 17.1369 | 0 | 0 | 0 | 0 | 0 | 0 | 0 | 0
F6_Residential_CZ1 - Multi Family_Existing_Miscellaneous_Natural Gas_Pool Heater_Baseline Forecast | F6 | Residential | CZ1 - Multi Family | Existing | Miscellaneous | Natural Gas | Pool Heater | Baseline Forecast | Avg. Replacement Usage | 130.4755 | 130.4755 | 130.4755 | 130.4755 | 130.4755 | 130.4755 | 130.4755 | 130.4755 | 130.4755 | 130.4755 | 130.4755 | 130.4755 | 130.4755 | 130.4755 | 130.4755 | 130.4755 | 130.4755 | 130.4755 | 130.4755 | 130.4755 | 130.4755 | 130.4755 | 0 | 0 | 0 | 0 | 0 | 0 | 0 | 0
F7_Residential_CZ1 - Multi Family_Existing_Miscellaneous_Natural Gas_Pool Heater_Baseline Forecast | F7 | Residential | CZ1 - Multi Family | Existing | Miscellaneous | Natural Gas | Pool Heater | Baseline Forecast | Avg. Replacement Demand (S) | 0 | 0 | 0 | 0 | 0 | 0 | 0 | 0 | 0 | 0 | 0 | 0 | 0 | 0 | 0 | 0 | 0 | 0 | 0 | 0 | 0 | 0 | 0 | 0 | 0 | 0 | 0 | 0 | 0 | 0
F8_Residential_CZ1 - Multi Family_Existing_Miscellaneous_Natural Gas_Pool Heater_Baseline Forecast | F8 | Residential | CZ1 - Multi Family | Existing | Miscellaneous | Natural Gas | Pool Heater | Baseline Forecast | Avg. Replacement Demand (W) | 0 | 0 | 0 | 0 | 0 | 0 | 0 | 0 | 0 | 0 | 0 | 0 | 0 | 0 | 0 | 0 | 0 | 0 | 0 | 0 | 0 | 0 | 0 | 0 | 0 | 0 | 0 | 0 | 0 | 0
F1_Residential_CZ1 - Multi Family_Existing_Miscellaneous_Natural Gas_Miscellaneous_Baseline Forecast | F1 | Residential | CZ1 - Multi Family | Existing | Miscellaneous | Natural Gas | Miscellaneous | Baseline Forecast | Units | 28164.0378 | 28051.3817 | 27939.1762 | 27827.4195 | 27716.1098 | 27605.2453 | 27494.8244 | 27384.8451 | 27275.3057 | 27166.2045 | 27057.5396 | 26949.3095 | 26841.5122 | 26734.1462 | 26627.2096 | 26520.7008 | 26414.618 | 26308.9595 | 26203.7237 | 26098.9088 | 25994.5131 | 25890.5351 | 0 | 0 | 0 | 0 | 0 | 0 | 0 | 0
F2_Residential_CZ1 - Multi Family_Existing_Miscellaneous_Natural Gas_Miscellaneous_Baseline Forecast | F2 | Residential | CZ1 - Multi Family | Existing | Miscellaneous | Natural Gas | Miscellaneous | Baseline Forecast | Usage (MMtherm) | 0.020116 | 0.020036 | 0.019956 | 0.019876 | 0.019797 | 0.019717 | 0.019638 | 0.01956 | 0.019482 | 0.019404 | 0.019326 | 0.019249 | 0.019172 | 0.019095 | 0.019019 | 0.018943 | 0.018867 | 0.018791 | 0.018716 | 0.018641 | 0.018567 | 0.018493 | 0 | 0 | 0 | 0 | 0 | 0 | 0 | 0
F3_Residential_CZ1 - Multi Family_Existing_Miscellaneous_Natural Gas_Miscellaneous_Baseline Forecast | F3 | Residential | CZ1 - Multi Family | Existing | Miscellaneous | Natural Gas | Miscellaneous | Baseline Forecast | Peak Demand (S) | 0 | 0 | 0 | 0 | 0 | 0 | 0 | 0 | 0 | 0 | 0 | 0 | 0 | 0 | 0 | 0 | 0 | 0 | 0 | 0 | 0 | 0 | 0 | 0 | 0 | 0 | 0 | 0 | 0 | 0
F4_Residential_CZ1 - Multi Family_Existing_Miscellaneous_Natural Gas_Miscellaneous_Baseline Forecast | F4 | Residential | CZ1 - Multi Family | Existing | Miscellaneous | Natural Gas | Miscellaneous | Baseline Forecast | Peak Demand (W) | 0 | 0 | 0 | 0 | 0 | 0 | 0 | 0 | 0 | 0 | 0 | 0 | 0 | 0 | 0 | 0 | 0 | 0 | 0 | 0 | 0 | 0 | 0 | 0 | 0 | 0 | 0 | 0 | 0 | 0
F5_Residential_CZ1 - Multi Family_Existing_Miscellaneous_Natural Gas_Miscellaneous_Baseline Forecast | F5 | Residential | CZ1 - Multi Family | Existing | Miscellaneous | Natural Gas | Miscellaneous | Baseline Forecast | Turnover | 0 | 0 | 931.3059 | 1700.5645 | 2335.3389 | 2858.5061 | 3289.0542 | 2729.915 | 2417.3589 | 2283.1007 | 2274.9483 | 2353.3045 | 2488.3931 | 2509.541 | 2723.9445 | 2837.9447 | 2896.2872 | 2928.451 | 2953.0488 | 2714.1304 | 2615.7034 | 2599.648 | 0 | 0 | 0 | 0 | 0 | 0 | 0 | 0
F6_Residential_CZ1 - Multi Family_Existing_Miscellaneous_Natural Gas_Miscellaneous_Baseline Forecast | F6 | Residential | CZ1 - Multi Family | Existing | Miscellaneous | Natural Gas | Miscellaneous | Baseline Forecast | Avg. Replacement Usage | 0.71426 | 0.71426 | 0.71426 | 0.71426 | 0.71426 | 0.71426 | 0.71426 | 0.71426 | 0.71426 | 0.71426 | 0.71426 | 0.71426 | 0.71426 | 0.71426 | 0.71426 | 0.71426 | 0.71426 | 0.71426 | 0.71426 | 0.71426 | 0.71426 | 0.71426 | 0 | 0 | 0 | 0 | 0 | 0 | 0 | 0
F7_Residential_CZ1 - Multi Family_Existing_Miscellaneous_Natural Gas_Miscellaneous_Baseline Forecast | F7 | Residential | CZ1 - Multi Family | Existing | Miscellaneous | Natural Gas | Miscellaneous | Baseline Forecast | Avg. Replacement Demand (S) | 0 | 0 | 0 | 0 | 0 | 0 | 0 | 0 | 0 | 0 | 0 | 0 | 0 | 0 | 0 | 0 | 0 | 0 | 0 | 0 | 0 | 0 | 0 | 0 | 0 | 0 | 0 | 0 | 0 | 0
F8_Residential_CZ1 - Multi Family_Existing_Miscellaneous_Natural Gas_Miscellaneous_Baseline Forecast | F8 | Residential | CZ1 - Multi Family | Existing | Miscellaneous | Natural Gas | Miscellaneous | Baseline Forecast | Avg. Replacement Demand (W) | 0 | 0 | 0 | 0 | 0 | 0 | 0 | 0 | 0 | 0 | 0 | 0 | 0 | 0 | 0 | 0 | 0 | 0 | 0 | 0 | 0 | 0 | 0 | 0 | 0 | 0 | 0 | 0 | 0 | 0
F1_Residential_CZ1 - Multi Family_New_Space Heating_Natural Gas_Furnace - Direct Fuel_Baseline Forecast | F1 | Residential | CZ1 - Multi Family | New | Space Heating | Natural Gas | Furnace - Direct Fuel | Baseline Forecast | Units | 0 | 450.8773 | 901.3507 | 1308.186 | 1707.6692 | 2108.303 | 2509.8946 | 2913.364 | 3314.8537 | 3714.9565 | 4114.3191 | 4512.9065 | 4909.8725 | 5304.2696 | 5696.6504 | 6085.8687 | 6474.3545 | 6861.0641 | 7246.0919 | 7630.1736 | 8013.0361 | 8421.4895 | 0 | 0 | 0 | 0 | 0 | 0 | 0 | 0
F2_Residential_CZ1 - Multi Family_New_Space Heating_Natural Gas_Furnace - Direct Fuel_Baseline Forecast | F2 | Residential | CZ1 - Multi Family | New | Space Heating | Natural Gas | Furnace - Direct Fuel | Baseline Forecast | Usage (MMtherm) | 0 | 0.065709 | 0.13135 | 0.19062 | 0.24876 | 0.30015 | 0.35167 | 0.40343 | 0.45493 | 0.50625 | 0.55748 | 0.60861 | 0.65906 | 0.70875 | 0.75782 | 0.80614 | 0.85447 | 0.90265 | 0.95069 | 0.99869 | 1.0466 | 1.0979 | 0 | 0 | 0 | 0 | 0 | 0 | 0 | 0
F3_Residential_CZ1 - Multi Family_New_Space Heating_Natural Gas_Furnace - Direct Fuel_Baseline Forecast | F3 | Residential | CZ1 - Multi Family | New | Space Heating | Natural Gas | Furnace - Direct Fuel | Baseline Forecast | Peak Demand (S) | 0 | 0 | 0 | 0 | 0 | 0 | 0 | 0 | 0 | 0 | 0 | 0 | 0 | 0 | 0 | 0 | 0 | 0 | 0 | 0 | 0 | 0 | 0 | 0 | 0 | 0 | 0 | 0 | 0 | 0
F4_Residential_CZ1 - Multi Family_New_Space Heating_Natural Gas_Furnace - Direct Fuel_Baseline Forecast | F4 | Residential | CZ1 - Multi Family | New | Space Heating | Natural Gas | Furnace - Direct Fuel | Baseline Forecast | Peak Demand (W) | 0 | 0 | 0 | 0 | 0 | 0 | 0 | 0 | 0 | 0 | 0 | 0 | 0 | 0 | 0 | 0 | 0 | 0 | 0 | 0 | 0 | 0 | 0 | 0 | 0 | 0 | 0 | 0 | 0 | 0
F5_Residential_CZ1 - Multi Family_New_Space Heating_Natural Gas_Furnace - Direct Fuel_Baseline Forecast | F5 | Residential | CZ1 - Multi Family | New | Space Heating | Natural Gas | Furnace - Direct Fuel | Baseline Forecast | Turnover | 0 | 450.8773 | 450.4734 | 406.8353 | 399.4832 | 400.6339 | 401.5915 | 403.4695 | 401.4897 | 400.1028 | 399.3626 | 398.5874 | 423.4882 | 445.8576 | 464.7457 | 480.8255 | 498.2711 | 513.6598 | 528.2439 | 542.4904 | 555.4884 | 594.4168 | 0 | 0 | 0 | 0 | 0 | 0 | 0 | 0
F6_Residential_CZ1 - Multi Family_New_Space Heating_Natural Gas_Furnace - Direct Fuel_Baseline Forecast | F6 | Residential | CZ1 - Multi Family | New | Space Heating | Natural Gas | Furnace - Direct Fuel | Baseline Forecast | Avg. Replacement Usage | 145.7308 | 145.7349 | 145.712 | 145.6912 | 145.5323 | 128.2838 | 128.2824 | 128.2809 | 128.279 | 128.2768 | 128.2742 | 128.2716 | 128.2687 | 128.2655 | 128.262 | 128.2582 | 128.2542 | 128.25 | 128.2455 | 128.2407 | 128.2358 | 128.2306 | 0 | 0 | 0 | 0 | 0 | 0 | 0 | 0
F7_Residential_CZ1 - Multi Family_New_Space Heating_Natural Gas_Furnace - Direct Fuel_Baseline Forecast | F7 | Residential | CZ1 - Multi Family | New | Space Heating | Natural Gas | Furnace - Direct Fuel | Baseline Forecast | Avg. Replacement Demand (S) | 0 | 0 | 0 | 0 | 0 | 0 | 0 | 0 | 0 | 0 | 0 | 0 | 0 | 0 | 0 | 0 | 0 | 0 | 0 | 0 | 0 | 0 | 0 | 0 | 0 | 0 | 0 | 0 | 0 | 0
F8_Residential_CZ1 - Multi Family_New_Space Heating_Natural Gas_Furnace - Direct Fuel_Baseline Forecast | F8 | Residential | CZ1 - Multi Family | New | Space Heating | Natural Gas | Furnace - Direct Fuel | Baseline Forecast | Avg. Replacement Demand (W) | 0 | 0 | 0 | 0 | 0 | 0 | 0 | 0 | 0 | 0 | 0 | 0 | 0 | 0 | 0 | 0 | 0 | 0 | 0 | 0 | 0 | 0 | 0 | 0 | 0 | 0 | 0 | 0 | 0 | 0
F1_Residential_CZ1 - Multi Family_New_Space Heating_Natural Gas_Boiler - Direct Fuel_Baseline Forecast | F1 | Residential | CZ1 - Multi Family | New | Space Heating | Natural Gas | Boiler - Direct Fuel | Baseline Forecast | Units | 0 | 17.6486 | 35.2814 | 51.2061 | 66.843 | 82.5249 | 98.2444 | 114.0373 | 129.7527 | 145.4139 | 161.0461 | 176.6479 | 192.1863 | 207.6241 | 222.983 | 238.2181 | 253.4245 | 268.5614 | 283.6325 | 298.6665 | 313.6528 | 329.6409 | 0 | 0 | 0 | 0 | 0 | 0 | 0 | 0
F2_Residential_CZ1 - Multi Family_New_Space Heating_Natural Gas_Boiler - Direct Fuel_Baseline Forecast | F2 | Residential | CZ1 - Multi Family | New | Space Heating | Natural Gas | Boiler - Direct Fuel | Baseline Forecast | Usage (MMtherm) | 0 | 0.0025719 | 0.0051231 | 0.0074272 | 0.0096896 | 0.011959 | 0.014233 | 0.016518 | 0.018792 | 0.021058 | 0.023319 | 0.025577 | 0.027824 | 0.030057 | 0.032278 | 0.034482 | 0.036681 | 0.03887 | 0.04105 | 0.043225 | 0.045393 | 0.047705 | 0 | 0 | 0 | 0 | 0 | 0 | 0 | 0
F3_Residential_CZ1 - Multi Family_New_Space Heating_Natural Gas_Boiler - Direct Fuel_Baseline Forecast | F3 | Residential | CZ1 - Multi Family | New | Space Heating | Natural Gas | Boiler - Direct Fuel | Baseline Forecast | Peak Demand (S) | 0 | 0 | 0 | 0 | 0 | 0 | 0 | 0 | 0 | 0 | 0 | 0 | 0 | 0 | 0 | 0 | 0 | 0 | 0 | 0 | 0 | 0 | 0 | 0 | 0 | 0 | 0 | 0 | 0 | 0
F4_Residential_CZ1 - Multi Family_New_Space Heating_Natural Gas_Boiler - Direct Fuel_Baseline Forecast | F4 | Residential | CZ1 - Multi Family | New | Space Heating | Natural Gas | Boiler - Direct Fuel | Baseline Forecast | Peak Demand (W) | 0 | 0 | 0 | 0 | 0 | 0 | 0 | 0 | 0 | 0 | 0 | 0 | 0 | 0 | 0 | 0 | 0 | 0 | 0 | 0 | 0 | 0 | 0 | 0 | 0 | 0 | 0 | 0 | 0 | 0
F5_Residential_CZ1 - Multi Family_New_Space Heating_Natural Gas_Boiler - Direct Fuel_Baseline Forecast | F5 | Residential | CZ1 - Multi Family | New | Space Heating | Natural Gas | Boiler - Direct Fuel | Baseline Forecast | Turnover | 0 | 17.6486 | 17.6328 | 15.9247 | 15.6369 | 15.6819 | 15.7194 | 15.7929 | 15.7154 | 15.6612 | 15.6322 | 15.6018 | 16.3788 | 17.0779 | 17.6792 | 18.1895 | 18.7669 | 19.2764 | 19.7655 | 20.2532 | 20.7028 | 22.1766 | 0 | 0 | 0 | 0 | 0 | 0 | 0 | 0
F6_Residential_CZ1 - Multi Family_New_Space Heating_Natural Gas_Boiler - Direct Fuel_Baseline Forecast | F6 | Residential | CZ1 - Multi Family | New | Space Heating | Natural Gas | Boiler - Direct Fuel | Baseline Forecast | Avg. Replacement Usage | 145.7308 | 145.7308 | 144.6842 | 144.6842 | 144.6842 | 144.6842 | 144.6842 | 144.6842 | 144.6842 | 144.6842 | 144.6842 | 144.6842 | 144.6842 | 144.6842 | 144.6842 | 144.6842 | 144.6842 | 144.6842 | 144.6842 | 144.6842 | 144.6842 | 144.6842 | 0 | 0 | 0 | 0 | 0 | 0 | 0 | 0
F7_Residential_CZ1 - Multi Family_New_Space Heating_Natural Gas_Boiler - Direct Fuel_Baseline Forecast | F7 | Residential | CZ1 - Multi Family | New | Space Heating | Natural Gas | Boiler - Direct Fuel | Baseline Forecast | Avg. Replacement Demand (S) | 0 | 0 | 0 | 0 | 0 | 0 | 0 | 0 | 0 | 0 | 0 | 0 | 0 | 0 | 0 | 0 | 0 | 0 | 0 | 0 | 0 | 0 | 0 | 0 | 0 | 0 | 0 | 0 | 0 | 0
F8_Residential_CZ1 - Multi Family_New_Space Heating_Natural Gas_Boiler - Direct Fuel_Baseline Forecast | F8 | Residential | CZ1 - Multi Family | New | Space Heating | Natural Gas | Boiler - Direct Fuel | Baseline Forecast | Avg. Replacement Demand (W) | 0 | 0 | 0 | 0 | 0 | 0 | 0 | 0 | 0 | 0 | 0 | 0 | 0 | 0 | 0 | 0 | 0 | 0 | 0 | 0 | 0 | 0 | 0 | 0 | 0 | 0 | 0 | 0 | 0 | 0
F1_Residential_CZ1 - Multi Family_New_Secondary Heating_Natural Gas_Fireplace_Baseline Forecast | F1 | Residential | CZ1 - Multi Family | New | Secondary Heating | Natural Gas | Fireplace | Baseline Forecast | Units | 0 | 201.4443 | 402.7082 | 584.4753 | 762.9576 | 941.954 | 1121.3782 | 1301.6415 | 1481.0203 | 1659.7794 | 1838.2078 | 2016.2899 | 2193.6476 | 2369.8575 | 2545.1665 | 2719.0627 | 2892.6316 | 3065.4068 | 3237.4307 | 3409.0319 | 3580.0883 | 3762.5783 | 0 | 0 | 0 | 0 | 0 | 0 | 0 | 0
F2_Residential_CZ1 - Multi Family_New_Secondary Heating_Natural Gas_Fireplace_Baseline Forecast | F2 | Residential | CZ1 - Multi Family | New | Secondary Heating | Natural Gas | Fireplace | Baseline Forecast | Usage (MMtherm) | 0 | 0.013878 | 0.027744 | 0.040267 | 0.052563 | 0.064895 | 0.077256 | 0.089675 | 0.10203 | 0.11435 | 0.12664 | 0.13891 | 0.15113 | 0.16327 | 0.17535 | 0.18733 | 0.19929 | 0.21119 | 0.22304 | 0.23486 | 0.24665 | 0.25922 | 0 | 0 | 0 | 0 | 0 | 0 | 0 | 0
F3_Residential_CZ1 - Multi Family_New_Secondary Heating_Natural Gas_Fireplace_Baseline Forecast | F3 | Residential | CZ1 - Multi Family | New | Secondary Heating | Natural Gas | Fireplace | Baseline Forecast | Peak Demand (S) | 0 | 0 | 0 | 0 | 0 | 0 | 0 | 0 | 0 | 0 | 0 | 0 | 0 | 0 | 0 | 0 | 0 | 0 | 0 | 0 | 0 | 0 | 0 | 0 | 0 | 0 | 0 | 0 | 0 | 0
F4_Residential_CZ1 - Multi Family_New_Secondary Heating_Natural Gas_Fireplace_Baseline Forecast | F4 | Residential | CZ1 - Multi Family | New | Secondary Heating | Natural Gas | Fireplace | Baseline Forecast | Peak Demand (W) | 0 | 0 | 0 | 0 | 0 | 0 | 0 | 0 | 0 | 0 | 0 | 0 | 0 | 0 | 0 | 0 | 0 | 0 | 0 | 0 | 0 | 0 | 0 | 0 | 0 | 0 | 0 | 0 | 0 | 0
F5_Residential_CZ1 - Multi Family_New_Secondary Heating_Natural Gas_Fireplace_Baseline Forecast | F5 | Residential | CZ1 - Multi Family | New | Secondary Heating | Natural Gas | Fireplace | Baseline Forecast | Turnover | 0 | 201.4443 | 201.2638 | 181.7671 | 178.4823 | 178.9964 | 179.4243 | 180.2633 | 179.3788 | 178.7591 | 178.4284 | 178.0821 | 177.3577 | 176.2099 | 175.3091 | 173.8961 | 173.5689 | 191.0884 | 206.9689 | 219.8937 | 231.1843 | 253.4242 | 0 | 0 | 0 | 0 | 0 | 0 | 0 | 0
F6_Residential_CZ1 - Multi Family_New_Secondary Heating_Natural Gas_Fireplace_Baseline Forecast | F6 | Residential | CZ1 - Multi Family | New | Secondary Heating | Natural Gas | Fireplace | Baseline Forecast | Avg. Replacement Usage | 68.8941 | 68.8941 | 68.8941 | 68.8941 | 68.8941 | 68.8941 | 68.8941 | 68.8941 | 68.8941 | 68.8941 | 68.8941 | 68.8941 | 68.8941 | 68.8941 | 68.8941 | 68.8941 | 68.8941 | 68.8941 | 68.8941 | 68.8941 | 68.8941 | 68.8941 | 0 | 0 | 0 | 0 | 0 | 0 | 0 | 0
F7_Residential_CZ1 - Multi Family_New_Secondary Heating_Natural Gas_Fireplace_Baseline Forecast | F7 | Residential | CZ1 - Multi Family | New | Secondary Heating | Natural Gas | Fireplace | Baseline Forecast | Avg. Replacement Demand (S) | 0 | 0 | 0 | 0 | 0 | 0 | 0 | 0 | 0 | 0 | 0 | 0 | 0 | 0 | 0 | 0 | 0 | 0 | 0 | 0 | 0 | 0 | 0 | 0 | 0 | 0 | 0 | 0 | 0 | 0
F8_Residential_CZ1 - Multi Family_New_Secondary Heating_Natural Gas_Fireplace_Baseline Forecast | F8 | Residential | CZ1 - Multi Family | New | Secondary Heating | Natural Gas | Fireplace | Baseline Forecast | Avg. Replacement Demand (W) | 0 | 0 | 0 | 0 | 0 | 0 | 0 | 0 | 0 | 0 | 0 | 0 | 0 | 0 | 0 | 0 | 0 | 0 | 0 | 0 | 0 | 0 | 0 | 0 | 0 | 0 | 0 | 0 | 0 | 0
F1_Residential_CZ1 - Multi Family_New_Water Heating_Natural Gas_Water Heater <= 55 gal._Baseline Forecast | F1 | Residential | CZ1 - Multi Family | New | Water Heating | Natural Gas | Water Heater <= 55 gal. | Baseline Forecast | Units | 0 | 354.4631 | 708.6086 | 1028.4475 | 1342.5064 | 1657.4699 | 1973.1864 | 2290.3791 | 2606.0155 | 2920.5615 | 3234.5256 | 3547.8803 | 3859.9603 | 4170.0208 | 4478.496 | 4784.4851 | 5089.8983 | 5393.9151 | 5696.6097 | 5998.5606 | 6299.5529 | 6620.6639 | 0 | 0 | 0 | 0 | 0 | 0 | 0 | 0
F2_Residential_CZ1 - Multi Family_New_Water Heating_Natural Gas_Water Heater <= 55 gal._Baseline Forecast | F2 | Residential | CZ1 - Multi Family | New | Water Heating | Natural Gas | Water Heater <= 55 gal. | Baseline Forecast | Usage (MMtherm) | 0 | 0.030764 | 0.061508 | 0.089278 | 0.11655 | 0.1439 | 0.17132 | 0.19886 | 0.22626 | 0.25357 | 0.2808 | 0.30798 | 0.33504 | 0.36192 | 0.38865 | 0.41517 | 0.44163 | 0.46797 | 0.49419 | 0.52033 | 0.54638 | 0.57419 | 0 | 0 | 0 | 0 | 0 | 0 | 0 | 0
F3_Residential_CZ1 - Multi Family_New_Water Heating_Natural Gas_Water Heater <= 55 gal._Baseline Forecast | F3 | Residential | CZ1 - Multi Family | New | Water Heating | Natural Gas | Water Heater <= 55 gal. | Baseline Forecast | Peak Demand (S) | 0 | 0 | 0 | 0 | 0 | 0 | 0 | 0 | 0 | 0 | 0 | 0 | 0 | 0 | 0 | 0 | 0 | 0 | 0 | 0 | 0 | 0 | 0 | 0 | 0 | 0 | 0 | 0 | 0 | 0
F4_Residential_CZ1 - Multi Family_New_Water Heating_Natural Gas_Water Heater <= 55 gal._Baseline Forecast | F4 | Residential | CZ1 - Multi Family | New | Water Heating | Natural Gas | Water Heater <= 55 gal. | Baseline Forecast | Peak Demand (W) | 0 | 0 | 0 | 0 | 0 | 0 | 0 | 0 | 0 | 0 | 0 | 0 | 0 | 0 | 0 | 0 | 0 | 0 | 0 | 0 | 0 | 0 | 0 | 0 | 0 | 0 | 0 | 0 | 0 | 0
F5_Residential_CZ1 - Multi Family_New_Water Heating_Natural Gas_Water Heater <= 55 gal._Baseline Forecast | F5 | Residential | CZ1 - Multi Family | New | Water Heating | Natural Gas | Water Heater <= 55 gal. | Baseline Forecast | Turnover | 0 | 354.4631 | 354.1455 | 319.8389 | 314.0589 | 314.9635 | 315.7164 | 317.1928 | 315.6363 | 314.546 | 313.9641 | 313.3547 | 362.7176 | 404.0563 | 434.7344 | 459.0767 | 481.626 | 500.1587 | 516.1295 | 633.2613 | 629.8153 | 637.8158 | 0 | 0 | 0 | 0 | 0 | 0 | 0 | 0
F6_Residential_CZ1 - Multi Family_New_Water Heating_Natural Gas_Water Heater <= 55 gal._Baseline Forecast | F6 | Residential | CZ1 - Multi Family | New | Water Heating | Natural Gas | Water Heater <= 55 gal. | Baseline Forecast | Avg. Replacement Usage | 86.7825 | 86.7907 | 86.811 | 86.826 | 86.8359 | 86.847 | 86.8335 | 86.8258 | 86.8233 | 86.8181 | 86.7328 | 86.7308 | 86.7192 | 86.715 | 86.712 | 86.7095 | 86.7075 | 86.7051 | 86.7034 | 86.7023 | 86.7007 | 86.6984 | 0 | 0 | 0 | 0 | 0 | 0 | 0 | 0
F7_Residential_CZ1 - Multi Family_New_Water Heating_Natural Gas_Water Heater <= 55 gal._Baseline Forecast | F7 | Residential | CZ1 - Multi Family | New | Water Heating | Natural Gas | Water Heater <= 55 gal. | Baseline Forecast | Avg. Replacement Demand (S) | 0 | 0 | 0 | 0 | 0 | 0 | 0 | 0 | 0 | 0 | 0 | 0 | 0 | 0 | 0 | 0 | 0 | 0 | 0 | 0 | 0 | 0 | 0 | 0 | 0 | 0 | 0 | 0 | 0 | 0
F8_Residential_CZ1 - Multi Family_New_Water Heating_Natural Gas_Water Heater <= 55 gal._Baseline Forecast | F8 | Residential | CZ1 - Multi Family | New | Water Heating | Natural Gas | Water Heater <= 55 gal. | Baseline Forecast | Avg. Replacement Demand (W) | 0 | 0 | 0 | 0 | 0 | 0 | 0 | 0 | 0 | 0 | 0 | 0 | 0 | 0 | 0 | 0 | 0 | 0 | 0 | 0 | 0 | 0 | 0 | 0 | 0 | 0 | 0 | 0 | 0 | 0
F1_Residential_CZ1 - Multi Family_New_Water Heating_Natural Gas_Water Heater > 55 gal._Baseline Forecast | F1 | Residential | CZ1 - Multi Family | New | Water Heating | Natural Gas | Water Heater > 55 gal. | Baseline Forecast | Units | 0 | 75.6463 | 151.2248 | 219.482 | 286.5056 | 353.7222 | 421.0996 | 488.792 | 556.1523 | 623.2798 | 690.2832 | 757.1565 | 823.7578 | 889.9281 | 955.7601 | 1021.0615 | 1086.2401 | 1151.1206 | 1215.7189 | 1280.1586 | 1344.3936 | 1412.9222 | 0 | 0 | 0 | 0 | 0 | 0 | 0 | 0
F2_Residential_CZ1 - Multi Family_New_Water Heating_Natural Gas_Water Heater > 55 gal._Baseline Forecast | F2 | Residential | CZ1 - Multi Family | New | Water Heating | Natural Gas | Water Heater > 55 gal. | Baseline Forecast | Usage (MMtherm) | 0 | 0.0075838 | 0.021301 | 0.039169 | 0.060173 | 0.083699 | 0.1089 | 0.13552 | 0.16327 | 0.19185 | 0.21975 | 0.2484 | 0.27672 | 0.30433 | 0.33111 | 0.35706 | 0.38229 | 0.40695 | 0.43107 | 0.45325 | 0.47441 | 0.49592 | 0 | 0 | 0 | 0 | 0 | 0 | 0 | 0
F3_Residential_CZ1 - Multi Family_New_Water Heating_Natural Gas_Water Heater > 55 gal._Baseline Forecast | F3 | Residential | CZ1 - Multi Family | New | Water Heating | Natural Gas | Water Heater > 55 gal. | Baseline Forecast | Peak Demand (S) | 0 | 0 | 0 | 0 | 0 | 0 | 0 | 0 | 0 | 0 | 0 | 0 | 0 | 0 | 0 | 0 | 0 | 0 | 0 | 0 | 0 | 0 | 0 | 0 | 0 | 0 | 0 | 0 | 0 | 0
F4_Residential_CZ1 - Multi Family_New_Water Heating_Natural Gas_Water Heater > 55 gal._Baseline Forecast | F4 | Residential | CZ1 - Multi Family | New | Water Heating | Natural Gas | Water Heater > 55 gal. | Baseline Forecast | Peak Demand (W) | 0 | 0 | 0 | 0 | 0 | 0 | 0 | 0 | 0 | 0 | 0 | 0 | 0 | 0 | 0 | 0 | 0 | 0 | 0 | 0 | 0 | 0 | 0 | 0 | 0 | 0 | 0 | 0 | 0 | 0
F5_Residential_CZ1 - Multi Family_New_Water Heating_Natural Gas_Water Heater > 55 gal._Baseline Forecast | F5 | Residential | CZ1 - Multi Family | New | Water Heating | Natural Gas | Water Heater > 55 gal. | Baseline Forecast | Turnover | 0 | 75.6463 | 135.2933 | 174.751 | 204.2805 | 227.4313 | 245.4695 | 260.2776 | 271.7862 | 280.6827 | 287.6961 | 295.8543 | 303.9903 | 313.5087 | 324.5472 | 336.8471 | 350.5951 | 365.1547 | 380.6246 | 400.7535 | 423.1138 | 449.8288 | 0 | 0 | 0 | 0 | 0 | 0 | 0 | 0
F6_Residential_CZ1 - Multi Family_New_Water Heating_Natural Gas_Water Heater > 55 gal._Baseline Forecast | F6 | Residential | CZ1 - Multi Family | New | Water Heating | Natural Gas | Water Heater > 55 gal. | Baseline Forecast | Avg. Replacement Usage | 99.7999 | 100.2537 | 101.3922 | 102.2428 | 102.8218 | 103.4406 | 102.6856 | 102.2542 | 102.0898 | 101.8231 | 96.9745 | 96.8541 | 96.2022 | 95.9892 | 95.8038 | 95.6739 | 95.563 | 95.4357 | 95.3108 | 95.2526 | 95.1698 | 95.0311 | 0 | 0 | 0 | 0 | 0 | 0 | 0 | 0
F7_Residential_CZ1 - Multi Family_New_Water Heating_Natural Gas_Water Heater > 55 gal._Baseline Forecast | F7 | Residential | CZ1 - Multi Family | New | Water Heating | Natural Gas | Water Heater > 55 gal. | Baseline Forecast | Avg. Replacement Demand (S) | 0 | 0 | 0 | 0 | 0 | 0 | 0 | 0 | 0 | 0 | 0 | 0 | 0 | 0 | 0 | 0 | 0 | 0 | 0 | 0 | 0 | 0 | 0 | 0 | 0 | 0 | 0 | 0 | 0 | 0
F8_Residential_CZ1 - Multi Family_New_Water Heating_Natural Gas_Water Heater > 55 gal._Baseline Forecast | F8 | Residential | CZ1 - Multi Family | New | Water Heating | Natural Gas | Water Heater > 55 gal. | Baseline Forecast | Avg. Replacement Demand (W) | 0 | 0 | 0 | 0 | 0 | 0 | 0 | 0 | 0 | 0 | 0 | 0 | 0 | 0 | 0 | 0 | 0 | 0 | 0 | 0 | 0 | 0 | 0 | 0 | 0 | 0 | 0 | 0 | 0 | 0
F1_Residential_CZ1 - Multi Family_New_Appliances_Natural Gas_Clothes Dryer_Baseline Forecast | F1 | Residential | CZ1 - Multi Family | New | Appliances | Natural Gas | Clothes Dryer | Baseline Forecast | Units | 0 | 55.7309 | 111.4119 | 161.699 | 211.0774 | 260.598 | 310.2369 | 360.108 | 409.7343 | 459.1892 | 508.5527 | 557.8203 | 606.8875 | 655.6372 | 704.1376 | 752.2471 | 800.2661 | 848.0656 | 895.6572 | 943.1318 | 990.4557 | 1040.9428 | 0 | 0 | 0 | 0 | 0 | 0 | 0 | 0
F2_Residential_CZ1 - Multi Family_New_Appliances_Natural Gas_Clothes Dryer_Baseline Forecast | F2 | Residential | CZ1 - Multi Family | New | Appliances | Natural Gas | Clothes Dryer | Baseline Forecast | Usage (MMtherm) | 0 | 0.00093065 | 0.0018605 | 0.0027003 | 0.0035249 | 0.0043518 | 0.0051808 | 0.0060136 | 0.0068423 | 0.0076682 | 0.0084917 | 0.0093137 | 0.010132 | 0.010945 | 0.011754 | 0.012556 | 0.013356 | 0.014153 | 0.014946 | 0.015737 | 0.016526 | 0.017367 | 0 | 0 | 0 | 0 | 0 | 0 | 0 | 0
F3_Residential_CZ1 - Multi Family_New_Appliances_Natural Gas_Clothes Dryer_Baseline Forecast | F3 | Residential | CZ1 - Multi Family | New | Appliances | Natural Gas | Clothes Dryer | Baseline Forecast | Peak Demand (S) | 0 | 0 | 0 | 0 | 0 | 0 | 0 | 0 | 0 | 0 | 0 | 0 | 0 | 0 | 0 | 0 | 0 | 0 | 0 | 0 | 0 | 0 | 0 | 0 | 0 | 0 | 0 | 0 | 0 | 0
F4_Residential_CZ1 - Multi Family_New_Appliances_Natural Gas_Clothes Dryer_Baseline Forecast | F4 | Residential | CZ1 - Multi Family | New | Appliances | Natural Gas | Clothes Dryer | Baseline Forecast | Peak Demand (W) | 0 | 0 | 0 | 0 | 0 | 0 | 0 | 0 | 0 | 0 | 0 | 0 | 0 | 0 | 0 | 0 | 0 | 0 | 0 | 0 | 0 | 0 | 0 | 0 | 0 | 0 | 0 | 0 | 0 | 0
F5_Residential_CZ1 - Multi Family_New_Appliances_Natural Gas_Clothes Dryer_Baseline Forecast | F5 | Residential | CZ1 - Multi Family | New | Appliances | Natural Gas | Clothes Dryer | Baseline Forecast | Turnover | 0 | 55.7309 | 55.681 | 50.2871 | 49.3783 | 49.5206 | 49.6389 | 49.8711 | 49.6264 | 49.4549 | 49.3634 | 49.2676 | 53.3542 | 56.99 | 59.9752 | 62.4999 | 65.1117 | 67.3957 | 69.5167 | 71.5306 | 73.3337 | 78.2933 | 0 | 0 | 0 | 0 | 0 | 0 | 0 | 0
F6_Residential_CZ1 - Multi Family_New_Appliances_Natural Gas_Clothes Dryer_Baseline Forecast | F6 | Residential | CZ1 - Multi Family | New | Appliances | Natural Gas | Clothes Dryer | Baseline Forecast | Avg. Replacement Usage | 16.6986 | 16.699 | 16.6993 | 16.6997 | 16.6996 | 16.6998 | 16.6995 | 16.6995 | 16.6995 | 16.6995 | 16.6825 | 16.6842 | 16.6809 | 16.6799 | 16.6792 | 16.6784 | 16.678 | 16.6772 | 16.6768 | 16.6766 | 16.6761 | 16.6758 | 0 | 0 | 0 | 0 | 0 | 0 | 0 | 0
F7_Residential_CZ1 - Multi Family_New_Appliances_Natural Gas_Clothes Dryer_Baseline Forecast | F7 | Residential | CZ1 - Multi Family | New | Appliances | Natural Gas | Clothes Dryer | Baseline Forecast | Avg. Replacement Demand (S) | 0 | 0 | 0 | 0 | 0 | 0 | 0 | 0 | 0 | 0 | 0 | 0 | 0 | 0 | 0 | 0 | 0 | 0 | 0 | 0 | 0 | 0 | 0 | 0 | 0 | 0 | 0 | 0 | 0 | 0
F8_Residential_CZ1 - Multi Family_New_Appliances_Natural Gas_Clothes Dryer_Baseline Forecast | F8 | Residential | CZ1 - Multi Family | New | Appliances | Natural Gas | Clothes Dryer | Baseline Forecast | Avg. Replacement Demand (W) | 0 | 0 | 0 | 0 | 0 | 0 | 0 | 0 | 0 | 0 | 0 | 0 | 0 | 0 | 0 | 0 | 0 | 0 | 0 | 0 | 0 | 0 | 0 | 0 | 0 | 0 | 0 | 0 | 0 | 0
F1_Residential_CZ1 - Multi Family_New_Appliances_Natural Gas_Stove/Oven_Baseline Forecast | F1 | Residential | CZ1 - Multi Family | New | Appliances | Natural Gas | Stove/Oven | Baseline Forecast | Units | 0 | 124.6951 | 249.2786 | 361.7934 | 472.2749 | 583.0747 | 694.1393 | 805.7232 | 916.7597 | 1027.4125 | 1137.8607 | 1248.0945 | 1357.8799 | 1466.9548 | 1575.4721 | 1683.1147 | 1790.5548 | 1897.5036 | 2003.9873 | 2110.2094 | 2216.0943 | 2329.0566 | 0 | 0 | 0 | 0 | 0 | 0 | 0 | 0
F2_Residential_CZ1 - Multi Family_New_Appliances_Natural Gas_Stove/Oven_Baseline Forecast | F2 | Residential | CZ1 - Multi Family | New | Appliances | Natural Gas | Stove/Oven | Baseline Forecast | Usage (MMtherm) | 0 | 0.0062594 | 0.012514 | 0.018162 | 0.023709 | 0.029272 | 0.034848 | 0.04045 | 0.046025 | 0.05158 | 0.057113 | 0.062633 | 0.068126 | 0.07358 | 0.079005 | 0.084384 | 0.089751 | 0.095092 | 0.1004 | 0.1057 | 0.11098 | 0.11662 | 0 | 0 | 0 | 0 | 0 | 0 | 0 | 0
F3_Residential_CZ1 - Multi Family_New_Appliances_Natural Gas_Stove/Oven_Baseline Forecast | F3 | Residential | CZ1 - Multi Family | New | Appliances | Natural Gas | Stove/Oven | Baseline Forecast | Peak Demand (S) | 0 | 0 | 0 | 0 | 0 | 0 | 0 | 0 | 0 | 0 | 0 | 0 | 0 | 0 | 0 | 0 | 0 | 0 | 0 | 0 | 0 | 0 | 0 | 0 | 0 | 0 | 0 | 0 | 0 | 0
F4_Residential_CZ1 - Multi Family_New_Appliances_Natural Gas_Stove/Oven_Baseline Forecast | F4 | Residential | CZ1 - Multi Family | New | Appliances | Natural Gas | Stove/Oven | Baseline Forecast | Peak Demand (W) | 0 | 0 | 0 | 0 | 0 | 0 | 0 | 0 | 0 | 0 | 0 | 0 | 0 | 0 | 0 | 0 | 0 | 0 | 0 | 0 | 0 | 0 | 0 | 0 | 0 | 0 | 0 | 0 | 0 | 0
F5_Residential_CZ1 - Multi Family_New_Appliances_Natural Gas_Stove/Oven_Baseline Forecast | F5 | Residential | CZ1 - Multi Family | New | Appliances | Natural Gas | Stove/Oven | Baseline Forecast | Turnover | 0 | 124.6951 | 124.5834 | 112.5148 | 110.4815 | 110.7998 | 111.0646 | 111.584 | 111.0364 | 110.6529 | 110.4482 | 128.0474 | 142.8518 | 153.4911 | 162.3714 | 169.6318 | 176.4401 | 182.0322 | 223.0341 | 221.8974 | 217.2972 | 226.1587 | 0 | 0 | 0 | 0 | 0 | 0 | 0 | 0
F6_Residential_CZ1 - Multi Family_New_Appliances_Natural Gas_Stove/Oven_Baseline Forecast | F6 | Residential | CZ1 - Multi Family | New | Appliances | Natural Gas | Stove/Oven | Baseline Forecast | Avg. Replacement Usage | 50.1946 | 50.198 | 50.2015 | 50.2044 | 50.2062 | 50.2081 | 50.2056 | 50.2044 | 50.2039 | 50.203 | 50.0946 | 50.0912 | 50.0715 | 50.0649 | 50.0596 | 50.056 | 50.0526 | 50.049 | 50.0458 | 50.0439 | 50.0419 | 50.038 | 0 | 0 | 0 | 0 | 0 | 0 | 0 | 0
F7_Residential_CZ1 - Multi Family_New_Appliances_Natural Gas_Stove/Oven_Baseline Forecast | F7 | Residential | CZ1 - Multi Family | New | Appliances | Natural Gas | Stove/Oven | Baseline Forecast | Avg. Replacement Demand (S) | 0 | 0 | 0 | 0 | 0 | 0 | 0 | 0 | 0 | 0 | 0 | 0 | 0 | 0 | 0 | 0 | 0 | 0 | 0 | 0 | 0 | 0 | 0 | 0 | 0 | 0 | 0 | 0 | 0 | 0
F8_Residential_CZ1 - Multi Family_New_Appliances_Natural Gas_Stove/Oven_Baseline Forecast | F8 | Residential | CZ1 - Multi Family | New | Appliances | Natural Gas | Stove/Oven | Baseline Forecast | Avg. Replacement Demand (W) | 0 | 0 | 0 | 0 | 0 | 0 | 0 | 0 | 0 | 0 | 0 | 0 | 0 | 0 | 0 | 0 | 0 | 0 | 0 | 0 | 0 | 0 | 0 | 0 | 0 | 0 | 0 | 0 | 0 | 0
F1_Residential_CZ1 - Multi Family_New_Miscellaneous_Natural Gas_Pool Heater_Baseline Forecast | F1 | Residential | CZ1 - Multi Family | New | Miscellaneous | Natural Gas | Pool Heater | Baseline Forecast | Units | 0 | 4.2883 | 8.5727 | 12.4421 | 16.2416 | 20.052 | 23.8715 | 27.7089 | 31.5274 | 35.3328 | 39.1311 | 42.9221 | 46.6976 | 50.4487 | 54.1806 | 57.8824 | 61.5773 | 65.2553 | 68.9173 | 72.5703 | 76.2116 | 80.0964 | 0 | 0 | 0 | 0 | 0 | 0 | 0 | 0
F2_Residential_CZ1 - Multi Family_New_Miscellaneous_Natural Gas_Pool Heater_Baseline Forecast | F2 | Residential | CZ1 - Multi Family | New | Miscellaneous | Natural Gas | Pool Heater | Baseline Forecast | Usage (MMtherm) | 0 | 0.00055951 | 0.0011185 | 0.0016234 | 0.0021191 | 0.0026163 | 0.0031146 | 0.0036153 | 0.0041136 | 0.0046101 | 0.0051057 | 0.0056003 | 0.0060929 | 0.0065823 | 0.0070692 | 0.0075522 | 0.0080343 | 0.0085142 | 0.008992 | 0.0094686 | 0.0099438 | 0.010451 | 0 | 0 | 0 | 0 | 0 | 0 | 0 | 0
F3_Residential_CZ1 - Multi Family_New_Miscellaneous_Natural Gas_Pool Heater_Baseline Forecast | F3 | Residential | CZ1 - Multi Family | New | Miscellaneous | Natural Gas | Pool Heater | Baseline Forecast | Peak Demand (S) | 0 | 0 | 0 | 0 | 0 | 0 | 0 | 0 | 0 | 0 | 0 | 0 | 0 | 0 | 0 | 0 | 0 | 0 | 0 | 0 | 0 | 0 | 0 | 0 | 0 | 0 | 0 | 0 | 0 | 0
F4_Residential_CZ1 - Multi Family_New_Miscellaneous_Natural Gas_Pool Heater_Baseline Forecast | F4 | Residential | CZ1 - Multi Family | New | Miscellaneous | Natural Gas | Pool Heater | Baseline Forecast | Peak Demand (W) | 0 | 0 | 0 | 0 | 0 | 0 | 0 | 0 | 0 | 0 | 0 | 0 | 0 | 0 | 0 | 0 | 0 | 0 | 0 | 0 | 0 | 0 | 0 | 0 | 0 | 0 | 0 | 0 | 0 | 0
F5_Residential_CZ1 - Multi Family_New_Miscellaneous_Natural Gas_Pool Heater_Baseline Forecast | F5 | Residential | CZ1 - Multi Family | New | Miscellaneous | Natural Gas | Pool Heater | Baseline Forecast | Turnover | 0 | 4.2883 | 4.2844 | 3.8694 | 3.7995 | 3.8104 | 3.8195 | 4.2272 | 4.5624 | 4.8334 | 5.0783 | 5.301 | 5.4955 | 5.699 | 5.9175 | 6.1281 | 6.3623 | 6.5848 | 8.1705 | 8.2685 | 8.243 | 8.6029 | 0 | 0 | 0 | 0 | 0 | 0 | 0 | 0
F6_Residential_CZ1 - Multi Family_New_Miscellaneous_Natural Gas_Pool Heater_Baseline Forecast | F6 | Residential | CZ1 - Multi Family | New | Miscellaneous | Natural Gas | Pool Heater | Baseline Forecast | Avg. Replacement Usage | 130.4755 | 130.4755 | 130.4755 | 130.4755 | 130.4755 | 130.4755 | 130.4755 | 130.4755 | 130.4755 | 130.4755 | 130.4755 | 130.4755 | 130.4755 | 130.4755 | 130.4755 | 130.4755 | 130.4755 | 130.4755 | 130.4755 | 130.4755 | 130.4755 | 130.4755 | 0 | 0 | 0 | 0 | 0 | 0 | 0 | 0
F7_Residential_CZ1 - Multi Family_New_Miscellaneous_Natural Gas_Pool Heater_Baseline Forecast | F7 | Residential | CZ1 - Multi Family | New | Miscellaneous | Natural Gas | Pool Heater | Baseline Forecast | Avg. Replacement Demand (S) | 0 | 0 | 0 | 0 | 0 | 0 | 0 | 0 | 0 | 0 | 0 | 0 | 0 | 0 | 0 | 0 | 0 | 0 | 0 | 0 | 0 | 0 | 0 | 0 | 0 | 0 | 0 | 0 | 0 | 0
F8_Residential_CZ1 - Multi Family_New_Miscellaneous_Natural Gas_Pool Heater_Baseline Forecast | F8 | Residential | CZ1 - Multi Family | New | Miscellaneous | Natural Gas | Pool Heater | Baseline Forecast | Avg. Replacement Demand (W) | 0 | 0 | 0 | 0 | 0 | 0 | 0 | 0 | 0 | 0 | 0 | 0 | 0 | 0 | 0 | 0 | 0 | 0 | 0 | 0 | 0 | 0 | 0 | 0 | 0 | 0 | 0 | 0 | 0 | 0
F1_Residential_CZ1 - Multi Family_New_Miscellaneous_Natural Gas_Miscellaneous_Baseline Forecast | F1 | Residential | CZ1 - Multi Family | New | Miscellaneous | Natural Gas | Miscellaneous | Baseline Forecast | Units | 0 | 502.9484 | 1005.4462 | 1459.2662 | 1904.885 | 2351.7874 | 2799.7581 | 3249.8236 | 3697.6806 | 4143.9906 | 4589.4749 | 5034.0945 | 5476.9055 | 5916.8508 | 6354.547 | 6788.7155 | 7222.0669 | 7653.4369 | 8082.9309 | 8511.3696 | 8938.4482 | 9394.0733 | 0 | 0 | 0 | 0 | 0 | 0 | 0 | 0
F2_Residential_CZ1 - Multi Family_New_Miscellaneous_Natural Gas_Miscellaneous_Baseline Forecast | F2 | Residential | CZ1 - Multi Family | New | Miscellaneous | Natural Gas | Miscellaneous | Baseline Forecast | Usage (MMtherm) | 0 | 0.00035924 | 0.00071815 | 0.0010423 | 0.0013606 | 0.0016798 | 0.0019998 | 0.0023212 | 0.0026411 | 0.0029599 | 0.0032781 | 0.0035957 | 0.0039119 | 0.0042262 | 0.0045388 | 0.0048489 | 0.0051584 | 0.0054666 | 0.0057733 | 0.0060793 | 0.0063844 | 0.0067098 | 0 | 0 | 0 | 0 | 0 | 0 | 0 | 0
F3_Residential_CZ1 - Multi Family_New_Miscellaneous_Natural Gas_Miscellaneous_Baseline Forecast | F3 | Residential | CZ1 - Multi Family | New | Miscellaneous | Natural Gas | Miscellaneous | Baseline Forecast | Peak Demand (S) | 0 | 0 | 0 | 0 | 0 | 0 | 0 | 0 | 0 | 0 | 0 | 0 | 0 | 0 | 0 | 0 | 0 | 0 | 0 | 0 | 0 | 0 | 0 | 0 | 0 | 0 | 0 | 0 | 0 | 0
F4_Residential_CZ1 - Multi Family_New_Miscellaneous_Natural Gas_Miscellaneous_Baseline Forecast | F4 | Residential | CZ1 - Multi Family | New | Miscellaneous | Natural Gas | Miscellaneous | Baseline Forecast | Peak Demand (W) | 0 | 0 | 0 | 0 | 0 | 0 | 0 | 0 | 0 | 0 | 0 | 0 | 0 | 0 | 0 | 0 | 0 | 0 | 0 | 0 | 0 | 0 | 0 | 0 | 0 | 0 | 0 | 0 | 0 | 0
F5_Residential_CZ1 - Multi Family_New_Miscellaneous_Natural Gas_Miscellaneous_Baseline Forecast | F5 | Residential | CZ1 - Multi Family | New | Miscellaneous | Natural Gas | Miscellaneous | Baseline Forecast | Turnover | 0 | 502.9484 | 502.4978 | 453.82 | 445.6188 | 446.9024 | 447.9707 | 533.8902 | 601.4606 | 649.9496 | 689.4538 | 722.4113 | 748.9658 | 924.4197 | 941.5425 | 948.7803 | 974.8148 | 1003.3496 | 1031.2694 | 1107.9668 | 1169.1334 | 1245.6664 | 0 | 0 | 0 | 0 | 0 | 0 | 0 | 0
F6_Residential_CZ1 - Multi Family_New_Miscellaneous_Natural Gas_Miscellaneous_Baseline Forecast | F6 | Residential | CZ1 - Multi Family | New | Miscellaneous | Natural Gas | Miscellaneous | Baseline Forecast | Avg. Replacement Usage | 0.71426 | 0.71426 | 0.71426 | 0.71426 | 0.71426 | 0.71426 | 0.71426 | 0.71426 | 0.71426 | 0.71426 | 0.71426 | 0.71426 | 0.71426 | 0.71426 | 0.71426 | 0.71426 | 0.71426 | 0.71426 | 0.71426 | 0.71426 | 0.71426 | 0.71426 | 0 | 0 | 0 | 0 | 0 | 0 | 0 | 0
F7_Residential_CZ1 - Multi Family_New_Miscellaneous_Natural Gas_Miscellaneous_Baseline Forecast | F7 | Residential | CZ1 - Multi Family | New | Miscellaneous | Natural Gas | Miscellaneous | Baseline Forecast | Avg. Replacement Demand (S) | 0 | 0 | 0 | 0 | 0 | 0 | 0 | 0 | 0 | 0 | 0 | 0 | 0 | 0 | 0 | 0 | 0 | 0 | 0 | 0 | 0 | 0 | 0 | 0 | 0 | 0 | 0 | 0 | 0 | 0
F8_Residential_CZ1 - Multi Family_New_Miscellaneous_Natural Gas_Miscellaneous_Baseline Forecast | F8 | Residential | CZ1 - Multi Family | New | Miscellaneous | Natural Gas | Miscellaneous | Baseline Forecast | Avg. Replacement Demand (W) | 0 | 0 | 0 | 0 | 0 | 0 | 0 | 0 | 0 | 0 | 0 | 0 | 0 | 0 | 0 | 0 | 0 | 0 | 0 | 0 | 0 | 0 | 0 | 0 | 0 | 0 | 0 | 0 | 0 | 0
F1_Residential_CZ2 - Single Family_Existing_Space Heating_Natural Gas_Furnace - Direct Fuel_Baseline Forecast | F1 | Residential | CZ2 - Single Family | Existing | Space Heating | Natural Gas | Furnace - Direct Fuel | Baseline Forecast | Units | 27074.9625 | 27031.6425 | 26988.3919 | 26945.2105 | 26902.0981 | 26859.0548 | 26816.0803 | 26773.1746 | 26730.3375 | 26687.5689 | 26644.8688 | 26602.237 | 26559.6735 | 26517.178 | 26474.7505 | 26432.3909 | 26390.0991 | 26347.8749 | 26305.7183 | 26263.6292 | 26221.6074 | 26179.6528 | 0 | 0 | 0 | 0 | 0 | 0 | 0 | 0
F2_Residential_CZ2 - Single Family_Existing_Space Heating_Natural Gas_Furnace - Direct Fuel_Baseline Forecast | F2 | Residential | CZ2 - Single Family | Existing | Space Heating | Natural Gas | Furnace - Direct Fuel | Baseline Forecast | Usage (MMtherm) | 19.183 | 19.0538 | 18.9294 | 18.8096 | 18.6943 | 18.5336 | 18.3779 | 18.2276 | 18.0826 | 17.9427 | 17.8076 | 17.6774 | 17.5504 | 17.4266 | 17.3057 | 17.1877 | 17.0752 | 16.968 | 16.8657 | 16.7681 | 16.6749 | 16.5858 | 0 | 0 | 0 | 0 | 0 | 0 | 0 | 0
F3_Residential_CZ2 - Single Family_Existing_Space Heating_Natural Gas_Furnace - Direct Fuel_Baseline Forecast | F3 | Residential | CZ2 - Single Family | Existing | Space Heating | Natural Gas | Furnace - Direct Fuel | Baseline Forecast | Peak Demand (S) | 0 | 0 | 0 | 0 | 0 | 0 | 0 | 0 | 0 | 0 | 0 | 0 | 0 | 0 | 0 | 0 | 0 | 0 | 0 | 0 | 0 | 0 | 0 | 0 | 0 | 0 | 0 | 0 | 0 | 0
F4_Residential_CZ2 - Single Family_Existing_Space Heating_Natural Gas_Furnace - Direct Fuel_Baseline Forecast | F4 | Residential | CZ2 - Single Family | Existing | Space Heating | Natural Gas | Furnace - Direct Fuel | Baseline Forecast | Peak Demand (W) | 0 | 0 | 0 | 0 | 0 | 0 | 0 | 0 | 0 | 0 | 0 | 0 | 0 | 0 | 0 | 0 | 0 | 0 | 0 | 0 | 0 | 0 | 0 | 0 | 0 | 0 | 0 | 0 | 0 | 0
F5_Residential_CZ2 - Single Family_Existing_Space Heating_Natural Gas_Furnace - Direct Fuel_Baseline Forecast | F5 | Residential | CZ2 - Single Family | Existing | Space Heating | Natural Gas | Furnace - Direct Fuel | Baseline Forecast | Turnover | 0 | 1163.7414 | 1140.1862 | 1117.9774 | 1097.0339 | 1077.2795 | 1058.6426 | 1032.9504 | 1008.7472 | 985.9431 | 964.454 | 944.2004 | 954.207 | 962.2516 | 968.7914 | 973.7275 | 977.2244 | 979.4389 | 980.0422 | 979.2171 | 977.1288 | 973.9299 | 0 | 0 | 0 | 0 | 0 | 0 | 0 | 0
F6_Residential_CZ2 - Single Family_Existing_Space Heating_Natural Gas_Furnace - Direct Fuel_Baseline Forecast | F6 | Residential | CZ2 - Single Family | Existing | Space Heating | Natural Gas | Furnace - Direct Fuel | Baseline Forecast | Avg. Replacement Usage | 643.14 | 640.4105 | 640.929 | 641.3539 | 641.6681 | 595.7436 | 595.7469 | 595.764 | 595.8012 | 595.8386 | 595.6303 | 595.7028 | 595.7546 | 595.7081 | 595.6562 | 595.5966 | 595.5304 | 595.5302 | 595.525 | 595.5157 | 595.4754 | 595.4294 | 0 | 0 | 0 | 0 | 0 | 0 | 0 | 0
F7_Residential_CZ2 - Single Family_Existing_Space Heating_Natural Gas_Furnace - Direct Fuel_Baseline Forecast | F7 | Residential | CZ2 - Single Family | Existing | Space Heating | Natural Gas | Furnace - Direct Fuel | Baseline Forecast | Avg. Replacement Demand (S) | 0 | 0 | 0 | 0 | 0 | 0 | 0 | 0 | 0 | 0 | 0 | 0 | 0 | 0 | 0 | 0 | 0 | 0 | 0 | 0 | 0 | 0 | 0 | 0 | 0 | 0 | 0 | 0 | 0 | 0
F8_Residential_CZ2 - Single Family_Existing_Space Heating_Natural Gas_Furnace - Direct Fuel_Baseline Forecast | F8 | Residential | CZ2 - Single Family | Existing | Space Heating | Natural Gas | Furnace - Direct Fuel | Baseline Forecast | Avg. Replacement Demand (W) | 0 | 0 | 0 | 0 | 0 | 0 | 0 | 0 | 0 | 0 | 0 | 0 | 0 | 0 | 0 | 0 | 0 | 0 | 0 | 0 | 0 | 0 | 0 | 0 | 0 | 0 | 0 | 0 | 0 | 0
F1_Residential_CZ2 - Single Family_Existing_Space Heating_Natural Gas_Boiler - Direct Fuel_Baseline Forecast | F1 | Residential | CZ2 - Single Family | Existing | Space Heating | Natural Gas | Boiler - Direct Fuel | Baseline Forecast | Units | 634.7571 | 633.7415 | 632.7275 | 631.7151 | 630.7044 | 629.6952 | 628.6877 | 627.6818 | 626.6775 | 625.6749 | 624.6738 | 623.6743 | 622.6764 | 621.6801 | 620.6854 | 619.6923 | 618.7008 | 617.7109 | 616.7226 | 615.7358 | 614.7506 | 613.767 | 0 | 0 | 0 | 0 | 0 | 0 | 0 | 0
F2_Residential_CZ2 - Single Family_Existing_Space Heating_Natural Gas_Boiler - Direct Fuel_Baseline Forecast | F2 | Residential | CZ2 - Single Family | Existing | Space Heating | Natural Gas | Boiler - Direct Fuel | Baseline Forecast | Usage (MMtherm) | 0.39428 | 0.39159 | 0.38886 | 0.38619 | 0.38359 | 0.38105 | 0.37859 | 0.3762 | 0.37388 | 0.37164 | 0.36946 | 0.36735 | 0.36531 | 0.36335 | 0.36145 | 0.35963 | 0.35787 | 0.35617 | 0.35453 | 0.35294 | 0.3514 | 0.34992 | 0 | 0 | 0 | 0 | 0 | 0 | 0 | 0
F3_Residential_CZ2 - Single Family_Existing_Space Heating_Natural Gas_Boiler - Direct Fuel_Baseline Forecast | F3 | Residential | CZ2 - Single Family | Existing | Space Heating | Natural Gas | Boiler - Direct Fuel | Baseline Forecast | Peak Demand (S) | 0 | 0 | 0 | 0 | 0 | 0 | 0 | 0 | 0 | 0 | 0 | 0 | 0 | 0 | 0 | 0 | 0 | 0 | 0 | 0 | 0 | 0 | 0 | 0 | 0 | 0 | 0 | 0 | 0 | 0
F4_Residential_CZ2 - Single Family_Existing_Space Heating_Natural Gas_Boiler - Direct Fuel_Baseline Forecast | F4 | Residential | CZ2 - Single Family | Existing | Space Heating | Natural Gas | Boiler - Direct Fuel | Baseline Forecast | Peak Demand (W) | 0 | 0 | 0 | 0 | 0 | 0 | 0 | 0 | 0 | 0 | 0 | 0 | 0 | 0 | 0 | 0 | 0 | 0 | 0 | 0 | 0 | 0 | 0 | 0 | 0 | 0 | 0 | 0 | 0 | 0
F5_Residential_CZ2 - Single Family_Existing_Space Heating_Natural Gas_Boiler - Direct Fuel_Baseline Forecast | F5 | Residential | CZ2 - Single Family | Existing | Space Heating | Natural Gas | Boiler - Direct Fuel | Baseline Forecast | Turnover | 0 | 22.0864 | 21.8865 | 21.6949 | 21.5113 | 21.3354 | 21.1666 | 20.851 | 20.5497 | 20.262 | 19.9873 | 19.725 | 19.7845 | 19.8318 | 19.8728 | 19.9031 | 19.9236 | 19.9353 | 19.9317 | 19.9143 | 19.8843 | 19.8429 | 0 | 0 | 0 | 0 | 0 | 0 | 0 | 0
F6_Residential_CZ2 - Single Family_Existing_Space Heating_Natural Gas_Boiler - Direct Fuel_Baseline Forecast | F6 | Residential | CZ2 - Single Family | Existing | Space Heating | Natural Gas | Boiler - Direct Fuel | Baseline Forecast | Avg. Replacement Usage | 553.1656 | 545.2829 | 540.1707 | 540.2694 | 540.3391 | 540.4137 | 540.4147 | 540.4421 | 540.4983 | 540.5506 | 539.9831 | 540.0817 | 540.1071 | 540.0955 | 540.0815 | 540.0697 | 540.0536 | 540.0936 | 540.114 | 540.1181 | 540.0788 | 540.0098 | 0 | 0 | 0 | 0 | 0 | 0 | 0 | 0
F7_Residential_CZ2 - Single Family_Existing_Space Heating_Natural Gas_Boiler - Direct Fuel_Baseline Forecast | F7 | Residential | CZ2 - Single Family | Existing | Space Heating | Natural Gas | Boiler - Direct Fuel | Baseline Forecast | Avg. Replacement Demand (S) | 0 | 0 | 0 | 0 | 0 | 0 | 0 | 0 | 0 | 0 | 0 | 0 | 0 | 0 | 0 | 0 | 0 | 0 | 0 | 0 | 0 | 0 | 0 | 0 | 0 | 0 | 0 | 0 | 0 | 0
F8_Residential_CZ2 - Single Family_Existing_Space Heating_Natural Gas_Boiler - Direct Fuel_Baseline Forecast | F8 | Residential | CZ2 - Single Family | Existing | Space Heating | Natural Gas | Boiler - Direct Fuel | Baseline Forecast | Avg. Replacement Demand (W) | 0 | 0 | 0 | 0 | 0 | 0 | 0 | 0 | 0 | 0 | 0 | 0 | 0 | 0 | 0 | 0 | 0 | 0 | 0 | 0 | 0 | 0 | 0 | 0 | 0 | 0 | 0 | 0 | 0 | 0
F1_Residential_CZ2 - Single Family_Existing_Secondary Heating_Natural Gas_Fireplace_Baseline Forecast | F1 | Residential | CZ2 - Single Family | Existing | Secondary Heating | Natural Gas | Fireplace | Baseline Forecast | Units | 11712.9835 | 11694.2428 | 11675.532 | 11656.8511 | 11638.2002 | 11619.579 | 11600.9877 | 11582.4261 | 11563.8943 | 11545.392 | 11526.9194 | 11508.4763 | 11490.0628 | 11471.6787 | 11453.324 | 11434.9987 | 11416.7027 | 11398.4359 | 11380.1984 | 11361.9901 | 11343.8109 | 11325.6608 | 0 | 0 | 0 | 0 | 0 | 0 | 0 | 0
F2_Residential_CZ2 - Single Family_Existing_Secondary Heating_Natural Gas_Fireplace_Baseline Forecast | F2 | Residential | CZ2 - Single Family | Existing | Secondary Heating | Natural Gas | Fireplace | Baseline Forecast | Usage (MMtherm) | 1.5095 | 1.5071 | 1.5047 | 1.5023 | 1.4999 | 1.4975 | 1.4951 | 1.4927 | 1.4903 | 1.4879 | 1.4856 | 1.4832 | 1.4808 | 1.4784 | 1.4761 | 1.4737 | 1.4713 | 1.469 | 1.4666 | 1.4643 | 1.462 | 1.4596 | 0 | 0 | 0 | 0 | 0 | 0 | 0 | 0
F3_Residential_CZ2 - Single Family_Existing_Secondary Heating_Natural Gas_Fireplace_Baseline Forecast | F3 | Residential | CZ2 - Single Family | Existing | Secondary Heating | Natural Gas | Fireplace | Baseline Forecast | Peak Demand (S) | 0 | 0 | 0 | 0 | 0 | 0 | 0 | 0 | 0 | 0 | 0 | 0 | 0 | 0 | 0 | 0 | 0 | 0 | 0 | 0 | 0 | 0 | 0 | 0 | 0 | 0 | 0 | 0 | 0 | 0
F4_Residential_CZ2 - Single Family_Existing_Secondary Heating_Natural Gas_Fireplace_Baseline Forecast | F4 | Residential | CZ2 - Single Family | Existing | Secondary Heating | Natural Gas | Fireplace | Baseline Forecast | Peak Demand (W) | 0 | 0 | 0 | 0 | 0 | 0 | 0 | 0 | 0 | 0 | 0 | 0 | 0 | 0 | 0 | 0 | 0 | 0 | 0 | 0 | 0 | 0 | 0 | 0 | 0 | 0 | 0 | 0 | 0 | 0
F5_Residential_CZ2 - Single Family_Existing_Secondary Heating_Natural Gas_Fireplace_Baseline Forecast | F5 | Residential | CZ2 - Single Family | Existing | Secondary Heating | Natural Gas | Fireplace | Baseline Forecast | Turnover | 0 | 489.832 | 474.9154 | 461.328 | 448.9472 | 437.6615 | 420.2175 | 404.348 | 389.9075 | 376.7641 | 364.7981 | 380.9243 | 395.4812 | 408.6141 | 430.9706 | 451.1661 | 469.4002 | 469.4485 | 468.1706 | 465.8067 | 462.5641 | 458.621 | 0 | 0 | 0 | 0 | 0 | 0 | 0 | 0
F6_Residential_CZ2 - Single Family_Existing_Secondary Heating_Natural Gas_Fireplace_Baseline Forecast | F6 | Residential | CZ2 - Single Family | Existing | Secondary Heating | Natural Gas | Fireplace | Baseline Forecast | Avg. Replacement Usage | 128.8766 | 128.8766 | 128.8766 | 128.8766 | 128.8766 | 128.8766 | 128.8766 | 128.8766 | 128.8766 | 128.8766 | 128.8766 | 128.8766 | 128.8766 | 128.8766 | 128.8766 | 128.8766 | 128.8766 | 128.8766 | 128.8766 | 128.8766 | 128.8766 | 128.8766 | 0 | 0 | 0 | 0 | 0 | 0 | 0 | 0
F7_Residential_CZ2 - Single Family_Existing_Secondary Heating_Natural Gas_Fireplace_Baseline Forecast | F7 | Residential | CZ2 - Single Family | Existing | Secondary Heating | Natural Gas | Fireplace | Baseline Forecast | Avg. Replacement Demand (S) | 0 | 0 | 0 | 0 | 0 | 0 | 0 | 0 | 0 | 0 | 0 | 0 | 0 | 0 | 0 | 0 | 0 | 0 | 0 | 0 | 0 | 0 | 0 | 0 | 0 | 0 | 0 | 0 | 0 | 0
F8_Residential_CZ2 - Single Family_Existing_Secondary Heating_Natural Gas_Fireplace_Baseline Forecast | F8 | Residential | CZ2 - Single Family | Existing | Secondary Heating | Natural Gas | Fireplace | Baseline Forecast | Avg. Replacement Demand (W) | 0 | 0 | 0 | 0 | 0 | 0 | 0 | 0 | 0 | 0 | 0 | 0 | 0 | 0 | 0 | 0 | 0 | 0 | 0 | 0 | 0 | 0 | 0 | 0 | 0 | 0 | 0 | 0 | 0 | 0
F1_Residential_CZ2 - Single Family_Existing_Water Heating_Natural Gas_Water Heater <= 55 gal._Baseline Forecast | F1 | Residential | CZ2 - Single Family | Existing | Water Heating | Natural Gas | Water Heater <= 55 gal. | Baseline Forecast | Units | 24381.7936 | 24342.7828 | 24303.8343 | 24264.9482 | 24226.1243 | 24187.3625 | 24148.6627 | 24110.0248 | 24071.4488 | 24032.9345 | 23994.4818 | 23956.0906 | 23917.7608 | 23879.4924 | 23841.2852 | 23803.1392 | 23765.0542 | 23727.0301 | 23689.0668 | 23651.1643 | 23613.3225 | 23575.5411 | 0 | 0 | 0 | 0 | 0 | 0 | 0 | 0
F2_Residential_CZ2 - Single Family_Existing_Water Heating_Natural Gas_Water Heater <= 55 gal._Baseline Forecast | F2 | Residential | CZ2 - Single Family | Existing | Water Heating | Natural Gas | Water Heater <= 55 gal. | Baseline Forecast | Usage (MMtherm) | 4.3765 | 4.2706 | 4.1699 | 4.0745 | 3.9849 | 3.9013 | 3.8237 | 3.7528 | 3.6886 | 3.6311 | 3.5799 | 3.5353 | 3.4964 | 3.4622 | 3.4322 | 3.4057 | 3.3822 | 3.3613 | 3.3425 | 3.3257 | 3.3104 | 3.2965 | 0 | 0 | 0 | 0 | 0 | 0 | 0 | 0
F3_Residential_CZ2 - Single Family_Existing_Water Heating_Natural Gas_Water Heater <= 55 gal._Baseline Forecast | F3 | Residential | CZ2 - Single Family | Existing | Water Heating | Natural Gas | Water Heater <= 55 gal. | Baseline Forecast | Peak Demand (S) | 0 | 0 | 0 | 0 | 0 | 0 | 0 | 0 | 0 | 0 | 0 | 0 | 0 | 0 | 0 | 0 | 0 | 0 | 0 | 0 | 0 | 0 | 0 | 0 | 0 | 0 | 0 | 0 | 0 | 0
F4_Residential_CZ2 - Single Family_Existing_Water Heating_Natural Gas_Water Heater <= 55 gal._Baseline Forecast | F4 | Residential | CZ2 - Single Family | Existing | Water Heating | Natural Gas | Water Heater <= 55 gal. | Baseline Forecast | Peak Demand (W) | 0 | 0 | 0 | 0 | 0 | 0 | 0 | 0 | 0 | 0 | 0 | 0 | 0 | 0 | 0 | 0 | 0 | 0 | 0 | 0 | 0 | 0 | 0 | 0 | 0 | 0 | 0 | 0 | 0 | 0
F5_Residential_CZ2 - Single Family_Existing_Water Heating_Natural Gas_Water Heater <= 55 gal._Baseline Forecast | F5 | Residential | CZ2 - Single Family | Existing | Water Heating | Natural Gas | Water Heater <= 55 gal. | Baseline Forecast | Turnover | 0 | 1377.068 | 1399.3664 | 1418.0953 | 1433.7701 | 1446.8318 | 1457.6579 | 1444.3503 | 1432.6469 | 1422.317 | 1413.1628 | 1405.0154 | 1395.6612 | 1390.7861 | 1389.2429 | 1390.1225 | 1392.7086 | 1396.4413 | 1397.7677 | 1787.0794 | 1735.908 | 1689.8316 | 0 | 0 | 0 | 0 | 0 | 0 | 0 | 0
F6_Residential_CZ2 - Single Family_Existing_Water Heating_Natural Gas_Water Heater <= 55 gal._Baseline Forecast | F6 | Residential | CZ2 - Single Family | Existing | Water Heating | Natural Gas | Water Heater <= 55 gal. | Baseline Forecast | Avg. Replacement Usage | 137.8548 | 137.8711 | 137.9108 | 137.9405 | 137.9612 | 137.9833 | 137.9578 | 137.9434 | 137.9391 | 137.9306 | 137.7436 | 137.7403 | 137.7146 | 137.706 | 137.6989 | 137.6938 | 137.6891 | 137.6842 | 137.6798 | 137.6774 | 137.6744 | 137.6692 | 0 | 0 | 0 | 0 | 0 | 0 | 0 | 0
F7_Residential_CZ2 - Single Family_Existing_Water Heating_Natural Gas_Water Heater <= 55 gal._Baseline Forecast | F7 | Residential | CZ2 - Single Family | Existing | Water Heating | Natural Gas | Water Heater <= 55 gal. | Baseline Forecast | Avg. Replacement Demand (S) | 0 | 0 | 0 | 0 | 0 | 0 | 0 | 0 | 0 | 0 | 0 | 0 | 0 | 0 | 0 | 0 | 0 | 0 | 0 | 0 | 0 | 0 | 0 | 0 | 0 | 0 | 0 | 0 | 0 | 0
F8_Residential_CZ2 - Single Family_Existing_Water Heating_Natural Gas_Water Heater <= 55 gal._Baseline Forecast | F8 | Residential | CZ2 - Single Family | Existing | Water Heating | Natural Gas | Water Heater <= 55 gal. | Baseline Forecast | Avg. Replacement Demand (W) | 0 | 0 | 0 | 0 | 0 | 0 | 0 | 0 | 0 | 0 | 0 | 0 | 0 | 0 | 0 | 0 | 0 | 0 | 0 | 0 | 0 | 0 | 0 | 0 | 0 | 0 | 0 | 0 | 0 | 0
F1_Residential_CZ2 - Single Family_Existing_Water Heating_Natural Gas_Water Heater > 55 gal._Baseline Forecast | F1 | Residential | CZ2 - Single Family | Existing | Water Heating | Natural Gas | Water Heater > 55 gal. | Baseline Forecast | Units | 3524.1322 | 3518.4936 | 3512.864 | 3507.2434 | 3501.6318 | 3496.0292 | 3490.4356 | 3484.8509 | 3479.2751 | 3473.7083 | 3468.1504 | 3462.6013 | 3457.0611 | 3451.5299 | 3446.0074 | 3440.4938 | 3434.989 | 3429.493 | 3424.0058 | 3418.5274 | 3413.0578 | 3407.5969 | 0 | 0 | 0 | 0 | 0 | 0 | 0 | 0
F2_Residential_CZ2 - Single Family_Existing_Water Heating_Natural Gas_Water Heater > 55 gal._Baseline Forecast | F2 | Residential | CZ2 - Single Family | Existing | Water Heating | Natural Gas | Water Heater > 55 gal. | Baseline Forecast | Usage (MMtherm) | 0.65156 | 0.64169 | 0.65932 | 0.70041 | 0.7612 | 0.83876 | 0.92802 | 1.0275 | 1.1356 | 1.2502 | 1.3584 | 1.4725 | 1.587 | 1.697 | 1.7986 | 1.8897 | 1.9692 | 2.037 | 2.093 | 2.1316 | 2.1562 | 2.1712 | 0 | 0 | 0 | 0 | 0 | 0 | 0 | 0
F3_Residential_CZ2 - Single Family_Existing_Water Heating_Natural Gas_Water Heater > 55 gal._Baseline Forecast | F3 | Residential | CZ2 - Single Family | Existing | Water Heating | Natural Gas | Water Heater > 55 gal. | Baseline Forecast | Peak Demand (S) | 0 | 0 | 0 | 0 | 0 | 0 | 0 | 0 | 0 | 0 | 0 | 0 | 0 | 0 | 0 | 0 | 0 | 0 | 0 | 0 | 0 | 0 | 0 | 0 | 0 | 0 | 0 | 0 | 0 | 0
F4_Residential_CZ2 - Single Family_Existing_Water Heating_Natural Gas_Water Heater > 55 gal._Baseline Forecast | F4 | Residential | CZ2 - Single Family | Existing | Water Heating | Natural Gas | Water Heater > 55 gal. | Baseline Forecast | Peak Demand (W) | 0 | 0 | 0 | 0 | 0 | 0 | 0 | 0 | 0 | 0 | 0 | 0 | 0 | 0 | 0 | 0 | 0 | 0 | 0 | 0 | 0 | 0 | 0 | 0 | 0 | 0 | 0 | 0 | 0 | 0
F5_Residential_CZ2 - Single Family_Existing_Water Heating_Natural Gas_Water Heater > 55 gal._Baseline Forecast | F5 | Residential | CZ2 - Single Family | Existing | Water Heating | Natural Gas | Water Heater > 55 gal. | Baseline Forecast | Turnover | 0 | 199.0407 | 365.4974 | 503.6928 | 617.852 | 711.906 | 788.8981 | 850.9233 | 900.5782 | 939.8319 | 971.0773 | 1008.1792 | 1013.7524 | 1001.8448 | 979.7199 | 953.2565 | 926.3164 | 901.0852 | 879.9688 | 871.9893 | 873.9831 | 881.5797 | 0 | 0 | 0 | 0 | 0 | 0 | 0 | 0
F6_Residential_CZ2 - Single Family_Existing_Water Heating_Natural Gas_Water Heater > 55 gal._Baseline Forecast | F6 | Residential | CZ2 - Single Family | Existing | Water Heating | Natural Gas | Water Heater > 55 gal. | Baseline Forecast | Avg. Replacement Usage | 158.533 | 159.6297 | 162.3061 | 164.3065 | 165.6959 | 167.1863 | 165.4705 | 164.5057 | 164.2106 | 163.6364 | 151.0474 | 150.8284 | 149.0923 | 148.5177 | 148.037 | 147.7012 | 147.3833 | 147.0503 | 146.7517 | 146.5895 | 146.394 | 146.0382 | 0 | 0 | 0 | 0 | 0 | 0 | 0 | 0
F7_Residential_CZ2 - Single Family_Existing_Water Heating_Natural Gas_Water Heater > 55 gal._Baseline Forecast | F7 | Residential | CZ2 - Single Family | Existing | Water Heating | Natural Gas | Water Heater > 55 gal. | Baseline Forecast | Avg. Replacement Demand (S) | 0 | 0 | 0 | 0 | 0 | 0 | 0 | 0 | 0 | 0 | 0 | 0 | 0 | 0 | 0 | 0 | 0 | 0 | 0 | 0 | 0 | 0 | 0 | 0 | 0 | 0 | 0 | 0 | 0 | 0
F8_Residential_CZ2 - Single Family_Existing_Water Heating_Natural Gas_Water Heater > 55 gal._Baseline Forecast | F8 | Residential | CZ2 - Single Family | Existing | Water Heating | Natural Gas | Water Heater > 55 gal. | Baseline Forecast | Avg. Replacement Demand (W) | 0 | 0 | 0 | 0 | 0 | 0 | 0 | 0 | 0 | 0 | 0 | 0 | 0 | 0 | 0 | 0 | 0 | 0 | 0 | 0 | 0 | 0 | 0 | 0 | 0 | 0 | 0 | 0 | 0 | 0
F1_Residential_CZ2 - Single Family_Existing_Appliances_Natural Gas_Clothes Dryer_Baseline Forecast | F1 | Residential | CZ2 - Single Family | Existing | Appliances | Natural Gas | Clothes Dryer | Baseline Forecast | Units | 3455.1371 | 3449.6089 | 3444.0895 | 3438.579 | 3433.0773 | 3427.5844 | 3422.1002 | 3416.6249 | 3411.1583 | 3405.7004 | 3400.2513 | 3394.8109 | 3389.3792 | 3383.9562 | 3378.5419 | 3373.1362 | 3367.7392 | 3362.3508 | 3356.971 | 3351.5999 | 3346.2373 | 3340.8833 | 0 | 0 | 0 | 0 | 0 | 0 | 0 | 0
F2_Residential_CZ2 - Single Family_Existing_Appliances_Natural Gas_Clothes Dryer_Baseline Forecast | F2 | Residential | CZ2 - Single Family | Existing | Appliances | Natural Gas | Clothes Dryer | Baseline Forecast | Usage (MMtherm) | 0.096979 | 0.095817 | 0.094657 | 0.093508 | 0.092377 | 0.091273 | 0.090201 | 0.089188 | 0.088232 | 0.087333 | 0.086487 | 0.085697 | 0.08496 | 0.08427 | 0.083624 | 0.083019 | 0.082451 | 0.081918 | 0.081416 | 0.080944 | 0.080499 | 0.08008 | 0 | 0 | 0 | 0 | 0 | 0 | 0 | 0
F3_Residential_CZ2 - Single Family_Existing_Appliances_Natural Gas_Clothes Dryer_Baseline Forecast | F3 | Residential | CZ2 - Single Family | Existing | Appliances | Natural Gas | Clothes Dryer | Baseline Forecast | Peak Demand (S) | 0 | 0 | 0 | 0 | 0 | 0 | 0 | 0 | 0 | 0 | 0 | 0 | 0 | 0 | 0 | 0 | 0 | 0 | 0 | 0 | 0 | 0 | 0 | 0 | 0 | 0 | 0 | 0 | 0 | 0
F4_Residential_CZ2 - Single Family_Existing_Appliances_Natural Gas_Clothes Dryer_Baseline Forecast | F4 | Residential | CZ2 - Single Family | Existing | Appliances | Natural Gas | Clothes Dryer | Baseline Forecast | Peak Demand (W) | 0 | 0 | 0 | 0 | 0 | 0 | 0 | 0 | 0 | 0 | 0 | 0 | 0 | 0 | 0 | 0 | 0 | 0 | 0 | 0 | 0 | 0 | 0 | 0 | 0 | 0 | 0 | 0 | 0 | 0
F5_Residential_CZ2 - Single Family_Existing_Appliances_Natural Gas_Clothes Dryer_Baseline Forecast | F5 | Residential | CZ2 - Single Family | Existing | Appliances | Natural Gas | Clothes Dryer | Baseline Forecast | Turnover | 0 | 123.5396 | 133.0559 | 141.7954 | 149.819 | 157.183 | 163.9391 | 160.1293 | 156.6039 | 153.3403 | 150.3182 | 147.5186 | 145.2903 | 143.9559 | 143.3867 | 143.4685 | 144.1004 | 145.1935 | 145.9129 | 146.3094 | 146.4282 | 146.3093 | 0 | 0 | 0 | 0 | 0 | 0 | 0 | 0
F6_Residential_CZ2 - Single Family_Existing_Appliances_Natural Gas_Clothes Dryer_Baseline Forecast | F6 | Residential | CZ2 - Single Family | Existing | Appliances | Natural Gas | Clothes Dryer | Baseline Forecast | Avg. Replacement Usage | 22.9554 | 22.9561 | 22.9565 | 22.9569 | 22.9571 | 22.9573 | 22.957 | 22.9569 | 22.9568 | 22.9567 | 22.9326 | 22.9347 | 22.9303 | 22.9289 | 22.9277 | 22.9269 | 22.9261 | 22.9253 | 22.9246 | 22.9242 | 22.9237 | 22.9229 | 0 | 0 | 0 | 0 | 0 | 0 | 0 | 0
F7_Residential_CZ2 - Single Family_Existing_Appliances_Natural Gas_Clothes Dryer_Baseline Forecast | F7 | Residential | CZ2 - Single Family | Existing | Appliances | Natural Gas | Clothes Dryer | Baseline Forecast | Avg. Replacement Demand (S) | 0 | 0 | 0 | 0 | 0 | 0 | 0 | 0 | 0 | 0 | 0 | 0 | 0 | 0 | 0 | 0 | 0 | 0 | 0 | 0 | 0 | 0 | 0 | 0 | 0 | 0 | 0 | 0 | 0 | 0
F8_Residential_CZ2 - Single Family_Existing_Appliances_Natural Gas_Clothes Dryer_Baseline Forecast | F8 | Residential | CZ2 - Single Family | Existing | Appliances | Natural Gas | Clothes Dryer | Baseline Forecast | Avg. Replacement Demand (W) | 0 | 0 | 0 | 0 | 0 | 0 | 0 | 0 | 0 | 0 | 0 | 0 | 0 | 0 | 0 | 0 | 0 | 0 | 0 | 0 | 0 | 0 | 0 | 0 | 0 | 0 | 0 | 0 | 0 | 0
F1_Residential_CZ2 - Single Family_Existing_Appliances_Natural Gas_Stove/Oven_Baseline Forecast | F1 | Residential | CZ2 - Single Family | Existing | Appliances | Natural Gas | Stove/Oven | Baseline Forecast | Units | 11510.5475 | 11492.1306 | 11473.7432 | 11455.3852 | 11437.0566 | 11418.7573 | 11400.4873 | 11382.2465 | 11364.0349 | 11345.8525 | 11327.6991 | 11309.5748 | 11291.4795 | 11273.4131 | 11255.3756 | 11237.367 | 11219.3873 | 11201.4362 | 11183.5139 | 11165.6203 | 11147.7553 | 11129.9189 | 0 | 0 | 0 | 0 | 0 | 0 | 0 | 0
F2_Residential_CZ2 - Single Family_Existing_Appliances_Natural Gas_Stove/Oven_Baseline Forecast | F2 | Residential | CZ2 - Single Family | Existing | Appliances | Natural Gas | Stove/Oven | Baseline Forecast | Usage (MMtherm) | 0.62671 | 0.61978 | 0.61344 | 0.60765 | 0.60235 | 0.59753 | 0.59313 | 0.58914 | 0.58552 | 0.58227 | 0.57928 | 0.57657 | 0.5741 | 0.57184 | 0.56976 | 0.56782 | 0.56602 | 0.56434 | 0.56271 | 0.56117 | 0.55973 | 0.55835 | 0 | 0 | 0 | 0 | 0 | 0 | 0 | 0
F3_Residential_CZ2 - Single Family_Existing_Appliances_Natural Gas_Stove/Oven_Baseline Forecast | F3 | Residential | CZ2 - Single Family | Existing | Appliances | Natural Gas | Stove/Oven | Baseline Forecast | Peak Demand (S) | 0 | 0 | 0 | 0 | 0 | 0 | 0 | 0 | 0 | 0 | 0 | 0 | 0 | 0 | 0 | 0 | 0 | 0 | 0 | 0 | 0 | 0 | 0 | 0 | 0 | 0 | 0 | 0 | 0 | 0
F4_Residential_CZ2 - Single Family_Existing_Appliances_Natural Gas_Stove/Oven_Baseline Forecast | F4 | Residential | CZ2 - Single Family | Existing | Appliances | Natural Gas | Stove/Oven | Baseline Forecast | Peak Demand (W) | 0 | 0 | 0 | 0 | 0 | 0 | 0 | 0 | 0 | 0 | 0 | 0 | 0 | 0 | 0 | 0 | 0 | 0 | 0 | 0 | 0 | 0 | 0 | 0 | 0 | 0 | 0 | 0 | 0 | 0
F5_Residential_CZ2 - Single Family_Existing_Appliances_Natural Gas_Stove/Oven_Baseline Forecast | F5 | Residential | CZ2 - Single Family | Existing | Appliances | Natural Gas | Stove/Oven | Baseline Forecast | Turnover | 0 | 842.2453 | 810.9807 | 784.081 | 760.917 | 738.6787 | 719.5079 | 702.9622 | 688.6633 | 676.2874 | 665.5574 | 687.9744 | 702.7629 | 711.6366 | 715.9739 | 716.5593 | 714.365 | 710.1611 | 943.3575 | 893.8937 | 851.2789 | 819.0089 | 0 | 0 | 0 | 0 | 0 | 0 | 0 | 0
F6_Residential_CZ2 - Single Family_Existing_Appliances_Natural Gas_Stove/Oven_Baseline Forecast | F6 | Residential | CZ2 - Single Family | Existing | Appliances | Natural Gas | Stove/Oven | Baseline Forecast | Avg. Replacement Usage | 50.0841 | 50.0876 | 50.0918 | 50.0949 | 50.097 | 50.0993 | 50.0965 | 50.0949 | 50.0944 | 50.0934 | 49.9813 | 49.9776 | 49.9573 | 49.9507 | 49.9452 | 49.9414 | 49.9378 | 49.934 | 49.9307 | 49.9289 | 49.9267 | 49.9228 | 0 | 0 | 0 | 0 | 0 | 0 | 0 | 0
F7_Residential_CZ2 - Single Family_Existing_Appliances_Natural Gas_Stove/Oven_Baseline Forecast | F7 | Residential | CZ2 - Single Family | Existing | Appliances | Natural Gas | Stove/Oven | Baseline Forecast | Avg. Replacement Demand (S) | 0 | 0 | 0 | 0 | 0 | 0 | 0 | 0 | 0 | 0 | 0 | 0 | 0 | 0 | 0 | 0 | 0 | 0 | 0 | 0 | 0 | 0 | 0 | 0 | 0 | 0 | 0 | 0 | 0 | 0
F8_Residential_CZ2 - Single Family_Existing_Appliances_Natural Gas_Stove/Oven_Baseline Forecast | F8 | Residential | CZ2 - Single Family | Existing | Appliances | Natural Gas | Stove/Oven | Baseline Forecast | Avg. Replacement Demand (W) | 0 | 0 | 0 | 0 | 0 | 0 | 0 | 0 | 0 | 0 | 0 | 0 | 0 | 0 | 0 | 0 | 0 | 0 | 0 | 0 | 0 | 0 | 0 | 0 | 0 | 0 | 0 | 0 | 0 | 0
F1_Residential_CZ2 - Single Family_Existing_Miscellaneous_Natural Gas_Pool Heater_Baseline Forecast | F1 | Residential | CZ2 - Single Family | Existing | Miscellaneous | Natural Gas | Pool Heater | Baseline Forecast | Units | 307.0852 | 306.5938 | 306.1033 | 305.6135 | 305.1245 | 304.6363 | 304.1489 | 303.6623 | 303.1764 | 302.6913 | 302.207 | 301.7235 | 301.2408 | 300.7588 | 300.2776 | 299.7971 | 299.3174 | 298.8385 | 298.3604 | 297.883 | 297.4064 | 296.9305 | 0 | 0 | 0 | 0 | 0 | 0 | 0 | 0
F2_Residential_CZ2 - Single Family_Existing_Miscellaneous_Natural Gas_Pool Heater_Baseline Forecast | F2 | Residential | CZ2 - Single Family | Existing | Miscellaneous | Natural Gas | Pool Heater | Baseline Forecast | Usage (MMtherm) | 0.040115 | 0.040046 | 0.039978 | 0.039911 | 0.039844 | 0.039777 | 0.039711 | 0.039645 | 0.039579 | 0.039514 | 0.039449 | 0.039384 | 0.03932 | 0.039255 | 0.039191 | 0.039127 | 0.039064 | 0.039 | 0.038937 | 0.038874 | 0.038811 | 0.038748 | 0 | 0 | 0 | 0 | 0 | 0 | 0 | 0
F3_Residential_CZ2 - Single Family_Existing_Miscellaneous_Natural Gas_Pool Heater_Baseline Forecast | F3 | Residential | CZ2 - Single Family | Existing | Miscellaneous | Natural Gas | Pool Heater | Baseline Forecast | Peak Demand (S) | 0 | 0 | 0 | 0 | 0 | 0 | 0 | 0 | 0 | 0 | 0 | 0 | 0 | 0 | 0 | 0 | 0 | 0 | 0 | 0 | 0 | 0 | 0 | 0 | 0 | 0 | 0 | 0 | 0 | 0
F4_Residential_CZ2 - Single Family_Existing_Miscellaneous_Natural Gas_Pool Heater_Baseline Forecast | F4 | Residential | CZ2 - Single Family | Existing | Miscellaneous | Natural Gas | Pool Heater | Baseline Forecast | Peak Demand (W) | 0 | 0 | 0 | 0 | 0 | 0 | 0 | 0 | 0 | 0 | 0 | 0 | 0 | 0 | 0 | 0 | 0 | 0 | 0 | 0 | 0 | 0 | 0 | 0 | 0 | 0 | 0 | 0 | 0 | 0
F5_Residential_CZ2 - Single Family_Existing_Miscellaneous_Natural Gas_Pool Heater_Baseline Forecast | F5 | Residential | CZ2 - Single Family | Existing | Miscellaneous | Natural Gas | Pool Heater | Baseline Forecast | Turnover | 0 | 24.6745 | 23.034 | 21.544 | 20.1906 | 18.9611 | 17.8442 | 18.4178 | 18.7906 | 18.9949 | 19.0584 | 19.0053 | 18.8566 | 18.7733 | 18.7312 | 18.7114 | 18.6992 | 18.6833 | 26.3064 | 25.0706 | 23.9909 | 23.0509 | 0 | 0 | 0 | 0 | 0 | 0 | 0 | 0
F6_Residential_CZ2 - Single Family_Existing_Miscellaneous_Natural Gas_Pool Heater_Baseline Forecast | F6 | Residential | CZ2 - Single Family | Existing | Miscellaneous | Natural Gas | Pool Heater | Baseline Forecast | Avg. Replacement Usage | 130.4755 | 130.4755 | 130.4755 | 130.4755 | 130.4755 | 130.4755 | 130.4755 | 130.4755 | 130.4755 | 130.4755 | 130.4755 | 130.4755 | 130.4755 | 130.4755 | 130.4755 | 130.4755 | 130.4755 | 130.4755 | 130.4755 | 130.4755 | 130.4755 | 130.4755 | 0 | 0 | 0 | 0 | 0 | 0 | 0 | 0
F7_Residential_CZ2 - Single Family_Existing_Miscellaneous_Natural Gas_Pool Heater_Baseline Forecast | F7 | Residential | CZ2 - Single Family | Existing | Miscellaneous | Natural Gas | Pool Heater | Baseline Forecast | Avg. Replacement Demand (S) | 0 | 0 | 0 | 0 | 0 | 0 | 0 | 0 | 0 | 0 | 0 | 0 | 0 | 0 | 0 | 0 | 0 | 0 | 0 | 0 | 0 | 0 | 0 | 0 | 0 | 0 | 0 | 0 | 0 | 0
F8_Residential_CZ2 - Single Family_Existing_Miscellaneous_Natural Gas_Pool Heater_Baseline Forecast | F8 | Residential | CZ2 - Single Family | Existing | Miscellaneous | Natural Gas | Pool Heater | Baseline Forecast | Avg. Replacement Demand (W) | 0 | 0 | 0 | 0 | 0 | 0 | 0 | 0 | 0 | 0 | 0 | 0 | 0 | 0 | 0 | 0 | 0 | 0 | 0 | 0 | 0 | 0 | 0 | 0 | 0 | 0 | 0 | 0 | 0 | 0
F1_Residential_CZ2 - Single Family_Existing_Miscellaneous_Natural Gas_Miscellaneous_Baseline Forecast | F1 | Residential | CZ2 - Single Family | Existing | Miscellaneous | Natural Gas | Miscellaneous | Baseline Forecast | Units | 37442.9472 | 37383.0385 | 37323.2256 | 37263.5085 | 37203.8869 | 37144.3607 | 37084.9297 | 37025.5938 | 36966.3528 | 36907.2067 | 36848.1551 | 36789.1981 | 36730.3354 | 36671.5668 | 36612.8923 | 36554.3117 | 36495.8248 | 36437.4315 | 36379.1316 | 36320.925 | 36262.8115 | 36204.791 | 0 | 0 | 0 | 0 | 0 | 0 | 0 | 0
F2_Residential_CZ2 - Single Family_Existing_Miscellaneous_Natural Gas_Miscellaneous_Baseline Forecast | F2 | Residential | CZ2 - Single Family | Existing | Miscellaneous | Natural Gas | Miscellaneous | Baseline Forecast | Usage (MMtherm) | 0.099619 | 0.099459 | 0.0993 | 0.099141 | 0.098983 | 0.098824 | 0.098666 | 0.098508 | 0.098351 | 0.098193 | 0.098036 | 0.097879 | 0.097723 | 0.097566 | 0.09741 | 0.097254 | 0.097099 | 0.096943 | 0.096788 | 0.096634 | 0.096479 | 0.096325 | 0 | 0 | 0 | 0 | 0 | 0 | 0 | 0
F3_Residential_CZ2 - Single Family_Existing_Miscellaneous_Natural Gas_Miscellaneous_Baseline Forecast | F3 | Residential | CZ2 - Single Family | Existing | Miscellaneous | Natural Gas | Miscellaneous | Baseline Forecast | Peak Demand (S) | 0 | 0 | 0 | 0 | 0 | 0 | 0 | 0 | 0 | 0 | 0 | 0 | 0 | 0 | 0 | 0 | 0 | 0 | 0 | 0 | 0 | 0 | 0 | 0 | 0 | 0 | 0 | 0 | 0 | 0
F4_Residential_CZ2 - Single Family_Existing_Miscellaneous_Natural Gas_Miscellaneous_Baseline Forecast | F4 | Residential | CZ2 - Single Family | Existing | Miscellaneous | Natural Gas | Miscellaneous | Baseline Forecast | Peak Demand (W) | 0 | 0 | 0 | 0 | 0 | 0 | 0 | 0 | 0 | 0 | 0 | 0 | 0 | 0 | 0 | 0 | 0 | 0 | 0 | 0 | 0 | 0 | 0 | 0 | 0 | 0 | 0 | 0 | 0 | 0
F5_Residential_CZ2 - Single Family_Existing_Miscellaneous_Natural Gas_Miscellaneous_Baseline Forecast | F5 | Residential | CZ2 - Single Family | Existing | Miscellaneous | Natural Gas | Miscellaneous | Baseline Forecast | Turnover | 0 | 0 | 1244.1075 | 2277.2144 | 3134.7719 | 3846.2756 | 4436.2656 | 3690.973 | 3276.2582 | 3101.7535 | 3098.1253 | 3212.5567 | 3405.1551 | 3442.3692 | 3745.4727 | 3911.628 | 4001.6627 | 4055.8515 | 4099.7743 | 3777.1589 | 3648.9531 | 3635.2943 | 0 | 0 | 0 | 0 | 0 | 0 | 0 | 0
F6_Residential_CZ2 - Single Family_Existing_Miscellaneous_Natural Gas_Miscellaneous_Baseline Forecast | F6 | Residential | CZ2 - Single Family | Existing | Miscellaneous | Natural Gas | Miscellaneous | Baseline Forecast | Avg. Replacement Usage | 2.6605 | 2.6605 | 2.6605 | 2.6605 | 2.6605 | 2.6605 | 2.6605 | 2.6605 | 2.6605 | 2.6605 | 2.6605 | 2.6605 | 2.6605 | 2.6605 | 2.6605 | 2.6605 | 2.6605 | 2.6605 | 2.6605 | 2.6605 | 2.6605 | 2.6605 | 0 | 0 | 0 | 0 | 0 | 0 | 0 | 0
F7_Residential_CZ2 - Single Family_Existing_Miscellaneous_Natural Gas_Miscellaneous_Baseline Forecast | F7 | Residential | CZ2 - Single Family | Existing | Miscellaneous | Natural Gas | Miscellaneous | Baseline Forecast | Avg. Replacement Demand (S) | 0 | 0 | 0 | 0 | 0 | 0 | 0 | 0 | 0 | 0 | 0 | 0 | 0 | 0 | 0 | 0 | 0 | 0 | 0 | 0 | 0 | 0 | 0 | 0 | 0 | 0 | 0 | 0 | 0 | 0
F8_Residential_CZ2 - Single Family_Existing_Miscellaneous_Natural Gas_Miscellaneous_Baseline Forecast | F8 | Residential | CZ2 - Single Family | Existing | Miscellaneous | Natural Gas | Miscellaneous | Baseline Forecast | Avg. Replacement Demand (W) | 0 | 0 | 0 | 0 | 0 | 0 | 0 | 0 | 0 | 0 | 0 | 0 | 0 | 0 | 0 | 0 | 0 | 0 | 0 | 0 | 0 | 0 | 0 | 0 | 0 | 0 | 0 | 0 | 0 | 0
F1_Residential_CZ2 - Single Family_New_Space Heating_Natural Gas_Furnace - Direct Fuel_Baseline Forecast | F1 | Residential | CZ2 - Single Family | New | Space Heating | Natural Gas | Furnace - Direct Fuel | Baseline Forecast | Units | 0 | 263.7719 | 527.4631 | 961.837 | 1386.4846 | 1814.0064 | 2243.8396 | 2677.2628 | 3109.5904 | 3541.5524 | 3973.9756 | 4406.8126 | 4839.0041 | 5269.3558 | 5698.5173 | 6125.0443 | 6551.8965 | 6977.74 | 7402.6547 | 7827.5139 | 8251.931 | 8691.6663 | 0 | 0 | 0 | 0 | 0 | 0 | 0 | 0
F2_Residential_CZ2 - Single Family_New_Space Heating_Natural Gas_Furnace - Direct Fuel_Baseline Forecast | F2 | Residential | CZ2 - Single Family | New | Space Heating | Natural Gas | Furnace - Direct Fuel | Baseline Forecast | Usage (MMtherm) | 0 | 0.11442 | 0.2288 | 0.41721 | 0.60131 | 0.76448 | 0.92852 | 1.0939 | 1.2589 | 1.4238 | 1.5888 | 1.754 | 1.9182 | 2.0808 | 2.2418 | 2.4006 | 2.5598 | 2.7189 | 2.8777 | 3.0368 | 3.1958 | 3.3609 | 0 | 0 | 0 | 0 | 0 | 0 | 0 | 0
F3_Residential_CZ2 - Single Family_New_Space Heating_Natural Gas_Furnace - Direct Fuel_Baseline Forecast | F3 | Residential | CZ2 - Single Family | New | Space Heating | Natural Gas | Furnace - Direct Fuel | Baseline Forecast | Peak Demand (S) | 0 | 0 | 0 | 0 | 0 | 0 | 0 | 0 | 0 | 0 | 0 | 0 | 0 | 0 | 0 | 0 | 0 | 0 | 0 | 0 | 0 | 0 | 0 | 0 | 0 | 0 | 0 | 0 | 0 | 0
F4_Residential_CZ2 - Single Family_New_Space Heating_Natural Gas_Furnace - Direct Fuel_Baseline Forecast | F4 | Residential | CZ2 - Single Family | New | Space Heating | Natural Gas | Furnace - Direct Fuel | Baseline Forecast | Peak Demand (W) | 0 | 0 | 0 | 0 | 0 | 0 | 0 | 0 | 0 | 0 | 0 | 0 | 0 | 0 | 0 | 0 | 0 | 0 | 0 | 0 | 0 | 0 | 0 | 0 | 0 | 0 | 0 | 0 | 0 | 0
F5_Residential_CZ2 - Single Family_New_Space Heating_Natural Gas_Furnace - Direct Fuel_Baseline Forecast | F5 | Residential | CZ2 - Single Family | New | Space Heating | Natural Gas | Furnace - Direct Fuel | Baseline Forecast | Turnover | 0 | 263.7719 | 263.6911 | 434.3739 | 424.6476 | 427.5218 | 429.8333 | 433.4232 | 432.3276 | 431.962 | 432.4232 | 432.837 | 447.7075 | 460.4662 | 483.056 | 502.2306 | 523.2508 | 541.856 | 559.5984 | 577.0514 | 593.0663 | 623.9007 | 0 | 0 | 0 | 0 | 0 | 0 | 0 | 0
F6_Residential_CZ2 - Single Family_New_Space Heating_Natural Gas_Furnace - Direct Fuel_Baseline Forecast | F6 | Residential | CZ2 - Single Family | New | Space Heating | Natural Gas | Furnace - Direct Fuel | Baseline Forecast | Avg. Replacement Usage | 433.7679 | 433.7964 | 433.7668 | 433.7485 | 433.5251 | 381.6581 | 381.6571 | 381.6561 | 381.6549 | 381.6535 | 381.6486 | 381.6466 | 381.644 | 381.6415 | 381.6388 | 381.6359 | 381.6329 | 381.6297 | 381.6263 | 381.6227 | 381.6189 | 381.6148 | 0 | 0 | 0 | 0 | 0 | 0 | 0 | 0
F7_Residential_CZ2 - Single Family_New_Space Heating_Natural Gas_Furnace - Direct Fuel_Baseline Forecast | F7 | Residential | CZ2 - Single Family | New | Space Heating | Natural Gas | Furnace - Direct Fuel | Baseline Forecast | Avg. Replacement Demand (S) | 0 | 0 | 0 | 0 | 0 | 0 | 0 | 0 | 0 | 0 | 0 | 0 | 0 | 0 | 0 | 0 | 0 | 0 | 0 | 0 | 0 | 0 | 0 | 0 | 0 | 0 | 0 | 0 | 0 | 0
F8_Residential_CZ2 - Single Family_New_Space Heating_Natural Gas_Furnace - Direct Fuel_Baseline Forecast | F8 | Residential | CZ2 - Single Family | New | Space Heating | Natural Gas | Furnace - Direct Fuel | Baseline Forecast | Avg. Replacement Demand (W) | 0 | 0 | 0 | 0 | 0 | 0 | 0 | 0 | 0 | 0 | 0 | 0 | 0 | 0 | 0 | 0 | 0 | 0 | 0 | 0 | 0 | 0 | 0 | 0 | 0 | 0 | 0 | 0 | 0 | 0
F1_Residential_CZ2 - Single Family_New_Space Heating_Natural Gas_Boiler - Direct Fuel_Baseline Forecast | F1 | Residential | CZ2 - Single Family | New | Space Heating | Natural Gas | Boiler - Direct Fuel | Baseline Forecast | Units | 0 | 0.061897 | 4.5326 | 11.8971 | 19.0967 | 26.345 | 33.6325 | 40.9809 | 48.3107 | 55.6343 | 62.9658 | 70.3042 | 77.6317 | 84.928 | 92.2041 | 99.4356 | 106.6726 | 113.8925 | 121.0966 | 128.2998 | 135.4955 | 142.9509 | 0 | 0 | 0 | 0 | 0 | 0 | 0 | 0
F2_Residential_CZ2 - Single Family_New_Space Heating_Natural Gas_Boiler - Direct Fuel_Baseline Forecast | F2 | Residential | CZ2 - Single Family | New | Space Heating | Natural Gas | Boiler - Direct Fuel | Baseline Forecast | Usage (MMtherm) | 0 | 2.4603e-05 | 0.0019213 | 0.0050458 | 0.0080996 | 0.011173 | 0.014264 | 0.01738 | 0.020487 | 0.023592 | 0.026699 | 0.029809 | 0.032913 | 0.036003 | 0.039084 | 0.042145 | 0.045206 | 0.048258 | 0.051301 | 0.054342 | 0.057379 | 0.060524 | 0 | 0 | 0 | 0 | 0 | 0 | 0 | 0
F3_Residential_CZ2 - Single Family_New_Space Heating_Natural Gas_Boiler - Direct Fuel_Baseline Forecast | F3 | Residential | CZ2 - Single Family | New | Space Heating | Natural Gas | Boiler - Direct Fuel | Baseline Forecast | Peak Demand (S) | 0 | 0 | 0 | 0 | 0 | 0 | 0 | 0 | 0 | 0 | 0 | 0 | 0 | 0 | 0 | 0 | 0 | 0 | 0 | 0 | 0 | 0 | 0 | 0 | 0 | 0 | 0 | 0 | 0 | 0
F4_Residential_CZ2 - Single Family_New_Space Heating_Natural Gas_Boiler - Direct Fuel_Baseline Forecast | F4 | Residential | CZ2 - Single Family | New | Space Heating | Natural Gas | Boiler - Direct Fuel | Baseline Forecast | Peak Demand (W) | 0 | 0 | 0 | 0 | 0 | 0 | 0 | 0 | 0 | 0 | 0 | 0 | 0 | 0 | 0 | 0 | 0 | 0 | 0 | 0 | 0 | 0 | 0 | 0 | 0 | 0 | 0 | 0 | 0 | 0
F5_Residential_CZ2 - Single Family_New_Space Heating_Natural Gas_Boiler - Direct Fuel_Baseline Forecast | F5 | Residential | CZ2 - Single Family | New | Space Heating | Natural Gas | Boiler - Direct Fuel | Baseline Forecast | Turnover | 0 | 0.061897 | 4.4707 | 7.3645 | 7.1996 | 7.2483 | 7.2875 | 7.3484 | 7.3298 | 7.3236 | 7.3314 | 7.3384 | 7.3304 | 7.512 | 7.8322 | 8.1039 | 8.4131 | 8.687 | 8.9513 | 9.2162 | 9.4616 | 9.9625 | 0 | 0 | 0 | 0 | 0 | 0 | 0 | 0
F6_Residential_CZ2 - Single Family_New_Space Heating_Natural Gas_Boiler - Direct Fuel_Baseline Forecast | F6 | Residential | CZ2 - Single Family | New | Space Heating | Natural Gas | Boiler - Direct Fuel | Baseline Forecast | Avg. Replacement Usage | 427.5571 | 5.5015 | 424.2617 | 424.26 | 424.1578 | 424.0584 | 424.0608 | 424.051 | 423.9322 | 423.9231 | 423.8313 | 423.7523 | 423.6613 | 423.5329 | 423.4419 | 423.3672 | 423.1933 | 422.8586 | 422.7541 | 422.6489 | 422.527 | 422.3375 | 0 | 0 | 0 | 0 | 0 | 0 | 0 | 0
F7_Residential_CZ2 - Single Family_New_Space Heating_Natural Gas_Boiler - Direct Fuel_Baseline Forecast | F7 | Residential | CZ2 - Single Family | New | Space Heating | Natural Gas | Boiler - Direct Fuel | Baseline Forecast | Avg. Replacement Demand (S) | 0 | 0 | 0 | 0 | 0 | 0 | 0 | 0 | 0 | 0 | 0 | 0 | 0 | 0 | 0 | 0 | 0 | 0 | 0 | 0 | 0 | 0 | 0 | 0 | 0 | 0 | 0 | 0 | 0 | 0
F8_Residential_CZ2 - Single Family_New_Space Heating_Natural Gas_Boiler - Direct Fuel_Baseline Forecast | F8 | Residential | CZ2 - Single Family | New | Space Heating | Natural Gas | Boiler - Direct Fuel | Baseline Forecast | Avg. Replacement Demand (W) | 0 | 0 | 0 | 0 | 0 | 0 | 0 | 0 | 0 | 0 | 0 | 0 | 0 | 0 | 0 | 0 | 0 | 0 | 0 | 0 | 0 | 0 | 0 | 0 | 0 | 0 | 0 | 0 | 0 | 0
F1_Residential_CZ2 - Single Family_New_Secondary Heating_Natural Gas_Fireplace_Baseline Forecast | F1 | Residential | CZ2 - Single Family | New | Secondary Heating | Natural Gas | Fireplace | Baseline Forecast | Units | 0 | 195.7434 | 391.4269 | 713.773 | 1028.9012 | 1346.1623 | 1665.1388 | 1986.7793 | 2307.6068 | 2628.163 | 2949.0615 | 3270.267 | 3590.9935 | 3910.3547 | 4228.8326 | 4545.3556 | 4862.1198 | 5178.1355 | 5493.462 | 5808.7472 | 6123.7044 | 6450.0291 | 0 | 0 | 0 | 0 | 0 | 0 | 0 | 0
F2_Residential_CZ2 - Single Family_New_Secondary Heating_Natural Gas_Fireplace_Baseline Forecast | F2 | Residential | CZ2 - Single Family | New | Secondary Heating | Natural Gas | Fireplace | Baseline Forecast | Usage (MMtherm) | 0 | 0.025227 | 0.050446 | 0.091989 | 0.1326 | 0.17349 | 0.2146 | 0.25605 | 0.2974 | 0.33871 | 0.38007 | 0.42146 | 0.4628 | 0.50395 | 0.545 | 0.58579 | 0.62661 | 0.66734 | 0.70798 | 0.74861 | 0.7892 | 0.83126 | 0 | 0 | 0 | 0 | 0 | 0 | 0 | 0
F3_Residential_CZ2 - Single Family_New_Secondary Heating_Natural Gas_Fireplace_Baseline Forecast | F3 | Residential | CZ2 - Single Family | New | Secondary Heating | Natural Gas | Fireplace | Baseline Forecast | Peak Demand (S) | 0 | 0 | 0 | 0 | 0 | 0 | 0 | 0 | 0 | 0 | 0 | 0 | 0 | 0 | 0 | 0 | 0 | 0 | 0 | 0 | 0 | 0 | 0 | 0 | 0 | 0 | 0 | 0 | 0 | 0
F4_Residential_CZ2 - Single Family_New_Secondary Heating_Natural Gas_Fireplace_Baseline Forecast | F4 | Residential | CZ2 - Single Family | New | Secondary Heating | Natural Gas | Fireplace | Baseline Forecast | Peak Demand (W) | 0 | 0 | 0 | 0 | 0 | 0 | 0 | 0 | 0 | 0 | 0 | 0 | 0 | 0 | 0 | 0 | 0 | 0 | 0 | 0 | 0 | 0 | 0 | 0 | 0 | 0 | 0 | 0 | 0 | 0
F5_Residential_CZ2 - Single Family_New_Secondary Heating_Natural Gas_Fireplace_Baseline Forecast | F5 | Residential | CZ2 - Single Family | New | Secondary Heating | Natural Gas | Fireplace | Baseline Forecast | Turnover | 0 | 195.7434 | 195.6835 | 322.3461 | 315.1282 | 317.2611 | 318.9765 | 321.6405 | 320.8275 | 320.5562 | 320.8984 | 321.2055 | 320.7265 | 319.3612 | 318.4779 | 316.523 | 316.7642 | 333.8106 | 349.293 | 375.4682 | 398.3169 | 430.9482 | 0 | 0 | 0 | 0 | 0 | 0 | 0 | 0
F6_Residential_CZ2 - Single Family_New_Secondary Heating_Natural Gas_Fireplace_Baseline Forecast | F6 | Residential | CZ2 - Single Family | New | Secondary Heating | Natural Gas | Fireplace | Baseline Forecast | Avg. Replacement Usage | 128.8766 | 128.8766 | 128.8766 | 128.8766 | 128.8766 | 128.8766 | 128.8766 | 128.8766 | 128.8766 | 128.8766 | 128.8766 | 128.8766 | 128.8766 | 128.8766 | 128.8766 | 128.8766 | 128.8766 | 128.8766 | 128.8766 | 128.8766 | 128.8766 | 128.8766 | 0 | 0 | 0 | 0 | 0 | 0 | 0 | 0
F7_Residential_CZ2 - Single Family_New_Secondary Heating_Natural Gas_Fireplace_Baseline Forecast | F7 | Residential | CZ2 - Single Family | New | Secondary Heating | Natural Gas | Fireplace | Baseline Forecast | Avg. Replacement Demand (S) | 0 | 0 | 0 | 0 | 0 | 0 | 0 | 0 | 0 | 0 | 0 | 0 | 0 | 0 | 0 | 0 | 0 | 0 | 0 | 0 | 0 | 0 | 0 | 0 | 0 | 0 | 0 | 0 | 0 | 0
F8_Residential_CZ2 - Single Family_New_Secondary Heating_Natural Gas_Fireplace_Baseline Forecast | F8 | Residential | CZ2 - Single Family | New | Secondary Heating | Natural Gas | Fireplace | Baseline Forecast | Avg. Replacement Demand (W) | 0 | 0 | 0 | 0 | 0 | 0 | 0 | 0 | 0 | 0 | 0 | 0 | 0 | 0 | 0 | 0 | 0 | 0 | 0 | 0 | 0 | 0 | 0 | 0 | 0 | 0 | 0 | 0 | 0 | 0
F1_Residential_CZ2 - Single Family_New_Water Heating_Natural Gas_Water Heater <= 55 gal._Baseline Forecast | F1 | Residential | CZ2 - Single Family | New | Water Heating | Natural Gas | Water Heater <= 55 gal. | Baseline Forecast | Units | 0 | 229.3554 | 458.6405 | 836.338 | 1205.5782 | 1577.3176 | 1951.0669 | 2327.9377 | 2703.8558 | 3079.4561 | 3455.4574 | 3831.8185 | 4207.6183 | 4581.8184 | 4954.9835 | 5325.858 | 5697.0151 | 6067.2952 | 6436.7677 | 6806.192 | 7175.2318 | 7557.5911 | 0 | 0 | 0 | 0 | 0 | 0 | 0 | 0
F2_Residential_CZ2 - Single Family_New_Water Heating_Natural Gas_Water Heater <= 55 gal._Baseline Forecast | F2 | Residential | CZ2 - Single Family | New | Water Heating | Natural Gas | Water Heater <= 55 gal. | Baseline Forecast | Usage (MMtherm) | 0 | 0.031623 | 0.063246 | 0.11535 | 0.16629 | 0.21759 | 0.26915 | 0.32114 | 0.373 | 0.4248 | 0.4766 | 0.52844 | 0.58018 | 0.6317 | 0.68306 | 0.73409 | 0.78515 | 0.83608 | 0.88688 | 0.93766 | 0.98838 | 1.0409 | 0 | 0 | 0 | 0 | 0 | 0 | 0 | 0
F3_Residential_CZ2 - Single Family_New_Water Heating_Natural Gas_Water Heater <= 55 gal._Baseline Forecast | F3 | Residential | CZ2 - Single Family | New | Water Heating | Natural Gas | Water Heater <= 55 gal. | Baseline Forecast | Peak Demand (S) | 0 | 0 | 0 | 0 | 0 | 0 | 0 | 0 | 0 | 0 | 0 | 0 | 0 | 0 | 0 | 0 | 0 | 0 | 0 | 0 | 0 | 0 | 0 | 0 | 0 | 0 | 0 | 0 | 0 | 0
F4_Residential_CZ2 - Single Family_New_Water Heating_Natural Gas_Water Heater <= 55 gal._Baseline Forecast | F4 | Residential | CZ2 - Single Family | New | Water Heating | Natural Gas | Water Heater <= 55 gal. | Baseline Forecast | Peak Demand (W) | 0 | 0 | 0 | 0 | 0 | 0 | 0 | 0 | 0 | 0 | 0 | 0 | 0 | 0 | 0 | 0 | 0 | 0 | 0 | 0 | 0 | 0 | 0 | 0 | 0 | 0 | 0 | 0 | 0 | 0
F5_Residential_CZ2 - Single Family_New_Water Heating_Natural Gas_Water Heater <= 55 gal._Baseline Forecast | F5 | Residential | CZ2 - Single Family | New | Water Heating | Natural Gas | Water Heater <= 55 gal. | Baseline Forecast | Turnover | 0 | 229.3554 | 229.2851 | 377.6975 | 369.2402 | 371.7394 | 373.7493 | 376.8708 | 375.9182 | 375.6003 | 376.0013 | 376.3611 | 408.5649 | 435.0394 | 479.2699 | 514.5701 | 547.4304 | 574.7642 | 598.5833 | 686.3319 | 694.3116 | 758.1192 | 0 | 0 | 0 | 0 | 0 | 0 | 0 | 0
F6_Residential_CZ2 - Single Family_New_Water Heating_Natural Gas_Water Heater <= 55 gal._Baseline Forecast | F6 | Residential | CZ2 - Single Family | New | Water Heating | Natural Gas | Water Heater <= 55 gal. | Baseline Forecast | Avg. Replacement Usage | 137.8631 | 137.8791 | 137.9187 | 137.9478 | 137.9681 | 137.9894 | 137.9633 | 137.9479 | 137.9427 | 137.9332 | 137.7449 | 137.7403 | 137.7146 | 137.706 | 137.699 | 137.6939 | 137.6891 | 137.6842 | 137.6799 | 137.6775 | 137.6746 | 137.6691 | 0 | 0 | 0 | 0 | 0 | 0 | 0 | 0
F7_Residential_CZ2 - Single Family_New_Water Heating_Natural Gas_Water Heater <= 55 gal._Baseline Forecast | F7 | Residential | CZ2 - Single Family | New | Water Heating | Natural Gas | Water Heater <= 55 gal. | Baseline Forecast | Avg. Replacement Demand (S) | 0 | 0 | 0 | 0 | 0 | 0 | 0 | 0 | 0 | 0 | 0 | 0 | 0 | 0 | 0 | 0 | 0 | 0 | 0 | 0 | 0 | 0 | 0 | 0 | 0 | 0 | 0 | 0 | 0 | 0
F8_Residential_CZ2 - Single Family_New_Water Heating_Natural Gas_Water Heater <= 55 gal._Baseline Forecast | F8 | Residential | CZ2 - Single Family | New | Water Heating | Natural Gas | Water Heater <= 55 gal. | Baseline Forecast | Avg. Replacement Demand (W) | 0 | 0 | 0 | 0 | 0 | 0 | 0 | 0 | 0 | 0 | 0 | 0 | 0 | 0 | 0 | 0 | 0 | 0 | 0 | 0 | 0 | 0 | 0 | 0 | 0 | 0 | 0 | 0 | 0 | 0
F1_Residential_CZ2 - Single Family_New_Water Heating_Natural Gas_Water Heater > 55 gal._Baseline Forecast | F1 | Residential | CZ2 - Single Family | New | Water Heating | Natural Gas | Water Heater > 55 gal. | Baseline Forecast | Units | 0 | 33.1509 | 66.2917 | 120.8839 | 174.2537 | 227.9847 | 282.0062 | 336.4789 | 390.814 | 445.103 | 499.4501 | 553.8491 | 608.167 | 662.2537 | 716.1908 | 769.7968 | 823.4437 | 876.9638 | 930.3672 | 983.7636 | 1037.1044 | 1092.3704 | 0 | 0 | 0 | 0 | 0 | 0 | 0 | 0
F2_Residential_CZ2 - Single Family_New_Water Heating_Natural Gas_Water Heater > 55 gal._Baseline Forecast | F2 | Residential | CZ2 - Single Family | New | Water Heating | Natural Gas | Water Heater > 55 gal. | Baseline Forecast | Usage (MMtherm) | 0 | 0.0052917 | 0.015085 | 0.032158 | 0.055041 | 0.082818 | 0.11409 | 0.14837 | 0.18518 | 0.22398 | 0.26141 | 0.3006 | 0.34033 | 0.38035 | 0.42001 | 0.45895 | 0.49703 | 0.5343 | 0.57076 | 0.60544 | 0.63891 | 0.67149 | 0 | 0 | 0 | 0 | 0 | 0 | 0 | 0
F3_Residential_CZ2 - Single Family_New_Water Heating_Natural Gas_Water Heater > 55 gal._Baseline Forecast | F3 | Residential | CZ2 - Single Family | New | Water Heating | Natural Gas | Water Heater > 55 gal. | Baseline Forecast | Peak Demand (S) | 0 | 0 | 0 | 0 | 0 | 0 | 0 | 0 | 0 | 0 | 0 | 0 | 0 | 0 | 0 | 0 | 0 | 0 | 0 | 0 | 0 | 0 | 0 | 0 | 0 | 0 | 0 | 0 | 0 | 0
F4_Residential_CZ2 - Single Family_New_Water Heating_Natural Gas_Water Heater > 55 gal._Baseline Forecast | F4 | Residential | CZ2 - Single Family | New | Water Heating | Natural Gas | Water Heater > 55 gal. | Baseline Forecast | Peak Demand (W) | 0 | 0 | 0 | 0 | 0 | 0 | 0 | 0 | 0 | 0 | 0 | 0 | 0 | 0 | 0 | 0 | 0 | 0 | 0 | 0 | 0 | 0 | 0 | 0 | 0 | 0 | 0 | 0 | 0 | 0
F5_Residential_CZ2 - Single Family_New_Water Heating_Natural Gas_Water Heater > 55 gal._Baseline Forecast | F5 | Residential | CZ2 - Single Family | New | Water Heating | Natural Gas | Water Heater > 55 gal. | Baseline Forecast | Turnover | 0 | 33.1509 | 60.3525 | 103.9647 | 138.206 | 166.3125 | 189.2461 | 208.6929 | 224.6266 | 237.6662 | 248.5319 | 260.7586 | 271.5742 | 281.9498 | 292.4912 | 303.4354 | 315.3356 | 327.925 | 341.2885 | 356.8122 | 373.7405 | 393.9338 | 0 | 0 | 0 | 0 | 0 | 0 | 0 | 0
F6_Residential_CZ2 - Single Family_New_Water Heating_Natural Gas_Water Heater > 55 gal._Baseline Forecast | F6 | Residential | CZ2 - Single Family | New | Water Heating | Natural Gas | Water Heater > 55 gal. | Baseline Forecast | Avg. Replacement Usage | 158.5425 | 159.6242 | 162.2655 | 164.2231 | 165.5731 | 167.0152 | 165.2611 | 164.2404 | 163.886 | 163.2357 | 150.6155 | 150.3031 | 148.5753 | 147.9993 | 147.5219 | 147.1897 | 146.8709 | 146.5398 | 146.2403 | 146.0762 | 145.883 | 145.5327 | 0 | 0 | 0 | 0 | 0 | 0 | 0 | 0
F7_Residential_CZ2 - Single Family_New_Water Heating_Natural Gas_Water Heater > 55 gal._Baseline Forecast | F7 | Residential | CZ2 - Single Family | New | Water Heating | Natural Gas | Water Heater > 55 gal. | Baseline Forecast | Avg. Replacement Demand (S) | 0 | 0 | 0 | 0 | 0 | 0 | 0 | 0 | 0 | 0 | 0 | 0 | 0 | 0 | 0 | 0 | 0 | 0 | 0 | 0 | 0 | 0 | 0 | 0 | 0 | 0 | 0 | 0 | 0 | 0
F8_Residential_CZ2 - Single Family_New_Water Heating_Natural Gas_Water Heater > 55 gal._Baseline Forecast | F8 | Residential | CZ2 - Single Family | New | Water Heating | Natural Gas | Water Heater > 55 gal. | Baseline Forecast | Avg. Replacement Demand (W) | 0 | 0 | 0 | 0 | 0 | 0 | 0 | 0 | 0 | 0 | 0 | 0 | 0 | 0 | 0 | 0 | 0 | 0 | 0 | 0 | 0 | 0 | 0 | 0 | 0 | 0 | 0 | 0 | 0 | 0
F1_Residential_CZ2 - Single Family_New_Appliances_Natural Gas_Clothes Dryer_Baseline Forecast | F1 | Residential | CZ2 - Single Family | New | Appliances | Natural Gas | Clothes Dryer | Baseline Forecast | Units | 0 | 34.4018 | 68.793 | 125.4451 | 180.8286 | 236.587 | 292.6469 | 349.175 | 405.5602 | 461.8977 | 518.2954 | 574.747 | 631.1144 | 687.2419 | 743.2142 | 798.8429 | 854.5139 | 910.0534 | 965.4718 | 1020.883 | 1076.2365 | 1133.5878 | 0 | 0 | 0 | 0 | 0 | 0 | 0 | 0
F2_Residential_CZ2 - Single Family_New_Appliances_Natural Gas_Clothes Dryer_Baseline Forecast | F2 | Residential | CZ2 - Single Family | New | Appliances | Natural Gas | Clothes Dryer | Baseline Forecast | Usage (MMtherm) | 0 | 0.00078973 | 0.0015792 | 0.0028798 | 0.0041512 | 0.0054313 | 0.0067183 | 0.008016 | 0.0093104 | 0.010604 | 0.011897 | 0.013192 | 0.014484 | 0.015771 | 0.017054 | 0.018329 | 0.019605 | 0.020878 | 0.022147 | 0.023417 | 0.024685 | 0.025999 | 0 | 0 | 0 | 0 | 0 | 0 | 0 | 0
F3_Residential_CZ2 - Single Family_New_Appliances_Natural Gas_Clothes Dryer_Baseline Forecast | F3 | Residential | CZ2 - Single Family | New | Appliances | Natural Gas | Clothes Dryer | Baseline Forecast | Peak Demand (S) | 0 | 0 | 0 | 0 | 0 | 0 | 0 | 0 | 0 | 0 | 0 | 0 | 0 | 0 | 0 | 0 | 0 | 0 | 0 | 0 | 0 | 0 | 0 | 0 | 0 | 0 | 0 | 0 | 0 | 0
F4_Residential_CZ2 - Single Family_New_Appliances_Natural Gas_Clothes Dryer_Baseline Forecast | F4 | Residential | CZ2 - Single Family | New | Appliances | Natural Gas | Clothes Dryer | Baseline Forecast | Peak Demand (W) | 0 | 0 | 0 | 0 | 0 | 0 | 0 | 0 | 0 | 0 | 0 | 0 | 0 | 0 | 0 | 0 | 0 | 0 | 0 | 0 | 0 | 0 | 0 | 0 | 0 | 0 | 0 | 0 | 0 | 0
F5_Residential_CZ2 - Single Family_New_Appliances_Natural Gas_Clothes Dryer_Baseline Forecast | F5 | Residential | CZ2 - Single Family | New | Appliances | Natural Gas | Clothes Dryer | Baseline Forecast | Turnover | 0 | 34.4018 | 34.3912 | 56.6521 | 55.3835 | 55.7584 | 56.0599 | 56.5281 | 56.3852 | 56.3375 | 56.3977 | 56.4516 | 59.0137 | 61.2157 | 65.0269 | 68.2471 | 71.6079 | 74.5628 | 77.3266 | 79.9715 | 82.3582 | 86.617 | 0 | 0 | 0 | 0 | 0 | 0 | 0 | 0
F6_Residential_CZ2 - Single Family_New_Appliances_Natural Gas_Clothes Dryer_Baseline Forecast | F6 | Residential | CZ2 - Single Family | New | Appliances | Natural Gas | Clothes Dryer | Baseline Forecast | Avg. Replacement Usage | 22.9555 | 22.9561 | 22.9565 | 22.9569 | 22.9571 | 22.9573 | 22.9571 | 22.9569 | 22.9568 | 22.9567 | 22.9327 | 22.9347 | 22.9303 | 22.9289 | 22.9277 | 22.9269 | 22.9261 | 22.9253 | 22.9246 | 22.9242 | 22.9237 | 22.9229 | 0 | 0 | 0 | 0 | 0 | 0 | 0 | 0
F7_Residential_CZ2 - Single Family_New_Appliances_Natural Gas_Clothes Dryer_Baseline Forecast | F7 | Residential | CZ2 - Single Family | New | Appliances | Natural Gas | Clothes Dryer | Baseline Forecast | Avg. Replacement Demand (S) | 0 | 0 | 0 | 0 | 0 | 0 | 0 | 0 | 0 | 0 | 0 | 0 | 0 | 0 | 0 | 0 | 0 | 0 | 0 | 0 | 0 | 0 | 0 | 0 | 0 | 0 | 0 | 0 | 0 | 0
F8_Residential_CZ2 - Single Family_New_Appliances_Natural Gas_Clothes Dryer_Baseline Forecast | F8 | Residential | CZ2 - Single Family | New | Appliances | Natural Gas | Clothes Dryer | Baseline Forecast | Avg. Replacement Demand (W) | 0 | 0 | 0 | 0 | 0 | 0 | 0 | 0 | 0 | 0 | 0 | 0 | 0 | 0 | 0 | 0 | 0 | 0 | 0 | 0 | 0 | 0 | 0 | 0 | 0 | 0 | 0 | 0 | 0 | 0
F1_Residential_CZ2 - Single Family_New_Appliances_Natural Gas_Stove/Oven_Baseline Forecast | F1 | Residential | CZ2 - Single Family | New | Appliances | Natural Gas | Stove/Oven | Baseline Forecast | Units | 0 | 99.9904 | 199.9501 | 364.6121 | 525.587 | 687.6514 | 850.5921 | 1014.8936 | 1178.7799 | 1342.5275 | 1506.45 | 1670.5294 | 1834.364 | 1997.5012 | 2160.1873 | 2321.8746 | 2483.6852 | 2645.1135 | 2806.1897 | 2967.2448 | 3128.1323 | 3294.8267 | 0 | 0 | 0 | 0 | 0 | 0 | 0 | 0
F2_Residential_CZ2 - Single Family_New_Appliances_Natural Gas_Stove/Oven_Baseline Forecast | F2 | Residential | CZ2 - Single Family | New | Appliances | Natural Gas | Stove/Oven | Baseline Forecast | Usage (MMtherm) | 0 | 0.0050083 | 0.010015 | 0.018264 | 0.026329 | 0.034448 | 0.042611 | 0.050841 | 0.059051 | 0.067254 | 0.075447 | 0.083646 | 0.091827 | 0.099969 | 0.10809 | 0.11615 | 0.12421 | 0.13226 | 0.14028 | 0.1483 | 0.1563 | 0.1646 | 0 | 0 | 0 | 0 | 0 | 0 | 0 | 0
F3_Residential_CZ2 - Single Family_New_Appliances_Natural Gas_Stove/Oven_Baseline Forecast | F3 | Residential | CZ2 - Single Family | New | Appliances | Natural Gas | Stove/Oven | Baseline Forecast | Peak Demand (S) | 0 | 0 | 0 | 0 | 0 | 0 | 0 | 0 | 0 | 0 | 0 | 0 | 0 | 0 | 0 | 0 | 0 | 0 | 0 | 0 | 0 | 0 | 0 | 0 | 0 | 0 | 0 | 0 | 0 | 0
F4_Residential_CZ2 - Single Family_New_Appliances_Natural Gas_Stove/Oven_Baseline Forecast | F4 | Residential | CZ2 - Single Family | New | Appliances | Natural Gas | Stove/Oven | Baseline Forecast | Peak Demand (W) | 0 | 0 | 0 | 0 | 0 | 0 | 0 | 0 | 0 | 0 | 0 | 0 | 0 | 0 | 0 | 0 | 0 | 0 | 0 | 0 | 0 | 0 | 0 | 0 | 0 | 0 | 0 | 0 | 0 | 0
F5_Residential_CZ2 - Single Family_New_Appliances_Natural Gas_Stove/Oven_Baseline Forecast | F5 | Residential | CZ2 - Single Family | New | Appliances | Natural Gas | Stove/Oven | Baseline Forecast | Turnover | 0 | 99.9904 | 99.9597 | 164.662 | 160.9749 | 162.0644 | 162.9407 | 164.3015 | 163.8862 | 163.7477 | 163.9225 | 178.3637 | 190.3583 | 209.3949 | 225.3319 | 238.5359 | 250.958 | 261.312 | 299.236 | 302.8615 | 324.7048 | 331.5154 | 0 | 0 | 0 | 0 | 0 | 0 | 0 | 0
F6_Residential_CZ2 - Single Family_New_Appliances_Natural Gas_Stove/Oven_Baseline Forecast | F6 | Residential | CZ2 - Single Family | New | Appliances | Natural Gas | Stove/Oven | Baseline Forecast | Avg. Replacement Usage | 50.0841 | 50.0876 | 50.0918 | 50.095 | 50.0971 | 50.0993 | 50.0965 | 50.095 | 50.0944 | 50.0933 | 49.9814 | 49.9777 | 49.9573 | 49.9506 | 49.9451 | 49.9414 | 49.9377 | 49.934 | 49.9307 | 49.9289 | 49.9267 | 49.9227 | 0 | 0 | 0 | 0 | 0 | 0 | 0 | 0
F7_Residential_CZ2 - Single Family_New_Appliances_Natural Gas_Stove/Oven_Baseline Forecast | F7 | Residential | CZ2 - Single Family | New | Appliances | Natural Gas | Stove/Oven | Baseline Forecast | Avg. Replacement Demand (S) | 0 | 0 | 0 | 0 | 0 | 0 | 0 | 0 | 0 | 0 | 0 | 0 | 0 | 0 | 0 | 0 | 0 | 0 | 0 | 0 | 0 | 0 | 0 | 0 | 0 | 0 | 0 | 0 | 0 | 0
F8_Residential_CZ2 - Single Family_New_Appliances_Natural Gas_Stove/Oven_Baseline Forecast | F8 | Residential | CZ2 - Single Family | New | Appliances | Natural Gas | Stove/Oven | Baseline Forecast | Avg. Replacement Demand (W) | 0 | 0 | 0 | 0 | 0 | 0 | 0 | 0 | 0 | 0 | 0 | 0 | 0 | 0 | 0 | 0 | 0 | 0 | 0 | 0 | 0 | 0 | 0 | 0 | 0 | 0 | 0 | 0 | 0 | 0
F1_Residential_CZ2 - Single Family_New_Miscellaneous_Natural Gas_Pool Heater_Baseline Forecast | F1 | Residential | CZ2 - Single Family | New | Miscellaneous | Natural Gas | Pool Heater | Baseline Forecast | Units | 0 | 3.5345 | 7.068 | 12.8885 | 18.5787 | 24.3075 | 30.0672 | 35.875 | 41.6682 | 47.4564 | 53.2509 | 59.0508 | 64.8421 | 70.6088 | 76.3595 | 82.075 | 87.7947 | 93.501 | 99.1948 | 104.8879 | 110.575 | 116.4674 | 0 | 0 | 0 | 0 | 0 | 0 | 0 | 0
F2_Residential_CZ2 - Single Family_New_Miscellaneous_Natural Gas_Pool Heater_Baseline Forecast | F2 | Residential | CZ2 - Single Family | New | Miscellaneous | Natural Gas | Pool Heater | Baseline Forecast | Usage (MMtherm) | 0 | 0.00046117 | 0.00092219 | 0.0016816 | 0.0024241 | 0.0031715 | 0.003923 | 0.0046808 | 0.0054367 | 0.0061919 | 0.0069479 | 0.0077047 | 0.0084603 | 0.0092127 | 0.0099631 | 0.010709 | 0.011455 | 0.0122 | 0.012942 | 0.013685 | 0.014427 | 0.015196 | 0 | 0 | 0 | 0 | 0 | 0 | 0 | 0
F3_Residential_CZ2 - Single Family_New_Miscellaneous_Natural Gas_Pool Heater_Baseline Forecast | F3 | Residential | CZ2 - Single Family | New | Miscellaneous | Natural Gas | Pool Heater | Baseline Forecast | Peak Demand (S) | 0 | 0 | 0 | 0 | 0 | 0 | 0 | 0 | 0 | 0 | 0 | 0 | 0 | 0 | 0 | 0 | 0 | 0 | 0 | 0 | 0 | 0 | 0 | 0 | 0 | 0 | 0 | 0 | 0 | 0
F4_Residential_CZ2 - Single Family_New_Miscellaneous_Natural Gas_Pool Heater_Baseline Forecast | F4 | Residential | CZ2 - Single Family | New | Miscellaneous | Natural Gas | Pool Heater | Baseline Forecast | Peak Demand (W) | 0 | 0 | 0 | 0 | 0 | 0 | 0 | 0 | 0 | 0 | 0 | 0 | 0 | 0 | 0 | 0 | 0 | 0 | 0 | 0 | 0 | 0 | 0 | 0 | 0 | 0 | 0 | 0 | 0 | 0
F5_Residential_CZ2 - Single Family_New_Miscellaneous_Natural Gas_Pool Heater_Baseline Forecast | F5 | Residential | CZ2 - Single Family | New | Miscellaneous | Natural Gas | Pool Heater | Baseline Forecast | Turnover | 0 | 3.5345 | 3.5334 | 5.8206 | 5.6902 | 5.7287 | 5.7597 | 6.1291 | 6.4065 | 6.875 | 7.2996 | 7.6891 | 8.0324 | 8.3612 | 8.6918 | 9.0141 | 9.3822 | 9.7347 | 11.2125 | 11.4698 | 12.4576 | 12.8253 | 0 | 0 | 0 | 0 | 0 | 0 | 0 | 0
F6_Residential_CZ2 - Single Family_New_Miscellaneous_Natural Gas_Pool Heater_Baseline Forecast | F6 | Residential | CZ2 - Single Family | New | Miscellaneous | Natural Gas | Pool Heater | Baseline Forecast | Avg. Replacement Usage | 130.4755 | 130.4755 | 130.4755 | 130.4755 | 130.4755 | 130.4755 | 130.4755 | 130.4755 | 130.4755 | 130.4755 | 130.4755 | 130.4755 | 130.4755 | 130.4755 | 130.4755 | 130.4755 | 130.4755 | 130.4755 | 130.4755 | 130.4755 | 130.4755 | 130.4755 | 0 | 0 | 0 | 0 | 0 | 0 | 0 | 0
F7_Residential_CZ2 - Single Family_New_Miscellaneous_Natural Gas_Pool Heater_Baseline Forecast | F7 | Residential | CZ2 - Single Family | New | Miscellaneous | Natural Gas | Pool Heater | Baseline Forecast | Avg. Replacement Demand (S) | 0 | 0 | 0 | 0 | 0 | 0 | 0 | 0 | 0 | 0 | 0 | 0 | 0 | 0 | 0 | 0 | 0 | 0 | 0 | 0 | 0 | 0 | 0 | 0 | 0 | 0 | 0 | 0 | 0 | 0
F8_Residential_CZ2 - Single Family_New_Miscellaneous_Natural Gas_Pool Heater_Baseline Forecast | F8 | Residential | CZ2 - Single Family | New | Miscellaneous | Natural Gas | Pool Heater | Baseline Forecast | Avg. Replacement Demand (W) | 0 | 0 | 0 | 0 | 0 | 0 | 0 | 0 | 0 | 0 | 0 | 0 | 0 | 0 | 0 | 0 | 0 | 0 | 0 | 0 | 0 | 0 | 0 | 0 | 0 | 0 | 0 | 0 | 0 | 0
F1_Residential_CZ2 - Single Family_New_Miscellaneous_Natural Gas_Miscellaneous_Baseline Forecast | F1 | Residential | CZ2 - Single Family | New | Miscellaneous | Natural Gas | Miscellaneous | Baseline Forecast | Units | 0 | 312.867 | 625.6381 | 1140.8607 | 1644.5466 | 2151.6416 | 2661.4784 | 3175.5732 | 3688.3686 | 4200.7303 | 4713.6391 | 5227.0386 | 5739.6726 | 6250.1243 | 6759.1642 | 7265.0794 | 7771.3801 | 8276.4846 | 8780.4873 | 9284.4242 | 9787.8367 | 10309.4185 | 0 | 0 | 0 | 0 | 0 | 0 | 0 | 0
F2_Residential_CZ2 - Single Family_New_Miscellaneous_Natural Gas_Miscellaneous_Baseline Forecast | F2 | Residential | CZ2 - Single Family | New | Miscellaneous | Natural Gas | Miscellaneous | Baseline Forecast | Usage (MMtherm) | 0 | 0.0008324 | 0.0016645 | 0.0030353 | 0.0043754 | 0.0057245 | 0.007081 | 0.0084488 | 0.0098131 | 0.011176 | 0.012541 | 0.013907 | 0.015271 | 0.016629 | 0.017983 | 0.019329 | 0.020676 | 0.02202 | 0.023361 | 0.024702 | 0.026041 | 0.027429 | 0 | 0 | 0 | 0 | 0 | 0 | 0 | 0
F3_Residential_CZ2 - Single Family_New_Miscellaneous_Natural Gas_Miscellaneous_Baseline Forecast | F3 | Residential | CZ2 - Single Family | New | Miscellaneous | Natural Gas | Miscellaneous | Baseline Forecast | Peak Demand (S) | 0 | 0 | 0 | 0 | 0 | 0 | 0 | 0 | 0 | 0 | 0 | 0 | 0 | 0 | 0 | 0 | 0 | 0 | 0 | 0 | 0 | 0 | 0 | 0 | 0 | 0 | 0 | 0 | 0 | 0
F4_Residential_CZ2 - Single Family_New_Miscellaneous_Natural Gas_Miscellaneous_Baseline Forecast | F4 | Residential | CZ2 - Single Family | New | Miscellaneous | Natural Gas | Miscellaneous | Baseline Forecast | Peak Demand (W) | 0 | 0 | 0 | 0 | 0 | 0 | 0 | 0 | 0 | 0 | 0 | 0 | 0 | 0 | 0 | 0 | 0 | 0 | 0 | 0 | 0 | 0 | 0 | 0 | 0 | 0 | 0 | 0 | 0 | 0
F5_Residential_CZ2 - Single Family_New_Miscellaneous_Natural Gas_Miscellaneous_Baseline Forecast | F5 | Residential | CZ2 - Single Family | New | Miscellaneous | Natural Gas | Miscellaneous | Baseline Forecast | Turnover | 0 | 312.867 | 312.7711 | 515.2226 | 503.6859 | 507.095 | 509.8368 | 566.2393 | 608.3776 | 677.8841 | 734.7917 | 782.8178 | 822.122 | 950.047 | 976.7389 | 1065.1455 | 1091.5716 | 1124.2512 | 1157.7439 | 1222.8033 | 1277.0176 | 1363.175 | 0 | 0 | 0 | 0 | 0 | 0 | 0 | 0
F6_Residential_CZ2 - Single Family_New_Miscellaneous_Natural Gas_Miscellaneous_Baseline Forecast | F6 | Residential | CZ2 - Single Family | New | Miscellaneous | Natural Gas | Miscellaneous | Baseline Forecast | Avg. Replacement Usage | 2.6605 | 2.6605 | 2.6605 | 2.6605 | 2.6605 | 2.6605 | 2.6605 | 2.6605 | 2.6605 | 2.6605 | 2.6605 | 2.6605 | 2.6605 | 2.6605 | 2.6605 | 2.6605 | 2.6605 | 2.6605 | 2.6605 | 2.6605 | 2.6605 | 2.6605 | 0 | 0 | 0 | 0 | 0 | 0 | 0 | 0
F7_Residential_CZ2 - Single Family_New_Miscellaneous_Natural Gas_Miscellaneous_Baseline Forecast | F7 | Residential | CZ2 - Single Family | New | Miscellaneous | Natural Gas | Miscellaneous | Baseline Forecast | Avg. Replacement Demand (S) | 0 | 0 | 0 | 0 | 0 | 0 | 0 | 0 | 0 | 0 | 0 | 0 | 0 | 0 | 0 | 0 | 0 | 0 | 0 | 0 | 0 | 0 | 0 | 0 | 0 | 0 | 0 | 0 | 0 | 0
F8_Residential_CZ2 - Single Family_New_Miscellaneous_Natural Gas_Miscellaneous_Baseline Forecast | F8 | Residential | CZ2 - Single Family | New | Miscellaneous | Natural Gas | Miscellaneous | Baseline Forecast | Avg. Replacement Demand (W) | 0 | 0 | 0 | 0 | 0 | 0 | 0 | 0 | 0 | 0 | 0 | 0 | 0 | 0 | 0 | 0 | 0 | 0 | 0 | 0 | 0 | 0 | 0 | 0 | 0 | 0 | 0 | 0 | 0 | 0
F1_Residential_CZ2 - Multi Family_Existing_Space Heating_Natural Gas_Furnace - Direct Fuel_Baseline Forecast | F1 | Residential | CZ2 - Multi Family | Existing | Space Heating | Natural Gas | Furnace - Direct Fuel | Baseline Forecast | Units | 3991.0288 | 3975.0646 | 3959.1644 | 3943.3277 | 3927.5544 | 3911.8442 | 3896.1968 | 3880.612 | 3865.0896 | 3849.6292 | 3834.2307 | 3818.8938 | 3803.6182 | 3788.4037 | 3773.2501 | 3758.1571 | 3743.1245 | 3728.152 | 3713.2394 | 3698.3864 | 3683.5929 | 3668.8585 | 0 | 0 | 0 | 0 | 0 | 0 | 0 | 0
F2_Residential_CZ2 - Multi Family_Existing_Space Heating_Natural Gas_Furnace - Direct Fuel_Baseline Forecast | F2 | Residential | CZ2 - Multi Family | Existing | Space Heating | Natural Gas | Furnace - Direct Fuel | Baseline Forecast | Usage (MMtherm) | 0.7188 | 0.71257 | 0.70653 | 0.70066 | 0.69496 | 0.68741 | 0.68007 | 0.67294 | 0.66603 | 0.65933 | 0.65283 | 0.64652 | 0.64035 | 0.6343 | 0.62839 | 0.62259 | 0.61702 | 0.61167 | 0.60652 | 0.60155 | 0.59677 | 0.59215 | 0 | 0 | 0 | 0 | 0 | 0 | 0 | 0
F3_Residential_CZ2 - Multi Family_Existing_Space Heating_Natural Gas_Furnace - Direct Fuel_Baseline Forecast | F3 | Residential | CZ2 - Multi Family | Existing | Space Heating | Natural Gas | Furnace - Direct Fuel | Baseline Forecast | Peak Demand (S) | 0 | 0 | 0 | 0 | 0 | 0 | 0 | 0 | 0 | 0 | 0 | 0 | 0 | 0 | 0 | 0 | 0 | 0 | 0 | 0 | 0 | 0 | 0 | 0 | 0 | 0 | 0 | 0 | 0 | 0
F4_Residential_CZ2 - Multi Family_Existing_Space Heating_Natural Gas_Furnace - Direct Fuel_Baseline Forecast | F4 | Residential | CZ2 - Multi Family | Existing | Space Heating | Natural Gas | Furnace - Direct Fuel | Baseline Forecast | Peak Demand (W) | 0 | 0 | 0 | 0 | 0 | 0 | 0 | 0 | 0 | 0 | 0 | 0 | 0 | 0 | 0 | 0 | 0 | 0 | 0 | 0 | 0 | 0 | 0 | 0 | 0 | 0 | 0 | 0 | 0 | 0
F5_Residential_CZ2 - Multi Family_Existing_Space Heating_Natural Gas_Furnace - Direct Fuel_Baseline Forecast | F5 | Residential | CZ2 - Multi Family | Existing | Space Heating | Natural Gas | Furnace - Direct Fuel | Baseline Forecast | Turnover | 0 | 171.1308 | 167.2639 | 163.6117 | 160.1607 | 156.8987 | 153.8137 | 149.72 | 145.8604 | 142.2204 | 138.7862 | 135.545 | 136.6332 | 137.4405 | 138.0501 | 138.4281 | 138.5958 | 138.5767 | 138.329 | 137.8802 | 137.2556 | 136.4777 | 0 | 0 | 0 | 0 | 0 | 0 | 0 | 0
F6_Residential_CZ2 - Multi Family_Existing_Space Heating_Natural Gas_Furnace - Direct Fuel_Baseline Forecast | F6 | Residential | CZ2 - Multi Family | Existing | Space Heating | Natural Gas | Furnace - Direct Fuel | Baseline Forecast | Avg. Replacement Usage | 165.0394 | 164.3258 | 164.4048 | 164.4739 | 164.5363 | 151.6743 | 151.6759 | 151.6767 | 151.6789 | 151.6848 | 151.6723 | 151.6807 | 151.6877 | 151.6984 | 151.7114 | 151.7277 | 151.7211 | 151.7146 | 151.7091 | 151.7039 | 151.7085 | 151.7122 | 0 | 0 | 0 | 0 | 0 | 0 | 0 | 0
F7_Residential_CZ2 - Multi Family_Existing_Space Heating_Natural Gas_Furnace - Direct Fuel_Baseline Forecast | F7 | Residential | CZ2 - Multi Family | Existing | Space Heating | Natural Gas | Furnace - Direct Fuel | Baseline Forecast | Avg. Replacement Demand (S) | 0 | 0 | 0 | 0 | 0 | 0 | 0 | 0 | 0 | 0 | 0 | 0 | 0 | 0 | 0 | 0 | 0 | 0 | 0 | 0 | 0 | 0 | 0 | 0 | 0 | 0 | 0 | 0 | 0 | 0
F8_Residential_CZ2 - Multi Family_Existing_Space Heating_Natural Gas_Furnace - Direct Fuel_Baseline Forecast | F8 | Residential | CZ2 - Multi Family | Existing | Space Heating | Natural Gas | Furnace - Direct Fuel | Baseline Forecast | Avg. Replacement Demand (W) | 0 | 0 | 0 | 0 | 0 | 0 | 0 | 0 | 0 | 0 | 0 | 0 | 0 | 0 | 0 | 0 | 0 | 0 | 0 | 0 | 0 | 0 | 0 | 0 | 0 | 0 | 0 | 0 | 0 | 0
F1_Residential_CZ2 - Multi Family_Existing_Space Heating_Natural Gas_Boiler - Direct Fuel_Baseline Forecast | F1 | Residential | CZ2 - Multi Family | Existing | Space Heating | Natural Gas | Boiler - Direct Fuel | Baseline Forecast | Units | 74.2433 | 73.9463 | 73.6505 | 73.3559 | 73.0625 | 72.7702 | 72.4792 | 72.1892 | 71.9005 | 71.6129 | 71.3264 | 71.0411 | 70.757 | 70.4739 | 70.192 | 69.9113 | 69.6316 | 69.3531 | 69.0757 | 68.7994 | 68.5242 | 68.2501 | 0 | 0 | 0 | 0 | 0 | 0 | 0 | 0
F2_Residential_CZ2 - Multi Family_Existing_Space Heating_Natural Gas_Boiler - Direct Fuel_Baseline Forecast | F2 | Residential | CZ2 - Multi Family | Existing | Space Heating | Natural Gas | Boiler - Direct Fuel | Baseline Forecast | Usage (MMtherm) | 0.014232 | 0.014106 | 0.013977 | 0.01385 | 0.013727 | 0.013606 | 0.013488 | 0.013373 | 0.013261 | 0.013152 | 0.013045 | 0.012941 | 0.01284 | 0.012742 | 0.012647 | 0.012554 | 0.012464 | 0.012376 | 0.012291 | 0.012208 | 0.012126 | 0.012047 | 0 | 0 | 0 | 0 | 0 | 0 | 0 | 0
F3_Residential_CZ2 - Multi Family_Existing_Space Heating_Natural Gas_Boiler - Direct Fuel_Baseline Forecast | F3 | Residential | CZ2 - Multi Family | Existing | Space Heating | Natural Gas | Boiler - Direct Fuel | Baseline Forecast | Peak Demand (S) | 0 | 0 | 0 | 0 | 0 | 0 | 0 | 0 | 0 | 0 | 0 | 0 | 0 | 0 | 0 | 0 | 0 | 0 | 0 | 0 | 0 | 0 | 0 | 0 | 0 | 0 | 0 | 0 | 0 | 0
F4_Residential_CZ2 - Multi Family_Existing_Space Heating_Natural Gas_Boiler - Direct Fuel_Baseline Forecast | F4 | Residential | CZ2 - Multi Family | Existing | Space Heating | Natural Gas | Boiler - Direct Fuel | Baseline Forecast | Peak Demand (W) | 0 | 0 | 0 | 0 | 0 | 0 | 0 | 0 | 0 | 0 | 0 | 0 | 0 | 0 | 0 | 0 | 0 | 0 | 0 | 0 | 0 | 0 | 0 | 0 | 0 | 0 | 0 | 0 | 0 | 0
F5_Residential_CZ2 - Multi Family_Existing_Space Heating_Natural Gas_Boiler - Direct Fuel_Baseline Forecast | F5 | Residential | CZ2 - Multi Family | Existing | Space Heating | Natural Gas | Boiler - Direct Fuel | Baseline Forecast | Turnover | 0 | 2.5771 | 2.5476 | 2.5193 | 2.4919 | 2.4656 | 2.4402 | 2.3981 | 2.3577 | 2.3191 | 2.2822 | 2.2468 | 2.2487 | 2.2491 | 2.2483 | 2.2462 | 2.243 | 2.2388 | 2.233 | 2.2256 | 2.2168 | 2.2068 | 0 | 0 | 0 | 0 | 0 | 0 | 0 | 0
F6_Residential_CZ2 - Multi Family_Existing_Space Heating_Natural Gas_Boiler - Direct Fuel_Baseline Forecast | F6 | Residential | CZ2 - Multi Family | Existing | Space Heating | Natural Gas | Boiler - Direct Fuel | Baseline Forecast | Avg. Replacement Usage | 172.2801 | 169.6703 | 167.5957 | 167.6014 | 167.6061 | 167.6117 | 167.6116 | 167.612 | 167.6147 | 167.6157 | 167.5381 | 167.5393 | 167.528 | 167.5263 | 167.5241 | 167.5232 | 167.5212 | 167.518 | 167.5131 | 167.5078 | 167.5 | 167.4903 | 0 | 0 | 0 | 0 | 0 | 0 | 0 | 0
F7_Residential_CZ2 - Multi Family_Existing_Space Heating_Natural Gas_Boiler - Direct Fuel_Baseline Forecast | F7 | Residential | CZ2 - Multi Family | Existing | Space Heating | Natural Gas | Boiler - Direct Fuel | Baseline Forecast | Avg. Replacement Demand (S) | 0 | 0 | 0 | 0 | 0 | 0 | 0 | 0 | 0 | 0 | 0 | 0 | 0 | 0 | 0 | 0 | 0 | 0 | 0 | 0 | 0 | 0 | 0 | 0 | 0 | 0 | 0 | 0 | 0 | 0
F8_Residential_CZ2 - Multi Family_Existing_Space Heating_Natural Gas_Boiler - Direct Fuel_Baseline Forecast | F8 | Residential | CZ2 - Multi Family | Existing | Space Heating | Natural Gas | Boiler - Direct Fuel | Baseline Forecast | Avg. Replacement Demand (W) | 0 | 0 | 0 | 0 | 0 | 0 | 0 | 0 | 0 | 0 | 0 | 0 | 0 | 0 | 0 | 0 | 0 | 0 | 0 | 0 | 0 | 0 | 0 | 0 | 0 | 0 | 0 | 0 | 0 | 0
F1_Residential_CZ2 - Multi Family_Existing_Secondary Heating_Natural Gas_Fireplace_Baseline Forecast | F1 | Residential | CZ2 - Multi Family | Existing | Secondary Heating | Natural Gas | Fireplace | Baseline Forecast | Units | 751.4868 | 748.4809 | 745.4869 | 742.505 | 739.535 | 736.5768 | 733.6305 | 730.696 | 727.7732 | 724.8621 | 721.9627 | 719.0748 | 716.1985 | 713.3337 | 710.4804 | 707.6385 | 704.8079 | 701.9887 | 699.1807 | 696.384 | 693.5985 | 690.8241 | 0 | 0 | 0 | 0 | 0 | 0 | 0 | 0
F2_Residential_CZ2 - Multi Family_Existing_Secondary Heating_Natural Gas_Fireplace_Baseline Forecast | F2 | Residential | CZ2 - Multi Family | Existing | Secondary Heating | Natural Gas | Fireplace | Baseline Forecast | Usage (MMtherm) | 0.051773 | 0.051566 | 0.05136 | 0.051154 | 0.05095 | 0.050746 | 0.050543 | 0.050341 | 0.050139 | 0.049939 | 0.049739 | 0.04954 | 0.049342 | 0.049144 | 0.048948 | 0.048752 | 0.048557 | 0.048363 | 0.048169 | 0.047977 | 0.047785 | 0.047594 | 0 | 0 | 0 | 0 | 0 | 0 | 0 | 0
F3_Residential_CZ2 - Multi Family_Existing_Secondary Heating_Natural Gas_Fireplace_Baseline Forecast | F3 | Residential | CZ2 - Multi Family | Existing | Secondary Heating | Natural Gas | Fireplace | Baseline Forecast | Peak Demand (S) | 0 | 0 | 0 | 0 | 0 | 0 | 0 | 0 | 0 | 0 | 0 | 0 | 0 | 0 | 0 | 0 | 0 | 0 | 0 | 0 | 0 | 0 | 0 | 0 | 0 | 0 | 0 | 0 | 0 | 0
F4_Residential_CZ2 - Multi Family_Existing_Secondary Heating_Natural Gas_Fireplace_Baseline Forecast | F4 | Residential | CZ2 - Multi Family | Existing | Secondary Heating | Natural Gas | Fireplace | Baseline Forecast | Peak Demand (W) | 0 | 0 | 0 | 0 | 0 | 0 | 0 | 0 | 0 | 0 | 0 | 0 | 0 | 0 | 0 | 0 | 0 | 0 | 0 | 0 | 0 | 0 | 0 | 0 | 0 | 0 | 0 | 0 | 0 | 0
F5_Residential_CZ2 - Multi Family_Existing_Secondary Heating_Natural Gas_Fireplace_Baseline Forecast | F5 | Residential | CZ2 - Multi Family | Existing | Secondary Heating | Natural Gas | Fireplace | Baseline Forecast | Turnover | 0 | 31.3513 | 30.3235 | 29.3852 | 28.5278 | 27.7438 | 26.574 | 25.5089 | 24.5388 | 23.6546 | 22.8483 | 23.801 | 24.6511 | 25.4085 | 26.7343 | 27.9198 | 28.9783 | 28.9116 | 28.7636 | 28.5496 | 28.2827 | 27.9742 | 0 | 0 | 0 | 0 | 0 | 0 | 0 | 0
F6_Residential_CZ2 - Multi Family_Existing_Secondary Heating_Natural Gas_Fireplace_Baseline Forecast | F6 | Residential | CZ2 - Multi Family | Existing | Secondary Heating | Natural Gas | Fireplace | Baseline Forecast | Avg. Replacement Usage | 68.8941 | 68.8941 | 68.8941 | 68.8941 | 68.8941 | 68.8941 | 68.8941 | 68.8941 | 68.8941 | 68.8941 | 68.8941 | 68.8941 | 68.8941 | 68.8941 | 68.8941 | 68.8941 | 68.8941 | 68.8941 | 68.8941 | 68.8941 | 68.8941 | 68.8941 | 0 | 0 | 0 | 0 | 0 | 0 | 0 | 0
F7_Residential_CZ2 - Multi Family_Existing_Secondary Heating_Natural Gas_Fireplace_Baseline Forecast | F7 | Residential | CZ2 - Multi Family | Existing | Secondary Heating | Natural Gas | Fireplace | Baseline Forecast | Avg. Replacement Demand (S) | 0 | 0 | 0 | 0 | 0 | 0 | 0 | 0 | 0 | 0 | 0 | 0 | 0 | 0 | 0 | 0 | 0 | 0 | 0 | 0 | 0 | 0 | 0 | 0 | 0 | 0 | 0 | 0 | 0 | 0
F8_Residential_CZ2 - Multi Family_Existing_Secondary Heating_Natural Gas_Fireplace_Baseline Forecast | F8 | Residential | CZ2 - Multi Family | Existing | Secondary Heating | Natural Gas | Fireplace | Baseline Forecast | Avg. Replacement Demand (W) | 0 | 0 | 0 | 0 | 0 | 0 | 0 | 0 | 0 | 0 | 0 | 0 | 0 | 0 | 0 | 0 | 0 | 0 | 0 | 0 | 0 | 0 | 0 | 0 | 0 | 0 | 0 | 0 | 0 | 0
F1_Residential_CZ2 - Multi Family_Existing_Water Heating_Natural Gas_Water Heater <= 55 gal._Baseline Forecast | F1 | Residential | CZ2 - Multi Family | Existing | Water Heating | Natural Gas | Water Heater <= 55 gal. | Baseline Forecast | Units | 3139.8301 | 3127.2708 | 3114.7617 | 3102.3026 | 3089.8934 | 3077.5339 | 3065.2237 | 3052.9628 | 3040.751 | 3028.588 | 3016.4736 | 3004.4077 | 2992.3901 | 2980.4205 | 2968.4989 | 2956.6249 | 2944.7984 | 2933.0192 | 2921.2871 | 2909.6019 | 2897.9635 | 2886.3717 | 0 | 0 | 0 | 0 | 0 | 0 | 0 | 0
F2_Residential_CZ2 - Multi Family_Existing_Water Heating_Natural Gas_Water Heater <= 55 gal._Baseline Forecast | F2 | Residential | CZ2 - Multi Family | Existing | Water Heating | Natural Gas | Water Heater <= 55 gal. | Baseline Forecast | Usage (MMtherm) | 0.35219 | 0.34292 | 0.33411 | 0.32576 | 0.31791 | 0.31056 | 0.30371 | 0.29743 | 0.2917 | 0.2865 | 0.28184 | 0.2777 | 0.27402 | 0.27073 | 0.26776 | 0.26509 | 0.26265 | 0.26042 | 0.25837 | 0.25647 | 0.25469 | 0.25304 | 0 | 0 | 0 | 0 | 0 | 0 | 0 | 0
F3_Residential_CZ2 - Multi Family_Existing_Water Heating_Natural Gas_Water Heater <= 55 gal._Baseline Forecast | F3 | Residential | CZ2 - Multi Family | Existing | Water Heating | Natural Gas | Water Heater <= 55 gal. | Baseline Forecast | Peak Demand (S) | 0 | 0 | 0 | 0 | 0 | 0 | 0 | 0 | 0 | 0 | 0 | 0 | 0 | 0 | 0 | 0 | 0 | 0 | 0 | 0 | 0 | 0 | 0 | 0 | 0 | 0 | 0 | 0 | 0 | 0
F4_Residential_CZ2 - Multi Family_Existing_Water Heating_Natural Gas_Water Heater <= 55 gal._Baseline Forecast | F4 | Residential | CZ2 - Multi Family | Existing | Water Heating | Natural Gas | Water Heater <= 55 gal. | Baseline Forecast | Peak Demand (W) | 0 | 0 | 0 | 0 | 0 | 0 | 0 | 0 | 0 | 0 | 0 | 0 | 0 | 0 | 0 | 0 | 0 | 0 | 0 | 0 | 0 | 0 | 0 | 0 | 0 | 0 | 0 | 0 | 0 | 0
F5_Residential_CZ2 - Multi Family_Existing_Water Heating_Natural Gas_Water Heater <= 55 gal._Baseline Forecast | F5 | Residential | CZ2 - Multi Family | Existing | Water Heating | Natural Gas | Water Heater <= 55 gal. | Baseline Forecast | Turnover | 0 | 176.9093 | 179.3418 | 181.3052 | 182.8686 | 184.0909 | 185.0226 | 182.8927 | 180.9747 | 179.2379 | 177.6562 | 176.2073 | 174.6135 | 173.5852 | 172.9758 | 172.6693 | 172.5747 | 172.6212 | 172.3698 | 219.8492 | 213.0407 | 206.8874 | 0 | 0 | 0 | 0 | 0 | 0 | 0 | 0
F6_Residential_CZ2 - Multi Family_Existing_Water Heating_Natural Gas_Water Heater <= 55 gal._Baseline Forecast | F6 | Residential | CZ2 - Multi Family | Existing | Water Heating | Natural Gas | Water Heater <= 55 gal. | Baseline Forecast | Avg. Replacement Usage | 86.4251 | 86.4332 | 86.4535 | 86.4687 | 86.4792 | 86.4903 | 86.4774 | 86.4702 | 86.468 | 86.4637 | 86.379 | 86.3778 | 86.3662 | 86.3624 | 86.3592 | 86.3569 | 86.3548 | 86.3526 | 86.3505 | 86.3494 | 86.3481 | 86.3457 | 0 | 0 | 0 | 0 | 0 | 0 | 0 | 0
F7_Residential_CZ2 - Multi Family_Existing_Water Heating_Natural Gas_Water Heater <= 55 gal._Baseline Forecast | F7 | Residential | CZ2 - Multi Family | Existing | Water Heating | Natural Gas | Water Heater <= 55 gal. | Baseline Forecast | Avg. Replacement Demand (S) | 0 | 0 | 0 | 0 | 0 | 0 | 0 | 0 | 0 | 0 | 0 | 0 | 0 | 0 | 0 | 0 | 0 | 0 | 0 | 0 | 0 | 0 | 0 | 0 | 0 | 0 | 0 | 0 | 0 | 0
F8_Residential_CZ2 - Multi Family_Existing_Water Heating_Natural Gas_Water Heater <= 55 gal._Baseline Forecast | F8 | Residential | CZ2 - Multi Family | Existing | Water Heating | Natural Gas | Water Heater <= 55 gal. | Baseline Forecast | Avg. Replacement Demand (W) | 0 | 0 | 0 | 0 | 0 | 0 | 0 | 0 | 0 | 0 | 0 | 0 | 0 | 0 | 0 | 0 | 0 | 0 | 0 | 0 | 0 | 0 | 0 | 0 | 0 | 0 | 0 | 0 | 0 | 0
F1_Residential_CZ2 - Multi Family_Existing_Water Heating_Natural Gas_Water Heater > 55 gal._Baseline Forecast | F1 | Residential | CZ2 - Multi Family | Existing | Water Heating | Natural Gas | Water Heater > 55 gal. | Baseline Forecast | Units | 670.0741 | 667.3939 | 664.7243 | 662.0654 | 659.4171 | 656.7794 | 654.1523 | 651.5357 | 648.9296 | 646.3339 | 643.7485 | 641.1735 | 638.6088 | 636.0544 | 633.5102 | 630.9761 | 628.4522 | 625.9384 | 623.4347 | 620.9409 | 618.4572 | 615.9833 | 0 | 0 | 0 | 0 | 0 | 0 | 0 | 0
F2_Residential_CZ2 - Multi Family_Existing_Water Heating_Natural Gas_Water Heater > 55 gal._Baseline Forecast | F2 | Residential | CZ2 - Multi Family | Existing | Water Heating | Natural Gas | Water Heater > 55 gal. | Baseline Forecast | Usage (MMtherm) | 0.077415 | 0.076072 | 0.077832 | 0.082109 | 0.088401 | 0.096324 | 0.10537 | 0.11536 | 0.12608 | 0.13733 | 0.14821 | 0.15954 | 0.17074 | 0.18124 | 0.19068 | 0.19887 | 0.20576 | 0.21141 | 0.21586 | 0.21851 | 0.21983 | 0.22028 | 0 | 0 | 0 | 0 | 0 | 0 | 0 | 0
F3_Residential_CZ2 - Multi Family_Existing_Water Heating_Natural Gas_Water Heater > 55 gal._Baseline Forecast | F3 | Residential | CZ2 - Multi Family | Existing | Water Heating | Natural Gas | Water Heater > 55 gal. | Baseline Forecast | Peak Demand (S) | 0 | 0 | 0 | 0 | 0 | 0 | 0 | 0 | 0 | 0 | 0 | 0 | 0 | 0 | 0 | 0 | 0 | 0 | 0 | 0 | 0 | 0 | 0 | 0 | 0 | 0 | 0 | 0 | 0 | 0
F4_Residential_CZ2 - Multi Family_Existing_Water Heating_Natural Gas_Water Heater > 55 gal._Baseline Forecast | F4 | Residential | CZ2 - Multi Family | Existing | Water Heating | Natural Gas | Water Heater > 55 gal. | Baseline Forecast | Peak Demand (W) | 0 | 0 | 0 | 0 | 0 | 0 | 0 | 0 | 0 | 0 | 0 | 0 | 0 | 0 | 0 | 0 | 0 | 0 | 0 | 0 | 0 | 0 | 0 | 0 | 0 | 0 | 0 | 0 | 0 | 0
F5_Residential_CZ2 - Multi Family_Existing_Water Heating_Natural Gas_Water Heater > 55 gal._Baseline Forecast | F5 | Residential | CZ2 - Multi Family | Existing | Water Heating | Natural Gas | Water Heater > 55 gal. | Baseline Forecast | Turnover | 0 | 37.7544 | 67.9751 | 92.0133 | 111.0468 | 126.0746 | 137.8594 | 146.8006 | 153.5007 | 158.412 | 161.9951 | 166.0352 | 164.6381 | 160.5203 | 155.1555 | 149.5731 | 144.3807 | 139.8667 | 136.3521 | 135.6779 | 136.8809 | 139.0402 | 0 | 0 | 0 | 0 | 0 | 0 | 0 | 0
F6_Residential_CZ2 - Multi Family_Existing_Water Heating_Natural Gas_Water Heater > 55 gal._Baseline Forecast | F6 | Residential | CZ2 - Multi Family | Existing | Water Heating | Natural Gas | Water Heater > 55 gal. | Baseline Forecast | Avg. Replacement Usage | 99.3888 | 99.8498 | 101.005 | 101.8606 | 102.4551 | 103.0909 | 102.358 | 101.9463 | 101.8195 | 101.5767 | 96.7742 | 96.7048 | 96.0534 | 95.8373 | 95.6543 | 95.5253 | 95.4036 | 95.2758 | 95.1618 | 95.0981 | 95.0229 | 94.8864 | 0 | 0 | 0 | 0 | 0 | 0 | 0 | 0
F7_Residential_CZ2 - Multi Family_Existing_Water Heating_Natural Gas_Water Heater > 55 gal._Baseline Forecast | F7 | Residential | CZ2 - Multi Family | Existing | Water Heating | Natural Gas | Water Heater > 55 gal. | Baseline Forecast | Avg. Replacement Demand (S) | 0 | 0 | 0 | 0 | 0 | 0 | 0 | 0 | 0 | 0 | 0 | 0 | 0 | 0 | 0 | 0 | 0 | 0 | 0 | 0 | 0 | 0 | 0 | 0 | 0 | 0 | 0 | 0 | 0 | 0
F8_Residential_CZ2 - Multi Family_Existing_Water Heating_Natural Gas_Water Heater > 55 gal._Baseline Forecast | F8 | Residential | CZ2 - Multi Family | Existing | Water Heating | Natural Gas | Water Heater > 55 gal. | Baseline Forecast | Avg. Replacement Demand (W) | 0 | 0 | 0 | 0 | 0 | 0 | 0 | 0 | 0 | 0 | 0 | 0 | 0 | 0 | 0 | 0 | 0 | 0 | 0 | 0 | 0 | 0 | 0 | 0 | 0 | 0 | 0 | 0 | 0 | 0
F1_Residential_CZ2 - Multi Family_Existing_Appliances_Natural Gas_Clothes Dryer_Baseline Forecast | F1 | Residential | CZ2 - Multi Family | Existing | Appliances | Natural Gas | Clothes Dryer | Baseline Forecast | Units | 432.784 | 431.0528 | 429.3286 | 427.6113 | 425.9009 | 424.1973 | 422.5005 | 420.8105 | 419.1272 | 417.4507 | 415.7809 | 414.1178 | 412.4613 | 410.8115 | 409.1682 | 407.5316 | 405.9014 | 404.2778 | 402.6607 | 401.0501 | 399.4459 | 397.8481 | 0 | 0 | 0 | 0 | 0 | 0 | 0 | 0
F2_Residential_CZ2 - Multi Family_Existing_Appliances_Natural Gas_Clothes Dryer_Baseline Forecast | F2 | Residential | CZ2 - Multi Family | Existing | Appliances | Natural Gas | Clothes Dryer | Baseline Forecast | Usage (MMtherm) | 0.0088351 | 0.0087083 | 0.0085822 | 0.0084577 | 0.0083354 | 0.008216 | 0.0081001 | 0.0079899 | 0.0078853 | 0.0077862 | 0.0076923 | 0.0076038 | 0.0075203 | 0.0074414 | 0.0073666 | 0.0072958 | 0.0072285 | 0.0071645 | 0.0071036 | 0.0070455 | 0.0069899 | 0.0069368 | 0 | 0 | 0 | 0 | 0 | 0 | 0 | 0
F3_Residential_CZ2 - Multi Family_Existing_Appliances_Natural Gas_Clothes Dryer_Baseline Forecast | F3 | Residential | CZ2 - Multi Family | Existing | Appliances | Natural Gas | Clothes Dryer | Baseline Forecast | Peak Demand (S) | 0 | 0 | 0 | 0 | 0 | 0 | 0 | 0 | 0 | 0 | 0 | 0 | 0 | 0 | 0 | 0 | 0 | 0 | 0 | 0 | 0 | 0 | 0 | 0 | 0 | 0 | 0 | 0 | 0 | 0
F4_Residential_CZ2 - Multi Family_Existing_Appliances_Natural Gas_Clothes Dryer_Baseline Forecast | F4 | Residential | CZ2 - Multi Family | Existing | Appliances | Natural Gas | Clothes Dryer | Baseline Forecast | Peak Demand (W) | 0 | 0 | 0 | 0 | 0 | 0 | 0 | 0 | 0 | 0 | 0 | 0 | 0 | 0 | 0 | 0 | 0 | 0 | 0 | 0 | 0 | 0 | 0 | 0 | 0 | 0 | 0 | 0 | 0 | 0
F5_Residential_CZ2 - Multi Family_Existing_Appliances_Natural Gas_Clothes Dryer_Baseline Forecast | F5 | Residential | CZ2 - Multi Family | Existing | Appliances | Natural Gas | Clothes Dryer | Baseline Forecast | Turnover | 0 | 15.4371 | 16.5863 | 17.6332 | 18.5863 | 19.4529 | 20.2403 | 19.7224 | 19.2418 | 18.7956 | 18.3808 | 17.9951 | 17.6807 | 17.4762 | 17.3653 | 17.3334 | 17.3679 | 17.4576 | 17.5019 | 17.5073 | 17.4794 | 17.4232 | 0 | 0 | 0 | 0 | 0 | 0 | 0 | 0
F6_Residential_CZ2 - Multi Family_Existing_Appliances_Natural Gas_Clothes Dryer_Baseline Forecast | F6 | Residential | CZ2 - Multi Family | Existing | Appliances | Natural Gas | Clothes Dryer | Baseline Forecast | Avg. Replacement Usage | 16.6985 | 16.6989 | 16.6992 | 16.6993 | 16.6994 | 16.6996 | 16.6994 | 16.6993 | 16.6993 | 16.6992 | 16.6823 | 16.6838 | 16.6807 | 16.6797 | 16.6789 | 16.6783 | 16.6778 | 16.6772 | 16.6767 | 16.6764 | 16.6761 | 16.6755 | 0 | 0 | 0 | 0 | 0 | 0 | 0 | 0
F7_Residential_CZ2 - Multi Family_Existing_Appliances_Natural Gas_Clothes Dryer_Baseline Forecast | F7 | Residential | CZ2 - Multi Family | Existing | Appliances | Natural Gas | Clothes Dryer | Baseline Forecast | Avg. Replacement Demand (S) | 0 | 0 | 0 | 0 | 0 | 0 | 0 | 0 | 0 | 0 | 0 | 0 | 0 | 0 | 0 | 0 | 0 | 0 | 0 | 0 | 0 | 0 | 0 | 0 | 0 | 0 | 0 | 0 | 0 | 0
F8_Residential_CZ2 - Multi Family_Existing_Appliances_Natural Gas_Clothes Dryer_Baseline Forecast | F8 | Residential | CZ2 - Multi Family | Existing | Appliances | Natural Gas | Clothes Dryer | Baseline Forecast | Avg. Replacement Demand (W) | 0 | 0 | 0 | 0 | 0 | 0 | 0 | 0 | 0 | 0 | 0 | 0 | 0 | 0 | 0 | 0 | 0 | 0 | 0 | 0 | 0 | 0 | 0 | 0 | 0 | 0 | 0 | 0 | 0 | 0
F1_Residential_CZ2 - Multi Family_Existing_Appliances_Natural Gas_Stove/Oven_Baseline Forecast | F1 | Residential | CZ2 - Multi Family | Existing | Appliances | Natural Gas | Stove/Oven | Baseline Forecast | Units | 1798.1359 | 1790.9434 | 1783.7796 | 1776.6445 | 1769.5379 | 1762.4598 | 1755.4099 | 1748.3883 | 1741.3947 | 1734.4291 | 1727.4914 | 1720.5815 | 1713.6991 | 1706.8443 | 1700.017 | 1693.2169 | 1686.444 | 1679.6982 | 1672.9795 | 1666.2875 | 1659.6224 | 1652.9839 | 0 | 0 | 0 | 0 | 0 | 0 | 0 | 0
F2_Residential_CZ2 - Multi Family_Existing_Appliances_Natural Gas_Stove/Oven_Baseline Forecast | F2 | Residential | CZ2 - Multi Family | Existing | Appliances | Natural Gas | Stove/Oven | Baseline Forecast | Usage (MMtherm) | 0.098081 | 0.096767 | 0.095551 | 0.094424 | 0.093379 | 0.092411 | 0.091513 | 0.09068 | 0.089909 | 0.089196 | 0.088526 | 0.087903 | 0.087317 | 0.086765 | 0.086242 | 0.085745 | 0.085268 | 0.084811 | 0.084364 | 0.083933 | 0.083516 | 0.083112 | 0 | 0 | 0 | 0 | 0 | 0 | 0 | 0
F3_Residential_CZ2 - Multi Family_Existing_Appliances_Natural Gas_Stove/Oven_Baseline Forecast | F3 | Residential | CZ2 - Multi Family | Existing | Appliances | Natural Gas | Stove/Oven | Baseline Forecast | Peak Demand (S) | 0 | 0 | 0 | 0 | 0 | 0 | 0 | 0 | 0 | 0 | 0 | 0 | 0 | 0 | 0 | 0 | 0 | 0 | 0 | 0 | 0 | 0 | 0 | 0 | 0 | 0 | 0 | 0 | 0 | 0
F4_Residential_CZ2 - Multi Family_Existing_Appliances_Natural Gas_Stove/Oven_Baseline Forecast | F4 | Residential | CZ2 - Multi Family | Existing | Appliances | Natural Gas | Stove/Oven | Baseline Forecast | Peak Demand (W) | 0 | 0 | 0 | 0 | 0 | 0 | 0 | 0 | 0 | 0 | 0 | 0 | 0 | 0 | 0 | 0 | 0 | 0 | 0 | 0 | 0 | 0 | 0 | 0 | 0 | 0 | 0 | 0 | 0 | 0
F5_Residential_CZ2 - Multi Family_Existing_Appliances_Natural Gas_Stove/Oven_Baseline Forecast | F5 | Residential | CZ2 - Multi Family | Existing | Appliances | Natural Gas | Stove/Oven | Baseline Forecast | Turnover | 0 | 131.2562 | 126.0801 | 121.6051 | 117.7288 | 114.0134 | 110.7875 | 107.9796 | 105.529 | 103.3834 | 101.4985 | 104.6649 | 106.6578 | 107.7449 | 108.141 | 107.9693 | 107.3799 | 106.4914 | 141.12 | 133.3991 | 126.7342 | 121.6369 | 0 | 0 | 0 | 0 | 0 | 0 | 0 | 0
F6_Residential_CZ2 - Multi Family_Existing_Appliances_Natural Gas_Stove/Oven_Baseline Forecast | F6 | Residential | CZ2 - Multi Family | Existing | Appliances | Natural Gas | Stove/Oven | Baseline Forecast | Avg. Replacement Usage | 50.1946 | 50.1979 | 50.2016 | 50.2043 | 50.2061 | 50.208 | 50.2057 | 50.2043 | 50.2038 | 50.2029 | 50.0947 | 50.0911 | 50.0713 | 50.0649 | 50.0596 | 50.0559 | 50.0524 | 50.0488 | 50.0456 | 50.0438 | 50.0417 | 50.0379 | 0 | 0 | 0 | 0 | 0 | 0 | 0 | 0
F7_Residential_CZ2 - Multi Family_Existing_Appliances_Natural Gas_Stove/Oven_Baseline Forecast | F7 | Residential | CZ2 - Multi Family | Existing | Appliances | Natural Gas | Stove/Oven | Baseline Forecast | Avg. Replacement Demand (S) | 0 | 0 | 0 | 0 | 0 | 0 | 0 | 0 | 0 | 0 | 0 | 0 | 0 | 0 | 0 | 0 | 0 | 0 | 0 | 0 | 0 | 0 | 0 | 0 | 0 | 0 | 0 | 0 | 0 | 0
F8_Residential_CZ2 - Multi Family_Existing_Appliances_Natural Gas_Stove/Oven_Baseline Forecast | F8 | Residential | CZ2 - Multi Family | Existing | Appliances | Natural Gas | Stove/Oven | Baseline Forecast | Avg. Replacement Demand (W) | 0 | 0 | 0 | 0 | 0 | 0 | 0 | 0 | 0 | 0 | 0 | 0 | 0 | 0 | 0 | 0 | 0 | 0 | 0 | 0 | 0 | 0 | 0 | 0 | 0 | 0 | 0 | 0 | 0 | 0
F1_Residential_CZ2 - Multi Family_Existing_Miscellaneous_Natural Gas_Pool Heater_Baseline Forecast | F1 | Residential | CZ2 - Multi Family | Existing | Miscellaneous | Natural Gas | Pool Heater | Baseline Forecast | Units | 43.4595 | 43.2856 | 43.1125 | 42.94 | 42.7683 | 42.5972 | 42.4268 | 42.2571 | 42.0881 | 41.9197 | 41.7521 | 41.5851 | 41.4187 | 41.253 | 41.088 | 40.9237 | 40.76 | 40.5969 | 40.4345 | 40.2728 | 40.1117 | 39.9513 | 0 | 0 | 0 | 0 | 0 | 0 | 0 | 0
F2_Residential_CZ2 - Multi Family_Existing_Miscellaneous_Natural Gas_Pool Heater_Baseline Forecast | F2 | Residential | CZ2 - Multi Family | Existing | Miscellaneous | Natural Gas | Pool Heater | Baseline Forecast | Usage (MMtherm) | 0.0056772 | 0.0056539 | 0.0056307 | 0.0056077 | 0.0055848 | 0.005562 | 0.0055394 | 0.0055169 | 0.0054945 | 0.0054723 | 0.0054501 | 0.0054281 | 0.0054062 | 0.0053844 | 0.0053627 | 0.0053411 | 0.0053196 | 0.0052982 | 0.0052769 | 0.0052556 | 0.0052345 | 0.0052135 | 0 | 0 | 0 | 0 | 0 | 0 | 0 | 0
F3_Residential_CZ2 - Multi Family_Existing_Miscellaneous_Natural Gas_Pool Heater_Baseline Forecast | F3 | Residential | CZ2 - Multi Family | Existing | Miscellaneous | Natural Gas | Pool Heater | Baseline Forecast | Peak Demand (S) | 0 | 0 | 0 | 0 | 0 | 0 | 0 | 0 | 0 | 0 | 0 | 0 | 0 | 0 | 0 | 0 | 0 | 0 | 0 | 0 | 0 | 0 | 0 | 0 | 0 | 0 | 0 | 0 | 0 | 0
F4_Residential_CZ2 - Multi Family_Existing_Miscellaneous_Natural Gas_Pool Heater_Baseline Forecast | F4 | Residential | CZ2 - Multi Family | Existing | Miscellaneous | Natural Gas | Pool Heater | Baseline Forecast | Peak Demand (W) | 0 | 0 | 0 | 0 | 0 | 0 | 0 | 0 | 0 | 0 | 0 | 0 | 0 | 0 | 0 | 0 | 0 | 0 | 0 | 0 | 0 | 0 | 0 | 0 | 0 | 0 | 0 | 0 | 0 | 0
F5_Residential_CZ2 - Multi Family_Existing_Miscellaneous_Natural Gas_Pool Heater_Baseline Forecast | F5 | Residential | CZ2 - Multi Family | Existing | Miscellaneous | Natural Gas | Pool Heater | Baseline Forecast | Turnover | 0 | 3.4836 | 3.2442 | 3.027 | 2.83 | 2.6513 | 2.4892 | 2.563 | 2.6086 | 2.6306 | 2.6331 | 2.6194 | 2.5927 | 2.575 | 2.5631 | 2.5542 | 2.5464 | 2.5381 | 3.5651 | 3.3895 | 3.2357 | 3.1014 | 0 | 0 | 0 | 0 | 0 | 0 | 0 | 0
F6_Residential_CZ2 - Multi Family_Existing_Miscellaneous_Natural Gas_Pool Heater_Baseline Forecast | F6 | Residential | CZ2 - Multi Family | Existing | Miscellaneous | Natural Gas | Pool Heater | Baseline Forecast | Avg. Replacement Usage | 130.4755 | 130.4755 | 130.4755 | 130.4755 | 130.4755 | 130.4755 | 130.4755 | 130.4755 | 130.4755 | 130.4755 | 130.4755 | 130.4755 | 130.4755 | 130.4755 | 130.4755 | 130.4755 | 130.4755 | 130.4755 | 130.4755 | 130.4755 | 130.4755 | 130.4755 | 0 | 0 | 0 | 0 | 0 | 0 | 0 | 0
F7_Residential_CZ2 - Multi Family_Existing_Miscellaneous_Natural Gas_Pool Heater_Baseline Forecast | F7 | Residential | CZ2 - Multi Family | Existing | Miscellaneous | Natural Gas | Pool Heater | Baseline Forecast | Avg. Replacement Demand (S) | 0 | 0 | 0 | 0 | 0 | 0 | 0 | 0 | 0 | 0 | 0 | 0 | 0 | 0 | 0 | 0 | 0 | 0 | 0 | 0 | 0 | 0 | 0 | 0 | 0 | 0 | 0 | 0 | 0 | 0
F8_Residential_CZ2 - Multi Family_Existing_Miscellaneous_Natural Gas_Pool Heater_Baseline Forecast | F8 | Residential | CZ2 - Multi Family | Existing | Miscellaneous | Natural Gas | Pool Heater | Baseline Forecast | Avg. Replacement Demand (W) | 0 | 0 | 0 | 0 | 0 | 0 | 0 | 0 | 0 | 0 | 0 | 0 | 0 | 0 | 0 | 0 | 0 | 0 | 0 | 0 | 0 | 0 | 0 | 0 | 0 | 0 | 0 | 0 | 0 | 0
F1_Residential_CZ2 - Multi Family_Existing_Miscellaneous_Natural Gas_Miscellaneous_Baseline Forecast | F1 | Residential | CZ2 - Multi Family | Existing | Miscellaneous | Natural Gas | Miscellaneous | Baseline Forecast | Units | 5006.8941 | 4986.8665 | 4966.919 | 4947.0514 | 4927.2631 | 4907.5541 | 4887.9239 | 4868.3722 | 4848.8987 | 4829.5031 | 4810.1851 | 4790.9443 | 4771.7806 | 4752.6934 | 4733.6827 | 4714.7479 | 4695.8889 | 4677.1054 | 4658.397 | 4639.7634 | 4621.2043 | 4602.7195 | 0 | 0 | 0 | 0 | 0 | 0 | 0 | 0
F2_Residential_CZ2 - Multi Family_Existing_Miscellaneous_Natural Gas_Miscellaneous_Baseline Forecast | F2 | Residential | CZ2 - Multi Family | Existing | Miscellaneous | Natural Gas | Miscellaneous | Baseline Forecast | Usage (MMtherm) | 0.011922 | 0.011874 | 0.011827 | 0.011779 | 0.011732 | 0.011685 | 0.011639 | 0.011592 | 0.011546 | 0.0115 | 0.011454 | 0.011408 | 0.011362 | 0.011317 | 0.011271 | 0.011226 | 0.011181 | 0.011137 | 0.011092 | 0.011048 | 0.011004 | 0.01096 | 0 | 0 | 0 | 0 | 0 | 0 | 0 | 0
F3_Residential_CZ2 - Multi Family_Existing_Miscellaneous_Natural Gas_Miscellaneous_Baseline Forecast | F3 | Residential | CZ2 - Multi Family | Existing | Miscellaneous | Natural Gas | Miscellaneous | Baseline Forecast | Peak Demand (S) | 0 | 0 | 0 | 0 | 0 | 0 | 0 | 0 | 0 | 0 | 0 | 0 | 0 | 0 | 0 | 0 | 0 | 0 | 0 | 0 | 0 | 0 | 0 | 0 | 0 | 0 | 0 | 0 | 0 | 0
F4_Residential_CZ2 - Multi Family_Existing_Miscellaneous_Natural Gas_Miscellaneous_Baseline Forecast | F4 | Residential | CZ2 - Multi Family | Existing | Miscellaneous | Natural Gas | Miscellaneous | Baseline Forecast | Peak Demand (W) | 0 | 0 | 0 | 0 | 0 | 0 | 0 | 0 | 0 | 0 | 0 | 0 | 0 | 0 | 0 | 0 | 0 | 0 | 0 | 0 | 0 | 0 | 0 | 0 | 0 | 0 | 0 | 0 | 0 | 0
F5_Residential_CZ2 - Multi Family_Existing_Miscellaneous_Natural Gas_Miscellaneous_Baseline Forecast | F5 | Residential | CZ2 - Multi Family | Existing | Miscellaneous | Natural Gas | Miscellaneous | Baseline Forecast | Turnover | 0 | 0 | 165.564 | 302.3198 | 415.1675 | 508.1742 | 584.7154 | 485.3138 | 429.7488 | 405.8808 | 404.4315 | 418.3614 | 442.3769 | 446.1365 | 484.2523 | 504.5189 | 514.8908 | 520.6087 | 524.9816 | 482.5076 | 465.0097 | 462.1554 | 0 | 0 | 0 | 0 | 0 | 0 | 0 | 0
F6_Residential_CZ2 - Multi Family_Existing_Miscellaneous_Natural Gas_Miscellaneous_Baseline Forecast | F6 | Residential | CZ2 - Multi Family | Existing | Miscellaneous | Natural Gas | Miscellaneous | Baseline Forecast | Avg. Replacement Usage | 2.3811 | 2.3811 | 2.3811 | 2.3811 | 2.3811 | 2.3811 | 2.3811 | 2.3811 | 2.3811 | 2.3811 | 2.3811 | 2.3811 | 2.3811 | 2.3811 | 2.3811 | 2.3811 | 2.3811 | 2.3811 | 2.3811 | 2.3811 | 2.3811 | 2.3811 | 0 | 0 | 0 | 0 | 0 | 0 | 0 | 0
F7_Residential_CZ2 - Multi Family_Existing_Miscellaneous_Natural Gas_Miscellaneous_Baseline Forecast | F7 | Residential | CZ2 - Multi Family | Existing | Miscellaneous | Natural Gas | Miscellaneous | Baseline Forecast | Avg. Replacement Demand (S) | 0 | 0 | 0 | 0 | 0 | 0 | 0 | 0 | 0 | 0 | 0 | 0 | 0 | 0 | 0 | 0 | 0 | 0 | 0 | 0 | 0 | 0 | 0 | 0 | 0 | 0 | 0 | 0 | 0 | 0
F8_Residential_CZ2 - Multi Family_Existing_Miscellaneous_Natural Gas_Miscellaneous_Baseline Forecast | F8 | Residential | CZ2 - Multi Family | Existing | Miscellaneous | Natural Gas | Miscellaneous | Baseline Forecast | Avg. Replacement Demand (W) | 0 | 0 | 0 | 0 | 0 | 0 | 0 | 0 | 0 | 0 | 0 | 0 | 0 | 0 | 0 | 0 | 0 | 0 | 0 | 0 | 0 | 0 | 0 | 0 | 0 | 0 | 0 | 0 | 0 | 0
F1_Residential_CZ2 - Multi Family_New_Space Heating_Natural Gas_Furnace - Direct Fuel_Baseline Forecast | F1 | Residential | CZ2 - Multi Family | New | Space Heating | Natural Gas | Furnace - Direct Fuel | Baseline Forecast | Units | 0 | 50.0495 | 100.0246 | 175.0972 | 248.674 | 322.6129 | 396.831 | 471.5172 | 545.9809 | 620.3302 | 694.6871 | 769.045 | 843.2478 | 917.12 | 990.7574 | 1063.9475 | 1137.1268 | 1210.0989 | 1282.8759 | 1355.5867 | 1428.1747 | 1502.9633 | 0 | 0 | 0 | 0 | 0 | 0 | 0 | 0
F2_Residential_CZ2 - Multi Family_New_Space Heating_Natural Gas_Furnace - Direct Fuel_Baseline Forecast | F2 | Residential | CZ2 - Multi Family | New | Space Heating | Natural Gas | Furnace - Direct Fuel | Baseline Forecast | Usage (MMtherm) | 0 | 0.0051446 | 0.010281 | 0.017995 | 0.025547 | 0.032241 | 0.03896 | 0.045721 | 0.052462 | 0.059192 | 0.065923 | 0.072654 | 0.079335 | 0.085951 | 0.092496 | 0.098955 | 0.10542 | 0.11188 | 0.11833 | 0.12478 | 0.13122 | 0.13788 | 0 | 0 | 0 | 0 | 0 | 0 | 0 | 0
F3_Residential_CZ2 - Multi Family_New_Space Heating_Natural Gas_Furnace - Direct Fuel_Baseline Forecast | F3 | Residential | CZ2 - Multi Family | New | Space Heating | Natural Gas | Furnace - Direct Fuel | Baseline Forecast | Peak Demand (S) | 0 | 0 | 0 | 0 | 0 | 0 | 0 | 0 | 0 | 0 | 0 | 0 | 0 | 0 | 0 | 0 | 0 | 0 | 0 | 0 | 0 | 0 | 0 | 0 | 0 | 0 | 0 | 0 | 0 | 0
F4_Residential_CZ2 - Multi Family_New_Space Heating_Natural Gas_Furnace - Direct Fuel_Baseline Forecast | F4 | Residential | CZ2 - Multi Family | New | Space Heating | Natural Gas | Furnace - Direct Fuel | Baseline Forecast | Peak Demand (W) | 0 | 0 | 0 | 0 | 0 | 0 | 0 | 0 | 0 | 0 | 0 | 0 | 0 | 0 | 0 | 0 | 0 | 0 | 0 | 0 | 0 | 0 | 0 | 0 | 0 | 0 | 0 | 0 | 0 | 0
F5_Residential_CZ2 - Multi Family_New_Space Heating_Natural Gas_Furnace - Direct Fuel_Baseline Forecast | F5 | Residential | CZ2 - Multi Family | New | Space Heating | Natural Gas | Furnace - Direct Fuel | Baseline Forecast | Turnover | 0 | 50.0495 | 49.9751 | 75.0726 | 73.5769 | 73.9388 | 74.2181 | 74.6862 | 74.4638 | 74.3493 | 74.3569 | 74.3578 | 77.147 | 79.5828 | 83.4282 | 86.733 | 90.2748 | 93.4278 | 96.4227 | 99.3459 | 102.0297 | 106.8724 | 0 | 0 | 0 | 0 | 0 | 0 | 0 | 0
F6_Residential_CZ2 - Multi Family_New_Space Heating_Natural Gas_Furnace - Direct Fuel_Baseline Forecast | F6 | Residential | CZ2 - Multi Family | New | Space Heating | Natural Gas | Furnace - Direct Fuel | Baseline Forecast | Avg. Replacement Usage | 102.7867 | 102.7897 | 102.7734 | 102.7588 | 102.6464 | 90.5289 | 90.5279 | 90.5269 | 90.5255 | 90.524 | 90.5222 | 90.5203 | 90.5183 | 90.516 | 90.5135 | 90.5109 | 90.5081 | 90.5051 | 90.5019 | 90.4986 | 90.4951 | 90.4914 | 0 | 0 | 0 | 0 | 0 | 0 | 0 | 0
F7_Residential_CZ2 - Multi Family_New_Space Heating_Natural Gas_Furnace - Direct Fuel_Baseline Forecast | F7 | Residential | CZ2 - Multi Family | New | Space Heating | Natural Gas | Furnace - Direct Fuel | Baseline Forecast | Avg. Replacement Demand (S) | 0 | 0 | 0 | 0 | 0 | 0 | 0 | 0 | 0 | 0 | 0 | 0 | 0 | 0 | 0 | 0 | 0 | 0 | 0 | 0 | 0 | 0 | 0 | 0 | 0 | 0 | 0 | 0 | 0 | 0
F8_Residential_CZ2 - Multi Family_New_Space Heating_Natural Gas_Furnace - Direct Fuel_Baseline Forecast | F8 | Residential | CZ2 - Multi Family | New | Space Heating | Natural Gas | Furnace - Direct Fuel | Baseline Forecast | Avg. Replacement Demand (W) | 0 | 0 | 0 | 0 | 0 | 0 | 0 | 0 | 0 | 0 | 0 | 0 | 0 | 0 | 0 | 0 | 0 | 0 | 0 | 0 | 0 | 0 | 0 | 0 | 0 | 0 | 0 | 0 | 0 | 0
F1_Residential_CZ2 - Multi Family_New_Space Heating_Natural Gas_Boiler - Direct Fuel_Baseline Forecast | F1 | Residential | CZ2 - Multi Family | New | Space Heating | Natural Gas | Boiler - Direct Fuel | Baseline Forecast | Units | 0 | 0.66596 | 1.3309 | 2.3298 | 3.3088 | 4.2927 | 5.2802 | 6.274 | 7.2648 | 8.2541 | 9.2435 | 10.2329 | 11.2202 | 12.2031 | 13.183 | 14.1568 | 15.1305 | 16.1015 | 17.0699 | 18.0374 | 19.0032 | 19.9983 | 0 | 0 | 0 | 0 | 0 | 0 | 0 | 0
F2_Residential_CZ2 - Multi Family_New_Space Heating_Natural Gas_Boiler - Direct Fuel_Baseline Forecast | F2 | Residential | CZ2 - Multi Family | New | Space Heating | Natural Gas | Boiler - Direct Fuel | Baseline Forecast | Usage (MMtherm) | 0 | 6.8431e-05 | 0.00013632 | 0.0002383 | 0.00033824 | 0.00043868 | 0.0005395 | 0.00064095 | 0.00074211 | 0.0008431 | 0.00094411 | 0.0010451 | 0.0011459 | 0.0012462 | 0.0013462 | 0.0014456 | 0.001545 | 0.0016441 | 0.001743 | 0.0018417 | 0.0019403 | 0.0020419 | 0 | 0 | 0 | 0 | 0 | 0 | 0 | 0
F3_Residential_CZ2 - Multi Family_New_Space Heating_Natural Gas_Boiler - Direct Fuel_Baseline Forecast | F3 | Residential | CZ2 - Multi Family | New | Space Heating | Natural Gas | Boiler - Direct Fuel | Baseline Forecast | Peak Demand (S) | 0 | 0 | 0 | 0 | 0 | 0 | 0 | 0 | 0 | 0 | 0 | 0 | 0 | 0 | 0 | 0 | 0 | 0 | 0 | 0 | 0 | 0 | 0 | 0 | 0 | 0 | 0 | 0 | 0 | 0
F4_Residential_CZ2 - Multi Family_New_Space Heating_Natural Gas_Boiler - Direct Fuel_Baseline Forecast | F4 | Residential | CZ2 - Multi Family | New | Space Heating | Natural Gas | Boiler - Direct Fuel | Baseline Forecast | Peak Demand (W) | 0 | 0 | 0 | 0 | 0 | 0 | 0 | 0 | 0 | 0 | 0 | 0 | 0 | 0 | 0 | 0 | 0 | 0 | 0 | 0 | 0 | 0 | 0 | 0 | 0 | 0 | 0 | 0 | 0 | 0
F5_Residential_CZ2 - Multi Family_New_Space Heating_Natural Gas_Boiler - Direct Fuel_Baseline Forecast | F5 | Residential | CZ2 - Multi Family | New | Space Heating | Natural Gas | Boiler - Direct Fuel | Baseline Forecast | Turnover | 0 | 0.66596 | 0.66497 | 0.99891 | 0.97901 | 0.98383 | 0.98754 | 0.99377 | 0.99081 | 0.98929 | 0.98939 | 0.9894 | 1.0191 | 1.0448 | 1.0863 | 1.1219 | 1.1616 | 1.1969 | 1.2308 | 1.2647 | 1.296 | 1.3566 | 0 | 0 | 0 | 0 | 0 | 0 | 0 | 0
F6_Residential_CZ2 - Multi Family_New_Space Heating_Natural Gas_Boiler - Direct Fuel_Baseline Forecast | F6 | Residential | CZ2 - Multi Family | New | Space Heating | Natural Gas | Boiler - Direct Fuel | Baseline Forecast | Avg. Replacement Usage | 102.7562 | 102.7562 | 102.09 | 102.09 | 102.09 | 102.09 | 102.09 | 102.09 | 102.09 | 102.09 | 102.09 | 102.09 | 102.09 | 102.09 | 102.09 | 102.09 | 102.09 | 102.09 | 102.09 | 102.09 | 102.09 | 102.09 | 0 | 0 | 0 | 0 | 0 | 0 | 0 | 0
F7_Residential_CZ2 - Multi Family_New_Space Heating_Natural Gas_Boiler - Direct Fuel_Baseline Forecast | F7 | Residential | CZ2 - Multi Family | New | Space Heating | Natural Gas | Boiler - Direct Fuel | Baseline Forecast | Avg. Replacement Demand (S) | 0 | 0 | 0 | 0 | 0 | 0 | 0 | 0 | 0 | 0 | 0 | 0 | 0 | 0 | 0 | 0 | 0 | 0 | 0 | 0 | 0 | 0 | 0 | 0 | 0 | 0 | 0 | 0 | 0 | 0
F8_Residential_CZ2 - Multi Family_New_Space Heating_Natural Gas_Boiler - Direct Fuel_Baseline Forecast | F8 | Residential | CZ2 - Multi Family | New | Space Heating | Natural Gas | Boiler - Direct Fuel | Baseline Forecast | Avg. Replacement Demand (W) | 0 | 0 | 0 | 0 | 0 | 0 | 0 | 0 | 0 | 0 | 0 | 0 | 0 | 0 | 0 | 0 | 0 | 0 | 0 | 0 | 0 | 0 | 0 | 0 | 0 | 0 | 0 | 0 | 0 | 0
F1_Residential_CZ2 - Multi Family_New_Secondary Heating_Natural Gas_Fireplace_Baseline Forecast | F1 | Residential | CZ2 - Multi Family | New | Secondary Heating | Natural Gas | Fireplace | Baseline Forecast | Units | 0 | 16.1657 | 32.3074 | 56.5555 | 80.3204 | 104.2023 | 128.1743 | 152.2976 | 176.349 | 200.3634 | 224.3803 | 248.3975 | 272.3646 | 296.2249 | 320.0094 | 343.6495 | 367.286 | 390.8556 | 414.3622 | 437.8474 | 461.2929 | 485.4492 | 0 | 0 | 0 | 0 | 0 | 0 | 0 | 0
F2_Residential_CZ2 - Multi Family_New_Secondary Heating_Natural Gas_Fireplace_Baseline Forecast | F2 | Residential | CZ2 - Multi Family | New | Secondary Heating | Natural Gas | Fireplace | Baseline Forecast | Usage (MMtherm) | 0 | 0.0011137 | 0.0022258 | 0.0038963 | 0.0055336 | 0.0071789 | 0.0088305 | 0.010492 | 0.012149 | 0.013804 | 0.015458 | 0.017113 | 0.018764 | 0.020408 | 0.022047 | 0.023675 | 0.025304 | 0.026928 | 0.028547 | 0.030165 | 0.03178 | 0.033445 | 0 | 0 | 0 | 0 | 0 | 0 | 0 | 0
F3_Residential_CZ2 - Multi Family_New_Secondary Heating_Natural Gas_Fireplace_Baseline Forecast | F3 | Residential | CZ2 - Multi Family | New | Secondary Heating | Natural Gas | Fireplace | Baseline Forecast | Peak Demand (S) | 0 | 0 | 0 | 0 | 0 | 0 | 0 | 0 | 0 | 0 | 0 | 0 | 0 | 0 | 0 | 0 | 0 | 0 | 0 | 0 | 0 | 0 | 0 | 0 | 0 | 0 | 0 | 0 | 0 | 0
F4_Residential_CZ2 - Multi Family_New_Secondary Heating_Natural Gas_Fireplace_Baseline Forecast | F4 | Residential | CZ2 - Multi Family | New | Secondary Heating | Natural Gas | Fireplace | Baseline Forecast | Peak Demand (W) | 0 | 0 | 0 | 0 | 0 | 0 | 0 | 0 | 0 | 0 | 0 | 0 | 0 | 0 | 0 | 0 | 0 | 0 | 0 | 0 | 0 | 0 | 0 | 0 | 0 | 0 | 0 | 0 | 0 | 0
F5_Residential_CZ2 - Multi Family_New_Secondary Heating_Natural Gas_Fireplace_Baseline Forecast | F5 | Residential | CZ2 - Multi Family | New | Secondary Heating | Natural Gas | Fireplace | Baseline Forecast | Turnover | 0 | 16.1657 | 16.1417 | 24.2481 | 23.7649 | 23.8819 | 23.9721 | 24.1232 | 24.0514 | 24.0144 | 24.0169 | 24.0172 | 23.9671 | 23.8603 | 23.7845 | 23.64 | 23.6365 | 25.0392 | 26.31 | 28.2382 | 29.9268 | 32.2195 | 0 | 0 | 0 | 0 | 0 | 0 | 0 | 0
F6_Residential_CZ2 - Multi Family_New_Secondary Heating_Natural Gas_Fireplace_Baseline Forecast | F6 | Residential | CZ2 - Multi Family | New | Secondary Heating | Natural Gas | Fireplace | Baseline Forecast | Avg. Replacement Usage | 68.8941 | 68.8941 | 68.8941 | 68.8941 | 68.8941 | 68.8941 | 68.8941 | 68.8941 | 68.8941 | 68.8941 | 68.8941 | 68.8941 | 68.8941 | 68.8941 | 68.8941 | 68.8941 | 68.8941 | 68.8941 | 68.8941 | 68.8941 | 68.8941 | 68.8941 | 0 | 0 | 0 | 0 | 0 | 0 | 0 | 0
F7_Residential_CZ2 - Multi Family_New_Secondary Heating_Natural Gas_Fireplace_Baseline Forecast | F7 | Residential | CZ2 - Multi Family | New | Secondary Heating | Natural Gas | Fireplace | Baseline Forecast | Avg. Replacement Demand (S) | 0 | 0 | 0 | 0 | 0 | 0 | 0 | 0 | 0 | 0 | 0 | 0 | 0 | 0 | 0 | 0 | 0 | 0 | 0 | 0 | 0 | 0 | 0 | 0 | 0 | 0 | 0 | 0 | 0 | 0
F8_Residential_CZ2 - Multi Family_New_Secondary Heating_Natural Gas_Fireplace_Baseline Forecast | F8 | Residential | CZ2 - Multi Family | New | Secondary Heating | Natural Gas | Fireplace | Baseline Forecast | Avg. Replacement Demand (W) | 0 | 0 | 0 | 0 | 0 | 0 | 0 | 0 | 0 | 0 | 0 | 0 | 0 | 0 | 0 | 0 | 0 | 0 | 0 | 0 | 0 | 0 | 0 | 0 | 0 | 0 | 0 | 0 | 0 | 0
F1_Residential_CZ2 - Multi Family_New_Water Heating_Natural Gas_Water Heater <= 55 gal._Baseline Forecast | F1 | Residential | CZ2 - Multi Family | New | Water Heating | Natural Gas | Water Heater <= 55 gal. | Baseline Forecast | Units | 0 | 34.8942 | 69.7364 | 122.0764 | 173.3737 | 224.9233 | 276.6676 | 328.7382 | 380.6538 | 432.4896 | 484.3307 | 536.1724 | 587.9061 | 639.4092 | 690.7487 | 741.7763 | 792.7963 | 843.6719 | 894.4115 | 945.1049 | 995.7127 | 1047.8548 | 0 | 0 | 0 | 0 | 0 | 0 | 0 | 0
F2_Residential_CZ2 - Multi Family_New_Water Heating_Natural Gas_Water Heater <= 55 gal._Baseline Forecast | F2 | Residential | CZ2 - Multi Family | New | Water Heating | Natural Gas | Water Heater <= 55 gal. | Baseline Forecast | Usage (MMtherm) | 0 | 0.0030162 | 0.0060286 | 0.010555 | 0.014991 | 0.01945 | 0.023924 | 0.028427 | 0.032916 | 0.037398 | 0.041876 | 0.046354 | 0.050822 | 0.055269 | 0.059701 | 0.064106 | 0.068508 | 0.072898 | 0.077275 | 0.081647 | 0.086012 | 0.090508 | 0 | 0 | 0 | 0 | 0 | 0 | 0 | 0
F3_Residential_CZ2 - Multi Family_New_Water Heating_Natural Gas_Water Heater <= 55 gal._Baseline Forecast | F3 | Residential | CZ2 - Multi Family | New | Water Heating | Natural Gas | Water Heater <= 55 gal. | Baseline Forecast | Peak Demand (S) | 0 | 0 | 0 | 0 | 0 | 0 | 0 | 0 | 0 | 0 | 0 | 0 | 0 | 0 | 0 | 0 | 0 | 0 | 0 | 0 | 0 | 0 | 0 | 0 | 0 | 0 | 0 | 0 | 0 | 0
F4_Residential_CZ2 - Multi Family_New_Water Heating_Natural Gas_Water Heater <= 55 gal._Baseline Forecast | F4 | Residential | CZ2 - Multi Family | New | Water Heating | Natural Gas | Water Heater <= 55 gal. | Baseline Forecast | Peak Demand (W) | 0 | 0 | 0 | 0 | 0 | 0 | 0 | 0 | 0 | 0 | 0 | 0 | 0 | 0 | 0 | 0 | 0 | 0 | 0 | 0 | 0 | 0 | 0 | 0 | 0 | 0 | 0 | 0 | 0 | 0
F5_Residential_CZ2 - Multi Family_New_Water Heating_Natural Gas_Water Heater <= 55 gal._Baseline Forecast | F5 | Residential | CZ2 - Multi Family | New | Water Heating | Natural Gas | Water Heater <= 55 gal. | Baseline Forecast | Turnover | 0 | 34.8942 | 34.8422 | 52.34 | 51.2972 | 51.5496 | 51.7443 | 52.0706 | 51.9156 | 51.8358 | 51.8411 | 51.8417 | 56.7186 | 60.7533 | 66.7454 | 71.5608 | 75.9842 | 79.6655 | 82.8553 | 95.8044 | 96.6643 | 104.123 | 0 | 0 | 0 | 0 | 0 | 0 | 0 | 0
F6_Residential_CZ2 - Multi Family_New_Water Heating_Natural Gas_Water Heater <= 55 gal._Baseline Forecast | F6 | Residential | CZ2 - Multi Family | New | Water Heating | Natural Gas | Water Heater <= 55 gal. | Baseline Forecast | Avg. Replacement Usage | 86.4296 | 86.4377 | 86.458 | 86.4729 | 86.4828 | 86.4938 | 86.4804 | 86.4727 | 86.4702 | 86.4651 | 86.3801 | 86.3781 | 86.3665 | 86.3624 | 86.3594 | 86.3569 | 86.3549 | 86.3525 | 86.3509 | 86.3497 | 86.3481 | 86.3458 | 0 | 0 | 0 | 0 | 0 | 0 | 0 | 0
F7_Residential_CZ2 - Multi Family_New_Water Heating_Natural Gas_Water Heater <= 55 gal._Baseline Forecast | F7 | Residential | CZ2 - Multi Family | New | Water Heating | Natural Gas | Water Heater <= 55 gal. | Baseline Forecast | Avg. Replacement Demand (S) | 0 | 0 | 0 | 0 | 0 | 0 | 0 | 0 | 0 | 0 | 0 | 0 | 0 | 0 | 0 | 0 | 0 | 0 | 0 | 0 | 0 | 0 | 0 | 0 | 0 | 0 | 0 | 0 | 0 | 0
F8_Residential_CZ2 - Multi Family_New_Water Heating_Natural Gas_Water Heater <= 55 gal._Baseline Forecast | F8 | Residential | CZ2 - Multi Family | New | Water Heating | Natural Gas | Water Heater <= 55 gal. | Baseline Forecast | Avg. Replacement Demand (W) | 0 | 0 | 0 | 0 | 0 | 0 | 0 | 0 | 0 | 0 | 0 | 0 | 0 | 0 | 0 | 0 | 0 | 0 | 0 | 0 | 0 | 0 | 0 | 0 | 0 | 0 | 0 | 0 | 0 | 0
F1_Residential_CZ2 - Multi Family_New_Water Heating_Natural Gas_Water Heater > 55 gal._Baseline Forecast | F1 | Residential | CZ2 - Multi Family | New | Water Heating | Natural Gas | Water Heater > 55 gal. | Baseline Forecast | Units | 0 | 7.4468 | 14.8825 | 26.0524 | 36.9998 | 48.0011 | 59.0439 | 70.1563 | 81.2357 | 92.298 | 103.3615 | 114.4251 | 125.4656 | 136.4569 | 147.4133 | 158.3032 | 169.1914 | 180.0488 | 190.8772 | 201.6958 | 212.496 | 223.6237 | 0 | 0 | 0 | 0 | 0 | 0 | 0 | 0
F2_Residential_CZ2 - Multi Family_New_Water Heating_Natural Gas_Water Heater > 55 gal._Baseline Forecast | F2 | Residential | CZ2 - Multi Family | New | Water Heating | Natural Gas | Water Heater > 55 gal. | Baseline Forecast | Usage (MMtherm) | 0 | 0.00074353 | 0.002088 | 0.0042925 | 0.007155 | 0.010547 | 0.014313 | 0.018387 | 0.022708 | 0.027216 | 0.03166 | 0.03626 | 0.040882 | 0.045487 | 0.050004 | 0.054408 | 0.058697 | 0.062886 | 0.066982 | 0.070857 | 0.074602 | 0.078267 | 0 | 0 | 0 | 0 | 0 | 0 | 0 | 0
F3_Residential_CZ2 - Multi Family_New_Water Heating_Natural Gas_Water Heater > 55 gal._Baseline Forecast | F3 | Residential | CZ2 - Multi Family | New | Water Heating | Natural Gas | Water Heater > 55 gal. | Baseline Forecast | Peak Demand (S) | 0 | 0 | 0 | 0 | 0 | 0 | 0 | 0 | 0 | 0 | 0 | 0 | 0 | 0 | 0 | 0 | 0 | 0 | 0 | 0 | 0 | 0 | 0 | 0 | 0 | 0 | 0 | 0 | 0 | 0
F4_Residential_CZ2 - Multi Family_New_Water Heating_Natural Gas_Water Heater > 55 gal._Baseline Forecast | F4 | Residential | CZ2 - Multi Family | New | Water Heating | Natural Gas | Water Heater > 55 gal. | Baseline Forecast | Peak Demand (W) | 0 | 0 | 0 | 0 | 0 | 0 | 0 | 0 | 0 | 0 | 0 | 0 | 0 | 0 | 0 | 0 | 0 | 0 | 0 | 0 | 0 | 0 | 0 | 0 | 0 | 0 | 0 | 0 | 0 | 0
F5_Residential_CZ2 - Multi Family_New_Water Heating_Natural Gas_Water Heater > 55 gal._Baseline Forecast | F5 | Residential | CZ2 - Multi Family | New | Water Heating | Natural Gas | Water Heater > 55 gal. | Baseline Forecast | Turnover | 0 | 7.4468 | 13.3142 | 21.65 | 27.9522 | 32.9238 | 36.8241 | 40.0031 | 42.4984 | 44.4553 | 46.0174 | 47.6894 | 49.1901 | 50.7023 | 52.3652 | 54.2102 | 56.3102 | 58.5865 | 61.0372 | 64.0195 | 67.2883 | 71.1492 | 0 | 0 | 0 | 0 | 0 | 0 | 0 | 0
F6_Residential_CZ2 - Multi Family_New_Water Heating_Natural Gas_Water Heater > 55 gal._Baseline Forecast | F6 | Residential | CZ2 - Multi Family | New | Water Heating | Natural Gas | Water Heater > 55 gal. | Baseline Forecast | Avg. Replacement Usage | 99.394 | 99.846 | 100.9799 | 101.827 | 102.4037 | 103.02 | 102.268 | 101.8383 | 101.6747 | 101.409 | 96.5801 | 96.4603 | 95.811 | 95.5988 | 95.4142 | 95.2848 | 95.1744 | 95.0476 | 94.9233 | 94.8652 | 94.7828 | 94.6447 | 0 | 0 | 0 | 0 | 0 | 0 | 0 | 0
F7_Residential_CZ2 - Multi Family_New_Water Heating_Natural Gas_Water Heater > 55 gal._Baseline Forecast | F7 | Residential | CZ2 - Multi Family | New | Water Heating | Natural Gas | Water Heater > 55 gal. | Baseline Forecast | Avg. Replacement Demand (S) | 0 | 0 | 0 | 0 | 0 | 0 | 0 | 0 | 0 | 0 | 0 | 0 | 0 | 0 | 0 | 0 | 0 | 0 | 0 | 0 | 0 | 0 | 0 | 0 | 0 | 0 | 0 | 0 | 0 | 0
F8_Residential_CZ2 - Multi Family_New_Water Heating_Natural Gas_Water Heater > 55 gal._Baseline Forecast | F8 | Residential | CZ2 - Multi Family | New | Water Heating | Natural Gas | Water Heater > 55 gal. | Baseline Forecast | Avg. Replacement Demand (W) | 0 | 0 | 0 | 0 | 0 | 0 | 0 | 0 | 0 | 0 | 0 | 0 | 0 | 0 | 0 | 0 | 0 | 0 | 0 | 0 | 0 | 0 | 0 | 0 | 0 | 0 | 0 | 0 | 0 | 0
F1_Residential_CZ2 - Multi Family_New_Appliances_Natural Gas_Clothes Dryer_Baseline Forecast | F1 | Residential | CZ2 - Multi Family | New | Appliances | Natural Gas | Clothes Dryer | Baseline Forecast | Units | 0 | 4.6391 | 9.2712 | 16.2296 | 23.0494 | 29.9028 | 36.782 | 43.7046 | 50.6066 | 57.498 | 64.3901 | 71.2823 | 78.1601 | 85.0072 | 91.8326 | 98.6166 | 105.3995 | 112.1633 | 118.9089 | 125.6484 | 132.3766 | 139.3087 | 0 | 0 | 0 | 0 | 0 | 0 | 0 | 0
F2_Residential_CZ2 - Multi Family_New_Appliances_Natural Gas_Clothes Dryer_Baseline Forecast | F2 | Residential | CZ2 - Multi Family | New | Appliances | Natural Gas | Clothes Dryer | Baseline Forecast | Usage (MMtherm) | 0 | 7.7467e-05 | 0.00015482 | 0.00027102 | 0.00038491 | 0.00049936 | 0.00061424 | 0.00072985 | 0.00084511 | 0.00096019 | 0.0010752 | 0.0011902 | 0.0013049 | 0.0014191 | 0.0015329 | 0.001646 | 0.0017591 | 0.0018718 | 0.0019843 | 0.0020966 | 0.0022087 | 0.0023242 | 0 | 0 | 0 | 0 | 0 | 0 | 0 | 0
F3_Residential_CZ2 - Multi Family_New_Appliances_Natural Gas_Clothes Dryer_Baseline Forecast | F3 | Residential | CZ2 - Multi Family | New | Appliances | Natural Gas | Clothes Dryer | Baseline Forecast | Peak Demand (S) | 0 | 0 | 0 | 0 | 0 | 0 | 0 | 0 | 0 | 0 | 0 | 0 | 0 | 0 | 0 | 0 | 0 | 0 | 0 | 0 | 0 | 0 | 0 | 0 | 0 | 0 | 0 | 0 | 0 | 0
F4_Residential_CZ2 - Multi Family_New_Appliances_Natural Gas_Clothes Dryer_Baseline Forecast | F4 | Residential | CZ2 - Multi Family | New | Appliances | Natural Gas | Clothes Dryer | Baseline Forecast | Peak Demand (W) | 0 | 0 | 0 | 0 | 0 | 0 | 0 | 0 | 0 | 0 | 0 | 0 | 0 | 0 | 0 | 0 | 0 | 0 | 0 | 0 | 0 | 0 | 0 | 0 | 0 | 0 | 0 | 0 | 0 | 0
F5_Residential_CZ2 - Multi Family_New_Appliances_Natural Gas_Clothes Dryer_Baseline Forecast | F5 | Residential | CZ2 - Multi Family | New | Appliances | Natural Gas | Clothes Dryer | Baseline Forecast | Turnover | 0 | 4.6391 | 4.6322 | 6.9584 | 6.8198 | 6.8533 | 6.8792 | 6.9226 | 6.902 | 6.8914 | 6.8921 | 6.8922 | 7.2347 | 7.5329 | 7.9936 | 8.3869 | 8.7898 | 9.1454 | 9.4766 | 9.7913 | 10.0753 | 10.5519 | 0 | 0 | 0 | 0 | 0 | 0 | 0 | 0
F6_Residential_CZ2 - Multi Family_New_Appliances_Natural Gas_Clothes Dryer_Baseline Forecast | F6 | Residential | CZ2 - Multi Family | New | Appliances | Natural Gas | Clothes Dryer | Baseline Forecast | Avg. Replacement Usage | 16.6986 | 16.699 | 16.6993 | 16.6997 | 16.6996 | 16.6998 | 16.6995 | 16.6995 | 16.6995 | 16.6995 | 16.6825 | 16.6842 | 16.6809 | 16.6799 | 16.6792 | 16.6784 | 16.678 | 16.6772 | 16.6768 | 16.6766 | 16.6761 | 16.6758 | 0 | 0 | 0 | 0 | 0 | 0 | 0 | 0
F7_Residential_CZ2 - Multi Family_New_Appliances_Natural Gas_Clothes Dryer_Baseline Forecast | F7 | Residential | CZ2 - Multi Family | New | Appliances | Natural Gas | Clothes Dryer | Baseline Forecast | Avg. Replacement Demand (S) | 0 | 0 | 0 | 0 | 0 | 0 | 0 | 0 | 0 | 0 | 0 | 0 | 0 | 0 | 0 | 0 | 0 | 0 | 0 | 0 | 0 | 0 | 0 | 0 | 0 | 0 | 0 | 0 | 0 | 0
F8_Residential_CZ2 - Multi Family_New_Appliances_Natural Gas_Clothes Dryer_Baseline Forecast | F8 | Residential | CZ2 - Multi Family | New | Appliances | Natural Gas | Clothes Dryer | Baseline Forecast | Avg. Replacement Demand (W) | 0 | 0 | 0 | 0 | 0 | 0 | 0 | 0 | 0 | 0 | 0 | 0 | 0 | 0 | 0 | 0 | 0 | 0 | 0 | 0 | 0 | 0 | 0 | 0 | 0 | 0 | 0 | 0 | 0 | 0
F1_Residential_CZ2 - Multi Family_New_Appliances_Natural Gas_Stove/Oven_Baseline Forecast | F1 | Residential | CZ2 - Multi Family | New | Appliances | Natural Gas | Stove/Oven | Baseline Forecast | Units | 0 | 19.1034 | 38.1783 | 66.8327 | 94.9163 | 123.1379 | 151.4662 | 179.9731 | 208.3952 | 236.7735 | 265.1547 | 293.5363 | 321.8588 | 350.055 | 378.1616 | 406.0975 | 434.0293 | 461.882 | 489.6602 | 517.4131 | 545.1192 | 573.6652 | 0 | 0 | 0 | 0 | 0 | 0 | 0 | 0
F2_Residential_CZ2 - Multi Family_New_Appliances_Natural Gas_Stove/Oven_Baseline Forecast | F2 | Residential | CZ2 - Multi Family | New | Appliances | Natural Gas | Stove/Oven | Baseline Forecast | Usage (MMtherm) | 0 | 0.00095895 | 0.0019165 | 0.0033551 | 0.0047651 | 0.006182 | 0.0076043 | 0.0090355 | 0.010462 | 0.011887 | 0.013309 | 0.01473 | 0.016148 | 0.017558 | 0.018964 | 0.02036 | 0.021755 | 0.023147 | 0.024533 | 0.025918 | 0.0273 | 0.028725 | 0 | 0 | 0 | 0 | 0 | 0 | 0 | 0
F3_Residential_CZ2 - Multi Family_New_Appliances_Natural Gas_Stove/Oven_Baseline Forecast | F3 | Residential | CZ2 - Multi Family | New | Appliances | Natural Gas | Stove/Oven | Baseline Forecast | Peak Demand (S) | 0 | 0 | 0 | 0 | 0 | 0 | 0 | 0 | 0 | 0 | 0 | 0 | 0 | 0 | 0 | 0 | 0 | 0 | 0 | 0 | 0 | 0 | 0 | 0 | 0 | 0 | 0 | 0 | 0 | 0
F4_Residential_CZ2 - Multi Family_New_Appliances_Natural Gas_Stove/Oven_Baseline Forecast | F4 | Residential | CZ2 - Multi Family | New | Appliances | Natural Gas | Stove/Oven | Baseline Forecast | Peak Demand (W) | 0 | 0 | 0 | 0 | 0 | 0 | 0 | 0 | 0 | 0 | 0 | 0 | 0 | 0 | 0 | 0 | 0 | 0 | 0 | 0 | 0 | 0 | 0 | 0 | 0 | 0 | 0 | 0 | 0 | 0
F5_Residential_CZ2 - Multi Family_New_Appliances_Natural Gas_Stove/Oven_Baseline Forecast | F5 | Residential | CZ2 - Multi Family | New | Appliances | Natural Gas | Stove/Oven | Baseline Forecast | Turnover | 0 | 19.1034 | 19.075 | 28.6544 | 28.0835 | 28.2217 | 28.3283 | 28.5069 | 28.422 | 28.3783 | 28.3812 | 31.1107 | 33.3866 | 36.6304 | 39.3479 | 41.6029 | 43.6932 | 45.435 | 52.4749 | 52.9673 | 56.1639 | 57.2165 | 0 | 0 | 0 | 0 | 0 | 0 | 0 | 0
F6_Residential_CZ2 - Multi Family_New_Appliances_Natural Gas_Stove/Oven_Baseline Forecast | F6 | Residential | CZ2 - Multi Family | New | Appliances | Natural Gas | Stove/Oven | Baseline Forecast | Avg. Replacement Usage | 50.1946 | 50.198 | 50.2015 | 50.2044 | 50.2062 | 50.2081 | 50.2056 | 50.2044 | 50.2039 | 50.203 | 50.0946 | 50.0912 | 50.0715 | 50.0649 | 50.0596 | 50.056 | 50.0526 | 50.049 | 50.0458 | 50.0439 | 50.0419 | 50.038 | 0 | 0 | 0 | 0 | 0 | 0 | 0 | 0
F7_Residential_CZ2 - Multi Family_New_Appliances_Natural Gas_Stove/Oven_Baseline Forecast | F7 | Residential | CZ2 - Multi Family | New | Appliances | Natural Gas | Stove/Oven | Baseline Forecast | Avg. Replacement Demand (S) | 0 | 0 | 0 | 0 | 0 | 0 | 0 | 0 | 0 | 0 | 0 | 0 | 0 | 0 | 0 | 0 | 0 | 0 | 0 | 0 | 0 | 0 | 0 | 0 | 0 | 0 | 0 | 0 | 0 | 0
F8_Residential_CZ2 - Multi Family_New_Appliances_Natural Gas_Stove/Oven_Baseline Forecast | F8 | Residential | CZ2 - Multi Family | New | Appliances | Natural Gas | Stove/Oven | Baseline Forecast | Avg. Replacement Demand (W) | 0 | 0 | 0 | 0 | 0 | 0 | 0 | 0 | 0 | 0 | 0 | 0 | 0 | 0 | 0 | 0 | 0 | 0 | 0 | 0 | 0 | 0 | 0 | 0 | 0 | 0 | 0 | 0 | 0 | 0
F1_Residential_CZ2 - Multi Family_New_Miscellaneous_Natural Gas_Pool Heater_Baseline Forecast | F1 | Residential | CZ2 - Multi Family | New | Miscellaneous | Natural Gas | Pool Heater | Baseline Forecast | Units | 0 | 0.46744 | 0.93419 | 1.6353 | 2.3225 | 3.0131 | 3.7062 | 4.4038 | 5.0992 | 5.7936 | 6.4881 | 7.1826 | 7.8756 | 8.5655 | 9.2533 | 9.9369 | 10.6203 | 11.3018 | 11.9816 | 12.6606 | 13.3386 | 14.0371 | 0 | 0 | 0 | 0 | 0 | 0 | 0 | 0
F2_Residential_CZ2 - Multi Family_New_Miscellaneous_Natural Gas_Pool Heater_Baseline Forecast | F2 | Residential | CZ2 - Multi Family | New | Miscellaneous | Natural Gas | Pool Heater | Baseline Forecast | Usage (MMtherm) | 0 | 6.099e-05 | 0.00012189 | 0.00021337 | 0.00030303 | 0.00039313 | 0.00048357 | 0.00057459 | 0.00066533 | 0.00075593 | 0.00084654 | 0.00093715 | 0.0010276 | 0.0011176 | 0.0012073 | 0.0012965 | 0.0013857 | 0.0014746 | 0.0015633 | 0.0016519 | 0.0017404 | 0.0018315 | 0 | 0 | 0 | 0 | 0 | 0 | 0 | 0
F3_Residential_CZ2 - Multi Family_New_Miscellaneous_Natural Gas_Pool Heater_Baseline Forecast | F3 | Residential | CZ2 - Multi Family | New | Miscellaneous | Natural Gas | Pool Heater | Baseline Forecast | Peak Demand (S) | 0 | 0 | 0 | 0 | 0 | 0 | 0 | 0 | 0 | 0 | 0 | 0 | 0 | 0 | 0 | 0 | 0 | 0 | 0 | 0 | 0 | 0 | 0 | 0 | 0 | 0 | 0 | 0 | 0 | 0
F4_Residential_CZ2 - Multi Family_New_Miscellaneous_Natural Gas_Pool Heater_Baseline Forecast | F4 | Residential | CZ2 - Multi Family | New | Miscellaneous | Natural Gas | Pool Heater | Baseline Forecast | Peak Demand (W) | 0 | 0 | 0 | 0 | 0 | 0 | 0 | 0 | 0 | 0 | 0 | 0 | 0 | 0 | 0 | 0 | 0 | 0 | 0 | 0 | 0 | 0 | 0 | 0 | 0 | 0 | 0 | 0 | 0 | 0
F5_Residential_CZ2 - Multi Family_New_Miscellaneous_Natural Gas_Pool Heater_Baseline Forecast | F5 | Residential | CZ2 - Multi Family | New | Miscellaneous | Natural Gas | Pool Heater | Baseline Forecast | Turnover | 0 | 0.46744 | 0.46675 | 0.70115 | 0.68718 | 0.69056 | 0.69317 | 0.74003 | 0.77653 | 0.83183 | 0.88188 | 0.92763 | 0.968 | 1.0072 | 1.0467 | 1.0856 | 1.1291 | 1.171 | 1.3616 | 1.3903 | 1.4944 | 1.5349 | 0 | 0 | 0 | 0 | 0 | 0 | 0 | 0
F6_Residential_CZ2 - Multi Family_New_Miscellaneous_Natural Gas_Pool Heater_Baseline Forecast | F6 | Residential | CZ2 - Multi Family | New | Miscellaneous | Natural Gas | Pool Heater | Baseline Forecast | Avg. Replacement Usage | 130.4755 | 130.4755 | 130.4755 | 130.4755 | 130.4755 | 130.4755 | 130.4755 | 130.4755 | 130.4755 | 130.4755 | 130.4755 | 130.4755 | 130.4755 | 130.4755 | 130.4755 | 130.4755 | 130.4755 | 130.4755 | 130.4755 | 130.4755 | 130.4755 | 130.4755 | 0 | 0 | 0 | 0 | 0 | 0 | 0 | 0
F7_Residential_CZ2 - Multi Family_New_Miscellaneous_Natural Gas_Pool Heater_Baseline Forecast | F7 | Residential | CZ2 - Multi Family | New | Miscellaneous | Natural Gas | Pool Heater | Baseline Forecast | Avg. Replacement Demand (S) | 0 | 0 | 0 | 0 | 0 | 0 | 0 | 0 | 0 | 0 | 0 | 0 | 0 | 0 | 0 | 0 | 0 | 0 | 0 | 0 | 0 | 0 | 0 | 0 | 0 | 0 | 0 | 0 | 0 | 0
F8_Residential_CZ2 - Multi Family_New_Miscellaneous_Natural Gas_Pool Heater_Baseline Forecast | F8 | Residential | CZ2 - Multi Family | New | Miscellaneous | Natural Gas | Pool Heater | Baseline Forecast | Avg. Replacement Demand (W) | 0 | 0 | 0 | 0 | 0 | 0 | 0 | 0 | 0 | 0 | 0 | 0 | 0 | 0 | 0 | 0 | 0 | 0 | 0 | 0 | 0 | 0 | 0 | 0 | 0 | 0 | 0 | 0 | 0 | 0
F1_Residential_CZ2 - Multi Family_New_Miscellaneous_Natural Gas_Miscellaneous_Baseline Forecast | F1 | Residential | CZ2 - Multi Family | New | Miscellaneous | Natural Gas | Miscellaneous | Baseline Forecast | Units | 0 | 53.8533 | 107.6265 | 188.4047 | 267.5734 | 347.1316 | 426.9904 | 507.3527 | 587.4758 | 667.4757 | 747.4838 | 827.4928 | 907.3352 | 986.8216 | 1066.0556 | 1144.8081 | 1223.5491 | 1302.0671 | 1380.3752 | 1458.6121 | 1536.7168 | 1617.1894 | 0 | 0 | 0 | 0 | 0 | 0 | 0 | 0
F2_Residential_CZ2 - Multi Family_New_Miscellaneous_Natural Gas_Miscellaneous_Baseline Forecast | F2 | Residential | CZ2 - Multi Family | New | Miscellaneous | Natural Gas | Miscellaneous | Baseline Forecast | Usage (MMtherm) | 0 | 0.00012823 | 0.00025627 | 0.00044861 | 0.00063712 | 0.00082655 | 0.0010167 | 0.0012081 | 0.0013988 | 0.0015893 | 0.0017798 | 0.0019703 | 0.0021605 | 0.0023497 | 0.0025384 | 0.0027259 | 0.0029134 | 0.0031003 | 0.0032868 | 0.0034731 | 0.0036591 | 0.0038507 | 0 | 0 | 0 | 0 | 0 | 0 | 0 | 0
F3_Residential_CZ2 - Multi Family_New_Miscellaneous_Natural Gas_Miscellaneous_Baseline Forecast | F3 | Residential | CZ2 - Multi Family | New | Miscellaneous | Natural Gas | Miscellaneous | Baseline Forecast | Peak Demand (S) | 0 | 0 | 0 | 0 | 0 | 0 | 0 | 0 | 0 | 0 | 0 | 0 | 0 | 0 | 0 | 0 | 0 | 0 | 0 | 0 | 0 | 0 | 0 | 0 | 0 | 0 | 0 | 0 | 0 | 0
F4_Residential_CZ2 - Multi Family_New_Miscellaneous_Natural Gas_Miscellaneous_Baseline Forecast | F4 | Residential | CZ2 - Multi Family | New | Miscellaneous | Natural Gas | Miscellaneous | Baseline Forecast | Peak Demand (W) | 0 | 0 | 0 | 0 | 0 | 0 | 0 | 0 | 0 | 0 | 0 | 0 | 0 | 0 | 0 | 0 | 0 | 0 | 0 | 0 | 0 | 0 | 0 | 0 | 0 | 0 | 0 | 0 | 0 | 0
F5_Residential_CZ2 - Multi Family_New_Miscellaneous_Natural Gas_Miscellaneous_Baseline Forecast | F5 | Residential | CZ2 - Multi Family | New | Miscellaneous | Natural Gas | Miscellaneous | Baseline Forecast | Turnover | 0 | 53.8533 | 53.7732 | 80.7781 | 79.1688 | 79.5582 | 79.8588 | 89.3379 | 96.5649 | 107.1644 | 115.84 | 123.1287 | 129.0852 | 150.4413 | 154.4347 | 166.8172 | 170.9857 | 176.0188 | 181.1568 | 191.6632 | 200.3826 | 213.1318 | 0 | 0 | 0 | 0 | 0 | 0 | 0 | 0
F6_Residential_CZ2 - Multi Family_New_Miscellaneous_Natural Gas_Miscellaneous_Baseline Forecast | F6 | Residential | CZ2 - Multi Family | New | Miscellaneous | Natural Gas | Miscellaneous | Baseline Forecast | Avg. Replacement Usage | 2.3811 | 2.3811 | 2.3811 | 2.3811 | 2.3811 | 2.3811 | 2.3811 | 2.3811 | 2.3811 | 2.3811 | 2.3811 | 2.3811 | 2.3811 | 2.3811 | 2.3811 | 2.3811 | 2.3811 | 2.3811 | 2.3811 | 2.3811 | 2.3811 | 2.3811 | 0 | 0 | 0 | 0 | 0 | 0 | 0 | 0
F7_Residential_CZ2 - Multi Family_New_Miscellaneous_Natural Gas_Miscellaneous_Baseline Forecast | F7 | Residential | CZ2 - Multi Family | New | Miscellaneous | Natural Gas | Miscellaneous | Baseline Forecast | Avg. Replacement Demand (S) | 0 | 0 | 0 | 0 | 0 | 0 | 0 | 0 | 0 | 0 | 0 | 0 | 0 | 0 | 0 | 0 | 0 | 0 | 0 | 0 | 0 | 0 | 0 | 0 | 0 | 0 | 0 | 0 | 0 | 0
F8_Residential_CZ2 - Multi Family_New_Miscellaneous_Natural Gas_Miscellaneous_Baseline Forecast | F8 | Residential | CZ2 - Multi Family | New | Miscellaneous | Natural Gas | Miscellaneous | Baseline Forecast | Avg. Replacement Demand (W) | 0 | 0 | 0 | 0 | 0 | 0 | 0 | 0 | 0 | 0 | 0 | 0 | 0 | 0 | 0 | 0 | 0 | 0 | 0 | 0 | 0 | 0 | 0 | 0 | 0 | 0 | 0 | 0 | 0 | 0
F1_Residential_CZ3 - Single Family_Existing_Space Heating_Natural Gas_Furnace - Direct Fuel_Baseline Forecast | F1 | Residential | CZ3 - Single Family | Existing | Space Heating | Natural Gas | Furnace - Direct Fuel | Baseline Forecast | Units | 45648.8639 | 45575.8257 | 45502.9044 | 45430.0997 | 45357.4116 | 45284.8397 | 45212.384 | 45140.0441 | 45067.8201 | 44995.7116 | 44923.7184 | 44851.8405 | 44780.0775 | 44708.4294 | 44636.8959 | 44565.4769 | 44494.1721 | 44422.9814 | 44351.9047 | 44280.9416 | 44210.0921 | 44139.356 | 0 | 0 | 0 | 0 | 0 | 0 | 0 | 0
F2_Residential_CZ3 - Single Family_Existing_Space Heating_Natural Gas_Furnace - Direct Fuel_Baseline Forecast | F2 | Residential | CZ3 - Single Family | Existing | Space Heating | Natural Gas | Furnace - Direct Fuel | Baseline Forecast | Usage (MMtherm) | 28.2384 | 28.0482 | 27.8651 | 27.6888 | 27.5191 | 27.2823 | 27.0528 | 26.8313 | 26.6176 | 26.4114 | 26.2122 | 26.0203 | 25.8332 | 25.6507 | 25.4725 | 25.2984 | 25.1326 | 24.9745 | 24.8238 | 24.68 | 24.5426 | 24.4113 | 0 | 0 | 0 | 0 | 0 | 0 | 0 | 0
F3_Residential_CZ3 - Single Family_Existing_Space Heating_Natural Gas_Furnace - Direct Fuel_Baseline Forecast | F3 | Residential | CZ3 - Single Family | Existing | Space Heating | Natural Gas | Furnace - Direct Fuel | Baseline Forecast | Peak Demand (S) | 0 | 0 | 0 | 0 | 0 | 0 | 0 | 0 | 0 | 0 | 0 | 0 | 0 | 0 | 0 | 0 | 0 | 0 | 0 | 0 | 0 | 0 | 0 | 0 | 0 | 0 | 0 | 0 | 0 | 0
F4_Residential_CZ3 - Single Family_Existing_Space Heating_Natural Gas_Furnace - Direct Fuel_Baseline Forecast | F4 | Residential | CZ3 - Single Family | Existing | Space Heating | Natural Gas | Furnace - Direct Fuel | Baseline Forecast | Peak Demand (W) | 0 | 0 | 0 | 0 | 0 | 0 | 0 | 0 | 0 | 0 | 0 | 0 | 0 | 0 | 0 | 0 | 0 | 0 | 0 | 0 | 0 | 0 | 0 | 0 | 0 | 0 | 0 | 0 | 0 | 0
F5_Residential_CZ3 - Single Family_Existing_Space Heating_Natural Gas_Furnace - Direct Fuel_Baseline Forecast | F5 | Residential | CZ3 - Single Family | Existing | Space Heating | Natural Gas | Furnace - Direct Fuel | Baseline Forecast | Turnover | 0 | 1962.0886 | 1922.374 | 1884.9295 | 1849.6184 | 1816.3122 | 1784.89 | 1741.5726 | 1700.7655 | 1662.3175 | 1626.0864 | 1591.9386 | 1608.8098 | 1622.3732 | 1633.3994 | 1641.7217 | 1647.6176 | 1651.3512 | 1652.3684 | 1650.9772 | 1647.4564 | 1642.063 | 0 | 0 | 0 | 0 | 0 | 0 | 0 | 0
F6_Residential_CZ3 - Single Family_Existing_Space Heating_Natural Gas_Furnace - Direct Fuel_Baseline Forecast | F6 | Residential | CZ3 - Single Family | Existing | Space Heating | Natural Gas | Furnace - Direct Fuel | Baseline Forecast | Avg. Replacement Usage | 561.5215 | 559.1556 | 559.6066 | 559.9762 | 560.2493 | 519.9861 | 519.9891 | 520.0041 | 520.037 | 520.0701 | 519.8891 | 519.9534 | 520 | 519.9588 | 519.913 | 519.8603 | 519.8019 | 519.8024 | 519.7985 | 519.7909 | 519.7557 | 519.7155 | 0 | 0 | 0 | 0 | 0 | 0 | 0 | 0
F7_Residential_CZ3 - Single Family_Existing_Space Heating_Natural Gas_Furnace - Direct Fuel_Baseline Forecast | F7 | Residential | CZ3 - Single Family | Existing | Space Heating | Natural Gas | Furnace - Direct Fuel | Baseline Forecast | Avg. Replacement Demand (S) | 0 | 0 | 0 | 0 | 0 | 0 | 0 | 0 | 0 | 0 | 0 | 0 | 0 | 0 | 0 | 0 | 0 | 0 | 0 | 0 | 0 | 0 | 0 | 0 | 0 | 0 | 0 | 0 | 0 | 0
F8_Residential_CZ3 - Single Family_Existing_Space Heating_Natural Gas_Furnace - Direct Fuel_Baseline Forecast | F8 | Residential | CZ3 - Single Family | Existing | Space Heating | Natural Gas | Furnace - Direct Fuel | Baseline Forecast | Avg. Replacement Demand (W) | 0 | 0 | 0 | 0 | 0 | 0 | 0 | 0 | 0 | 0 | 0 | 0 | 0 | 0 | 0 | 0 | 0 | 0 | 0 | 0 | 0 | 0 | 0 | 0 | 0 | 0 | 0 | 0 | 0 | 0
F1_Residential_CZ3 - Single Family_Existing_Space Heating_Natural Gas_Boiler - Direct Fuel_Baseline Forecast | F1 | Residential | CZ3 - Single Family | Existing | Space Heating | Natural Gas | Boiler - Direct Fuel | Baseline Forecast | Units | 355.957 | 355.3875 | 354.8189 | 354.2512 | 353.6844 | 353.1185 | 352.5535 | 351.9894 | 351.4262 | 350.8639 | 350.3025 | 349.7421 | 349.1825 | 348.6238 | 348.066 | 347.5091 | 346.9531 | 346.3979 | 345.8437 | 345.2903 | 344.7379 | 344.1863 | 0 | 0 | 0 | 0 | 0 | 0 | 0 | 0
F2_Residential_CZ3 - Single Family_Existing_Space Heating_Natural Gas_Boiler - Direct Fuel_Baseline Forecast | F2 | Residential | CZ3 - Single Family | Existing | Space Heating | Natural Gas | Boiler - Direct Fuel | Baseline Forecast | Usage (MMtherm) | 0.19585 | 0.19451 | 0.19315 | 0.19183 | 0.19054 | 0.18928 | 0.18805 | 0.18687 | 0.18572 | 0.1846 | 0.18352 | 0.18247 | 0.18146 | 0.18048 | 0.17954 | 0.17864 | 0.17776 | 0.17692 | 0.1761 | 0.17531 | 0.17455 | 0.17381 | 0 | 0 | 0 | 0 | 0 | 0 | 0 | 0
F3_Residential_CZ3 - Single Family_Existing_Space Heating_Natural Gas_Boiler - Direct Fuel_Baseline Forecast | F3 | Residential | CZ3 - Single Family | Existing | Space Heating | Natural Gas | Boiler - Direct Fuel | Baseline Forecast | Peak Demand (S) | 0 | 0 | 0 | 0 | 0 | 0 | 0 | 0 | 0 | 0 | 0 | 0 | 0 | 0 | 0 | 0 | 0 | 0 | 0 | 0 | 0 | 0 | 0 | 0 | 0 | 0 | 0 | 0 | 0 | 0
F4_Residential_CZ3 - Single Family_Existing_Space Heating_Natural Gas_Boiler - Direct Fuel_Baseline Forecast | F4 | Residential | CZ3 - Single Family | Existing | Space Heating | Natural Gas | Boiler - Direct Fuel | Baseline Forecast | Peak Demand (W) | 0 | 0 | 0 | 0 | 0 | 0 | 0 | 0 | 0 | 0 | 0 | 0 | 0 | 0 | 0 | 0 | 0 | 0 | 0 | 0 | 0 | 0 | 0 | 0 | 0 | 0 | 0 | 0 | 0 | 0
F5_Residential_CZ3 - Single Family_Existing_Space Heating_Natural Gas_Boiler - Direct Fuel_Baseline Forecast | F5 | Residential | CZ3 - Single Family | Existing | Space Heating | Natural Gas | Boiler - Direct Fuel | Baseline Forecast | Turnover | 0 | 12.3856 | 12.2734 | 12.166 | 12.0631 | 11.9644 | 11.8698 | 11.6927 | 11.5238 | 11.3625 | 11.2084 | 11.0613 | 11.0947 | 11.1212 | 11.1442 | 11.1612 | 11.1727 | 11.1793 | 11.1772 | 11.1675 | 11.1506 | 11.1274 | 0 | 0 | 0 | 0 | 0 | 0 | 0 | 0
F6_Residential_CZ3 - Single Family_Existing_Space Heating_Natural Gas_Boiler - Direct Fuel_Baseline Forecast | F6 | Residential | CZ3 - Single Family | Existing | Space Heating | Natural Gas | Boiler - Direct Fuel | Baseline Forecast | Avg. Replacement Usage | 489.9811 | 482.9987 | 478.4704 | 478.5579 | 478.6196 | 478.6857 | 478.6866 | 478.7108 | 478.7606 | 478.807 | 478.3043 | 478.3917 | 478.4141 | 478.4038 | 478.3914 | 478.3809 | 478.3667 | 478.4022 | 478.4202 | 478.4238 | 478.3891 | 478.3279 | 0 | 0 | 0 | 0 | 0 | 0 | 0 | 0
F7_Residential_CZ3 - Single Family_Existing_Space Heating_Natural Gas_Boiler - Direct Fuel_Baseline Forecast | F7 | Residential | CZ3 - Single Family | Existing | Space Heating | Natural Gas | Boiler - Direct Fuel | Baseline Forecast | Avg. Replacement Demand (S) | 0 | 0 | 0 | 0 | 0 | 0 | 0 | 0 | 0 | 0 | 0 | 0 | 0 | 0 | 0 | 0 | 0 | 0 | 0 | 0 | 0 | 0 | 0 | 0 | 0 | 0 | 0 | 0 | 0 | 0
F8_Residential_CZ3 - Single Family_Existing_Space Heating_Natural Gas_Boiler - Direct Fuel_Baseline Forecast | F8 | Residential | CZ3 - Single Family | Existing | Space Heating | Natural Gas | Boiler - Direct Fuel | Baseline Forecast | Avg. Replacement Demand (W) | 0 | 0 | 0 | 0 | 0 | 0 | 0 | 0 | 0 | 0 | 0 | 0 | 0 | 0 | 0 | 0 | 0 | 0 | 0 | 0 | 0 | 0 | 0 | 0 | 0 | 0 | 0 | 0 | 0 | 0
F1_Residential_CZ3 - Single Family_Existing_Secondary Heating_Natural Gas_Fireplace_Baseline Forecast | F1 | Residential | CZ3 - Single Family | Existing | Secondary Heating | Natural Gas | Fireplace | Baseline Forecast | Units | 17257.0544 | 17229.4431 | 17201.876 | 17174.353 | 17146.874 | 17119.439 | 17092.0479 | 17064.7006 | 17037.3971 | 17010.1373 | 16982.921 | 16955.7484 | 16928.6192 | 16901.5334 | 16874.4909 | 16847.4917 | 16820.5358 | 16793.6229 | 16766.7531 | 16739.9263 | 16713.1424 | 16686.4014 | 0 | 0 | 0 | 0 | 0 | 0 | 0 | 0
F2_Residential_CZ3 - Single Family_Existing_Secondary Heating_Natural Gas_Fireplace_Baseline Forecast | F2 | Residential | CZ3 - Single Family | Existing | Secondary Heating | Natural Gas | Fireplace | Baseline Forecast | Usage (MMtherm) | 2.224 | 2.2205 | 2.2169 | 2.2134 | 2.2098 | 2.2063 | 2.2028 | 2.1992 | 2.1957 | 2.1922 | 2.1887 | 2.1852 | 2.1817 | 2.1782 | 2.1747 | 2.1712 | 2.1678 | 2.1643 | 2.1608 | 2.1574 | 2.1539 | 2.1505 | 0 | 0 | 0 | 0 | 0 | 0 | 0 | 0
F3_Residential_CZ3 - Single Family_Existing_Secondary Heating_Natural Gas_Fireplace_Baseline Forecast | F3 | Residential | CZ3 - Single Family | Existing | Secondary Heating | Natural Gas | Fireplace | Baseline Forecast | Peak Demand (S) | 0 | 0 | 0 | 0 | 0 | 0 | 0 | 0 | 0 | 0 | 0 | 0 | 0 | 0 | 0 | 0 | 0 | 0 | 0 | 0 | 0 | 0 | 0 | 0 | 0 | 0 | 0 | 0 | 0 | 0
F4_Residential_CZ3 - Single Family_Existing_Secondary Heating_Natural Gas_Fireplace_Baseline Forecast | F4 | Residential | CZ3 - Single Family | Existing | Secondary Heating | Natural Gas | Fireplace | Baseline Forecast | Peak Demand (W) | 0 | 0 | 0 | 0 | 0 | 0 | 0 | 0 | 0 | 0 | 0 | 0 | 0 | 0 | 0 | 0 | 0 | 0 | 0 | 0 | 0 | 0 | 0 | 0 | 0 | 0 | 0 | 0 | 0 | 0
F5_Residential_CZ3 - Single Family_Existing_Secondary Heating_Natural Gas_Fireplace_Baseline Forecast | F5 | Residential | CZ3 - Single Family | Existing | Secondary Heating | Natural Gas | Fireplace | Baseline Forecast | Turnover | 0 | 721.6827 | 699.7057 | 679.687 | 661.446 | 644.8185 | 619.1178 | 595.7368 | 574.4612 | 555.0967 | 537.4669 | 561.226 | 582.6732 | 602.0222 | 634.9607 | 664.7152 | 691.58 | 691.6511 | 689.7683 | 686.2856 | 681.5081 | 675.6986 | 0 | 0 | 0 | 0 | 0 | 0 | 0 | 0
F6_Residential_CZ3 - Single Family_Existing_Secondary Heating_Natural Gas_Fireplace_Baseline Forecast | F6 | Residential | CZ3 - Single Family | Existing | Secondary Heating | Natural Gas | Fireplace | Baseline Forecast | Avg. Replacement Usage | 128.8766 | 128.8766 | 128.8766 | 128.8766 | 128.8766 | 128.8766 | 128.8766 | 128.8766 | 128.8766 | 128.8766 | 128.8766 | 128.8766 | 128.8766 | 128.8766 | 128.8766 | 128.8766 | 128.8766 | 128.8766 | 128.8766 | 128.8766 | 128.8766 | 128.8766 | 0 | 0 | 0 | 0 | 0 | 0 | 0 | 0
F7_Residential_CZ3 - Single Family_Existing_Secondary Heating_Natural Gas_Fireplace_Baseline Forecast | F7 | Residential | CZ3 - Single Family | Existing | Secondary Heating | Natural Gas | Fireplace | Baseline Forecast | Avg. Replacement Demand (S) | 0 | 0 | 0 | 0 | 0 | 0 | 0 | 0 | 0 | 0 | 0 | 0 | 0 | 0 | 0 | 0 | 0 | 0 | 0 | 0 | 0 | 0 | 0 | 0 | 0 | 0 | 0 | 0 | 0 | 0
F8_Residential_CZ3 - Single Family_Existing_Secondary Heating_Natural Gas_Fireplace_Baseline Forecast | F8 | Residential | CZ3 - Single Family | Existing | Secondary Heating | Natural Gas | Fireplace | Baseline Forecast | Avg. Replacement Demand (W) | 0 | 0 | 0 | 0 | 0 | 0 | 0 | 0 | 0 | 0 | 0 | 0 | 0 | 0 | 0 | 0 | 0 | 0 | 0 | 0 | 0 | 0 | 0 | 0 | 0 | 0 | 0 | 0 | 0 | 0
F1_Residential_CZ3 - Single Family_Existing_Water Heating_Natural Gas_Water Heater <= 55 gal._Baseline Forecast | F1 | Residential | CZ3 - Single Family | Existing | Water Heating | Natural Gas | Water Heater <= 55 gal. | Baseline Forecast | Units | 33081.6818 | 33028.7511 | 32975.9051 | 32923.1437 | 32870.4666 | 32817.8739 | 32765.3653 | 32712.9407 | 32660.6 | 32608.343 | 32556.1697 | 32504.0798 | 32452.0733 | 32400.15 | 32348.3097 | 32296.5524 | 32244.878 | 32193.2862 | 32141.7769 | 32090.3501 | 32039.0055 | 31987.7431 | 0 | 0 | 0 | 0 | 0 | 0 | 0 | 0
F2_Residential_CZ3 - Single Family_Existing_Water Heating_Natural Gas_Water Heater <= 55 gal._Baseline Forecast | F2 | Residential | CZ3 - Single Family | Existing | Water Heating | Natural Gas | Water Heater <= 55 gal. | Baseline Forecast | Usage (MMtherm) | 5.8885 | 5.7461 | 5.6105 | 5.4822 | 5.3616 | 5.2491 | 5.1447 | 5.0493 | 4.963 | 4.8856 | 4.8167 | 4.7567 | 4.7043 | 4.6584 | 4.6179 | 4.5823 | 4.5507 | 4.5225 | 4.4973 | 4.4746 | 4.4541 | 4.4354 | 0 | 0 | 0 | 0 | 0 | 0 | 0 | 0
F3_Residential_CZ3 - Single Family_Existing_Water Heating_Natural Gas_Water Heater <= 55 gal._Baseline Forecast | F3 | Residential | CZ3 - Single Family | Existing | Water Heating | Natural Gas | Water Heater <= 55 gal. | Baseline Forecast | Peak Demand (S) | 0 | 0 | 0 | 0 | 0 | 0 | 0 | 0 | 0 | 0 | 0 | 0 | 0 | 0 | 0 | 0 | 0 | 0 | 0 | 0 | 0 | 0 | 0 | 0 | 0 | 0 | 0 | 0 | 0 | 0
F4_Residential_CZ3 - Single Family_Existing_Water Heating_Natural Gas_Water Heater <= 55 gal._Baseline Forecast | F4 | Residential | CZ3 - Single Family | Existing | Water Heating | Natural Gas | Water Heater <= 55 gal. | Baseline Forecast | Peak Demand (W) | 0 | 0 | 0 | 0 | 0 | 0 | 0 | 0 | 0 | 0 | 0 | 0 | 0 | 0 | 0 | 0 | 0 | 0 | 0 | 0 | 0 | 0 | 0 | 0 | 0 | 0 | 0 | 0 | 0 | 0
F5_Residential_CZ3 - Single Family_Existing_Water Heating_Natural Gas_Water Heater <= 55 gal._Baseline Forecast | F5 | Residential | CZ3 - Single Family | Existing | Water Heating | Natural Gas | Water Heater <= 55 gal. | Baseline Forecast | Turnover | 0 | 1868.4321 | 1898.687 | 1924.0987 | 1945.3666 | 1963.0889 | 1977.7779 | 1959.722 | 1943.8426 | 1929.8268 | 1917.4062 | 1906.3516 | 1893.6597 | 1887.0451 | 1884.9513 | 1886.1447 | 1889.6535 | 1894.7181 | 1896.5178 | 2424.7434 | 2355.313 | 2292.7957 | 0 | 0 | 0 | 0 | 0 | 0 | 0 | 0
F6_Residential_CZ3 - Single Family_Existing_Water Heating_Natural Gas_Water Heater <= 55 gal._Baseline Forecast | F6 | Residential | CZ3 - Single Family | Existing | Water Heating | Natural Gas | Water Heater <= 55 gal. | Baseline Forecast | Avg. Replacement Usage | 136.7028 | 136.7189 | 136.7584 | 136.7878 | 136.8083 | 136.8302 | 136.805 | 136.7907 | 136.7864 | 136.7779 | 136.5925 | 136.5893 | 136.5637 | 136.5552 | 136.5482 | 136.5432 | 136.5385 | 136.5337 | 136.5293 | 136.5269 | 136.524 | 136.5188 | 0 | 0 | 0 | 0 | 0 | 0 | 0 | 0
F7_Residential_CZ3 - Single Family_Existing_Water Heating_Natural Gas_Water Heater <= 55 gal._Baseline Forecast | F7 | Residential | CZ3 - Single Family | Existing | Water Heating | Natural Gas | Water Heater <= 55 gal. | Baseline Forecast | Avg. Replacement Demand (S) | 0 | 0 | 0 | 0 | 0 | 0 | 0 | 0 | 0 | 0 | 0 | 0 | 0 | 0 | 0 | 0 | 0 | 0 | 0 | 0 | 0 | 0 | 0 | 0 | 0 | 0 | 0 | 0 | 0 | 0
F8_Residential_CZ3 - Single Family_Existing_Water Heating_Natural Gas_Water Heater <= 55 gal._Baseline Forecast | F8 | Residential | CZ3 - Single Family | Existing | Water Heating | Natural Gas | Water Heater <= 55 gal. | Baseline Forecast | Avg. Replacement Demand (W) | 0 | 0 | 0 | 0 | 0 | 0 | 0 | 0 | 0 | 0 | 0 | 0 | 0 | 0 | 0 | 0 | 0 | 0 | 0 | 0 | 0 | 0 | 0 | 0 | 0 | 0 | 0 | 0 | 0 | 0
F1_Residential_CZ3 - Single Family_Existing_Water Heating_Natural Gas_Water Heater > 55 gal._Baseline Forecast | F1 | Residential | CZ3 - Single Family | Existing | Water Heating | Natural Gas | Water Heater > 55 gal. | Baseline Forecast | Units | 4781.6097 | 4773.9591 | 4766.3208 | 4758.6947 | 4751.0808 | 4743.479 | 4735.8895 | 4728.312 | 4720.7467 | 4713.1935 | 4705.6524 | 4698.1234 | 4690.6064 | 4683.1014 | 4675.6085 | 4668.1275 | 4660.6585 | 4653.2014 | 4645.7563 | 4638.3231 | 4630.9018 | 4623.4923 | 0 | 0 | 0 | 0 | 0 | 0 | 0 | 0
F2_Residential_CZ3 - Single Family_Existing_Water Heating_Natural Gas_Water Heater > 55 gal._Baseline Forecast | F2 | Residential | CZ3 - Single Family | Existing | Water Heating | Natural Gas | Water Heater > 55 gal. | Baseline Forecast | Usage (MMtherm) | 0.87666 | 0.86338 | 0.8871 | 0.94239 | 1.0242 | 1.1285 | 1.2486 | 1.3825 | 1.5279 | 1.6821 | 1.8277 | 1.9813 | 2.1353 | 2.2833 | 2.42 | 2.5426 | 2.6495 | 2.7407 | 2.8161 | 2.8681 | 2.9012 | 2.9213 | 0 | 0 | 0 | 0 | 0 | 0 | 0 | 0
F3_Residential_CZ3 - Single Family_Existing_Water Heating_Natural Gas_Water Heater > 55 gal._Baseline Forecast | F3 | Residential | CZ3 - Single Family | Existing | Water Heating | Natural Gas | Water Heater > 55 gal. | Baseline Forecast | Peak Demand (S) | 0 | 0 | 0 | 0 | 0 | 0 | 0 | 0 | 0 | 0 | 0 | 0 | 0 | 0 | 0 | 0 | 0 | 0 | 0 | 0 | 0 | 0 | 0 | 0 | 0 | 0 | 0 | 0 | 0 | 0
F4_Residential_CZ3 - Single Family_Existing_Water Heating_Natural Gas_Water Heater > 55 gal._Baseline Forecast | F4 | Residential | CZ3 - Single Family | Existing | Water Heating | Natural Gas | Water Heater > 55 gal. | Baseline Forecast | Peak Demand (W) | 0 | 0 | 0 | 0 | 0 | 0 | 0 | 0 | 0 | 0 | 0 | 0 | 0 | 0 | 0 | 0 | 0 | 0 | 0 | 0 | 0 | 0 | 0 | 0 | 0 | 0 | 0 | 0 | 0 | 0
F5_Residential_CZ3 - Single Family_Existing_Water Heating_Natural Gas_Water Heater > 55 gal._Baseline Forecast | F5 | Residential | CZ3 - Single Family | Existing | Water Heating | Natural Gas | Water Heater > 55 gal. | Baseline Forecast | Turnover | 0 | 270.0622 | 495.9138 | 683.42 | 838.3134 | 965.9276 | 1070.3919 | 1154.549 | 1221.9216 | 1275.1818 | 1317.5761 | 1367.9168 | 1375.4785 | 1359.3221 | 1329.3026 | 1293.3965 | 1256.8438 | 1222.6095 | 1193.9584 | 1183.1317 | 1185.8369 | 1196.1441 | 0 | 0 | 0 | 0 | 0 | 0 | 0 | 0
F6_Residential_CZ3 - Single Family_Existing_Water Heating_Natural Gas_Water Heater > 55 gal._Baseline Forecast | F6 | Residential | CZ3 - Single Family | Existing | Water Heating | Natural Gas | Water Heater > 55 gal. | Baseline Forecast | Avg. Replacement Usage | 157.2082 | 158.2958 | 160.9497 | 162.9334 | 164.3113 | 165.7892 | 164.0877 | 163.131 | 162.8383 | 162.269 | 149.7852 | 149.568 | 147.8464 | 147.2766 | 146.7999 | 146.4669 | 146.1517 | 145.8215 | 145.5254 | 145.3645 | 145.1707 | 144.8178 | 0 | 0 | 0 | 0 | 0 | 0 | 0 | 0
F7_Residential_CZ3 - Single Family_Existing_Water Heating_Natural Gas_Water Heater > 55 gal._Baseline Forecast | F7 | Residential | CZ3 - Single Family | Existing | Water Heating | Natural Gas | Water Heater > 55 gal. | Baseline Forecast | Avg. Replacement Demand (S) | 0 | 0 | 0 | 0 | 0 | 0 | 0 | 0 | 0 | 0 | 0 | 0 | 0 | 0 | 0 | 0 | 0 | 0 | 0 | 0 | 0 | 0 | 0 | 0 | 0 | 0 | 0 | 0 | 0 | 0
F8_Residential_CZ3 - Single Family_Existing_Water Heating_Natural Gas_Water Heater > 55 gal._Baseline Forecast | F8 | Residential | CZ3 - Single Family | Existing | Water Heating | Natural Gas | Water Heater > 55 gal. | Baseline Forecast | Avg. Replacement Demand (W) | 0 | 0 | 0 | 0 | 0 | 0 | 0 | 0 | 0 | 0 | 0 | 0 | 0 | 0 | 0 | 0 | 0 | 0 | 0 | 0 | 0 | 0 | 0 | 0 | 0 | 0 | 0 | 0 | 0 | 0
F1_Residential_CZ3 - Single Family_Existing_Appliances_Natural Gas_Clothes Dryer_Baseline Forecast | F1 | Residential | CZ3 - Single Family | Existing | Appliances | Natural Gas | Clothes Dryer | Baseline Forecast | Units | 1940.4097 | 1937.305 | 1934.2053 | 1931.1106 | 1928.0208 | 1924.936 | 1921.8561 | 1918.7811 | 1915.7111 | 1912.6459 | 1909.5857 | 1906.5304 | 1903.4799 | 1900.4343 | 1897.3936 | 1894.3578 | 1891.3268 | 1888.3007 | 1885.2794 | 1882.263 | 1879.2514 | 1876.2446 | 0 | 0 | 0 | 0 | 0 | 0 | 0 | 0
F2_Residential_CZ3 - Single Family_Existing_Appliances_Natural Gas_Clothes Dryer_Baseline Forecast | F2 | Residential | CZ3 - Single Family | Existing | Appliances | Natural Gas | Clothes Dryer | Baseline Forecast | Usage (MMtherm) | 0.054464 | 0.053811 | 0.05316 | 0.052514 | 0.051879 | 0.051259 | 0.050657 | 0.050088 | 0.049551 | 0.049046 | 0.048571 | 0.048128 | 0.047713 | 0.047326 | 0.046963 | 0.046623 | 0.046305 | 0.046005 | 0.045724 | 0.045458 | 0.045209 | 0.044973 | 0 | 0 | 0 | 0 | 0 | 0 | 0 | 0
F3_Residential_CZ3 - Single Family_Existing_Appliances_Natural Gas_Clothes Dryer_Baseline Forecast | F3 | Residential | CZ3 - Single Family | Existing | Appliances | Natural Gas | Clothes Dryer | Baseline Forecast | Peak Demand (S) | 0 | 0 | 0 | 0 | 0 | 0 | 0 | 0 | 0 | 0 | 0 | 0 | 0 | 0 | 0 | 0 | 0 | 0 | 0 | 0 | 0 | 0 | 0 | 0 | 0 | 0 | 0 | 0 | 0 | 0
F4_Residential_CZ3 - Single Family_Existing_Appliances_Natural Gas_Clothes Dryer_Baseline Forecast | F4 | Residential | CZ3 - Single Family | Existing | Appliances | Natural Gas | Clothes Dryer | Baseline Forecast | Peak Demand (W) | 0 | 0 | 0 | 0 | 0 | 0 | 0 | 0 | 0 | 0 | 0 | 0 | 0 | 0 | 0 | 0 | 0 | 0 | 0 | 0 | 0 | 0 | 0 | 0 | 0 | 0 | 0 | 0 | 0 | 0
F5_Residential_CZ3 - Single Family_Existing_Appliances_Natural Gas_Clothes Dryer_Baseline Forecast | F5 | Residential | CZ3 - Single Family | Existing | Appliances | Natural Gas | Clothes Dryer | Baseline Forecast | Turnover | 0 | 69.38 | 74.7243 | 79.6325 | 84.1386 | 88.2742 | 92.0684 | 89.9289 | 87.9489 | 86.1161 | 84.4189 | 82.8467 | 81.5952 | 80.8458 | 80.5261 | 80.5721 | 80.927 | 81.5408 | 81.9449 | 82.1676 | 82.2343 | 82.1675 | 0 | 0 | 0 | 0 | 0 | 0 | 0 | 0
F6_Residential_CZ3 - Single Family_Existing_Appliances_Natural Gas_Clothes Dryer_Baseline Forecast | F6 | Residential | CZ3 - Single Family | Existing | Appliances | Natural Gas | Clothes Dryer | Baseline Forecast | Avg. Replacement Usage | 22.9554 | 22.9561 | 22.9565 | 22.9569 | 22.9571 | 22.9573 | 22.957 | 22.9569 | 22.9568 | 22.9567 | 22.9326 | 22.9347 | 22.9303 | 22.9289 | 22.9277 | 22.9269 | 22.9261 | 22.9253 | 22.9246 | 22.9242 | 22.9237 | 22.9229 | 0 | 0 | 0 | 0 | 0 | 0 | 0 | 0
F7_Residential_CZ3 - Single Family_Existing_Appliances_Natural Gas_Clothes Dryer_Baseline Forecast | F7 | Residential | CZ3 - Single Family | Existing | Appliances | Natural Gas | Clothes Dryer | Baseline Forecast | Avg. Replacement Demand (S) | 0 | 0 | 0 | 0 | 0 | 0 | 0 | 0 | 0 | 0 | 0 | 0 | 0 | 0 | 0 | 0 | 0 | 0 | 0 | 0 | 0 | 0 | 0 | 0 | 0 | 0 | 0 | 0 | 0 | 0
F8_Residential_CZ3 - Single Family_Existing_Appliances_Natural Gas_Clothes Dryer_Baseline Forecast | F8 | Residential | CZ3 - Single Family | Existing | Appliances | Natural Gas | Clothes Dryer | Baseline Forecast | Avg. Replacement Demand (W) | 0 | 0 | 0 | 0 | 0 | 0 | 0 | 0 | 0 | 0 | 0 | 0 | 0 | 0 | 0 | 0 | 0 | 0 | 0 | 0 | 0 | 0 | 0 | 0 | 0 | 0 | 0 | 0 | 0 | 0
F1_Residential_CZ3 - Single Family_Existing_Appliances_Natural Gas_Stove/Oven_Baseline Forecast | F1 | Residential | CZ3 - Single Family | Existing | Appliances | Natural Gas | Stove/Oven | Baseline Forecast | Units | 12799.9237 | 12779.4438 | 12758.9967 | 12738.5823 | 12718.2006 | 12697.8514 | 12677.5349 | 12657.2508 | 12636.9992 | 12616.78 | 12596.5932 | 12576.4386 | 12556.3163 | 12536.2262 | 12516.1682 | 12496.1424 | 12476.1486 | 12456.1867 | 12436.2568 | 12416.3588 | 12396.4926 | 12376.6582 | 0 | 0 | 0 | 0 | 0 | 0 | 0 | 0
F2_Residential_CZ3 - Single Family_Existing_Appliances_Natural Gas_Stove/Oven_Baseline Forecast | F2 | Residential | CZ3 - Single Family | Existing | Appliances | Natural Gas | Stove/Oven | Baseline Forecast | Usage (MMtherm) | 0.69691 | 0.6892 | 0.68216 | 0.67571 | 0.66983 | 0.66446 | 0.65957 | 0.65513 | 0.65111 | 0.64749 | 0.64417 | 0.64116 | 0.63841 | 0.6359 | 0.63358 | 0.63143 | 0.62943 | 0.62755 | 0.62574 | 0.62404 | 0.62243 | 0.6209 | 0 | 0 | 0 | 0 | 0 | 0 | 0 | 0
F3_Residential_CZ3 - Single Family_Existing_Appliances_Natural Gas_Stove/Oven_Baseline Forecast | F3 | Residential | CZ3 - Single Family | Existing | Appliances | Natural Gas | Stove/Oven | Baseline Forecast | Peak Demand (S) | 0 | 0 | 0 | 0 | 0 | 0 | 0 | 0 | 0 | 0 | 0 | 0 | 0 | 0 | 0 | 0 | 0 | 0 | 0 | 0 | 0 | 0 | 0 | 0 | 0 | 0 | 0 | 0 | 0 | 0
F4_Residential_CZ3 - Single Family_Existing_Appliances_Natural Gas_Stove/Oven_Baseline Forecast | F4 | Residential | CZ3 - Single Family | Existing | Appliances | Natural Gas | Stove/Oven | Baseline Forecast | Peak Demand (W) | 0 | 0 | 0 | 0 | 0 | 0 | 0 | 0 | 0 | 0 | 0 | 0 | 0 | 0 | 0 | 0 | 0 | 0 | 0 | 0 | 0 | 0 | 0 | 0 | 0 | 0 | 0 | 0 | 0 | 0
F5_Residential_CZ3 - Single Family_Existing_Appliances_Natural Gas_Stove/Oven_Baseline Forecast | F5 | Residential | CZ3 - Single Family | Existing | Appliances | Natural Gas | Stove/Oven | Baseline Forecast | Turnover | 0 | 936.591 | 901.8243 | 871.9114 | 846.1525 | 821.4232 | 800.1049 | 781.7059 | 765.8053 | 752.0431 | 740.1111 | 765.0392 | 781.4842 | 791.352 | 796.1751 | 796.826 | 794.386 | 789.7111 | 1049.0295 | 994.0249 | 946.6365 | 910.7518 | 0 | 0 | 0 | 0 | 0 | 0 | 0 | 0
F6_Residential_CZ3 - Single Family_Existing_Appliances_Natural Gas_Stove/Oven_Baseline Forecast | F6 | Residential | CZ3 - Single Family | Existing | Appliances | Natural Gas | Stove/Oven | Baseline Forecast | Avg. Replacement Usage | 50.0841 | 50.0876 | 50.0918 | 50.0949 | 50.097 | 50.0993 | 50.0965 | 50.0949 | 50.0944 | 50.0934 | 49.9813 | 49.9776 | 49.9573 | 49.9507 | 49.9452 | 49.9414 | 49.9378 | 49.934 | 49.9307 | 49.9289 | 49.9267 | 49.9228 | 0 | 0 | 0 | 0 | 0 | 0 | 0 | 0
F7_Residential_CZ3 - Single Family_Existing_Appliances_Natural Gas_Stove/Oven_Baseline Forecast | F7 | Residential | CZ3 - Single Family | Existing | Appliances | Natural Gas | Stove/Oven | Baseline Forecast | Avg. Replacement Demand (S) | 0 | 0 | 0 | 0 | 0 | 0 | 0 | 0 | 0 | 0 | 0 | 0 | 0 | 0 | 0 | 0 | 0 | 0 | 0 | 0 | 0 | 0 | 0 | 0 | 0 | 0 | 0 | 0 | 0 | 0
F8_Residential_CZ3 - Single Family_Existing_Appliances_Natural Gas_Stove/Oven_Baseline Forecast | F8 | Residential | CZ3 - Single Family | Existing | Appliances | Natural Gas | Stove/Oven | Baseline Forecast | Avg. Replacement Demand (W) | 0 | 0 | 0 | 0 | 0 | 0 | 0 | 0 | 0 | 0 | 0 | 0 | 0 | 0 | 0 | 0 | 0 | 0 | 0 | 0 | 0 | 0 | 0 | 0 | 0 | 0 | 0 | 0 | 0 | 0
F1_Residential_CZ3 - Single Family_Existing_Miscellaneous_Natural Gas_Pool Heater_Baseline Forecast | F1 | Residential | CZ3 - Single Family | Existing | Miscellaneous | Natural Gas | Pool Heater | Baseline Forecast | Units | 908.0536 | 906.6007 | 905.1502 | 903.7019 | 902.256 | 900.8124 | 899.3711 | 897.9321 | 896.4954 | 895.061 | 893.6289 | 892.1991 | 890.7716 | 889.3464 | 887.9234 | 886.5027 | 885.0843 | 883.6682 | 882.2543 | 880.8427 | 879.4334 | 878.0263 | 0 | 0 | 0 | 0 | 0 | 0 | 0 | 0
F2_Residential_CZ3 - Single Family_Existing_Miscellaneous_Natural Gas_Pool Heater_Baseline Forecast | F2 | Residential | CZ3 - Single Family | Existing | Miscellaneous | Natural Gas | Pool Heater | Baseline Forecast | Usage (MMtherm) | 0.11862 | 0.11842 | 0.11822 | 0.11802 | 0.11782 | 0.11762 | 0.11743 | 0.11723 | 0.11704 | 0.11684 | 0.11665 | 0.11646 | 0.11627 | 0.11608 | 0.11589 | 0.1157 | 0.11551 | 0.11532 | 0.11514 | 0.11495 | 0.11476 | 0.11458 | 0 | 0 | 0 | 0 | 0 | 0 | 0 | 0
F3_Residential_CZ3 - Single Family_Existing_Miscellaneous_Natural Gas_Pool Heater_Baseline Forecast | F3 | Residential | CZ3 - Single Family | Existing | Miscellaneous | Natural Gas | Pool Heater | Baseline Forecast | Peak Demand (S) | 0 | 0 | 0 | 0 | 0 | 0 | 0 | 0 | 0 | 0 | 0 | 0 | 0 | 0 | 0 | 0 | 0 | 0 | 0 | 0 | 0 | 0 | 0 | 0 | 0 | 0 | 0 | 0 | 0 | 0
F4_Residential_CZ3 - Single Family_Existing_Miscellaneous_Natural Gas_Pool Heater_Baseline Forecast | F4 | Residential | CZ3 - Single Family | Existing | Miscellaneous | Natural Gas | Pool Heater | Baseline Forecast | Peak Demand (W) | 0 | 0 | 0 | 0 | 0 | 0 | 0 | 0 | 0 | 0 | 0 | 0 | 0 | 0 | 0 | 0 | 0 | 0 | 0 | 0 | 0 | 0 | 0 | 0 | 0 | 0 | 0 | 0 | 0 | 0
F5_Residential_CZ3 - Single Family_Existing_Miscellaneous_Natural Gas_Pool Heater_Baseline Forecast | F5 | Residential | CZ3 - Single Family | Existing | Miscellaneous | Natural Gas | Pool Heater | Baseline Forecast | Turnover | 0 | 72.9628 | 68.1118 | 63.7058 | 59.7037 | 56.0682 | 52.7656 | 54.4615 | 55.564 | 56.168 | 56.3558 | 56.199 | 55.7592 | 55.5128 | 55.3884 | 55.3299 | 55.2937 | 55.2467 | 77.7884 | 74.1339 | 70.9414 | 68.1616 | 0 | 0 | 0 | 0 | 0 | 0 | 0 | 0
F6_Residential_CZ3 - Single Family_Existing_Miscellaneous_Natural Gas_Pool Heater_Baseline Forecast | F6 | Residential | CZ3 - Single Family | Existing | Miscellaneous | Natural Gas | Pool Heater | Baseline Forecast | Avg. Replacement Usage | 130.4755 | 130.4755 | 130.4755 | 130.4755 | 130.4755 | 130.4755 | 130.4755 | 130.4755 | 130.4755 | 130.4755 | 130.4755 | 130.4755 | 130.4755 | 130.4755 | 130.4755 | 130.4755 | 130.4755 | 130.4755 | 130.4755 | 130.4755 | 130.4755 | 130.4755 | 0 | 0 | 0 | 0 | 0 | 0 | 0 | 0
F7_Residential_CZ3 - Single Family_Existing_Miscellaneous_Natural Gas_Pool Heater_Baseline Forecast | F7 | Residential | CZ3 - Single Family | Existing | Miscellaneous | Natural Gas | Pool Heater | Baseline Forecast | Avg. Replacement Demand (S) | 0 | 0 | 0 | 0 | 0 | 0 | 0 | 0 | 0 | 0 | 0 | 0 | 0 | 0 | 0 | 0 | 0 | 0 | 0 | 0 | 0 | 0 | 0 | 0 | 0 | 0 | 0 | 0 | 0 | 0
F8_Residential_CZ3 - Single Family_Existing_Miscellaneous_Natural Gas_Pool Heater_Baseline Forecast | F8 | Residential | CZ3 - Single Family | Existing | Miscellaneous | Natural Gas | Pool Heater | Baseline Forecast | Avg. Replacement Demand (W) | 0 | 0 | 0 | 0 | 0 | 0 | 0 | 0 | 0 | 0 | 0 | 0 | 0 | 0 | 0 | 0 | 0 | 0 | 0 | 0 | 0 | 0 | 0 | 0 | 0 | 0 | 0 | 0 | 0 | 0
F1_Residential_CZ3 - Single Family_Existing_Miscellaneous_Natural Gas_Miscellaneous_Baseline Forecast | F1 | Residential | CZ3 - Single Family | Existing | Miscellaneous | Natural Gas | Miscellaneous | Baseline Forecast | Units | 57136.3474 | 57044.9292 | 56953.6573 | 56862.5315 | 56771.5514 | 56680.717 | 56590.0278 | 56499.4838 | 56409.0846 | 56318.8301 | 56228.7199 | 56138.754 | 56048.932 | 55959.2537 | 55869.7189 | 55780.3273 | 55691.0788 | 55601.9731 | 55513.0099 | 55424.1891 | 55335.5104 | 55246.9736 | 0 | 0 | 0 | 0 | 0 | 0 | 0 | 0
F2_Residential_CZ3 - Single Family_Existing_Miscellaneous_Natural Gas_Miscellaneous_Baseline Forecast | F2 | Residential | CZ3 - Single Family | Existing | Miscellaneous | Natural Gas | Miscellaneous | Baseline Forecast | Usage (MMtherm) | 0.22085 | 0.2205 | 0.22015 | 0.2198 | 0.21944 | 0.21909 | 0.21874 | 0.21839 | 0.21804 | 0.21769 | 0.21735 | 0.217 | 0.21665 | 0.2163 | 0.21596 | 0.21561 | 0.21527 | 0.21492 | 0.21458 | 0.21424 | 0.21389 | 0.21355 | 0 | 0 | 0 | 0 | 0 | 0 | 0 | 0
F3_Residential_CZ3 - Single Family_Existing_Miscellaneous_Natural Gas_Miscellaneous_Baseline Forecast | F3 | Residential | CZ3 - Single Family | Existing | Miscellaneous | Natural Gas | Miscellaneous | Baseline Forecast | Peak Demand (S) | 0 | 0 | 0 | 0 | 0 | 0 | 0 | 0 | 0 | 0 | 0 | 0 | 0 | 0 | 0 | 0 | 0 | 0 | 0 | 0 | 0 | 0 | 0 | 0 | 0 | 0 | 0 | 0 | 0 | 0
F4_Residential_CZ3 - Single Family_Existing_Miscellaneous_Natural Gas_Miscellaneous_Baseline Forecast | F4 | Residential | CZ3 - Single Family | Existing | Miscellaneous | Natural Gas | Miscellaneous | Baseline Forecast | Peak Demand (W) | 0 | 0 | 0 | 0 | 0 | 0 | 0 | 0 | 0 | 0 | 0 | 0 | 0 | 0 | 0 | 0 | 0 | 0 | 0 | 0 | 0 | 0 | 0 | 0 | 0 | 0 | 0 | 0 | 0 | 0
F5_Residential_CZ3 - Single Family_Existing_Miscellaneous_Natural Gas_Miscellaneous_Baseline Forecast | F5 | Residential | CZ3 - Single Family | Existing | Miscellaneous | Natural Gas | Miscellaneous | Baseline Forecast | Turnover | 0 | 0 | 1898.4552 | 3474.9325 | 4783.5289 | 5869.2533 | 6769.553 | 5632.2681 | 4999.4308 | 4733.1442 | 4727.6077 | 4902.2251 | 5196.1221 | 5252.9093 | 5715.4323 | 5968.9782 | 6106.3673 | 6189.0572 | 6256.0815 | 5763.7841 | 5568.1474 | 5547.3047 | 0 | 0 | 0 | 0 | 0 | 0 | 0 | 0
F6_Residential_CZ3 - Single Family_Existing_Miscellaneous_Natural Gas_Miscellaneous_Baseline Forecast | F6 | Residential | CZ3 - Single Family | Existing | Miscellaneous | Natural Gas | Miscellaneous | Baseline Forecast | Avg. Replacement Usage | 3.8654 | 3.8654 | 3.8654 | 3.8654 | 3.8654 | 3.8654 | 3.8654 | 3.8654 | 3.8654 | 3.8654 | 3.8654 | 3.8654 | 3.8654 | 3.8654 | 3.8654 | 3.8654 | 3.8654 | 3.8654 | 3.8654 | 3.8654 | 3.8654 | 3.8654 | 0 | 0 | 0 | 0 | 0 | 0 | 0 | 0
F7_Residential_CZ3 - Single Family_Existing_Miscellaneous_Natural Gas_Miscellaneous_Baseline Forecast | F7 | Residential | CZ3 - Single Family | Existing | Miscellaneous | Natural Gas | Miscellaneous | Baseline Forecast | Avg. Replacement Demand (S) | 0 | 0 | 0 | 0 | 0 | 0 | 0 | 0 | 0 | 0 | 0 | 0 | 0 | 0 | 0 | 0 | 0 | 0 | 0 | 0 | 0 | 0 | 0 | 0 | 0 | 0 | 0 | 0 | 0 | 0
F8_Residential_CZ3 - Single Family_Existing_Miscellaneous_Natural Gas_Miscellaneous_Baseline Forecast | F8 | Residential | CZ3 - Single Family | Existing | Miscellaneous | Natural Gas | Miscellaneous | Baseline Forecast | Avg. Replacement Demand (W) | 0 | 0 | 0 | 0 | 0 | 0 | 0 | 0 | 0 | 0 | 0 | 0 | 0 | 0 | 0 | 0 | 0 | 0 | 0 | 0 | 0 | 0 | 0 | 0 | 0 | 0 | 0 | 0 | 0 | 0
F1_Residential_CZ3 - Single Family_New_Space Heating_Natural Gas_Furnace - Direct Fuel_Baseline Forecast | F1 | Residential | CZ3 - Single Family | New | Space Heating | Natural Gas | Furnace - Direct Fuel | Baseline Forecast | Units | 0 | 2014.9855 | 4029.8347 | 5116.3822 | 6176.8139 | 7233.4361 | 8285.638 | 9336.0082 | 10376.0752 | 11407.1113 | 12430.5339 | 13446.1658 | 14451.9755 | 15445.704 | 16428.4875 | 17397.4359 | 18357.9716 | 19307.5053 | 20246.0377 | 21175.0951 | 22093.8342 | 22917.5877 | 0 | 0 | 0 | 0 | 0 | 0 | 0 | 0
F2_Residential_CZ3 - Single Family_New_Space Heating_Natural Gas_Furnace - Direct Fuel_Baseline Forecast | F2 | Residential | CZ3 - Single Family | New | Space Heating | Natural Gas | Furnace - Direct Fuel | Baseline Forecast | Usage (MMtherm) | 0 | 0.79324 | 1.5864 | 2.0141 | 2.4313 | 2.797 | 3.1612 | 3.5247 | 3.8847 | 4.2415 | 4.5957 | 4.9472 | 5.2897 | 5.6226 | 5.9494 | 6.2693 | 6.5871 | 6.902 | 7.2138 | 7.5232 | 7.8297 | 8.1039 | 0 | 0 | 0 | 0 | 0 | 0 | 0 | 0
F3_Residential_CZ3 - Single Family_New_Space Heating_Natural Gas_Furnace - Direct Fuel_Baseline Forecast | F3 | Residential | CZ3 - Single Family | New | Space Heating | Natural Gas | Furnace - Direct Fuel | Baseline Forecast | Peak Demand (S) | 0 | 0 | 0 | 0 | 0 | 0 | 0 | 0 | 0 | 0 | 0 | 0 | 0 | 0 | 0 | 0 | 0 | 0 | 0 | 0 | 0 | 0 | 0 | 0 | 0 | 0 | 0 | 0 | 0 | 0
F4_Residential_CZ3 - Single Family_New_Space Heating_Natural Gas_Furnace - Direct Fuel_Baseline Forecast | F4 | Residential | CZ3 - Single Family | New | Space Heating | Natural Gas | Furnace - Direct Fuel | Baseline Forecast | Peak Demand (W) | 0 | 0 | 0 | 0 | 0 | 0 | 0 | 0 | 0 | 0 | 0 | 0 | 0 | 0 | 0 | 0 | 0 | 0 | 0 | 0 | 0 | 0 | 0 | 0 | 0 | 0 | 0 | 0 | 0 | 0
F5_Residential_CZ3 - Single Family_New_Space Heating_Natural Gas_Furnace - Direct Fuel_Baseline Forecast | F5 | Residential | CZ3 - Single Family | New | Space Heating | Natural Gas | Furnace - Direct Fuel | Baseline Forecast | Turnover | 0 | 2014.9855 | 2014.8492 | 1086.5475 | 1060.4317 | 1056.6223 | 1052.2019 | 1050.3702 | 1040.067 | 1031.0361 | 1023.4226 | 1015.6319 | 1124.3383 | 1223.8053 | 1263.2409 | 1295.2867 | 1329.8319 | 1359.0007 | 1385.6997 | 1411.1011 | 1433.0765 | 1368.0371 | 0 | 0 | 0 | 0 | 0 | 0 | 0 | 0
F6_Residential_CZ3 - Single Family_New_Space Heating_Natural Gas_Furnace - Direct Fuel_Baseline Forecast | F6 | Residential | CZ3 - Single Family | New | Space Heating | Natural Gas | Furnace - Direct Fuel | Baseline Forecast | Avg. Replacement Usage | 393.6465 | 393.6724 | 393.6456 | 393.6289 | 393.426 | 346.1052 | 346.1043 | 346.1034 | 346.1024 | 346.101 | 346.0965 | 346.0947 | 346.0923 | 346.0901 | 346.0876 | 346.0849 | 346.0821 | 346.0792 | 346.0761 | 346.0728 | 346.0694 | 346.0656 | 0 | 0 | 0 | 0 | 0 | 0 | 0 | 0
F7_Residential_CZ3 - Single Family_New_Space Heating_Natural Gas_Furnace - Direct Fuel_Baseline Forecast | F7 | Residential | CZ3 - Single Family | New | Space Heating | Natural Gas | Furnace - Direct Fuel | Baseline Forecast | Avg. Replacement Demand (S) | 0 | 0 | 0 | 0 | 0 | 0 | 0 | 0 | 0 | 0 | 0 | 0 | 0 | 0 | 0 | 0 | 0 | 0 | 0 | 0 | 0 | 0 | 0 | 0 | 0 | 0 | 0 | 0 | 0 | 0
F8_Residential_CZ3 - Single Family_New_Space Heating_Natural Gas_Furnace - Direct Fuel_Baseline Forecast | F8 | Residential | CZ3 - Single Family | New | Space Heating | Natural Gas | Furnace - Direct Fuel | Baseline Forecast | Avg. Replacement Demand (W) | 0 | 0 | 0 | 0 | 0 | 0 | 0 | 0 | 0 | 0 | 0 | 0 | 0 | 0 | 0 | 0 | 0 | 0 | 0 | 0 | 0 | 0 | 0 | 0 | 0 | 0 | 0 | 0 | 0 | 0
F1_Residential_CZ3 - Single Family_New_Space Heating_Natural Gas_Boiler - Direct Fuel_Baseline Forecast | F1 | Residential | CZ3 - Single Family | New | Space Heating | Natural Gas | Boiler - Direct Fuel | Baseline Forecast | Units | 0 | 0.15727 | 11.5191 | 17.6463 | 23.6261 | 29.5845 | 35.5179 | 41.441 | 47.306 | 53.1201 | 58.8913 | 64.6185 | 70.2903 | 75.894 | 81.436 | 86.9 | 92.3165 | 97.671 | 102.9634 | 108.2025 | 113.3833 | 118.0285 | 0 | 0 | 0 | 0 | 0 | 0 | 0 | 0
F2_Residential_CZ3 - Single Family_New_Space Heating_Natural Gas_Boiler - Direct Fuel_Baseline Forecast | F2 | Residential | CZ3 - Single Family | New | Space Heating | Natural Gas | Boiler - Direct Fuel | Baseline Forecast | Usage (MMtherm) | 0 | 5.8393e-05 | 0.0045649 | 0.0069951 | 0.0093663 | 0.011728 | 0.014081 | 0.016429 | 0.018753 | 0.021058 | 0.023344 | 0.025613 | 0.02786 | 0.030078 | 0.032272 | 0.034433 | 0.036575 | 0.03869 | 0.04078 | 0.042847 | 0.044891 | 0.046721 | 0 | 0 | 0 | 0 | 0 | 0 | 0 | 0
F3_Residential_CZ3 - Single Family_New_Space Heating_Natural Gas_Boiler - Direct Fuel_Baseline Forecast | F3 | Residential | CZ3 - Single Family | New | Space Heating | Natural Gas | Boiler - Direct Fuel | Baseline Forecast | Peak Demand (S) | 0 | 0 | 0 | 0 | 0 | 0 | 0 | 0 | 0 | 0 | 0 | 0 | 0 | 0 | 0 | 0 | 0 | 0 | 0 | 0 | 0 | 0 | 0 | 0 | 0 | 0 | 0 | 0 | 0 | 0
F4_Residential_CZ3 - Single Family_New_Space Heating_Natural Gas_Boiler - Direct Fuel_Baseline Forecast | F4 | Residential | CZ3 - Single Family | New | Space Heating | Natural Gas | Boiler - Direct Fuel | Baseline Forecast | Peak Demand (W) | 0 | 0 | 0 | 0 | 0 | 0 | 0 | 0 | 0 | 0 | 0 | 0 | 0 | 0 | 0 | 0 | 0 | 0 | 0 | 0 | 0 | 0 | 0 | 0 | 0 | 0 | 0 | 0 | 0 | 0
F5_Residential_CZ3 - Single Family_New_Space Heating_Natural Gas_Boiler - Direct Fuel_Baseline Forecast | F5 | Residential | CZ3 - Single Family | New | Space Heating | Natural Gas | Boiler - Direct Fuel | Baseline Forecast | Turnover | 0 | 0.15727 | 11.3619 | 6.1271 | 5.9798 | 5.9584 | 5.9334 | 5.9231 | 5.865 | 5.8141 | 5.7712 | 5.7272 | 5.6793 | 6.1519 | 6.3558 | 6.5238 | 6.7096 | 6.8686 | 7.0165 | 7.1602 | 7.2874 | 6.9263 | 0 | 0 | 0 | 0 | 0 | 0 | 0 | 0
F6_Residential_CZ3 - Single Family_New_Space Heating_Natural Gas_Boiler - Direct Fuel_Baseline Forecast | F6 | Residential | CZ3 - Single Family | New | Space Heating | Natural Gas | Boiler - Direct Fuel | Baseline Forecast | Avg. Replacement Usage | 399.3647 | 5.139 | 396.6338 | 396.6322 | 396.5356 | 396.4415 | 396.4438 | 396.4346 | 396.3221 | 396.3135 | 396.2266 | 396.1518 | 396.0658 | 395.9443 | 395.8581 | 395.7875 | 395.623 | 395.3062 | 395.2074 | 395.1079 | 394.9925 | 394.8132 | 0 | 0 | 0 | 0 | 0 | 0 | 0 | 0
F7_Residential_CZ3 - Single Family_New_Space Heating_Natural Gas_Boiler - Direct Fuel_Baseline Forecast | F7 | Residential | CZ3 - Single Family | New | Space Heating | Natural Gas | Boiler - Direct Fuel | Baseline Forecast | Avg. Replacement Demand (S) | 0 | 0 | 0 | 0 | 0 | 0 | 0 | 0 | 0 | 0 | 0 | 0 | 0 | 0 | 0 | 0 | 0 | 0 | 0 | 0 | 0 | 0 | 0 | 0 | 0 | 0 | 0 | 0 | 0 | 0
F8_Residential_CZ3 - Single Family_New_Space Heating_Natural Gas_Boiler - Direct Fuel_Baseline Forecast | F8 | Residential | CZ3 - Single Family | New | Space Heating | Natural Gas | Boiler - Direct Fuel | Baseline Forecast | Avg. Replacement Demand (W) | 0 | 0 | 0 | 0 | 0 | 0 | 0 | 0 | 0 | 0 | 0 | 0 | 0 | 0 | 0 | 0 | 0 | 0 | 0 | 0 | 0 | 0 | 0 | 0 | 0 | 0 | 0 | 0 | 0 | 0
F1_Residential_CZ3 - Single Family_New_Secondary Heating_Natural Gas_Fireplace_Baseline Forecast | F1 | Residential | CZ3 - Single Family | New | Secondary Heating | Natural Gas | Fireplace | Baseline Forecast | Units | 0 | 1306.675 | 2613.2616 | 3317.8644 | 4005.5317 | 4690.7286 | 5373.059 | 6054.2016 | 6728.6628 | 7397.2677 | 8060.9353 | 8719.5509 | 9371.797 | 10016.2086 | 10653.5227 | 11281.865 | 11904.7519 | 12520.5041 | 13129.1223 | 13731.5962 | 14327.3788 | 14861.5654 | 0 | 0 | 0 | 0 | 0 | 0 | 0 | 0
F2_Residential_CZ3 - Single Family_New_Secondary Heating_Natural Gas_Fireplace_Baseline Forecast | F2 | Residential | CZ3 - Single Family | New | Secondary Heating | Natural Gas | Fireplace | Baseline Forecast | Usage (MMtherm) | 0 | 0.1684 | 0.33679 | 0.4276 | 0.51622 | 0.60453 | 0.69246 | 0.78025 | 0.86717 | 0.95334 | 1.0389 | 1.1237 | 1.2078 | 1.2909 | 1.373 | 1.454 | 1.5342 | 1.6136 | 1.692 | 1.7697 | 1.8465 | 1.9153 | 0 | 0 | 0 | 0 | 0 | 0 | 0 | 0
F3_Residential_CZ3 - Single Family_New_Secondary Heating_Natural Gas_Fireplace_Baseline Forecast | F3 | Residential | CZ3 - Single Family | New | Secondary Heating | Natural Gas | Fireplace | Baseline Forecast | Peak Demand (S) | 0 | 0 | 0 | 0 | 0 | 0 | 0 | 0 | 0 | 0 | 0 | 0 | 0 | 0 | 0 | 0 | 0 | 0 | 0 | 0 | 0 | 0 | 0 | 0 | 0 | 0 | 0 | 0 | 0 | 0
F4_Residential_CZ3 - Single Family_New_Secondary Heating_Natural Gas_Fireplace_Baseline Forecast | F4 | Residential | CZ3 - Single Family | New | Secondary Heating | Natural Gas | Fireplace | Baseline Forecast | Peak Demand (W) | 0 | 0 | 0 | 0 | 0 | 0 | 0 | 0 | 0 | 0 | 0 | 0 | 0 | 0 | 0 | 0 | 0 | 0 | 0 | 0 | 0 | 0 | 0 | 0 | 0 | 0 | 0 | 0 | 0 | 0
F5_Residential_CZ3 - Single Family_New_Secondary Heating_Natural Gas_Fireplace_Baseline Forecast | F5 | Residential | CZ3 - Single Family | New | Secondary Heating | Natural Gas | Fireplace | Baseline Forecast | Turnover | 0 | 1306.675 | 1306.5866 | 704.6028 | 687.6673 | 685.1969 | 682.3304 | 681.1426 | 674.4612 | 668.6049 | 663.6676 | 658.6156 | 652.2461 | 644.4116 | 637.3141 | 628.3423 | 622.8869 | 734.5409 | 835.3885 | 872.6834 | 903.9429 | 876.6229 | 0 | 0 | 0 | 0 | 0 | 0 | 0 | 0
F6_Residential_CZ3 - Single Family_New_Secondary Heating_Natural Gas_Fireplace_Baseline Forecast | F6 | Residential | CZ3 - Single Family | New | Secondary Heating | Natural Gas | Fireplace | Baseline Forecast | Avg. Replacement Usage | 128.8766 | 128.8766 | 128.8766 | 128.8766 | 128.8766 | 128.8766 | 128.8766 | 128.8766 | 128.8766 | 128.8766 | 128.8766 | 128.8766 | 128.8766 | 128.8766 | 128.8766 | 128.8766 | 128.8766 | 128.8766 | 128.8766 | 128.8766 | 128.8766 | 128.8766 | 0 | 0 | 0 | 0 | 0 | 0 | 0 | 0
F7_Residential_CZ3 - Single Family_New_Secondary Heating_Natural Gas_Fireplace_Baseline Forecast | F7 | Residential | CZ3 - Single Family | New | Secondary Heating | Natural Gas | Fireplace | Baseline Forecast | Avg. Replacement Demand (S) | 0 | 0 | 0 | 0 | 0 | 0 | 0 | 0 | 0 | 0 | 0 | 0 | 0 | 0 | 0 | 0 | 0 | 0 | 0 | 0 | 0 | 0 | 0 | 0 | 0 | 0 | 0 | 0 | 0 | 0
F8_Residential_CZ3 - Single Family_New_Secondary Heating_Natural Gas_Fireplace_Baseline Forecast | F8 | Residential | CZ3 - Single Family | New | Secondary Heating | Natural Gas | Fireplace | Baseline Forecast | Avg. Replacement Demand (W) | 0 | 0 | 0 | 0 | 0 | 0 | 0 | 0 | 0 | 0 | 0 | 0 | 0 | 0 | 0 | 0 | 0 | 0 | 0 | 0 | 0 | 0 | 0 | 0 | 0 | 0 | 0 | 0 | 0 | 0
F1_Residential_CZ3 - Single Family_New_Water Heating_Natural Gas_Water Heater <= 55 gal._Baseline Forecast | F1 | Residential | CZ3 - Single Family | New | Water Heating | Natural Gas | Water Heater <= 55 gal. | Baseline Forecast | Units | 0 | 1409.9772 | 2819.859 | 3580.1659 | 4322.1982 | 5061.565 | 5797.8386 | 6532.8305 | 7260.6128 | 7982.0757 | 8698.2112 | 9408.8951 | 10112.706 | 10808.0631 | 11495.7615 | 12173.7789 | 12845.9095 | 13510.3415 | 14167.0754 | 14817.1792 | 15460.0628 | 16036.4807 | 0 | 0 | 0 | 0 | 0 | 0 | 0 | 0
F2_Residential_CZ3 - Single Family_New_Water Heating_Natural Gas_Water Heater <= 55 gal._Baseline Forecast | F2 | Residential | CZ3 - Single Family | New | Water Heating | Natural Gas | Water Heater <= 55 gal. | Baseline Forecast | Usage (MMtherm) | 0 | 0.19278 | 0.38561 | 0.48961 | 0.59113 | 0.69231 | 0.79304 | 0.89358 | 0.99313 | 1.0918 | 1.1896 | 1.2867 | 1.3828 | 1.4777 | 1.5715 | 1.664 | 1.7556 | 1.8462 | 1.9357 | 2.0242 | 2.1117 | 2.1902 | 0 | 0 | 0 | 0 | 0 | 0 | 0 | 0
F3_Residential_CZ3 - Single Family_New_Water Heating_Natural Gas_Water Heater <= 55 gal._Baseline Forecast | F3 | Residential | CZ3 - Single Family | New | Water Heating | Natural Gas | Water Heater <= 55 gal. | Baseline Forecast | Peak Demand (S) | 0 | 0 | 0 | 0 | 0 | 0 | 0 | 0 | 0 | 0 | 0 | 0 | 0 | 0 | 0 | 0 | 0 | 0 | 0 | 0 | 0 | 0 | 0 | 0 | 0 | 0 | 0 | 0 | 0 | 0
F4_Residential_CZ3 - Single Family_New_Water Heating_Natural Gas_Water Heater <= 55 gal._Baseline Forecast | F4 | Residential | CZ3 - Single Family | New | Water Heating | Natural Gas | Water Heater <= 55 gal. | Baseline Forecast | Peak Demand (W) | 0 | 0 | 0 | 0 | 0 | 0 | 0 | 0 | 0 | 0 | 0 | 0 | 0 | 0 | 0 | 0 | 0 | 0 | 0 | 0 | 0 | 0 | 0 | 0 | 0 | 0 | 0 | 0 | 0 | 0
F5_Residential_CZ3 - Single Family_New_Water Heating_Natural Gas_Water Heater <= 55 gal._Baseline Forecast | F5 | Residential | CZ3 - Single Family | New | Water Heating | Natural Gas | Water Heater <= 55 gal. | Baseline Forecast | Turnover | 0 | 1409.9772 | 1409.8818 | 760.3068 | 742.0324 | 739.3668 | 736.2736 | 734.9919 | 727.7823 | 721.463 | 716.1354 | 710.6839 | 905.2363 | 1069.4191 | 1116.9382 | 1151.9418 | 1183.9754 | 1208.338 | 1227.9379 | 1654.4831 | 1606.8185 | 1315.6945 | 0 | 0 | 0 | 0 | 0 | 0 | 0 | 0
F6_Residential_CZ3 - Single Family_New_Water Heating_Natural Gas_Water Heater <= 55 gal._Baseline Forecast | F6 | Residential | CZ3 - Single Family | New | Water Heating | Natural Gas | Water Heater <= 55 gal. | Baseline Forecast | Avg. Replacement Usage | 136.711 | 136.7269 | 136.7662 | 136.795 | 136.8151 | 136.8363 | 136.8104 | 136.7952 | 136.79 | 136.7805 | 136.5939 | 136.5893 | 136.5638 | 136.5552 | 136.5483 | 136.5432 | 136.5385 | 136.5336 | 136.5294 | 136.527 | 136.5241 | 136.5187 | 0 | 0 | 0 | 0 | 0 | 0 | 0 | 0
F7_Residential_CZ3 - Single Family_New_Water Heating_Natural Gas_Water Heater <= 55 gal._Baseline Forecast | F7 | Residential | CZ3 - Single Family | New | Water Heating | Natural Gas | Water Heater <= 55 gal. | Baseline Forecast | Avg. Replacement Demand (S) | 0 | 0 | 0 | 0 | 0 | 0 | 0 | 0 | 0 | 0 | 0 | 0 | 0 | 0 | 0 | 0 | 0 | 0 | 0 | 0 | 0 | 0 | 0 | 0 | 0 | 0 | 0 | 0 | 0 | 0
F8_Residential_CZ3 - Single Family_New_Water Heating_Natural Gas_Water Heater <= 55 gal._Baseline Forecast | F8 | Residential | CZ3 - Single Family | New | Water Heating | Natural Gas | Water Heater <= 55 gal. | Baseline Forecast | Avg. Replacement Demand (W) | 0 | 0 | 0 | 0 | 0 | 0 | 0 | 0 | 0 | 0 | 0 | 0 | 0 | 0 | 0 | 0 | 0 | 0 | 0 | 0 | 0 | 0 | 0 | 0 | 0 | 0 | 0 | 0 | 0 | 0
F1_Residential_CZ3 - Single Family_New_Water Heating_Natural Gas_Water Heater > 55 gal._Baseline Forecast | F1 | Residential | CZ3 - Single Family | New | Water Heating | Natural Gas | Water Heater > 55 gal. | Baseline Forecast | Units | 0 | 203.7974 | 407.581 | 517.4754 | 624.7284 | 731.5961 | 838.0167 | 944.252 | 1049.4453 | 1153.7252 | 1257.2351 | 1359.957 | 1461.6855 | 1562.192 | 1661.5916 | 1759.5919 | 1856.7413 | 1952.778 | 2047.702 | 2141.6676 | 2234.5897 | 2317.9049 | 0 | 0 | 0 | 0 | 0 | 0 | 0 | 0
F2_Residential_CZ3 - Single Family_New_Water Heating_Natural Gas_Water Heater > 55 gal._Baseline Forecast | F2 | Residential | CZ3 - Single Family | New | Water Heating | Natural Gas | Water Heater > 55 gal. | Baseline Forecast | Usage (MMtherm) | 0 | 0.032259 | 0.091968 | 0.1593 | 0.2323 | 0.30999 | 0.38993 | 0.47198 | 0.55588 | 0.64098 | 0.72059 | 0.80187 | 0.88038 | 0.95463 | 1.0252 | 1.0926 | 1.1574 | 1.2205 | 1.2815 | 1.3343 | 1.3822 | 1.4303 | 0 | 0 | 0 | 0 | 0 | 0 | 0 | 0
F3_Residential_CZ3 - Single Family_New_Water Heating_Natural Gas_Water Heater > 55 gal._Baseline Forecast | F3 | Residential | CZ3 - Single Family | New | Water Heating | Natural Gas | Water Heater > 55 gal. | Baseline Forecast | Peak Demand (S) | 0 | 0 | 0 | 0 | 0 | 0 | 0 | 0 | 0 | 0 | 0 | 0 | 0 | 0 | 0 | 0 | 0 | 0 | 0 | 0 | 0 | 0 | 0 | 0 | 0 | 0 | 0 | 0 | 0 | 0
F4_Residential_CZ3 - Single Family_New_Water Heating_Natural Gas_Water Heater > 55 gal._Baseline Forecast | F4 | Residential | CZ3 - Single Family | New | Water Heating | Natural Gas | Water Heater > 55 gal. | Baseline Forecast | Peak Demand (W) | 0 | 0 | 0 | 0 | 0 | 0 | 0 | 0 | 0 | 0 | 0 | 0 | 0 | 0 | 0 | 0 | 0 | 0 | 0 | 0 | 0 | 0 | 0 | 0 | 0 | 0 | 0 | 0 | 0 | 0
F5_Residential_CZ3 - Single Family_New_Water Heating_Natural Gas_Water Heater > 55 gal._Baseline Forecast | F5 | Residential | CZ3 - Single Family | New | Water Heating | Natural Gas | Water Heater > 55 gal. | Baseline Forecast | Turnover | 0 | 203.7974 | 371.0694 | 413.4546 | 444.6361 | 469.0647 | 487.8055 | 503.7572 | 516.2546 | 525.7316 | 533.0582 | 545.3277 | 558.7525 | 576.6419 | 597.7102 | 620.8379 | 645.8119 | 671.4326 | 698.2235 | 734.69 | 776.1491 | 805.7819 | 0 | 0 | 0 | 0 | 0 | 0 | 0 | 0
F6_Residential_CZ3 - Single Family_New_Water Heating_Natural Gas_Water Heater > 55 gal._Baseline Forecast | F6 | Residential | CZ3 - Single Family | New | Water Heating | Natural Gas | Water Heater > 55 gal. | Baseline Forecast | Avg. Replacement Usage | 157.2177 | 158.2903 | 160.9095 | 162.8507 | 164.1895 | 165.6196 | 163.8801 | 162.868 | 162.5165 | 161.8716 | 149.3569 | 149.0471 | 147.3337 | 146.7625 | 146.2891 | 145.9597 | 145.6436 | 145.3152 | 145.0182 | 144.8555 | 144.6639 | 144.3165 | 0 | 0 | 0 | 0 | 0 | 0 | 0 | 0
F7_Residential_CZ3 - Single Family_New_Water Heating_Natural Gas_Water Heater > 55 gal._Baseline Forecast | F7 | Residential | CZ3 - Single Family | New | Water Heating | Natural Gas | Water Heater > 55 gal. | Baseline Forecast | Avg. Replacement Demand (S) | 0 | 0 | 0 | 0 | 0 | 0 | 0 | 0 | 0 | 0 | 0 | 0 | 0 | 0 | 0 | 0 | 0 | 0 | 0 | 0 | 0 | 0 | 0 | 0 | 0 | 0 | 0 | 0 | 0 | 0
F8_Residential_CZ3 - Single Family_New_Water Heating_Natural Gas_Water Heater > 55 gal._Baseline Forecast | F8 | Residential | CZ3 - Single Family | New | Water Heating | Natural Gas | Water Heater > 55 gal. | Baseline Forecast | Avg. Replacement Demand (W) | 0 | 0 | 0 | 0 | 0 | 0 | 0 | 0 | 0 | 0 | 0 | 0 | 0 | 0 | 0 | 0 | 0 | 0 | 0 | 0 | 0 | 0 | 0 | 0 | 0 | 0 | 0 | 0 | 0 | 0
F1_Residential_CZ3 - Single Family_New_Appliances_Natural Gas_Clothes Dryer_Baseline Forecast | F1 | Residential | CZ3 - Single Family | New | Appliances | Natural Gas | Clothes Dryer | Baseline Forecast | Units | 0 | 87.5367 | 175.0674 | 222.2701 | 268.3383 | 314.241 | 359.9516 | 405.5827 | 450.7661 | 495.5572 | 540.0176 | 584.1395 | 627.8348 | 671.0051 | 713.7 | 755.7939 | 797.5223 | 838.7727 | 879.5452 | 919.9061 | 959.8188 | 995.6049 | 0 | 0 | 0 | 0 | 0 | 0 | 0 | 0
F2_Residential_CZ3 - Single Family_New_Appliances_Natural Gas_Clothes Dryer_Baseline Forecast | F2 | Residential | CZ3 - Single Family | New | Appliances | Natural Gas | Clothes Dryer | Baseline Forecast | Usage (MMtherm) | 0 | 0.0020095 | 0.0040189 | 0.0051025 | 0.0061601 | 0.0072139 | 0.0082633 | 0.0093109 | 0.010348 | 0.011376 | 0.012396 | 0.013408 | 0.01441 | 0.015399 | 0.016378 | 0.017342 | 0.018298 | 0.019243 | 0.020177 | 0.021102 | 0.022016 | 0.022835 | 0 | 0 | 0 | 0 | 0 | 0 | 0 | 0
F3_Residential_CZ3 - Single Family_New_Appliances_Natural Gas_Clothes Dryer_Baseline Forecast | F3 | Residential | CZ3 - Single Family | New | Appliances | Natural Gas | Clothes Dryer | Baseline Forecast | Peak Demand (S) | 0 | 0 | 0 | 0 | 0 | 0 | 0 | 0 | 0 | 0 | 0 | 0 | 0 | 0 | 0 | 0 | 0 | 0 | 0 | 0 | 0 | 0 | 0 | 0 | 0 | 0 | 0 | 0 | 0 | 0
F4_Residential_CZ3 - Single Family_New_Appliances_Natural Gas_Clothes Dryer_Baseline Forecast | F4 | Residential | CZ3 - Single Family | New | Appliances | Natural Gas | Clothes Dryer | Baseline Forecast | Peak Demand (W) | 0 | 0 | 0 | 0 | 0 | 0 | 0 | 0 | 0 | 0 | 0 | 0 | 0 | 0 | 0 | 0 | 0 | 0 | 0 | 0 | 0 | 0 | 0 | 0 | 0 | 0 | 0 | 0 | 0 | 0
F5_Residential_CZ3 - Single Family_New_Appliances_Natural Gas_Clothes Dryer_Baseline Forecast | F5 | Residential | CZ3 - Single Family | New | Appliances | Natural Gas | Clothes Dryer | Baseline Forecast | Turnover | 0 | 87.5367 | 87.5308 | 47.2027 | 46.0682 | 45.9027 | 45.7106 | 45.6311 | 45.1835 | 44.7911 | 44.4604 | 44.1219 | 50.4288 | 56.1191 | 58.2786 | 60.0225 | 61.8089 | 63.3025 | 64.6383 | 65.8665 | 66.9018 | 64.1193 | 0 | 0 | 0 | 0 | 0 | 0 | 0 | 0
F6_Residential_CZ3 - Single Family_New_Appliances_Natural Gas_Clothes Dryer_Baseline Forecast | F6 | Residential | CZ3 - Single Family | New | Appliances | Natural Gas | Clothes Dryer | Baseline Forecast | Avg. Replacement Usage | 22.9555 | 22.9561 | 22.9565 | 22.9569 | 22.9571 | 22.9573 | 22.9571 | 22.9569 | 22.9568 | 22.9567 | 22.9327 | 22.9347 | 22.9303 | 22.9289 | 22.9277 | 22.9269 | 22.9261 | 22.9253 | 22.9246 | 22.9242 | 22.9237 | 22.9229 | 0 | 0 | 0 | 0 | 0 | 0 | 0 | 0
F7_Residential_CZ3 - Single Family_New_Appliances_Natural Gas_Clothes Dryer_Baseline Forecast | F7 | Residential | CZ3 - Single Family | New | Appliances | Natural Gas | Clothes Dryer | Baseline Forecast | Avg. Replacement Demand (S) | 0 | 0 | 0 | 0 | 0 | 0 | 0 | 0 | 0 | 0 | 0 | 0 | 0 | 0 | 0 | 0 | 0 | 0 | 0 | 0 | 0 | 0 | 0 | 0 | 0 | 0 | 0 | 0 | 0 | 0
F8_Residential_CZ3 - Single Family_New_Appliances_Natural Gas_Clothes Dryer_Baseline Forecast | F8 | Residential | CZ3 - Single Family | New | Appliances | Natural Gas | Clothes Dryer | Baseline Forecast | Avg. Replacement Demand (W) | 0 | 0 | 0 | 0 | 0 | 0 | 0 | 0 | 0 | 0 | 0 | 0 | 0 | 0 | 0 | 0 | 0 | 0 | 0 | 0 | 0 | 0 | 0 | 0 | 0 | 0 | 0 | 0 | 0 | 0
F1_Residential_CZ3 - Single Family_New_Appliances_Natural Gas_Stove/Oven_Baseline Forecast | F1 | Residential | CZ3 - Single Family | New | Appliances | Natural Gas | Stove/Oven | Baseline Forecast | Units | 0 | 503.7914 | 1007.5487 | 1279.2099 | 1544.3415 | 1808.5206 | 2071.5946 | 2334.2106 | 2594.2506 | 2852.0327 | 3107.9112 | 3361.8419 | 3613.3168 | 3861.7711 | 4107.4889 | 4349.7477 | 4589.9031 | 4827.3077 | 5061.9618 | 5294.2469 | 5523.9522 | 5729.909 | 0 | 0 | 0 | 0 | 0 | 0 | 0 | 0
F2_Residential_CZ3 - Single Family_New_Appliances_Natural Gas_Stove/Oven_Baseline Forecast | F2 | Residential | CZ3 - Single Family | New | Appliances | Natural Gas | Stove/Oven | Baseline Forecast | Usage (MMtherm) | 0 | 0.025234 | 0.050468 | 0.064077 | 0.077359 | 0.090594 | 0.10377 | 0.11693 | 0.12996 | 0.14287 | 0.15566 | 0.16834 | 0.18089 | 0.19328 | 0.20552 | 0.21759 | 0.22956 | 0.24138 | 0.25304 | 0.26458 | 0.27601 | 0.28625 | 0 | 0 | 0 | 0 | 0 | 0 | 0 | 0
F3_Residential_CZ3 - Single Family_New_Appliances_Natural Gas_Stove/Oven_Baseline Forecast | F3 | Residential | CZ3 - Single Family | New | Appliances | Natural Gas | Stove/Oven | Baseline Forecast | Peak Demand (S) | 0 | 0 | 0 | 0 | 0 | 0 | 0 | 0 | 0 | 0 | 0 | 0 | 0 | 0 | 0 | 0 | 0 | 0 | 0 | 0 | 0 | 0 | 0 | 0 | 0 | 0 | 0 | 0 | 0 | 0
F4_Residential_CZ3 - Single Family_New_Appliances_Natural Gas_Stove/Oven_Baseline Forecast | F4 | Residential | CZ3 - Single Family | New | Appliances | Natural Gas | Stove/Oven | Baseline Forecast | Peak Demand (W) | 0 | 0 | 0 | 0 | 0 | 0 | 0 | 0 | 0 | 0 | 0 | 0 | 0 | 0 | 0 | 0 | 0 | 0 | 0 | 0 | 0 | 0 | 0 | 0 | 0 | 0 | 0 | 0 | 0 | 0
F5_Residential_CZ3 - Single Family_New_Appliances_Natural Gas_Stove/Oven_Baseline Forecast | F5 | Residential | CZ3 - Single Family | New | Appliances | Natural Gas | Stove/Oven | Baseline Forecast | Turnover | 0 | 503.7914 | 503.7573 | 271.6612 | 265.1316 | 264.1792 | 263.074 | 262.616 | 260.04 | 257.7821 | 255.8785 | 325.9009 | 385.129 | 401.8237 | 415.0532 | 425.1433 | 434.4955 | 441.4985 | 593.5235 | 576.7035 | 493.8523 | 477.0233 | 0 | 0 | 0 | 0 | 0 | 0 | 0 | 0
F6_Residential_CZ3 - Single Family_New_Appliances_Natural Gas_Stove/Oven_Baseline Forecast | F6 | Residential | CZ3 - Single Family | New | Appliances | Natural Gas | Stove/Oven | Baseline Forecast | Avg. Replacement Usage | 50.0841 | 50.0876 | 50.0918 | 50.095 | 50.0971 | 50.0993 | 50.0965 | 50.095 | 50.0944 | 50.0933 | 49.9814 | 49.9777 | 49.9573 | 49.9506 | 49.9451 | 49.9414 | 49.9377 | 49.934 | 49.9307 | 49.9289 | 49.9267 | 49.9227 | 0 | 0 | 0 | 0 | 0 | 0 | 0 | 0
F7_Residential_CZ3 - Single Family_New_Appliances_Natural Gas_Stove/Oven_Baseline Forecast | F7 | Residential | CZ3 - Single Family | New | Appliances | Natural Gas | Stove/Oven | Baseline Forecast | Avg. Replacement Demand (S) | 0 | 0 | 0 | 0 | 0 | 0 | 0 | 0 | 0 | 0 | 0 | 0 | 0 | 0 | 0 | 0 | 0 | 0 | 0 | 0 | 0 | 0 | 0 | 0 | 0 | 0 | 0 | 0 | 0 | 0
F8_Residential_CZ3 - Single Family_New_Appliances_Natural Gas_Stove/Oven_Baseline Forecast | F8 | Residential | CZ3 - Single Family | New | Appliances | Natural Gas | Stove/Oven | Baseline Forecast | Avg. Replacement Demand (W) | 0 | 0 | 0 | 0 | 0 | 0 | 0 | 0 | 0 | 0 | 0 | 0 | 0 | 0 | 0 | 0 | 0 | 0 | 0 | 0 | 0 | 0 | 0 | 0 | 0 | 0 | 0 | 0 | 0 | 0
F1_Residential_CZ3 - Single Family_New_Miscellaneous_Natural Gas_Pool Heater_Baseline Forecast | F1 | Residential | CZ3 - Single Family | New | Miscellaneous | Natural Gas | Pool Heater | Baseline Forecast | Units | 0 | 47.3548 | 94.7064 | 120.2416 | 145.1632 | 169.9952 | 194.7233 | 219.4083 | 243.8513 | 268.082 | 292.1337 | 316.0024 | 339.6402 | 362.9942 | 386.0908 | 408.8624 | 431.4362 | 453.7515 | 475.8082 | 497.6423 | 519.2339 | 538.5932 | 0 | 0 | 0 | 0 | 0 | 0 | 0 | 0
F2_Residential_CZ3 - Single Family_New_Miscellaneous_Natural Gas_Pool Heater_Baseline Forecast | F2 | Residential | CZ3 - Single Family | New | Miscellaneous | Natural Gas | Pool Heater | Baseline Forecast | Usage (MMtherm) | 0 | 0.0061786 | 0.012357 | 0.015689 | 0.01894 | 0.02218 | 0.025407 | 0.028627 | 0.031817 | 0.034978 | 0.038116 | 0.041231 | 0.044315 | 0.047362 | 0.050375 | 0.053347 | 0.056292 | 0.059203 | 0.062081 | 0.06493 | 0.067747 | 0.070273 | 0 | 0 | 0 | 0 | 0 | 0 | 0 | 0
F3_Residential_CZ3 - Single Family_New_Miscellaneous_Natural Gas_Pool Heater_Baseline Forecast | F3 | Residential | CZ3 - Single Family | New | Miscellaneous | Natural Gas | Pool Heater | Baseline Forecast | Peak Demand (S) | 0 | 0 | 0 | 0 | 0 | 0 | 0 | 0 | 0 | 0 | 0 | 0 | 0 | 0 | 0 | 0 | 0 | 0 | 0 | 0 | 0 | 0 | 0 | 0 | 0 | 0 | 0 | 0 | 0 | 0
F4_Residential_CZ3 - Single Family_New_Miscellaneous_Natural Gas_Pool Heater_Baseline Forecast | F4 | Residential | CZ3 - Single Family | New | Miscellaneous | Natural Gas | Pool Heater | Baseline Forecast | Peak Demand (W) | 0 | 0 | 0 | 0 | 0 | 0 | 0 | 0 | 0 | 0 | 0 | 0 | 0 | 0 | 0 | 0 | 0 | 0 | 0 | 0 | 0 | 0 | 0 | 0 | 0 | 0 | 0 | 0 | 0 | 0
F5_Residential_CZ3 - Single Family_New_Miscellaneous_Natural Gas_Pool Heater_Baseline Forecast | F5 | Residential | CZ3 - Single Family | New | Miscellaneous | Natural Gas | Pool Heater | Baseline Forecast | Turnover | 0 | 47.3548 | 47.3516 | 25.5353 | 24.9215 | 24.832 | 24.7281 | 28.99 | 32.6612 | 34.0233 | 35.2197 | 36.2788 | 37.1678 | 38.2893 | 39.6435 | 40.9072 | 42.2625 | 43.5122 | 59.7942 | 59.6207 | 52.5957 | 51.0681 | 0 | 0 | 0 | 0 | 0 | 0 | 0 | 0
F6_Residential_CZ3 - Single Family_New_Miscellaneous_Natural Gas_Pool Heater_Baseline Forecast | F6 | Residential | CZ3 - Single Family | New | Miscellaneous | Natural Gas | Pool Heater | Baseline Forecast | Avg. Replacement Usage | 130.4755 | 130.4755 | 130.4755 | 130.4755 | 130.4755 | 130.4755 | 130.4755 | 130.4755 | 130.4755 | 130.4755 | 130.4755 | 130.4755 | 130.4755 | 130.4755 | 130.4755 | 130.4755 | 130.4755 | 130.4755 | 130.4755 | 130.4755 | 130.4755 | 130.4755 | 0 | 0 | 0 | 0 | 0 | 0 | 0 | 0
F7_Residential_CZ3 - Single Family_New_Miscellaneous_Natural Gas_Pool Heater_Baseline Forecast | F7 | Residential | CZ3 - Single Family | New | Miscellaneous | Natural Gas | Pool Heater | Baseline Forecast | Avg. Replacement Demand (S) | 0 | 0 | 0 | 0 | 0 | 0 | 0 | 0 | 0 | 0 | 0 | 0 | 0 | 0 | 0 | 0 | 0 | 0 | 0 | 0 | 0 | 0 | 0 | 0 | 0 | 0 | 0 | 0 | 0 | 0
F8_Residential_CZ3 - Single Family_New_Miscellaneous_Natural Gas_Pool Heater_Baseline Forecast | F8 | Residential | CZ3 - Single Family | New | Miscellaneous | Natural Gas | Pool Heater | Baseline Forecast | Avg. Replacement Demand (W) | 0 | 0 | 0 | 0 | 0 | 0 | 0 | 0 | 0 | 0 | 0 | 0 | 0 | 0 | 0 | 0 | 0 | 0 | 0 | 0 | 0 | 0 | 0 | 0 | 0 | 0 | 0 | 0 | 0 | 0
F1_Residential_CZ3 - Single Family_New_Miscellaneous_Natural Gas_Miscellaneous_Baseline Forecast | F1 | Residential | CZ3 - Single Family | New | Miscellaneous | Natural Gas | Miscellaneous | Baseline Forecast | Units | 0 | 2163.1338 | 4326.1213 | 5492.5554 | 6630.9535 | 7765.2621 | 8894.8253 | 10022.4221 | 11138.9582 | 12245.7995 | 13344.4674 | 14434.7719 | 15514.5321 | 16581.3227 | 17636.3637 | 18676.5524 | 19707.7098 | 20727.0563 | 21734.5927 | 22731.9574 | 23718.2452 | 24602.5638 | 0 | 0 | 0 | 0 | 0 | 0 | 0 | 0
F2_Residential_CZ3 - Single Family_New_Miscellaneous_Natural Gas_Miscellaneous_Baseline Forecast | F2 | Residential | CZ3 - Single Family | New | Miscellaneous | Natural Gas | Miscellaneous | Baseline Forecast | Usage (MMtherm) | 0 | 0.0083614 | 0.016722 | 0.021231 | 0.025631 | 0.030016 | 0.034382 | 0.038741 | 0.043056 | 0.047335 | 0.051582 | 0.055796 | 0.05997 | 0.064093 | 0.068171 | 0.072192 | 0.076178 | 0.080118 | 0.084013 | 0.087868 | 0.09168 | 0.095098 | 0 | 0 | 0 | 0 | 0 | 0 | 0 | 0
F3_Residential_CZ3 - Single Family_New_Miscellaneous_Natural Gas_Miscellaneous_Baseline Forecast | F3 | Residential | CZ3 - Single Family | New | Miscellaneous | Natural Gas | Miscellaneous | Baseline Forecast | Peak Demand (S) | 0 | 0 | 0 | 0 | 0 | 0 | 0 | 0 | 0 | 0 | 0 | 0 | 0 | 0 | 0 | 0 | 0 | 0 | 0 | 0 | 0 | 0 | 0 | 0 | 0 | 0 | 0 | 0 | 0 | 0
F4_Residential_CZ3 - Single Family_New_Miscellaneous_Natural Gas_Miscellaneous_Baseline Forecast | F4 | Residential | CZ3 - Single Family | New | Miscellaneous | Natural Gas | Miscellaneous | Baseline Forecast | Peak Demand (W) | 0 | 0 | 0 | 0 | 0 | 0 | 0 | 0 | 0 | 0 | 0 | 0 | 0 | 0 | 0 | 0 | 0 | 0 | 0 | 0 | 0 | 0 | 0 | 0 | 0 | 0 | 0 | 0 | 0 | 0
F5_Residential_CZ3 - Single Family_New_Miscellaneous_Natural Gas_Miscellaneous_Baseline Forecast | F5 | Residential | CZ3 - Single Family | New | Miscellaneous | Natural Gas | Miscellaneous | Baseline Forecast | Turnover | 0 | 2163.1338 | 2162.9875 | 1166.4341 | 1138.3981 | 1134.3086 | 1129.5632 | 1488.1191 | 1777.4693 | 1852.0246 | 1909.387 | 1954.9552 | 1988.563 | 2675.8371 | 2692.117 | 2434.9697 | 2503.8819 | 2571.3014 | 2630.935 | 2896.236 | 3098.1191 | 3070.8133 | 0 | 0 | 0 | 0 | 0 | 0 | 0 | 0
F6_Residential_CZ3 - Single Family_New_Miscellaneous_Natural Gas_Miscellaneous_Baseline Forecast | F6 | Residential | CZ3 - Single Family | New | Miscellaneous | Natural Gas | Miscellaneous | Baseline Forecast | Avg. Replacement Usage | 3.8654 | 3.8654 | 3.8654 | 3.8654 | 3.8654 | 3.8654 | 3.8654 | 3.8654 | 3.8654 | 3.8654 | 3.8654 | 3.8654 | 3.8654 | 3.8654 | 3.8654 | 3.8654 | 3.8654 | 3.8654 | 3.8654 | 3.8654 | 3.8654 | 3.8654 | 0 | 0 | 0 | 0 | 0 | 0 | 0 | 0
F7_Residential_CZ3 - Single Family_New_Miscellaneous_Natural Gas_Miscellaneous_Baseline Forecast | F7 | Residential | CZ3 - Single Family | New | Miscellaneous | Natural Gas | Miscellaneous | Baseline Forecast | Avg. Replacement Demand (S) | 0 | 0 | 0 | 0 | 0 | 0 | 0 | 0 | 0 | 0 | 0 | 0 | 0 | 0 | 0 | 0 | 0 | 0 | 0 | 0 | 0 | 0 | 0 | 0 | 0 | 0 | 0 | 0 | 0 | 0
F8_Residential_CZ3 - Single Family_New_Miscellaneous_Natural Gas_Miscellaneous_Baseline Forecast | F8 | Residential | CZ3 - Single Family | New | Miscellaneous | Natural Gas | Miscellaneous | Baseline Forecast | Avg. Replacement Demand (W) | 0 | 0 | 0 | 0 | 0 | 0 | 0 | 0 | 0 | 0 | 0 | 0 | 0 | 0 | 0 | 0 | 0 | 0 | 0 | 0 | 0 | 0 | 0 | 0 | 0 | 0 | 0 | 0 | 0 | 0
F1_Residential_CZ3 - Multi Family_Existing_Space Heating_Natural Gas_Furnace - Direct Fuel_Baseline Forecast | F1 | Residential | CZ3 - Multi Family | Existing | Space Heating | Natural Gas | Furnace - Direct Fuel | Baseline Forecast | Units | 13505.3504 | 13451.329 | 13397.5237 | 13343.9336 | 13290.5579 | 13237.3957 | 13184.4461 | 13131.7083 | 13079.1815 | 13026.8647 | 12974.7573 | 12922.8583 | 12871.1668 | 12819.6822 | 12768.4034 | 12717.3298 | 12666.4605 | 12615.7946 | 12565.3315 | 12515.0701 | 12465.0099 | 12415.1498 | 0 | 0 | 0 | 0 | 0 | 0 | 0 | 0
F2_Residential_CZ3 - Multi Family_Existing_Space Heating_Natural Gas_Furnace - Direct Fuel_Baseline Forecast | F2 | Residential | CZ3 - Multi Family | Existing | Space Heating | Natural Gas | Furnace - Direct Fuel | Baseline Forecast | Usage (MMtherm) | 3.0058 | 2.9798 | 2.9545 | 2.9299 | 2.9061 | 2.8745 | 2.8438 | 2.8141 | 2.7852 | 2.7572 | 2.73 | 2.7036 | 2.6778 | 2.6525 | 2.6278 | 2.6036 | 2.5803 | 2.5579 | 2.5364 | 2.5156 | 2.4956 | 2.4764 | 0 | 0 | 0 | 0 | 0 | 0 | 0 | 0
F3_Residential_CZ3 - Multi Family_Existing_Space Heating_Natural Gas_Furnace - Direct Fuel_Baseline Forecast | F3 | Residential | CZ3 - Multi Family | Existing | Space Heating | Natural Gas | Furnace - Direct Fuel | Baseline Forecast | Peak Demand (S) | 0 | 0 | 0 | 0 | 0 | 0 | 0 | 0 | 0 | 0 | 0 | 0 | 0 | 0 | 0 | 0 | 0 | 0 | 0 | 0 | 0 | 0 | 0 | 0 | 0 | 0 | 0 | 0 | 0 | 0
F4_Residential_CZ3 - Multi Family_Existing_Space Heating_Natural Gas_Furnace - Direct Fuel_Baseline Forecast | F4 | Residential | CZ3 - Multi Family | Existing | Space Heating | Natural Gas | Furnace - Direct Fuel | Baseline Forecast | Peak Demand (W) | 0 | 0 | 0 | 0 | 0 | 0 | 0 | 0 | 0 | 0 | 0 | 0 | 0 | 0 | 0 | 0 | 0 | 0 | 0 | 0 | 0 | 0 | 0 | 0 | 0 | 0 | 0 | 0 | 0 | 0
F5_Residential_CZ3 - Multi Family_Existing_Space Heating_Natural Gas_Furnace - Direct Fuel_Baseline Forecast | F5 | Residential | CZ3 - Multi Family | Existing | Space Heating | Natural Gas | Furnace - Direct Fuel | Baseline Forecast | Turnover | 0 | 579.0943 | 566.009 | 553.65 | 541.9723 | 530.9336 | 520.4943 | 506.6416 | 493.581 | 481.2633 | 469.6423 | 458.6745 | 462.3568 | 465.0887 | 467.1516 | 468.4306 | 468.9981 | 468.9333 | 468.0954 | 466.5765 | 464.4628 | 461.8304 | 0 | 0 | 0 | 0 | 0 | 0 | 0 | 0
F6_Residential_CZ3 - Multi Family_Existing_Space Heating_Natural Gas_Furnace - Direct Fuel_Baseline Forecast | F6 | Residential | CZ3 - Multi Family | Existing | Space Heating | Natural Gas | Furnace - Direct Fuel | Baseline Forecast | Avg. Replacement Usage | 203.947 | 203.0659 | 203.1634 | 203.2489 | 203.3259 | 187.452 | 187.454 | 187.4549 | 187.4577 | 187.465 | 187.4495 | 187.46 | 187.4686 | 187.4818 | 187.4979 | 187.518 | 187.5099 | 187.5019 | 187.495 | 187.4886 | 187.4942 | 187.4988 | 0 | 0 | 0 | 0 | 0 | 0 | 0 | 0
F7_Residential_CZ3 - Multi Family_Existing_Space Heating_Natural Gas_Furnace - Direct Fuel_Baseline Forecast | F7 | Residential | CZ3 - Multi Family | Existing | Space Heating | Natural Gas | Furnace - Direct Fuel | Baseline Forecast | Avg. Replacement Demand (S) | 0 | 0 | 0 | 0 | 0 | 0 | 0 | 0 | 0 | 0 | 0 | 0 | 0 | 0 | 0 | 0 | 0 | 0 | 0 | 0 | 0 | 0 | 0 | 0 | 0 | 0 | 0 | 0 | 0 | 0
F8_Residential_CZ3 - Multi Family_Existing_Space Heating_Natural Gas_Furnace - Direct Fuel_Baseline Forecast | F8 | Residential | CZ3 - Multi Family | Existing | Space Heating | Natural Gas | Furnace - Direct Fuel | Baseline Forecast | Avg. Replacement Demand (W) | 0 | 0 | 0 | 0 | 0 | 0 | 0 | 0 | 0 | 0 | 0 | 0 | 0 | 0 | 0 | 0 | 0 | 0 | 0 | 0 | 0 | 0 | 0 | 0 | 0 | 0 | 0 | 0 | 0 | 0
F1_Residential_CZ3 - Multi Family_Existing_Space Heating_Natural Gas_Boiler - Direct Fuel_Baseline Forecast | F1 | Residential | CZ3 - Multi Family | Existing | Space Heating | Natural Gas | Boiler - Direct Fuel | Baseline Forecast | Units | 110.8198 | 110.3765 | 109.935 | 109.4953 | 109.0573 | 108.6211 | 108.1866 | 107.7539 | 107.3228 | 106.8935 | 106.466 | 106.0401 | 105.6159 | 105.1935 | 104.7727 | 104.3536 | 103.9362 | 103.5205 | 103.1064 | 102.694 | 102.2832 | 101.874 | 0 | 0 | 0 | 0 | 0 | 0 | 0 | 0
F2_Residential_CZ3 - Multi Family_Existing_Space Heating_Natural Gas_Boiler - Direct Fuel_Baseline Forecast | F2 | Residential | CZ3 - Multi Family | Existing | Space Heating | Natural Gas | Boiler - Direct Fuel | Baseline Forecast | Usage (MMtherm) | 0.02626 | 0.026026 | 0.025788 | 0.025555 | 0.025327 | 0.025105 | 0.024887 | 0.024675 | 0.024468 | 0.024266 | 0.024069 | 0.023878 | 0.023691 | 0.02351 | 0.023335 | 0.023164 | 0.022997 | 0.022835 | 0.022678 | 0.022524 | 0.022374 | 0.022228 | 0 | 0 | 0 | 0 | 0 | 0 | 0 | 0
F3_Residential_CZ3 - Multi Family_Existing_Space Heating_Natural Gas_Boiler - Direct Fuel_Baseline Forecast | F3 | Residential | CZ3 - Multi Family | Existing | Space Heating | Natural Gas | Boiler - Direct Fuel | Baseline Forecast | Peak Demand (S) | 0 | 0 | 0 | 0 | 0 | 0 | 0 | 0 | 0 | 0 | 0 | 0 | 0 | 0 | 0 | 0 | 0 | 0 | 0 | 0 | 0 | 0 | 0 | 0 | 0 | 0 | 0 | 0 | 0 | 0
F4_Residential_CZ3 - Multi Family_Existing_Space Heating_Natural Gas_Boiler - Direct Fuel_Baseline Forecast | F4 | Residential | CZ3 - Multi Family | Existing | Space Heating | Natural Gas | Boiler - Direct Fuel | Baseline Forecast | Peak Demand (W) | 0 | 0 | 0 | 0 | 0 | 0 | 0 | 0 | 0 | 0 | 0 | 0 | 0 | 0 | 0 | 0 | 0 | 0 | 0 | 0 | 0 | 0 | 0 | 0 | 0 | 0 | 0 | 0 | 0 | 0
F5_Residential_CZ3 - Multi Family_Existing_Space Heating_Natural Gas_Boiler - Direct Fuel_Baseline Forecast | F5 | Residential | CZ3 - Multi Family | Existing | Space Heating | Natural Gas | Boiler - Direct Fuel | Baseline Forecast | Turnover | 0 | 3.8467 | 3.8027 | 3.7604 | 3.7196 | 3.6803 | 3.6424 | 3.5795 | 3.5193 | 3.4617 | 3.4065 | 3.3537 | 3.3565 | 3.3572 | 3.3559 | 3.3528 | 3.348 | 3.3418 | 3.3331 | 3.322 | 3.3089 | 3.2939 | 0 | 0 | 0 | 0 | 0 | 0 | 0 | 0
F6_Residential_CZ3 - Multi Family_Existing_Space Heating_Natural Gas_Boiler - Direct Fuel_Baseline Forecast | F6 | Residential | CZ3 - Multi Family | Existing | Space Heating | Natural Gas | Boiler - Direct Fuel | Baseline Forecast | Avg. Replacement Usage | 212.958 | 209.732 | 207.1675 | 207.1746 | 207.1804 | 207.1873 | 207.1872 | 207.1877 | 207.1911 | 207.1923 | 207.0964 | 207.0978 | 207.0839 | 207.0818 | 207.079 | 207.0779 | 207.0755 | 207.0715 | 207.0655 | 207.0588 | 207.0493 | 207.0372 | 0 | 0 | 0 | 0 | 0 | 0 | 0 | 0
F7_Residential_CZ3 - Multi Family_Existing_Space Heating_Natural Gas_Boiler - Direct Fuel_Baseline Forecast | F7 | Residential | CZ3 - Multi Family | Existing | Space Heating | Natural Gas | Boiler - Direct Fuel | Baseline Forecast | Avg. Replacement Demand (S) | 0 | 0 | 0 | 0 | 0 | 0 | 0 | 0 | 0 | 0 | 0 | 0 | 0 | 0 | 0 | 0 | 0 | 0 | 0 | 0 | 0 | 0 | 0 | 0 | 0 | 0 | 0 | 0 | 0 | 0
F8_Residential_CZ3 - Multi Family_Existing_Space Heating_Natural Gas_Boiler - Direct Fuel_Baseline Forecast | F8 | Residential | CZ3 - Multi Family | Existing | Space Heating | Natural Gas | Boiler - Direct Fuel | Baseline Forecast | Avg. Replacement Demand (W) | 0 | 0 | 0 | 0 | 0 | 0 | 0 | 0 | 0 | 0 | 0 | 0 | 0 | 0 | 0 | 0 | 0 | 0 | 0 | 0 | 0 | 0 | 0 | 0 | 0 | 0 | 0 | 0 | 0 | 0
F1_Residential_CZ3 - Multi Family_Existing_Secondary Heating_Natural Gas_Fireplace_Baseline Forecast | F1 | Residential | CZ3 - Multi Family | Existing | Secondary Heating | Natural Gas | Fireplace | Baseline Forecast | Units | 2099.0577 | 2090.6615 | 2082.2988 | 2073.9697 | 2065.6738 | 2057.4111 | 2049.1814 | 2040.9847 | 2032.8208 | 2024.6895 | 2016.5907 | 2008.5244 | 2000.4903 | 1992.4883 | 1984.5184 | 1976.5803 | 1968.674 | 1960.7993 | 1952.9561 | 1945.1442 | 1937.3637 | 1929.6142 | 0 | 0 | 0 | 0 | 0 | 0 | 0 | 0
F2_Residential_CZ3 - Multi Family_Existing_Secondary Heating_Natural Gas_Fireplace_Baseline Forecast | F2 | Residential | CZ3 - Multi Family | Existing | Secondary Heating | Natural Gas | Fireplace | Baseline Forecast | Usage (MMtherm) | 0.14461 | 0.14403 | 0.14346 | 0.14288 | 0.14231 | 0.14174 | 0.14118 | 0.14061 | 0.14005 | 0.13949 | 0.13893 | 0.13838 | 0.13782 | 0.13727 | 0.13672 | 0.13617 | 0.13563 | 0.13509 | 0.13455 | 0.13401 | 0.13347 | 0.13294 | 0 | 0 | 0 | 0 | 0 | 0 | 0 | 0
F3_Residential_CZ3 - Multi Family_Existing_Secondary Heating_Natural Gas_Fireplace_Baseline Forecast | F3 | Residential | CZ3 - Multi Family | Existing | Secondary Heating | Natural Gas | Fireplace | Baseline Forecast | Peak Demand (S) | 0 | 0 | 0 | 0 | 0 | 0 | 0 | 0 | 0 | 0 | 0 | 0 | 0 | 0 | 0 | 0 | 0 | 0 | 0 | 0 | 0 | 0 | 0 | 0 | 0 | 0 | 0 | 0 | 0 | 0
F4_Residential_CZ3 - Multi Family_Existing_Secondary Heating_Natural Gas_Fireplace_Baseline Forecast | F4 | Residential | CZ3 - Multi Family | Existing | Secondary Heating | Natural Gas | Fireplace | Baseline Forecast | Peak Demand (W) | 0 | 0 | 0 | 0 | 0 | 0 | 0 | 0 | 0 | 0 | 0 | 0 | 0 | 0 | 0 | 0 | 0 | 0 | 0 | 0 | 0 | 0 | 0 | 0 | 0 | 0 | 0 | 0 | 0 | 0
F5_Residential_CZ3 - Multi Family_Existing_Secondary Heating_Natural Gas_Fireplace_Baseline Forecast | F5 | Residential | CZ3 - Multi Family | Existing | Secondary Heating | Natural Gas | Fireplace | Baseline Forecast | Turnover | 0 | 87.5707 | 84.6999 | 82.0788 | 79.684 | 77.4942 | 74.2266 | 71.2517 | 68.542 | 66.0723 | 63.82 | 66.4811 | 68.8557 | 70.9712 | 74.6743 | 77.9857 | 80.9425 | 80.7562 | 80.3428 | 79.7449 | 78.9995 | 78.1377 | 0 | 0 | 0 | 0 | 0 | 0 | 0 | 0
F6_Residential_CZ3 - Multi Family_Existing_Secondary Heating_Natural Gas_Fireplace_Baseline Forecast | F6 | Residential | CZ3 - Multi Family | Existing | Secondary Heating | Natural Gas | Fireplace | Baseline Forecast | Avg. Replacement Usage | 68.8941 | 68.8941 | 68.8941 | 68.8941 | 68.8941 | 68.8941 | 68.8941 | 68.8941 | 68.8941 | 68.8941 | 68.8941 | 68.8941 | 68.8941 | 68.8941 | 68.8941 | 68.8941 | 68.8941 | 68.8941 | 68.8941 | 68.8941 | 68.8941 | 68.8941 | 0 | 0 | 0 | 0 | 0 | 0 | 0 | 0
F7_Residential_CZ3 - Multi Family_Existing_Secondary Heating_Natural Gas_Fireplace_Baseline Forecast | F7 | Residential | CZ3 - Multi Family | Existing | Secondary Heating | Natural Gas | Fireplace | Baseline Forecast | Avg. Replacement Demand (S) | 0 | 0 | 0 | 0 | 0 | 0 | 0 | 0 | 0 | 0 | 0 | 0 | 0 | 0 | 0 | 0 | 0 | 0 | 0 | 0 | 0 | 0 | 0 | 0 | 0 | 0 | 0 | 0 | 0 | 0
F8_Residential_CZ3 - Multi Family_Existing_Secondary Heating_Natural Gas_Fireplace_Baseline Forecast | F8 | Residential | CZ3 - Multi Family | Existing | Secondary Heating | Natural Gas | Fireplace | Baseline Forecast | Avg. Replacement Demand (W) | 0 | 0 | 0 | 0 | 0 | 0 | 0 | 0 | 0 | 0 | 0 | 0 | 0 | 0 | 0 | 0 | 0 | 0 | 0 | 0 | 0 | 0 | 0 | 0 | 0 | 0 | 0 | 0 | 0 | 0
F1_Residential_CZ3 - Multi Family_Existing_Water Heating_Natural Gas_Water Heater <= 55 gal._Baseline Forecast | F1 | Residential | CZ3 - Multi Family | Existing | Water Heating | Natural Gas | Water Heater <= 55 gal. | Baseline Forecast | Units | 9029.2502 | 8993.1332 | 8957.1607 | 8921.332 | 8885.6467 | 8850.1041 | 8814.7037 | 8779.4449 | 8744.3271 | 8709.3498 | 8674.5124 | 8639.8144 | 8605.2551 | 8570.8341 | 8536.5507 | 8502.4045 | 8468.3949 | 8434.5213 | 8400.7833 | 8367.1801 | 8333.7114 | 8300.3766 | 0 | 0 | 0 | 0 | 0 | 0 | 0 | 0
F2_Residential_CZ3 - Multi Family_Existing_Water Heating_Natural Gas_Water Heater <= 55 gal._Baseline Forecast | F2 | Residential | CZ3 - Multi Family | Existing | Water Heating | Natural Gas | Water Heater <= 55 gal. | Baseline Forecast | Usage (MMtherm) | 1.0053 | 0.97882 | 0.95366 | 0.92984 | 0.90741 | 0.88643 | 0.8669 | 0.84896 | 0.8326 | 0.81778 | 0.80446 | 0.79265 | 0.78215 | 0.77274 | 0.76429 | 0.75664 | 0.74969 | 0.74332 | 0.73747 | 0.73204 | 0.72698 | 0.72225 | 0 | 0 | 0 | 0 | 0 | 0 | 0 | 0
F3_Residential_CZ3 - Multi Family_Existing_Water Heating_Natural Gas_Water Heater <= 55 gal._Baseline Forecast | F3 | Residential | CZ3 - Multi Family | Existing | Water Heating | Natural Gas | Water Heater <= 55 gal. | Baseline Forecast | Peak Demand (S) | 0 | 0 | 0 | 0 | 0 | 0 | 0 | 0 | 0 | 0 | 0 | 0 | 0 | 0 | 0 | 0 | 0 | 0 | 0 | 0 | 0 | 0 | 0 | 0 | 0 | 0 | 0 | 0 | 0 | 0
F4_Residential_CZ3 - Multi Family_Existing_Water Heating_Natural Gas_Water Heater <= 55 gal._Baseline Forecast | F4 | Residential | CZ3 - Multi Family | Existing | Water Heating | Natural Gas | Water Heater <= 55 gal. | Baseline Forecast | Peak Demand (W) | 0 | 0 | 0 | 0 | 0 | 0 | 0 | 0 | 0 | 0 | 0 | 0 | 0 | 0 | 0 | 0 | 0 | 0 | 0 | 0 | 0 | 0 | 0 | 0 | 0 | 0 | 0 | 0 | 0 | 0
F5_Residential_CZ3 - Multi Family_Existing_Water Heating_Natural Gas_Water Heater <= 55 gal._Baseline Forecast | F5 | Residential | CZ3 - Multi Family | Existing | Water Heating | Natural Gas | Water Heater <= 55 gal. | Baseline Forecast | Turnover | 0 | 508.7404 | 515.7355 | 521.3817 | 525.8775 | 529.3927 | 532.0718 | 525.9469 | 520.4312 | 515.4367 | 510.8882 | 506.7217 | 502.1382 | 499.1813 | 497.4288 | 496.5473 | 496.2752 | 496.4091 | 495.6862 | 632.2232 | 612.6438 | 594.9487 | 0 | 0 | 0 | 0 | 0 | 0 | 0 | 0
F6_Residential_CZ3 - Multi Family_Existing_Water Heating_Natural Gas_Water Heater <= 55 gal._Baseline Forecast | F6 | Residential | CZ3 - Multi Family | Existing | Water Heating | Natural Gas | Water Heater <= 55 gal. | Baseline Forecast | Avg. Replacement Usage | 85.7825 | 85.7905 | 85.8107 | 85.8258 | 85.8362 | 85.8472 | 85.8344 | 85.8272 | 85.8251 | 85.8208 | 85.7367 | 85.7355 | 85.7241 | 85.7203 | 85.7171 | 85.7148 | 85.7127 | 85.7105 | 85.7084 | 85.7074 | 85.7061 | 85.7037 | 0 | 0 | 0 | 0 | 0 | 0 | 0 | 0
F7_Residential_CZ3 - Multi Family_Existing_Water Heating_Natural Gas_Water Heater <= 55 gal._Baseline Forecast | F7 | Residential | CZ3 - Multi Family | Existing | Water Heating | Natural Gas | Water Heater <= 55 gal. | Baseline Forecast | Avg. Replacement Demand (S) | 0 | 0 | 0 | 0 | 0 | 0 | 0 | 0 | 0 | 0 | 0 | 0 | 0 | 0 | 0 | 0 | 0 | 0 | 0 | 0 | 0 | 0 | 0 | 0 | 0 | 0 | 0 | 0 | 0 | 0
F8_Residential_CZ3 - Multi Family_Existing_Water Heating_Natural Gas_Water Heater <= 55 gal._Baseline Forecast | F8 | Residential | CZ3 - Multi Family | Existing | Water Heating | Natural Gas | Water Heater <= 55 gal. | Baseline Forecast | Avg. Replacement Demand (W) | 0 | 0 | 0 | 0 | 0 | 0 | 0 | 0 | 0 | 0 | 0 | 0 | 0 | 0 | 0 | 0 | 0 | 0 | 0 | 0 | 0 | 0 | 0 | 0 | 0 | 0 | 0 | 0 | 0 | 0
F1_Residential_CZ3 - Multi Family_Existing_Water Heating_Natural Gas_Water Heater > 55 gal._Baseline Forecast | F1 | Residential | CZ3 - Multi Family | Existing | Water Heating | Natural Gas | Water Heater > 55 gal. | Baseline Forecast | Units | 1926.9409 | 1919.2332 | 1911.5562 | 1903.91 | 1896.2944 | 1888.7092 | 1881.1544 | 1873.6297 | 1866.1352 | 1858.6707 | 1851.236 | 1843.8311 | 1836.4557 | 1829.1099 | 1821.7935 | 1814.5063 | 1807.2483 | 1800.0193 | 1792.8192 | 1785.6479 | 1778.5053 | 1771.3913 | 0 | 0 | 0 | 0 | 0 | 0 | 0 | 0
F2_Residential_CZ3 - Multi Family_Existing_Water Heating_Natural Gas_Water Heater > 55 gal._Baseline Forecast | F2 | Residential | CZ3 - Multi Family | Existing | Water Heating | Natural Gas | Water Heater > 55 gal. | Baseline Forecast | Usage (MMtherm) | 0.22097 | 0.21713 | 0.22216 | 0.23437 | 0.25232 | 0.27494 | 0.30077 | 0.32928 | 0.35987 | 0.39197 | 0.42305 | 0.45538 | 0.48735 | 0.51733 | 0.54425 | 0.56763 | 0.58731 | 0.60344 | 0.61614 | 0.62369 | 0.62747 | 0.62876 | 0 | 0 | 0 | 0 | 0 | 0 | 0 | 0
F3_Residential_CZ3 - Multi Family_Existing_Water Heating_Natural Gas_Water Heater > 55 gal._Baseline Forecast | F3 | Residential | CZ3 - Multi Family | Existing | Water Heating | Natural Gas | Water Heater > 55 gal. | Baseline Forecast | Peak Demand (S) | 0 | 0 | 0 | 0 | 0 | 0 | 0 | 0 | 0 | 0 | 0 | 0 | 0 | 0 | 0 | 0 | 0 | 0 | 0 | 0 | 0 | 0 | 0 | 0 | 0 | 0 | 0 | 0 | 0 | 0
F4_Residential_CZ3 - Multi Family_Existing_Water Heating_Natural Gas_Water Heater > 55 gal._Baseline Forecast | F4 | Residential | CZ3 - Multi Family | Existing | Water Heating | Natural Gas | Water Heater > 55 gal. | Baseline Forecast | Peak Demand (W) | 0 | 0 | 0 | 0 | 0 | 0 | 0 | 0 | 0 | 0 | 0 | 0 | 0 | 0 | 0 | 0 | 0 | 0 | 0 | 0 | 0 | 0 | 0 | 0 | 0 | 0 | 0 | 0 | 0 | 0
F5_Residential_CZ3 - Multi Family_Existing_Water Heating_Natural Gas_Water Heater > 55 gal._Baseline Forecast | F5 | Residential | CZ3 - Multi Family | Existing | Water Heating | Natural Gas | Water Heater > 55 gal. | Baseline Forecast | Turnover | 0 | 108.5708 | 195.477 | 264.6038 | 319.3387 | 362.5545 | 396.444 | 422.1563 | 441.424 | 455.5473 | 465.8515 | 477.4697 | 473.4518 | 461.6103 | 446.1827 | 430.1292 | 415.1975 | 402.2165 | 392.1096 | 390.1708 | 393.6303 | 399.8397 | 0 | 0 | 0 | 0 | 0 | 0 | 0 | 0
F6_Residential_CZ3 - Multi Family_Existing_Water Heating_Natural Gas_Water Heater > 55 gal._Baseline Forecast | F6 | Residential | CZ3 - Multi Family | Existing | Water Heating | Natural Gas | Water Heater > 55 gal. | Baseline Forecast | Avg. Replacement Usage | 98.6498 | 99.1073 | 100.254 | 101.1032 | 101.6933 | 102.3244 | 101.5969 | 101.1883 | 101.0624 | 100.8215 | 96.0546 | 95.9858 | 95.3392 | 95.1247 | 94.9431 | 94.815 | 94.6942 | 94.5674 | 94.4543 | 94.391 | 94.3164 | 94.1809 | 0 | 0 | 0 | 0 | 0 | 0 | 0 | 0
F7_Residential_CZ3 - Multi Family_Existing_Water Heating_Natural Gas_Water Heater > 55 gal._Baseline Forecast | F7 | Residential | CZ3 - Multi Family | Existing | Water Heating | Natural Gas | Water Heater > 55 gal. | Baseline Forecast | Avg. Replacement Demand (S) | 0 | 0 | 0 | 0 | 0 | 0 | 0 | 0 | 0 | 0 | 0 | 0 | 0 | 0 | 0 | 0 | 0 | 0 | 0 | 0 | 0 | 0 | 0 | 0 | 0 | 0 | 0 | 0 | 0 | 0
F8_Residential_CZ3 - Multi Family_Existing_Water Heating_Natural Gas_Water Heater > 55 gal._Baseline Forecast | F8 | Residential | CZ3 - Multi Family | Existing | Water Heating | Natural Gas | Water Heater > 55 gal. | Baseline Forecast | Avg. Replacement Demand (W) | 0 | 0 | 0 | 0 | 0 | 0 | 0 | 0 | 0 | 0 | 0 | 0 | 0 | 0 | 0 | 0 | 0 | 0 | 0 | 0 | 0 | 0 | 0 | 0 | 0 | 0 | 0 | 0 | 0 | 0
F1_Residential_CZ3 - Multi Family_Existing_Appliances_Natural Gas_Clothes Dryer_Baseline Forecast | F1 | Residential | CZ3 - Multi Family | Existing | Appliances | Natural Gas | Clothes Dryer | Baseline Forecast | Units | 705.6615 | 702.8388 | 700.0275 | 697.2274 | 694.4385 | 691.6607 | 688.8941 | 686.1385 | 683.3939 | 680.6604 | 677.9377 | 675.226 | 672.5251 | 669.835 | 667.1556 | 664.487 | 661.8291 | 659.1817 | 656.545 | 653.9188 | 651.3032 | 648.6979 | 0 | 0 | 0 | 0 | 0 | 0 | 0 | 0
F2_Residential_CZ3 - Multi Family_Existing_Appliances_Natural Gas_Clothes Dryer_Baseline Forecast | F2 | Residential | CZ3 - Multi Family | Existing | Appliances | Natural Gas | Clothes Dryer | Baseline Forecast | Usage (MMtherm) | 0.014406 | 0.014199 | 0.013993 | 0.01379 | 0.013591 | 0.013396 | 0.013207 | 0.013028 | 0.012857 | 0.012696 | 0.012542 | 0.012398 | 0.012262 | 0.012133 | 0.012011 | 0.011896 | 0.011786 | 0.011682 | 0.011583 | 0.011488 | 0.011397 | 0.011311 | 0 | 0 | 0 | 0 | 0 | 0 | 0 | 0
F3_Residential_CZ3 - Multi Family_Existing_Appliances_Natural Gas_Clothes Dryer_Baseline Forecast | F3 | Residential | CZ3 - Multi Family | Existing | Appliances | Natural Gas | Clothes Dryer | Baseline Forecast | Peak Demand (S) | 0 | 0 | 0 | 0 | 0 | 0 | 0 | 0 | 0 | 0 | 0 | 0 | 0 | 0 | 0 | 0 | 0 | 0 | 0 | 0 | 0 | 0 | 0 | 0 | 0 | 0 | 0 | 0 | 0 | 0
F4_Residential_CZ3 - Multi Family_Existing_Appliances_Natural Gas_Clothes Dryer_Baseline Forecast | F4 | Residential | CZ3 - Multi Family | Existing | Appliances | Natural Gas | Clothes Dryer | Baseline Forecast | Peak Demand (W) | 0 | 0 | 0 | 0 | 0 | 0 | 0 | 0 | 0 | 0 | 0 | 0 | 0 | 0 | 0 | 0 | 0 | 0 | 0 | 0 | 0 | 0 | 0 | 0 | 0 | 0 | 0 | 0 | 0 | 0
F5_Residential_CZ3 - Multi Family_Existing_Appliances_Natural Gas_Clothes Dryer_Baseline Forecast | F5 | Residential | CZ3 - Multi Family | Existing | Appliances | Natural Gas | Clothes Dryer | Baseline Forecast | Turnover | 0 | 25.1705 | 27.0442 | 28.7513 | 30.3052 | 31.7183 | 33.0021 | 32.1577 | 31.3741 | 30.6465 | 29.9703 | 29.3414 | 28.8287 | 28.4953 | 28.3143 | 28.2624 | 28.3187 | 28.4649 | 28.5371 | 28.5459 | 28.5004 | 28.4088 | 0 | 0 | 0 | 0 | 0 | 0 | 0 | 0
F6_Residential_CZ3 - Multi Family_Existing_Appliances_Natural Gas_Clothes Dryer_Baseline Forecast | F6 | Residential | CZ3 - Multi Family | Existing | Appliances | Natural Gas | Clothes Dryer | Baseline Forecast | Avg. Replacement Usage | 16.6985 | 16.6989 | 16.6992 | 16.6993 | 16.6994 | 16.6996 | 16.6994 | 16.6993 | 16.6993 | 16.6992 | 16.6823 | 16.6838 | 16.6807 | 16.6797 | 16.6789 | 16.6783 | 16.6778 | 16.6772 | 16.6767 | 16.6764 | 16.6761 | 16.6755 | 0 | 0 | 0 | 0 | 0 | 0 | 0 | 0
F7_Residential_CZ3 - Multi Family_Existing_Appliances_Natural Gas_Clothes Dryer_Baseline Forecast | F7 | Residential | CZ3 - Multi Family | Existing | Appliances | Natural Gas | Clothes Dryer | Baseline Forecast | Avg. Replacement Demand (S) | 0 | 0 | 0 | 0 | 0 | 0 | 0 | 0 | 0 | 0 | 0 | 0 | 0 | 0 | 0 | 0 | 0 | 0 | 0 | 0 | 0 | 0 | 0 | 0 | 0 | 0 | 0 | 0 | 0 | 0
F8_Residential_CZ3 - Multi Family_Existing_Appliances_Natural Gas_Clothes Dryer_Baseline Forecast | F8 | Residential | CZ3 - Multi Family | Existing | Appliances | Natural Gas | Clothes Dryer | Baseline Forecast | Avg. Replacement Demand (W) | 0 | 0 | 0 | 0 | 0 | 0 | 0 | 0 | 0 | 0 | 0 | 0 | 0 | 0 | 0 | 0 | 0 | 0 | 0 | 0 | 0 | 0 | 0 | 0 | 0 | 0 | 0 | 0 | 0 | 0
F1_Residential_CZ3 - Multi Family_Existing_Appliances_Natural Gas_Stove/Oven_Baseline Forecast | F1 | Residential | CZ3 - Multi Family | Existing | Appliances | Natural Gas | Stove/Oven | Baseline Forecast | Units | 3415.8579 | 3402.1945 | 3388.5857 | 3375.0314 | 3361.5312 | 3348.0851 | 3334.6928 | 3321.354 | 3308.0686 | 3294.8363 | 3281.657 | 3268.5303 | 3255.4562 | 3242.4344 | 3229.4647 | 3216.5468 | 3203.6806 | 3190.8659 | 3178.1024 | 3165.39 | 3152.7285 | 3140.1175 | 0 | 0 | 0 | 0 | 0 | 0 | 0 | 0
F2_Residential_CZ3 - Multi Family_Existing_Appliances_Natural Gas_Stove/Oven_Baseline Forecast | F2 | Residential | CZ3 - Multi Family | Existing | Appliances | Natural Gas | Stove/Oven | Baseline Forecast | Usage (MMtherm) | 0.18632 | 0.18383 | 0.18151 | 0.17937 | 0.17739 | 0.17555 | 0.17384 | 0.17226 | 0.1708 | 0.16944 | 0.16817 | 0.16699 | 0.16587 | 0.16482 | 0.16383 | 0.16289 | 0.16198 | 0.16111 | 0.16026 | 0.15944 | 0.15865 | 0.15788 | 0 | 0 | 0 | 0 | 0 | 0 | 0 | 0
F3_Residential_CZ3 - Multi Family_Existing_Appliances_Natural Gas_Stove/Oven_Baseline Forecast | F3 | Residential | CZ3 - Multi Family | Existing | Appliances | Natural Gas | Stove/Oven | Baseline Forecast | Peak Demand (S) | 0 | 0 | 0 | 0 | 0 | 0 | 0 | 0 | 0 | 0 | 0 | 0 | 0 | 0 | 0 | 0 | 0 | 0 | 0 | 0 | 0 | 0 | 0 | 0 | 0 | 0 | 0 | 0 | 0 | 0
F4_Residential_CZ3 - Multi Family_Existing_Appliances_Natural Gas_Stove/Oven_Baseline Forecast | F4 | Residential | CZ3 - Multi Family | Existing | Appliances | Natural Gas | Stove/Oven | Baseline Forecast | Peak Demand (W) | 0 | 0 | 0 | 0 | 0 | 0 | 0 | 0 | 0 | 0 | 0 | 0 | 0 | 0 | 0 | 0 | 0 | 0 | 0 | 0 | 0 | 0 | 0 | 0 | 0 | 0 | 0 | 0 | 0 | 0
F5_Residential_CZ3 - Multi Family_Existing_Appliances_Natural Gas_Stove/Oven_Baseline Forecast | F5 | Residential | CZ3 - Multi Family | Existing | Appliances | Natural Gas | Stove/Oven | Baseline Forecast | Turnover | 0 | 249.343 | 239.5101 | 231.0091 | 223.6455 | 216.5874 | 210.4592 | 205.1253 | 200.4698 | 196.3939 | 192.8133 | 198.8285 | 202.6142 | 204.6794 | 205.4318 | 205.1056 | 203.9859 | 202.2981 | 268.0809 | 253.4138 | 240.7526 | 231.0694 | 0 | 0 | 0 | 0 | 0 | 0 | 0 | 0
F6_Residential_CZ3 - Multi Family_Existing_Appliances_Natural Gas_Stove/Oven_Baseline Forecast | F6 | Residential | CZ3 - Multi Family | Existing | Appliances | Natural Gas | Stove/Oven | Baseline Forecast | Avg. Replacement Usage | 50.1946 | 50.1979 | 50.2016 | 50.2043 | 50.2061 | 50.208 | 50.2057 | 50.2043 | 50.2038 | 50.2029 | 50.0947 | 50.0911 | 50.0713 | 50.0649 | 50.0596 | 50.0559 | 50.0524 | 50.0488 | 50.0456 | 50.0438 | 50.0417 | 50.0379 | 0 | 0 | 0 | 0 | 0 | 0 | 0 | 0
F7_Residential_CZ3 - Multi Family_Existing_Appliances_Natural Gas_Stove/Oven_Baseline Forecast | F7 | Residential | CZ3 - Multi Family | Existing | Appliances | Natural Gas | Stove/Oven | Baseline Forecast | Avg. Replacement Demand (S) | 0 | 0 | 0 | 0 | 0 | 0 | 0 | 0 | 0 | 0 | 0 | 0 | 0 | 0 | 0 | 0 | 0 | 0 | 0 | 0 | 0 | 0 | 0 | 0 | 0 | 0 | 0 | 0 | 0 | 0
F8_Residential_CZ3 - Multi Family_Existing_Appliances_Natural Gas_Stove/Oven_Baseline Forecast | F8 | Residential | CZ3 - Multi Family | Existing | Appliances | Natural Gas | Stove/Oven | Baseline Forecast | Avg. Replacement Demand (W) | 0 | 0 | 0 | 0 | 0 | 0 | 0 | 0 | 0 | 0 | 0 | 0 | 0 | 0 | 0 | 0 | 0 | 0 | 0 | 0 | 0 | 0 | 0 | 0 | 0 | 0 | 0 | 0 | 0 | 0
F1_Residential_CZ3 - Multi Family_Existing_Miscellaneous_Natural Gas_Pool Heater_Baseline Forecast | F1 | Residential | CZ3 - Multi Family | Existing | Miscellaneous | Natural Gas | Pool Heater | Baseline Forecast | Units | 428.6119 | 426.8975 | 425.1899 | 423.4891 | 421.7952 | 420.108 | 418.4276 | 416.7539 | 415.0868 | 413.4265 | 411.7728 | 410.1257 | 408.4852 | 406.8513 | 405.2239 | 403.603 | 401.9885 | 400.3806 | 398.7791 | 397.184 | 395.5952 | 394.0128 | 0 | 0 | 0 | 0 | 0 | 0 | 0 | 0
F2_Residential_CZ3 - Multi Family_Existing_Miscellaneous_Natural Gas_Pool Heater_Baseline Forecast | F2 | Residential | CZ3 - Multi Family | Existing | Miscellaneous | Natural Gas | Pool Heater | Baseline Forecast | Usage (MMtherm) | 0.05599 | 0.05576 | 0.055532 | 0.055305 | 0.055079 | 0.054855 | 0.054631 | 0.05441 | 0.054189 | 0.053969 | 0.053751 | 0.053534 | 0.053318 | 0.053103 | 0.052888 | 0.052675 | 0.052463 | 0.052252 | 0.052042 | 0.051833 | 0.051625 | 0.051417 | 0 | 0 | 0 | 0 | 0 | 0 | 0 | 0
F3_Residential_CZ3 - Multi Family_Existing_Miscellaneous_Natural Gas_Pool Heater_Baseline Forecast | F3 | Residential | CZ3 - Multi Family | Existing | Miscellaneous | Natural Gas | Pool Heater | Baseline Forecast | Peak Demand (S) | 0 | 0 | 0 | 0 | 0 | 0 | 0 | 0 | 0 | 0 | 0 | 0 | 0 | 0 | 0 | 0 | 0 | 0 | 0 | 0 | 0 | 0 | 0 | 0 | 0 | 0 | 0 | 0 | 0 | 0
F4_Residential_CZ3 - Multi Family_Existing_Miscellaneous_Natural Gas_Pool Heater_Baseline Forecast | F4 | Residential | CZ3 - Multi Family | Existing | Miscellaneous | Natural Gas | Pool Heater | Baseline Forecast | Peak Demand (W) | 0 | 0 | 0 | 0 | 0 | 0 | 0 | 0 | 0 | 0 | 0 | 0 | 0 | 0 | 0 | 0 | 0 | 0 | 0 | 0 | 0 | 0 | 0 | 0 | 0 | 0 | 0 | 0 | 0 | 0
F5_Residential_CZ3 - Multi Family_Existing_Miscellaneous_Natural Gas_Pool Heater_Baseline Forecast | F5 | Residential | CZ3 - Multi Family | Existing | Miscellaneous | Natural Gas | Pool Heater | Baseline Forecast | Turnover | 0 | 34.3565 | 31.9952 | 29.8535 | 27.9108 | 26.1483 | 24.5489 | 25.277 | 25.7267 | 25.9439 | 25.968 | 25.8335 | 25.5698 | 25.3956 | 25.2778 | 25.1904 | 25.1134 | 25.0317 | 35.1604 | 33.428 | 31.9116 | 30.5874 | 0 | 0 | 0 | 0 | 0 | 0 | 0 | 0
F6_Residential_CZ3 - Multi Family_Existing_Miscellaneous_Natural Gas_Pool Heater_Baseline Forecast | F6 | Residential | CZ3 - Multi Family | Existing | Miscellaneous | Natural Gas | Pool Heater | Baseline Forecast | Avg. Replacement Usage | 130.4755 | 130.4755 | 130.4755 | 130.4755 | 130.4755 | 130.4755 | 130.4755 | 130.4755 | 130.4755 | 130.4755 | 130.4755 | 130.4755 | 130.4755 | 130.4755 | 130.4755 | 130.4755 | 130.4755 | 130.4755 | 130.4755 | 130.4755 | 130.4755 | 130.4755 | 0 | 0 | 0 | 0 | 0 | 0 | 0 | 0
F7_Residential_CZ3 - Multi Family_Existing_Miscellaneous_Natural Gas_Pool Heater_Baseline Forecast | F7 | Residential | CZ3 - Multi Family | Existing | Miscellaneous | Natural Gas | Pool Heater | Baseline Forecast | Avg. Replacement Demand (S) | 0 | 0 | 0 | 0 | 0 | 0 | 0 | 0 | 0 | 0 | 0 | 0 | 0 | 0 | 0 | 0 | 0 | 0 | 0 | 0 | 0 | 0 | 0 | 0 | 0 | 0 | 0 | 0 | 0 | 0
F8_Residential_CZ3 - Multi Family_Existing_Miscellaneous_Natural Gas_Pool Heater_Baseline Forecast | F8 | Residential | CZ3 - Multi Family | Existing | Miscellaneous | Natural Gas | Pool Heater | Baseline Forecast | Avg. Replacement Demand (W) | 0 | 0 | 0 | 0 | 0 | 0 | 0 | 0 | 0 | 0 | 0 | 0 | 0 | 0 | 0 | 0 | 0 | 0 | 0 | 0 | 0 | 0 | 0 | 0 | 0 | 0 | 0 | 0 | 0 | 0
F1_Residential_CZ3 - Multi Family_Existing_Miscellaneous_Natural Gas_Miscellaneous_Baseline Forecast | F1 | Residential | CZ3 - Multi Family | Existing | Miscellaneous | Natural Gas | Miscellaneous | Baseline Forecast | Units | 15816.2696 | 15753.0045 | 15689.9925 | 15627.2325 | 15564.7236 | 15502.4647 | 15440.4548 | 15378.693 | 15317.1782 | 15255.9095 | 15194.8859 | 15134.1064 | 15073.5699 | 15013.2756 | 14953.2225 | 14893.4097 | 14833.836 | 14774.5007 | 14715.4027 | 14656.5411 | 14597.9149 | 14539.5232 | 0 | 0 | 0 | 0 | 0 | 0 | 0 | 0
F2_Residential_CZ3 - Multi Family_Existing_Miscellaneous_Natural Gas_Miscellaneous_Baseline Forecast | F2 | Residential | CZ3 - Multi Family | Existing | Miscellaneous | Natural Gas | Miscellaneous | Baseline Forecast | Usage (MMtherm) | 0.0037748 | 0.0037597 | 0.0037447 | 0.0037297 | 0.0037148 | 0.0036999 | 0.0036851 | 0.0036704 | 0.0036557 | 0.0036411 | 0.0036265 | 0.003612 | 0.0035975 | 0.0035832 | 0.0035688 | 0.0035545 | 0.0035403 | 0.0035262 | 0.0035121 | 0.003498 | 0.003484 | 0.0034701 | 0 | 0 | 0 | 0 | 0 | 0 | 0 | 0
F3_Residential_CZ3 - Multi Family_Existing_Miscellaneous_Natural Gas_Miscellaneous_Baseline Forecast | F3 | Residential | CZ3 - Multi Family | Existing | Miscellaneous | Natural Gas | Miscellaneous | Baseline Forecast | Peak Demand (S) | 0 | 0 | 0 | 0 | 0 | 0 | 0 | 0 | 0 | 0 | 0 | 0 | 0 | 0 | 0 | 0 | 0 | 0 | 0 | 0 | 0 | 0 | 0 | 0 | 0 | 0 | 0 | 0 | 0 | 0
F4_Residential_CZ3 - Multi Family_Existing_Miscellaneous_Natural Gas_Miscellaneous_Baseline Forecast | F4 | Residential | CZ3 - Multi Family | Existing | Miscellaneous | Natural Gas | Miscellaneous | Baseline Forecast | Peak Demand (W) | 0 | 0 | 0 | 0 | 0 | 0 | 0 | 0 | 0 | 0 | 0 | 0 | 0 | 0 | 0 | 0 | 0 | 0 | 0 | 0 | 0 | 0 | 0 | 0 | 0 | 0 | 0 | 0 | 0 | 0
F5_Residential_CZ3 - Multi Family_Existing_Miscellaneous_Natural Gas_Miscellaneous_Baseline Forecast | F5 | Residential | CZ3 - Multi Family | Existing | Miscellaneous | Natural Gas | Miscellaneous | Baseline Forecast | Turnover | 0 | 0 | 522.9997 | 954.9975 | 1311.4721 | 1605.2706 | 1847.0565 | 1533.0569 | 1357.5326 | 1282.1364 | 1277.5581 | 1321.5612 | 1397.4238 | 1409.3 | 1529.704 | 1593.7239 | 1626.4876 | 1644.5501 | 1658.3637 | 1524.1926 | 1468.9183 | 1459.902 | 0 | 0 | 0 | 0 | 0 | 0 | 0 | 0
F6_Residential_CZ3 - Multi Family_Existing_Miscellaneous_Natural Gas_Miscellaneous_Baseline Forecast | F6 | Residential | CZ3 - Multi Family | Existing | Miscellaneous | Natural Gas | Miscellaneous | Baseline Forecast | Avg. Replacement Usage | 0.23867 | 0.23867 | 0.23867 | 0.23867 | 0.23867 | 0.23867 | 0.23867 | 0.23867 | 0.23867 | 0.23867 | 0.23867 | 0.23867 | 0.23867 | 0.23867 | 0.23867 | 0.23867 | 0.23867 | 0.23867 | 0.23867 | 0.23867 | 0.23867 | 0.23867 | 0 | 0 | 0 | 0 | 0 | 0 | 0 | 0
F7_Residential_CZ3 - Multi Family_Existing_Miscellaneous_Natural Gas_Miscellaneous_Baseline Forecast | F7 | Residential | CZ3 - Multi Family | Existing | Miscellaneous | Natural Gas | Miscellaneous | Baseline Forecast | Avg. Replacement Demand (S) | 0 | 0 | 0 | 0 | 0 | 0 | 0 | 0 | 0 | 0 | 0 | 0 | 0 | 0 | 0 | 0 | 0 | 0 | 0 | 0 | 0 | 0 | 0 | 0 | 0 | 0 | 0 | 0 | 0 | 0
F8_Residential_CZ3 - Multi Family_Existing_Miscellaneous_Natural Gas_Miscellaneous_Baseline Forecast | F8 | Residential | CZ3 - Multi Family | Existing | Miscellaneous | Natural Gas | Miscellaneous | Baseline Forecast | Avg. Replacement Demand (W) | 0 | 0 | 0 | 0 | 0 | 0 | 0 | 0 | 0 | 0 | 0 | 0 | 0 | 0 | 0 | 0 | 0 | 0 | 0 | 0 | 0 | 0 | 0 | 0 | 0 | 0 | 0 | 0 | 0 | 0
F1_Residential_CZ3 - Multi Family_New_Space Heating_Natural Gas_Furnace - Direct Fuel_Baseline Forecast | F1 | Residential | CZ3 - Multi Family | New | Space Heating | Natural Gas | Furnace - Direct Fuel | Baseline Forecast | Units | 0 | 633.9303 | 1267.6088 | 1626.4357 | 1977.3264 | 2326.8813 | 2674.9206 | 3022.211 | 3366.2471 | 3707.4063 | 4046.1088 | 4382.3031 | 4715.3892 | 5044.6995 | 5370.5711 | 5692.15 | 6011.0411 | 6326.4793 | 6638.4658 | 6947.453 | 7253.1922 | 7530.6353 | 0 | 0 | 0 | 0 | 0 | 0 | 0 | 0
F2_Residential_CZ3 - Multi Family_New_Space Heating_Natural Gas_Furnace - Direct Fuel_Baseline Forecast | F2 | Residential | CZ3 - Multi Family | New | Space Heating | Natural Gas | Furnace - Direct Fuel | Baseline Forecast | Usage (MMtherm) | 0 | 0.091352 | 0.18265 | 0.23435 | 0.28484 | 0.32918 | 0.37332 | 0.41737 | 0.46101 | 0.50428 | 0.54724 | 0.58988 | 0.63148 | 0.67199 | 0.71178 | 0.75075 | 0.78949 | 0.82789 | 0.86595 | 0.90371 | 0.94114 | 0.97505 | 0 | 0 | 0 | 0 | 0 | 0 | 0 | 0
F3_Residential_CZ3 - Multi Family_New_Space Heating_Natural Gas_Furnace - Direct Fuel_Baseline Forecast | F3 | Residential | CZ3 - Multi Family | New | Space Heating | Natural Gas | Furnace - Direct Fuel | Baseline Forecast | Peak Demand (S) | 0 | 0 | 0 | 0 | 0 | 0 | 0 | 0 | 0 | 0 | 0 | 0 | 0 | 0 | 0 | 0 | 0 | 0 | 0 | 0 | 0 | 0 | 0 | 0 | 0 | 0 | 0 | 0 | 0 | 0
F4_Residential_CZ3 - Multi Family_New_Space Heating_Natural Gas_Furnace - Direct Fuel_Baseline Forecast | F4 | Residential | CZ3 - Multi Family | New | Space Heating | Natural Gas | Furnace - Direct Fuel | Baseline Forecast | Peak Demand (W) | 0 | 0 | 0 | 0 | 0 | 0 | 0 | 0 | 0 | 0 | 0 | 0 | 0 | 0 | 0 | 0 | 0 | 0 | 0 | 0 | 0 | 0 | 0 | 0 | 0 | 0 | 0 | 0 | 0 | 0
F5_Residential_CZ3 - Multi Family_New_Space Heating_Natural Gas_Furnace - Direct Fuel_Baseline Forecast | F5 | Residential | CZ3 - Multi Family | New | Space Heating | Natural Gas | Furnace - Direct Fuel | Baseline Forecast | Turnover | 0 | 633.9303 | 633.6784 | 358.8269 | 350.8907 | 349.5549 | 348.0392 | 347.2904 | 344.0361 | 341.1592 | 338.7025 | 336.1943 | 370.3761 | 401.682 | 415.0936 | 426.1931 | 437.9137 | 447.9324 | 457.1157 | 465.8168 | 473.4118 | 455.1762 | 0 | 0 | 0 | 0 | 0 | 0 | 0 | 0
F6_Residential_CZ3 - Multi Family_New_Space Heating_Natural Gas_Furnace - Direct Fuel_Baseline Forecast | F6 | Residential | CZ3 - Multi Family | New | Space Heating | Natural Gas | Furnace - Direct Fuel | Baseline Forecast | Avg. Replacement Usage | 144.1005 | 144.1047 | 144.0818 | 144.0613 | 143.9035 | 126.8402 | 126.8388 | 126.8373 | 126.8354 | 126.8333 | 126.8307 | 126.8281 | 126.8252 | 126.822 | 126.8186 | 126.8148 | 126.8109 | 126.8067 | 126.8023 | 126.7975 | 126.7926 | 126.7875 | 0 | 0 | 0 | 0 | 0 | 0 | 0 | 0
F7_Residential_CZ3 - Multi Family_New_Space Heating_Natural Gas_Furnace - Direct Fuel_Baseline Forecast | F7 | Residential | CZ3 - Multi Family | New | Space Heating | Natural Gas | Furnace - Direct Fuel | Baseline Forecast | Avg. Replacement Demand (S) | 0 | 0 | 0 | 0 | 0 | 0 | 0 | 0 | 0 | 0 | 0 | 0 | 0 | 0 | 0 | 0 | 0 | 0 | 0 | 0 | 0 | 0 | 0 | 0 | 0 | 0 | 0 | 0 | 0 | 0
F8_Residential_CZ3 - Multi Family_New_Space Heating_Natural Gas_Furnace - Direct Fuel_Baseline Forecast | F8 | Residential | CZ3 - Multi Family | New | Space Heating | Natural Gas | Furnace - Direct Fuel | Baseline Forecast | Avg. Replacement Demand (W) | 0 | 0 | 0 | 0 | 0 | 0 | 0 | 0 | 0 | 0 | 0 | 0 | 0 | 0 | 0 | 0 | 0 | 0 | 0 | 0 | 0 | 0 | 0 | 0 | 0 | 0 | 0 | 0 | 0 | 0
F1_Residential_CZ3 - Multi Family_New_Space Heating_Natural Gas_Boiler - Direct Fuel_Baseline Forecast | F1 | Residential | CZ3 - Multi Family | New | Space Heating | Natural Gas | Boiler - Direct Fuel | Baseline Forecast | Units | 0 | 3.7207 | 7.44 | 9.546 | 11.6055 | 13.6571 | 15.6999 | 17.7382 | 19.7574 | 21.7598 | 23.7477 | 25.721 | 27.6759 | 29.6088 | 31.5214 | 33.4088 | 35.2805 | 37.1319 | 38.963 | 40.7766 | 42.571 | 44.1994 | 0 | 0 | 0 | 0 | 0 | 0 | 0 | 0
F2_Residential_CZ3 - Multi Family_New_Space Heating_Natural Gas_Boiler - Direct Fuel_Baseline Forecast | F2 | Residential | CZ3 - Multi Family | New | Space Heating | Natural Gas | Boiler - Direct Fuel | Baseline Forecast | Usage (MMtherm) | 0 | 0.00053632 | 0.0010685 | 0.0013699 | 0.0016646 | 0.0019582 | 0.0022505 | 0.0025422 | 0.0028311 | 0.0031177 | 0.0034021 | 0.0036845 | 0.0039641 | 0.0042405 | 0.004514 | 0.0047839 | 0.0050516 | 0.0053164 | 0.0055783 | 0.0058377 | 0.0060943 | 0.0063272 | 0 | 0 | 0 | 0 | 0 | 0 | 0 | 0
F3_Residential_CZ3 - Multi Family_New_Space Heating_Natural Gas_Boiler - Direct Fuel_Baseline Forecast | F3 | Residential | CZ3 - Multi Family | New | Space Heating | Natural Gas | Boiler - Direct Fuel | Baseline Forecast | Peak Demand (S) | 0 | 0 | 0 | 0 | 0 | 0 | 0 | 0 | 0 | 0 | 0 | 0 | 0 | 0 | 0 | 0 | 0 | 0 | 0 | 0 | 0 | 0 | 0 | 0 | 0 | 0 | 0 | 0 | 0 | 0
F4_Residential_CZ3 - Multi Family_New_Space Heating_Natural Gas_Boiler - Direct Fuel_Baseline Forecast | F4 | Residential | CZ3 - Multi Family | New | Space Heating | Natural Gas | Boiler - Direct Fuel | Baseline Forecast | Peak Demand (W) | 0 | 0 | 0 | 0 | 0 | 0 | 0 | 0 | 0 | 0 | 0 | 0 | 0 | 0 | 0 | 0 | 0 | 0 | 0 | 0 | 0 | 0 | 0 | 0 | 0 | 0 | 0 | 0 | 0 | 0
F5_Residential_CZ3 - Multi Family_New_Space Heating_Natural Gas_Boiler - Direct Fuel_Baseline Forecast | F5 | Residential | CZ3 - Multi Family | New | Space Heating | Natural Gas | Boiler - Direct Fuel | Baseline Forecast | Turnover | 0 | 3.7207 | 3.7192 | 2.1061 | 2.0595 | 2.0516 | 2.0427 | 2.0383 | 2.0192 | 2.0024 | 1.9879 | 1.9732 | 2.1322 | 2.2787 | 2.3423 | 2.3947 | 2.4525 | 2.5018 | 2.5477 | 2.5921 | 2.6313 | 2.52 | 0 | 0 | 0 | 0 | 0 | 0 | 0 | 0
F6_Residential_CZ3 - Multi Family_New_Space Heating_Natural Gas_Boiler - Direct Fuel_Baseline Forecast | F6 | Residential | CZ3 - Multi Family | New | Space Heating | Natural Gas | Boiler - Direct Fuel | Baseline Forecast | Avg. Replacement Usage | 144.1434 | 144.1434 | 143.0982 | 143.0982 | 143.0982 | 143.0982 | 143.0982 | 143.0982 | 143.0982 | 143.0982 | 143.0982 | 143.0982 | 143.0982 | 143.0982 | 143.0982 | 143.0982 | 143.0982 | 143.0982 | 143.0982 | 143.0982 | 143.0982 | 143.0982 | 0 | 0 | 0 | 0 | 0 | 0 | 0 | 0
F7_Residential_CZ3 - Multi Family_New_Space Heating_Natural Gas_Boiler - Direct Fuel_Baseline Forecast | F7 | Residential | CZ3 - Multi Family | New | Space Heating | Natural Gas | Boiler - Direct Fuel | Baseline Forecast | Avg. Replacement Demand (S) | 0 | 0 | 0 | 0 | 0 | 0 | 0 | 0 | 0 | 0 | 0 | 0 | 0 | 0 | 0 | 0 | 0 | 0 | 0 | 0 | 0 | 0 | 0 | 0 | 0 | 0 | 0 | 0 | 0 | 0
F8_Residential_CZ3 - Multi Family_New_Space Heating_Natural Gas_Boiler - Direct Fuel_Baseline Forecast | F8 | Residential | CZ3 - Multi Family | New | Space Heating | Natural Gas | Boiler - Direct Fuel | Baseline Forecast | Avg. Replacement Demand (W) | 0 | 0 | 0 | 0 | 0 | 0 | 0 | 0 | 0 | 0 | 0 | 0 | 0 | 0 | 0 | 0 | 0 | 0 | 0 | 0 | 0 | 0 | 0 | 0 | 0 | 0 | 0 | 0 | 0 | 0
F1_Residential_CZ3 - Multi Family_New_Secondary Heating_Natural Gas_Fireplace_Baseline Forecast | F1 | Residential | CZ3 - Multi Family | New | Secondary Heating | Natural Gas | Fireplace | Baseline Forecast | Units | 0 | 169.0126 | 337.958 | 433.6251 | 527.1763 | 620.3713 | 713.1623 | 805.7536 | 897.4773 | 988.434 | 1078.7357 | 1168.3687 | 1257.1729 | 1344.9706 | 1431.8514 | 1517.5878 | 1602.6075 | 1686.7067 | 1769.8857 | 1852.2649 | 1933.7783 | 2007.7475 | 0 | 0 | 0 | 0 | 0 | 0 | 0 | 0
F2_Residential_CZ3 - Multi Family_New_Secondary Heating_Natural Gas_Fireplace_Baseline Forecast | F2 | Residential | CZ3 - Multi Family | New | Secondary Heating | Natural Gas | Fireplace | Baseline Forecast | Usage (MMtherm) | 0 | 0.011644 | 0.023283 | 0.029874 | 0.036319 | 0.04274 | 0.049133 | 0.055512 | 0.061831 | 0.068097 | 0.074319 | 0.080494 | 0.086612 | 0.092661 | 0.098646 | 0.10455 | 0.11041 | 0.1162 | 0.12193 | 0.12761 | 0.13323 | 0.13832 | 0 | 0 | 0 | 0 | 0 | 0 | 0 | 0
F3_Residential_CZ3 - Multi Family_New_Secondary Heating_Natural Gas_Fireplace_Baseline Forecast | F3 | Residential | CZ3 - Multi Family | New | Secondary Heating | Natural Gas | Fireplace | Baseline Forecast | Peak Demand (S) | 0 | 0 | 0 | 0 | 0 | 0 | 0 | 0 | 0 | 0 | 0 | 0 | 0 | 0 | 0 | 0 | 0 | 0 | 0 | 0 | 0 | 0 | 0 | 0 | 0 | 0 | 0 | 0 | 0 | 0
F4_Residential_CZ3 - Multi Family_New_Secondary Heating_Natural Gas_Fireplace_Baseline Forecast | F4 | Residential | CZ3 - Multi Family | New | Secondary Heating | Natural Gas | Fireplace | Baseline Forecast | Peak Demand (W) | 0 | 0 | 0 | 0 | 0 | 0 | 0 | 0 | 0 | 0 | 0 | 0 | 0 | 0 | 0 | 0 | 0 | 0 | 0 | 0 | 0 | 0 | 0 | 0 | 0 | 0 | 0 | 0 | 0 | 0
F5_Residential_CZ3 - Multi Family_New_Secondary Heating_Natural Gas_Fireplace_Baseline Forecast | F5 | Residential | CZ3 - Multi Family | New | Secondary Heating | Natural Gas | Fireplace | Baseline Forecast | Turnover | 0 | 169.0126 | 168.9454 | 95.6671 | 93.5512 | 93.1951 | 92.791 | 92.5913 | 91.7237 | 90.9567 | 90.3017 | 89.633 | 88.8043 | 87.7976 | 86.8808 | 85.7363 | 85.0198 | 99.464 | 112.5056 | 117.7369 | 122.1613 | 119.3942 | 0 | 0 | 0 | 0 | 0 | 0 | 0 | 0
F6_Residential_CZ3 - Multi Family_New_Secondary Heating_Natural Gas_Fireplace_Baseline Forecast | F6 | Residential | CZ3 - Multi Family | New | Secondary Heating | Natural Gas | Fireplace | Baseline Forecast | Avg. Replacement Usage | 68.8941 | 68.8941 | 68.8941 | 68.8941 | 68.8941 | 68.8941 | 68.8941 | 68.8941 | 68.8941 | 68.8941 | 68.8941 | 68.8941 | 68.8941 | 68.8941 | 68.8941 | 68.8941 | 68.8941 | 68.8941 | 68.8941 | 68.8941 | 68.8941 | 68.8941 | 0 | 0 | 0 | 0 | 0 | 0 | 0 | 0
F7_Residential_CZ3 - Multi Family_New_Secondary Heating_Natural Gas_Fireplace_Baseline Forecast | F7 | Residential | CZ3 - Multi Family | New | Secondary Heating | Natural Gas | Fireplace | Baseline Forecast | Avg. Replacement Demand (S) | 0 | 0 | 0 | 0 | 0 | 0 | 0 | 0 | 0 | 0 | 0 | 0 | 0 | 0 | 0 | 0 | 0 | 0 | 0 | 0 | 0 | 0 | 0 | 0 | 0 | 0 | 0 | 0 | 0 | 0
F8_Residential_CZ3 - Multi Family_New_Secondary Heating_Natural Gas_Fireplace_Baseline Forecast | F8 | Residential | CZ3 - Multi Family | New | Secondary Heating | Natural Gas | Fireplace | Baseline Forecast | Avg. Replacement Demand (W) | 0 | 0 | 0 | 0 | 0 | 0 | 0 | 0 | 0 | 0 | 0 | 0 | 0 | 0 | 0 | 0 | 0 | 0 | 0 | 0 | 0 | 0 | 0 | 0 | 0 | 0 | 0 | 0 | 0 | 0
F1_Residential_CZ3 - Multi Family_New_Water Heating_Natural Gas_Water Heater <= 55 gal._Baseline Forecast | F1 | Residential | CZ3 - Multi Family | New | Water Heating | Natural Gas | Water Heater <= 55 gal. | Baseline Forecast | Units | 0 | 375.5941 | 751.039 | 963.6385 | 1171.536 | 1378.642 | 1584.85 | 1790.6143 | 1994.4505 | 2196.5821 | 2397.2582 | 2596.4483 | 2793.7968 | 2988.9081 | 3181.9821 | 3372.5127 | 3561.4509 | 3748.3433 | 3933.1906 | 4116.2608 | 4297.4067 | 4461.7875 | 0 | 0 | 0 | 0 | 0 | 0 | 0 | 0
F2_Residential_CZ3 - Multi Family_New_Water Heating_Natural Gas_Water Heater <= 55 gal._Baseline Forecast | F2 | Residential | CZ3 - Multi Family | New | Water Heating | Natural Gas | Water Heater <= 55 gal. | Baseline Forecast | Usage (MMtherm) | 0 | 0.032224 | 0.064443 | 0.08269 | 0.10054 | 0.11832 | 0.13602 | 0.15368 | 0.17117 | 0.18852 | 0.20573 | 0.2228 | 0.23972 | 0.25643 | 0.27297 | 0.28929 | 0.30547 | 0.32147 | 0.33729 | 0.35296 | 0.36845 | 0.38251 | 0 | 0 | 0 | 0 | 0 | 0 | 0 | 0
F3_Residential_CZ3 - Multi Family_New_Water Heating_Natural Gas_Water Heater <= 55 gal._Baseline Forecast | F3 | Residential | CZ3 - Multi Family | New | Water Heating | Natural Gas | Water Heater <= 55 gal. | Baseline Forecast | Peak Demand (S) | 0 | 0 | 0 | 0 | 0 | 0 | 0 | 0 | 0 | 0 | 0 | 0 | 0 | 0 | 0 | 0 | 0 | 0 | 0 | 0 | 0 | 0 | 0 | 0 | 0 | 0 | 0 | 0 | 0 | 0
F4_Residential_CZ3 - Multi Family_New_Water Heating_Natural Gas_Water Heater <= 55 gal._Baseline Forecast | F4 | Residential | CZ3 - Multi Family | New | Water Heating | Natural Gas | Water Heater <= 55 gal. | Baseline Forecast | Peak Demand (W) | 0 | 0 | 0 | 0 | 0 | 0 | 0 | 0 | 0 | 0 | 0 | 0 | 0 | 0 | 0 | 0 | 0 | 0 | 0 | 0 | 0 | 0 | 0 | 0 | 0 | 0 | 0 | 0 | 0 | 0
F5_Residential_CZ3 - Multi Family_New_Water Heating_Natural Gas_Water Heater <= 55 gal._Baseline Forecast | F5 | Residential | CZ3 - Multi Family | New | Water Heating | Natural Gas | Water Heater <= 55 gal. | Baseline Forecast | Turnover | 0 | 375.5941 | 375.4449 | 212.5995 | 207.8975 | 207.106 | 206.208 | 205.7643 | 203.8362 | 202.1317 | 200.6761 | 199.1901 | 251.0048 | 294.7375 | 308.8392 | 319.4575 | 329.0335 | 336.4324 | 342.4193 | 456.6835 | 444.504 | 371.3382 | 0 | 0 | 0 | 0 | 0 | 0 | 0 | 0
F6_Residential_CZ3 - Multi Family_New_Water Heating_Natural Gas_Water Heater <= 55 gal._Baseline Forecast | F6 | Residential | CZ3 - Multi Family | New | Water Heating | Natural Gas | Water Heater <= 55 gal. | Baseline Forecast | Avg. Replacement Usage | 85.787 | 85.795 | 85.8151 | 85.83 | 85.8397 | 85.8507 | 85.8374 | 85.8297 | 85.8273 | 85.8222 | 85.7378 | 85.7358 | 85.7244 | 85.7203 | 85.7173 | 85.7148 | 85.7128 | 85.7105 | 85.7088 | 85.7077 | 85.7061 | 85.7038 | 0 | 0 | 0 | 0 | 0 | 0 | 0 | 0
F7_Residential_CZ3 - Multi Family_New_Water Heating_Natural Gas_Water Heater <= 55 gal._Baseline Forecast | F7 | Residential | CZ3 - Multi Family | New | Water Heating | Natural Gas | Water Heater <= 55 gal. | Baseline Forecast | Avg. Replacement Demand (S) | 0 | 0 | 0 | 0 | 0 | 0 | 0 | 0 | 0 | 0 | 0 | 0 | 0 | 0 | 0 | 0 | 0 | 0 | 0 | 0 | 0 | 0 | 0 | 0 | 0 | 0 | 0 | 0 | 0 | 0
F8_Residential_CZ3 - Multi Family_New_Water Heating_Natural Gas_Water Heater <= 55 gal._Baseline Forecast | F8 | Residential | CZ3 - Multi Family | New | Water Heating | Natural Gas | Water Heater <= 55 gal. | Baseline Forecast | Avg. Replacement Demand (W) | 0 | 0 | 0 | 0 | 0 | 0 | 0 | 0 | 0 | 0 | 0 | 0 | 0 | 0 | 0 | 0 | 0 | 0 | 0 | 0 | 0 | 0 | 0 | 0 | 0 | 0 | 0 | 0 | 0 | 0
F1_Residential_CZ3 - Multi Family_New_Water Heating_Natural Gas_Water Heater > 55 gal._Baseline Forecast | F1 | Residential | CZ3 - Multi Family | New | Water Heating | Natural Gas | Water Heater > 55 gal. | Baseline Forecast | Units | 0 | 80.1559 | 160.28 | 205.651 | 250.0186 | 294.2173 | 338.2244 | 382.1367 | 425.6376 | 468.7747 | 511.6012 | 554.1105 | 596.2268 | 637.8657 | 679.0699 | 719.7312 | 760.0526 | 799.9375 | 839.386 | 878.4552 | 917.1137 | 952.1943 | 0 | 0 | 0 | 0 | 0 | 0 | 0 | 0
F2_Residential_CZ3 - Multi Family_New_Water Heating_Natural Gas_Water Heater > 55 gal._Baseline Forecast | F2 | Residential | CZ3 - Multi Family | New | Water Heating | Natural Gas | Water Heater > 55 gal. | Baseline Forecast | Usage (MMtherm) | 0 | 0.0079437 | 0.022316 | 0.03831 | 0.055453 | 0.073499 | 0.091993 | 0.11088 | 0.13008 | 0.14947 | 0.1681 | 0.18697 | 0.20512 | 0.22218 | 0.23835 | 0.25381 | 0.26873 | 0.2833 | 0.2975 | 0.3098 | 0.32115 | 0.33272 | 0 | 0 | 0 | 0 | 0 | 0 | 0 | 0
F3_Residential_CZ3 - Multi Family_New_Water Heating_Natural Gas_Water Heater > 55 gal._Baseline Forecast | F3 | Residential | CZ3 - Multi Family | New | Water Heating | Natural Gas | Water Heater > 55 gal. | Baseline Forecast | Peak Demand (S) | 0 | 0 | 0 | 0 | 0 | 0 | 0 | 0 | 0 | 0 | 0 | 0 | 0 | 0 | 0 | 0 | 0 | 0 | 0 | 0 | 0 | 0 | 0 | 0 | 0 | 0 | 0 | 0 | 0 | 0
F4_Residential_CZ3 - Multi Family_New_Water Heating_Natural Gas_Water Heater > 55 gal._Baseline Forecast | F4 | Residential | CZ3 - Multi Family | New | Water Heating | Natural Gas | Water Heater > 55 gal. | Baseline Forecast | Peak Demand (W) | 0 | 0 | 0 | 0 | 0 | 0 | 0 | 0 | 0 | 0 | 0 | 0 | 0 | 0 | 0 | 0 | 0 | 0 | 0 | 0 | 0 | 0 | 0 | 0 | 0 | 0 | 0 | 0 | 0 | 0
F5_Residential_CZ3 - Multi Family_New_Water Heating_Natural Gas_Water Heater > 55 gal._Baseline Forecast | F5 | Residential | CZ3 - Multi Family | New | Water Heating | Natural Gas | Water Heater > 55 gal. | Baseline Forecast | Turnover | 0 | 80.1559 | 143.3986 | 158.2449 | 168.6599 | 176.4766 | 182.1986 | 186.8579 | 190.2619 | 192.6347 | 194.2896 | 197.1469 | 201.0291 | 207.1655 | 214.9123 | 223.6616 | 233.1885 | 242.9377 | 253.0673 | 267.5975 | 284.0006 | 295.433 | 0 | 0 | 0 | 0 | 0 | 0 | 0 | 0
F6_Residential_CZ3 - Multi Family_New_Water Heating_Natural Gas_Water Heater > 55 gal._Baseline Forecast | F6 | Residential | CZ3 - Multi Family | New | Water Heating | Natural Gas | Water Heater > 55 gal. | Baseline Forecast | Avg. Replacement Usage | 98.655 | 99.1036 | 100.229 | 101.0699 | 101.6423 | 102.254 | 101.5076 | 101.0811 | 100.9187 | 100.655 | 95.862 | 95.743 | 95.0986 | 94.888 | 94.7048 | 94.5763 | 94.4667 | 94.3409 | 94.2175 | 94.1599 | 94.078 | 93.941 | 0 | 0 | 0 | 0 | 0 | 0 | 0 | 0
F7_Residential_CZ3 - Multi Family_New_Water Heating_Natural Gas_Water Heater > 55 gal._Baseline Forecast | F7 | Residential | CZ3 - Multi Family | New | Water Heating | Natural Gas | Water Heater > 55 gal. | Baseline Forecast | Avg. Replacement Demand (S) | 0 | 0 | 0 | 0 | 0 | 0 | 0 | 0 | 0 | 0 | 0 | 0 | 0 | 0 | 0 | 0 | 0 | 0 | 0 | 0 | 0 | 0 | 0 | 0 | 0 | 0 | 0 | 0 | 0 | 0
F8_Residential_CZ3 - Multi Family_New_Water Heating_Natural Gas_Water Heater > 55 gal._Baseline Forecast | F8 | Residential | CZ3 - Multi Family | New | Water Heating | Natural Gas | Water Heater > 55 gal. | Baseline Forecast | Avg. Replacement Demand (W) | 0 | 0 | 0 | 0 | 0 | 0 | 0 | 0 | 0 | 0 | 0 | 0 | 0 | 0 | 0 | 0 | 0 | 0 | 0 | 0 | 0 | 0 | 0 | 0 | 0 | 0 | 0 | 0 | 0 | 0
F1_Residential_CZ3 - Multi Family_New_Appliances_Natural Gas_Clothes Dryer_Baseline Forecast | F1 | Residential | CZ3 - Multi Family | New | Appliances | Natural Gas | Clothes Dryer | Baseline Forecast | Units | 0 | 28.3123 | 56.6134 | 72.6392 | 88.3105 | 103.9222 | 119.4662 | 134.9767 | 150.3419 | 165.5786 | 180.7056 | 195.7206 | 210.5967 | 225.3042 | 239.8582 | 254.2204 | 268.4626 | 282.5505 | 296.4843 | 310.2842 | 323.939 | 336.33 | 0 | 0 | 0 | 0 | 0 | 0 | 0 | 0
F2_Residential_CZ3 - Multi Family_New_Appliances_Natural Gas_Clothes Dryer_Baseline Forecast | F2 | Residential | CZ3 - Multi Family | New | Appliances | Natural Gas | Clothes Dryer | Baseline Forecast | Usage (MMtherm) | 0 | 0.00047279 | 0.00094539 | 0.001213 | 0.0014747 | 0.0017354 | 0.001995 | 0.002254 | 0.0025106 | 0.0027651 | 0.0030174 | 0.0032679 | 0.003516 | 0.0037613 | 0.0040039 | 0.0042433 | 0.0044807 | 0.0047155 | 0.0049477 | 0.0051776 | 0.0054051 | 0.0056116 | 0 | 0 | 0 | 0 | 0 | 0 | 0 | 0
F3_Residential_CZ3 - Multi Family_New_Appliances_Natural Gas_Clothes Dryer_Baseline Forecast | F3 | Residential | CZ3 - Multi Family | New | Appliances | Natural Gas | Clothes Dryer | Baseline Forecast | Peak Demand (S) | 0 | 0 | 0 | 0 | 0 | 0 | 0 | 0 | 0 | 0 | 0 | 0 | 0 | 0 | 0 | 0 | 0 | 0 | 0 | 0 | 0 | 0 | 0 | 0 | 0 | 0 | 0 | 0 | 0 | 0
F4_Residential_CZ3 - Multi Family_New_Appliances_Natural Gas_Clothes Dryer_Baseline Forecast | F4 | Residential | CZ3 - Multi Family | New | Appliances | Natural Gas | Clothes Dryer | Baseline Forecast | Peak Demand (W) | 0 | 0 | 0 | 0 | 0 | 0 | 0 | 0 | 0 | 0 | 0 | 0 | 0 | 0 | 0 | 0 | 0 | 0 | 0 | 0 | 0 | 0 | 0 | 0 | 0 | 0 | 0 | 0 | 0 | 0
F5_Residential_CZ3 - Multi Family_New_Appliances_Natural Gas_Clothes Dryer_Baseline Forecast | F5 | Residential | CZ3 - Multi Family | New | Appliances | Natural Gas | Clothes Dryer | Baseline Forecast | Turnover | 0 | 28.3123 | 28.3011 | 16.0258 | 15.6713 | 15.6117 | 15.544 | 15.5105 | 15.3652 | 15.2367 | 15.127 | 15.015 | 17.054 | 18.8949 | 19.6519 | 20.2735 | 20.8997 | 21.4291 | 21.9033 | 22.3383 | 22.7085 | 21.9119 | 0 | 0 | 0 | 0 | 0 | 0 | 0 | 0
F6_Residential_CZ3 - Multi Family_New_Appliances_Natural Gas_Clothes Dryer_Baseline Forecast | F6 | Residential | CZ3 - Multi Family | New | Appliances | Natural Gas | Clothes Dryer | Baseline Forecast | Avg. Replacement Usage | 16.6986 | 16.699 | 16.6993 | 16.6997 | 16.6996 | 16.6998 | 16.6995 | 16.6995 | 16.6995 | 16.6995 | 16.6825 | 16.6842 | 16.6809 | 16.6799 | 16.6792 | 16.6784 | 16.678 | 16.6772 | 16.6768 | 16.6766 | 16.6761 | 16.6758 | 0 | 0 | 0 | 0 | 0 | 0 | 0 | 0
F7_Residential_CZ3 - Multi Family_New_Appliances_Natural Gas_Clothes Dryer_Baseline Forecast | F7 | Residential | CZ3 - Multi Family | New | Appliances | Natural Gas | Clothes Dryer | Baseline Forecast | Avg. Replacement Demand (S) | 0 | 0 | 0 | 0 | 0 | 0 | 0 | 0 | 0 | 0 | 0 | 0 | 0 | 0 | 0 | 0 | 0 | 0 | 0 | 0 | 0 | 0 | 0 | 0 | 0 | 0 | 0 | 0 | 0 | 0
F8_Residential_CZ3 - Multi Family_New_Appliances_Natural Gas_Clothes Dryer_Baseline Forecast | F8 | Residential | CZ3 - Multi Family | New | Appliances | Natural Gas | Clothes Dryer | Baseline Forecast | Avg. Replacement Demand (W) | 0 | 0 | 0 | 0 | 0 | 0 | 0 | 0 | 0 | 0 | 0 | 0 | 0 | 0 | 0 | 0 | 0 | 0 | 0 | 0 | 0 | 0 | 0 | 0 | 0 | 0 | 0 | 0 | 0 | 0
F1_Residential_CZ3 - Multi Family_New_Appliances_Natural Gas_Stove/Oven_Baseline Forecast | F1 | Residential | CZ3 - Multi Family | New | Appliances | Natural Gas | Stove/Oven | Baseline Forecast | Units | 0 | 135.8338 | 271.6137 | 348.5004 | 423.6867 | 498.5867 | 573.1619 | 647.5767 | 721.2941 | 794.3952 | 866.9698 | 939.007 | 1010.3782 | 1080.9403 | 1150.7656 | 1219.6711 | 1288.0007 | 1355.5905 | 1422.4406 | 1488.648 | 1554.1595 | 1613.608 | 0 | 0 | 0 | 0 | 0 | 0 | 0 | 0
F2_Residential_CZ3 - Multi Family_New_Appliances_Natural Gas_Stove/Oven_Baseline Forecast | F2 | Residential | CZ3 - Multi Family | New | Appliances | Natural Gas | Stove/Oven | Baseline Forecast | Usage (MMtherm) | 0 | 0.0068186 | 0.013635 | 0.017495 | 0.02127 | 0.02503 | 0.028774 | 0.03251 | 0.036211 | 0.039881 | 0.043517 | 0.047123 | 0.050692 | 0.054219 | 0.057708 | 0.06115 | 0.064562 | 0.067935 | 0.071266 | 0.074564 | 0.077831 | 0.080795 | 0 | 0 | 0 | 0 | 0 | 0 | 0 | 0
F3_Residential_CZ3 - Multi Family_New_Appliances_Natural Gas_Stove/Oven_Baseline Forecast | F3 | Residential | CZ3 - Multi Family | New | Appliances | Natural Gas | Stove/Oven | Baseline Forecast | Peak Demand (S) | 0 | 0 | 0 | 0 | 0 | 0 | 0 | 0 | 0 | 0 | 0 | 0 | 0 | 0 | 0 | 0 | 0 | 0 | 0 | 0 | 0 | 0 | 0 | 0 | 0 | 0 | 0 | 0 | 0 | 0
F4_Residential_CZ3 - Multi Family_New_Appliances_Natural Gas_Stove/Oven_Baseline Forecast | F4 | Residential | CZ3 - Multi Family | New | Appliances | Natural Gas | Stove/Oven | Baseline Forecast | Peak Demand (W) | 0 | 0 | 0 | 0 | 0 | 0 | 0 | 0 | 0 | 0 | 0 | 0 | 0 | 0 | 0 | 0 | 0 | 0 | 0 | 0 | 0 | 0 | 0 | 0 | 0 | 0 | 0 | 0 | 0 | 0
F5_Residential_CZ3 - Multi Family_New_Appliances_Natural Gas_Stove/Oven_Baseline Forecast | F5 | Residential | CZ3 - Multi Family | New | Appliances | Natural Gas | Stove/Oven | Baseline Forecast | Turnover | 0 | 135.8338 | 135.7798 | 76.8867 | 75.1862 | 74.9 | 74.5752 | 74.4148 | 73.7175 | 73.101 | 72.5746 | 91.442 | 107.401 | 112.4287 | 116.4518 | 119.5711 | 122.4108 | 124.5758 | 165.8025 | 161.4511 | 140.3578 | 136.17 | 0 | 0 | 0 | 0 | 0 | 0 | 0 | 0
F6_Residential_CZ3 - Multi Family_New_Appliances_Natural Gas_Stove/Oven_Baseline Forecast | F6 | Residential | CZ3 - Multi Family | New | Appliances | Natural Gas | Stove/Oven | Baseline Forecast | Avg. Replacement Usage | 50.1946 | 50.198 | 50.2015 | 50.2044 | 50.2062 | 50.2081 | 50.2056 | 50.2044 | 50.2039 | 50.203 | 50.0946 | 50.0912 | 50.0715 | 50.0649 | 50.0596 | 50.056 | 50.0526 | 50.049 | 50.0458 | 50.0439 | 50.0419 | 50.038 | 0 | 0 | 0 | 0 | 0 | 0 | 0 | 0
F7_Residential_CZ3 - Multi Family_New_Appliances_Natural Gas_Stove/Oven_Baseline Forecast | F7 | Residential | CZ3 - Multi Family | New | Appliances | Natural Gas | Stove/Oven | Baseline Forecast | Avg. Replacement Demand (S) | 0 | 0 | 0 | 0 | 0 | 0 | 0 | 0 | 0 | 0 | 0 | 0 | 0 | 0 | 0 | 0 | 0 | 0 | 0 | 0 | 0 | 0 | 0 | 0 | 0 | 0 | 0 | 0 | 0 | 0
F8_Residential_CZ3 - Multi Family_New_Appliances_Natural Gas_Stove/Oven_Baseline Forecast | F8 | Residential | CZ3 - Multi Family | New | Appliances | Natural Gas | Stove/Oven | Baseline Forecast | Avg. Replacement Demand (W) | 0 | 0 | 0 | 0 | 0 | 0 | 0 | 0 | 0 | 0 | 0 | 0 | 0 | 0 | 0 | 0 | 0 | 0 | 0 | 0 | 0 | 0 | 0 | 0 | 0 | 0 | 0 | 0 | 0 | 0
F1_Residential_CZ3 - Multi Family_New_Miscellaneous_Natural Gas_Pool Heater_Baseline Forecast | F1 | Residential | CZ3 - Multi Family | New | Miscellaneous | Natural Gas | Pool Heater | Baseline Forecast | Units | 0 | 17.2556 | 34.5043 | 44.2715 | 53.8227 | 63.3376 | 72.8112 | 82.2644 | 91.6291 | 100.9154 | 110.1349 | 119.2861 | 128.3527 | 137.3165 | 146.1867 | 154.9401 | 163.6203 | 172.2065 | 180.6987 | 189.1093 | 197.4316 | 204.9835 | 0 | 0 | 0 | 0 | 0 | 0 | 0 | 0
F2_Residential_CZ3 - Multi Family_New_Miscellaneous_Natural Gas_Pool Heater_Baseline Forecast | F2 | Residential | CZ3 - Multi Family | New | Miscellaneous | Natural Gas | Pool Heater | Baseline Forecast | Usage (MMtherm) | 0 | 0.0022514 | 0.004502 | 0.0057763 | 0.0070225 | 0.008264 | 0.0095001 | 0.010733 | 0.011955 | 0.013167 | 0.01437 | 0.015564 | 0.016747 | 0.017916 | 0.019074 | 0.020216 | 0.021348 | 0.022469 | 0.023577 | 0.024674 | 0.02576 | 0.026745 | 0 | 0 | 0 | 0 | 0 | 0 | 0 | 0
F3_Residential_CZ3 - Multi Family_New_Miscellaneous_Natural Gas_Pool Heater_Baseline Forecast | F3 | Residential | CZ3 - Multi Family | New | Miscellaneous | Natural Gas | Pool Heater | Baseline Forecast | Peak Demand (S) | 0 | 0 | 0 | 0 | 0 | 0 | 0 | 0 | 0 | 0 | 0 | 0 | 0 | 0 | 0 | 0 | 0 | 0 | 0 | 0 | 0 | 0 | 0 | 0 | 0 | 0 | 0 | 0 | 0 | 0
F4_Residential_CZ3 - Multi Family_New_Miscellaneous_Natural Gas_Pool Heater_Baseline Forecast | F4 | Residential | CZ3 - Multi Family | New | Miscellaneous | Natural Gas | Pool Heater | Baseline Forecast | Peak Demand (W) | 0 | 0 | 0 | 0 | 0 | 0 | 0 | 0 | 0 | 0 | 0 | 0 | 0 | 0 | 0 | 0 | 0 | 0 | 0 | 0 | 0 | 0 | 0 | 0 | 0 | 0 | 0 | 0 | 0 | 0
F5_Residential_CZ3 - Multi Family_New_Miscellaneous_Natural Gas_Pool Heater_Baseline Forecast | F5 | Residential | CZ3 - Multi Family | New | Miscellaneous | Natural Gas | Pool Heater | Baseline Forecast | Turnover | 0 | 17.2556 | 17.2487 | 9.7673 | 9.5512 | 9.5149 | 9.4736 | 11.0219 | 12.3588 | 12.8962 | 13.3695 | 13.7889 | 14.1439 | 14.5816 | 15.1008 | 15.5899 | 16.1107 | 16.5947 | 22.5567 | 22.5199 | 20.1378 | 19.6418 | 0 | 0 | 0 | 0 | 0 | 0 | 0 | 0
F6_Residential_CZ3 - Multi Family_New_Miscellaneous_Natural Gas_Pool Heater_Baseline Forecast | F6 | Residential | CZ3 - Multi Family | New | Miscellaneous | Natural Gas | Pool Heater | Baseline Forecast | Avg. Replacement Usage | 130.4755 | 130.4755 | 130.4755 | 130.4755 | 130.4755 | 130.4755 | 130.4755 | 130.4755 | 130.4755 | 130.4755 | 130.4755 | 130.4755 | 130.4755 | 130.4755 | 130.4755 | 130.4755 | 130.4755 | 130.4755 | 130.4755 | 130.4755 | 130.4755 | 130.4755 | 0 | 0 | 0 | 0 | 0 | 0 | 0 | 0
F7_Residential_CZ3 - Multi Family_New_Miscellaneous_Natural Gas_Pool Heater_Baseline Forecast | F7 | Residential | CZ3 - Multi Family | New | Miscellaneous | Natural Gas | Pool Heater | Baseline Forecast | Avg. Replacement Demand (S) | 0 | 0 | 0 | 0 | 0 | 0 | 0 | 0 | 0 | 0 | 0 | 0 | 0 | 0 | 0 | 0 | 0 | 0 | 0 | 0 | 0 | 0 | 0 | 0 | 0 | 0 | 0 | 0 | 0 | 0
F8_Residential_CZ3 - Multi Family_New_Miscellaneous_Natural Gas_Pool Heater_Baseline Forecast | F8 | Residential | CZ3 - Multi Family | New | Miscellaneous | Natural Gas | Pool Heater | Baseline Forecast | Avg. Replacement Demand (W) | 0 | 0 | 0 | 0 | 0 | 0 | 0 | 0 | 0 | 0 | 0 | 0 | 0 | 0 | 0 | 0 | 0 | 0 | 0 | 0 | 0 | 0 | 0 | 0 | 0 | 0 | 0 | 0 | 0 | 0
F1_Residential_CZ3 - Multi Family_New_Miscellaneous_Natural Gas_Miscellaneous_Baseline Forecast | F1 | Residential | CZ3 - Multi Family | New | Miscellaneous | Natural Gas | Miscellaneous | Baseline Forecast | Units | 0 | 636.7496 | 1273.2462 | 1633.669 | 1986.1202 | 2337.2297 | 2686.8168 | 3035.6517 | 3381.2179 | 3723.8943 | 4064.1031 | 4401.7926 | 4736.36 | 5067.1349 | 5394.4558 | 5717.4648 | 6037.7741 | 6354.6152 | 6667.9892 | 6978.3506 | 7285.4495 | 7564.1265 | 0 | 0 | 0 | 0 | 0 | 0 | 0 | 0
F2_Residential_CZ3 - Multi Family_New_Miscellaneous_Natural Gas_Miscellaneous_Baseline Forecast | F2 | Residential | CZ3 - Multi Family | New | Miscellaneous | Natural Gas | Miscellaneous | Baseline Forecast | Usage (MMtherm) | 0 | 0.00015197 | 0.00030388 | 0.0003899 | 0.00047402 | 0.00055782 | 0.00064125 | 0.00072451 | 0.00080698 | 0.00088877 | 0.00096996 | 0.0010506 | 0.0011304 | 0.0012094 | 0.0012875 | 0.0013646 | 0.001441 | 0.0015166 | 0.0015914 | 0.0016655 | 0.0017388 | 0.0018053 | 0 | 0 | 0 | 0 | 0 | 0 | 0 | 0
F3_Residential_CZ3 - Multi Family_New_Miscellaneous_Natural Gas_Miscellaneous_Baseline Forecast | F3 | Residential | CZ3 - Multi Family | New | Miscellaneous | Natural Gas | Miscellaneous | Baseline Forecast | Peak Demand (S) | 0 | 0 | 0 | 0 | 0 | 0 | 0 | 0 | 0 | 0 | 0 | 0 | 0 | 0 | 0 | 0 | 0 | 0 | 0 | 0 | 0 | 0 | 0 | 0 | 0 | 0 | 0 | 0 | 0 | 0
F4_Residential_CZ3 - Multi Family_New_Miscellaneous_Natural Gas_Miscellaneous_Baseline Forecast | F4 | Residential | CZ3 - Multi Family | New | Miscellaneous | Natural Gas | Miscellaneous | Baseline Forecast | Peak Demand (W) | 0 | 0 | 0 | 0 | 0 | 0 | 0 | 0 | 0 | 0 | 0 | 0 | 0 | 0 | 0 | 0 | 0 | 0 | 0 | 0 | 0 | 0 | 0 | 0 | 0 | 0 | 0 | 0 | 0 | 0
F5_Residential_CZ3 - Multi Family_New_Miscellaneous_Natural Gas_Miscellaneous_Baseline Forecast | F5 | Residential | CZ3 - Multi Family | New | Miscellaneous | Natural Gas | Miscellaneous | Baseline Forecast | Turnover | 0 | 636.7496 | 636.4966 | 360.4228 | 352.4513 | 351.1095 | 349.5871 | 454.9598 | 540.0864 | 564.8471 | 584.0929 | 599.4445 | 610.9611 | 814.6347 | 820.4812 | 751.0699 | 772.1509 | 792.9087 | 811.499 | 890.6455 | 951.1732 | 947.4941 | 0 | 0 | 0 | 0 | 0 | 0 | 0 | 0
F6_Residential_CZ3 - Multi Family_New_Miscellaneous_Natural Gas_Miscellaneous_Baseline Forecast | F6 | Residential | CZ3 - Multi Family | New | Miscellaneous | Natural Gas | Miscellaneous | Baseline Forecast | Avg. Replacement Usage | 0.23867 | 0.23867 | 0.23867 | 0.23867 | 0.23867 | 0.23867 | 0.23867 | 0.23867 | 0.23867 | 0.23867 | 0.23867 | 0.23867 | 0.23867 | 0.23867 | 0.23867 | 0.23867 | 0.23867 | 0.23867 | 0.23867 | 0.23867 | 0.23867 | 0.23867 | 0 | 0 | 0 | 0 | 0 | 0 | 0 | 0
F7_Residential_CZ3 - Multi Family_New_Miscellaneous_Natural Gas_Miscellaneous_Baseline Forecast | F7 | Residential | CZ3 - Multi Family | New | Miscellaneous | Natural Gas | Miscellaneous | Baseline Forecast | Avg. Replacement Demand (S) | 0 | 0 | 0 | 0 | 0 | 0 | 0 | 0 | 0 | 0 | 0 | 0 | 0 | 0 | 0 | 0 | 0 | 0 | 0 | 0 | 0 | 0 | 0 | 0 | 0 | 0 | 0 | 0 | 0 | 0
F8_Residential_CZ3 - Multi Family_New_Miscellaneous_Natural Gas_Miscellaneous_Baseline Forecast | F8 | Residential | CZ3 - Multi Family | New | Miscellaneous | Natural Gas | Miscellaneous | Baseline Forecast | Avg. Replacement Demand (W) | 0 | 0 | 0 | 0 | 0 | 0 | 0 | 0 | 0 | 0 | 0 | 0 | 0 | 0 | 0 | 0 | 0 | 0 | 0 | 0 | 0 | 0 | 0 | 0 | 0 | 0 | 0 | 0 | 0 | 0
F1_Residential_CZ1 - Single Family_Existing_Space Heating_Natural Gas_Furnace - Direct Fuel_Codes & Standards Forecast | F1 | Residential | CZ1 - Single Family | Existing | Space Heating | Natural Gas | Furnace - Direct Fuel | Codes & Standards Forecast | Units | 0 | 0 | 0 | 0 | 0 | 0 | 0 | 0 | 0 | 0 | 0 | 0 | 0 | 0 | 0 | 0 | 0 | 0 | 0 | 0 | 0 | 0 | 0 | 0 | 0 | 0 | 0 | 0 | 0 | 0
F2_Residential_CZ1 - Single Family_Existing_Space Heating_Natural Gas_Furnace - Direct Fuel_Codes & Standards Forecast | F2 | Residential | CZ1 - Single Family | Existing | Space Heating | Natural Gas | Furnace - Direct Fuel | Codes & Standards Forecast | Usage (MMtherm) | 0 | 0 | 0 | 0 | 0 | 0 | 0 | 0 | 0 | 0 | 0 | 0 | 0 | 0 | 0 | 0 | 0 | 0 | 0 | 0 | 0 | 0 | 0 | 0 | 0 | 0 | 0 | 0 | 0 | 0
F3_Residential_CZ1 - Single Family_Existing_Space Heating_Natural Gas_Furnace - Direct Fuel_Codes & Standards Forecast | F3 | Residential | CZ1 - Single Family | Existing | Space Heating | Natural Gas | Furnace - Direct Fuel | Codes & Standards Forecast | Peak Demand (S) | 0 | 0 | 0 | 0 | 0 | 0 | 0 | 0 | 0 | 0 | 0 | 0 | 0 | 0 | 0 | 0 | 0 | 0 | 0 | 0 | 0 | 0 | 0 | 0 | 0 | 0 | 0 | 0 | 0 | 0
F4_Residential_CZ1 - Single Family_Existing_Space Heating_Natural Gas_Furnace - Direct Fuel_Codes & Standards Forecast | F4 | Residential | CZ1 - Single Family | Existing | Space Heating | Natural Gas | Furnace - Direct Fuel | Codes & Standards Forecast | Peak Demand (W) | 0 | 0 | 0 | 0 | 0 | 0 | 0 | 0 | 0 | 0 | 0 | 0 | 0 | 0 | 0 | 0 | 0 | 0 | 0 | 0 | 0 | 0 | 0 | 0 | 0 | 0 | 0 | 0 | 0 | 0
F5_Residential_CZ1 - Single Family_Existing_Space Heating_Natural Gas_Furnace - Direct Fuel_Codes & Standards Forecast | F5 | Residential | CZ1 - Single Family | Existing | Space Heating | Natural Gas | Furnace - Direct Fuel | Codes & Standards Forecast | Turnover | 0 | 0 | 0 | 0 | 0 | 0 | 0 | 0 | 0 | 0 | 0 | 0 | 0 | 0 | 0 | 0 | 0 | 0 | 0 | 0 | 0 | 0 | 0 | 0 | 0 | 0 | 0 | 0 | 0 | 0
F6_Residential_CZ1 - Single Family_Existing_Space Heating_Natural Gas_Furnace - Direct Fuel_Codes & Standards Forecast | F6 | Residential | CZ1 - Single Family | Existing | Space Heating | Natural Gas | Furnace - Direct Fuel | Codes & Standards Forecast | Avg. Replacement Usage | 0 | 0 | 0 | 0 | 0 | 0 | 0 | 0 | 0 | 0 | 0 | 0 | 0 | 0 | 0 | 0 | 0 | 0 | 0 | 0 | 0 | 0 | 0 | 0 | 0 | 0 | 0 | 0 | 0 | 0
F7_Residential_CZ1 - Single Family_Existing_Space Heating_Natural Gas_Furnace - Direct Fuel_Codes & Standards Forecast | F7 | Residential | CZ1 - Single Family | Existing | Space Heating | Natural Gas | Furnace - Direct Fuel | Codes & Standards Forecast | Avg. Replacement Demand (S) | 0 | 0 | 0 | 0 | 0 | 0 | 0 | 0 | 0 | 0 | 0 | 0 | 0 | 0 | 0 | 0 | 0 | 0 | 0 | 0 | 0 | 0 | 0 | 0 | 0 | 0 | 0 | 0 | 0 | 0
F8_Residential_CZ1 - Single Family_Existing_Space Heating_Natural Gas_Furnace - Direct Fuel_Codes & Standards Forecast | F8 | Residential | CZ1 - Single Family | Existing | Space Heating | Natural Gas | Furnace - Direct Fuel | Codes & Standards Forecast | Avg. Replacement Demand (W) | 0 | 0 | 0 | 0 | 0 | 0 | 0 | 0 | 0 | 0 | 0 | 0 | 0 | 0 | 0 | 0 | 0 | 0 | 0 | 0 | 0 | 0 | 0 | 0 | 0 | 0 | 0 | 0 | 0 | 0
F1_Residential_CZ1 - Single Family_Existing_Space Heating_Natural Gas_Boiler - Direct Fuel_Codes & Standards Forecast | F1 | Residential | CZ1 - Single Family | Existing | Space Heating | Natural Gas | Boiler - Direct Fuel | Codes & Standards Forecast | Units | 0 | 0 | 0 | 0 | 0 | 0 | 0 | 0 | 0 | 0 | 0 | 0 | 0 | 0 | 0 | 0 | 0 | 0 | 0 | 0 | 0 | 0 | 0 | 0 | 0 | 0 | 0 | 0 | 0 | 0
F2_Residential_CZ1 - Single Family_Existing_Space Heating_Natural Gas_Boiler - Direct Fuel_Codes & Standards Forecast | F2 | Residential | CZ1 - Single Family | Existing | Space Heating | Natural Gas | Boiler - Direct Fuel | Codes & Standards Forecast | Usage (MMtherm) | 0 | 0 | 0 | 0 | 0 | 0 | 0 | 0 | 0 | 0 | 0 | 0 | 0 | 0 | 0 | 0 | 0 | 0 | 0 | 0 | 0 | 0 | 0 | 0 | 0 | 0 | 0 | 0 | 0 | 0
F3_Residential_CZ1 - Single Family_Existing_Space Heating_Natural Gas_Boiler - Direct Fuel_Codes & Standards Forecast | F3 | Residential | CZ1 - Single Family | Existing | Space Heating | Natural Gas | Boiler - Direct Fuel | Codes & Standards Forecast | Peak Demand (S) | 0 | 0 | 0 | 0 | 0 | 0 | 0 | 0 | 0 | 0 | 0 | 0 | 0 | 0 | 0 | 0 | 0 | 0 | 0 | 0 | 0 | 0 | 0 | 0 | 0 | 0 | 0 | 0 | 0 | 0
F4_Residential_CZ1 - Single Family_Existing_Space Heating_Natural Gas_Boiler - Direct Fuel_Codes & Standards Forecast | F4 | Residential | CZ1 - Single Family | Existing | Space Heating | Natural Gas | Boiler - Direct Fuel | Codes & Standards Forecast | Peak Demand (W) | 0 | 0 | 0 | 0 | 0 | 0 | 0 | 0 | 0 | 0 | 0 | 0 | 0 | 0 | 0 | 0 | 0 | 0 | 0 | 0 | 0 | 0 | 0 | 0 | 0 | 0 | 0 | 0 | 0 | 0
F5_Residential_CZ1 - Single Family_Existing_Space Heating_Natural Gas_Boiler - Direct Fuel_Codes & Standards Forecast | F5 | Residential | CZ1 - Single Family | Existing | Space Heating | Natural Gas | Boiler - Direct Fuel | Codes & Standards Forecast | Turnover | 0 | 0 | 0 | 0 | 0 | 0 | 0 | 0 | 0 | 0 | 0 | 0 | 0 | 0 | 0 | 0 | 0 | 0 | 0 | 0 | 0 | 0 | 0 | 0 | 0 | 0 | 0 | 0 | 0 | 0
F6_Residential_CZ1 - Single Family_Existing_Space Heating_Natural Gas_Boiler - Direct Fuel_Codes & Standards Forecast | F6 | Residential | CZ1 - Single Family | Existing | Space Heating | Natural Gas | Boiler - Direct Fuel | Codes & Standards Forecast | Avg. Replacement Usage | 0 | 0 | 0 | 0 | 0 | 0 | 0 | 0 | 0 | 0 | 0 | 0 | 0 | 0 | 0 | 0 | 0 | 0 | 0 | 0 | 0 | 0 | 0 | 0 | 0 | 0 | 0 | 0 | 0 | 0
F7_Residential_CZ1 - Single Family_Existing_Space Heating_Natural Gas_Boiler - Direct Fuel_Codes & Standards Forecast | F7 | Residential | CZ1 - Single Family | Existing | Space Heating | Natural Gas | Boiler - Direct Fuel | Codes & Standards Forecast | Avg. Replacement Demand (S) | 0 | 0 | 0 | 0 | 0 | 0 | 0 | 0 | 0 | 0 | 0 | 0 | 0 | 0 | 0 | 0 | 0 | 0 | 0 | 0 | 0 | 0 | 0 | 0 | 0 | 0 | 0 | 0 | 0 | 0
F8_Residential_CZ1 - Single Family_Existing_Space Heating_Natural Gas_Boiler - Direct Fuel_Codes & Standards Forecast | F8 | Residential | CZ1 - Single Family | Existing | Space Heating | Natural Gas | Boiler - Direct Fuel | Codes & Standards Forecast | Avg. Replacement Demand (W) | 0 | 0 | 0 | 0 | 0 | 0 | 0 | 0 | 0 | 0 | 0 | 0 | 0 | 0 | 0 | 0 | 0 | 0 | 0 | 0 | 0 | 0 | 0 | 0 | 0 | 0 | 0 | 0 | 0 | 0
F1_Residential_CZ1 - Single Family_Existing_Secondary Heating_Natural Gas_Fireplace_Codes & Standards Forecast | F1 | Residential | CZ1 - Single Family | Existing | Secondary Heating | Natural Gas | Fireplace | Codes & Standards Forecast | Units | 0 | 0 | 0 | 0 | 0 | 0 | 0 | 0 | 0 | 0 | 0 | 0 | 0 | 0 | 0 | 0 | 0 | 0 | 0 | 0 | 0 | 0 | 0 | 0 | 0 | 0 | 0 | 0 | 0 | 0
F2_Residential_CZ1 - Single Family_Existing_Secondary Heating_Natural Gas_Fireplace_Codes & Standards Forecast | F2 | Residential | CZ1 - Single Family | Existing | Secondary Heating | Natural Gas | Fireplace | Codes & Standards Forecast | Usage (MMtherm) | 0 | 0 | 0 | 0 | 0 | 0 | 0 | 0 | 0 | 0 | 0 | 0 | 0 | 0 | 0 | 0 | 0 | 0 | 0 | 0 | 0 | 0 | 0 | 0 | 0 | 0 | 0 | 0 | 0 | 0
F3_Residential_CZ1 - Single Family_Existing_Secondary Heating_Natural Gas_Fireplace_Codes & Standards Forecast | F3 | Residential | CZ1 - Single Family | Existing | Secondary Heating | Natural Gas | Fireplace | Codes & Standards Forecast | Peak Demand (S) | 0 | 0 | 0 | 0 | 0 | 0 | 0 | 0 | 0 | 0 | 0 | 0 | 0 | 0 | 0 | 0 | 0 | 0 | 0 | 0 | 0 | 0 | 0 | 0 | 0 | 0 | 0 | 0 | 0 | 0
F4_Residential_CZ1 - Single Family_Existing_Secondary Heating_Natural Gas_Fireplace_Codes & Standards Forecast | F4 | Residential | CZ1 - Single Family | Existing | Secondary Heating | Natural Gas | Fireplace | Codes & Standards Forecast | Peak Demand (W) | 0 | 0 | 0 | 0 | 0 | 0 | 0 | 0 | 0 | 0 | 0 | 0 | 0 | 0 | 0 | 0 | 0 | 0 | 0 | 0 | 0 | 0 | 0 | 0 | 0 | 0 | 0 | 0 | 0 | 0
F5_Residential_CZ1 - Single Family_Existing_Secondary Heating_Natural Gas_Fireplace_Codes & Standards Forecast | F5 | Residential | CZ1 - Single Family | Existing | Secondary Heating | Natural Gas | Fireplace | Codes & Standards Forecast | Turnover | 0 | 0 | 0 | 0 | 0 | 0 | 0 | 0 | 0 | 0 | 0 | 0 | 0 | 0 | 0 | 0 | 0 | 0 | 0 | 0 | 0 | 0 | 0 | 0 | 0 | 0 | 0 | 0 | 0 | 0
F6_Residential_CZ1 - Single Family_Existing_Secondary Heating_Natural Gas_Fireplace_Codes & Standards Forecast | F6 | Residential | CZ1 - Single Family | Existing | Secondary Heating | Natural Gas | Fireplace | Codes & Standards Forecast | Avg. Replacement Usage | 0 | 0 | 0 | 0 | 0 | 0 | 0 | 0 | 0 | 0 | 0 | 0 | 0 | 0 | 0 | 0 | 0 | 0 | 0 | 0 | 0 | 0 | 0 | 0 | 0 | 0 | 0 | 0 | 0 | 0
F7_Residential_CZ1 - Single Family_Existing_Secondary Heating_Natural Gas_Fireplace_Codes & Standards Forecast | F7 | Residential | CZ1 - Single Family | Existing | Secondary Heating | Natural Gas | Fireplace | Codes & Standards Forecast | Avg. Replacement Demand (S) | 0 | 0 | 0 | 0 | 0 | 0 | 0 | 0 | 0 | 0 | 0 | 0 | 0 | 0 | 0 | 0 | 0 | 0 | 0 | 0 | 0 | 0 | 0 | 0 | 0 | 0 | 0 | 0 | 0 | 0
F8_Residential_CZ1 - Single Family_Existing_Secondary Heating_Natural Gas_Fireplace_Codes & Standards Forecast | F8 | Residential | CZ1 - Single Family | Existing | Secondary Heating | Natural Gas | Fireplace | Codes & Standards Forecast | Avg. Replacement Demand (W) | 0 | 0 | 0 | 0 | 0 | 0 | 0 | 0 | 0 | 0 | 0 | 0 | 0 | 0 | 0 | 0 | 0 | 0 | 0 | 0 | 0 | 0 | 0 | 0 | 0 | 0 | 0 | 0 | 0 | 0
F1_Residential_CZ1 - Single Family_Existing_Water Heating_Natural Gas_Water Heater <= 55 gal._Codes & Standards Forecast | F1 | Residential | CZ1 - Single Family | Existing | Water Heating | Natural Gas | Water Heater <= 55 gal. | Codes & Standards Forecast | Units | 0 | 0 | 0 | 0 | 0 | 0 | 0 | 0 | 0 | 0 | 0 | 0 | 0 | 0 | 0 | 0 | 0 | 0 | 0 | 0 | 0 | 0 | 0 | 0 | 0 | 0 | 0 | 0 | 0 | 0
F2_Residential_CZ1 - Single Family_Existing_Water Heating_Natural Gas_Water Heater <= 55 gal._Codes & Standards Forecast | F2 | Residential | CZ1 - Single Family | Existing | Water Heating | Natural Gas | Water Heater <= 55 gal. | Codes & Standards Forecast | Usage (MMtherm) | 0 | 0 | 0 | 0 | 0 | 0 | 0 | 0 | 0 | 0 | 0 | 0 | 0 | 0 | 0 | 0 | 0 | 0 | 0 | 0 | 0 | 0 | 0 | 0 | 0 | 0 | 0 | 0 | 0 | 0
F3_Residential_CZ1 - Single Family_Existing_Water Heating_Natural Gas_Water Heater <= 55 gal._Codes & Standards Forecast | F3 | Residential | CZ1 - Single Family | Existing | Water Heating | Natural Gas | Water Heater <= 55 gal. | Codes & Standards Forecast | Peak Demand (S) | 0 | 0 | 0 | 0 | 0 | 0 | 0 | 0 | 0 | 0 | 0 | 0 | 0 | 0 | 0 | 0 | 0 | 0 | 0 | 0 | 0 | 0 | 0 | 0 | 0 | 0 | 0 | 0 | 0 | 0
F4_Residential_CZ1 - Single Family_Existing_Water Heating_Natural Gas_Water Heater <= 55 gal._Codes & Standards Forecast | F4 | Residential | CZ1 - Single Family | Existing | Water Heating | Natural Gas | Water Heater <= 55 gal. | Codes & Standards Forecast | Peak Demand (W) | 0 | 0 | 0 | 0 | 0 | 0 | 0 | 0 | 0 | 0 | 0 | 0 | 0 | 0 | 0 | 0 | 0 | 0 | 0 | 0 | 0 | 0 | 0 | 0 | 0 | 0 | 0 | 0 | 0 | 0
F5_Residential_CZ1 - Single Family_Existing_Water Heating_Natural Gas_Water Heater <= 55 gal._Codes & Standards Forecast | F5 | Residential | CZ1 - Single Family | Existing | Water Heating | Natural Gas | Water Heater <= 55 gal. | Codes & Standards Forecast | Turnover | 0 | 0 | 0 | 0 | 0 | 0 | 0 | 0 | 0 | 0 | 0 | 0 | 0 | 0 | 0 | 0 | 0 | 0 | 0 | 0 | 0 | 0 | 0 | 0 | 0 | 0 | 0 | 0 | 0 | 0
F6_Residential_CZ1 - Single Family_Existing_Water Heating_Natural Gas_Water Heater <= 55 gal._Codes & Standards Forecast | F6 | Residential | CZ1 - Single Family | Existing | Water Heating | Natural Gas | Water Heater <= 55 gal. | Codes & Standards Forecast | Avg. Replacement Usage | 0 | 0 | 0 | 0 | 0 | 0 | 0 | 0 | 0 | 0 | 0 | 0 | 0 | 0 | 0 | 0 | 0 | 0 | 0 | 0 | 0 | 0 | 0 | 0 | 0 | 0 | 0 | 0 | 0 | 0
F7_Residential_CZ1 - Single Family_Existing_Water Heating_Natural Gas_Water Heater <= 55 gal._Codes & Standards Forecast | F7 | Residential | CZ1 - Single Family | Existing | Water Heating | Natural Gas | Water Heater <= 55 gal. | Codes & Standards Forecast | Avg. Replacement Demand (S) | 0 | 0 | 0 | 0 | 0 | 0 | 0 | 0 | 0 | 0 | 0 | 0 | 0 | 0 | 0 | 0 | 0 | 0 | 0 | 0 | 0 | 0 | 0 | 0 | 0 | 0 | 0 | 0 | 0 | 0
F8_Residential_CZ1 - Single Family_Existing_Water Heating_Natural Gas_Water Heater <= 55 gal._Codes & Standards Forecast | F8 | Residential | CZ1 - Single Family | Existing | Water Heating | Natural Gas | Water Heater <= 55 gal. | Codes & Standards Forecast | Avg. Replacement Demand (W) | 0 | 0 | 0 | 0 | 0 | 0 | 0 | 0 | 0 | 0 | 0 | 0 | 0 | 0 | 0 | 0 | 0 | 0 | 0 | 0 | 0 | 0 | 0 | 0 | 0 | 0 | 0 | 0 | 0 | 0
F1_Residential_CZ1 - Single Family_Existing_Water Heating_Natural Gas_Water Heater > 55 gal._Codes & Standards Forecast | F1 | Residential | CZ1 - Single Family | Existing | Water Heating | Natural Gas | Water Heater > 55 gal. | Codes & Standards Forecast | Units | 0 | 0 | 0 | 0 | 0 | 0 | 0 | 0 | 0 | 0 | 0 | 0 | 0 | 0 | 0 | 0 | 0 | 0 | 0 | 0 | 0 | 0 | 0 | 0 | 0 | 0 | 0 | 0 | 0 | 0
F2_Residential_CZ1 - Single Family_Existing_Water Heating_Natural Gas_Water Heater > 55 gal._Codes & Standards Forecast | F2 | Residential | CZ1 - Single Family | Existing | Water Heating | Natural Gas | Water Heater > 55 gal. | Codes & Standards Forecast | Usage (MMtherm) | 0 | 0 | 0 | 0 | 0 | 0 | 0 | 0 | 0 | 0 | 0 | 0 | 0 | 0 | 0 | 0 | 0 | 0 | 0 | 0 | 0 | 0 | 0 | 0 | 0 | 0 | 0 | 0 | 0 | 0
F3_Residential_CZ1 - Single Family_Existing_Water Heating_Natural Gas_Water Heater > 55 gal._Codes & Standards Forecast | F3 | Residential | CZ1 - Single Family | Existing | Water Heating | Natural Gas | Water Heater > 55 gal. | Codes & Standards Forecast | Peak Demand (S) | 0 | 0 | 0 | 0 | 0 | 0 | 0 | 0 | 0 | 0 | 0 | 0 | 0 | 0 | 0 | 0 | 0 | 0 | 0 | 0 | 0 | 0 | 0 | 0 | 0 | 0 | 0 | 0 | 0 | 0
F4_Residential_CZ1 - Single Family_Existing_Water Heating_Natural Gas_Water Heater > 55 gal._Codes & Standards Forecast | F4 | Residential | CZ1 - Single Family | Existing | Water Heating | Natural Gas | Water Heater > 55 gal. | Codes & Standards Forecast | Peak Demand (W) | 0 | 0 | 0 | 0 | 0 | 0 | 0 | 0 | 0 | 0 | 0 | 0 | 0 | 0 | 0 | 0 | 0 | 0 | 0 | 0 | 0 | 0 | 0 | 0 | 0 | 0 | 0 | 0 | 0 | 0
F5_Residential_CZ1 - Single Family_Existing_Water Heating_Natural Gas_Water Heater > 55 gal._Codes & Standards Forecast | F5 | Residential | CZ1 - Single Family | Existing | Water Heating | Natural Gas | Water Heater > 55 gal. | Codes & Standards Forecast | Turnover | 0 | 0 | 0 | 0 | 0 | 0 | 0 | 0 | 0 | 0 | 0 | 0 | 0 | 0 | 0 | 0 | 0 | 0 | 0 | 0 | 0 | 0 | 0 | 0 | 0 | 0 | 0 | 0 | 0 | 0
F6_Residential_CZ1 - Single Family_Existing_Water Heating_Natural Gas_Water Heater > 55 gal._Codes & Standards Forecast | F6 | Residential | CZ1 - Single Family | Existing | Water Heating | Natural Gas | Water Heater > 55 gal. | Codes & Standards Forecast | Avg. Replacement Usage | 0 | 0 | 0 | 0 | 0 | 0 | 0 | 0 | 0 | 0 | 0 | 0 | 0 | 0 | 0 | 0 | 0 | 0 | 0 | 0 | 0 | 0 | 0 | 0 | 0 | 0 | 0 | 0 | 0 | 0
F7_Residential_CZ1 - Single Family_Existing_Water Heating_Natural Gas_Water Heater > 55 gal._Codes & Standards Forecast | F7 | Residential | CZ1 - Single Family | Existing | Water Heating | Natural Gas | Water Heater > 55 gal. | Codes & Standards Forecast | Avg. Replacement Demand (S) | 0 | 0 | 0 | 0 | 0 | 0 | 0 | 0 | 0 | 0 | 0 | 0 | 0 | 0 | 0 | 0 | 0 | 0 | 0 | 0 | 0 | 0 | 0 | 0 | 0 | 0 | 0 | 0 | 0 | 0
F8_Residential_CZ1 - Single Family_Existing_Water Heating_Natural Gas_Water Heater > 55 gal._Codes & Standards Forecast | F8 | Residential | CZ1 - Single Family | Existing | Water Heating | Natural Gas | Water Heater > 55 gal. | Codes & Standards Forecast | Avg. Replacement Demand (W) | 0 | 0 | 0 | 0 | 0 | 0 | 0 | 0 | 0 | 0 | 0 | 0 | 0 | 0 | 0 | 0 | 0 | 0 | 0 | 0 | 0 | 0 | 0 | 0 | 0 | 0 | 0 | 0 | 0 | 0
F1_Residential_CZ1 - Single Family_Existing_Appliances_Natural Gas_Clothes Dryer_Codes & Standards Forecast | F1 | Residential | CZ1 - Single Family | Existing | Appliances | Natural Gas | Clothes Dryer | Codes & Standards Forecast | Units | 0 | 0 | 0 | 0 | 0 | 0 | 0 | 0 | 0 | 0 | 0 | 0 | 0 | 0 | 0 | 0 | 0 | 0 | 0 | 0 | 0 | 0 | 0 | 0 | 0 | 0 | 0 | 0 | 0 | 0
F2_Residential_CZ1 - Single Family_Existing_Appliances_Natural Gas_Clothes Dryer_Codes & Standards Forecast | F2 | Residential | CZ1 - Single Family | Existing | Appliances | Natural Gas | Clothes Dryer | Codes & Standards Forecast | Usage (MMtherm) | 0 | 0 | 0 | 0 | 0 | 0 | 0 | 0 | 0 | 0 | 0 | 0 | 0 | 0 | 0 | 0 | 0 | 0 | 0 | 0 | 0 | 0 | 0 | 0 | 0 | 0 | 0 | 0 | 0 | 0
F3_Residential_CZ1 - Single Family_Existing_Appliances_Natural Gas_Clothes Dryer_Codes & Standards Forecast | F3 | Residential | CZ1 - Single Family | Existing | Appliances | Natural Gas | Clothes Dryer | Codes & Standards Forecast | Peak Demand (S) | 0 | 0 | 0 | 0 | 0 | 0 | 0 | 0 | 0 | 0 | 0 | 0 | 0 | 0 | 0 | 0 | 0 | 0 | 0 | 0 | 0 | 0 | 0 | 0 | 0 | 0 | 0 | 0 | 0 | 0
F4_Residential_CZ1 - Single Family_Existing_Appliances_Natural Gas_Clothes Dryer_Codes & Standards Forecast | F4 | Residential | CZ1 - Single Family | Existing | Appliances | Natural Gas | Clothes Dryer | Codes & Standards Forecast | Peak Demand (W) | 0 | 0 | 0 | 0 | 0 | 0 | 0 | 0 | 0 | 0 | 0 | 0 | 0 | 0 | 0 | 0 | 0 | 0 | 0 | 0 | 0 | 0 | 0 | 0 | 0 | 0 | 0 | 0 | 0 | 0
F5_Residential_CZ1 - Single Family_Existing_Appliances_Natural Gas_Clothes Dryer_Codes & Standards Forecast | F5 | Residential | CZ1 - Single Family | Existing | Appliances | Natural Gas | Clothes Dryer | Codes & Standards Forecast | Turnover | 0 | 0 | 0 | 0 | 0 | 0 | 0 | 0 | 0 | 0 | 0 | 0 | 0 | 0 | 0 | 0 | 0 | 0 | 0 | 0 | 0 | 0 | 0 | 0 | 0 | 0 | 0 | 0 | 0 | 0
F6_Residential_CZ1 - Single Family_Existing_Appliances_Natural Gas_Clothes Dryer_Codes & Standards Forecast | F6 | Residential | CZ1 - Single Family | Existing | Appliances | Natural Gas | Clothes Dryer | Codes & Standards Forecast | Avg. Replacement Usage | 0 | 0 | 0 | 0 | 0 | 0 | 0 | 0 | 0 | 0 | 0 | 0 | 0 | 0 | 0 | 0 | 0 | 0 | 0 | 0 | 0 | 0 | 0 | 0 | 0 | 0 | 0 | 0 | 0 | 0
F7_Residential_CZ1 - Single Family_Existing_Appliances_Natural Gas_Clothes Dryer_Codes & Standards Forecast | F7 | Residential | CZ1 - Single Family | Existing | Appliances | Natural Gas | Clothes Dryer | Codes & Standards Forecast | Avg. Replacement Demand (S) | 0 | 0 | 0 | 0 | 0 | 0 | 0 | 0 | 0 | 0 | 0 | 0 | 0 | 0 | 0 | 0 | 0 | 0 | 0 | 0 | 0 | 0 | 0 | 0 | 0 | 0 | 0 | 0 | 0 | 0
F8_Residential_CZ1 - Single Family_Existing_Appliances_Natural Gas_Clothes Dryer_Codes & Standards Forecast | F8 | Residential | CZ1 - Single Family | Existing | Appliances | Natural Gas | Clothes Dryer | Codes & Standards Forecast | Avg. Replacement Demand (W) | 0 | 0 | 0 | 0 | 0 | 0 | 0 | 0 | 0 | 0 | 0 | 0 | 0 | 0 | 0 | 0 | 0 | 0 | 0 | 0 | 0 | 0 | 0 | 0 | 0 | 0 | 0 | 0 | 0 | 0
F1_Residential_CZ1 - Single Family_Existing_Appliances_Natural Gas_Stove/Oven_Codes & Standards Forecast | F1 | Residential | CZ1 - Single Family | Existing | Appliances | Natural Gas | Stove/Oven | Codes & Standards Forecast | Units | 0 | 0 | 0 | 0 | 0 | 0 | 0 | 0 | 0 | 0 | 0 | 0 | 0 | 0 | 0 | 0 | 0 | 0 | 0 | 0 | 0 | 0 | 0 | 0 | 0 | 0 | 0 | 0 | 0 | 0
F2_Residential_CZ1 - Single Family_Existing_Appliances_Natural Gas_Stove/Oven_Codes & Standards Forecast | F2 | Residential | CZ1 - Single Family | Existing | Appliances | Natural Gas | Stove/Oven | Codes & Standards Forecast | Usage (MMtherm) | 0 | 0 | 0 | 0 | 0 | 0 | 0 | 0 | 0 | 0 | 0 | 0 | 0 | 0 | 0 | 0 | 0 | 0 | 0 | 0 | 0 | 0 | 0 | 0 | 0 | 0 | 0 | 0 | 0 | 0
F3_Residential_CZ1 - Single Family_Existing_Appliances_Natural Gas_Stove/Oven_Codes & Standards Forecast | F3 | Residential | CZ1 - Single Family | Existing | Appliances | Natural Gas | Stove/Oven | Codes & Standards Forecast | Peak Demand (S) | 0 | 0 | 0 | 0 | 0 | 0 | 0 | 0 | 0 | 0 | 0 | 0 | 0 | 0 | 0 | 0 | 0 | 0 | 0 | 0 | 0 | 0 | 0 | 0 | 0 | 0 | 0 | 0 | 0 | 0
F4_Residential_CZ1 - Single Family_Existing_Appliances_Natural Gas_Stove/Oven_Codes & Standards Forecast | F4 | Residential | CZ1 - Single Family | Existing | Appliances | Natural Gas | Stove/Oven | Codes & Standards Forecast | Peak Demand (W) | 0 | 0 | 0 | 0 | 0 | 0 | 0 | 0 | 0 | 0 | 0 | 0 | 0 | 0 | 0 | 0 | 0 | 0 | 0 | 0 | 0 | 0 | 0 | 0 | 0 | 0 | 0 | 0 | 0 | 0
F5_Residential_CZ1 - Single Family_Existing_Appliances_Natural Gas_Stove/Oven_Codes & Standards Forecast | F5 | Residential | CZ1 - Single Family | Existing | Appliances | Natural Gas | Stove/Oven | Codes & Standards Forecast | Turnover | 0 | 0 | 0 | 0 | 0 | 0 | 0 | 0 | 0 | 0 | 0 | 0 | 0 | 0 | 0 | 0 | 0 | 0 | 0 | 0 | 0 | 0 | 0 | 0 | 0 | 0 | 0 | 0 | 0 | 0
F6_Residential_CZ1 - Single Family_Existing_Appliances_Natural Gas_Stove/Oven_Codes & Standards Forecast | F6 | Residential | CZ1 - Single Family | Existing | Appliances | Natural Gas | Stove/Oven | Codes & Standards Forecast | Avg. Replacement Usage | 0 | 0 | 0 | 0 | 0 | 0 | 0 | 0 | 0 | 0 | 0 | 0 | 0 | 0 | 0 | 0 | 0 | 0 | 0 | 0 | 0 | 0 | 0 | 0 | 0 | 0 | 0 | 0 | 0 | 0
F7_Residential_CZ1 - Single Family_Existing_Appliances_Natural Gas_Stove/Oven_Codes & Standards Forecast | F7 | Residential | CZ1 - Single Family | Existing | Appliances | Natural Gas | Stove/Oven | Codes & Standards Forecast | Avg. Replacement Demand (S) | 0 | 0 | 0 | 0 | 0 | 0 | 0 | 0 | 0 | 0 | 0 | 0 | 0 | 0 | 0 | 0 | 0 | 0 | 0 | 0 | 0 | 0 | 0 | 0 | 0 | 0 | 0 | 0 | 0 | 0
F8_Residential_CZ1 - Single Family_Existing_Appliances_Natural Gas_Stove/Oven_Codes & Standards Forecast | F8 | Residential | CZ1 - Single Family | Existing | Appliances | Natural Gas | Stove/Oven | Codes & Standards Forecast | Avg. Replacement Demand (W) | 0 | 0 | 0 | 0 | 0 | 0 | 0 | 0 | 0 | 0 | 0 | 0 | 0 | 0 | 0 | 0 | 0 | 0 | 0 | 0 | 0 | 0 | 0 | 0 | 0 | 0 | 0 | 0 | 0 | 0
F1_Residential_CZ1 - Single Family_Existing_Miscellaneous_Natural Gas_Pool Heater_Codes & Standards Forecast | F1 | Residential | CZ1 - Single Family | Existing | Miscellaneous | Natural Gas | Pool Heater | Codes & Standards Forecast | Units | 0 | 0 | 0 | 0 | 0 | 0 | 0 | 0 | 0 | 0 | 0 | 0 | 0 | 0 | 0 | 0 | 0 | 0 | 0 | 0 | 0 | 0 | 0 | 0 | 0 | 0 | 0 | 0 | 0 | 0
F2_Residential_CZ1 - Single Family_Existing_Miscellaneous_Natural Gas_Pool Heater_Codes & Standards Forecast | F2 | Residential | CZ1 - Single Family | Existing | Miscellaneous | Natural Gas | Pool Heater | Codes & Standards Forecast | Usage (MMtherm) | 0 | 0 | 0 | 0 | 0 | 0 | 0 | 0 | 0 | 0 | 0 | 0 | 0 | 0 | 0 | 0 | 0 | 0 | 0 | 0 | 0 | 0 | 0 | 0 | 0 | 0 | 0 | 0 | 0 | 0
F3_Residential_CZ1 - Single Family_Existing_Miscellaneous_Natural Gas_Pool Heater_Codes & Standards Forecast | F3 | Residential | CZ1 - Single Family | Existing | Miscellaneous | Natural Gas | Pool Heater | Codes & Standards Forecast | Peak Demand (S) | 0 | 0 | 0 | 0 | 0 | 0 | 0 | 0 | 0 | 0 | 0 | 0 | 0 | 0 | 0 | 0 | 0 | 0 | 0 | 0 | 0 | 0 | 0 | 0 | 0 | 0 | 0 | 0 | 0 | 0
F4_Residential_CZ1 - Single Family_Existing_Miscellaneous_Natural Gas_Pool Heater_Codes & Standards Forecast | F4 | Residential | CZ1 - Single Family | Existing | Miscellaneous | Natural Gas | Pool Heater | Codes & Standards Forecast | Peak Demand (W) | 0 | 0 | 0 | 0 | 0 | 0 | 0 | 0 | 0 | 0 | 0 | 0 | 0 | 0 | 0 | 0 | 0 | 0 | 0 | 0 | 0 | 0 | 0 | 0 | 0 | 0 | 0 | 0 | 0 | 0
F5_Residential_CZ1 - Single Family_Existing_Miscellaneous_Natural Gas_Pool Heater_Codes & Standards Forecast | F5 | Residential | CZ1 - Single Family | Existing | Miscellaneous | Natural Gas | Pool Heater | Codes & Standards Forecast | Turnover | 0 | 0 | 0 | 0 | 0 | 0 | 0 | 0 | 0 | 0 | 0 | 0 | 0 | 0 | 0 | 0 | 0 | 0 | 0 | 0 | 0 | 0 | 0 | 0 | 0 | 0 | 0 | 0 | 0 | 0
F6_Residential_CZ1 - Single Family_Existing_Miscellaneous_Natural Gas_Pool Heater_Codes & Standards Forecast | F6 | Residential | CZ1 - Single Family | Existing | Miscellaneous | Natural Gas | Pool Heater | Codes & Standards Forecast | Avg. Replacement Usage | 0 | 0 | 0 | 0 | 0 | 0 | 0 | 0 | 0 | 0 | 0 | 0 | 0 | 0 | 0 | 0 | 0 | 0 | 0 | 0 | 0 | 0 | 0 | 0 | 0 | 0 | 0 | 0 | 0 | 0
F7_Residential_CZ1 - Single Family_Existing_Miscellaneous_Natural Gas_Pool Heater_Codes & Standards Forecast | F7 | Residential | CZ1 - Single Family | Existing | Miscellaneous | Natural Gas | Pool Heater | Codes & Standards Forecast | Avg. Replacement Demand (S) | 0 | 0 | 0 | 0 | 0 | 0 | 0 | 0 | 0 | 0 | 0 | 0 | 0 | 0 | 0 | 0 | 0 | 0 | 0 | 0 | 0 | 0 | 0 | 0 | 0 | 0 | 0 | 0 | 0 | 0
F8_Residential_CZ1 - Single Family_Existing_Miscellaneous_Natural Gas_Pool Heater_Codes & Standards Forecast | F8 | Residential | CZ1 - Single Family | Existing | Miscellaneous | Natural Gas | Pool Heater | Codes & Standards Forecast | Avg. Replacement Demand (W) | 0 | 0 | 0 | 0 | 0 | 0 | 0 | 0 | 0 | 0 | 0 | 0 | 0 | 0 | 0 | 0 | 0 | 0 | 0 | 0 | 0 | 0 | 0 | 0 | 0 | 0 | 0 | 0 | 0 | 0
F1_Residential_CZ1 - Single Family_Existing_Miscellaneous_Natural Gas_Miscellaneous_Codes & Standards Forecast | F1 | Residential | CZ1 - Single Family | Existing | Miscellaneous | Natural Gas | Miscellaneous | Codes & Standards Forecast | Units | 0 | 0 | 0 | 0 | 0 | 0 | 0 | 0 | 0 | 0 | 0 | 0 | 0 | 0 | 0 | 0 | 0 | 0 | 0 | 0 | 0 | 0 | 0 | 0 | 0 | 0 | 0 | 0 | 0 | 0
F2_Residential_CZ1 - Single Family_Existing_Miscellaneous_Natural Gas_Miscellaneous_Codes & Standards Forecast | F2 | Residential | CZ1 - Single Family | Existing | Miscellaneous | Natural Gas | Miscellaneous | Codes & Standards Forecast | Usage (MMtherm) | 0 | 0 | 0 | 0 | 0 | 0 | 0 | 0 | 0 | 0 | 0 | 0 | 0 | 0 | 0 | 0 | 0 | 0 | 0 | 0 | 0 | 0 | 0 | 0 | 0 | 0 | 0 | 0 | 0 | 0
F3_Residential_CZ1 - Single Family_Existing_Miscellaneous_Natural Gas_Miscellaneous_Codes & Standards Forecast | F3 | Residential | CZ1 - Single Family | Existing | Miscellaneous | Natural Gas | Miscellaneous | Codes & Standards Forecast | Peak Demand (S) | 0 | 0 | 0 | 0 | 0 | 0 | 0 | 0 | 0 | 0 | 0 | 0 | 0 | 0 | 0 | 0 | 0 | 0 | 0 | 0 | 0 | 0 | 0 | 0 | 0 | 0 | 0 | 0 | 0 | 0
F4_Residential_CZ1 - Single Family_Existing_Miscellaneous_Natural Gas_Miscellaneous_Codes & Standards Forecast | F4 | Residential | CZ1 - Single Family | Existing | Miscellaneous | Natural Gas | Miscellaneous | Codes & Standards Forecast | Peak Demand (W) | 0 | 0 | 0 | 0 | 0 | 0 | 0 | 0 | 0 | 0 | 0 | 0 | 0 | 0 | 0 | 0 | 0 | 0 | 0 | 0 | 0 | 0 | 0 | 0 | 0 | 0 | 0 | 0 | 0 | 0
F5_Residential_CZ1 - Single Family_Existing_Miscellaneous_Natural Gas_Miscellaneous_Codes & Standards Forecast | F5 | Residential | CZ1 - Single Family | Existing | Miscellaneous | Natural Gas | Miscellaneous | Codes & Standards Forecast | Turnover | 0 | 0 | 0 | 0 | 0 | 0 | 0 | 0 | 0 | 0 | 0 | 0 | 0 | 0 | 0 | 0 | 0 | 0 | 0 | 0 | 0 | 0 | 0 | 0 | 0 | 0 | 0 | 0 | 0 | 0
F6_Residential_CZ1 - Single Family_Existing_Miscellaneous_Natural Gas_Miscellaneous_Codes & Standards Forecast | F6 | Residential | CZ1 - Single Family | Existing | Miscellaneous | Natural Gas | Miscellaneous | Codes & Standards Forecast | Avg. Replacement Usage | 0 | 0 | 0 | 0 | 0 | 0 | 0 | 0 | 0 | 0 | 0 | 0 | 0 | 0 | 0 | 0 | 0 | 0 | 0 | 0 | 0 | 0 | 0 | 0 | 0 | 0 | 0 | 0 | 0 | 0
F7_Residential_CZ1 - Single Family_Existing_Miscellaneous_Natural Gas_Miscellaneous_Codes & Standards Forecast | F7 | Residential | CZ1 - Single Family | Existing | Miscellaneous | Natural Gas | Miscellaneous | Codes & Standards Forecast | Avg. Replacement Demand (S) | 0 | 0 | 0 | 0 | 0 | 0 | 0 | 0 | 0 | 0 | 0 | 0 | 0 | 0 | 0 | 0 | 0 | 0 | 0 | 0 | 0 | 0 | 0 | 0 | 0 | 0 | 0 | 0 | 0 | 0
F8_Residential_CZ1 - Single Family_Existing_Miscellaneous_Natural Gas_Miscellaneous_Codes & Standards Forecast | F8 | Residential | CZ1 - Single Family | Existing | Miscellaneous | Natural Gas | Miscellaneous | Codes & Standards Forecast | Avg. Replacement Demand (W) | 0 | 0 | 0 | 0 | 0 | 0 | 0 | 0 | 0 | 0 | 0 | 0 | 0 | 0 | 0 | 0 | 0 | 0 | 0 | 0 | 0 | 0 | 0 | 0 | 0 | 0 | 0 | 0 | 0 | 0
F1_Residential_CZ1 - Single Family_New_Space Heating_Natural Gas_Furnace - Direct Fuel_Codes & Standards Forecast | F1 | Residential | CZ1 - Single Family | New | Space Heating | Natural Gas | Furnace - Direct Fuel | Codes & Standards Forecast | Units | 0 | 0 | 0 | 0 | 0 | 0 | 0 | 0 | 0 | 0 | 0 | 0 | 0 | 0 | 0 | 0 | 0 | 0 | 0 | 0 | 0 | 0 | 0 | 0 | 0 | 0 | 0 | 0 | 0 | 0
F2_Residential_CZ1 - Single Family_New_Space Heating_Natural Gas_Furnace - Direct Fuel_Codes & Standards Forecast | F2 | Residential | CZ1 - Single Family | New | Space Heating | Natural Gas | Furnace - Direct Fuel | Codes & Standards Forecast | Usage (MMtherm) | 0 | 0 | 0 | 0 | 0 | 0 | 0 | 0 | 0 | 0 | 0 | 0 | 0 | 0 | 0 | 0 | 0 | 0 | 0 | 0 | 0 | 0 | 0 | 0 | 0 | 0 | 0 | 0 | 0 | 0
F3_Residential_CZ1 - Single Family_New_Space Heating_Natural Gas_Furnace - Direct Fuel_Codes & Standards Forecast | F3 | Residential | CZ1 - Single Family | New | Space Heating | Natural Gas | Furnace - Direct Fuel | Codes & Standards Forecast | Peak Demand (S) | 0 | 0 | 0 | 0 | 0 | 0 | 0 | 0 | 0 | 0 | 0 | 0 | 0 | 0 | 0 | 0 | 0 | 0 | 0 | 0 | 0 | 0 | 0 | 0 | 0 | 0 | 0 | 0 | 0 | 0
F4_Residential_CZ1 - Single Family_New_Space Heating_Natural Gas_Furnace - Direct Fuel_Codes & Standards Forecast | F4 | Residential | CZ1 - Single Family | New | Space Heating | Natural Gas | Furnace - Direct Fuel | Codes & Standards Forecast | Peak Demand (W) | 0 | 0 | 0 | 0 | 0 | 0 | 0 | 0 | 0 | 0 | 0 | 0 | 0 | 0 | 0 | 0 | 0 | 0 | 0 | 0 | 0 | 0 | 0 | 0 | 0 | 0 | 0 | 0 | 0 | 0
F5_Residential_CZ1 - Single Family_New_Space Heating_Natural Gas_Furnace - Direct Fuel_Codes & Standards Forecast | F5 | Residential | CZ1 - Single Family | New | Space Heating | Natural Gas | Furnace - Direct Fuel | Codes & Standards Forecast | Turnover | 0 | 0 | 0 | 0 | 0 | 0 | 0 | 0 | 0 | 0 | 0 | 0 | 0 | 0 | 0 | 0 | 0 | 0 | 0 | 0 | 0 | 0 | 0 | 0 | 0 | 0 | 0 | 0 | 0 | 0
F6_Residential_CZ1 - Single Family_New_Space Heating_Natural Gas_Furnace - Direct Fuel_Codes & Standards Forecast | F6 | Residential | CZ1 - Single Family | New | Space Heating | Natural Gas | Furnace - Direct Fuel | Codes & Standards Forecast | Avg. Replacement Usage | 0 | 0 | 0 | 0 | 0 | 0 | 0 | 0 | 0 | 0 | 0 | 0 | 0 | 0 | 0 | 0 | 0 | 0 | 0 | 0 | 0 | 0 | 0 | 0 | 0 | 0 | 0 | 0 | 0 | 0
F7_Residential_CZ1 - Single Family_New_Space Heating_Natural Gas_Furnace - Direct Fuel_Codes & Standards Forecast | F7 | Residential | CZ1 - Single Family | New | Space Heating | Natural Gas | Furnace - Direct Fuel | Codes & Standards Forecast | Avg. Replacement Demand (S) | 0 | 0 | 0 | 0 | 0 | 0 | 0 | 0 | 0 | 0 | 0 | 0 | 0 | 0 | 0 | 0 | 0 | 0 | 0 | 0 | 0 | 0 | 0 | 0 | 0 | 0 | 0 | 0 | 0 | 0
F8_Residential_CZ1 - Single Family_New_Space Heating_Natural Gas_Furnace - Direct Fuel_Codes & Standards Forecast | F8 | Residential | CZ1 - Single Family | New | Space Heating | Natural Gas | Furnace - Direct Fuel | Codes & Standards Forecast | Avg. Replacement Demand (W) | 0 | 0 | 0 | 0 | 0 | 0 | 0 | 0 | 0 | 0 | 0 | 0 | 0 | 0 | 0 | 0 | 0 | 0 | 0 | 0 | 0 | 0 | 0 | 0 | 0 | 0 | 0 | 0 | 0 | 0
F1_Residential_CZ1 - Single Family_New_Space Heating_Natural Gas_Boiler - Direct Fuel_Codes & Standards Forecast | F1 | Residential | CZ1 - Single Family | New | Space Heating | Natural Gas | Boiler - Direct Fuel | Codes & Standards Forecast | Units | 0 | 0 | 0 | 0 | 0 | 0 | 0 | 0 | 0 | 0 | 0 | 0 | 0 | 0 | 0 | 0 | 0 | 0 | 0 | 0 | 0 | 0 | 0 | 0 | 0 | 0 | 0 | 0 | 0 | 0
F2_Residential_CZ1 - Single Family_New_Space Heating_Natural Gas_Boiler - Direct Fuel_Codes & Standards Forecast | F2 | Residential | CZ1 - Single Family | New | Space Heating | Natural Gas | Boiler - Direct Fuel | Codes & Standards Forecast | Usage (MMtherm) | 0 | 0 | 0 | 0 | 0 | 0 | 0 | 0 | 0 | 0 | 0 | 0 | 0 | 0 | 0 | 0 | 0 | 0 | 0 | 0 | 0 | 0 | 0 | 0 | 0 | 0 | 0 | 0 | 0 | 0
F3_Residential_CZ1 - Single Family_New_Space Heating_Natural Gas_Boiler - Direct Fuel_Codes & Standards Forecast | F3 | Residential | CZ1 - Single Family | New | Space Heating | Natural Gas | Boiler - Direct Fuel | Codes & Standards Forecast | Peak Demand (S) | 0 | 0 | 0 | 0 | 0 | 0 | 0 | 0 | 0 | 0 | 0 | 0 | 0 | 0 | 0 | 0 | 0 | 0 | 0 | 0 | 0 | 0 | 0 | 0 | 0 | 0 | 0 | 0 | 0 | 0
F4_Residential_CZ1 - Single Family_New_Space Heating_Natural Gas_Boiler - Direct Fuel_Codes & Standards Forecast | F4 | Residential | CZ1 - Single Family | New | Space Heating | Natural Gas | Boiler - Direct Fuel | Codes & Standards Forecast | Peak Demand (W) | 0 | 0 | 0 | 0 | 0 | 0 | 0 | 0 | 0 | 0 | 0 | 0 | 0 | 0 | 0 | 0 | 0 | 0 | 0 | 0 | 0 | 0 | 0 | 0 | 0 | 0 | 0 | 0 | 0 | 0
F5_Residential_CZ1 - Single Family_New_Space Heating_Natural Gas_Boiler - Direct Fuel_Codes & Standards Forecast | F5 | Residential | CZ1 - Single Family | New | Space Heating | Natural Gas | Boiler - Direct Fuel | Codes & Standards Forecast | Turnover | 0 | 0 | 0 | 0 | 0 | 0 | 0 | 0 | 0 | 0 | 0 | 0 | 0 | 0 | 0 | 0 | 0 | 0 | 0 | 0 | 0 | 0 | 0 | 0 | 0 | 0 | 0 | 0 | 0 | 0
F6_Residential_CZ1 - Single Family_New_Space Heating_Natural Gas_Boiler - Direct Fuel_Codes & Standards Forecast | F6 | Residential | CZ1 - Single Family | New | Space Heating | Natural Gas | Boiler - Direct Fuel | Codes & Standards Forecast | Avg. Replacement Usage | 0 | 0 | 0 | 0 | 0 | 0 | 0 | 0 | 0 | 0 | 0 | 0 | 0 | 0 | 0 | 0 | 0 | 0 | 0 | 0 | 0 | 0 | 0 | 0 | 0 | 0 | 0 | 0 | 0 | 0
F7_Residential_CZ1 - Single Family_New_Space Heating_Natural Gas_Boiler - Direct Fuel_Codes & Standards Forecast | F7 | Residential | CZ1 - Single Family | New | Space Heating | Natural Gas | Boiler - Direct Fuel | Codes & Standards Forecast | Avg. Replacement Demand (S) | 0 | 0 | 0 | 0 | 0 | 0 | 0 | 0 | 0 | 0 | 0 | 0 | 0 | 0 | 0 | 0 | 0 | 0 | 0 | 0 | 0 | 0 | 0 | 0 | 0 | 0 | 0 | 0 | 0 | 0
F8_Residential_CZ1 - Single Family_New_Space Heating_Natural Gas_Boiler - Direct Fuel_Codes & Standards Forecast | F8 | Residential | CZ1 - Single Family | New | Space Heating | Natural Gas | Boiler - Direct Fuel | Codes & Standards Forecast | Avg. Replacement Demand (W) | 0 | 0 | 0 | 0 | 0 | 0 | 0 | 0 | 0 | 0 | 0 | 0 | 0 | 0 | 0 | 0 | 0 | 0 | 0 | 0 | 0 | 0 | 0 | 0 | 0 | 0 | 0 | 0 | 0 | 0
F1_Residential_CZ1 - Single Family_New_Secondary Heating_Natural Gas_Fireplace_Codes & Standards Forecast | F1 | Residential | CZ1 - Single Family | New | Secondary Heating | Natural Gas | Fireplace | Codes & Standards Forecast | Units | 0 | 0 | 0 | 0 | 0 | 0 | 0 | 0 | 0 | 0 | 0 | 0 | 0 | 0 | 0 | 0 | 0 | 0 | 0 | 0 | 0 | 0 | 0 | 0 | 0 | 0 | 0 | 0 | 0 | 0
F2_Residential_CZ1 - Single Family_New_Secondary Heating_Natural Gas_Fireplace_Codes & Standards Forecast | F2 | Residential | CZ1 - Single Family | New | Secondary Heating | Natural Gas | Fireplace | Codes & Standards Forecast | Usage (MMtherm) | 0 | 0 | 0 | 0 | 0 | 0 | 0 | 0 | 0 | 0 | 0 | 0 | 0 | 0 | 0 | 0 | 0 | 0 | 0 | 0 | 0 | 0 | 0 | 0 | 0 | 0 | 0 | 0 | 0 | 0
F3_Residential_CZ1 - Single Family_New_Secondary Heating_Natural Gas_Fireplace_Codes & Standards Forecast | F3 | Residential | CZ1 - Single Family | New | Secondary Heating | Natural Gas | Fireplace | Codes & Standards Forecast | Peak Demand (S) | 0 | 0 | 0 | 0 | 0 | 0 | 0 | 0 | 0 | 0 | 0 | 0 | 0 | 0 | 0 | 0 | 0 | 0 | 0 | 0 | 0 | 0 | 0 | 0 | 0 | 0 | 0 | 0 | 0 | 0
F4_Residential_CZ1 - Single Family_New_Secondary Heating_Natural Gas_Fireplace_Codes & Standards Forecast | F4 | Residential | CZ1 - Single Family | New | Secondary Heating | Natural Gas | Fireplace | Codes & Standards Forecast | Peak Demand (W) | 0 | 0 | 0 | 0 | 0 | 0 | 0 | 0 | 0 | 0 | 0 | 0 | 0 | 0 | 0 | 0 | 0 | 0 | 0 | 0 | 0 | 0 | 0 | 0 | 0 | 0 | 0 | 0 | 0 | 0
F5_Residential_CZ1 - Single Family_New_Secondary Heating_Natural Gas_Fireplace_Codes & Standards Forecast | F5 | Residential | CZ1 - Single Family | New | Secondary Heating | Natural Gas | Fireplace | Codes & Standards Forecast | Turnover | 0 | 0 | 0 | 0 | 0 | 0 | 0 | 0 | 0 | 0 | 0 | 0 | 0 | 0 | 0 | 0 | 0 | 0 | 0 | 0 | 0 | 0 | 0 | 0 | 0 | 0 | 0 | 0 | 0 | 0
F6_Residential_CZ1 - Single Family_New_Secondary Heating_Natural Gas_Fireplace_Codes & Standards Forecast | F6 | Residential | CZ1 - Single Family | New | Secondary Heating | Natural Gas | Fireplace | Codes & Standards Forecast | Avg. Replacement Usage | 0 | 0 | 0 | 0 | 0 | 0 | 0 | 0 | 0 | 0 | 0 | 0 | 0 | 0 | 0 | 0 | 0 | 0 | 0 | 0 | 0 | 0 | 0 | 0 | 0 | 0 | 0 | 0 | 0 | 0
F7_Residential_CZ1 - Single Family_New_Secondary Heating_Natural Gas_Fireplace_Codes & Standards Forecast | F7 | Residential | CZ1 - Single Family | New | Secondary Heating | Natural Gas | Fireplace | Codes & Standards Forecast | Avg. Replacement Demand (S) | 0 | 0 | 0 | 0 | 0 | 0 | 0 | 0 | 0 | 0 | 0 | 0 | 0 | 0 | 0 | 0 | 0 | 0 | 0 | 0 | 0 | 0 | 0 | 0 | 0 | 0 | 0 | 0 | 0 | 0
F8_Residential_CZ1 - Single Family_New_Secondary Heating_Natural Gas_Fireplace_Codes & Standards Forecast | F8 | Residential | CZ1 - Single Family | New | Secondary Heating | Natural Gas | Fireplace | Codes & Standards Forecast | Avg. Replacement Demand (W) | 0 | 0 | 0 | 0 | 0 | 0 | 0 | 0 | 0 | 0 | 0 | 0 | 0 | 0 | 0 | 0 | 0 | 0 | 0 | 0 | 0 | 0 | 0 | 0 | 0 | 0 | 0 | 0 | 0 | 0
F1_Residential_CZ1 - Single Family_New_Water Heating_Natural Gas_Water Heater <= 55 gal._Codes & Standards Forecast | F1 | Residential | CZ1 - Single Family | New | Water Heating | Natural Gas | Water Heater <= 55 gal. | Codes & Standards Forecast | Units | 0 | 0 | 0 | 0 | 0 | 0 | 0 | 0 | 0 | 0 | 0 | 0 | 0 | 0 | 0 | 0 | 0 | 0 | 0 | 0 | 0 | 0 | 0 | 0 | 0 | 0 | 0 | 0 | 0 | 0
F2_Residential_CZ1 - Single Family_New_Water Heating_Natural Gas_Water Heater <= 55 gal._Codes & Standards Forecast | F2 | Residential | CZ1 - Single Family | New | Water Heating | Natural Gas | Water Heater <= 55 gal. | Codes & Standards Forecast | Usage (MMtherm) | 0 | 0 | 0 | 0 | 0 | 0 | 0 | 0 | 0 | 0 | 0 | 0 | 0 | 0 | 0 | 0 | 0 | 0 | 0 | 0 | 0 | 0 | 0 | 0 | 0 | 0 | 0 | 0 | 0 | 0
F3_Residential_CZ1 - Single Family_New_Water Heating_Natural Gas_Water Heater <= 55 gal._Codes & Standards Forecast | F3 | Residential | CZ1 - Single Family | New | Water Heating | Natural Gas | Water Heater <= 55 gal. | Codes & Standards Forecast | Peak Demand (S) | 0 | 0 | 0 | 0 | 0 | 0 | 0 | 0 | 0 | 0 | 0 | 0 | 0 | 0 | 0 | 0 | 0 | 0 | 0 | 0 | 0 | 0 | 0 | 0 | 0 | 0 | 0 | 0 | 0 | 0
F4_Residential_CZ1 - Single Family_New_Water Heating_Natural Gas_Water Heater <= 55 gal._Codes & Standards Forecast | F4 | Residential | CZ1 - Single Family | New | Water Heating | Natural Gas | Water Heater <= 55 gal. | Codes & Standards Forecast | Peak Demand (W) | 0 | 0 | 0 | 0 | 0 | 0 | 0 | 0 | 0 | 0 | 0 | 0 | 0 | 0 | 0 | 0 | 0 | 0 | 0 | 0 | 0 | 0 | 0 | 0 | 0 | 0 | 0 | 0 | 0 | 0
F5_Residential_CZ1 - Single Family_New_Water Heating_Natural Gas_Water Heater <= 55 gal._Codes & Standards Forecast | F5 | Residential | CZ1 - Single Family | New | Water Heating | Natural Gas | Water Heater <= 55 gal. | Codes & Standards Forecast | Turnover | 0 | 0 | 0 | 0 | 0 | 0 | 0 | 0 | 0 | 0 | 0 | 0 | 0 | 0 | 0 | 0 | 0 | 0 | 0 | 0 | 0 | 0 | 0 | 0 | 0 | 0 | 0 | 0 | 0 | 0
F6_Residential_CZ1 - Single Family_New_Water Heating_Natural Gas_Water Heater <= 55 gal._Codes & Standards Forecast | F6 | Residential | CZ1 - Single Family | New | Water Heating | Natural Gas | Water Heater <= 55 gal. | Codes & Standards Forecast | Avg. Replacement Usage | 0 | 0 | 0 | 0 | 0 | 0 | 0 | 0 | 0 | 0 | 0 | 0 | 0 | 0 | 0 | 0 | 0 | 0 | 0 | 0 | 0 | 0 | 0 | 0 | 0 | 0 | 0 | 0 | 0 | 0
F7_Residential_CZ1 - Single Family_New_Water Heating_Natural Gas_Water Heater <= 55 gal._Codes & Standards Forecast | F7 | Residential | CZ1 - Single Family | New | Water Heating | Natural Gas | Water Heater <= 55 gal. | Codes & Standards Forecast | Avg. Replacement Demand (S) | 0 | 0 | 0 | 0 | 0 | 0 | 0 | 0 | 0 | 0 | 0 | 0 | 0 | 0 | 0 | 0 | 0 | 0 | 0 | 0 | 0 | 0 | 0 | 0 | 0 | 0 | 0 | 0 | 0 | 0
F8_Residential_CZ1 - Single Family_New_Water Heating_Natural Gas_Water Heater <= 55 gal._Codes & Standards Forecast | F8 | Residential | CZ1 - Single Family | New | Water Heating | Natural Gas | Water Heater <= 55 gal. | Codes & Standards Forecast | Avg. Replacement Demand (W) | 0 | 0 | 0 | 0 | 0 | 0 | 0 | 0 | 0 | 0 | 0 | 0 | 0 | 0 | 0 | 0 | 0 | 0 | 0 | 0 | 0 | 0 | 0 | 0 | 0 | 0 | 0 | 0 | 0 | 0
F1_Residential_CZ1 - Single Family_New_Water Heating_Natural Gas_Water Heater > 55 gal._Codes & Standards Forecast | F1 | Residential | CZ1 - Single Family | New | Water Heating | Natural Gas | Water Heater > 55 gal. | Codes & Standards Forecast | Units | 0 | 0 | 0 | 0 | 0 | 0 | 0 | 0 | 0 | 0 | 0 | 0 | 0 | 0 | 0 | 0 | 0 | 0 | 0 | 0 | 0 | 0 | 0 | 0 | 0 | 0 | 0 | 0 | 0 | 0
F2_Residential_CZ1 - Single Family_New_Water Heating_Natural Gas_Water Heater > 55 gal._Codes & Standards Forecast | F2 | Residential | CZ1 - Single Family | New | Water Heating | Natural Gas | Water Heater > 55 gal. | Codes & Standards Forecast | Usage (MMtherm) | 0 | 0 | 0 | 0 | 0 | 0 | 0 | 0 | 0 | 0 | 0 | 0 | 0 | 0 | 0 | 0 | 0 | 0 | 0 | 0 | 0 | 0 | 0 | 0 | 0 | 0 | 0 | 0 | 0 | 0
F3_Residential_CZ1 - Single Family_New_Water Heating_Natural Gas_Water Heater > 55 gal._Codes & Standards Forecast | F3 | Residential | CZ1 - Single Family | New | Water Heating | Natural Gas | Water Heater > 55 gal. | Codes & Standards Forecast | Peak Demand (S) | 0 | 0 | 0 | 0 | 0 | 0 | 0 | 0 | 0 | 0 | 0 | 0 | 0 | 0 | 0 | 0 | 0 | 0 | 0 | 0 | 0 | 0 | 0 | 0 | 0 | 0 | 0 | 0 | 0 | 0
F4_Residential_CZ1 - Single Family_New_Water Heating_Natural Gas_Water Heater > 55 gal._Codes & Standards Forecast | F4 | Residential | CZ1 - Single Family | New | Water Heating | Natural Gas | Water Heater > 55 gal. | Codes & Standards Forecast | Peak Demand (W) | 0 | 0 | 0 | 0 | 0 | 0 | 0 | 0 | 0 | 0 | 0 | 0 | 0 | 0 | 0 | 0 | 0 | 0 | 0 | 0 | 0 | 0 | 0 | 0 | 0 | 0 | 0 | 0 | 0 | 0
F5_Residential_CZ1 - Single Family_New_Water Heating_Natural Gas_Water Heater > 55 gal._Codes & Standards Forecast | F5 | Residential | CZ1 - Single Family | New | Water Heating | Natural Gas | Water Heater > 55 gal. | Codes & Standards Forecast | Turnover | 0 | 0 | 0 | 0 | 0 | 0 | 0 | 0 | 0 | 0 | 0 | 0 | 0 | 0 | 0 | 0 | 0 | 0 | 0 | 0 | 0 | 0 | 0 | 0 | 0 | 0 | 0 | 0 | 0 | 0
F6_Residential_CZ1 - Single Family_New_Water Heating_Natural Gas_Water Heater > 55 gal._Codes & Standards Forecast | F6 | Residential | CZ1 - Single Family | New | Water Heating | Natural Gas | Water Heater > 55 gal. | Codes & Standards Forecast | Avg. Replacement Usage | 0 | 0 | 0 | 0 | 0 | 0 | 0 | 0 | 0 | 0 | 0 | 0 | 0 | 0 | 0 | 0 | 0 | 0 | 0 | 0 | 0 | 0 | 0 | 0 | 0 | 0 | 0 | 0 | 0 | 0
F7_Residential_CZ1 - Single Family_New_Water Heating_Natural Gas_Water Heater > 55 gal._Codes & Standards Forecast | F7 | Residential | CZ1 - Single Family | New | Water Heating | Natural Gas | Water Heater > 55 gal. | Codes & Standards Forecast | Avg. Replacement Demand (S) | 0 | 0 | 0 | 0 | 0 | 0 | 0 | 0 | 0 | 0 | 0 | 0 | 0 | 0 | 0 | 0 | 0 | 0 | 0 | 0 | 0 | 0 | 0 | 0 | 0 | 0 | 0 | 0 | 0 | 0
F8_Residential_CZ1 - Single Family_New_Water Heating_Natural Gas_Water Heater > 55 gal._Codes & Standards Forecast | F8 | Residential | CZ1 - Single Family | New | Water Heating | Natural Gas | Water Heater > 55 gal. | Codes & Standards Forecast | Avg. Replacement Demand (W) | 0 | 0 | 0 | 0 | 0 | 0 | 0 | 0 | 0 | 0 | 0 | 0 | 0 | 0 | 0 | 0 | 0 | 0 | 0 | 0 | 0 | 0 | 0 | 0 | 0 | 0 | 0 | 0 | 0 | 0
F1_Residential_CZ1 - Single Family_New_Appliances_Natural Gas_Clothes Dryer_Codes & Standards Forecast | F1 | Residential | CZ1 - Single Family | New | Appliances | Natural Gas | Clothes Dryer | Codes & Standards Forecast | Units | 0 | 0 | 0 | 0 | 0 | 0 | 0 | 0 | 0 | 0 | 0 | 0 | 0 | 0 | 0 | 0 | 0 | 0 | 0 | 0 | 0 | 0 | 0 | 0 | 0 | 0 | 0 | 0 | 0 | 0
F2_Residential_CZ1 - Single Family_New_Appliances_Natural Gas_Clothes Dryer_Codes & Standards Forecast | F2 | Residential | CZ1 - Single Family | New | Appliances | Natural Gas | Clothes Dryer | Codes & Standards Forecast | Usage (MMtherm) | 0 | 0 | 0 | 0 | 0 | 0 | 0 | 0 | 0 | 0 | 0 | 0 | 0 | 0 | 0 | 0 | 0 | 0 | 0 | 0 | 0 | 0 | 0 | 0 | 0 | 0 | 0 | 0 | 0 | 0
F3_Residential_CZ1 - Single Family_New_Appliances_Natural Gas_Clothes Dryer_Codes & Standards Forecast | F3 | Residential | CZ1 - Single Family | New | Appliances | Natural Gas | Clothes Dryer | Codes & Standards Forecast | Peak Demand (S) | 0 | 0 | 0 | 0 | 0 | 0 | 0 | 0 | 0 | 0 | 0 | 0 | 0 | 0 | 0 | 0 | 0 | 0 | 0 | 0 | 0 | 0 | 0 | 0 | 0 | 0 | 0 | 0 | 0 | 0
F4_Residential_CZ1 - Single Family_New_Appliances_Natural Gas_Clothes Dryer_Codes & Standards Forecast | F4 | Residential | CZ1 - Single Family | New | Appliances | Natural Gas | Clothes Dryer | Codes & Standards Forecast | Peak Demand (W) | 0 | 0 | 0 | 0 | 0 | 0 | 0 | 0 | 0 | 0 | 0 | 0 | 0 | 0 | 0 | 0 | 0 | 0 | 0 | 0 | 0 | 0 | 0 | 0 | 0 | 0 | 0 | 0 | 0 | 0
F5_Residential_CZ1 - Single Family_New_Appliances_Natural Gas_Clothes Dryer_Codes & Standards Forecast | F5 | Residential | CZ1 - Single Family | New | Appliances | Natural Gas | Clothes Dryer | Codes & Standards Forecast | Turnover | 0 | 0 | 0 | 0 | 0 | 0 | 0 | 0 | 0 | 0 | 0 | 0 | 0 | 0 | 0 | 0 | 0 | 0 | 0 | 0 | 0 | 0 | 0 | 0 | 0 | 0 | 0 | 0 | 0 | 0
F6_Residential_CZ1 - Single Family_New_Appliances_Natural Gas_Clothes Dryer_Codes & Standards Forecast | F6 | Residential | CZ1 - Single Family | New | Appliances | Natural Gas | Clothes Dryer | Codes & Standards Forecast | Avg. Replacement Usage | 0 | 0 | 0 | 0 | 0 | 0 | 0 | 0 | 0 | 0 | 0 | 0 | 0 | 0 | 0 | 0 | 0 | 0 | 0 | 0 | 0 | 0 | 0 | 0 | 0 | 0 | 0 | 0 | 0 | 0
F7_Residential_CZ1 - Single Family_New_Appliances_Natural Gas_Clothes Dryer_Codes & Standards Forecast | F7 | Residential | CZ1 - Single Family | New | Appliances | Natural Gas | Clothes Dryer | Codes & Standards Forecast | Avg. Replacement Demand (S) | 0 | 0 | 0 | 0 | 0 | 0 | 0 | 0 | 0 | 0 | 0 | 0 | 0 | 0 | 0 | 0 | 0 | 0 | 0 | 0 | 0 | 0 | 0 | 0 | 0 | 0 | 0 | 0 | 0 | 0
F8_Residential_CZ1 - Single Family_New_Appliances_Natural Gas_Clothes Dryer_Codes & Standards Forecast | F8 | Residential | CZ1 - Single Family | New | Appliances | Natural Gas | Clothes Dryer | Codes & Standards Forecast | Avg. Replacement Demand (W) | 0 | 0 | 0 | 0 | 0 | 0 | 0 | 0 | 0 | 0 | 0 | 0 | 0 | 0 | 0 | 0 | 0 | 0 | 0 | 0 | 0 | 0 | 0 | 0 | 0 | 0 | 0 | 0 | 0 | 0
F1_Residential_CZ1 - Single Family_New_Appliances_Natural Gas_Stove/Oven_Codes & Standards Forecast | F1 | Residential | CZ1 - Single Family | New | Appliances | Natural Gas | Stove/Oven | Codes & Standards Forecast | Units | 0 | 0 | 0 | 0 | 0 | 0 | 0 | 0 | 0 | 0 | 0 | 0 | 0 | 0 | 0 | 0 | 0 | 0 | 0 | 0 | 0 | 0 | 0 | 0 | 0 | 0 | 0 | 0 | 0 | 0
F2_Residential_CZ1 - Single Family_New_Appliances_Natural Gas_Stove/Oven_Codes & Standards Forecast | F2 | Residential | CZ1 - Single Family | New | Appliances | Natural Gas | Stove/Oven | Codes & Standards Forecast | Usage (MMtherm) | 0 | 0 | 0 | 0 | 0 | 0 | 0 | 0 | 0 | 0 | 0 | 0 | 0 | 0 | 0 | 0 | 0 | 0 | 0 | 0 | 0 | 0 | 0 | 0 | 0 | 0 | 0 | 0 | 0 | 0
F3_Residential_CZ1 - Single Family_New_Appliances_Natural Gas_Stove/Oven_Codes & Standards Forecast | F3 | Residential | CZ1 - Single Family | New | Appliances | Natural Gas | Stove/Oven | Codes & Standards Forecast | Peak Demand (S) | 0 | 0 | 0 | 0 | 0 | 0 | 0 | 0 | 0 | 0 | 0 | 0 | 0 | 0 | 0 | 0 | 0 | 0 | 0 | 0 | 0 | 0 | 0 | 0 | 0 | 0 | 0 | 0 | 0 | 0
F4_Residential_CZ1 - Single Family_New_Appliances_Natural Gas_Stove/Oven_Codes & Standards Forecast | F4 | Residential | CZ1 - Single Family | New | Appliances | Natural Gas | Stove/Oven | Codes & Standards Forecast | Peak Demand (W) | 0 | 0 | 0 | 0 | 0 | 0 | 0 | 0 | 0 | 0 | 0 | 0 | 0 | 0 | 0 | 0 | 0 | 0 | 0 | 0 | 0 | 0 | 0 | 0 | 0 | 0 | 0 | 0 | 0 | 0
F5_Residential_CZ1 - Single Family_New_Appliances_Natural Gas_Stove/Oven_Codes & Standards Forecast | F5 | Residential | CZ1 - Single Family | New | Appliances | Natural Gas | Stove/Oven | Codes & Standards Forecast | Turnover | 0 | 0 | 0 | 0 | 0 | 0 | 0 | 0 | 0 | 0 | 0 | 0 | 0 | 0 | 0 | 0 | 0 | 0 | 0 | 0 | 0 | 0 | 0 | 0 | 0 | 0 | 0 | 0 | 0 | 0
F6_Residential_CZ1 - Single Family_New_Appliances_Natural Gas_Stove/Oven_Codes & Standards Forecast | F6 | Residential | CZ1 - Single Family | New | Appliances | Natural Gas | Stove/Oven | Codes & Standards Forecast | Avg. Replacement Usage | 0 | 0 | 0 | 0 | 0 | 0 | 0 | 0 | 0 | 0 | 0 | 0 | 0 | 0 | 0 | 0 | 0 | 0 | 0 | 0 | 0 | 0 | 0 | 0 | 0 | 0 | 0 | 0 | 0 | 0
F7_Residential_CZ1 - Single Family_New_Appliances_Natural Gas_Stove/Oven_Codes & Standards Forecast | F7 | Residential | CZ1 - Single Family | New | Appliances | Natural Gas | Stove/Oven | Codes & Standards Forecast | Avg. Replacement Demand (S) | 0 | 0 | 0 | 0 | 0 | 0 | 0 | 0 | 0 | 0 | 0 | 0 | 0 | 0 | 0 | 0 | 0 | 0 | 0 | 0 | 0 | 0 | 0 | 0 | 0 | 0 | 0 | 0 | 0 | 0
F8_Residential_CZ1 - Single Family_New_Appliances_Natural Gas_Stove/Oven_Codes & Standards Forecast | F8 | Residential | CZ1 - Single Family | New | Appliances | Natural Gas | Stove/Oven | Codes & Standards Forecast | Avg. Replacement Demand (W) | 0 | 0 | 0 | 0 | 0 | 0 | 0 | 0 | 0 | 0 | 0 | 0 | 0 | 0 | 0 | 0 | 0 | 0 | 0 | 0 | 0 | 0 | 0 | 0 | 0 | 0 | 0 | 0 | 0 | 0
F1_Residential_CZ1 - Single Family_New_Miscellaneous_Natural Gas_Pool Heater_Codes & Standards Forecast | F1 | Residential | CZ1 - Single Family | New | Miscellaneous | Natural Gas | Pool Heater | Codes & Standards Forecast | Units | 0 | 0 | 0 | 0 | 0 | 0 | 0 | 0 | 0 | 0 | 0 | 0 | 0 | 0 | 0 | 0 | 0 | 0 | 0 | 0 | 0 | 0 | 0 | 0 | 0 | 0 | 0 | 0 | 0 | 0
F2_Residential_CZ1 - Single Family_New_Miscellaneous_Natural Gas_Pool Heater_Codes & Standards Forecast | F2 | Residential | CZ1 - Single Family | New | Miscellaneous | Natural Gas | Pool Heater | Codes & Standards Forecast | Usage (MMtherm) | 0 | 0 | 0 | 0 | 0 | 0 | 0 | 0 | 0 | 0 | 0 | 0 | 0 | 0 | 0 | 0 | 0 | 0 | 0 | 0 | 0 | 0 | 0 | 0 | 0 | 0 | 0 | 0 | 0 | 0
F3_Residential_CZ1 - Single Family_New_Miscellaneous_Natural Gas_Pool Heater_Codes & Standards Forecast | F3 | Residential | CZ1 - Single Family | New | Miscellaneous | Natural Gas | Pool Heater | Codes & Standards Forecast | Peak Demand (S) | 0 | 0 | 0 | 0 | 0 | 0 | 0 | 0 | 0 | 0 | 0 | 0 | 0 | 0 | 0 | 0 | 0 | 0 | 0 | 0 | 0 | 0 | 0 | 0 | 0 | 0 | 0 | 0 | 0 | 0
F4_Residential_CZ1 - Single Family_New_Miscellaneous_Natural Gas_Pool Heater_Codes & Standards Forecast | F4 | Residential | CZ1 - Single Family | New | Miscellaneous | Natural Gas | Pool Heater | Codes & Standards Forecast | Peak Demand (W) | 0 | 0 | 0 | 0 | 0 | 0 | 0 | 0 | 0 | 0 | 0 | 0 | 0 | 0 | 0 | 0 | 0 | 0 | 0 | 0 | 0 | 0 | 0 | 0 | 0 | 0 | 0 | 0 | 0 | 0
F5_Residential_CZ1 - Single Family_New_Miscellaneous_Natural Gas_Pool Heater_Codes & Standards Forecast | F5 | Residential | CZ1 - Single Family | New | Miscellaneous | Natural Gas | Pool Heater | Codes & Standards Forecast | Turnover | 0 | 0 | 0 | 0 | 0 | 0 | 0 | 0 | 0 | 0 | 0 | 0 | 0 | 0 | 0 | 0 | 0 | 0 | 0 | 0 | 0 | 0 | 0 | 0 | 0 | 0 | 0 | 0 | 0 | 0
F6_Residential_CZ1 - Single Family_New_Miscellaneous_Natural Gas_Pool Heater_Codes & Standards Forecast | F6 | Residential | CZ1 - Single Family | New | Miscellaneous | Natural Gas | Pool Heater | Codes & Standards Forecast | Avg. Replacement Usage | 0 | 0 | 0 | 0 | 0 | 0 | 0 | 0 | 0 | 0 | 0 | 0 | 0 | 0 | 0 | 0 | 0 | 0 | 0 | 0 | 0 | 0 | 0 | 0 | 0 | 0 | 0 | 0 | 0 | 0
F7_Residential_CZ1 - Single Family_New_Miscellaneous_Natural Gas_Pool Heater_Codes & Standards Forecast | F7 | Residential | CZ1 - Single Family | New | Miscellaneous | Natural Gas | Pool Heater | Codes & Standards Forecast | Avg. Replacement Demand (S) | 0 | 0 | 0 | 0 | 0 | 0 | 0 | 0 | 0 | 0 | 0 | 0 | 0 | 0 | 0 | 0 | 0 | 0 | 0 | 0 | 0 | 0 | 0 | 0 | 0 | 0 | 0 | 0 | 0 | 0
F8_Residential_CZ1 - Single Family_New_Miscellaneous_Natural Gas_Pool Heater_Codes & Standards Forecast | F8 | Residential | CZ1 - Single Family | New | Miscellaneous | Natural Gas | Pool Heater | Codes & Standards Forecast | Avg. Replacement Demand (W) | 0 | 0 | 0 | 0 | 0 | 0 | 0 | 0 | 0 | 0 | 0 | 0 | 0 | 0 | 0 | 0 | 0 | 0 | 0 | 0 | 0 | 0 | 0 | 0 | 0 | 0 | 0 | 0 | 0 | 0
F1_Residential_CZ1 - Single Family_New_Miscellaneous_Natural Gas_Miscellaneous_Codes & Standards Forecast | F1 | Residential | CZ1 - Single Family | New | Miscellaneous | Natural Gas | Miscellaneous | Codes & Standards Forecast | Units | 0 | 0 | 0 | 0 | 0 | 0 | 0 | 0 | 0 | 0 | 0 | 0 | 0 | 0 | 0 | 0 | 0 | 0 | 0 | 0 | 0 | 0 | 0 | 0 | 0 | 0 | 0 | 0 | 0 | 0
F2_Residential_CZ1 - Single Family_New_Miscellaneous_Natural Gas_Miscellaneous_Codes & Standards Forecast | F2 | Residential | CZ1 - Single Family | New | Miscellaneous | Natural Gas | Miscellaneous | Codes & Standards Forecast | Usage (MMtherm) | 0 | 0 | 0 | 0 | 0 | 0 | 0 | 0 | 0 | 0 | 0 | 0 | 0 | 0 | 0 | 0 | 0 | 0 | 0 | 0 | 0 | 0 | 0 | 0 | 0 | 0 | 0 | 0 | 0 | 0
F3_Residential_CZ1 - Single Family_New_Miscellaneous_Natural Gas_Miscellaneous_Codes & Standards Forecast | F3 | Residential | CZ1 - Single Family | New | Miscellaneous | Natural Gas | Miscellaneous | Codes & Standards Forecast | Peak Demand (S) | 0 | 0 | 0 | 0 | 0 | 0 | 0 | 0 | 0 | 0 | 0 | 0 | 0 | 0 | 0 | 0 | 0 | 0 | 0 | 0 | 0 | 0 | 0 | 0 | 0 | 0 | 0 | 0 | 0 | 0
F4_Residential_CZ1 - Single Family_New_Miscellaneous_Natural Gas_Miscellaneous_Codes & Standards Forecast | F4 | Residential | CZ1 - Single Family | New | Miscellaneous | Natural Gas | Miscellaneous | Codes & Standards Forecast | Peak Demand (W) | 0 | 0 | 0 | 0 | 0 | 0 | 0 | 0 | 0 | 0 | 0 | 0 | 0 | 0 | 0 | 0 | 0 | 0 | 0 | 0 | 0 | 0 | 0 | 0 | 0 | 0 | 0 | 0 | 0 | 0
F5_Residential_CZ1 - Single Family_New_Miscellaneous_Natural Gas_Miscellaneous_Codes & Standards Forecast | F5 | Residential | CZ1 - Single Family | New | Miscellaneous | Natural Gas | Miscellaneous | Codes & Standards Forecast | Turnover | 0 | 0 | 0 | 0 | 0 | 0 | 0 | 0 | 0 | 0 | 0 | 0 | 0 | 0 | 0 | 0 | 0 | 0 | 0 | 0 | 0 | 0 | 0 | 0 | 0 | 0 | 0 | 0 | 0 | 0
F6_Residential_CZ1 - Single Family_New_Miscellaneous_Natural Gas_Miscellaneous_Codes & Standards Forecast | F6 | Residential | CZ1 - Single Family | New | Miscellaneous | Natural Gas | Miscellaneous | Codes & Standards Forecast | Avg. Replacement Usage | 0 | 0 | 0 | 0 | 0 | 0 | 0 | 0 | 0 | 0 | 0 | 0 | 0 | 0 | 0 | 0 | 0 | 0 | 0 | 0 | 0 | 0 | 0 | 0 | 0 | 0 | 0 | 0 | 0 | 0
F7_Residential_CZ1 - Single Family_New_Miscellaneous_Natural Gas_Miscellaneous_Codes & Standards Forecast | F7 | Residential | CZ1 - Single Family | New | Miscellaneous | Natural Gas | Miscellaneous | Codes & Standards Forecast | Avg. Replacement Demand (S) | 0 | 0 | 0 | 0 | 0 | 0 | 0 | 0 | 0 | 0 | 0 | 0 | 0 | 0 | 0 | 0 | 0 | 0 | 0 | 0 | 0 | 0 | 0 | 0 | 0 | 0 | 0 | 0 | 0 | 0
F8_Residential_CZ1 - Single Family_New_Miscellaneous_Natural Gas_Miscellaneous_Codes & Standards Forecast | F8 | Residential | CZ1 - Single Family | New | Miscellaneous | Natural Gas | Miscellaneous | Codes & Standards Forecast | Avg. Replacement Demand (W) | 0 | 0 | 0 | 0 | 0 | 0 | 0 | 0 | 0 | 0 | 0 | 0 | 0 | 0 | 0 | 0 | 0 | 0 | 0 | 0 | 0 | 0 | 0 | 0 | 0 | 0 | 0 | 0 | 0 | 0
F1_Residential_CZ1 - Multi Family_Existing_Space Heating_Natural Gas_Furnace - Direct Fuel_Codes & Standards Forecast | F1 | Residential | CZ1 - Multi Family | Existing | Space Heating | Natural Gas | Furnace - Direct Fuel | Codes & Standards Forecast | Units | 0 | 0 | 0 | 0 | 0 | 0 | 0 | 0 | 0 | 0 | 0 | 0 | 0 | 0 | 0 | 0 | 0 | 0 | 0 | 0 | 0 | 0 | 0 | 0 | 0 | 0 | 0 | 0 | 0 | 0
F2_Residential_CZ1 - Multi Family_Existing_Space Heating_Natural Gas_Furnace - Direct Fuel_Codes & Standards Forecast | F2 | Residential | CZ1 - Multi Family | Existing | Space Heating | Natural Gas | Furnace - Direct Fuel | Codes & Standards Forecast | Usage (MMtherm) | 0 | 0 | 0 | 0 | 0 | 0 | 0 | 0 | 0 | 0 | 0 | 0 | 0 | 0 | 0 | 0 | 0 | 0 | 0 | 0 | 0 | 0 | 0 | 0 | 0 | 0 | 0 | 0 | 0 | 0
F3_Residential_CZ1 - Multi Family_Existing_Space Heating_Natural Gas_Furnace - Direct Fuel_Codes & Standards Forecast | F3 | Residential | CZ1 - Multi Family | Existing | Space Heating | Natural Gas | Furnace - Direct Fuel | Codes & Standards Forecast | Peak Demand (S) | 0 | 0 | 0 | 0 | 0 | 0 | 0 | 0 | 0 | 0 | 0 | 0 | 0 | 0 | 0 | 0 | 0 | 0 | 0 | 0 | 0 | 0 | 0 | 0 | 0 | 0 | 0 | 0 | 0 | 0
F4_Residential_CZ1 - Multi Family_Existing_Space Heating_Natural Gas_Furnace - Direct Fuel_Codes & Standards Forecast | F4 | Residential | CZ1 - Multi Family | Existing | Space Heating | Natural Gas | Furnace - Direct Fuel | Codes & Standards Forecast | Peak Demand (W) | 0 | 0 | 0 | 0 | 0 | 0 | 0 | 0 | 0 | 0 | 0 | 0 | 0 | 0 | 0 | 0 | 0 | 0 | 0 | 0 | 0 | 0 | 0 | 0 | 0 | 0 | 0 | 0 | 0 | 0
F5_Residential_CZ1 - Multi Family_Existing_Space Heating_Natural Gas_Furnace - Direct Fuel_Codes & Standards Forecast | F5 | Residential | CZ1 - Multi Family | Existing | Space Heating | Natural Gas | Furnace - Direct Fuel | Codes & Standards Forecast | Turnover | 0 | 0 | 0 | 0 | 0 | 0 | 0 | 0 | 0 | 0 | 0 | 0 | 0 | 0 | 0 | 0 | 0 | 0 | 0 | 0 | 0 | 0 | 0 | 0 | 0 | 0 | 0 | 0 | 0 | 0
F6_Residential_CZ1 - Multi Family_Existing_Space Heating_Natural Gas_Furnace - Direct Fuel_Codes & Standards Forecast | F6 | Residential | CZ1 - Multi Family | Existing | Space Heating | Natural Gas | Furnace - Direct Fuel | Codes & Standards Forecast | Avg. Replacement Usage | 0 | 0 | 0 | 0 | 0 | 0 | 0 | 0 | 0 | 0 | 0 | 0 | 0 | 0 | 0 | 0 | 0 | 0 | 0 | 0 | 0 | 0 | 0 | 0 | 0 | 0 | 0 | 0 | 0 | 0
F7_Residential_CZ1 - Multi Family_Existing_Space Heating_Natural Gas_Furnace - Direct Fuel_Codes & Standards Forecast | F7 | Residential | CZ1 - Multi Family | Existing | Space Heating | Natural Gas | Furnace - Direct Fuel | Codes & Standards Forecast | Avg. Replacement Demand (S) | 0 | 0 | 0 | 0 | 0 | 0 | 0 | 0 | 0 | 0 | 0 | 0 | 0 | 0 | 0 | 0 | 0 | 0 | 0 | 0 | 0 | 0 | 0 | 0 | 0 | 0 | 0 | 0 | 0 | 0
F8_Residential_CZ1 - Multi Family_Existing_Space Heating_Natural Gas_Furnace - Direct Fuel_Codes & Standards Forecast | F8 | Residential | CZ1 - Multi Family | Existing | Space Heating | Natural Gas | Furnace - Direct Fuel | Codes & Standards Forecast | Avg. Replacement Demand (W) | 0 | 0 | 0 | 0 | 0 | 0 | 0 | 0 | 0 | 0 | 0 | 0 | 0 | 0 | 0 | 0 | 0 | 0 | 0 | 0 | 0 | 0 | 0 | 0 | 0 | 0 | 0 | 0 | 0 | 0
F1_Residential_CZ1 - Multi Family_Existing_Space Heating_Natural Gas_Boiler - Direct Fuel_Codes & Standards Forecast | F1 | Residential | CZ1 - Multi Family | Existing | Space Heating | Natural Gas | Boiler - Direct Fuel | Codes & Standards Forecast | Units | 0 | 0 | 0 | 0 | 0 | 0 | 0 | 0 | 0 | 0 | 0 | 0 | 0 | 0 | 0 | 0 | 0 | 0 | 0 | 0 | 0 | 0 | 0 | 0 | 0 | 0 | 0 | 0 | 0 | 0
F2_Residential_CZ1 - Multi Family_Existing_Space Heating_Natural Gas_Boiler - Direct Fuel_Codes & Standards Forecast | F2 | Residential | CZ1 - Multi Family | Existing | Space Heating | Natural Gas | Boiler - Direct Fuel | Codes & Standards Forecast | Usage (MMtherm) | 0 | 0 | 0 | 0 | 0 | 0 | 0 | 0 | 0 | 0 | 0 | 0 | 0 | 0 | 0 | 0 | 0 | 0 | 0 | 0 | 0 | 0 | 0 | 0 | 0 | 0 | 0 | 0 | 0 | 0
F3_Residential_CZ1 - Multi Family_Existing_Space Heating_Natural Gas_Boiler - Direct Fuel_Codes & Standards Forecast | F3 | Residential | CZ1 - Multi Family | Existing | Space Heating | Natural Gas | Boiler - Direct Fuel | Codes & Standards Forecast | Peak Demand (S) | 0 | 0 | 0 | 0 | 0 | 0 | 0 | 0 | 0 | 0 | 0 | 0 | 0 | 0 | 0 | 0 | 0 | 0 | 0 | 0 | 0 | 0 | 0 | 0 | 0 | 0 | 0 | 0 | 0 | 0
F4_Residential_CZ1 - Multi Family_Existing_Space Heating_Natural Gas_Boiler - Direct Fuel_Codes & Standards Forecast | F4 | Residential | CZ1 - Multi Family | Existing | Space Heating | Natural Gas | Boiler - Direct Fuel | Codes & Standards Forecast | Peak Demand (W) | 0 | 0 | 0 | 0 | 0 | 0 | 0 | 0 | 0 | 0 | 0 | 0 | 0 | 0 | 0 | 0 | 0 | 0 | 0 | 0 | 0 | 0 | 0 | 0 | 0 | 0 | 0 | 0 | 0 | 0
F5_Residential_CZ1 - Multi Family_Existing_Space Heating_Natural Gas_Boiler - Direct Fuel_Codes & Standards Forecast | F5 | Residential | CZ1 - Multi Family | Existing | Space Heating | Natural Gas | Boiler - Direct Fuel | Codes & Standards Forecast | Turnover | 0 | 0 | 0 | 0 | 0 | 0 | 0 | 0 | 0 | 0 | 0 | 0 | 0 | 0 | 0 | 0 | 0 | 0 | 0 | 0 | 0 | 0 | 0 | 0 | 0 | 0 | 0 | 0 | 0 | 0
F6_Residential_CZ1 - Multi Family_Existing_Space Heating_Natural Gas_Boiler - Direct Fuel_Codes & Standards Forecast | F6 | Residential | CZ1 - Multi Family | Existing | Space Heating | Natural Gas | Boiler - Direct Fuel | Codes & Standards Forecast | Avg. Replacement Usage | 0 | 0 | 0 | 0 | 0 | 0 | 0 | 0 | 0 | 0 | 0 | 0 | 0 | 0 | 0 | 0 | 0 | 0 | 0 | 0 | 0 | 0 | 0 | 0 | 0 | 0 | 0 | 0 | 0 | 0
F7_Residential_CZ1 - Multi Family_Existing_Space Heating_Natural Gas_Boiler - Direct Fuel_Codes & Standards Forecast | F7 | Residential | CZ1 - Multi Family | Existing | Space Heating | Natural Gas | Boiler - Direct Fuel | Codes & Standards Forecast | Avg. Replacement Demand (S) | 0 | 0 | 0 | 0 | 0 | 0 | 0 | 0 | 0 | 0 | 0 | 0 | 0 | 0 | 0 | 0 | 0 | 0 | 0 | 0 | 0 | 0 | 0 | 0 | 0 | 0 | 0 | 0 | 0 | 0
F8_Residential_CZ1 - Multi Family_Existing_Space Heating_Natural Gas_Boiler - Direct Fuel_Codes & Standards Forecast | F8 | Residential | CZ1 - Multi Family | Existing | Space Heating | Natural Gas | Boiler - Direct Fuel | Codes & Standards Forecast | Avg. Replacement Demand (W) | 0 | 0 | 0 | 0 | 0 | 0 | 0 | 0 | 0 | 0 | 0 | 0 | 0 | 0 | 0 | 0 | 0 | 0 | 0 | 0 | 0 | 0 | 0 | 0 | 0 | 0 | 0 | 0 | 0 | 0
F1_Residential_CZ1 - Multi Family_Existing_Secondary Heating_Natural Gas_Fireplace_Codes & Standards Forecast | F1 | Residential | CZ1 - Multi Family | Existing | Secondary Heating | Natural Gas | Fireplace | Codes & Standards Forecast | Units | 0 | 0 | 0 | 0 | 0 | 0 | 0 | 0 | 0 | 0 | 0 | 0 | 0 | 0 | 0 | 0 | 0 | 0 | 0 | 0 | 0 | 0 | 0 | 0 | 0 | 0 | 0 | 0 | 0 | 0
F2_Residential_CZ1 - Multi Family_Existing_Secondary Heating_Natural Gas_Fireplace_Codes & Standards Forecast | F2 | Residential | CZ1 - Multi Family | Existing | Secondary Heating | Natural Gas | Fireplace | Codes & Standards Forecast | Usage (MMtherm) | 0 | 0 | 0 | 0 | 0 | 0 | 0 | 0 | 0 | 0 | 0 | 0 | 0 | 0 | 0 | 0 | 0 | 0 | 0 | 0 | 0 | 0 | 0 | 0 | 0 | 0 | 0 | 0 | 0 | 0
F3_Residential_CZ1 - Multi Family_Existing_Secondary Heating_Natural Gas_Fireplace_Codes & Standards Forecast | F3 | Residential | CZ1 - Multi Family | Existing | Secondary Heating | Natural Gas | Fireplace | Codes & Standards Forecast | Peak Demand (S) | 0 | 0 | 0 | 0 | 0 | 0 | 0 | 0 | 0 | 0 | 0 | 0 | 0 | 0 | 0 | 0 | 0 | 0 | 0 | 0 | 0 | 0 | 0 | 0 | 0 | 0 | 0 | 0 | 0 | 0
F4_Residential_CZ1 - Multi Family_Existing_Secondary Heating_Natural Gas_Fireplace_Codes & Standards Forecast | F4 | Residential | CZ1 - Multi Family | Existing | Secondary Heating | Natural Gas | Fireplace | Codes & Standards Forecast | Peak Demand (W) | 0 | 0 | 0 | 0 | 0 | 0 | 0 | 0 | 0 | 0 | 0 | 0 | 0 | 0 | 0 | 0 | 0 | 0 | 0 | 0 | 0 | 0 | 0 | 0 | 0 | 0 | 0 | 0 | 0 | 0
F5_Residential_CZ1 - Multi Family_Existing_Secondary Heating_Natural Gas_Fireplace_Codes & Standards Forecast | F5 | Residential | CZ1 - Multi Family | Existing | Secondary Heating | Natural Gas | Fireplace | Codes & Standards Forecast | Turnover | 0 | 0 | 0 | 0 | 0 | 0 | 0 | 0 | 0 | 0 | 0 | 0 | 0 | 0 | 0 | 0 | 0 | 0 | 0 | 0 | 0 | 0 | 0 | 0 | 0 | 0 | 0 | 0 | 0 | 0
F6_Residential_CZ1 - Multi Family_Existing_Secondary Heating_Natural Gas_Fireplace_Codes & Standards Forecast | F6 | Residential | CZ1 - Multi Family | Existing | Secondary Heating | Natural Gas | Fireplace | Codes & Standards Forecast | Avg. Replacement Usage | 0 | 0 | 0 | 0 | 0 | 0 | 0 | 0 | 0 | 0 | 0 | 0 | 0 | 0 | 0 | 0 | 0 | 0 | 0 | 0 | 0 | 0 | 0 | 0 | 0 | 0 | 0 | 0 | 0 | 0
F7_Residential_CZ1 - Multi Family_Existing_Secondary Heating_Natural Gas_Fireplace_Codes & Standards Forecast | F7 | Residential | CZ1 - Multi Family | Existing | Secondary Heating | Natural Gas | Fireplace | Codes & Standards Forecast | Avg. Replacement Demand (S) | 0 | 0 | 0 | 0 | 0 | 0 | 0 | 0 | 0 | 0 | 0 | 0 | 0 | 0 | 0 | 0 | 0 | 0 | 0 | 0 | 0 | 0 | 0 | 0 | 0 | 0 | 0 | 0 | 0 | 0
F8_Residential_CZ1 - Multi Family_Existing_Secondary Heating_Natural Gas_Fireplace_Codes & Standards Forecast | F8 | Residential | CZ1 - Multi Family | Existing | Secondary Heating | Natural Gas | Fireplace | Codes & Standards Forecast | Avg. Replacement Demand (W) | 0 | 0 | 0 | 0 | 0 | 0 | 0 | 0 | 0 | 0 | 0 | 0 | 0 | 0 | 0 | 0 | 0 | 0 | 0 | 0 | 0 | 0 | 0 | 0 | 0 | 0 | 0 | 0 | 0 | 0
F1_Residential_CZ1 - Multi Family_Existing_Water Heating_Natural Gas_Water Heater <= 55 gal._Codes & Standards Forecast | F1 | Residential | CZ1 - Multi Family | Existing | Water Heating | Natural Gas | Water Heater <= 55 gal. | Codes & Standards Forecast | Units | 0 | 0 | 0 | 0 | 0 | 0 | 0 | 0 | 0 | 0 | 0 | 0 | 0 | 0 | 0 | 0 | 0 | 0 | 0 | 0 | 0 | 0 | 0 | 0 | 0 | 0 | 0 | 0 | 0 | 0
F2_Residential_CZ1 - Multi Family_Existing_Water Heating_Natural Gas_Water Heater <= 55 gal._Codes & Standards Forecast | F2 | Residential | CZ1 - Multi Family | Existing | Water Heating | Natural Gas | Water Heater <= 55 gal. | Codes & Standards Forecast | Usage (MMtherm) | 0 | 0 | 0 | 0 | 0 | 0 | 0 | 0 | 0 | 0 | 0 | 0 | 0 | 0 | 0 | 0 | 0 | 0 | 0 | 0 | 0 | 0 | 0 | 0 | 0 | 0 | 0 | 0 | 0 | 0
F3_Residential_CZ1 - Multi Family_Existing_Water Heating_Natural Gas_Water Heater <= 55 gal._Codes & Standards Forecast | F3 | Residential | CZ1 - Multi Family | Existing | Water Heating | Natural Gas | Water Heater <= 55 gal. | Codes & Standards Forecast | Peak Demand (S) | 0 | 0 | 0 | 0 | 0 | 0 | 0 | 0 | 0 | 0 | 0 | 0 | 0 | 0 | 0 | 0 | 0 | 0 | 0 | 0 | 0 | 0 | 0 | 0 | 0 | 0 | 0 | 0 | 0 | 0
F4_Residential_CZ1 - Multi Family_Existing_Water Heating_Natural Gas_Water Heater <= 55 gal._Codes & Standards Forecast | F4 | Residential | CZ1 - Multi Family | Existing | Water Heating | Natural Gas | Water Heater <= 55 gal. | Codes & Standards Forecast | Peak Demand (W) | 0 | 0 | 0 | 0 | 0 | 0 | 0 | 0 | 0 | 0 | 0 | 0 | 0 | 0 | 0 | 0 | 0 | 0 | 0 | 0 | 0 | 0 | 0 | 0 | 0 | 0 | 0 | 0 | 0 | 0
F5_Residential_CZ1 - Multi Family_Existing_Water Heating_Natural Gas_Water Heater <= 55 gal._Codes & Standards Forecast | F5 | Residential | CZ1 - Multi Family | Existing | Water Heating | Natural Gas | Water Heater <= 55 gal. | Codes & Standards Forecast | Turnover | 0 | 0 | 0 | 0 | 0 | 0 | 0 | 0 | 0 | 0 | 0 | 0 | 0 | 0 | 0 | 0 | 0 | 0 | 0 | 0 | 0 | 0 | 0 | 0 | 0 | 0 | 0 | 0 | 0 | 0
F6_Residential_CZ1 - Multi Family_Existing_Water Heating_Natural Gas_Water Heater <= 55 gal._Codes & Standards Forecast | F6 | Residential | CZ1 - Multi Family | Existing | Water Heating | Natural Gas | Water Heater <= 55 gal. | Codes & Standards Forecast | Avg. Replacement Usage | 0 | 0 | 0 | 0 | 0 | 0 | 0 | 0 | 0 | 0 | 0 | 0 | 0 | 0 | 0 | 0 | 0 | 0 | 0 | 0 | 0 | 0 | 0 | 0 | 0 | 0 | 0 | 0 | 0 | 0
F7_Residential_CZ1 - Multi Family_Existing_Water Heating_Natural Gas_Water Heater <= 55 gal._Codes & Standards Forecast | F7 | Residential | CZ1 - Multi Family | Existing | Water Heating | Natural Gas | Water Heater <= 55 gal. | Codes & Standards Forecast | Avg. Replacement Demand (S) | 0 | 0 | 0 | 0 | 0 | 0 | 0 | 0 | 0 | 0 | 0 | 0 | 0 | 0 | 0 | 0 | 0 | 0 | 0 | 0 | 0 | 0 | 0 | 0 | 0 | 0 | 0 | 0 | 0 | 0
F8_Residential_CZ1 - Multi Family_Existing_Water Heating_Natural Gas_Water Heater <= 55 gal._Codes & Standards Forecast | F8 | Residential | CZ1 - Multi Family | Existing | Water Heating | Natural Gas | Water Heater <= 55 gal. | Codes & Standards Forecast | Avg. Replacement Demand (W) | 0 | 0 | 0 | 0 | 0 | 0 | 0 | 0 | 0 | 0 | 0 | 0 | 0 | 0 | 0 | 0 | 0 | 0 | 0 | 0 | 0 | 0 | 0 | 0 | 0 | 0 | 0 | 0 | 0 | 0
F1_Residential_CZ1 - Multi Family_Existing_Water Heating_Natural Gas_Water Heater > 55 gal._Codes & Standards Forecast | F1 | Residential | CZ1 - Multi Family | Existing | Water Heating | Natural Gas | Water Heater > 55 gal. | Codes & Standards Forecast | Units | 0 | 0 | 0 | 0 | 0 | 0 | 0 | 0 | 0 | 0 | 0 | 0 | 0 | 0 | 0 | 0 | 0 | 0 | 0 | 0 | 0 | 0 | 0 | 0 | 0 | 0 | 0 | 0 | 0 | 0
F2_Residential_CZ1 - Multi Family_Existing_Water Heating_Natural Gas_Water Heater > 55 gal._Codes & Standards Forecast | F2 | Residential | CZ1 - Multi Family | Existing | Water Heating | Natural Gas | Water Heater > 55 gal. | Codes & Standards Forecast | Usage (MMtherm) | 0 | 0 | 0 | 0 | 0 | 0 | 0 | 0 | 0 | 0 | 0 | 0 | 0 | 0 | 0 | 0 | 0 | 0 | 0 | 0 | 0 | 0 | 0 | 0 | 0 | 0 | 0 | 0 | 0 | 0
F3_Residential_CZ1 - Multi Family_Existing_Water Heating_Natural Gas_Water Heater > 55 gal._Codes & Standards Forecast | F3 | Residential | CZ1 - Multi Family | Existing | Water Heating | Natural Gas | Water Heater > 55 gal. | Codes & Standards Forecast | Peak Demand (S) | 0 | 0 | 0 | 0 | 0 | 0 | 0 | 0 | 0 | 0 | 0 | 0 | 0 | 0 | 0 | 0 | 0 | 0 | 0 | 0 | 0 | 0 | 0 | 0 | 0 | 0 | 0 | 0 | 0 | 0
F4_Residential_CZ1 - Multi Family_Existing_Water Heating_Natural Gas_Water Heater > 55 gal._Codes & Standards Forecast | F4 | Residential | CZ1 - Multi Family | Existing | Water Heating | Natural Gas | Water Heater > 55 gal. | Codes & Standards Forecast | Peak Demand (W) | 0 | 0 | 0 | 0 | 0 | 0 | 0 | 0 | 0 | 0 | 0 | 0 | 0 | 0 | 0 | 0 | 0 | 0 | 0 | 0 | 0 | 0 | 0 | 0 | 0 | 0 | 0 | 0 | 0 | 0
F5_Residential_CZ1 - Multi Family_Existing_Water Heating_Natural Gas_Water Heater > 55 gal._Codes & Standards Forecast | F5 | Residential | CZ1 - Multi Family | Existing | Water Heating | Natural Gas | Water Heater > 55 gal. | Codes & Standards Forecast | Turnover | 0 | 0 | 0 | 0 | 0 | 0 | 0 | 0 | 0 | 0 | 0 | 0 | 0 | 0 | 0 | 0 | 0 | 0 | 0 | 0 | 0 | 0 | 0 | 0 | 0 | 0 | 0 | 0 | 0 | 0
F6_Residential_CZ1 - Multi Family_Existing_Water Heating_Natural Gas_Water Heater > 55 gal._Codes & Standards Forecast | F6 | Residential | CZ1 - Multi Family | Existing | Water Heating | Natural Gas | Water Heater > 55 gal. | Codes & Standards Forecast | Avg. Replacement Usage | 0 | 0 | 0 | 0 | 0 | 0 | 0 | 0 | 0 | 0 | 0 | 0 | 0 | 0 | 0 | 0 | 0 | 0 | 0 | 0 | 0 | 0 | 0 | 0 | 0 | 0 | 0 | 0 | 0 | 0
F7_Residential_CZ1 - Multi Family_Existing_Water Heating_Natural Gas_Water Heater > 55 gal._Codes & Standards Forecast | F7 | Residential | CZ1 - Multi Family | Existing | Water Heating | Natural Gas | Water Heater > 55 gal. | Codes & Standards Forecast | Avg. Replacement Demand (S) | 0 | 0 | 0 | 0 | 0 | 0 | 0 | 0 | 0 | 0 | 0 | 0 | 0 | 0 | 0 | 0 | 0 | 0 | 0 | 0 | 0 | 0 | 0 | 0 | 0 | 0 | 0 | 0 | 0 | 0
F8_Residential_CZ1 - Multi Family_Existing_Water Heating_Natural Gas_Water Heater > 55 gal._Codes & Standards Forecast | F8 | Residential | CZ1 - Multi Family | Existing | Water Heating | Natural Gas | Water Heater > 55 gal. | Codes & Standards Forecast | Avg. Replacement Demand (W) | 0 | 0 | 0 | 0 | 0 | 0 | 0 | 0 | 0 | 0 | 0 | 0 | 0 | 0 | 0 | 0 | 0 | 0 | 0 | 0 | 0 | 0 | 0 | 0 | 0 | 0 | 0 | 0 | 0 | 0
F1_Residential_CZ1 - Multi Family_Existing_Appliances_Natural Gas_Clothes Dryer_Codes & Standards Forecast | F1 | Residential | CZ1 - Multi Family | Existing | Appliances | Natural Gas | Clothes Dryer | Codes & Standards Forecast | Units | 0 | 0 | 0 | 0 | 0 | 0 | 0 | 0 | 0 | 0 | 0 | 0 | 0 | 0 | 0 | 0 | 0 | 0 | 0 | 0 | 0 | 0 | 0 | 0 | 0 | 0 | 0 | 0 | 0 | 0
F2_Residential_CZ1 - Multi Family_Existing_Appliances_Natural Gas_Clothes Dryer_Codes & Standards Forecast | F2 | Residential | CZ1 - Multi Family | Existing | Appliances | Natural Gas | Clothes Dryer | Codes & Standards Forecast | Usage (MMtherm) | 0 | 0 | 0 | 0 | 0 | 0 | 0 | 0 | 0 | 0 | 0 | 0 | 0 | 0 | 0 | 0 | 0 | 0 | 0 | 0 | 0 | 0 | 0 | 0 | 0 | 0 | 0 | 0 | 0 | 0
F3_Residential_CZ1 - Multi Family_Existing_Appliances_Natural Gas_Clothes Dryer_Codes & Standards Forecast | F3 | Residential | CZ1 - Multi Family | Existing | Appliances | Natural Gas | Clothes Dryer | Codes & Standards Forecast | Peak Demand (S) | 0 | 0 | 0 | 0 | 0 | 0 | 0 | 0 | 0 | 0 | 0 | 0 | 0 | 0 | 0 | 0 | 0 | 0 | 0 | 0 | 0 | 0 | 0 | 0 | 0 | 0 | 0 | 0 | 0 | 0
F4_Residential_CZ1 - Multi Family_Existing_Appliances_Natural Gas_Clothes Dryer_Codes & Standards Forecast | F4 | Residential | CZ1 - Multi Family | Existing | Appliances | Natural Gas | Clothes Dryer | Codes & Standards Forecast | Peak Demand (W) | 0 | 0 | 0 | 0 | 0 | 0 | 0 | 0 | 0 | 0 | 0 | 0 | 0 | 0 | 0 | 0 | 0 | 0 | 0 | 0 | 0 | 0 | 0 | 0 | 0 | 0 | 0 | 0 | 0 | 0
F5_Residential_CZ1 - Multi Family_Existing_Appliances_Natural Gas_Clothes Dryer_Codes & Standards Forecast | F5 | Residential | CZ1 - Multi Family | Existing | Appliances | Natural Gas | Clothes Dryer | Codes & Standards Forecast | Turnover | 0 | 0 | 0 | 0 | 0 | 0 | 0 | 0 | 0 | 0 | 0 | 0 | 0 | 0 | 0 | 0 | 0 | 0 | 0 | 0 | 0 | 0 | 0 | 0 | 0 | 0 | 0 | 0 | 0 | 0
F6_Residential_CZ1 - Multi Family_Existing_Appliances_Natural Gas_Clothes Dryer_Codes & Standards Forecast | F6 | Residential | CZ1 - Multi Family | Existing | Appliances | Natural Gas | Clothes Dryer | Codes & Standards Forecast | Avg. Replacement Usage | 0 | 0 | 0 | 0 | 0 | 0 | 0 | 0 | 0 | 0 | 0 | 0 | 0 | 0 | 0 | 0 | 0 | 0 | 0 | 0 | 0 | 0 | 0 | 0 | 0 | 0 | 0 | 0 | 0 | 0
F7_Residential_CZ1 - Multi Family_Existing_Appliances_Natural Gas_Clothes Dryer_Codes & Standards Forecast | F7 | Residential | CZ1 - Multi Family | Existing | Appliances | Natural Gas | Clothes Dryer | Codes & Standards Forecast | Avg. Replacement Demand (S) | 0 | 0 | 0 | 0 | 0 | 0 | 0 | 0 | 0 | 0 | 0 | 0 | 0 | 0 | 0 | 0 | 0 | 0 | 0 | 0 | 0 | 0 | 0 | 0 | 0 | 0 | 0 | 0 | 0 | 0
F8_Residential_CZ1 - Multi Family_Existing_Appliances_Natural Gas_Clothes Dryer_Codes & Standards Forecast | F8 | Residential | CZ1 - Multi Family | Existing | Appliances | Natural Gas | Clothes Dryer | Codes & Standards Forecast | Avg. Replacement Demand (W) | 0 | 0 | 0 | 0 | 0 | 0 | 0 | 0 | 0 | 0 | 0 | 0 | 0 | 0 | 0 | 0 | 0 | 0 | 0 | 0 | 0 | 0 | 0 | 0 | 0 | 0 | 0 | 0 | 0 | 0
F1_Residential_CZ1 - Multi Family_Existing_Appliances_Natural Gas_Stove/Oven_Codes & Standards Forecast | F1 | Residential | CZ1 - Multi Family | Existing | Appliances | Natural Gas | Stove/Oven | Codes & Standards Forecast | Units | 0 | 0 | 0 | 0 | 0 | 0 | 0 | 0 | 0 | 0 | 0 | 0 | 0 | 0 | 0 | 0 | 0 | 0 | 0 | 0 | 0 | 0 | 0 | 0 | 0 | 0 | 0 | 0 | 0 | 0
F2_Residential_CZ1 - Multi Family_Existing_Appliances_Natural Gas_Stove/Oven_Codes & Standards Forecast | F2 | Residential | CZ1 - Multi Family | Existing | Appliances | Natural Gas | Stove/Oven | Codes & Standards Forecast | Usage (MMtherm) | 0 | 0 | 0 | 0 | 0 | 0 | 0 | 0 | 0 | 0 | 0 | 0 | 0 | 0 | 0 | 0 | 0 | 0 | 0 | 0 | 0 | 0 | 0 | 0 | 0 | 0 | 0 | 0 | 0 | 0
F3_Residential_CZ1 - Multi Family_Existing_Appliances_Natural Gas_Stove/Oven_Codes & Standards Forecast | F3 | Residential | CZ1 - Multi Family | Existing | Appliances | Natural Gas | Stove/Oven | Codes & Standards Forecast | Peak Demand (S) | 0 | 0 | 0 | 0 | 0 | 0 | 0 | 0 | 0 | 0 | 0 | 0 | 0 | 0 | 0 | 0 | 0 | 0 | 0 | 0 | 0 | 0 | 0 | 0 | 0 | 0 | 0 | 0 | 0 | 0
F4_Residential_CZ1 - Multi Family_Existing_Appliances_Natural Gas_Stove/Oven_Codes & Standards Forecast | F4 | Residential | CZ1 - Multi Family | Existing | Appliances | Natural Gas | Stove/Oven | Codes & Standards Forecast | Peak Demand (W) | 0 | 0 | 0 | 0 | 0 | 0 | 0 | 0 | 0 | 0 | 0 | 0 | 0 | 0 | 0 | 0 | 0 | 0 | 0 | 0 | 0 | 0 | 0 | 0 | 0 | 0 | 0 | 0 | 0 | 0
F5_Residential_CZ1 - Multi Family_Existing_Appliances_Natural Gas_Stove/Oven_Codes & Standards Forecast | F5 | Residential | CZ1 - Multi Family | Existing | Appliances | Natural Gas | Stove/Oven | Codes & Standards Forecast | Turnover | 0 | 0 | 0 | 0 | 0 | 0 | 0 | 0 | 0 | 0 | 0 | 0 | 0 | 0 | 0 | 0 | 0 | 0 | 0 | 0 | 0 | 0 | 0 | 0 | 0 | 0 | 0 | 0 | 0 | 0
F6_Residential_CZ1 - Multi Family_Existing_Appliances_Natural Gas_Stove/Oven_Codes & Standards Forecast | F6 | Residential | CZ1 - Multi Family | Existing | Appliances | Natural Gas | Stove/Oven | Codes & Standards Forecast | Avg. Replacement Usage | 0 | 0 | 0 | 0 | 0 | 0 | 0 | 0 | 0 | 0 | 0 | 0 | 0 | 0 | 0 | 0 | 0 | 0 | 0 | 0 | 0 | 0 | 0 | 0 | 0 | 0 | 0 | 0 | 0 | 0
F7_Residential_CZ1 - Multi Family_Existing_Appliances_Natural Gas_Stove/Oven_Codes & Standards Forecast | F7 | Residential | CZ1 - Multi Family | Existing | Appliances | Natural Gas | Stove/Oven | Codes & Standards Forecast | Avg. Replacement Demand (S) | 0 | 0 | 0 | 0 | 0 | 0 | 0 | 0 | 0 | 0 | 0 | 0 | 0 | 0 | 0 | 0 | 0 | 0 | 0 | 0 | 0 | 0 | 0 | 0 | 0 | 0 | 0 | 0 | 0 | 0
F8_Residential_CZ1 - Multi Family_Existing_Appliances_Natural Gas_Stove/Oven_Codes & Standards Forecast | F8 | Residential | CZ1 - Multi Family | Existing | Appliances | Natural Gas | Stove/Oven | Codes & Standards Forecast | Avg. Replacement Demand (W) | 0 | 0 | 0 | 0 | 0 | 0 | 0 | 0 | 0 | 0 | 0 | 0 | 0 | 0 | 0 | 0 | 0 | 0 | 0 | 0 | 0 | 0 | 0 | 0 | 0 | 0 | 0 | 0 | 0 | 0
F1_Residential_CZ1 - Multi Family_Existing_Miscellaneous_Natural Gas_Pool Heater_Codes & Standards Forecast | F1 | Residential | CZ1 - Multi Family | Existing | Miscellaneous | Natural Gas | Pool Heater | Codes & Standards Forecast | Units | 0 | 0 | 0 | 0 | 0 | 0 | 0 | 0 | 0 | 0 | 0 | 0 | 0 | 0 | 0 | 0 | 0 | 0 | 0 | 0 | 0 | 0 | 0 | 0 | 0 | 0 | 0 | 0 | 0 | 0
F2_Residential_CZ1 - Multi Family_Existing_Miscellaneous_Natural Gas_Pool Heater_Codes & Standards Forecast | F2 | Residential | CZ1 - Multi Family | Existing | Miscellaneous | Natural Gas | Pool Heater | Codes & Standards Forecast | Usage (MMtherm) | 0 | 0 | 0 | 0 | 0 | 0 | 0 | 0 | 0 | 0 | 0 | 0 | 0 | 0 | 0 | 0 | 0 | 0 | 0 | 0 | 0 | 0 | 0 | 0 | 0 | 0 | 0 | 0 | 0 | 0
F3_Residential_CZ1 - Multi Family_Existing_Miscellaneous_Natural Gas_Pool Heater_Codes & Standards Forecast | F3 | Residential | CZ1 - Multi Family | Existing | Miscellaneous | Natural Gas | Pool Heater | Codes & Standards Forecast | Peak Demand (S) | 0 | 0 | 0 | 0 | 0 | 0 | 0 | 0 | 0 | 0 | 0 | 0 | 0 | 0 | 0 | 0 | 0 | 0 | 0 | 0 | 0 | 0 | 0 | 0 | 0 | 0 | 0 | 0 | 0 | 0
F4_Residential_CZ1 - Multi Family_Existing_Miscellaneous_Natural Gas_Pool Heater_Codes & Standards Forecast | F4 | Residential | CZ1 - Multi Family | Existing | Miscellaneous | Natural Gas | Pool Heater | Codes & Standards Forecast | Peak Demand (W) | 0 | 0 | 0 | 0 | 0 | 0 | 0 | 0 | 0 | 0 | 0 | 0 | 0 | 0 | 0 | 0 | 0 | 0 | 0 | 0 | 0 | 0 | 0 | 0 | 0 | 0 | 0 | 0 | 0 | 0
F5_Residential_CZ1 - Multi Family_Existing_Miscellaneous_Natural Gas_Pool Heater_Codes & Standards Forecast | F5 | Residential | CZ1 - Multi Family | Existing | Miscellaneous | Natural Gas | Pool Heater | Codes & Standards Forecast | Turnover | 0 | 0 | 0 | 0 | 0 | 0 | 0 | 0 | 0 | 0 | 0 | 0 | 0 | 0 | 0 | 0 | 0 | 0 | 0 | 0 | 0 | 0 | 0 | 0 | 0 | 0 | 0 | 0 | 0 | 0
F6_Residential_CZ1 - Multi Family_Existing_Miscellaneous_Natural Gas_Pool Heater_Codes & Standards Forecast | F6 | Residential | CZ1 - Multi Family | Existing | Miscellaneous | Natural Gas | Pool Heater | Codes & Standards Forecast | Avg. Replacement Usage | 0 | 0 | 0 | 0 | 0 | 0 | 0 | 0 | 0 | 0 | 0 | 0 | 0 | 0 | 0 | 0 | 0 | 0 | 0 | 0 | 0 | 0 | 0 | 0 | 0 | 0 | 0 | 0 | 0 | 0
F7_Residential_CZ1 - Multi Family_Existing_Miscellaneous_Natural Gas_Pool Heater_Codes & Standards Forecast | F7 | Residential | CZ1 - Multi Family | Existing | Miscellaneous | Natural Gas | Pool Heater | Codes & Standards Forecast | Avg. Replacement Demand (S) | 0 | 0 | 0 | 0 | 0 | 0 | 0 | 0 | 0 | 0 | 0 | 0 | 0 | 0 | 0 | 0 | 0 | 0 | 0 | 0 | 0 | 0 | 0 | 0 | 0 | 0 | 0 | 0 | 0 | 0
F8_Residential_CZ1 - Multi Family_Existing_Miscellaneous_Natural Gas_Pool Heater_Codes & Standards Forecast | F8 | Residential | CZ1 - Multi Family | Existing | Miscellaneous | Natural Gas | Pool Heater | Codes & Standards Forecast | Avg. Replacement Demand (W) | 0 | 0 | 0 | 0 | 0 | 0 | 0 | 0 | 0 | 0 | 0 | 0 | 0 | 0 | 0 | 0 | 0 | 0 | 0 | 0 | 0 | 0 | 0 | 0 | 0 | 0 | 0 | 0 | 0 | 0
F1_Residential_CZ1 - Multi Family_Existing_Miscellaneous_Natural Gas_Miscellaneous_Codes & Standards Forecast | F1 | Residential | CZ1 - Multi Family | Existing | Miscellaneous | Natural Gas | Miscellaneous | Codes & Standards Forecast | Units | 0 | 0 | 0 | 0 | 0 | 0 | 0 | 0 | 0 | 0 | 0 | 0 | 0 | 0 | 0 | 0 | 0 | 0 | 0 | 0 | 0 | 0 | 0 | 0 | 0 | 0 | 0 | 0 | 0 | 0
F2_Residential_CZ1 - Multi Family_Existing_Miscellaneous_Natural Gas_Miscellaneous_Codes & Standards Forecast | F2 | Residential | CZ1 - Multi Family | Existing | Miscellaneous | Natural Gas | Miscellaneous | Codes & Standards Forecast | Usage (MMtherm) | 0 | 0 | 0 | 0 | 0 | 0 | 0 | 0 | 0 | 0 | 0 | 0 | 0 | 0 | 0 | 0 | 0 | 0 | 0 | 0 | 0 | 0 | 0 | 0 | 0 | 0 | 0 | 0 | 0 | 0
F3_Residential_CZ1 - Multi Family_Existing_Miscellaneous_Natural Gas_Miscellaneous_Codes & Standards Forecast | F3 | Residential | CZ1 - Multi Family | Existing | Miscellaneous | Natural Gas | Miscellaneous | Codes & Standards Forecast | Peak Demand (S) | 0 | 0 | 0 | 0 | 0 | 0 | 0 | 0 | 0 | 0 | 0 | 0 | 0 | 0 | 0 | 0 | 0 | 0 | 0 | 0 | 0 | 0 | 0 | 0 | 0 | 0 | 0 | 0 | 0 | 0
F4_Residential_CZ1 - Multi Family_Existing_Miscellaneous_Natural Gas_Miscellaneous_Codes & Standards Forecast | F4 | Residential | CZ1 - Multi Family | Existing | Miscellaneous | Natural Gas | Miscellaneous | Codes & Standards Forecast | Peak Demand (W) | 0 | 0 | 0 | 0 | 0 | 0 | 0 | 0 | 0 | 0 | 0 | 0 | 0 | 0 | 0 | 0 | 0 | 0 | 0 | 0 | 0 | 0 | 0 | 0 | 0 | 0 | 0 | 0 | 0 | 0
F5_Residential_CZ1 - Multi Family_Existing_Miscellaneous_Natural Gas_Miscellaneous_Codes & Standards Forecast | F5 | Residential | CZ1 - Multi Family | Existing | Miscellaneous | Natural Gas | Miscellaneous | Codes & Standards Forecast | Turnover | 0 | 0 | 0 | 0 | 0 | 0 | 0 | 0 | 0 | 0 | 0 | 0 | 0 | 0 | 0 | 0 | 0 | 0 | 0 | 0 | 0 | 0 | 0 | 0 | 0 | 0 | 0 | 0 | 0 | 0
F6_Residential_CZ1 - Multi Family_Existing_Miscellaneous_Natural Gas_Miscellaneous_Codes & Standards Forecast | F6 | Residential | CZ1 - Multi Family | Existing | Miscellaneous | Natural Gas | Miscellaneous | Codes & Standards Forecast | Avg. Replacement Usage | 0 | 0 | 0 | 0 | 0 | 0 | 0 | 0 | 0 | 0 | 0 | 0 | 0 | 0 | 0 | 0 | 0 | 0 | 0 | 0 | 0 | 0 | 0 | 0 | 0 | 0 | 0 | 0 | 0 | 0
F7_Residential_CZ1 - Multi Family_Existing_Miscellaneous_Natural Gas_Miscellaneous_Codes & Standards Forecast | F7 | Residential | CZ1 - Multi Family | Existing | Miscellaneous | Natural Gas | Miscellaneous | Codes & Standards Forecast | Avg. Replacement Demand (S) | 0 | 0 | 0 | 0 | 0 | 0 | 0 | 0 | 0 | 0 | 0 | 0 | 0 | 0 | 0 | 0 | 0 | 0 | 0 | 0 | 0 | 0 | 0 | 0 | 0 | 0 | 0 | 0 | 0 | 0
F8_Residential_CZ1 - Multi Family_Existing_Miscellaneous_Natural Gas_Miscellaneous_Codes & Standards Forecast | F8 | Residential | CZ1 - Multi Family | Existing | Miscellaneous | Natural Gas | Miscellaneous | Codes & Standards Forecast | Avg. Replacement Demand (W) | 0 | 0 | 0 | 0 | 0 | 0 | 0 | 0 | 0 | 0 | 0 | 0 | 0 | 0 | 0 | 0 | 0 | 0 | 0 | 0 | 0 | 0 | 0 | 0 | 0 | 0 | 0 | 0 | 0 | 0
F1_Residential_CZ1 - Multi Family_New_Space Heating_Natural Gas_Furnace - Direct Fuel_Codes & Standards Forecast | F1 | Residential | CZ1 - Multi Family | New | Space Heating | Natural Gas | Furnace - Direct Fuel | Codes & Standards Forecast | Units | 0 | 0 | 0 | 0 | 0 | 0 | 0 | 0 | 0 | 0 | 0 | 0 | 0 | 0 | 0 | 0 | 0 | 0 | 0 | 0 | 0 | 0 | 0 | 0 | 0 | 0 | 0 | 0 | 0 | 0
F2_Residential_CZ1 - Multi Family_New_Space Heating_Natural Gas_Furnace - Direct Fuel_Codes & Standards Forecast | F2 | Residential | CZ1 - Multi Family | New | Space Heating | Natural Gas | Furnace - Direct Fuel | Codes & Standards Forecast | Usage (MMtherm) | 0 | 0 | 0 | 0 | 0 | 0 | 0 | 0 | 0 | 0 | 0 | 0 | 0 | 0 | 0 | 0 | 0 | 0 | 0 | 0 | 0 | 0 | 0 | 0 | 0 | 0 | 0 | 0 | 0 | 0
F3_Residential_CZ1 - Multi Family_New_Space Heating_Natural Gas_Furnace - Direct Fuel_Codes & Standards Forecast | F3 | Residential | CZ1 - Multi Family | New | Space Heating | Natural Gas | Furnace - Direct Fuel | Codes & Standards Forecast | Peak Demand (S) | 0 | 0 | 0 | 0 | 0 | 0 | 0 | 0 | 0 | 0 | 0 | 0 | 0 | 0 | 0 | 0 | 0 | 0 | 0 | 0 | 0 | 0 | 0 | 0 | 0 | 0 | 0 | 0 | 0 | 0
F4_Residential_CZ1 - Multi Family_New_Space Heating_Natural Gas_Furnace - Direct Fuel_Codes & Standards Forecast | F4 | Residential | CZ1 - Multi Family | New | Space Heating | Natural Gas | Furnace - Direct Fuel | Codes & Standards Forecast | Peak Demand (W) | 0 | 0 | 0 | 0 | 0 | 0 | 0 | 0 | 0 | 0 | 0 | 0 | 0 | 0 | 0 | 0 | 0 | 0 | 0 | 0 | 0 | 0 | 0 | 0 | 0 | 0 | 0 | 0 | 0 | 0
F5_Residential_CZ1 - Multi Family_New_Space Heating_Natural Gas_Furnace - Direct Fuel_Codes & Standards Forecast | F5 | Residential | CZ1 - Multi Family | New | Space Heating | Natural Gas | Furnace - Direct Fuel | Codes & Standards Forecast | Turnover | 0 | 0 | 0 | 0 | 0 | 0 | 0 | 0 | 0 | 0 | 0 | 0 | 0 | 0 | 0 | 0 | 0 | 0 | 0 | 0 | 0 | 0 | 0 | 0 | 0 | 0 | 0 | 0 | 0 | 0
F6_Residential_CZ1 - Multi Family_New_Space Heating_Natural Gas_Furnace - Direct Fuel_Codes & Standards Forecast | F6 | Residential | CZ1 - Multi Family | New | Space Heating | Natural Gas | Furnace - Direct Fuel | Codes & Standards Forecast | Avg. Replacement Usage | 0 | 0 | 0 | 0 | 0 | 0 | 0 | 0 | 0 | 0 | 0 | 0 | 0 | 0 | 0 | 0 | 0 | 0 | 0 | 0 | 0 | 0 | 0 | 0 | 0 | 0 | 0 | 0 | 0 | 0
F7_Residential_CZ1 - Multi Family_New_Space Heating_Natural Gas_Furnace - Direct Fuel_Codes & Standards Forecast | F7 | Residential | CZ1 - Multi Family | New | Space Heating | Natural Gas | Furnace - Direct Fuel | Codes & Standards Forecast | Avg. Replacement Demand (S) | 0 | 0 | 0 | 0 | 0 | 0 | 0 | 0 | 0 | 0 | 0 | 0 | 0 | 0 | 0 | 0 | 0 | 0 | 0 | 0 | 0 | 0 | 0 | 0 | 0 | 0 | 0 | 0 | 0 | 0
F8_Residential_CZ1 - Multi Family_New_Space Heating_Natural Gas_Furnace - Direct Fuel_Codes & Standards Forecast | F8 | Residential | CZ1 - Multi Family | New | Space Heating | Natural Gas | Furnace - Direct Fuel | Codes & Standards Forecast | Avg. Replacement Demand (W) | 0 | 0 | 0 | 0 | 0 | 0 | 0 | 0 | 0 | 0 | 0 | 0 | 0 | 0 | 0 | 0 | 0 | 0 | 0 | 0 | 0 | 0 | 0 | 0 | 0 | 0 | 0 | 0 | 0 | 0
F1_Residential_CZ1 - Multi Family_New_Space Heating_Natural Gas_Boiler - Direct Fuel_Codes & Standards Forecast | F1 | Residential | CZ1 - Multi Family | New | Space Heating | Natural Gas | Boiler - Direct Fuel | Codes & Standards Forecast | Units | 0 | 0 | 0 | 0 | 0 | 0 | 0 | 0 | 0 | 0 | 0 | 0 | 0 | 0 | 0 | 0 | 0 | 0 | 0 | 0 | 0 | 0 | 0 | 0 | 0 | 0 | 0 | 0 | 0 | 0
F2_Residential_CZ1 - Multi Family_New_Space Heating_Natural Gas_Boiler - Direct Fuel_Codes & Standards Forecast | F2 | Residential | CZ1 - Multi Family | New | Space Heating | Natural Gas | Boiler - Direct Fuel | Codes & Standards Forecast | Usage (MMtherm) | 0 | 0 | 0 | 0 | 0 | 0 | 0 | 0 | 0 | 0 | 0 | 0 | 0 | 0 | 0 | 0 | 0 | 0 | 0 | 0 | 0 | 0 | 0 | 0 | 0 | 0 | 0 | 0 | 0 | 0
F3_Residential_CZ1 - Multi Family_New_Space Heating_Natural Gas_Boiler - Direct Fuel_Codes & Standards Forecast | F3 | Residential | CZ1 - Multi Family | New | Space Heating | Natural Gas | Boiler - Direct Fuel | Codes & Standards Forecast | Peak Demand (S) | 0 | 0 | 0 | 0 | 0 | 0 | 0 | 0 | 0 | 0 | 0 | 0 | 0 | 0 | 0 | 0 | 0 | 0 | 0 | 0 | 0 | 0 | 0 | 0 | 0 | 0 | 0 | 0 | 0 | 0
F4_Residential_CZ1 - Multi Family_New_Space Heating_Natural Gas_Boiler - Direct Fuel_Codes & Standards Forecast | F4 | Residential | CZ1 - Multi Family | New | Space Heating | Natural Gas | Boiler - Direct Fuel | Codes & Standards Forecast | Peak Demand (W) | 0 | 0 | 0 | 0 | 0 | 0 | 0 | 0 | 0 | 0 | 0 | 0 | 0 | 0 | 0 | 0 | 0 | 0 | 0 | 0 | 0 | 0 | 0 | 0 | 0 | 0 | 0 | 0 | 0 | 0
F5_Residential_CZ1 - Multi Family_New_Space Heating_Natural Gas_Boiler - Direct Fuel_Codes & Standards Forecast | F5 | Residential | CZ1 - Multi Family | New | Space Heating | Natural Gas | Boiler - Direct Fuel | Codes & Standards Forecast | Turnover | 0 | 0 | 0 | 0 | 0 | 0 | 0 | 0 | 0 | 0 | 0 | 0 | 0 | 0 | 0 | 0 | 0 | 0 | 0 | 0 | 0 | 0 | 0 | 0 | 0 | 0 | 0 | 0 | 0 | 0
F6_Residential_CZ1 - Multi Family_New_Space Heating_Natural Gas_Boiler - Direct Fuel_Codes & Standards Forecast | F6 | Residential | CZ1 - Multi Family | New | Space Heating | Natural Gas | Boiler - Direct Fuel | Codes & Standards Forecast | Avg. Replacement Usage | 0 | 0 | 0 | 0 | 0 | 0 | 0 | 0 | 0 | 0 | 0 | 0 | 0 | 0 | 0 | 0 | 0 | 0 | 0 | 0 | 0 | 0 | 0 | 0 | 0 | 0 | 0 | 0 | 0 | 0
F7_Residential_CZ1 - Multi Family_New_Space Heating_Natural Gas_Boiler - Direct Fuel_Codes & Standards Forecast | F7 | Residential | CZ1 - Multi Family | New | Space Heating | Natural Gas | Boiler - Direct Fuel | Codes & Standards Forecast | Avg. Replacement Demand (S) | 0 | 0 | 0 | 0 | 0 | 0 | 0 | 0 | 0 | 0 | 0 | 0 | 0 | 0 | 0 | 0 | 0 | 0 | 0 | 0 | 0 | 0 | 0 | 0 | 0 | 0 | 0 | 0 | 0 | 0
F8_Residential_CZ1 - Multi Family_New_Space Heating_Natural Gas_Boiler - Direct Fuel_Codes & Standards Forecast | F8 | Residential | CZ1 - Multi Family | New | Space Heating | Natural Gas | Boiler - Direct Fuel | Codes & Standards Forecast | Avg. Replacement Demand (W) | 0 | 0 | 0 | 0 | 0 | 0 | 0 | 0 | 0 | 0 | 0 | 0 | 0 | 0 | 0 | 0 | 0 | 0 | 0 | 0 | 0 | 0 | 0 | 0 | 0 | 0 | 0 | 0 | 0 | 0
F1_Residential_CZ1 - Multi Family_New_Secondary Heating_Natural Gas_Fireplace_Codes & Standards Forecast | F1 | Residential | CZ1 - Multi Family | New | Secondary Heating | Natural Gas | Fireplace | Codes & Standards Forecast | Units | 0 | 0 | 0 | 0 | 0 | 0 | 0 | 0 | 0 | 0 | 0 | 0 | 0 | 0 | 0 | 0 | 0 | 0 | 0 | 0 | 0 | 0 | 0 | 0 | 0 | 0 | 0 | 0 | 0 | 0
F2_Residential_CZ1 - Multi Family_New_Secondary Heating_Natural Gas_Fireplace_Codes & Standards Forecast | F2 | Residential | CZ1 - Multi Family | New | Secondary Heating | Natural Gas | Fireplace | Codes & Standards Forecast | Usage (MMtherm) | 0 | 0 | 0 | 0 | 0 | 0 | 0 | 0 | 0 | 0 | 0 | 0 | 0 | 0 | 0 | 0 | 0 | 0 | 0 | 0 | 0 | 0 | 0 | 0 | 0 | 0 | 0 | 0 | 0 | 0
F3_Residential_CZ1 - Multi Family_New_Secondary Heating_Natural Gas_Fireplace_Codes & Standards Forecast | F3 | Residential | CZ1 - Multi Family | New | Secondary Heating | Natural Gas | Fireplace | Codes & Standards Forecast | Peak Demand (S) | 0 | 0 | 0 | 0 | 0 | 0 | 0 | 0 | 0 | 0 | 0 | 0 | 0 | 0 | 0 | 0 | 0 | 0 | 0 | 0 | 0 | 0 | 0 | 0 | 0 | 0 | 0 | 0 | 0 | 0
F4_Residential_CZ1 - Multi Family_New_Secondary Heating_Natural Gas_Fireplace_Codes & Standards Forecast | F4 | Residential | CZ1 - Multi Family | New | Secondary Heating | Natural Gas | Fireplace | Codes & Standards Forecast | Peak Demand (W) | 0 | 0 | 0 | 0 | 0 | 0 | 0 | 0 | 0 | 0 | 0 | 0 | 0 | 0 | 0 | 0 | 0 | 0 | 0 | 0 | 0 | 0 | 0 | 0 | 0 | 0 | 0 | 0 | 0 | 0
F5_Residential_CZ1 - Multi Family_New_Secondary Heating_Natural Gas_Fireplace_Codes & Standards Forecast | F5 | Residential | CZ1 - Multi Family | New | Secondary Heating | Natural Gas | Fireplace | Codes & Standards Forecast | Turnover | 0 | 0 | 0 | 0 | 0 | 0 | 0 | 0 | 0 | 0 | 0 | 0 | 0 | 0 | 0 | 0 | 0 | 0 | 0 | 0 | 0 | 0 | 0 | 0 | 0 | 0 | 0 | 0 | 0 | 0
F6_Residential_CZ1 - Multi Family_New_Secondary Heating_Natural Gas_Fireplace_Codes & Standards Forecast | F6 | Residential | CZ1 - Multi Family | New | Secondary Heating | Natural Gas | Fireplace | Codes & Standards Forecast | Avg. Replacement Usage | 0 | 0 | 0 | 0 | 0 | 0 | 0 | 0 | 0 | 0 | 0 | 0 | 0 | 0 | 0 | 0 | 0 | 0 | 0 | 0 | 0 | 0 | 0 | 0 | 0 | 0 | 0 | 0 | 0 | 0
F7_Residential_CZ1 - Multi Family_New_Secondary Heating_Natural Gas_Fireplace_Codes & Standards Forecast | F7 | Residential | CZ1 - Multi Family | New | Secondary Heating | Natural Gas | Fireplace | Codes & Standards Forecast | Avg. Replacement Demand (S) | 0 | 0 | 0 | 0 | 0 | 0 | 0 | 0 | 0 | 0 | 0 | 0 | 0 | 0 | 0 | 0 | 0 | 0 | 0 | 0 | 0 | 0 | 0 | 0 | 0 | 0 | 0 | 0 | 0 | 0
F8_Residential_CZ1 - Multi Family_New_Secondary Heating_Natural Gas_Fireplace_Codes & Standards Forecast | F8 | Residential | CZ1 - Multi Family | New | Secondary Heating | Natural Gas | Fireplace | Codes & Standards Forecast | Avg. Replacement Demand (W) | 0 | 0 | 0 | 0 | 0 | 0 | 0 | 0 | 0 | 0 | 0 | 0 | 0 | 0 | 0 | 0 | 0 | 0 | 0 | 0 | 0 | 0 | 0 | 0 | 0 | 0 | 0 | 0 | 0 | 0
F1_Residential_CZ1 - Multi Family_New_Water Heating_Natural Gas_Water Heater <= 55 gal._Codes & Standards Forecast | F1 | Residential | CZ1 - Multi Family | New | Water Heating | Natural Gas | Water Heater <= 55 gal. | Codes & Standards Forecast | Units | 0 | 0 | 0 | 0 | 0 | 0 | 0 | 0 | 0 | 0 | 0 | 0 | 0 | 0 | 0 | 0 | 0 | 0 | 0 | 0 | 0 | 0 | 0 | 0 | 0 | 0 | 0 | 0 | 0 | 0
F2_Residential_CZ1 - Multi Family_New_Water Heating_Natural Gas_Water Heater <= 55 gal._Codes & Standards Forecast | F2 | Residential | CZ1 - Multi Family | New | Water Heating | Natural Gas | Water Heater <= 55 gal. | Codes & Standards Forecast | Usage (MMtherm) | 0 | 0 | 0 | 0 | 0 | 0 | 0 | 0 | 0 | 0 | 0 | 0 | 0 | 0 | 0 | 0 | 0 | 0 | 0 | 0 | 0 | 0 | 0 | 0 | 0 | 0 | 0 | 0 | 0 | 0
F3_Residential_CZ1 - Multi Family_New_Water Heating_Natural Gas_Water Heater <= 55 gal._Codes & Standards Forecast | F3 | Residential | CZ1 - Multi Family | New | Water Heating | Natural Gas | Water Heater <= 55 gal. | Codes & Standards Forecast | Peak Demand (S) | 0 | 0 | 0 | 0 | 0 | 0 | 0 | 0 | 0 | 0 | 0 | 0 | 0 | 0 | 0 | 0 | 0 | 0 | 0 | 0 | 0 | 0 | 0 | 0 | 0 | 0 | 0 | 0 | 0 | 0
F4_Residential_CZ1 - Multi Family_New_Water Heating_Natural Gas_Water Heater <= 55 gal._Codes & Standards Forecast | F4 | Residential | CZ1 - Multi Family | New | Water Heating | Natural Gas | Water Heater <= 55 gal. | Codes & Standards Forecast | Peak Demand (W) | 0 | 0 | 0 | 0 | 0 | 0 | 0 | 0 | 0 | 0 | 0 | 0 | 0 | 0 | 0 | 0 | 0 | 0 | 0 | 0 | 0 | 0 | 0 | 0 | 0 | 0 | 0 | 0 | 0 | 0
F5_Residential_CZ1 - Multi Family_New_Water Heating_Natural Gas_Water Heater <= 55 gal._Codes & Standards Forecast | F5 | Residential | CZ1 - Multi Family | New | Water Heating | Natural Gas | Water Heater <= 55 gal. | Codes & Standards Forecast | Turnover | 0 | 0 | 0 | 0 | 0 | 0 | 0 | 0 | 0 | 0 | 0 | 0 | 0 | 0 | 0 | 0 | 0 | 0 | 0 | 0 | 0 | 0 | 0 | 0 | 0 | 0 | 0 | 0 | 0 | 0
F6_Residential_CZ1 - Multi Family_New_Water Heating_Natural Gas_Water Heater <= 55 gal._Codes & Standards Forecast | F6 | Residential | CZ1 - Multi Family | New | Water Heating | Natural Gas | Water Heater <= 55 gal. | Codes & Standards Forecast | Avg. Replacement Usage | 0 | 0 | 0 | 0 | 0 | 0 | 0 | 0 | 0 | 0 | 0 | 0 | 0 | 0 | 0 | 0 | 0 | 0 | 0 | 0 | 0 | 0 | 0 | 0 | 0 | 0 | 0 | 0 | 0 | 0
F7_Residential_CZ1 - Multi Family_New_Water Heating_Natural Gas_Water Heater <= 55 gal._Codes & Standards Forecast | F7 | Residential | CZ1 - Multi Family | New | Water Heating | Natural Gas | Water Heater <= 55 gal. | Codes & Standards Forecast | Avg. Replacement Demand (S) | 0 | 0 | 0 | 0 | 0 | 0 | 0 | 0 | 0 | 0 | 0 | 0 | 0 | 0 | 0 | 0 | 0 | 0 | 0 | 0 | 0 | 0 | 0 | 0 | 0 | 0 | 0 | 0 | 0 | 0
F8_Residential_CZ1 - Multi Family_New_Water Heating_Natural Gas_Water Heater <= 55 gal._Codes & Standards Forecast | F8 | Residential | CZ1 - Multi Family | New | Water Heating | Natural Gas | Water Heater <= 55 gal. | Codes & Standards Forecast | Avg. Replacement Demand (W) | 0 | 0 | 0 | 0 | 0 | 0 | 0 | 0 | 0 | 0 | 0 | 0 | 0 | 0 | 0 | 0 | 0 | 0 | 0 | 0 | 0 | 0 | 0 | 0 | 0 | 0 | 0 | 0 | 0 | 0
F1_Residential_CZ1 - Multi Family_New_Water Heating_Natural Gas_Water Heater > 55 gal._Codes & Standards Forecast | F1 | Residential | CZ1 - Multi Family | New | Water Heating | Natural Gas | Water Heater > 55 gal. | Codes & Standards Forecast | Units | 0 | 0 | 0 | 0 | 0 | 0 | 0 | 0 | 0 | 0 | 0 | 0 | 0 | 0 | 0 | 0 | 0 | 0 | 0 | 0 | 0 | 0 | 0 | 0 | 0 | 0 | 0 | 0 | 0 | 0
F2_Residential_CZ1 - Multi Family_New_Water Heating_Natural Gas_Water Heater > 55 gal._Codes & Standards Forecast | F2 | Residential | CZ1 - Multi Family | New | Water Heating | Natural Gas | Water Heater > 55 gal. | Codes & Standards Forecast | Usage (MMtherm) | 0 | 0 | 0 | 0 | 0 | 0 | 0 | 0 | 0 | 0 | 0 | 0 | 0 | 0 | 0 | 0 | 0 | 0 | 0 | 0 | 0 | 0 | 0 | 0 | 0 | 0 | 0 | 0 | 0 | 0
F3_Residential_CZ1 - Multi Family_New_Water Heating_Natural Gas_Water Heater > 55 gal._Codes & Standards Forecast | F3 | Residential | CZ1 - Multi Family | New | Water Heating | Natural Gas | Water Heater > 55 gal. | Codes & Standards Forecast | Peak Demand (S) | 0 | 0 | 0 | 0 | 0 | 0 | 0 | 0 | 0 | 0 | 0 | 0 | 0 | 0 | 0 | 0 | 0 | 0 | 0 | 0 | 0 | 0 | 0 | 0 | 0 | 0 | 0 | 0 | 0 | 0
F4_Residential_CZ1 - Multi Family_New_Water Heating_Natural Gas_Water Heater > 55 gal._Codes & Standards Forecast | F4 | Residential | CZ1 - Multi Family | New | Water Heating | Natural Gas | Water Heater > 55 gal. | Codes & Standards Forecast | Peak Demand (W) | 0 | 0 | 0 | 0 | 0 | 0 | 0 | 0 | 0 | 0 | 0 | 0 | 0 | 0 | 0 | 0 | 0 | 0 | 0 | 0 | 0 | 0 | 0 | 0 | 0 | 0 | 0 | 0 | 0 | 0
F5_Residential_CZ1 - Multi Family_New_Water Heating_Natural Gas_Water Heater > 55 gal._Codes & Standards Forecast | F5 | Residential | CZ1 - Multi Family | New | Water Heating | Natural Gas | Water Heater > 55 gal. | Codes & Standards Forecast | Turnover | 0 | 0 | 0 | 0 | 0 | 0 | 0 | 0 | 0 | 0 | 0 | 0 | 0 | 0 | 0 | 0 | 0 | 0 | 0 | 0 | 0 | 0 | 0 | 0 | 0 | 0 | 0 | 0 | 0 | 0
F6_Residential_CZ1 - Multi Family_New_Water Heating_Natural Gas_Water Heater > 55 gal._Codes & Standards Forecast | F6 | Residential | CZ1 - Multi Family | New | Water Heating | Natural Gas | Water Heater > 55 gal. | Codes & Standards Forecast | Avg. Replacement Usage | 0 | 0 | 0 | 0 | 0 | 0 | 0 | 0 | 0 | 0 | 0 | 0 | 0 | 0 | 0 | 0 | 0 | 0 | 0 | 0 | 0 | 0 | 0 | 0 | 0 | 0 | 0 | 0 | 0 | 0
F7_Residential_CZ1 - Multi Family_New_Water Heating_Natural Gas_Water Heater > 55 gal._Codes & Standards Forecast | F7 | Residential | CZ1 - Multi Family | New | Water Heating | Natural Gas | Water Heater > 55 gal. | Codes & Standards Forecast | Avg. Replacement Demand (S) | 0 | 0 | 0 | 0 | 0 | 0 | 0 | 0 | 0 | 0 | 0 | 0 | 0 | 0 | 0 | 0 | 0 | 0 | 0 | 0 | 0 | 0 | 0 | 0 | 0 | 0 | 0 | 0 | 0 | 0
F8_Residential_CZ1 - Multi Family_New_Water Heating_Natural Gas_Water Heater > 55 gal._Codes & Standards Forecast | F8 | Residential | CZ1 - Multi Family | New | Water Heating | Natural Gas | Water Heater > 55 gal. | Codes & Standards Forecast | Avg. Replacement Demand (W) | 0 | 0 | 0 | 0 | 0 | 0 | 0 | 0 | 0 | 0 | 0 | 0 | 0 | 0 | 0 | 0 | 0 | 0 | 0 | 0 | 0 | 0 | 0 | 0 | 0 | 0 | 0 | 0 | 0 | 0
F1_Residential_CZ1 - Multi Family_New_Appliances_Natural Gas_Clothes Dryer_Codes & Standards Forecast | F1 | Residential | CZ1 - Multi Family | New | Appliances | Natural Gas | Clothes Dryer | Codes & Standards Forecast | Units | 0 | 0 | 0 | 0 | 0 | 0 | 0 | 0 | 0 | 0 | 0 | 0 | 0 | 0 | 0 | 0 | 0 | 0 | 0 | 0 | 0 | 0 | 0 | 0 | 0 | 0 | 0 | 0 | 0 | 0
F2_Residential_CZ1 - Multi Family_New_Appliances_Natural Gas_Clothes Dryer_Codes & Standards Forecast | F2 | Residential | CZ1 - Multi Family | New | Appliances | Natural Gas | Clothes Dryer | Codes & Standards Forecast | Usage (MMtherm) | 0 | 0 | 0 | 0 | 0 | 0 | 0 | 0 | 0 | 0 | 0 | 0 | 0 | 0 | 0 | 0 | 0 | 0 | 0 | 0 | 0 | 0 | 0 | 0 | 0 | 0 | 0 | 0 | 0 | 0
F3_Residential_CZ1 - Multi Family_New_Appliances_Natural Gas_Clothes Dryer_Codes & Standards Forecast | F3 | Residential | CZ1 - Multi Family | New | Appliances | Natural Gas | Clothes Dryer | Codes & Standards Forecast | Peak Demand (S) | 0 | 0 | 0 | 0 | 0 | 0 | 0 | 0 | 0 | 0 | 0 | 0 | 0 | 0 | 0 | 0 | 0 | 0 | 0 | 0 | 0 | 0 | 0 | 0 | 0 | 0 | 0 | 0 | 0 | 0
F4_Residential_CZ1 - Multi Family_New_Appliances_Natural Gas_Clothes Dryer_Codes & Standards Forecast | F4 | Residential | CZ1 - Multi Family | New | Appliances | Natural Gas | Clothes Dryer | Codes & Standards Forecast | Peak Demand (W) | 0 | 0 | 0 | 0 | 0 | 0 | 0 | 0 | 0 | 0 | 0 | 0 | 0 | 0 | 0 | 0 | 0 | 0 | 0 | 0 | 0 | 0 | 0 | 0 | 0 | 0 | 0 | 0 | 0 | 0
F5_Residential_CZ1 - Multi Family_New_Appliances_Natural Gas_Clothes Dryer_Codes & Standards Forecast | F5 | Residential | CZ1 - Multi Family | New | Appliances | Natural Gas | Clothes Dryer | Codes & Standards Forecast | Turnover | 0 | 0 | 0 | 0 | 0 | 0 | 0 | 0 | 0 | 0 | 0 | 0 | 0 | 0 | 0 | 0 | 0 | 0 | 0 | 0 | 0 | 0 | 0 | 0 | 0 | 0 | 0 | 0 | 0 | 0
F6_Residential_CZ1 - Multi Family_New_Appliances_Natural Gas_Clothes Dryer_Codes & Standards Forecast | F6 | Residential | CZ1 - Multi Family | New | Appliances | Natural Gas | Clothes Dryer | Codes & Standards Forecast | Avg. Replacement Usage | 0 | 0 | 0 | 0 | 0 | 0 | 0 | 0 | 0 | 0 | 0 | 0 | 0 | 0 | 0 | 0 | 0 | 0 | 0 | 0 | 0 | 0 | 0 | 0 | 0 | 0 | 0 | 0 | 0 | 0
F7_Residential_CZ1 - Multi Family_New_Appliances_Natural Gas_Clothes Dryer_Codes & Standards Forecast | F7 | Residential | CZ1 - Multi Family | New | Appliances | Natural Gas | Clothes Dryer | Codes & Standards Forecast | Avg. Replacement Demand (S) | 0 | 0 | 0 | 0 | 0 | 0 | 0 | 0 | 0 | 0 | 0 | 0 | 0 | 0 | 0 | 0 | 0 | 0 | 0 | 0 | 0 | 0 | 0 | 0 | 0 | 0 | 0 | 0 | 0 | 0
F8_Residential_CZ1 - Multi Family_New_Appliances_Natural Gas_Clothes Dryer_Codes & Standards Forecast | F8 | Residential | CZ1 - Multi Family | New | Appliances | Natural Gas | Clothes Dryer | Codes & Standards Forecast | Avg. Replacement Demand (W) | 0 | 0 | 0 | 0 | 0 | 0 | 0 | 0 | 0 | 0 | 0 | 0 | 0 | 0 | 0 | 0 | 0 | 0 | 0 | 0 | 0 | 0 | 0 | 0 | 0 | 0 | 0 | 0 | 0 | 0
F1_Residential_CZ1 - Multi Family_New_Appliances_Natural Gas_Stove/Oven_Codes & Standards Forecast | F1 | Residential | CZ1 - Multi Family | New | Appliances | Natural Gas | Stove/Oven | Codes & Standards Forecast | Units | 0 | 0 | 0 | 0 | 0 | 0 | 0 | 0 | 0 | 0 | 0 | 0 | 0 | 0 | 0 | 0 | 0 | 0 | 0 | 0 | 0 | 0 | 0 | 0 | 0 | 0 | 0 | 0 | 0 | 0
F2_Residential_CZ1 - Multi Family_New_Appliances_Natural Gas_Stove/Oven_Codes & Standards Forecast | F2 | Residential | CZ1 - Multi Family | New | Appliances | Natural Gas | Stove/Oven | Codes & Standards Forecast | Usage (MMtherm) | 0 | 0 | 0 | 0 | 0 | 0 | 0 | 0 | 0 | 0 | 0 | 0 | 0 | 0 | 0 | 0 | 0 | 0 | 0 | 0 | 0 | 0 | 0 | 0 | 0 | 0 | 0 | 0 | 0 | 0
F3_Residential_CZ1 - Multi Family_New_Appliances_Natural Gas_Stove/Oven_Codes & Standards Forecast | F3 | Residential | CZ1 - Multi Family | New | Appliances | Natural Gas | Stove/Oven | Codes & Standards Forecast | Peak Demand (S) | 0 | 0 | 0 | 0 | 0 | 0 | 0 | 0 | 0 | 0 | 0 | 0 | 0 | 0 | 0 | 0 | 0 | 0 | 0 | 0 | 0 | 0 | 0 | 0 | 0 | 0 | 0 | 0 | 0 | 0
F4_Residential_CZ1 - Multi Family_New_Appliances_Natural Gas_Stove/Oven_Codes & Standards Forecast | F4 | Residential | CZ1 - Multi Family | New | Appliances | Natural Gas | Stove/Oven | Codes & Standards Forecast | Peak Demand (W) | 0 | 0 | 0 | 0 | 0 | 0 | 0 | 0 | 0 | 0 | 0 | 0 | 0 | 0 | 0 | 0 | 0 | 0 | 0 | 0 | 0 | 0 | 0 | 0 | 0 | 0 | 0 | 0 | 0 | 0
F5_Residential_CZ1 - Multi Family_New_Appliances_Natural Gas_Stove/Oven_Codes & Standards Forecast | F5 | Residential | CZ1 - Multi Family | New | Appliances | Natural Gas | Stove/Oven | Codes & Standards Forecast | Turnover | 0 | 0 | 0 | 0 | 0 | 0 | 0 | 0 | 0 | 0 | 0 | 0 | 0 | 0 | 0 | 0 | 0 | 0 | 0 | 0 | 0 | 0 | 0 | 0 | 0 | 0 | 0 | 0 | 0 | 0
F6_Residential_CZ1 - Multi Family_New_Appliances_Natural Gas_Stove/Oven_Codes & Standards Forecast | F6 | Residential | CZ1 - Multi Family | New | Appliances | Natural Gas | Stove/Oven | Codes & Standards Forecast | Avg. Replacement Usage | 0 | 0 | 0 | 0 | 0 | 0 | 0 | 0 | 0 | 0 | 0 | 0 | 0 | 0 | 0 | 0 | 0 | 0 | 0 | 0 | 0 | 0 | 0 | 0 | 0 | 0 | 0 | 0 | 0 | 0
F7_Residential_CZ1 - Multi Family_New_Appliances_Natural Gas_Stove/Oven_Codes & Standards Forecast | F7 | Residential | CZ1 - Multi Family | New | Appliances | Natural Gas | Stove/Oven | Codes & Standards Forecast | Avg. Replacement Demand (S) | 0 | 0 | 0 | 0 | 0 | 0 | 0 | 0 | 0 | 0 | 0 | 0 | 0 | 0 | 0 | 0 | 0 | 0 | 0 | 0 | 0 | 0 | 0 | 0 | 0 | 0 | 0 | 0 | 0 | 0
F8_Residential_CZ1 - Multi Family_New_Appliances_Natural Gas_Stove/Oven_Codes & Standards Forecast | F8 | Residential | CZ1 - Multi Family | New | Appliances | Natural Gas | Stove/Oven | Codes & Standards Forecast | Avg. Replacement Demand (W) | 0 | 0 | 0 | 0 | 0 | 0 | 0 | 0 | 0 | 0 | 0 | 0 | 0 | 0 | 0 | 0 | 0 | 0 | 0 | 0 | 0 | 0 | 0 | 0 | 0 | 0 | 0 | 0 | 0 | 0
F1_Residential_CZ1 - Multi Family_New_Miscellaneous_Natural Gas_Pool Heater_Codes & Standards Forecast | F1 | Residential | CZ1 - Multi Family | New | Miscellaneous | Natural Gas | Pool Heater | Codes & Standards Forecast | Units | 0 | 0 | 0 | 0 | 0 | 0 | 0 | 0 | 0 | 0 | 0 | 0 | 0 | 0 | 0 | 0 | 0 | 0 | 0 | 0 | 0 | 0 | 0 | 0 | 0 | 0 | 0 | 0 | 0 | 0
F2_Residential_CZ1 - Multi Family_New_Miscellaneous_Natural Gas_Pool Heater_Codes & Standards Forecast | F2 | Residential | CZ1 - Multi Family | New | Miscellaneous | Natural Gas | Pool Heater | Codes & Standards Forecast | Usage (MMtherm) | 0 | 0 | 0 | 0 | 0 | 0 | 0 | 0 | 0 | 0 | 0 | 0 | 0 | 0 | 0 | 0 | 0 | 0 | 0 | 0 | 0 | 0 | 0 | 0 | 0 | 0 | 0 | 0 | 0 | 0
F3_Residential_CZ1 - Multi Family_New_Miscellaneous_Natural Gas_Pool Heater_Codes & Standards Forecast | F3 | Residential | CZ1 - Multi Family | New | Miscellaneous | Natural Gas | Pool Heater | Codes & Standards Forecast | Peak Demand (S) | 0 | 0 | 0 | 0 | 0 | 0 | 0 | 0 | 0 | 0 | 0 | 0 | 0 | 0 | 0 | 0 | 0 | 0 | 0 | 0 | 0 | 0 | 0 | 0 | 0 | 0 | 0 | 0 | 0 | 0
F4_Residential_CZ1 - Multi Family_New_Miscellaneous_Natural Gas_Pool Heater_Codes & Standards Forecast | F4 | Residential | CZ1 - Multi Family | New | Miscellaneous | Natural Gas | Pool Heater | Codes & Standards Forecast | Peak Demand (W) | 0 | 0 | 0 | 0 | 0 | 0 | 0 | 0 | 0 | 0 | 0 | 0 | 0 | 0 | 0 | 0 | 0 | 0 | 0 | 0 | 0 | 0 | 0 | 0 | 0 | 0 | 0 | 0 | 0 | 0
F5_Residential_CZ1 - Multi Family_New_Miscellaneous_Natural Gas_Pool Heater_Codes & Standards Forecast | F5 | Residential | CZ1 - Multi Family | New | Miscellaneous | Natural Gas | Pool Heater | Codes & Standards Forecast | Turnover | 0 | 0 | 0 | 0 | 0 | 0 | 0 | 0 | 0 | 0 | 0 | 0 | 0 | 0 | 0 | 0 | 0 | 0 | 0 | 0 | 0 | 0 | 0 | 0 | 0 | 0 | 0 | 0 | 0 | 0
F6_Residential_CZ1 - Multi Family_New_Miscellaneous_Natural Gas_Pool Heater_Codes & Standards Forecast | F6 | Residential | CZ1 - Multi Family | New | Miscellaneous | Natural Gas | Pool Heater | Codes & Standards Forecast | Avg. Replacement Usage | 0 | 0 | 0 | 0 | 0 | 0 | 0 | 0 | 0 | 0 | 0 | 0 | 0 | 0 | 0 | 0 | 0 | 0 | 0 | 0 | 0 | 0 | 0 | 0 | 0 | 0 | 0 | 0 | 0 | 0
F7_Residential_CZ1 - Multi Family_New_Miscellaneous_Natural Gas_Pool Heater_Codes & Standards Forecast | F7 | Residential | CZ1 - Multi Family | New | Miscellaneous | Natural Gas | Pool Heater | Codes & Standards Forecast | Avg. Replacement Demand (S) | 0 | 0 | 0 | 0 | 0 | 0 | 0 | 0 | 0 | 0 | 0 | 0 | 0 | 0 | 0 | 0 | 0 | 0 | 0 | 0 | 0 | 0 | 0 | 0 | 0 | 0 | 0 | 0 | 0 | 0
F8_Residential_CZ1 - Multi Family_New_Miscellaneous_Natural Gas_Pool Heater_Codes & Standards Forecast | F8 | Residential | CZ1 - Multi Family | New | Miscellaneous | Natural Gas | Pool Heater | Codes & Standards Forecast | Avg. Replacement Demand (W) | 0 | 0 | 0 | 0 | 0 | 0 | 0 | 0 | 0 | 0 | 0 | 0 | 0 | 0 | 0 | 0 | 0 | 0 | 0 | 0 | 0 | 0 | 0 | 0 | 0 | 0 | 0 | 0 | 0 | 0
F1_Residential_CZ1 - Multi Family_New_Miscellaneous_Natural Gas_Miscellaneous_Codes & Standards Forecast | F1 | Residential | CZ1 - Multi Family | New | Miscellaneous | Natural Gas | Miscellaneous | Codes & Standards Forecast | Units | 0 | 0 | 0 | 0 | 0 | 0 | 0 | 0 | 0 | 0 | 0 | 0 | 0 | 0 | 0 | 0 | 0 | 0 | 0 | 0 | 0 | 0 | 0 | 0 | 0 | 0 | 0 | 0 | 0 | 0
F2_Residential_CZ1 - Multi Family_New_Miscellaneous_Natural Gas_Miscellaneous_Codes & Standards Forecast | F2 | Residential | CZ1 - Multi Family | New | Miscellaneous | Natural Gas | Miscellaneous | Codes & Standards Forecast | Usage (MMtherm) | 0 | 0 | 0 | 0 | 0 | 0 | 0 | 0 | 0 | 0 | 0 | 0 | 0 | 0 | 0 | 0 | 0 | 0 | 0 | 0 | 0 | 0 | 0 | 0 | 0 | 0 | 0 | 0 | 0 | 0
F3_Residential_CZ1 - Multi Family_New_Miscellaneous_Natural Gas_Miscellaneous_Codes & Standards Forecast | F3 | Residential | CZ1 - Multi Family | New | Miscellaneous | Natural Gas | Miscellaneous | Codes & Standards Forecast | Peak Demand (S) | 0 | 0 | 0 | 0 | 0 | 0 | 0 | 0 | 0 | 0 | 0 | 0 | 0 | 0 | 0 | 0 | 0 | 0 | 0 | 0 | 0 | 0 | 0 | 0 | 0 | 0 | 0 | 0 | 0 | 0
F4_Residential_CZ1 - Multi Family_New_Miscellaneous_Natural Gas_Miscellaneous_Codes & Standards Forecast | F4 | Residential | CZ1 - Multi Family | New | Miscellaneous | Natural Gas | Miscellaneous | Codes & Standards Forecast | Peak Demand (W) | 0 | 0 | 0 | 0 | 0 | 0 | 0 | 0 | 0 | 0 | 0 | 0 | 0 | 0 | 0 | 0 | 0 | 0 | 0 | 0 | 0 | 0 | 0 | 0 | 0 | 0 | 0 | 0 | 0 | 0
F5_Residential_CZ1 - Multi Family_New_Miscellaneous_Natural Gas_Miscellaneous_Codes & Standards Forecast | F5 | Residential | CZ1 - Multi Family | New | Miscellaneous | Natural Gas | Miscellaneous | Codes & Standards Forecast | Turnover | 0 | 0 | 0 | 0 | 0 | 0 | 0 | 0 | 0 | 0 | 0 | 0 | 0 | 0 | 0 | 0 | 0 | 0 | 0 | 0 | 0 | 0 | 0 | 0 | 0 | 0 | 0 | 0 | 0 | 0
F6_Residential_CZ1 - Multi Family_New_Miscellaneous_Natural Gas_Miscellaneous_Codes & Standards Forecast | F6 | Residential | CZ1 - Multi Family | New | Miscellaneous | Natural Gas | Miscellaneous | Codes & Standards Forecast | Avg. Replacement Usage | 0 | 0 | 0 | 0 | 0 | 0 | 0 | 0 | 0 | 0 | 0 | 0 | 0 | 0 | 0 | 0 | 0 | 0 | 0 | 0 | 0 | 0 | 0 | 0 | 0 | 0 | 0 | 0 | 0 | 0
F7_Residential_CZ1 - Multi Family_New_Miscellaneous_Natural Gas_Miscellaneous_Codes & Standards Forecast | F7 | Residential | CZ1 - Multi Family | New | Miscellaneous | Natural Gas | Miscellaneous | Codes & Standards Forecast | Avg. Replacement Demand (S) | 0 | 0 | 0 | 0 | 0 | 0 | 0 | 0 | 0 | 0 | 0 | 0 | 0 | 0 | 0 | 0 | 0 | 0 | 0 | 0 | 0 | 0 | 0 | 0 | 0 | 0 | 0 | 0 | 0 | 0
F8_Residential_CZ1 - Multi Family_New_Miscellaneous_Natural Gas_Miscellaneous_Codes & Standards Forecast | F8 | Residential | CZ1 - Multi Family | New | Miscellaneous | Natural Gas | Miscellaneous | Codes & Standards Forecast | Avg. Replacement Demand (W) | 0 | 0 | 0 | 0 | 0 | 0 | 0 | 0 | 0 | 0 | 0 | 0 | 0 | 0 | 0 | 0 | 0 | 0 | 0 | 0 | 0 | 0 | 0 | 0 | 0 | 0 | 0 | 0 | 0 | 0
F1_Residential_CZ2 - Single Family_Existing_Space Heating_Natural Gas_Furnace - Direct Fuel_Codes & Standards Forecast | F1 | Residential | CZ2 - Single Family | Existing | Space Heating | Natural Gas | Furnace - Direct Fuel | Codes & Standards Forecast | Units | 0 | 0 | 0 | 0 | 0 | 0 | 0 | 0 | 0 | 0 | 0 | 0 | 0 | 0 | 0 | 0 | 0 | 0 | 0 | 0 | 0 | 0 | 0 | 0 | 0 | 0 | 0 | 0 | 0 | 0
F2_Residential_CZ2 - Single Family_Existing_Space Heating_Natural Gas_Furnace - Direct Fuel_Codes & Standards Forecast | F2 | Residential | CZ2 - Single Family | Existing | Space Heating | Natural Gas | Furnace - Direct Fuel | Codes & Standards Forecast | Usage (MMtherm) | 0 | 0 | 0 | 0 | 0 | 0 | 0 | 0 | 0 | 0 | 0 | 0 | 0 | 0 | 0 | 0 | 0 | 0 | 0 | 0 | 0 | 0 | 0 | 0 | 0 | 0 | 0 | 0 | 0 | 0
F3_Residential_CZ2 - Single Family_Existing_Space Heating_Natural Gas_Furnace - Direct Fuel_Codes & Standards Forecast | F3 | Residential | CZ2 - Single Family | Existing | Space Heating | Natural Gas | Furnace - Direct Fuel | Codes & Standards Forecast | Peak Demand (S) | 0 | 0 | 0 | 0 | 0 | 0 | 0 | 0 | 0 | 0 | 0 | 0 | 0 | 0 | 0 | 0 | 0 | 0 | 0 | 0 | 0 | 0 | 0 | 0 | 0 | 0 | 0 | 0 | 0 | 0
F4_Residential_CZ2 - Single Family_Existing_Space Heating_Natural Gas_Furnace - Direct Fuel_Codes & Standards Forecast | F4 | Residential | CZ2 - Single Family | Existing | Space Heating | Natural Gas | Furnace - Direct Fuel | Codes & Standards Forecast | Peak Demand (W) | 0 | 0 | 0 | 0 | 0 | 0 | 0 | 0 | 0 | 0 | 0 | 0 | 0 | 0 | 0 | 0 | 0 | 0 | 0 | 0 | 0 | 0 | 0 | 0 | 0 | 0 | 0 | 0 | 0 | 0
F5_Residential_CZ2 - Single Family_Existing_Space Heating_Natural Gas_Furnace - Direct Fuel_Codes & Standards Forecast | F5 | Residential | CZ2 - Single Family | Existing | Space Heating | Natural Gas | Furnace - Direct Fuel | Codes & Standards Forecast | Turnover | 0 | 0 | 0 | 0 | 0 | 0 | 0 | 0 | 0 | 0 | 0 | 0 | 0 | 0 | 0 | 0 | 0 | 0 | 0 | 0 | 0 | 0 | 0 | 0 | 0 | 0 | 0 | 0 | 0 | 0
F6_Residential_CZ2 - Single Family_Existing_Space Heating_Natural Gas_Furnace - Direct Fuel_Codes & Standards Forecast | F6 | Residential | CZ2 - Single Family | Existing | Space Heating | Natural Gas | Furnace - Direct Fuel | Codes & Standards Forecast | Avg. Replacement Usage | 0 | 0 | 0 | 0 | 0 | 0 | 0 | 0 | 0 | 0 | 0 | 0 | 0 | 0 | 0 | 0 | 0 | 0 | 0 | 0 | 0 | 0 | 0 | 0 | 0 | 0 | 0 | 0 | 0 | 0
F7_Residential_CZ2 - Single Family_Existing_Space Heating_Natural Gas_Furnace - Direct Fuel_Codes & Standards Forecast | F7 | Residential | CZ2 - Single Family | Existing | Space Heating | Natural Gas | Furnace - Direct Fuel | Codes & Standards Forecast | Avg. Replacement Demand (S) | 0 | 0 | 0 | 0 | 0 | 0 | 0 | 0 | 0 | 0 | 0 | 0 | 0 | 0 | 0 | 0 | 0 | 0 | 0 | 0 | 0 | 0 | 0 | 0 | 0 | 0 | 0 | 0 | 0 | 0
F8_Residential_CZ2 - Single Family_Existing_Space Heating_Natural Gas_Furnace - Direct Fuel_Codes & Standards Forecast | F8 | Residential | CZ2 - Single Family | Existing | Space Heating | Natural Gas | Furnace - Direct Fuel | Codes & Standards Forecast | Avg. Replacement Demand (W) | 0 | 0 | 0 | 0 | 0 | 0 | 0 | 0 | 0 | 0 | 0 | 0 | 0 | 0 | 0 | 0 | 0 | 0 | 0 | 0 | 0 | 0 | 0 | 0 | 0 | 0 | 0 | 0 | 0 | 0
F1_Residential_CZ2 - Single Family_Existing_Space Heating_Natural Gas_Boiler - Direct Fuel_Codes & Standards Forecast | F1 | Residential | CZ2 - Single Family | Existing | Space Heating | Natural Gas | Boiler - Direct Fuel | Codes & Standards Forecast | Units | 0 | 0 | 0 | 0 | 0 | 0 | 0 | 0 | 0 | 0 | 0 | 0 | 0 | 0 | 0 | 0 | 0 | 0 | 0 | 0 | 0 | 0 | 0 | 0 | 0 | 0 | 0 | 0 | 0 | 0
F2_Residential_CZ2 - Single Family_Existing_Space Heating_Natural Gas_Boiler - Direct Fuel_Codes & Standards Forecast | F2 | Residential | CZ2 - Single Family | Existing | Space Heating | Natural Gas | Boiler - Direct Fuel | Codes & Standards Forecast | Usage (MMtherm) | 0 | 0 | 0 | 0 | 0 | 0 | 0 | 0 | 0 | 0 | 0 | 0 | 0 | 0 | 0 | 0 | 0 | 0 | 0 | 0 | 0 | 0 | 0 | 0 | 0 | 0 | 0 | 0 | 0 | 0
F3_Residential_CZ2 - Single Family_Existing_Space Heating_Natural Gas_Boiler - Direct Fuel_Codes & Standards Forecast | F3 | Residential | CZ2 - Single Family | Existing | Space Heating | Natural Gas | Boiler - Direct Fuel | Codes & Standards Forecast | Peak Demand (S) | 0 | 0 | 0 | 0 | 0 | 0 | 0 | 0 | 0 | 0 | 0 | 0 | 0 | 0 | 0 | 0 | 0 | 0 | 0 | 0 | 0 | 0 | 0 | 0 | 0 | 0 | 0 | 0 | 0 | 0
F4_Residential_CZ2 - Single Family_Existing_Space Heating_Natural Gas_Boiler - Direct Fuel_Codes & Standards Forecast | F4 | Residential | CZ2 - Single Family | Existing | Space Heating | Natural Gas | Boiler - Direct Fuel | Codes & Standards Forecast | Peak Demand (W) | 0 | 0 | 0 | 0 | 0 | 0 | 0 | 0 | 0 | 0 | 0 | 0 | 0 | 0 | 0 | 0 | 0 | 0 | 0 | 0 | 0 | 0 | 0 | 0 | 0 | 0 | 0 | 0 | 0 | 0
F5_Residential_CZ2 - Single Family_Existing_Space Heating_Natural Gas_Boiler - Direct Fuel_Codes & Standards Forecast | F5 | Residential | CZ2 - Single Family | Existing | Space Heating | Natural Gas | Boiler - Direct Fuel | Codes & Standards Forecast | Turnover | 0 | 0 | 0 | 0 | 0 | 0 | 0 | 0 | 0 | 0 | 0 | 0 | 0 | 0 | 0 | 0 | 0 | 0 | 0 | 0 | 0 | 0 | 0 | 0 | 0 | 0 | 0 | 0 | 0 | 0
F6_Residential_CZ2 - Single Family_Existing_Space Heating_Natural Gas_Boiler - Direct Fuel_Codes & Standards Forecast | F6 | Residential | CZ2 - Single Family | Existing | Space Heating | Natural Gas | Boiler - Direct Fuel | Codes & Standards Forecast | Avg. Replacement Usage | 0 | 0 | 0 | 0 | 0 | 0 | 0 | 0 | 0 | 0 | 0 | 0 | 0 | 0 | 0 | 0 | 0 | 0 | 0 | 0 | 0 | 0 | 0 | 0 | 0 | 0 | 0 | 0 | 0 | 0
F7_Residential_CZ2 - Single Family_Existing_Space Heating_Natural Gas_Boiler - Direct Fuel_Codes & Standards Forecast | F7 | Residential | CZ2 - Single Family | Existing | Space Heating | Natural Gas | Boiler - Direct Fuel | Codes & Standards Forecast | Avg. Replacement Demand (S) | 0 | 0 | 0 | 0 | 0 | 0 | 0 | 0 | 0 | 0 | 0 | 0 | 0 | 0 | 0 | 0 | 0 | 0 | 0 | 0 | 0 | 0 | 0 | 0 | 0 | 0 | 0 | 0 | 0 | 0
F8_Residential_CZ2 - Single Family_Existing_Space Heating_Natural Gas_Boiler - Direct Fuel_Codes & Standards Forecast | F8 | Residential | CZ2 - Single Family | Existing | Space Heating | Natural Gas | Boiler - Direct Fuel | Codes & Standards Forecast | Avg. Replacement Demand (W) | 0 | 0 | 0 | 0 | 0 | 0 | 0 | 0 | 0 | 0 | 0 | 0 | 0 | 0 | 0 | 0 | 0 | 0 | 0 | 0 | 0 | 0 | 0 | 0 | 0 | 0 | 0 | 0 | 0 | 0
F1_Residential_CZ2 - Single Family_Existing_Secondary Heating_Natural Gas_Fireplace_Codes & Standards Forecast | F1 | Residential | CZ2 - Single Family | Existing | Secondary Heating | Natural Gas | Fireplace | Codes & Standards Forecast | Units | 0 | 0 | 0 | 0 | 0 | 0 | 0 | 0 | 0 | 0 | 0 | 0 | 0 | 0 | 0 | 0 | 0 | 0 | 0 | 0 | 0 | 0 | 0 | 0 | 0 | 0 | 0 | 0 | 0 | 0
F2_Residential_CZ2 - Single Family_Existing_Secondary Heating_Natural Gas_Fireplace_Codes & Standards Forecast | F2 | Residential | CZ2 - Single Family | Existing | Secondary Heating | Natural Gas | Fireplace | Codes & Standards Forecast | Usage (MMtherm) | 0 | 0 | 0 | 0 | 0 | 0 | 0 | 0 | 0 | 0 | 0 | 0 | 0 | 0 | 0 | 0 | 0 | 0 | 0 | 0 | 0 | 0 | 0 | 0 | 0 | 0 | 0 | 0 | 0 | 0
F3_Residential_CZ2 - Single Family_Existing_Secondary Heating_Natural Gas_Fireplace_Codes & Standards Forecast | F3 | Residential | CZ2 - Single Family | Existing | Secondary Heating | Natural Gas | Fireplace | Codes & Standards Forecast | Peak Demand (S) | 0 | 0 | 0 | 0 | 0 | 0 | 0 | 0 | 0 | 0 | 0 | 0 | 0 | 0 | 0 | 0 | 0 | 0 | 0 | 0 | 0 | 0 | 0 | 0 | 0 | 0 | 0 | 0 | 0 | 0
F4_Residential_CZ2 - Single Family_Existing_Secondary Heating_Natural Gas_Fireplace_Codes & Standards Forecast | F4 | Residential | CZ2 - Single Family | Existing | Secondary Heating | Natural Gas | Fireplace | Codes & Standards Forecast | Peak Demand (W) | 0 | 0 | 0 | 0 | 0 | 0 | 0 | 0 | 0 | 0 | 0 | 0 | 0 | 0 | 0 | 0 | 0 | 0 | 0 | 0 | 0 | 0 | 0 | 0 | 0 | 0 | 0 | 0 | 0 | 0
F5_Residential_CZ2 - Single Family_Existing_Secondary Heating_Natural Gas_Fireplace_Codes & Standards Forecast | F5 | Residential | CZ2 - Single Family | Existing | Secondary Heating | Natural Gas | Fireplace | Codes & Standards Forecast | Turnover | 0 | 0 | 0 | 0 | 0 | 0 | 0 | 0 | 0 | 0 | 0 | 0 | 0 | 0 | 0 | 0 | 0 | 0 | 0 | 0 | 0 | 0 | 0 | 0 | 0 | 0 | 0 | 0 | 0 | 0
F6_Residential_CZ2 - Single Family_Existing_Secondary Heating_Natural Gas_Fireplace_Codes & Standards Forecast | F6 | Residential | CZ2 - Single Family | Existing | Secondary Heating | Natural Gas | Fireplace | Codes & Standards Forecast | Avg. Replacement Usage | 0 | 0 | 0 | 0 | 0 | 0 | 0 | 0 | 0 | 0 | 0 | 0 | 0 | 0 | 0 | 0 | 0 | 0 | 0 | 0 | 0 | 0 | 0 | 0 | 0 | 0 | 0 | 0 | 0 | 0
F7_Residential_CZ2 - Single Family_Existing_Secondary Heating_Natural Gas_Fireplace_Codes & Standards Forecast | F7 | Residential | CZ2 - Single Family | Existing | Secondary Heating | Natural Gas | Fireplace | Codes & Standards Forecast | Avg. Replacement Demand (S) | 0 | 0 | 0 | 0 | 0 | 0 | 0 | 0 | 0 | 0 | 0 | 0 | 0 | 0 | 0 | 0 | 0 | 0 | 0 | 0 | 0 | 0 | 0 | 0 | 0 | 0 | 0 | 0 | 0 | 0
F8_Residential_CZ2 - Single Family_Existing_Secondary Heating_Natural Gas_Fireplace_Codes & Standards Forecast | F8 | Residential | CZ2 - Single Family | Existing | Secondary Heating | Natural Gas | Fireplace | Codes & Standards Forecast | Avg. Replacement Demand (W) | 0 | 0 | 0 | 0 | 0 | 0 | 0 | 0 | 0 | 0 | 0 | 0 | 0 | 0 | 0 | 0 | 0 | 0 | 0 | 0 | 0 | 0 | 0 | 0 | 0 | 0 | 0 | 0 | 0 | 0
F1_Residential_CZ2 - Single Family_Existing_Water Heating_Natural Gas_Water Heater <= 55 gal._Codes & Standards Forecast | F1 | Residential | CZ2 - Single Family | Existing | Water Heating | Natural Gas | Water Heater <= 55 gal. | Codes & Standards Forecast | Units | 0 | 0 | 0 | 0 | 0 | 0 | 0 | 0 | 0 | 0 | 0 | 0 | 0 | 0 | 0 | 0 | 0 | 0 | 0 | 0 | 0 | 0 | 0 | 0 | 0 | 0 | 0 | 0 | 0 | 0
F2_Residential_CZ2 - Single Family_Existing_Water Heating_Natural Gas_Water Heater <= 55 gal._Codes & Standards Forecast | F2 | Residential | CZ2 - Single Family | Existing | Water Heating | Natural Gas | Water Heater <= 55 gal. | Codes & Standards Forecast | Usage (MMtherm) | 0 | 0 | 0 | 0 | 0 | 0 | 0 | 0 | 0 | 0 | 0 | 0 | 0 | 0 | 0 | 0 | 0 | 0 | 0 | 0 | 0 | 0 | 0 | 0 | 0 | 0 | 0 | 0 | 0 | 0
F3_Residential_CZ2 - Single Family_Existing_Water Heating_Natural Gas_Water Heater <= 55 gal._Codes & Standards Forecast | F3 | Residential | CZ2 - Single Family | Existing | Water Heating | Natural Gas | Water Heater <= 55 gal. | Codes & Standards Forecast | Peak Demand (S) | 0 | 0 | 0 | 0 | 0 | 0 | 0 | 0 | 0 | 0 | 0 | 0 | 0 | 0 | 0 | 0 | 0 | 0 | 0 | 0 | 0 | 0 | 0 | 0 | 0 | 0 | 0 | 0 | 0 | 0
F4_Residential_CZ2 - Single Family_Existing_Water Heating_Natural Gas_Water Heater <= 55 gal._Codes & Standards Forecast | F4 | Residential | CZ2 - Single Family | Existing | Water Heating | Natural Gas | Water Heater <= 55 gal. | Codes & Standards Forecast | Peak Demand (W) | 0 | 0 | 0 | 0 | 0 | 0 | 0 | 0 | 0 | 0 | 0 | 0 | 0 | 0 | 0 | 0 | 0 | 0 | 0 | 0 | 0 | 0 | 0 | 0 | 0 | 0 | 0 | 0 | 0 | 0
F5_Residential_CZ2 - Single Family_Existing_Water Heating_Natural Gas_Water Heater <= 55 gal._Codes & Standards Forecast | F5 | Residential | CZ2 - Single Family | Existing | Water Heating | Natural Gas | Water Heater <= 55 gal. | Codes & Standards Forecast | Turnover | 0 | 0 | 0 | 0 | 0 | 0 | 0 | 0 | 0 | 0 | 0 | 0 | 0 | 0 | 0 | 0 | 0 | 0 | 0 | 0 | 0 | 0 | 0 | 0 | 0 | 0 | 0 | 0 | 0 | 0
F6_Residential_CZ2 - Single Family_Existing_Water Heating_Natural Gas_Water Heater <= 55 gal._Codes & Standards Forecast | F6 | Residential | CZ2 - Single Family | Existing | Water Heating | Natural Gas | Water Heater <= 55 gal. | Codes & Standards Forecast | Avg. Replacement Usage | 0 | 0 | 0 | 0 | 0 | 0 | 0 | 0 | 0 | 0 | 0 | 0 | 0 | 0 | 0 | 0 | 0 | 0 | 0 | 0 | 0 | 0 | 0 | 0 | 0 | 0 | 0 | 0 | 0 | 0
F7_Residential_CZ2 - Single Family_Existing_Water Heating_Natural Gas_Water Heater <= 55 gal._Codes & Standards Forecast | F7 | Residential | CZ2 - Single Family | Existing | Water Heating | Natural Gas | Water Heater <= 55 gal. | Codes & Standards Forecast | Avg. Replacement Demand (S) | 0 | 0 | 0 | 0 | 0 | 0 | 0 | 0 | 0 | 0 | 0 | 0 | 0 | 0 | 0 | 0 | 0 | 0 | 0 | 0 | 0 | 0 | 0 | 0 | 0 | 0 | 0 | 0 | 0 | 0
F8_Residential_CZ2 - Single Family_Existing_Water Heating_Natural Gas_Water Heater <= 55 gal._Codes & Standards Forecast | F8 | Residential | CZ2 - Single Family | Existing | Water Heating | Natural Gas | Water Heater <= 55 gal. | Codes & Standards Forecast | Avg. Replacement Demand (W) | 0 | 0 | 0 | 0 | 0 | 0 | 0 | 0 | 0 | 0 | 0 | 0 | 0 | 0 | 0 | 0 | 0 | 0 | 0 | 0 | 0 | 0 | 0 | 0 | 0 | 0 | 0 | 0 | 0 | 0
F1_Residential_CZ2 - Single Family_Existing_Water Heating_Natural Gas_Water Heater > 55 gal._Codes & Standards Forecast | F1 | Residential | CZ2 - Single Family | Existing | Water Heating | Natural Gas | Water Heater > 55 gal. | Codes & Standards Forecast | Units | 0 | 0 | 0 | 0 | 0 | 0 | 0 | 0 | 0 | 0 | 0 | 0 | 0 | 0 | 0 | 0 | 0 | 0 | 0 | 0 | 0 | 0 | 0 | 0 | 0 | 0 | 0 | 0 | 0 | 0
F2_Residential_CZ2 - Single Family_Existing_Water Heating_Natural Gas_Water Heater > 55 gal._Codes & Standards Forecast | F2 | Residential | CZ2 - Single Family | Existing | Water Heating | Natural Gas | Water Heater > 55 gal. | Codes & Standards Forecast | Usage (MMtherm) | 0 | 0 | 0 | 0 | 0 | 0 | 0 | 0 | 0 | 0 | 0 | 0 | 0 | 0 | 0 | 0 | 0 | 0 | 0 | 0 | 0 | 0 | 0 | 0 | 0 | 0 | 0 | 0 | 0 | 0
F3_Residential_CZ2 - Single Family_Existing_Water Heating_Natural Gas_Water Heater > 55 gal._Codes & Standards Forecast | F3 | Residential | CZ2 - Single Family | Existing | Water Heating | Natural Gas | Water Heater > 55 gal. | Codes & Standards Forecast | Peak Demand (S) | 0 | 0 | 0 | 0 | 0 | 0 | 0 | 0 | 0 | 0 | 0 | 0 | 0 | 0 | 0 | 0 | 0 | 0 | 0 | 0 | 0 | 0 | 0 | 0 | 0 | 0 | 0 | 0 | 0 | 0
F4_Residential_CZ2 - Single Family_Existing_Water Heating_Natural Gas_Water Heater > 55 gal._Codes & Standards Forecast | F4 | Residential | CZ2 - Single Family | Existing | Water Heating | Natural Gas | Water Heater > 55 gal. | Codes & Standards Forecast | Peak Demand (W) | 0 | 0 | 0 | 0 | 0 | 0 | 0 | 0 | 0 | 0 | 0 | 0 | 0 | 0 | 0 | 0 | 0 | 0 | 0 | 0 | 0 | 0 | 0 | 0 | 0 | 0 | 0 | 0 | 0 | 0
F5_Residential_CZ2 - Single Family_Existing_Water Heating_Natural Gas_Water Heater > 55 gal._Codes & Standards Forecast | F5 | Residential | CZ2 - Single Family | Existing | Water Heating | Natural Gas | Water Heater > 55 gal. | Codes & Standards Forecast | Turnover | 0 | 0 | 0 | 0 | 0 | 0 | 0 | 0 | 0 | 0 | 0 | 0 | 0 | 0 | 0 | 0 | 0 | 0 | 0 | 0 | 0 | 0 | 0 | 0 | 0 | 0 | 0 | 0 | 0 | 0
F6_Residential_CZ2 - Single Family_Existing_Water Heating_Natural Gas_Water Heater > 55 gal._Codes & Standards Forecast | F6 | Residential | CZ2 - Single Family | Existing | Water Heating | Natural Gas | Water Heater > 55 gal. | Codes & Standards Forecast | Avg. Replacement Usage | 0 | 0 | 0 | 0 | 0 | 0 | 0 | 0 | 0 | 0 | 0 | 0 | 0 | 0 | 0 | 0 | 0 | 0 | 0 | 0 | 0 | 0 | 0 | 0 | 0 | 0 | 0 | 0 | 0 | 0
F7_Residential_CZ2 - Single Family_Existing_Water Heating_Natural Gas_Water Heater > 55 gal._Codes & Standards Forecast | F7 | Residential | CZ2 - Single Family | Existing | Water Heating | Natural Gas | Water Heater > 55 gal. | Codes & Standards Forecast | Avg. Replacement Demand (S) | 0 | 0 | 0 | 0 | 0 | 0 | 0 | 0 | 0 | 0 | 0 | 0 | 0 | 0 | 0 | 0 | 0 | 0 | 0 | 0 | 0 | 0 | 0 | 0 | 0 | 0 | 0 | 0 | 0 | 0
F8_Residential_CZ2 - Single Family_Existing_Water Heating_Natural Gas_Water Heater > 55 gal._Codes & Standards Forecast | F8 | Residential | CZ2 - Single Family | Existing | Water Heating | Natural Gas | Water Heater > 55 gal. | Codes & Standards Forecast | Avg. Replacement Demand (W) | 0 | 0 | 0 | 0 | 0 | 0 | 0 | 0 | 0 | 0 | 0 | 0 | 0 | 0 | 0 | 0 | 0 | 0 | 0 | 0 | 0 | 0 | 0 | 0 | 0 | 0 | 0 | 0 | 0 | 0
F1_Residential_CZ2 - Single Family_Existing_Appliances_Natural Gas_Clothes Dryer_Codes & Standards Forecast | F1 | Residential | CZ2 - Single Family | Existing | Appliances | Natural Gas | Clothes Dryer | Codes & Standards Forecast | Units | 0 | 0 | 0 | 0 | 0 | 0 | 0 | 0 | 0 | 0 | 0 | 0 | 0 | 0 | 0 | 0 | 0 | 0 | 0 | 0 | 0 | 0 | 0 | 0 | 0 | 0 | 0 | 0 | 0 | 0
F2_Residential_CZ2 - Single Family_Existing_Appliances_Natural Gas_Clothes Dryer_Codes & Standards Forecast | F2 | Residential | CZ2 - Single Family | Existing | Appliances | Natural Gas | Clothes Dryer | Codes & Standards Forecast | Usage (MMtherm) | 0 | 0 | 0 | 0 | 0 | 0 | 0 | 0 | 0 | 0 | 0 | 0 | 0 | 0 | 0 | 0 | 0 | 0 | 0 | 0 | 0 | 0 | 0 | 0 | 0 | 0 | 0 | 0 | 0 | 0
F3_Residential_CZ2 - Single Family_Existing_Appliances_Natural Gas_Clothes Dryer_Codes & Standards Forecast | F3 | Residential | CZ2 - Single Family | Existing | Appliances | Natural Gas | Clothes Dryer | Codes & Standards Forecast | Peak Demand (S) | 0 | 0 | 0 | 0 | 0 | 0 | 0 | 0 | 0 | 0 | 0 | 0 | 0 | 0 | 0 | 0 | 0 | 0 | 0 | 0 | 0 | 0 | 0 | 0 | 0 | 0 | 0 | 0 | 0 | 0
F4_Residential_CZ2 - Single Family_Existing_Appliances_Natural Gas_Clothes Dryer_Codes & Standards Forecast | F4 | Residential | CZ2 - Single Family | Existing | Appliances | Natural Gas | Clothes Dryer | Codes & Standards Forecast | Peak Demand (W) | 0 | 0 | 0 | 0 | 0 | 0 | 0 | 0 | 0 | 0 | 0 | 0 | 0 | 0 | 0 | 0 | 0 | 0 | 0 | 0 | 0 | 0 | 0 | 0 | 0 | 0 | 0 | 0 | 0 | 0
F5_Residential_CZ2 - Single Family_Existing_Appliances_Natural Gas_Clothes Dryer_Codes & Standards Forecast | F5 | Residential | CZ2 - Single Family | Existing | Appliances | Natural Gas | Clothes Dryer | Codes & Standards Forecast | Turnover | 0 | 0 | 0 | 0 | 0 | 0 | 0 | 0 | 0 | 0 | 0 | 0 | 0 | 0 | 0 | 0 | 0 | 0 | 0 | 0 | 0 | 0 | 0 | 0 | 0 | 0 | 0 | 0 | 0 | 0
F6_Residential_CZ2 - Single Family_Existing_Appliances_Natural Gas_Clothes Dryer_Codes & Standards Forecast | F6 | Residential | CZ2 - Single Family | Existing | Appliances | Natural Gas | Clothes Dryer | Codes & Standards Forecast | Avg. Replacement Usage | 0 | 0 | 0 | 0 | 0 | 0 | 0 | 0 | 0 | 0 | 0 | 0 | 0 | 0 | 0 | 0 | 0 | 0 | 0 | 0 | 0 | 0 | 0 | 0 | 0 | 0 | 0 | 0 | 0 | 0
F7_Residential_CZ2 - Single Family_Existing_Appliances_Natural Gas_Clothes Dryer_Codes & Standards Forecast | F7 | Residential | CZ2 - Single Family | Existing | Appliances | Natural Gas | Clothes Dryer | Codes & Standards Forecast | Avg. Replacement Demand (S) | 0 | 0 | 0 | 0 | 0 | 0 | 0 | 0 | 0 | 0 | 0 | 0 | 0 | 0 | 0 | 0 | 0 | 0 | 0 | 0 | 0 | 0 | 0 | 0 | 0 | 0 | 0 | 0 | 0 | 0
F8_Residential_CZ2 - Single Family_Existing_Appliances_Natural Gas_Clothes Dryer_Codes & Standards Forecast | F8 | Residential | CZ2 - Single Family | Existing | Appliances | Natural Gas | Clothes Dryer | Codes & Standards Forecast | Avg. Replacement Demand (W) | 0 | 0 | 0 | 0 | 0 | 0 | 0 | 0 | 0 | 0 | 0 | 0 | 0 | 0 | 0 | 0 | 0 | 0 | 0 | 0 | 0 | 0 | 0 | 0 | 0 | 0 | 0 | 0 | 0 | 0
F1_Residential_CZ2 - Single Family_Existing_Appliances_Natural Gas_Stove/Oven_Codes & Standards Forecast | F1 | Residential | CZ2 - Single Family | Existing | Appliances | Natural Gas | Stove/Oven | Codes & Standards Forecast | Units | 0 | 0 | 0 | 0 | 0 | 0 | 0 | 0 | 0 | 0 | 0 | 0 | 0 | 0 | 0 | 0 | 0 | 0 | 0 | 0 | 0 | 0 | 0 | 0 | 0 | 0 | 0 | 0 | 0 | 0
F2_Residential_CZ2 - Single Family_Existing_Appliances_Natural Gas_Stove/Oven_Codes & Standards Forecast | F2 | Residential | CZ2 - Single Family | Existing | Appliances | Natural Gas | Stove/Oven | Codes & Standards Forecast | Usage (MMtherm) | 0 | 0 | 0 | 0 | 0 | 0 | 0 | 0 | 0 | 0 | 0 | 0 | 0 | 0 | 0 | 0 | 0 | 0 | 0 | 0 | 0 | 0 | 0 | 0 | 0 | 0 | 0 | 0 | 0 | 0
F3_Residential_CZ2 - Single Family_Existing_Appliances_Natural Gas_Stove/Oven_Codes & Standards Forecast | F3 | Residential | CZ2 - Single Family | Existing | Appliances | Natural Gas | Stove/Oven | Codes & Standards Forecast | Peak Demand (S) | 0 | 0 | 0 | 0 | 0 | 0 | 0 | 0 | 0 | 0 | 0 | 0 | 0 | 0 | 0 | 0 | 0 | 0 | 0 | 0 | 0 | 0 | 0 | 0 | 0 | 0 | 0 | 0 | 0 | 0
F4_Residential_CZ2 - Single Family_Existing_Appliances_Natural Gas_Stove/Oven_Codes & Standards Forecast | F4 | Residential | CZ2 - Single Family | Existing | Appliances | Natural Gas | Stove/Oven | Codes & Standards Forecast | Peak Demand (W) | 0 | 0 | 0 | 0 | 0 | 0 | 0 | 0 | 0 | 0 | 0 | 0 | 0 | 0 | 0 | 0 | 0 | 0 | 0 | 0 | 0 | 0 | 0 | 0 | 0 | 0 | 0 | 0 | 0 | 0
F5_Residential_CZ2 - Single Family_Existing_Appliances_Natural Gas_Stove/Oven_Codes & Standards Forecast | F5 | Residential | CZ2 - Single Family | Existing | Appliances | Natural Gas | Stove/Oven | Codes & Standards Forecast | Turnover | 0 | 0 | 0 | 0 | 0 | 0 | 0 | 0 | 0 | 0 | 0 | 0 | 0 | 0 | 0 | 0 | 0 | 0 | 0 | 0 | 0 | 0 | 0 | 0 | 0 | 0 | 0 | 0 | 0 | 0
F6_Residential_CZ2 - Single Family_Existing_Appliances_Natural Gas_Stove/Oven_Codes & Standards Forecast | F6 | Residential | CZ2 - Single Family | Existing | Appliances | Natural Gas | Stove/Oven | Codes & Standards Forecast | Avg. Replacement Usage | 0 | 0 | 0 | 0 | 0 | 0 | 0 | 0 | 0 | 0 | 0 | 0 | 0 | 0 | 0 | 0 | 0 | 0 | 0 | 0 | 0 | 0 | 0 | 0 | 0 | 0 | 0 | 0 | 0 | 0
F7_Residential_CZ2 - Single Family_Existing_Appliances_Natural Gas_Stove/Oven_Codes & Standards Forecast | F7 | Residential | CZ2 - Single Family | Existing | Appliances | Natural Gas | Stove/Oven | Codes & Standards Forecast | Avg. Replacement Demand (S) | 0 | 0 | 0 | 0 | 0 | 0 | 0 | 0 | 0 | 0 | 0 | 0 | 0 | 0 | 0 | 0 | 0 | 0 | 0 | 0 | 0 | 0 | 0 | 0 | 0 | 0 | 0 | 0 | 0 | 0
F8_Residential_CZ2 - Single Family_Existing_Appliances_Natural Gas_Stove/Oven_Codes & Standards Forecast | F8 | Residential | CZ2 - Single Family | Existing | Appliances | Natural Gas | Stove/Oven | Codes & Standards Forecast | Avg. Replacement Demand (W) | 0 | 0 | 0 | 0 | 0 | 0 | 0 | 0 | 0 | 0 | 0 | 0 | 0 | 0 | 0 | 0 | 0 | 0 | 0 | 0 | 0 | 0 | 0 | 0 | 0 | 0 | 0 | 0 | 0 | 0
F1_Residential_CZ2 - Single Family_Existing_Miscellaneous_Natural Gas_Pool Heater_Codes & Standards Forecast | F1 | Residential | CZ2 - Single Family | Existing | Miscellaneous | Natural Gas | Pool Heater | Codes & Standards Forecast | Units | 0 | 0 | 0 | 0 | 0 | 0 | 0 | 0 | 0 | 0 | 0 | 0 | 0 | 0 | 0 | 0 | 0 | 0 | 0 | 0 | 0 | 0 | 0 | 0 | 0 | 0 | 0 | 0 | 0 | 0
F2_Residential_CZ2 - Single Family_Existing_Miscellaneous_Natural Gas_Pool Heater_Codes & Standards Forecast | F2 | Residential | CZ2 - Single Family | Existing | Miscellaneous | Natural Gas | Pool Heater | Codes & Standards Forecast | Usage (MMtherm) | 0 | 0 | 0 | 0 | 0 | 0 | 0 | 0 | 0 | 0 | 0 | 0 | 0 | 0 | 0 | 0 | 0 | 0 | 0 | 0 | 0 | 0 | 0 | 0 | 0 | 0 | 0 | 0 | 0 | 0
F3_Residential_CZ2 - Single Family_Existing_Miscellaneous_Natural Gas_Pool Heater_Codes & Standards Forecast | F3 | Residential | CZ2 - Single Family | Existing | Miscellaneous | Natural Gas | Pool Heater | Codes & Standards Forecast | Peak Demand (S) | 0 | 0 | 0 | 0 | 0 | 0 | 0 | 0 | 0 | 0 | 0 | 0 | 0 | 0 | 0 | 0 | 0 | 0 | 0 | 0 | 0 | 0 | 0 | 0 | 0 | 0 | 0 | 0 | 0 | 0
F4_Residential_CZ2 - Single Family_Existing_Miscellaneous_Natural Gas_Pool Heater_Codes & Standards Forecast | F4 | Residential | CZ2 - Single Family | Existing | Miscellaneous | Natural Gas | Pool Heater | Codes & Standards Forecast | Peak Demand (W) | 0 | 0 | 0 | 0 | 0 | 0 | 0 | 0 | 0 | 0 | 0 | 0 | 0 | 0 | 0 | 0 | 0 | 0 | 0 | 0 | 0 | 0 | 0 | 0 | 0 | 0 | 0 | 0 | 0 | 0
F5_Residential_CZ2 - Single Family_Existing_Miscellaneous_Natural Gas_Pool Heater_Codes & Standards Forecast | F5 | Residential | CZ2 - Single Family | Existing | Miscellaneous | Natural Gas | Pool Heater | Codes & Standards Forecast | Turnover | 0 | 0 | 0 | 0 | 0 | 0 | 0 | 0 | 0 | 0 | 0 | 0 | 0 | 0 | 0 | 0 | 0 | 0 | 0 | 0 | 0 | 0 | 0 | 0 | 0 | 0 | 0 | 0 | 0 | 0
F6_Residential_CZ2 - Single Family_Existing_Miscellaneous_Natural Gas_Pool Heater_Codes & Standards Forecast | F6 | Residential | CZ2 - Single Family | Existing | Miscellaneous | Natural Gas | Pool Heater | Codes & Standards Forecast | Avg. Replacement Usage | 0 | 0 | 0 | 0 | 0 | 0 | 0 | 0 | 0 | 0 | 0 | 0 | 0 | 0 | 0 | 0 | 0 | 0 | 0 | 0 | 0 | 0 | 0 | 0 | 0 | 0 | 0 | 0 | 0 | 0
F7_Residential_CZ2 - Single Family_Existing_Miscellaneous_Natural Gas_Pool Heater_Codes & Standards Forecast | F7 | Residential | CZ2 - Single Family | Existing | Miscellaneous | Natural Gas | Pool Heater | Codes & Standards Forecast | Avg. Replacement Demand (S) | 0 | 0 | 0 | 0 | 0 | 0 | 0 | 0 | 0 | 0 | 0 | 0 | 0 | 0 | 0 | 0 | 0 | 0 | 0 | 0 | 0 | 0 | 0 | 0 | 0 | 0 | 0 | 0 | 0 | 0
F8_Residential_CZ2 - Single Family_Existing_Miscellaneous_Natural Gas_Pool Heater_Codes & Standards Forecast | F8 | Residential | CZ2 - Single Family | Existing | Miscellaneous | Natural Gas | Pool Heater | Codes & Standards Forecast | Avg. Replacement Demand (W) | 0 | 0 | 0 | 0 | 0 | 0 | 0 | 0 | 0 | 0 | 0 | 0 | 0 | 0 | 0 | 0 | 0 | 0 | 0 | 0 | 0 | 0 | 0 | 0 | 0 | 0 | 0 | 0 | 0 | 0
F1_Residential_CZ2 - Single Family_Existing_Miscellaneous_Natural Gas_Miscellaneous_Codes & Standards Forecast | F1 | Residential | CZ2 - Single Family | Existing | Miscellaneous | Natural Gas | Miscellaneous | Codes & Standards Forecast | Units | 0 | 0 | 0 | 0 | 0 | 0 | 0 | 0 | 0 | 0 | 0 | 0 | 0 | 0 | 0 | 0 | 0 | 0 | 0 | 0 | 0 | 0 | 0 | 0 | 0 | 0 | 0 | 0 | 0 | 0
F2_Residential_CZ2 - Single Family_Existing_Miscellaneous_Natural Gas_Miscellaneous_Codes & Standards Forecast | F2 | Residential | CZ2 - Single Family | Existing | Miscellaneous | Natural Gas | Miscellaneous | Codes & Standards Forecast | Usage (MMtherm) | 0 | 0 | 0 | 0 | 0 | 0 | 0 | 0 | 0 | 0 | 0 | 0 | 0 | 0 | 0 | 0 | 0 | 0 | 0 | 0 | 0 | 0 | 0 | 0 | 0 | 0 | 0 | 0 | 0 | 0
F3_Residential_CZ2 - Single Family_Existing_Miscellaneous_Natural Gas_Miscellaneous_Codes & Standards Forecast | F3 | Residential | CZ2 - Single Family | Existing | Miscellaneous | Natural Gas | Miscellaneous | Codes & Standards Forecast | Peak Demand (S) | 0 | 0 | 0 | 0 | 0 | 0 | 0 | 0 | 0 | 0 | 0 | 0 | 0 | 0 | 0 | 0 | 0 | 0 | 0 | 0 | 0 | 0 | 0 | 0 | 0 | 0 | 0 | 0 | 0 | 0
F4_Residential_CZ2 - Single Family_Existing_Miscellaneous_Natural Gas_Miscellaneous_Codes & Standards Forecast | F4 | Residential | CZ2 - Single Family | Existing | Miscellaneous | Natural Gas | Miscellaneous | Codes & Standards Forecast | Peak Demand (W) | 0 | 0 | 0 | 0 | 0 | 0 | 0 | 0 | 0 | 0 | 0 | 0 | 0 | 0 | 0 | 0 | 0 | 0 | 0 | 0 | 0 | 0 | 0 | 0 | 0 | 0 | 0 | 0 | 0 | 0
F5_Residential_CZ2 - Single Family_Existing_Miscellaneous_Natural Gas_Miscellaneous_Codes & Standards Forecast | F5 | Residential | CZ2 - Single Family | Existing | Miscellaneous | Natural Gas | Miscellaneous | Codes & Standards Forecast | Turnover | 0 | 0 | 0 | 0 | 0 | 0 | 0 | 0 | 0 | 0 | 0 | 0 | 0 | 0 | 0 | 0 | 0 | 0 | 0 | 0 | 0 | 0 | 0 | 0 | 0 | 0 | 0 | 0 | 0 | 0
F6_Residential_CZ2 - Single Family_Existing_Miscellaneous_Natural Gas_Miscellaneous_Codes & Standards Forecast | F6 | Residential | CZ2 - Single Family | Existing | Miscellaneous | Natural Gas | Miscellaneous | Codes & Standards Forecast | Avg. Replacement Usage | 0 | 0 | 0 | 0 | 0 | 0 | 0 | 0 | 0 | 0 | 0 | 0 | 0 | 0 | 0 | 0 | 0 | 0 | 0 | 0 | 0 | 0 | 0 | 0 | 0 | 0 | 0 | 0 | 0 | 0
F7_Residential_CZ2 - Single Family_Existing_Miscellaneous_Natural Gas_Miscellaneous_Codes & Standards Forecast | F7 | Residential | CZ2 - Single Family | Existing | Miscellaneous | Natural Gas | Miscellaneous | Codes & Standards Forecast | Avg. Replacement Demand (S) | 0 | 0 | 0 | 0 | 0 | 0 | 0 | 0 | 0 | 0 | 0 | 0 | 0 | 0 | 0 | 0 | 0 | 0 | 0 | 0 | 0 | 0 | 0 | 0 | 0 | 0 | 0 | 0 | 0 | 0
F8_Residential_CZ2 - Single Family_Existing_Miscellaneous_Natural Gas_Miscellaneous_Codes & Standards Forecast | F8 | Residential | CZ2 - Single Family | Existing | Miscellaneous | Natural Gas | Miscellaneous | Codes & Standards Forecast | Avg. Replacement Demand (W) | 0 | 0 | 0 | 0 | 0 | 0 | 0 | 0 | 0 | 0 | 0 | 0 | 0 | 0 | 0 | 0 | 0 | 0 | 0 | 0 | 0 | 0 | 0 | 0 | 0 | 0 | 0 | 0 | 0 | 0
F1_Residential_CZ2 - Single Family_New_Space Heating_Natural Gas_Furnace - Direct Fuel_Codes & Standards Forecast | F1 | Residential | CZ2 - Single Family | New | Space Heating | Natural Gas | Furnace - Direct Fuel | Codes & Standards Forecast | Units | 0 | 0 | 0 | 0 | 0 | 0 | 0 | 0 | 0 | 0 | 0 | 0 | 0 | 0 | 0 | 0 | 0 | 0 | 0 | 0 | 0 | 0 | 0 | 0 | 0 | 0 | 0 | 0 | 0 | 0
F2_Residential_CZ2 - Single Family_New_Space Heating_Natural Gas_Furnace - Direct Fuel_Codes & Standards Forecast | F2 | Residential | CZ2 - Single Family | New | Space Heating | Natural Gas | Furnace - Direct Fuel | Codes & Standards Forecast | Usage (MMtherm) | 0 | 0 | 0 | 0 | 0 | 0 | 0 | 0 | 0 | 0 | 0 | 0 | 0 | 0 | 0 | 0 | 0 | 0 | 0 | 0 | 0 | 0 | 0 | 0 | 0 | 0 | 0 | 0 | 0 | 0
F3_Residential_CZ2 - Single Family_New_Space Heating_Natural Gas_Furnace - Direct Fuel_Codes & Standards Forecast | F3 | Residential | CZ2 - Single Family | New | Space Heating | Natural Gas | Furnace - Direct Fuel | Codes & Standards Forecast | Peak Demand (S) | 0 | 0 | 0 | 0 | 0 | 0 | 0 | 0 | 0 | 0 | 0 | 0 | 0 | 0 | 0 | 0 | 0 | 0 | 0 | 0 | 0 | 0 | 0 | 0 | 0 | 0 | 0 | 0 | 0 | 0
F4_Residential_CZ2 - Single Family_New_Space Heating_Natural Gas_Furnace - Direct Fuel_Codes & Standards Forecast | F4 | Residential | CZ2 - Single Family | New | Space Heating | Natural Gas | Furnace - Direct Fuel | Codes & Standards Forecast | Peak Demand (W) | 0 | 0 | 0 | 0 | 0 | 0 | 0 | 0 | 0 | 0 | 0 | 0 | 0 | 0 | 0 | 0 | 0 | 0 | 0 | 0 | 0 | 0 | 0 | 0 | 0 | 0 | 0 | 0 | 0 | 0
F5_Residential_CZ2 - Single Family_New_Space Heating_Natural Gas_Furnace - Direct Fuel_Codes & Standards Forecast | F5 | Residential | CZ2 - Single Family | New | Space Heating | Natural Gas | Furnace - Direct Fuel | Codes & Standards Forecast | Turnover | 0 | 0 | 0 | 0 | 0 | 0 | 0 | 0 | 0 | 0 | 0 | 0 | 0 | 0 | 0 | 0 | 0 | 0 | 0 | 0 | 0 | 0 | 0 | 0 | 0 | 0 | 0 | 0 | 0 | 0
F6_Residential_CZ2 - Single Family_New_Space Heating_Natural Gas_Furnace - Direct Fuel_Codes & Standards Forecast | F6 | Residential | CZ2 - Single Family | New | Space Heating | Natural Gas | Furnace - Direct Fuel | Codes & Standards Forecast | Avg. Replacement Usage | 0 | 0 | 0 | 0 | 0 | 0 | 0 | 0 | 0 | 0 | 0 | 0 | 0 | 0 | 0 | 0 | 0 | 0 | 0 | 0 | 0 | 0 | 0 | 0 | 0 | 0 | 0 | 0 | 0 | 0
F7_Residential_CZ2 - Single Family_New_Space Heating_Natural Gas_Furnace - Direct Fuel_Codes & Standards Forecast | F7 | Residential | CZ2 - Single Family | New | Space Heating | Natural Gas | Furnace - Direct Fuel | Codes & Standards Forecast | Avg. Replacement Demand (S) | 0 | 0 | 0 | 0 | 0 | 0 | 0 | 0 | 0 | 0 | 0 | 0 | 0 | 0 | 0 | 0 | 0 | 0 | 0 | 0 | 0 | 0 | 0 | 0 | 0 | 0 | 0 | 0 | 0 | 0
F8_Residential_CZ2 - Single Family_New_Space Heating_Natural Gas_Furnace - Direct Fuel_Codes & Standards Forecast | F8 | Residential | CZ2 - Single Family | New | Space Heating | Natural Gas | Furnace - Direct Fuel | Codes & Standards Forecast | Avg. Replacement Demand (W) | 0 | 0 | 0 | 0 | 0 | 0 | 0 | 0 | 0 | 0 | 0 | 0 | 0 | 0 | 0 | 0 | 0 | 0 | 0 | 0 | 0 | 0 | 0 | 0 | 0 | 0 | 0 | 0 | 0 | 0
F1_Residential_CZ2 - Single Family_New_Space Heating_Natural Gas_Boiler - Direct Fuel_Codes & Standards Forecast | F1 | Residential | CZ2 - Single Family | New | Space Heating | Natural Gas | Boiler - Direct Fuel | Codes & Standards Forecast | Units | 0 | 0 | 0 | 0 | 0 | 0 | 0 | 0 | 0 | 0 | 0 | 0 | 0 | 0 | 0 | 0 | 0 | 0 | 0 | 0 | 0 | 0 | 0 | 0 | 0 | 0 | 0 | 0 | 0 | 0
F2_Residential_CZ2 - Single Family_New_Space Heating_Natural Gas_Boiler - Direct Fuel_Codes & Standards Forecast | F2 | Residential | CZ2 - Single Family | New | Space Heating | Natural Gas | Boiler - Direct Fuel | Codes & Standards Forecast | Usage (MMtherm) | 0 | 0 | 0 | 0 | 0 | 0 | 0 | 0 | 0 | 0 | 0 | 0 | 0 | 0 | 0 | 0 | 0 | 0 | 0 | 0 | 0 | 0 | 0 | 0 | 0 | 0 | 0 | 0 | 0 | 0
F3_Residential_CZ2 - Single Family_New_Space Heating_Natural Gas_Boiler - Direct Fuel_Codes & Standards Forecast | F3 | Residential | CZ2 - Single Family | New | Space Heating | Natural Gas | Boiler - Direct Fuel | Codes & Standards Forecast | Peak Demand (S) | 0 | 0 | 0 | 0 | 0 | 0 | 0 | 0 | 0 | 0 | 0 | 0 | 0 | 0 | 0 | 0 | 0 | 0 | 0 | 0 | 0 | 0 | 0 | 0 | 0 | 0 | 0 | 0 | 0 | 0
F4_Residential_CZ2 - Single Family_New_Space Heating_Natural Gas_Boiler - Direct Fuel_Codes & Standards Forecast | F4 | Residential | CZ2 - Single Family | New | Space Heating | Natural Gas | Boiler - Direct Fuel | Codes & Standards Forecast | Peak Demand (W) | 0 | 0 | 0 | 0 | 0 | 0 | 0 | 0 | 0 | 0 | 0 | 0 | 0 | 0 | 0 | 0 | 0 | 0 | 0 | 0 | 0 | 0 | 0 | 0 | 0 | 0 | 0 | 0 | 0 | 0
F5_Residential_CZ2 - Single Family_New_Space Heating_Natural Gas_Boiler - Direct Fuel_Codes & Standards Forecast | F5 | Residential | CZ2 - Single Family | New | Space Heating | Natural Gas | Boiler - Direct Fuel | Codes & Standards Forecast | Turnover | 0 | 0 | 0 | 0 | 0 | 0 | 0 | 0 | 0 | 0 | 0 | 0 | 0 | 0 | 0 | 0 | 0 | 0 | 0 | 0 | 0 | 0 | 0 | 0 | 0 | 0 | 0 | 0 | 0 | 0
F6_Residential_CZ2 - Single Family_New_Space Heating_Natural Gas_Boiler - Direct Fuel_Codes & Standards Forecast | F6 | Residential | CZ2 - Single Family | New | Space Heating | Natural Gas | Boiler - Direct Fuel | Codes & Standards Forecast | Avg. Replacement Usage | 0 | 0 | 0 | 0 | 0 | 0 | 0 | 0 | 0 | 0 | 0 | 0 | 0 | 0 | 0 | 0 | 0 | 0 | 0 | 0 | 0 | 0 | 0 | 0 | 0 | 0 | 0 | 0 | 0 | 0
F7_Residential_CZ2 - Single Family_New_Space Heating_Natural Gas_Boiler - Direct Fuel_Codes & Standards Forecast | F7 | Residential | CZ2 - Single Family | New | Space Heating | Natural Gas | Boiler - Direct Fuel | Codes & Standards Forecast | Avg. Replacement Demand (S) | 0 | 0 | 0 | 0 | 0 | 0 | 0 | 0 | 0 | 0 | 0 | 0 | 0 | 0 | 0 | 0 | 0 | 0 | 0 | 0 | 0 | 0 | 0 | 0 | 0 | 0 | 0 | 0 | 0 | 0
F8_Residential_CZ2 - Single Family_New_Space Heating_Natural Gas_Boiler - Direct Fuel_Codes & Standards Forecast | F8 | Residential | CZ2 - Single Family | New | Space Heating | Natural Gas | Boiler - Direct Fuel | Codes & Standards Forecast | Avg. Replacement Demand (W) | 0 | 0 | 0 | 0 | 0 | 0 | 0 | 0 | 0 | 0 | 0 | 0 | 0 | 0 | 0 | 0 | 0 | 0 | 0 | 0 | 0 | 0 | 0 | 0 | 0 | 0 | 0 | 0 | 0 | 0
F1_Residential_CZ2 - Single Family_New_Secondary Heating_Natural Gas_Fireplace_Codes & Standards Forecast | F1 | Residential | CZ2 - Single Family | New | Secondary Heating | Natural Gas | Fireplace | Codes & Standards Forecast | Units | 0 | 0 | 0 | 0 | 0 | 0 | 0 | 0 | 0 | 0 | 0 | 0 | 0 | 0 | 0 | 0 | 0 | 0 | 0 | 0 | 0 | 0 | 0 | 0 | 0 | 0 | 0 | 0 | 0 | 0
F2_Residential_CZ2 - Single Family_New_Secondary Heating_Natural Gas_Fireplace_Codes & Standards Forecast | F2 | Residential | CZ2 - Single Family | New | Secondary Heating | Natural Gas | Fireplace | Codes & Standards Forecast | Usage (MMtherm) | 0 | 0 | 0 | 0 | 0 | 0 | 0 | 0 | 0 | 0 | 0 | 0 | 0 | 0 | 0 | 0 | 0 | 0 | 0 | 0 | 0 | 0 | 0 | 0 | 0 | 0 | 0 | 0 | 0 | 0
F3_Residential_CZ2 - Single Family_New_Secondary Heating_Natural Gas_Fireplace_Codes & Standards Forecast | F3 | Residential | CZ2 - Single Family | New | Secondary Heating | Natural Gas | Fireplace | Codes & Standards Forecast | Peak Demand (S) | 0 | 0 | 0 | 0 | 0 | 0 | 0 | 0 | 0 | 0 | 0 | 0 | 0 | 0 | 0 | 0 | 0 | 0 | 0 | 0 | 0 | 0 | 0 | 0 | 0 | 0 | 0 | 0 | 0 | 0
F4_Residential_CZ2 - Single Family_New_Secondary Heating_Natural Gas_Fireplace_Codes & Standards Forecast | F4 | Residential | CZ2 - Single Family | New | Secondary Heating | Natural Gas | Fireplace | Codes & Standards Forecast | Peak Demand (W) | 0 | 0 | 0 | 0 | 0 | 0 | 0 | 0 | 0 | 0 | 0 | 0 | 0 | 0 | 0 | 0 | 0 | 0 | 0 | 0 | 0 | 0 | 0 | 0 | 0 | 0 | 0 | 0 | 0 | 0
F5_Residential_CZ2 - Single Family_New_Secondary Heating_Natural Gas_Fireplace_Codes & Standards Forecast | F5 | Residential | CZ2 - Single Family | New | Secondary Heating | Natural Gas | Fireplace | Codes & Standards Forecast | Turnover | 0 | 0 | 0 | 0 | 0 | 0 | 0 | 0 | 0 | 0 | 0 | 0 | 0 | 0 | 0 | 0 | 0 | 0 | 0 | 0 | 0 | 0 | 0 | 0 | 0 | 0 | 0 | 0 | 0 | 0
F6_Residential_CZ2 - Single Family_New_Secondary Heating_Natural Gas_Fireplace_Codes & Standards Forecast | F6 | Residential | CZ2 - Single Family | New | Secondary Heating | Natural Gas | Fireplace | Codes & Standards Forecast | Avg. Replacement Usage | 0 | 0 | 0 | 0 | 0 | 0 | 0 | 0 | 0 | 0 | 0 | 0 | 0 | 0 | 0 | 0 | 0 | 0 | 0 | 0 | 0 | 0 | 0 | 0 | 0 | 0 | 0 | 0 | 0 | 0
F7_Residential_CZ2 - Single Family_New_Secondary Heating_Natural Gas_Fireplace_Codes & Standards Forecast | F7 | Residential | CZ2 - Single Family | New | Secondary Heating | Natural Gas | Fireplace | Codes & Standards Forecast | Avg. Replacement Demand (S) | 0 | 0 | 0 | 0 | 0 | 0 | 0 | 0 | 0 | 0 | 0 | 0 | 0 | 0 | 0 | 0 | 0 | 0 | 0 | 0 | 0 | 0 | 0 | 0 | 0 | 0 | 0 | 0 | 0 | 0
F8_Residential_CZ2 - Single Family_New_Secondary Heating_Natural Gas_Fireplace_Codes & Standards Forecast | F8 | Residential | CZ2 - Single Family | New | Secondary Heating | Natural Gas | Fireplace | Codes & Standards Forecast | Avg. Replacement Demand (W) | 0 | 0 | 0 | 0 | 0 | 0 | 0 | 0 | 0 | 0 | 0 | 0 | 0 | 0 | 0 | 0 | 0 | 0 | 0 | 0 | 0 | 0 | 0 | 0 | 0 | 0 | 0 | 0 | 0 | 0
F1_Residential_CZ2 - Single Family_New_Water Heating_Natural Gas_Water Heater <= 55 gal._Codes & Standards Forecast | F1 | Residential | CZ2 - Single Family | New | Water Heating | Natural Gas | Water Heater <= 55 gal. | Codes & Standards Forecast | Units | 0 | 0 | 0 | 0 | 0 | 0 | 0 | 0 | 0 | 0 | 0 | 0 | 0 | 0 | 0 | 0 | 0 | 0 | 0 | 0 | 0 | 0 | 0 | 0 | 0 | 0 | 0 | 0 | 0 | 0
F2_Residential_CZ2 - Single Family_New_Water Heating_Natural Gas_Water Heater <= 55 gal._Codes & Standards Forecast | F2 | Residential | CZ2 - Single Family | New | Water Heating | Natural Gas | Water Heater <= 55 gal. | Codes & Standards Forecast | Usage (MMtherm) | 0 | 0 | 0 | 0 | 0 | 0 | 0 | 0 | 0 | 0 | 0 | 0 | 0 | 0 | 0 | 0 | 0 | 0 | 0 | 0 | 0 | 0 | 0 | 0 | 0 | 0 | 0 | 0 | 0 | 0
F3_Residential_CZ2 - Single Family_New_Water Heating_Natural Gas_Water Heater <= 55 gal._Codes & Standards Forecast | F3 | Residential | CZ2 - Single Family | New | Water Heating | Natural Gas | Water Heater <= 55 gal. | Codes & Standards Forecast | Peak Demand (S) | 0 | 0 | 0 | 0 | 0 | 0 | 0 | 0 | 0 | 0 | 0 | 0 | 0 | 0 | 0 | 0 | 0 | 0 | 0 | 0 | 0 | 0 | 0 | 0 | 0 | 0 | 0 | 0 | 0 | 0
F4_Residential_CZ2 - Single Family_New_Water Heating_Natural Gas_Water Heater <= 55 gal._Codes & Standards Forecast | F4 | Residential | CZ2 - Single Family | New | Water Heating | Natural Gas | Water Heater <= 55 gal. | Codes & Standards Forecast | Peak Demand (W) | 0 | 0 | 0 | 0 | 0 | 0 | 0 | 0 | 0 | 0 | 0 | 0 | 0 | 0 | 0 | 0 | 0 | 0 | 0 | 0 | 0 | 0 | 0 | 0 | 0 | 0 | 0 | 0 | 0 | 0
F5_Residential_CZ2 - Single Family_New_Water Heating_Natural Gas_Water Heater <= 55 gal._Codes & Standards Forecast | F5 | Residential | CZ2 - Single Family | New | Water Heating | Natural Gas | Water Heater <= 55 gal. | Codes & Standards Forecast | Turnover | 0 | 0 | 0 | 0 | 0 | 0 | 0 | 0 | 0 | 0 | 0 | 0 | 0 | 0 | 0 | 0 | 0 | 0 | 0 | 0 | 0 | 0 | 0 | 0 | 0 | 0 | 0 | 0 | 0 | 0
F6_Residential_CZ2 - Single Family_New_Water Heating_Natural Gas_Water Heater <= 55 gal._Codes & Standards Forecast | F6 | Residential | CZ2 - Single Family | New | Water Heating | Natural Gas | Water Heater <= 55 gal. | Codes & Standards Forecast | Avg. Replacement Usage | 0 | 0 | 0 | 0 | 0 | 0 | 0 | 0 | 0 | 0 | 0 | 0 | 0 | 0 | 0 | 0 | 0 | 0 | 0 | 0 | 0 | 0 | 0 | 0 | 0 | 0 | 0 | 0 | 0 | 0
F7_Residential_CZ2 - Single Family_New_Water Heating_Natural Gas_Water Heater <= 55 gal._Codes & Standards Forecast | F7 | Residential | CZ2 - Single Family | New | Water Heating | Natural Gas | Water Heater <= 55 gal. | Codes & Standards Forecast | Avg. Replacement Demand (S) | 0 | 0 | 0 | 0 | 0 | 0 | 0 | 0 | 0 | 0 | 0 | 0 | 0 | 0 | 0 | 0 | 0 | 0 | 0 | 0 | 0 | 0 | 0 | 0 | 0 | 0 | 0 | 0 | 0 | 0
F8_Residential_CZ2 - Single Family_New_Water Heating_Natural Gas_Water Heater <= 55 gal._Codes & Standards Forecast | F8 | Residential | CZ2 - Single Family | New | Water Heating | Natural Gas | Water Heater <= 55 gal. | Codes & Standards Forecast | Avg. Replacement Demand (W) | 0 | 0 | 0 | 0 | 0 | 0 | 0 | 0 | 0 | 0 | 0 | 0 | 0 | 0 | 0 | 0 | 0 | 0 | 0 | 0 | 0 | 0 | 0 | 0 | 0 | 0 | 0 | 0 | 0 | 0
F1_Residential_CZ2 - Single Family_New_Water Heating_Natural Gas_Water Heater > 55 gal._Codes & Standards Forecast | F1 | Residential | CZ2 - Single Family | New | Water Heating | Natural Gas | Water Heater > 55 gal. | Codes & Standards Forecast | Units | 0 | 0 | 0 | 0 | 0 | 0 | 0 | 0 | 0 | 0 | 0 | 0 | 0 | 0 | 0 | 0 | 0 | 0 | 0 | 0 | 0 | 0 | 0 | 0 | 0 | 0 | 0 | 0 | 0 | 0
F2_Residential_CZ2 - Single Family_New_Water Heating_Natural Gas_Water Heater > 55 gal._Codes & Standards Forecast | F2 | Residential | CZ2 - Single Family | New | Water Heating | Natural Gas | Water Heater > 55 gal. | Codes & Standards Forecast | Usage (MMtherm) | 0 | 0 | 0 | 0 | 0 | 0 | 0 | 0 | 0 | 0 | 0 | 0 | 0 | 0 | 0 | 0 | 0 | 0 | 0 | 0 | 0 | 0 | 0 | 0 | 0 | 0 | 0 | 0 | 0 | 0
F3_Residential_CZ2 - Single Family_New_Water Heating_Natural Gas_Water Heater > 55 gal._Codes & Standards Forecast | F3 | Residential | CZ2 - Single Family | New | Water Heating | Natural Gas | Water Heater > 55 gal. | Codes & Standards Forecast | Peak Demand (S) | 0 | 0 | 0 | 0 | 0 | 0 | 0 | 0 | 0 | 0 | 0 | 0 | 0 | 0 | 0 | 0 | 0 | 0 | 0 | 0 | 0 | 0 | 0 | 0 | 0 | 0 | 0 | 0 | 0 | 0
F4_Residential_CZ2 - Single Family_New_Water Heating_Natural Gas_Water Heater > 55 gal._Codes & Standards Forecast | F4 | Residential | CZ2 - Single Family | New | Water Heating | Natural Gas | Water Heater > 55 gal. | Codes & Standards Forecast | Peak Demand (W) | 0 | 0 | 0 | 0 | 0 | 0 | 0 | 0 | 0 | 0 | 0 | 0 | 0 | 0 | 0 | 0 | 0 | 0 | 0 | 0 | 0 | 0 | 0 | 0 | 0 | 0 | 0 | 0 | 0 | 0
F5_Residential_CZ2 - Single Family_New_Water Heating_Natural Gas_Water Heater > 55 gal._Codes & Standards Forecast | F5 | Residential | CZ2 - Single Family | New | Water Heating | Natural Gas | Water Heater > 55 gal. | Codes & Standards Forecast | Turnover | 0 | 0 | 0 | 0 | 0 | 0 | 0 | 0 | 0 | 0 | 0 | 0 | 0 | 0 | 0 | 0 | 0 | 0 | 0 | 0 | 0 | 0 | 0 | 0 | 0 | 0 | 0 | 0 | 0 | 0
F6_Residential_CZ2 - Single Family_New_Water Heating_Natural Gas_Water Heater > 55 gal._Codes & Standards Forecast | F6 | Residential | CZ2 - Single Family | New | Water Heating | Natural Gas | Water Heater > 55 gal. | Codes & Standards Forecast | Avg. Replacement Usage | 0 | 0 | 0 | 0 | 0 | 0 | 0 | 0 | 0 | 0 | 0 | 0 | 0 | 0 | 0 | 0 | 0 | 0 | 0 | 0 | 0 | 0 | 0 | 0 | 0 | 0 | 0 | 0 | 0 | 0
F7_Residential_CZ2 - Single Family_New_Water Heating_Natural Gas_Water Heater > 55 gal._Codes & Standards Forecast | F7 | Residential | CZ2 - Single Family | New | Water Heating | Natural Gas | Water Heater > 55 gal. | Codes & Standards Forecast | Avg. Replacement Demand (S) | 0 | 0 | 0 | 0 | 0 | 0 | 0 | 0 | 0 | 0 | 0 | 0 | 0 | 0 | 0 | 0 | 0 | 0 | 0 | 0 | 0 | 0 | 0 | 0 | 0 | 0 | 0 | 0 | 0 | 0
F8_Residential_CZ2 - Single Family_New_Water Heating_Natural Gas_Water Heater > 55 gal._Codes & Standards Forecast | F8 | Residential | CZ2 - Single Family | New | Water Heating | Natural Gas | Water Heater > 55 gal. | Codes & Standards Forecast | Avg. Replacement Demand (W) | 0 | 0 | 0 | 0 | 0 | 0 | 0 | 0 | 0 | 0 | 0 | 0 | 0 | 0 | 0 | 0 | 0 | 0 | 0 | 0 | 0 | 0 | 0 | 0 | 0 | 0 | 0 | 0 | 0 | 0
F1_Residential_CZ2 - Single Family_New_Appliances_Natural Gas_Clothes Dryer_Codes & Standards Forecast | F1 | Residential | CZ2 - Single Family | New | Appliances | Natural Gas | Clothes Dryer | Codes & Standards Forecast | Units | 0 | 0 | 0 | 0 | 0 | 0 | 0 | 0 | 0 | 0 | 0 | 0 | 0 | 0 | 0 | 0 | 0 | 0 | 0 | 0 | 0 | 0 | 0 | 0 | 0 | 0 | 0 | 0 | 0 | 0
F2_Residential_CZ2 - Single Family_New_Appliances_Natural Gas_Clothes Dryer_Codes & Standards Forecast | F2 | Residential | CZ2 - Single Family | New | Appliances | Natural Gas | Clothes Dryer | Codes & Standards Forecast | Usage (MMtherm) | 0 | 0 | 0 | 0 | 0 | 0 | 0 | 0 | 0 | 0 | 0 | 0 | 0 | 0 | 0 | 0 | 0 | 0 | 0 | 0 | 0 | 0 | 0 | 0 | 0 | 0 | 0 | 0 | 0 | 0
F3_Residential_CZ2 - Single Family_New_Appliances_Natural Gas_Clothes Dryer_Codes & Standards Forecast | F3 | Residential | CZ2 - Single Family | New | Appliances | Natural Gas | Clothes Dryer | Codes & Standards Forecast | Peak Demand (S) | 0 | 0 | 0 | 0 | 0 | 0 | 0 | 0 | 0 | 0 | 0 | 0 | 0 | 0 | 0 | 0 | 0 | 0 | 0 | 0 | 0 | 0 | 0 | 0 | 0 | 0 | 0 | 0 | 0 | 0
F4_Residential_CZ2 - Single Family_New_Appliances_Natural Gas_Clothes Dryer_Codes & Standards Forecast | F4 | Residential | CZ2 - Single Family | New | Appliances | Natural Gas | Clothes Dryer | Codes & Standards Forecast | Peak Demand (W) | 0 | 0 | 0 | 0 | 0 | 0 | 0 | 0 | 0 | 0 | 0 | 0 | 0 | 0 | 0 | 0 | 0 | 0 | 0 | 0 | 0 | 0 | 0 | 0 | 0 | 0 | 0 | 0 | 0 | 0
F5_Residential_CZ2 - Single Family_New_Appliances_Natural Gas_Clothes Dryer_Codes & Standards Forecast | F5 | Residential | CZ2 - Single Family | New | Appliances | Natural Gas | Clothes Dryer | Codes & Standards Forecast | Turnover | 0 | 0 | 0 | 0 | 0 | 0 | 0 | 0 | 0 | 0 | 0 | 0 | 0 | 0 | 0 | 0 | 0 | 0 | 0 | 0 | 0 | 0 | 0 | 0 | 0 | 0 | 0 | 0 | 0 | 0
F6_Residential_CZ2 - Single Family_New_Appliances_Natural Gas_Clothes Dryer_Codes & Standards Forecast | F6 | Residential | CZ2 - Single Family | New | Appliances | Natural Gas | Clothes Dryer | Codes & Standards Forecast | Avg. Replacement Usage | 0 | 0 | 0 | 0 | 0 | 0 | 0 | 0 | 0 | 0 | 0 | 0 | 0 | 0 | 0 | 0 | 0 | 0 | 0 | 0 | 0 | 0 | 0 | 0 | 0 | 0 | 0 | 0 | 0 | 0
F7_Residential_CZ2 - Single Family_New_Appliances_Natural Gas_Clothes Dryer_Codes & Standards Forecast | F7 | Residential | CZ2 - Single Family | New | Appliances | Natural Gas | Clothes Dryer | Codes & Standards Forecast | Avg. Replacement Demand (S) | 0 | 0 | 0 | 0 | 0 | 0 | 0 | 0 | 0 | 0 | 0 | 0 | 0 | 0 | 0 | 0 | 0 | 0 | 0 | 0 | 0 | 0 | 0 | 0 | 0 | 0 | 0 | 0 | 0 | 0
F8_Residential_CZ2 - Single Family_New_Appliances_Natural Gas_Clothes Dryer_Codes & Standards Forecast | F8 | Residential | CZ2 - Single Family | New | Appliances | Natural Gas | Clothes Dryer | Codes & Standards Forecast | Avg. Replacement Demand (W) | 0 | 0 | 0 | 0 | 0 | 0 | 0 | 0 | 0 | 0 | 0 | 0 | 0 | 0 | 0 | 0 | 0 | 0 | 0 | 0 | 0 | 0 | 0 | 0 | 0 | 0 | 0 | 0 | 0 | 0
F1_Residential_CZ2 - Single Family_New_Appliances_Natural Gas_Stove/Oven_Codes & Standards Forecast | F1 | Residential | CZ2 - Single Family | New | Appliances | Natural Gas | Stove/Oven | Codes & Standards Forecast | Units | 0 | 0 | 0 | 0 | 0 | 0 | 0 | 0 | 0 | 0 | 0 | 0 | 0 | 0 | 0 | 0 | 0 | 0 | 0 | 0 | 0 | 0 | 0 | 0 | 0 | 0 | 0 | 0 | 0 | 0
F2_Residential_CZ2 - Single Family_New_Appliances_Natural Gas_Stove/Oven_Codes & Standards Forecast | F2 | Residential | CZ2 - Single Family | New | Appliances | Natural Gas | Stove/Oven | Codes & Standards Forecast | Usage (MMtherm) | 0 | 0 | 0 | 0 | 0 | 0 | 0 | 0 | 0 | 0 | 0 | 0 | 0 | 0 | 0 | 0 | 0 | 0 | 0 | 0 | 0 | 0 | 0 | 0 | 0 | 0 | 0 | 0 | 0 | 0
F3_Residential_CZ2 - Single Family_New_Appliances_Natural Gas_Stove/Oven_Codes & Standards Forecast | F3 | Residential | CZ2 - Single Family | New | Appliances | Natural Gas | Stove/Oven | Codes & Standards Forecast | Peak Demand (S) | 0 | 0 | 0 | 0 | 0 | 0 | 0 | 0 | 0 | 0 | 0 | 0 | 0 | 0 | 0 | 0 | 0 | 0 | 0 | 0 | 0 | 0 | 0 | 0 | 0 | 0 | 0 | 0 | 0 | 0
F4_Residential_CZ2 - Single Family_New_Appliances_Natural Gas_Stove/Oven_Codes & Standards Forecast | F4 | Residential | CZ2 - Single Family | New | Appliances | Natural Gas | Stove/Oven | Codes & Standards Forecast | Peak Demand (W) | 0 | 0 | 0 | 0 | 0 | 0 | 0 | 0 | 0 | 0 | 0 | 0 | 0 | 0 | 0 | 0 | 0 | 0 | 0 | 0 | 0 | 0 | 0 | 0 | 0 | 0 | 0 | 0 | 0 | 0
F5_Residential_CZ2 - Single Family_New_Appliances_Natural Gas_Stove/Oven_Codes & Standards Forecast | F5 | Residential | CZ2 - Single Family | New | Appliances | Natural Gas | Stove/Oven | Codes & Standards Forecast | Turnover | 0 | 0 | 0 | 0 | 0 | 0 | 0 | 0 | 0 | 0 | 0 | 0 | 0 | 0 | 0 | 0 | 0 | 0 | 0 | 0 | 0 | 0 | 0 | 0 | 0 | 0 | 0 | 0 | 0 | 0
F6_Residential_CZ2 - Single Family_New_Appliances_Natural Gas_Stove/Oven_Codes & Standards Forecast | F6 | Residential | CZ2 - Single Family | New | Appliances | Natural Gas | Stove/Oven | Codes & Standards Forecast | Avg. Replacement Usage | 0 | 0 | 0 | 0 | 0 | 0 | 0 | 0 | 0 | 0 | 0 | 0 | 0 | 0 | 0 | 0 | 0 | 0 | 0 | 0 | 0 | 0 | 0 | 0 | 0 | 0 | 0 | 0 | 0 | 0
F7_Residential_CZ2 - Single Family_New_Appliances_Natural Gas_Stove/Oven_Codes & Standards Forecast | F7 | Residential | CZ2 - Single Family | New | Appliances | Natural Gas | Stove/Oven | Codes & Standards Forecast | Avg. Replacement Demand (S) | 0 | 0 | 0 | 0 | 0 | 0 | 0 | 0 | 0 | 0 | 0 | 0 | 0 | 0 | 0 | 0 | 0 | 0 | 0 | 0 | 0 | 0 | 0 | 0 | 0 | 0 | 0 | 0 | 0 | 0
F8_Residential_CZ2 - Single Family_New_Appliances_Natural Gas_Stove/Oven_Codes & Standards Forecast | F8 | Residential | CZ2 - Single Family | New | Appliances | Natural Gas | Stove/Oven | Codes & Standards Forecast | Avg. Replacement Demand (W) | 0 | 0 | 0 | 0 | 0 | 0 | 0 | 0 | 0 | 0 | 0 | 0 | 0 | 0 | 0 | 0 | 0 | 0 | 0 | 0 | 0 | 0 | 0 | 0 | 0 | 0 | 0 | 0 | 0 | 0
F1_Residential_CZ2 - Single Family_New_Miscellaneous_Natural Gas_Pool Heater_Codes & Standards Forecast | F1 | Residential | CZ2 - Single Family | New | Miscellaneous | Natural Gas | Pool Heater | Codes & Standards Forecast | Units | 0 | 0 | 0 | 0 | 0 | 0 | 0 | 0 | 0 | 0 | 0 | 0 | 0 | 0 | 0 | 0 | 0 | 0 | 0 | 0 | 0 | 0 | 0 | 0 | 0 | 0 | 0 | 0 | 0 | 0
F2_Residential_CZ2 - Single Family_New_Miscellaneous_Natural Gas_Pool Heater_Codes & Standards Forecast | F2 | Residential | CZ2 - Single Family | New | Miscellaneous | Natural Gas | Pool Heater | Codes & Standards Forecast | Usage (MMtherm) | 0 | 0 | 0 | 0 | 0 | 0 | 0 | 0 | 0 | 0 | 0 | 0 | 0 | 0 | 0 | 0 | 0 | 0 | 0 | 0 | 0 | 0 | 0 | 0 | 0 | 0 | 0 | 0 | 0 | 0
F3_Residential_CZ2 - Single Family_New_Miscellaneous_Natural Gas_Pool Heater_Codes & Standards Forecast | F3 | Residential | CZ2 - Single Family | New | Miscellaneous | Natural Gas | Pool Heater | Codes & Standards Forecast | Peak Demand (S) | 0 | 0 | 0 | 0 | 0 | 0 | 0 | 0 | 0 | 0 | 0 | 0 | 0 | 0 | 0 | 0 | 0 | 0 | 0 | 0 | 0 | 0 | 0 | 0 | 0 | 0 | 0 | 0 | 0 | 0
F4_Residential_CZ2 - Single Family_New_Miscellaneous_Natural Gas_Pool Heater_Codes & Standards Forecast | F4 | Residential | CZ2 - Single Family | New | Miscellaneous | Natural Gas | Pool Heater | Codes & Standards Forecast | Peak Demand (W) | 0 | 0 | 0 | 0 | 0 | 0 | 0 | 0 | 0 | 0 | 0 | 0 | 0 | 0 | 0 | 0 | 0 | 0 | 0 | 0 | 0 | 0 | 0 | 0 | 0 | 0 | 0 | 0 | 0 | 0
F5_Residential_CZ2 - Single Family_New_Miscellaneous_Natural Gas_Pool Heater_Codes & Standards Forecast | F5 | Residential | CZ2 - Single Family | New | Miscellaneous | Natural Gas | Pool Heater | Codes & Standards Forecast | Turnover | 0 | 0 | 0 | 0 | 0 | 0 | 0 | 0 | 0 | 0 | 0 | 0 | 0 | 0 | 0 | 0 | 0 | 0 | 0 | 0 | 0 | 0 | 0 | 0 | 0 | 0 | 0 | 0 | 0 | 0
F6_Residential_CZ2 - Single Family_New_Miscellaneous_Natural Gas_Pool Heater_Codes & Standards Forecast | F6 | Residential | CZ2 - Single Family | New | Miscellaneous | Natural Gas | Pool Heater | Codes & Standards Forecast | Avg. Replacement Usage | 0 | 0 | 0 | 0 | 0 | 0 | 0 | 0 | 0 | 0 | 0 | 0 | 0 | 0 | 0 | 0 | 0 | 0 | 0 | 0 | 0 | 0 | 0 | 0 | 0 | 0 | 0 | 0 | 0 | 0
F7_Residential_CZ2 - Single Family_New_Miscellaneous_Natural Gas_Pool Heater_Codes & Standards Forecast | F7 | Residential | CZ2 - Single Family | New | Miscellaneous | Natural Gas | Pool Heater | Codes & Standards Forecast | Avg. Replacement Demand (S) | 0 | 0 | 0 | 0 | 0 | 0 | 0 | 0 | 0 | 0 | 0 | 0 | 0 | 0 | 0 | 0 | 0 | 0 | 0 | 0 | 0 | 0 | 0 | 0 | 0 | 0 | 0 | 0 | 0 | 0
F8_Residential_CZ2 - Single Family_New_Miscellaneous_Natural Gas_Pool Heater_Codes & Standards Forecast | F8 | Residential | CZ2 - Single Family | New | Miscellaneous | Natural Gas | Pool Heater | Codes & Standards Forecast | Avg. Replacement Demand (W) | 0 | 0 | 0 | 0 | 0 | 0 | 0 | 0 | 0 | 0 | 0 | 0 | 0 | 0 | 0 | 0 | 0 | 0 | 0 | 0 | 0 | 0 | 0 | 0 | 0 | 0 | 0 | 0 | 0 | 0
F1_Residential_CZ2 - Single Family_New_Miscellaneous_Natural Gas_Miscellaneous_Codes & Standards Forecast | F1 | Residential | CZ2 - Single Family | New | Miscellaneous | Natural Gas | Miscellaneous | Codes & Standards Forecast | Units | 0 | 0 | 0 | 0 | 0 | 0 | 0 | 0 | 0 | 0 | 0 | 0 | 0 | 0 | 0 | 0 | 0 | 0 | 0 | 0 | 0 | 0 | 0 | 0 | 0 | 0 | 0 | 0 | 0 | 0
F2_Residential_CZ2 - Single Family_New_Miscellaneous_Natural Gas_Miscellaneous_Codes & Standards Forecast | F2 | Residential | CZ2 - Single Family | New | Miscellaneous | Natural Gas | Miscellaneous | Codes & Standards Forecast | Usage (MMtherm) | 0 | 0 | 0 | 0 | 0 | 0 | 0 | 0 | 0 | 0 | 0 | 0 | 0 | 0 | 0 | 0 | 0 | 0 | 0 | 0 | 0 | 0 | 0 | 0 | 0 | 0 | 0 | 0 | 0 | 0
F3_Residential_CZ2 - Single Family_New_Miscellaneous_Natural Gas_Miscellaneous_Codes & Standards Forecast | F3 | Residential | CZ2 - Single Family | New | Miscellaneous | Natural Gas | Miscellaneous | Codes & Standards Forecast | Peak Demand (S) | 0 | 0 | 0 | 0 | 0 | 0 | 0 | 0 | 0 | 0 | 0 | 0 | 0 | 0 | 0 | 0 | 0 | 0 | 0 | 0 | 0 | 0 | 0 | 0 | 0 | 0 | 0 | 0 | 0 | 0
F4_Residential_CZ2 - Single Family_New_Miscellaneous_Natural Gas_Miscellaneous_Codes & Standards Forecast | F4 | Residential | CZ2 - Single Family | New | Miscellaneous | Natural Gas | Miscellaneous | Codes & Standards Forecast | Peak Demand (W) | 0 | 0 | 0 | 0 | 0 | 0 | 0 | 0 | 0 | 0 | 0 | 0 | 0 | 0 | 0 | 0 | 0 | 0 | 0 | 0 | 0 | 0 | 0 | 0 | 0 | 0 | 0 | 0 | 0 | 0
F5_Residential_CZ2 - Single Family_New_Miscellaneous_Natural Gas_Miscellaneous_Codes & Standards Forecast | F5 | Residential | CZ2 - Single Family | New | Miscellaneous | Natural Gas | Miscellaneous | Codes & Standards Forecast | Turnover | 0 | 0 | 0 | 0 | 0 | 0 | 0 | 0 | 0 | 0 | 0 | 0 | 0 | 0 | 0 | 0 | 0 | 0 | 0 | 0 | 0 | 0 | 0 | 0 | 0 | 0 | 0 | 0 | 0 | 0
F6_Residential_CZ2 - Single Family_New_Miscellaneous_Natural Gas_Miscellaneous_Codes & Standards Forecast | F6 | Residential | CZ2 - Single Family | New | Miscellaneous | Natural Gas | Miscellaneous | Codes & Standards Forecast | Avg. Replacement Usage | 0 | 0 | 0 | 0 | 0 | 0 | 0 | 0 | 0 | 0 | 0 | 0 | 0 | 0 | 0 | 0 | 0 | 0 | 0 | 0 | 0 | 0 | 0 | 0 | 0 | 0 | 0 | 0 | 0 | 0
F7_Residential_CZ2 - Single Family_New_Miscellaneous_Natural Gas_Miscellaneous_Codes & Standards Forecast | F7 | Residential | CZ2 - Single Family | New | Miscellaneous | Natural Gas | Miscellaneous | Codes & Standards Forecast | Avg. Replacement Demand (S) | 0 | 0 | 0 | 0 | 0 | 0 | 0 | 0 | 0 | 0 | 0 | 0 | 0 | 0 | 0 | 0 | 0 | 0 | 0 | 0 | 0 | 0 | 0 | 0 | 0 | 0 | 0 | 0 | 0 | 0
F8_Residential_CZ2 - Single Family_New_Miscellaneous_Natural Gas_Miscellaneous_Codes & Standards Forecast | F8 | Residential | CZ2 - Single Family | New | Miscellaneous | Natural Gas | Miscellaneous | Codes & Standards Forecast | Avg. Replacement Demand (W) | 0 | 0 | 0 | 0 | 0 | 0 | 0 | 0 | 0 | 0 | 0 | 0 | 0 | 0 | 0 | 0 | 0 | 0 | 0 | 0 | 0 | 0 | 0 | 0 | 0 | 0 | 0 | 0 | 0 | 0
F1_Residential_CZ2 - Multi Family_Existing_Space Heating_Natural Gas_Furnace - Direct Fuel_Codes & Standards Forecast | F1 | Residential | CZ2 - Multi Family | Existing | Space Heating | Natural Gas | Furnace - Direct Fuel | Codes & Standards Forecast | Units | 0 | 0 | 0 | 0 | 0 | 0 | 0 | 0 | 0 | 0 | 0 | 0 | 0 | 0 | 0 | 0 | 0 | 0 | 0 | 0 | 0 | 0 | 0 | 0 | 0 | 0 | 0 | 0 | 0 | 0
F2_Residential_CZ2 - Multi Family_Existing_Space Heating_Natural Gas_Furnace - Direct Fuel_Codes & Standards Forecast | F2 | Residential | CZ2 - Multi Family | Existing | Space Heating | Natural Gas | Furnace - Direct Fuel | Codes & Standards Forecast | Usage (MMtherm) | 0 | 0 | 0 | 0 | 0 | 0 | 0 | 0 | 0 | 0 | 0 | 0 | 0 | 0 | 0 | 0 | 0 | 0 | 0 | 0 | 0 | 0 | 0 | 0 | 0 | 0 | 0 | 0 | 0 | 0
F3_Residential_CZ2 - Multi Family_Existing_Space Heating_Natural Gas_Furnace - Direct Fuel_Codes & Standards Forecast | F3 | Residential | CZ2 - Multi Family | Existing | Space Heating | Natural Gas | Furnace - Direct Fuel | Codes & Standards Forecast | Peak Demand (S) | 0 | 0 | 0 | 0 | 0 | 0 | 0 | 0 | 0 | 0 | 0 | 0 | 0 | 0 | 0 | 0 | 0 | 0 | 0 | 0 | 0 | 0 | 0 | 0 | 0 | 0 | 0 | 0 | 0 | 0
F4_Residential_CZ2 - Multi Family_Existing_Space Heating_Natural Gas_Furnace - Direct Fuel_Codes & Standards Forecast | F4 | Residential | CZ2 - Multi Family | Existing | Space Heating | Natural Gas | Furnace - Direct Fuel | Codes & Standards Forecast | Peak Demand (W) | 0 | 0 | 0 | 0 | 0 | 0 | 0 | 0 | 0 | 0 | 0 | 0 | 0 | 0 | 0 | 0 | 0 | 0 | 0 | 0 | 0 | 0 | 0 | 0 | 0 | 0 | 0 | 0 | 0 | 0
F5_Residential_CZ2 - Multi Family_Existing_Space Heating_Natural Gas_Furnace - Direct Fuel_Codes & Standards Forecast | F5 | Residential | CZ2 - Multi Family | Existing | Space Heating | Natural Gas | Furnace - Direct Fuel | Codes & Standards Forecast | Turnover | 0 | 0 | 0 | 0 | 0 | 0 | 0 | 0 | 0 | 0 | 0 | 0 | 0 | 0 | 0 | 0 | 0 | 0 | 0 | 0 | 0 | 0 | 0 | 0 | 0 | 0 | 0 | 0 | 0 | 0
F6_Residential_CZ2 - Multi Family_Existing_Space Heating_Natural Gas_Furnace - Direct Fuel_Codes & Standards Forecast | F6 | Residential | CZ2 - Multi Family | Existing | Space Heating | Natural Gas | Furnace - Direct Fuel | Codes & Standards Forecast | Avg. Replacement Usage | 0 | 0 | 0 | 0 | 0 | 0 | 0 | 0 | 0 | 0 | 0 | 0 | 0 | 0 | 0 | 0 | 0 | 0 | 0 | 0 | 0 | 0 | 0 | 0 | 0 | 0 | 0 | 0 | 0 | 0
F7_Residential_CZ2 - Multi Family_Existing_Space Heating_Natural Gas_Furnace - Direct Fuel_Codes & Standards Forecast | F7 | Residential | CZ2 - Multi Family | Existing | Space Heating | Natural Gas | Furnace - Direct Fuel | Codes & Standards Forecast | Avg. Replacement Demand (S) | 0 | 0 | 0 | 0 | 0 | 0 | 0 | 0 | 0 | 0 | 0 | 0 | 0 | 0 | 0 | 0 | 0 | 0 | 0 | 0 | 0 | 0 | 0 | 0 | 0 | 0 | 0 | 0 | 0 | 0
F8_Residential_CZ2 - Multi Family_Existing_Space Heating_Natural Gas_Furnace - Direct Fuel_Codes & Standards Forecast | F8 | Residential | CZ2 - Multi Family | Existing | Space Heating | Natural Gas | Furnace - Direct Fuel | Codes & Standards Forecast | Avg. Replacement Demand (W) | 0 | 0 | 0 | 0 | 0 | 0 | 0 | 0 | 0 | 0 | 0 | 0 | 0 | 0 | 0 | 0 | 0 | 0 | 0 | 0 | 0 | 0 | 0 | 0 | 0 | 0 | 0 | 0 | 0 | 0
F1_Residential_CZ2 - Multi Family_Existing_Space Heating_Natural Gas_Boiler - Direct Fuel_Codes & Standards Forecast | F1 | Residential | CZ2 - Multi Family | Existing | Space Heating | Natural Gas | Boiler - Direct Fuel | Codes & Standards Forecast | Units | 0 | 0 | 0 | 0 | 0 | 0 | 0 | 0 | 0 | 0 | 0 | 0 | 0 | 0 | 0 | 0 | 0 | 0 | 0 | 0 | 0 | 0 | 0 | 0 | 0 | 0 | 0 | 0 | 0 | 0
F2_Residential_CZ2 - Multi Family_Existing_Space Heating_Natural Gas_Boiler - Direct Fuel_Codes & Standards Forecast | F2 | Residential | CZ2 - Multi Family | Existing | Space Heating | Natural Gas | Boiler - Direct Fuel | Codes & Standards Forecast | Usage (MMtherm) | 0 | 0 | 0 | 0 | 0 | 0 | 0 | 0 | 0 | 0 | 0 | 0 | 0 | 0 | 0 | 0 | 0 | 0 | 0 | 0 | 0 | 0 | 0 | 0 | 0 | 0 | 0 | 0 | 0 | 0
F3_Residential_CZ2 - Multi Family_Existing_Space Heating_Natural Gas_Boiler - Direct Fuel_Codes & Standards Forecast | F3 | Residential | CZ2 - Multi Family | Existing | Space Heating | Natural Gas | Boiler - Direct Fuel | Codes & Standards Forecast | Peak Demand (S) | 0 | 0 | 0 | 0 | 0 | 0 | 0 | 0 | 0 | 0 | 0 | 0 | 0 | 0 | 0 | 0 | 0 | 0 | 0 | 0 | 0 | 0 | 0 | 0 | 0 | 0 | 0 | 0 | 0 | 0
F4_Residential_CZ2 - Multi Family_Existing_Space Heating_Natural Gas_Boiler - Direct Fuel_Codes & Standards Forecast | F4 | Residential | CZ2 - Multi Family | Existing | Space Heating | Natural Gas | Boiler - Direct Fuel | Codes & Standards Forecast | Peak Demand (W) | 0 | 0 | 0 | 0 | 0 | 0 | 0 | 0 | 0 | 0 | 0 | 0 | 0 | 0 | 0 | 0 | 0 | 0 | 0 | 0 | 0 | 0 | 0 | 0 | 0 | 0 | 0 | 0 | 0 | 0
F5_Residential_CZ2 - Multi Family_Existing_Space Heating_Natural Gas_Boiler - Direct Fuel_Codes & Standards Forecast | F5 | Residential | CZ2 - Multi Family | Existing | Space Heating | Natural Gas | Boiler - Direct Fuel | Codes & Standards Forecast | Turnover | 0 | 0 | 0 | 0 | 0 | 0 | 0 | 0 | 0 | 0 | 0 | 0 | 0 | 0 | 0 | 0 | 0 | 0 | 0 | 0 | 0 | 0 | 0 | 0 | 0 | 0 | 0 | 0 | 0 | 0
F6_Residential_CZ2 - Multi Family_Existing_Space Heating_Natural Gas_Boiler - Direct Fuel_Codes & Standards Forecast | F6 | Residential | CZ2 - Multi Family | Existing | Space Heating | Natural Gas | Boiler - Direct Fuel | Codes & Standards Forecast | Avg. Replacement Usage | 0 | 0 | 0 | 0 | 0 | 0 | 0 | 0 | 0 | 0 | 0 | 0 | 0 | 0 | 0 | 0 | 0 | 0 | 0 | 0 | 0 | 0 | 0 | 0 | 0 | 0 | 0 | 0 | 0 | 0
F7_Residential_CZ2 - Multi Family_Existing_Space Heating_Natural Gas_Boiler - Direct Fuel_Codes & Standards Forecast | F7 | Residential | CZ2 - Multi Family | Existing | Space Heating | Natural Gas | Boiler - Direct Fuel | Codes & Standards Forecast | Avg. Replacement Demand (S) | 0 | 0 | 0 | 0 | 0 | 0 | 0 | 0 | 0 | 0 | 0 | 0 | 0 | 0 | 0 | 0 | 0 | 0 | 0 | 0 | 0 | 0 | 0 | 0 | 0 | 0 | 0 | 0 | 0 | 0
F8_Residential_CZ2 - Multi Family_Existing_Space Heating_Natural Gas_Boiler - Direct Fuel_Codes & Standards Forecast | F8 | Residential | CZ2 - Multi Family | Existing | Space Heating | Natural Gas | Boiler - Direct Fuel | Codes & Standards Forecast | Avg. Replacement Demand (W) | 0 | 0 | 0 | 0 | 0 | 0 | 0 | 0 | 0 | 0 | 0 | 0 | 0 | 0 | 0 | 0 | 0 | 0 | 0 | 0 | 0 | 0 | 0 | 0 | 0 | 0 | 0 | 0 | 0 | 0
F1_Residential_CZ2 - Multi Family_Existing_Secondary Heating_Natural Gas_Fireplace_Codes & Standards Forecast | F1 | Residential | CZ2 - Multi Family | Existing | Secondary Heating | Natural Gas | Fireplace | Codes & Standards Forecast | Units | 0 | 0 | 0 | 0 | 0 | 0 | 0 | 0 | 0 | 0 | 0 | 0 | 0 | 0 | 0 | 0 | 0 | 0 | 0 | 0 | 0 | 0 | 0 | 0 | 0 | 0 | 0 | 0 | 0 | 0
F2_Residential_CZ2 - Multi Family_Existing_Secondary Heating_Natural Gas_Fireplace_Codes & Standards Forecast | F2 | Residential | CZ2 - Multi Family | Existing | Secondary Heating | Natural Gas | Fireplace | Codes & Standards Forecast | Usage (MMtherm) | 0 | 0 | 0 | 0 | 0 | 0 | 0 | 0 | 0 | 0 | 0 | 0 | 0 | 0 | 0 | 0 | 0 | 0 | 0 | 0 | 0 | 0 | 0 | 0 | 0 | 0 | 0 | 0 | 0 | 0
F3_Residential_CZ2 - Multi Family_Existing_Secondary Heating_Natural Gas_Fireplace_Codes & Standards Forecast | F3 | Residential | CZ2 - Multi Family | Existing | Secondary Heating | Natural Gas | Fireplace | Codes & Standards Forecast | Peak Demand (S) | 0 | 0 | 0 | 0 | 0 | 0 | 0 | 0 | 0 | 0 | 0 | 0 | 0 | 0 | 0 | 0 | 0 | 0 | 0 | 0 | 0 | 0 | 0 | 0 | 0 | 0 | 0 | 0 | 0 | 0
F4_Residential_CZ2 - Multi Family_Existing_Secondary Heating_Natural Gas_Fireplace_Codes & Standards Forecast | F4 | Residential | CZ2 - Multi Family | Existing | Secondary Heating | Natural Gas | Fireplace | Codes & Standards Forecast | Peak Demand (W) | 0 | 0 | 0 | 0 | 0 | 0 | 0 | 0 | 0 | 0 | 0 | 0 | 0 | 0 | 0 | 0 | 0 | 0 | 0 | 0 | 0 | 0 | 0 | 0 | 0 | 0 | 0 | 0 | 0 | 0
F5_Residential_CZ2 - Multi Family_Existing_Secondary Heating_Natural Gas_Fireplace_Codes & Standards Forecast | F5 | Residential | CZ2 - Multi Family | Existing | Secondary Heating | Natural Gas | Fireplace | Codes & Standards Forecast | Turnover | 0 | 0 | 0 | 0 | 0 | 0 | 0 | 0 | 0 | 0 | 0 | 0 | 0 | 0 | 0 | 0 | 0 | 0 | 0 | 0 | 0 | 0 | 0 | 0 | 0 | 0 | 0 | 0 | 0 | 0
F6_Residential_CZ2 - Multi Family_Existing_Secondary Heating_Natural Gas_Fireplace_Codes & Standards Forecast | F6 | Residential | CZ2 - Multi Family | Existing | Secondary Heating | Natural Gas | Fireplace | Codes & Standards Forecast | Avg. Replacement Usage | 0 | 0 | 0 | 0 | 0 | 0 | 0 | 0 | 0 | 0 | 0 | 0 | 0 | 0 | 0 | 0 | 0 | 0 | 0 | 0 | 0 | 0 | 0 | 0 | 0 | 0 | 0 | 0 | 0 | 0
F7_Residential_CZ2 - Multi Family_Existing_Secondary Heating_Natural Gas_Fireplace_Codes & Standards Forecast | F7 | Residential | CZ2 - Multi Family | Existing | Secondary Heating | Natural Gas | Fireplace | Codes & Standards Forecast | Avg. Replacement Demand (S) | 0 | 0 | 0 | 0 | 0 | 0 | 0 | 0 | 0 | 0 | 0 | 0 | 0 | 0 | 0 | 0 | 0 | 0 | 0 | 0 | 0 | 0 | 0 | 0 | 0 | 0 | 0 | 0 | 0 | 0
F8_Residential_CZ2 - Multi Family_Existing_Secondary Heating_Natural Gas_Fireplace_Codes & Standards Forecast | F8 | Residential | CZ2 - Multi Family | Existing | Secondary Heating | Natural Gas | Fireplace | Codes & Standards Forecast | Avg. Replacement Demand (W) | 0 | 0 | 0 | 0 | 0 | 0 | 0 | 0 | 0 | 0 | 0 | 0 | 0 | 0 | 0 | 0 | 0 | 0 | 0 | 0 | 0 | 0 | 0 | 0 | 0 | 0 | 0 | 0 | 0 | 0
F1_Residential_CZ2 - Multi Family_Existing_Water Heating_Natural Gas_Water Heater <= 55 gal._Codes & Standards Forecast | F1 | Residential | CZ2 - Multi Family | Existing | Water Heating | Natural Gas | Water Heater <= 55 gal. | Codes & Standards Forecast | Units | 0 | 0 | 0 | 0 | 0 | 0 | 0 | 0 | 0 | 0 | 0 | 0 | 0 | 0 | 0 | 0 | 0 | 0 | 0 | 0 | 0 | 0 | 0 | 0 | 0 | 0 | 0 | 0 | 0 | 0
F2_Residential_CZ2 - Multi Family_Existing_Water Heating_Natural Gas_Water Heater <= 55 gal._Codes & Standards Forecast | F2 | Residential | CZ2 - Multi Family | Existing | Water Heating | Natural Gas | Water Heater <= 55 gal. | Codes & Standards Forecast | Usage (MMtherm) | 0 | 0 | 0 | 0 | 0 | 0 | 0 | 0 | 0 | 0 | 0 | 0 | 0 | 0 | 0 | 0 | 0 | 0 | 0 | 0 | 0 | 0 | 0 | 0 | 0 | 0 | 0 | 0 | 0 | 0
F3_Residential_CZ2 - Multi Family_Existing_Water Heating_Natural Gas_Water Heater <= 55 gal._Codes & Standards Forecast | F3 | Residential | CZ2 - Multi Family | Existing | Water Heating | Natural Gas | Water Heater <= 55 gal. | Codes & Standards Forecast | Peak Demand (S) | 0 | 0 | 0 | 0 | 0 | 0 | 0 | 0 | 0 | 0 | 0 | 0 | 0 | 0 | 0 | 0 | 0 | 0 | 0 | 0 | 0 | 0 | 0 | 0 | 0 | 0 | 0 | 0 | 0 | 0
F4_Residential_CZ2 - Multi Family_Existing_Water Heating_Natural Gas_Water Heater <= 55 gal._Codes & Standards Forecast | F4 | Residential | CZ2 - Multi Family | Existing | Water Heating | Natural Gas | Water Heater <= 55 gal. | Codes & Standards Forecast | Peak Demand (W) | 0 | 0 | 0 | 0 | 0 | 0 | 0 | 0 | 0 | 0 | 0 | 0 | 0 | 0 | 0 | 0 | 0 | 0 | 0 | 0 | 0 | 0 | 0 | 0 | 0 | 0 | 0 | 0 | 0 | 0
F5_Residential_CZ2 - Multi Family_Existing_Water Heating_Natural Gas_Water Heater <= 55 gal._Codes & Standards Forecast | F5 | Residential | CZ2 - Multi Family | Existing | Water Heating | Natural Gas | Water Heater <= 55 gal. | Codes & Standards Forecast | Turnover | 0 | 0 | 0 | 0 | 0 | 0 | 0 | 0 | 0 | 0 | 0 | 0 | 0 | 0 | 0 | 0 | 0 | 0 | 0 | 0 | 0 | 0 | 0 | 0 | 0 | 0 | 0 | 0 | 0 | 0
F6_Residential_CZ2 - Multi Family_Existing_Water Heating_Natural Gas_Water Heater <= 55 gal._Codes & Standards Forecast | F6 | Residential | CZ2 - Multi Family | Existing | Water Heating | Natural Gas | Water Heater <= 55 gal. | Codes & Standards Forecast | Avg. Replacement Usage | 0 | 0 | 0 | 0 | 0 | 0 | 0 | 0 | 0 | 0 | 0 | 0 | 0 | 0 | 0 | 0 | 0 | 0 | 0 | 0 | 0 | 0 | 0 | 0 | 0 | 0 | 0 | 0 | 0 | 0
F7_Residential_CZ2 - Multi Family_Existing_Water Heating_Natural Gas_Water Heater <= 55 gal._Codes & Standards Forecast | F7 | Residential | CZ2 - Multi Family | Existing | Water Heating | Natural Gas | Water Heater <= 55 gal. | Codes & Standards Forecast | Avg. Replacement Demand (S) | 0 | 0 | 0 | 0 | 0 | 0 | 0 | 0 | 0 | 0 | 0 | 0 | 0 | 0 | 0 | 0 | 0 | 0 | 0 | 0 | 0 | 0 | 0 | 0 | 0 | 0 | 0 | 0 | 0 | 0
F8_Residential_CZ2 - Multi Family_Existing_Water Heating_Natural Gas_Water Heater <= 55 gal._Codes & Standards Forecast | F8 | Residential | CZ2 - Multi Family | Existing | Water Heating | Natural Gas | Water Heater <= 55 gal. | Codes & Standards Forecast | Avg. Replacement Demand (W) | 0 | 0 | 0 | 0 | 0 | 0 | 0 | 0 | 0 | 0 | 0 | 0 | 0 | 0 | 0 | 0 | 0 | 0 | 0 | 0 | 0 | 0 | 0 | 0 | 0 | 0 | 0 | 0 | 0 | 0
F1_Residential_CZ2 - Multi Family_Existing_Water Heating_Natural Gas_Water Heater > 55 gal._Codes & Standards Forecast | F1 | Residential | CZ2 - Multi Family | Existing | Water Heating | Natural Gas | Water Heater > 55 gal. | Codes & Standards Forecast | Units | 0 | 0 | 0 | 0 | 0 | 0 | 0 | 0 | 0 | 0 | 0 | 0 | 0 | 0 | 0 | 0 | 0 | 0 | 0 | 0 | 0 | 0 | 0 | 0 | 0 | 0 | 0 | 0 | 0 | 0
F2_Residential_CZ2 - Multi Family_Existing_Water Heating_Natural Gas_Water Heater > 55 gal._Codes & Standards Forecast | F2 | Residential | CZ2 - Multi Family | Existing | Water Heating | Natural Gas | Water Heater > 55 gal. | Codes & Standards Forecast | Usage (MMtherm) | 0 | 0 | 0 | 0 | 0 | 0 | 0 | 0 | 0 | 0 | 0 | 0 | 0 | 0 | 0 | 0 | 0 | 0 | 0 | 0 | 0 | 0 | 0 | 0 | 0 | 0 | 0 | 0 | 0 | 0
F3_Residential_CZ2 - Multi Family_Existing_Water Heating_Natural Gas_Water Heater > 55 gal._Codes & Standards Forecast | F3 | Residential | CZ2 - Multi Family | Existing | Water Heating | Natural Gas | Water Heater > 55 gal. | Codes & Standards Forecast | Peak Demand (S) | 0 | 0 | 0 | 0 | 0 | 0 | 0 | 0 | 0 | 0 | 0 | 0 | 0 | 0 | 0 | 0 | 0 | 0 | 0 | 0 | 0 | 0 | 0 | 0 | 0 | 0 | 0 | 0 | 0 | 0
F4_Residential_CZ2 - Multi Family_Existing_Water Heating_Natural Gas_Water Heater > 55 gal._Codes & Standards Forecast | F4 | Residential | CZ2 - Multi Family | Existing | Water Heating | Natural Gas | Water Heater > 55 gal. | Codes & Standards Forecast | Peak Demand (W) | 0 | 0 | 0 | 0 | 0 | 0 | 0 | 0 | 0 | 0 | 0 | 0 | 0 | 0 | 0 | 0 | 0 | 0 | 0 | 0 | 0 | 0 | 0 | 0 | 0 | 0 | 0 | 0 | 0 | 0
F5_Residential_CZ2 - Multi Family_Existing_Water Heating_Natural Gas_Water Heater > 55 gal._Codes & Standards Forecast | F5 | Residential | CZ2 - Multi Family | Existing | Water Heating | Natural Gas | Water Heater > 55 gal. | Codes & Standards Forecast | Turnover | 0 | 0 | 0 | 0 | 0 | 0 | 0 | 0 | 0 | 0 | 0 | 0 | 0 | 0 | 0 | 0 | 0 | 0 | 0 | 0 | 0 | 0 | 0 | 0 | 0 | 0 | 0 | 0 | 0 | 0
F6_Residential_CZ2 - Multi Family_Existing_Water Heating_Natural Gas_Water Heater > 55 gal._Codes & Standards Forecast | F6 | Residential | CZ2 - Multi Family | Existing | Water Heating | Natural Gas | Water Heater > 55 gal. | Codes & Standards Forecast | Avg. Replacement Usage | 0 | 0 | 0 | 0 | 0 | 0 | 0 | 0 | 0 | 0 | 0 | 0 | 0 | 0 | 0 | 0 | 0 | 0 | 0 | 0 | 0 | 0 | 0 | 0 | 0 | 0 | 0 | 0 | 0 | 0
F7_Residential_CZ2 - Multi Family_Existing_Water Heating_Natural Gas_Water Heater > 55 gal._Codes & Standards Forecast | F7 | Residential | CZ2 - Multi Family | Existing | Water Heating | Natural Gas | Water Heater > 55 gal. | Codes & Standards Forecast | Avg. Replacement Demand (S) | 0 | 0 | 0 | 0 | 0 | 0 | 0 | 0 | 0 | 0 | 0 | 0 | 0 | 0 | 0 | 0 | 0 | 0 | 0 | 0 | 0 | 0 | 0 | 0 | 0 | 0 | 0 | 0 | 0 | 0
F8_Residential_CZ2 - Multi Family_Existing_Water Heating_Natural Gas_Water Heater > 55 gal._Codes & Standards Forecast | F8 | Residential | CZ2 - Multi Family | Existing | Water Heating | Natural Gas | Water Heater > 55 gal. | Codes & Standards Forecast | Avg. Replacement Demand (W) | 0 | 0 | 0 | 0 | 0 | 0 | 0 | 0 | 0 | 0 | 0 | 0 | 0 | 0 | 0 | 0 | 0 | 0 | 0 | 0 | 0 | 0 | 0 | 0 | 0 | 0 | 0 | 0 | 0 | 0
F1_Residential_CZ2 - Multi Family_Existing_Appliances_Natural Gas_Clothes Dryer_Codes & Standards Forecast | F1 | Residential | CZ2 - Multi Family | Existing | Appliances | Natural Gas | Clothes Dryer | Codes & Standards Forecast | Units | 0 | 0 | 0 | 0 | 0 | 0 | 0 | 0 | 0 | 0 | 0 | 0 | 0 | 0 | 0 | 0 | 0 | 0 | 0 | 0 | 0 | 0 | 0 | 0 | 0 | 0 | 0 | 0 | 0 | 0
F2_Residential_CZ2 - Multi Family_Existing_Appliances_Natural Gas_Clothes Dryer_Codes & Standards Forecast | F2 | Residential | CZ2 - Multi Family | Existing | Appliances | Natural Gas | Clothes Dryer | Codes & Standards Forecast | Usage (MMtherm) | 0 | 0 | 0 | 0 | 0 | 0 | 0 | 0 | 0 | 0 | 0 | 0 | 0 | 0 | 0 | 0 | 0 | 0 | 0 | 0 | 0 | 0 | 0 | 0 | 0 | 0 | 0 | 0 | 0 | 0
F3_Residential_CZ2 - Multi Family_Existing_Appliances_Natural Gas_Clothes Dryer_Codes & Standards Forecast | F3 | Residential | CZ2 - Multi Family | Existing | Appliances | Natural Gas | Clothes Dryer | Codes & Standards Forecast | Peak Demand (S) | 0 | 0 | 0 | 0 | 0 | 0 | 0 | 0 | 0 | 0 | 0 | 0 | 0 | 0 | 0 | 0 | 0 | 0 | 0 | 0 | 0 | 0 | 0 | 0 | 0 | 0 | 0 | 0 | 0 | 0
F4_Residential_CZ2 - Multi Family_Existing_Appliances_Natural Gas_Clothes Dryer_Codes & Standards Forecast | F4 | Residential | CZ2 - Multi Family | Existing | Appliances | Natural Gas | Clothes Dryer | Codes & Standards Forecast | Peak Demand (W) | 0 | 0 | 0 | 0 | 0 | 0 | 0 | 0 | 0 | 0 | 0 | 0 | 0 | 0 | 0 | 0 | 0 | 0 | 0 | 0 | 0 | 0 | 0 | 0 | 0 | 0 | 0 | 0 | 0 | 0
F5_Residential_CZ2 - Multi Family_Existing_Appliances_Natural Gas_Clothes Dryer_Codes & Standards Forecast | F5 | Residential | CZ2 - Multi Family | Existing | Appliances | Natural Gas | Clothes Dryer | Codes & Standards Forecast | Turnover | 0 | 0 | 0 | 0 | 0 | 0 | 0 | 0 | 0 | 0 | 0 | 0 | 0 | 0 | 0 | 0 | 0 | 0 | 0 | 0 | 0 | 0 | 0 | 0 | 0 | 0 | 0 | 0 | 0 | 0
F6_Residential_CZ2 - Multi Family_Existing_Appliances_Natural Gas_Clothes Dryer_Codes & Standards Forecast | F6 | Residential | CZ2 - Multi Family | Existing | Appliances | Natural Gas | Clothes Dryer | Codes & Standards Forecast | Avg. Replacement Usage | 0 | 0 | 0 | 0 | 0 | 0 | 0 | 0 | 0 | 0 | 0 | 0 | 0 | 0 | 0 | 0 | 0 | 0 | 0 | 0 | 0 | 0 | 0 | 0 | 0 | 0 | 0 | 0 | 0 | 0
F7_Residential_CZ2 - Multi Family_Existing_Appliances_Natural Gas_Clothes Dryer_Codes & Standards Forecast | F7 | Residential | CZ2 - Multi Family | Existing | Appliances | Natural Gas | Clothes Dryer | Codes & Standards Forecast | Avg. Replacement Demand (S) | 0 | 0 | 0 | 0 | 0 | 0 | 0 | 0 | 0 | 0 | 0 | 0 | 0 | 0 | 0 | 0 | 0 | 0 | 0 | 0 | 0 | 0 | 0 | 0 | 0 | 0 | 0 | 0 | 0 | 0
F8_Residential_CZ2 - Multi Family_Existing_Appliances_Natural Gas_Clothes Dryer_Codes & Standards Forecast | F8 | Residential | CZ2 - Multi Family | Existing | Appliances | Natural Gas | Clothes Dryer | Codes & Standards Forecast | Avg. Replacement Demand (W) | 0 | 0 | 0 | 0 | 0 | 0 | 0 | 0 | 0 | 0 | 0 | 0 | 0 | 0 | 0 | 0 | 0 | 0 | 0 | 0 | 0 | 0 | 0 | 0 | 0 | 0 | 0 | 0 | 0 | 0
F1_Residential_CZ2 - Multi Family_Existing_Appliances_Natural Gas_Stove/Oven_Codes & Standards Forecast | F1 | Residential | CZ2 - Multi Family | Existing | Appliances | Natural Gas | Stove/Oven | Codes & Standards Forecast | Units | 0 | 0 | 0 | 0 | 0 | 0 | 0 | 0 | 0 | 0 | 0 | 0 | 0 | 0 | 0 | 0 | 0 | 0 | 0 | 0 | 0 | 0 | 0 | 0 | 0 | 0 | 0 | 0 | 0 | 0
F2_Residential_CZ2 - Multi Family_Existing_Appliances_Natural Gas_Stove/Oven_Codes & Standards Forecast | F2 | Residential | CZ2 - Multi Family | Existing | Appliances | Natural Gas | Stove/Oven | Codes & Standards Forecast | Usage (MMtherm) | 0 | 0 | 0 | 0 | 0 | 0 | 0 | 0 | 0 | 0 | 0 | 0 | 0 | 0 | 0 | 0 | 0 | 0 | 0 | 0 | 0 | 0 | 0 | 0 | 0 | 0 | 0 | 0 | 0 | 0
F3_Residential_CZ2 - Multi Family_Existing_Appliances_Natural Gas_Stove/Oven_Codes & Standards Forecast | F3 | Residential | CZ2 - Multi Family | Existing | Appliances | Natural Gas | Stove/Oven | Codes & Standards Forecast | Peak Demand (S) | 0 | 0 | 0 | 0 | 0 | 0 | 0 | 0 | 0 | 0 | 0 | 0 | 0 | 0 | 0 | 0 | 0 | 0 | 0 | 0 | 0 | 0 | 0 | 0 | 0 | 0 | 0 | 0 | 0 | 0
F4_Residential_CZ2 - Multi Family_Existing_Appliances_Natural Gas_Stove/Oven_Codes & Standards Forecast | F4 | Residential | CZ2 - Multi Family | Existing | Appliances | Natural Gas | Stove/Oven | Codes & Standards Forecast | Peak Demand (W) | 0 | 0 | 0 | 0 | 0 | 0 | 0 | 0 | 0 | 0 | 0 | 0 | 0 | 0 | 0 | 0 | 0 | 0 | 0 | 0 | 0 | 0 | 0 | 0 | 0 | 0 | 0 | 0 | 0 | 0
F5_Residential_CZ2 - Multi Family_Existing_Appliances_Natural Gas_Stove/Oven_Codes & Standards Forecast | F5 | Residential | CZ2 - Multi Family | Existing | Appliances | Natural Gas | Stove/Oven | Codes & Standards Forecast | Turnover | 0 | 0 | 0 | 0 | 0 | 0 | 0 | 0 | 0 | 0 | 0 | 0 | 0 | 0 | 0 | 0 | 0 | 0 | 0 | 0 | 0 | 0 | 0 | 0 | 0 | 0 | 0 | 0 | 0 | 0
F6_Residential_CZ2 - Multi Family_Existing_Appliances_Natural Gas_Stove/Oven_Codes & Standards Forecast | F6 | Residential | CZ2 - Multi Family | Existing | Appliances | Natural Gas | Stove/Oven | Codes & Standards Forecast | Avg. Replacement Usage | 0 | 0 | 0 | 0 | 0 | 0 | 0 | 0 | 0 | 0 | 0 | 0 | 0 | 0 | 0 | 0 | 0 | 0 | 0 | 0 | 0 | 0 | 0 | 0 | 0 | 0 | 0 | 0 | 0 | 0
F7_Residential_CZ2 - Multi Family_Existing_Appliances_Natural Gas_Stove/Oven_Codes & Standards Forecast | F7 | Residential | CZ2 - Multi Family | Existing | Appliances | Natural Gas | Stove/Oven | Codes & Standards Forecast | Avg. Replacement Demand (S) | 0 | 0 | 0 | 0 | 0 | 0 | 0 | 0 | 0 | 0 | 0 | 0 | 0 | 0 | 0 | 0 | 0 | 0 | 0 | 0 | 0 | 0 | 0 | 0 | 0 | 0 | 0 | 0 | 0 | 0
F8_Residential_CZ2 - Multi Family_Existing_Appliances_Natural Gas_Stove/Oven_Codes & Standards Forecast | F8 | Residential | CZ2 - Multi Family | Existing | Appliances | Natural Gas | Stove/Oven | Codes & Standards Forecast | Avg. Replacement Demand (W) | 0 | 0 | 0 | 0 | 0 | 0 | 0 | 0 | 0 | 0 | 0 | 0 | 0 | 0 | 0 | 0 | 0 | 0 | 0 | 0 | 0 | 0 | 0 | 0 | 0 | 0 | 0 | 0 | 0 | 0
F1_Residential_CZ2 - Multi Family_Existing_Miscellaneous_Natural Gas_Pool Heater_Codes & Standards Forecast | F1 | Residential | CZ2 - Multi Family | Existing | Miscellaneous | Natural Gas | Pool Heater | Codes & Standards Forecast | Units | 0 | 0 | 0 | 0 | 0 | 0 | 0 | 0 | 0 | 0 | 0 | 0 | 0 | 0 | 0 | 0 | 0 | 0 | 0 | 0 | 0 | 0 | 0 | 0 | 0 | 0 | 0 | 0 | 0 | 0
F2_Residential_CZ2 - Multi Family_Existing_Miscellaneous_Natural Gas_Pool Heater_Codes & Standards Forecast | F2 | Residential | CZ2 - Multi Family | Existing | Miscellaneous | Natural Gas | Pool Heater | Codes & Standards Forecast | Usage (MMtherm) | 0 | 0 | 0 | 0 | 0 | 0 | 0 | 0 | 0 | 0 | 0 | 0 | 0 | 0 | 0 | 0 | 0 | 0 | 0 | 0 | 0 | 0 | 0 | 0 | 0 | 0 | 0 | 0 | 0 | 0
F3_Residential_CZ2 - Multi Family_Existing_Miscellaneous_Natural Gas_Pool Heater_Codes & Standards Forecast | F3 | Residential | CZ2 - Multi Family | Existing | Miscellaneous | Natural Gas | Pool Heater | Codes & Standards Forecast | Peak Demand (S) | 0 | 0 | 0 | 0 | 0 | 0 | 0 | 0 | 0 | 0 | 0 | 0 | 0 | 0 | 0 | 0 | 0 | 0 | 0 | 0 | 0 | 0 | 0 | 0 | 0 | 0 | 0 | 0 | 0 | 0
F4_Residential_CZ2 - Multi Family_Existing_Miscellaneous_Natural Gas_Pool Heater_Codes & Standards Forecast | F4 | Residential | CZ2 - Multi Family | Existing | Miscellaneous | Natural Gas | Pool Heater | Codes & Standards Forecast | Peak Demand (W) | 0 | 0 | 0 | 0 | 0 | 0 | 0 | 0 | 0 | 0 | 0 | 0 | 0 | 0 | 0 | 0 | 0 | 0 | 0 | 0 | 0 | 0 | 0 | 0 | 0 | 0 | 0 | 0 | 0 | 0
F5_Residential_CZ2 - Multi Family_Existing_Miscellaneous_Natural Gas_Pool Heater_Codes & Standards Forecast | F5 | Residential | CZ2 - Multi Family | Existing | Miscellaneous | Natural Gas | Pool Heater | Codes & Standards Forecast | Turnover | 0 | 0 | 0 | 0 | 0 | 0 | 0 | 0 | 0 | 0 | 0 | 0 | 0 | 0 | 0 | 0 | 0 | 0 | 0 | 0 | 0 | 0 | 0 | 0 | 0 | 0 | 0 | 0 | 0 | 0
F6_Residential_CZ2 - Multi Family_Existing_Miscellaneous_Natural Gas_Pool Heater_Codes & Standards Forecast | F6 | Residential | CZ2 - Multi Family | Existing | Miscellaneous | Natural Gas | Pool Heater | Codes & Standards Forecast | Avg. Replacement Usage | 0 | 0 | 0 | 0 | 0 | 0 | 0 | 0 | 0 | 0 | 0 | 0 | 0 | 0 | 0 | 0 | 0 | 0 | 0 | 0 | 0 | 0 | 0 | 0 | 0 | 0 | 0 | 0 | 0 | 0
F7_Residential_CZ2 - Multi Family_Existing_Miscellaneous_Natural Gas_Pool Heater_Codes & Standards Forecast | F7 | Residential | CZ2 - Multi Family | Existing | Miscellaneous | Natural Gas | Pool Heater | Codes & Standards Forecast | Avg. Replacement Demand (S) | 0 | 0 | 0 | 0 | 0 | 0 | 0 | 0 | 0 | 0 | 0 | 0 | 0 | 0 | 0 | 0 | 0 | 0 | 0 | 0 | 0 | 0 | 0 | 0 | 0 | 0 | 0 | 0 | 0 | 0
F8_Residential_CZ2 - Multi Family_Existing_Miscellaneous_Natural Gas_Pool Heater_Codes & Standards Forecast | F8 | Residential | CZ2 - Multi Family | Existing | Miscellaneous | Natural Gas | Pool Heater | Codes & Standards Forecast | Avg. Replacement Demand (W) | 0 | 0 | 0 | 0 | 0 | 0 | 0 | 0 | 0 | 0 | 0 | 0 | 0 | 0 | 0 | 0 | 0 | 0 | 0 | 0 | 0 | 0 | 0 | 0 | 0 | 0 | 0 | 0 | 0 | 0
F1_Residential_CZ2 - Multi Family_Existing_Miscellaneous_Natural Gas_Miscellaneous_Codes & Standards Forecast | F1 | Residential | CZ2 - Multi Family | Existing | Miscellaneous | Natural Gas | Miscellaneous | Codes & Standards Forecast | Units | 0 | 0 | 0 | 0 | 0 | 0 | 0 | 0 | 0 | 0 | 0 | 0 | 0 | 0 | 0 | 0 | 0 | 0 | 0 | 0 | 0 | 0 | 0 | 0 | 0 | 0 | 0 | 0 | 0 | 0
F2_Residential_CZ2 - Multi Family_Existing_Miscellaneous_Natural Gas_Miscellaneous_Codes & Standards Forecast | F2 | Residential | CZ2 - Multi Family | Existing | Miscellaneous | Natural Gas | Miscellaneous | Codes & Standards Forecast | Usage (MMtherm) | 0 | 0 | 0 | 0 | 0 | 0 | 0 | 0 | 0 | 0 | 0 | 0 | 0 | 0 | 0 | 0 | 0 | 0 | 0 | 0 | 0 | 0 | 0 | 0 | 0 | 0 | 0 | 0 | 0 | 0
F3_Residential_CZ2 - Multi Family_Existing_Miscellaneous_Natural Gas_Miscellaneous_Codes & Standards Forecast | F3 | Residential | CZ2 - Multi Family | Existing | Miscellaneous | Natural Gas | Miscellaneous | Codes & Standards Forecast | Peak Demand (S) | 0 | 0 | 0 | 0 | 0 | 0 | 0 | 0 | 0 | 0 | 0 | 0 | 0 | 0 | 0 | 0 | 0 | 0 | 0 | 0 | 0 | 0 | 0 | 0 | 0 | 0 | 0 | 0 | 0 | 0
F4_Residential_CZ2 - Multi Family_Existing_Miscellaneous_Natural Gas_Miscellaneous_Codes & Standards Forecast | F4 | Residential | CZ2 - Multi Family | Existing | Miscellaneous | Natural Gas | Miscellaneous | Codes & Standards Forecast | Peak Demand (W) | 0 | 0 | 0 | 0 | 0 | 0 | 0 | 0 | 0 | 0 | 0 | 0 | 0 | 0 | 0 | 0 | 0 | 0 | 0 | 0 | 0 | 0 | 0 | 0 | 0 | 0 | 0 | 0 | 0 | 0
F5_Residential_CZ2 - Multi Family_Existing_Miscellaneous_Natural Gas_Miscellaneous_Codes & Standards Forecast | F5 | Residential | CZ2 - Multi Family | Existing | Miscellaneous | Natural Gas | Miscellaneous | Codes & Standards Forecast | Turnover | 0 | 0 | 0 | 0 | 0 | 0 | 0 | 0 | 0 | 0 | 0 | 0 | 0 | 0 | 0 | 0 | 0 | 0 | 0 | 0 | 0 | 0 | 0 | 0 | 0 | 0 | 0 | 0 | 0 | 0
F6_Residential_CZ2 - Multi Family_Existing_Miscellaneous_Natural Gas_Miscellaneous_Codes & Standards Forecast | F6 | Residential | CZ2 - Multi Family | Existing | Miscellaneous | Natural Gas | Miscellaneous | Codes & Standards Forecast | Avg. Replacement Usage | 0 | 0 | 0 | 0 | 0 | 0 | 0 | 0 | 0 | 0 | 0 | 0 | 0 | 0 | 0 | 0 | 0 | 0 | 0 | 0 | 0 | 0 | 0 | 0 | 0 | 0 | 0 | 0 | 0 | 0
F7_Residential_CZ2 - Multi Family_Existing_Miscellaneous_Natural Gas_Miscellaneous_Codes & Standards Forecast | F7 | Residential | CZ2 - Multi Family | Existing | Miscellaneous | Natural Gas | Miscellaneous | Codes & Standards Forecast | Avg. Replacement Demand (S) | 0 | 0 | 0 | 0 | 0 | 0 | 0 | 0 | 0 | 0 | 0 | 0 | 0 | 0 | 0 | 0 | 0 | 0 | 0 | 0 | 0 | 0 | 0 | 0 | 0 | 0 | 0 | 0 | 0 | 0
F8_Residential_CZ2 - Multi Family_Existing_Miscellaneous_Natural Gas_Miscellaneous_Codes & Standards Forecast | F8 | Residential | CZ2 - Multi Family | Existing | Miscellaneous | Natural Gas | Miscellaneous | Codes & Standards Forecast | Avg. Replacement Demand (W) | 0 | 0 | 0 | 0 | 0 | 0 | 0 | 0 | 0 | 0 | 0 | 0 | 0 | 0 | 0 | 0 | 0 | 0 | 0 | 0 | 0 | 0 | 0 | 0 | 0 | 0 | 0 | 0 | 0 | 0
F1_Residential_CZ2 - Multi Family_New_Space Heating_Natural Gas_Furnace - Direct Fuel_Codes & Standards Forecast | F1 | Residential | CZ2 - Multi Family | New | Space Heating | Natural Gas | Furnace - Direct Fuel | Codes & Standards Forecast | Units | 0 | 0 | 0 | 0 | 0 | 0 | 0 | 0 | 0 | 0 | 0 | 0 | 0 | 0 | 0 | 0 | 0 | 0 | 0 | 0 | 0 | 0 | 0 | 0 | 0 | 0 | 0 | 0 | 0 | 0
F2_Residential_CZ2 - Multi Family_New_Space Heating_Natural Gas_Furnace - Direct Fuel_Codes & Standards Forecast | F2 | Residential | CZ2 - Multi Family | New | Space Heating | Natural Gas | Furnace - Direct Fuel | Codes & Standards Forecast | Usage (MMtherm) | 0 | 0 | 0 | 0 | 0 | 0 | 0 | 0 | 0 | 0 | 0 | 0 | 0 | 0 | 0 | 0 | 0 | 0 | 0 | 0 | 0 | 0 | 0 | 0 | 0 | 0 | 0 | 0 | 0 | 0
F3_Residential_CZ2 - Multi Family_New_Space Heating_Natural Gas_Furnace - Direct Fuel_Codes & Standards Forecast | F3 | Residential | CZ2 - Multi Family | New | Space Heating | Natural Gas | Furnace - Direct Fuel | Codes & Standards Forecast | Peak Demand (S) | 0 | 0 | 0 | 0 | 0 | 0 | 0 | 0 | 0 | 0 | 0 | 0 | 0 | 0 | 0 | 0 | 0 | 0 | 0 | 0 | 0 | 0 | 0 | 0 | 0 | 0 | 0 | 0 | 0 | 0
F4_Residential_CZ2 - Multi Family_New_Space Heating_Natural Gas_Furnace - Direct Fuel_Codes & Standards Forecast | F4 | Residential | CZ2 - Multi Family | New | Space Heating | Natural Gas | Furnace - Direct Fuel | Codes & Standards Forecast | Peak Demand (W) | 0 | 0 | 0 | 0 | 0 | 0 | 0 | 0 | 0 | 0 | 0 | 0 | 0 | 0 | 0 | 0 | 0 | 0 | 0 | 0 | 0 | 0 | 0 | 0 | 0 | 0 | 0 | 0 | 0 | 0
F5_Residential_CZ2 - Multi Family_New_Space Heating_Natural Gas_Furnace - Direct Fuel_Codes & Standards Forecast | F5 | Residential | CZ2 - Multi Family | New | Space Heating | Natural Gas | Furnace - Direct Fuel | Codes & Standards Forecast | Turnover | 0 | 0 | 0 | 0 | 0 | 0 | 0 | 0 | 0 | 0 | 0 | 0 | 0 | 0 | 0 | 0 | 0 | 0 | 0 | 0 | 0 | 0 | 0 | 0 | 0 | 0 | 0 | 0 | 0 | 0
F6_Residential_CZ2 - Multi Family_New_Space Heating_Natural Gas_Furnace - Direct Fuel_Codes & Standards Forecast | F6 | Residential | CZ2 - Multi Family | New | Space Heating | Natural Gas | Furnace - Direct Fuel | Codes & Standards Forecast | Avg. Replacement Usage | 0 | 0 | 0 | 0 | 0 | 0 | 0 | 0 | 0 | 0 | 0 | 0 | 0 | 0 | 0 | 0 | 0 | 0 | 0 | 0 | 0 | 0 | 0 | 0 | 0 | 0 | 0 | 0 | 0 | 0
F7_Residential_CZ2 - Multi Family_New_Space Heating_Natural Gas_Furnace - Direct Fuel_Codes & Standards Forecast | F7 | Residential | CZ2 - Multi Family | New | Space Heating | Natural Gas | Furnace - Direct Fuel | Codes & Standards Forecast | Avg. Replacement Demand (S) | 0 | 0 | 0 | 0 | 0 | 0 | 0 | 0 | 0 | 0 | 0 | 0 | 0 | 0 | 0 | 0 | 0 | 0 | 0 | 0 | 0 | 0 | 0 | 0 | 0 | 0 | 0 | 0 | 0 | 0
F8_Residential_CZ2 - Multi Family_New_Space Heating_Natural Gas_Furnace - Direct Fuel_Codes & Standards Forecast | F8 | Residential | CZ2 - Multi Family | New | Space Heating | Natural Gas | Furnace - Direct Fuel | Codes & Standards Forecast | Avg. Replacement Demand (W) | 0 | 0 | 0 | 0 | 0 | 0 | 0 | 0 | 0 | 0 | 0 | 0 | 0 | 0 | 0 | 0 | 0 | 0 | 0 | 0 | 0 | 0 | 0 | 0 | 0 | 0 | 0 | 0 | 0 | 0
F1_Residential_CZ2 - Multi Family_New_Space Heating_Natural Gas_Boiler - Direct Fuel_Codes & Standards Forecast | F1 | Residential | CZ2 - Multi Family | New | Space Heating | Natural Gas | Boiler - Direct Fuel | Codes & Standards Forecast | Units | 0 | 0 | 0 | 0 | 0 | 0 | 0 | 0 | 0 | 0 | 0 | 0 | 0 | 0 | 0 | 0 | 0 | 0 | 0 | 0 | 0 | 0 | 0 | 0 | 0 | 0 | 0 | 0 | 0 | 0
F2_Residential_CZ2 - Multi Family_New_Space Heating_Natural Gas_Boiler - Direct Fuel_Codes & Standards Forecast | F2 | Residential | CZ2 - Multi Family | New | Space Heating | Natural Gas | Boiler - Direct Fuel | Codes & Standards Forecast | Usage (MMtherm) | 0 | 0 | 0 | 0 | 0 | 0 | 0 | 0 | 0 | 0 | 0 | 0 | 0 | 0 | 0 | 0 | 0 | 0 | 0 | 0 | 0 | 0 | 0 | 0 | 0 | 0 | 0 | 0 | 0 | 0
F3_Residential_CZ2 - Multi Family_New_Space Heating_Natural Gas_Boiler - Direct Fuel_Codes & Standards Forecast | F3 | Residential | CZ2 - Multi Family | New | Space Heating | Natural Gas | Boiler - Direct Fuel | Codes & Standards Forecast | Peak Demand (S) | 0 | 0 | 0 | 0 | 0 | 0 | 0 | 0 | 0 | 0 | 0 | 0 | 0 | 0 | 0 | 0 | 0 | 0 | 0 | 0 | 0 | 0 | 0 | 0 | 0 | 0 | 0 | 0 | 0 | 0
F4_Residential_CZ2 - Multi Family_New_Space Heating_Natural Gas_Boiler - Direct Fuel_Codes & Standards Forecast | F4 | Residential | CZ2 - Multi Family | New | Space Heating | Natural Gas | Boiler - Direct Fuel | Codes & Standards Forecast | Peak Demand (W) | 0 | 0 | 0 | 0 | 0 | 0 | 0 | 0 | 0 | 0 | 0 | 0 | 0 | 0 | 0 | 0 | 0 | 0 | 0 | 0 | 0 | 0 | 0 | 0 | 0 | 0 | 0 | 0 | 0 | 0
F5_Residential_CZ2 - Multi Family_New_Space Heating_Natural Gas_Boiler - Direct Fuel_Codes & Standards Forecast | F5 | Residential | CZ2 - Multi Family | New | Space Heating | Natural Gas | Boiler - Direct Fuel | Codes & Standards Forecast | Turnover | 0 | 0 | 0 | 0 | 0 | 0 | 0 | 0 | 0 | 0 | 0 | 0 | 0 | 0 | 0 | 0 | 0 | 0 | 0 | 0 | 0 | 0 | 0 | 0 | 0 | 0 | 0 | 0 | 0 | 0
F6_Residential_CZ2 - Multi Family_New_Space Heating_Natural Gas_Boiler - Direct Fuel_Codes & Standards Forecast | F6 | Residential | CZ2 - Multi Family | New | Space Heating | Natural Gas | Boiler - Direct Fuel | Codes & Standards Forecast | Avg. Replacement Usage | 0 | 0 | 0 | 0 | 0 | 0 | 0 | 0 | 0 | 0 | 0 | 0 | 0 | 0 | 0 | 0 | 0 | 0 | 0 | 0 | 0 | 0 | 0 | 0 | 0 | 0 | 0 | 0 | 0 | 0
F7_Residential_CZ2 - Multi Family_New_Space Heating_Natural Gas_Boiler - Direct Fuel_Codes & Standards Forecast | F7 | Residential | CZ2 - Multi Family | New | Space Heating | Natural Gas | Boiler - Direct Fuel | Codes & Standards Forecast | Avg. Replacement Demand (S) | 0 | 0 | 0 | 0 | 0 | 0 | 0 | 0 | 0 | 0 | 0 | 0 | 0 | 0 | 0 | 0 | 0 | 0 | 0 | 0 | 0 | 0 | 0 | 0 | 0 | 0 | 0 | 0 | 0 | 0
F8_Residential_CZ2 - Multi Family_New_Space Heating_Natural Gas_Boiler - Direct Fuel_Codes & Standards Forecast | F8 | Residential | CZ2 - Multi Family | New | Space Heating | Natural Gas | Boiler - Direct Fuel | Codes & Standards Forecast | Avg. Replacement Demand (W) | 0 | 0 | 0 | 0 | 0 | 0 | 0 | 0 | 0 | 0 | 0 | 0 | 0 | 0 | 0 | 0 | 0 | 0 | 0 | 0 | 0 | 0 | 0 | 0 | 0 | 0 | 0 | 0 | 0 | 0
F1_Residential_CZ2 - Multi Family_New_Secondary Heating_Natural Gas_Fireplace_Codes & Standards Forecast | F1 | Residential | CZ2 - Multi Family | New | Secondary Heating | Natural Gas | Fireplace | Codes & Standards Forecast | Units | 0 | 0 | 0 | 0 | 0 | 0 | 0 | 0 | 0 | 0 | 0 | 0 | 0 | 0 | 0 | 0 | 0 | 0 | 0 | 0 | 0 | 0 | 0 | 0 | 0 | 0 | 0 | 0 | 0 | 0
F2_Residential_CZ2 - Multi Family_New_Secondary Heating_Natural Gas_Fireplace_Codes & Standards Forecast | F2 | Residential | CZ2 - Multi Family | New | Secondary Heating | Natural Gas | Fireplace | Codes & Standards Forecast | Usage (MMtherm) | 0 | 0 | 0 | 0 | 0 | 0 | 0 | 0 | 0 | 0 | 0 | 0 | 0 | 0 | 0 | 0 | 0 | 0 | 0 | 0 | 0 | 0 | 0 | 0 | 0 | 0 | 0 | 0 | 0 | 0
F3_Residential_CZ2 - Multi Family_New_Secondary Heating_Natural Gas_Fireplace_Codes & Standards Forecast | F3 | Residential | CZ2 - Multi Family | New | Secondary Heating | Natural Gas | Fireplace | Codes & Standards Forecast | Peak Demand (S) | 0 | 0 | 0 | 0 | 0 | 0 | 0 | 0 | 0 | 0 | 0 | 0 | 0 | 0 | 0 | 0 | 0 | 0 | 0 | 0 | 0 | 0 | 0 | 0 | 0 | 0 | 0 | 0 | 0 | 0
F4_Residential_CZ2 - Multi Family_New_Secondary Heating_Natural Gas_Fireplace_Codes & Standards Forecast | F4 | Residential | CZ2 - Multi Family | New | Secondary Heating | Natural Gas | Fireplace | Codes & Standards Forecast | Peak Demand (W) | 0 | 0 | 0 | 0 | 0 | 0 | 0 | 0 | 0 | 0 | 0 | 0 | 0 | 0 | 0 | 0 | 0 | 0 | 0 | 0 | 0 | 0 | 0 | 0 | 0 | 0 | 0 | 0 | 0 | 0
F5_Residential_CZ2 - Multi Family_New_Secondary Heating_Natural Gas_Fireplace_Codes & Standards Forecast | F5 | Residential | CZ2 - Multi Family | New | Secondary Heating | Natural Gas | Fireplace | Codes & Standards Forecast | Turnover | 0 | 0 | 0 | 0 | 0 | 0 | 0 | 0 | 0 | 0 | 0 | 0 | 0 | 0 | 0 | 0 | 0 | 0 | 0 | 0 | 0 | 0 | 0 | 0 | 0 | 0 | 0 | 0 | 0 | 0
F6_Residential_CZ2 - Multi Family_New_Secondary Heating_Natural Gas_Fireplace_Codes & Standards Forecast | F6 | Residential | CZ2 - Multi Family | New | Secondary Heating | Natural Gas | Fireplace | Codes & Standards Forecast | Avg. Replacement Usage | 0 | 0 | 0 | 0 | 0 | 0 | 0 | 0 | 0 | 0 | 0 | 0 | 0 | 0 | 0 | 0 | 0 | 0 | 0 | 0 | 0 | 0 | 0 | 0 | 0 | 0 | 0 | 0 | 0 | 0
F7_Residential_CZ2 - Multi Family_New_Secondary Heating_Natural Gas_Fireplace_Codes & Standards Forecast | F7 | Residential | CZ2 - Multi Family | New | Secondary Heating | Natural Gas | Fireplace | Codes & Standards Forecast | Avg. Replacement Demand (S) | 0 | 0 | 0 | 0 | 0 | 0 | 0 | 0 | 0 | 0 | 0 | 0 | 0 | 0 | 0 | 0 | 0 | 0 | 0 | 0 | 0 | 0 | 0 | 0 | 0 | 0 | 0 | 0 | 0 | 0
F8_Residential_CZ2 - Multi Family_New_Secondary Heating_Natural Gas_Fireplace_Codes & Standards Forecast | F8 | Residential | CZ2 - Multi Family | New | Secondary Heating | Natural Gas | Fireplace | Codes & Standards Forecast | Avg. Replacement Demand (W) | 0 | 0 | 0 | 0 | 0 | 0 | 0 | 0 | 0 | 0 | 0 | 0 | 0 | 0 | 0 | 0 | 0 | 0 | 0 | 0 | 0 | 0 | 0 | 0 | 0 | 0 | 0 | 0 | 0 | 0
F1_Residential_CZ2 - Multi Family_New_Water Heating_Natural Gas_Water Heater <= 55 gal._Codes & Standards Forecast | F1 | Residential | CZ2 - Multi Family | New | Water Heating | Natural Gas | Water Heater <= 55 gal. | Codes & Standards Forecast | Units | 0 | 0 | 0 | 0 | 0 | 0 | 0 | 0 | 0 | 0 | 0 | 0 | 0 | 0 | 0 | 0 | 0 | 0 | 0 | 0 | 0 | 0 | 0 | 0 | 0 | 0 | 0 | 0 | 0 | 0
F2_Residential_CZ2 - Multi Family_New_Water Heating_Natural Gas_Water Heater <= 55 gal._Codes & Standards Forecast | F2 | Residential | CZ2 - Multi Family | New | Water Heating | Natural Gas | Water Heater <= 55 gal. | Codes & Standards Forecast | Usage (MMtherm) | 0 | 0 | 0 | 0 | 0 | 0 | 0 | 0 | 0 | 0 | 0 | 0 | 0 | 0 | 0 | 0 | 0 | 0 | 0 | 0 | 0 | 0 | 0 | 0 | 0 | 0 | 0 | 0 | 0 | 0
F3_Residential_CZ2 - Multi Family_New_Water Heating_Natural Gas_Water Heater <= 55 gal._Codes & Standards Forecast | F3 | Residential | CZ2 - Multi Family | New | Water Heating | Natural Gas | Water Heater <= 55 gal. | Codes & Standards Forecast | Peak Demand (S) | 0 | 0 | 0 | 0 | 0 | 0 | 0 | 0 | 0 | 0 | 0 | 0 | 0 | 0 | 0 | 0 | 0 | 0 | 0 | 0 | 0 | 0 | 0 | 0 | 0 | 0 | 0 | 0 | 0 | 0
F4_Residential_CZ2 - Multi Family_New_Water Heating_Natural Gas_Water Heater <= 55 gal._Codes & Standards Forecast | F4 | Residential | CZ2 - Multi Family | New | Water Heating | Natural Gas | Water Heater <= 55 gal. | Codes & Standards Forecast | Peak Demand (W) | 0 | 0 | 0 | 0 | 0 | 0 | 0 | 0 | 0 | 0 | 0 | 0 | 0 | 0 | 0 | 0 | 0 | 0 | 0 | 0 | 0 | 0 | 0 | 0 | 0 | 0 | 0 | 0 | 0 | 0
F5_Residential_CZ2 - Multi Family_New_Water Heating_Natural Gas_Water Heater <= 55 gal._Codes & Standards Forecast | F5 | Residential | CZ2 - Multi Family | New | Water Heating | Natural Gas | Water Heater <= 55 gal. | Codes & Standards Forecast | Turnover | 0 | 0 | 0 | 0 | 0 | 0 | 0 | 0 | 0 | 0 | 0 | 0 | 0 | 0 | 0 | 0 | 0 | 0 | 0 | 0 | 0 | 0 | 0 | 0 | 0 | 0 | 0 | 0 | 0 | 0
F6_Residential_CZ2 - Multi Family_New_Water Heating_Natural Gas_Water Heater <= 55 gal._Codes & Standards Forecast | F6 | Residential | CZ2 - Multi Family | New | Water Heating | Natural Gas | Water Heater <= 55 gal. | Codes & Standards Forecast | Avg. Replacement Usage | 0 | 0 | 0 | 0 | 0 | 0 | 0 | 0 | 0 | 0 | 0 | 0 | 0 | 0 | 0 | 0 | 0 | 0 | 0 | 0 | 0 | 0 | 0 | 0 | 0 | 0 | 0 | 0 | 0 | 0
F7_Residential_CZ2 - Multi Family_New_Water Heating_Natural Gas_Water Heater <= 55 gal._Codes & Standards Forecast | F7 | Residential | CZ2 - Multi Family | New | Water Heating | Natural Gas | Water Heater <= 55 gal. | Codes & Standards Forecast | Avg. Replacement Demand (S) | 0 | 0 | 0 | 0 | 0 | 0 | 0 | 0 | 0 | 0 | 0 | 0 | 0 | 0 | 0 | 0 | 0 | 0 | 0 | 0 | 0 | 0 | 0 | 0 | 0 | 0 | 0 | 0 | 0 | 0
F8_Residential_CZ2 - Multi Family_New_Water Heating_Natural Gas_Water Heater <= 55 gal._Codes & Standards Forecast | F8 | Residential | CZ2 - Multi Family | New | Water Heating | Natural Gas | Water Heater <= 55 gal. | Codes & Standards Forecast | Avg. Replacement Demand (W) | 0 | 0 | 0 | 0 | 0 | 0 | 0 | 0 | 0 | 0 | 0 | 0 | 0 | 0 | 0 | 0 | 0 | 0 | 0 | 0 | 0 | 0 | 0 | 0 | 0 | 0 | 0 | 0 | 0 | 0
F1_Residential_CZ2 - Multi Family_New_Water Heating_Natural Gas_Water Heater > 55 gal._Codes & Standards Forecast | F1 | Residential | CZ2 - Multi Family | New | Water Heating | Natural Gas | Water Heater > 55 gal. | Codes & Standards Forecast | Units | 0 | 0 | 0 | 0 | 0 | 0 | 0 | 0 | 0 | 0 | 0 | 0 | 0 | 0 | 0 | 0 | 0 | 0 | 0 | 0 | 0 | 0 | 0 | 0 | 0 | 0 | 0 | 0 | 0 | 0
F2_Residential_CZ2 - Multi Family_New_Water Heating_Natural Gas_Water Heater > 55 gal._Codes & Standards Forecast | F2 | Residential | CZ2 - Multi Family | New | Water Heating | Natural Gas | Water Heater > 55 gal. | Codes & Standards Forecast | Usage (MMtherm) | 0 | 0 | 0 | 0 | 0 | 0 | 0 | 0 | 0 | 0 | 0 | 0 | 0 | 0 | 0 | 0 | 0 | 0 | 0 | 0 | 0 | 0 | 0 | 0 | 0 | 0 | 0 | 0 | 0 | 0
F3_Residential_CZ2 - Multi Family_New_Water Heating_Natural Gas_Water Heater > 55 gal._Codes & Standards Forecast | F3 | Residential | CZ2 - Multi Family | New | Water Heating | Natural Gas | Water Heater > 55 gal. | Codes & Standards Forecast | Peak Demand (S) | 0 | 0 | 0 | 0 | 0 | 0 | 0 | 0 | 0 | 0 | 0 | 0 | 0 | 0 | 0 | 0 | 0 | 0 | 0 | 0 | 0 | 0 | 0 | 0 | 0 | 0 | 0 | 0 | 0 | 0
F4_Residential_CZ2 - Multi Family_New_Water Heating_Natural Gas_Water Heater > 55 gal._Codes & Standards Forecast | F4 | Residential | CZ2 - Multi Family | New | Water Heating | Natural Gas | Water Heater > 55 gal. | Codes & Standards Forecast | Peak Demand (W) | 0 | 0 | 0 | 0 | 0 | 0 | 0 | 0 | 0 | 0 | 0 | 0 | 0 | 0 | 0 | 0 | 0 | 0 | 0 | 0 | 0 | 0 | 0 | 0 | 0 | 0 | 0 | 0 | 0 | 0
F5_Residential_CZ2 - Multi Family_New_Water Heating_Natural Gas_Water Heater > 55 gal._Codes & Standards Forecast | F5 | Residential | CZ2 - Multi Family | New | Water Heating | Natural Gas | Water Heater > 55 gal. | Codes & Standards Forecast | Turnover | 0 | 0 | 0 | 0 | 0 | 0 | 0 | 0 | 0 | 0 | 0 | 0 | 0 | 0 | 0 | 0 | 0 | 0 | 0 | 0 | 0 | 0 | 0 | 0 | 0 | 0 | 0 | 0 | 0 | 0
F6_Residential_CZ2 - Multi Family_New_Water Heating_Natural Gas_Water Heater > 55 gal._Codes & Standards Forecast | F6 | Residential | CZ2 - Multi Family | New | Water Heating | Natural Gas | Water Heater > 55 gal. | Codes & Standards Forecast | Avg. Replacement Usage | 0 | 0 | 0 | 0 | 0 | 0 | 0 | 0 | 0 | 0 | 0 | 0 | 0 | 0 | 0 | 0 | 0 | 0 | 0 | 0 | 0 | 0 | 0 | 0 | 0 | 0 | 0 | 0 | 0 | 0
F7_Residential_CZ2 - Multi Family_New_Water Heating_Natural Gas_Water Heater > 55 gal._Codes & Standards Forecast | F7 | Residential | CZ2 - Multi Family | New | Water Heating | Natural Gas | Water Heater > 55 gal. | Codes & Standards Forecast | Avg. Replacement Demand (S) | 0 | 0 | 0 | 0 | 0 | 0 | 0 | 0 | 0 | 0 | 0 | 0 | 0 | 0 | 0 | 0 | 0 | 0 | 0 | 0 | 0 | 0 | 0 | 0 | 0 | 0 | 0 | 0 | 0 | 0
F8_Residential_CZ2 - Multi Family_New_Water Heating_Natural Gas_Water Heater > 55 gal._Codes & Standards Forecast | F8 | Residential | CZ2 - Multi Family | New | Water Heating | Natural Gas | Water Heater > 55 gal. | Codes & Standards Forecast | Avg. Replacement Demand (W) | 0 | 0 | 0 | 0 | 0 | 0 | 0 | 0 | 0 | 0 | 0 | 0 | 0 | 0 | 0 | 0 | 0 | 0 | 0 | 0 | 0 | 0 | 0 | 0 | 0 | 0 | 0 | 0 | 0 | 0
F1_Residential_CZ2 - Multi Family_New_Appliances_Natural Gas_Clothes Dryer_Codes & Standards Forecast | F1 | Residential | CZ2 - Multi Family | New | Appliances | Natural Gas | Clothes Dryer | Codes & Standards Forecast | Units | 0 | 0 | 0 | 0 | 0 | 0 | 0 | 0 | 0 | 0 | 0 | 0 | 0 | 0 | 0 | 0 | 0 | 0 | 0 | 0 | 0 | 0 | 0 | 0 | 0 | 0 | 0 | 0 | 0 | 0
F2_Residential_CZ2 - Multi Family_New_Appliances_Natural Gas_Clothes Dryer_Codes & Standards Forecast | F2 | Residential | CZ2 - Multi Family | New | Appliances | Natural Gas | Clothes Dryer | Codes & Standards Forecast | Usage (MMtherm) | 0 | 0 | 0 | 0 | 0 | 0 | 0 | 0 | 0 | 0 | 0 | 0 | 0 | 0 | 0 | 0 | 0 | 0 | 0 | 0 | 0 | 0 | 0 | 0 | 0 | 0 | 0 | 0 | 0 | 0
F3_Residential_CZ2 - Multi Family_New_Appliances_Natural Gas_Clothes Dryer_Codes & Standards Forecast | F3 | Residential | CZ2 - Multi Family | New | Appliances | Natural Gas | Clothes Dryer | Codes & Standards Forecast | Peak Demand (S) | 0 | 0 | 0 | 0 | 0 | 0 | 0 | 0 | 0 | 0 | 0 | 0 | 0 | 0 | 0 | 0 | 0 | 0 | 0 | 0 | 0 | 0 | 0 | 0 | 0 | 0 | 0 | 0 | 0 | 0
F4_Residential_CZ2 - Multi Family_New_Appliances_Natural Gas_Clothes Dryer_Codes & Standards Forecast | F4 | Residential | CZ2 - Multi Family | New | Appliances | Natural Gas | Clothes Dryer | Codes & Standards Forecast | Peak Demand (W) | 0 | 0 | 0 | 0 | 0 | 0 | 0 | 0 | 0 | 0 | 0 | 0 | 0 | 0 | 0 | 0 | 0 | 0 | 0 | 0 | 0 | 0 | 0 | 0 | 0 | 0 | 0 | 0 | 0 | 0
F5_Residential_CZ2 - Multi Family_New_Appliances_Natural Gas_Clothes Dryer_Codes & Standards Forecast | F5 | Residential | CZ2 - Multi Family | New | Appliances | Natural Gas | Clothes Dryer | Codes & Standards Forecast | Turnover | 0 | 0 | 0 | 0 | 0 | 0 | 0 | 0 | 0 | 0 | 0 | 0 | 0 | 0 | 0 | 0 | 0 | 0 | 0 | 0 | 0 | 0 | 0 | 0 | 0 | 0 | 0 | 0 | 0 | 0
F6_Residential_CZ2 - Multi Family_New_Appliances_Natural Gas_Clothes Dryer_Codes & Standards Forecast | F6 | Residential | CZ2 - Multi Family | New | Appliances | Natural Gas | Clothes Dryer | Codes & Standards Forecast | Avg. Replacement Usage | 0 | 0 | 0 | 0 | 0 | 0 | 0 | 0 | 0 | 0 | 0 | 0 | 0 | 0 | 0 | 0 | 0 | 0 | 0 | 0 | 0 | 0 | 0 | 0 | 0 | 0 | 0 | 0 | 0 | 0
F7_Residential_CZ2 - Multi Family_New_Appliances_Natural Gas_Clothes Dryer_Codes & Standards Forecast | F7 | Residential | CZ2 - Multi Family | New | Appliances | Natural Gas | Clothes Dryer | Codes & Standards Forecast | Avg. Replacement Demand (S) | 0 | 0 | 0 | 0 | 0 | 0 | 0 | 0 | 0 | 0 | 0 | 0 | 0 | 0 | 0 | 0 | 0 | 0 | 0 | 0 | 0 | 0 | 0 | 0 | 0 | 0 | 0 | 0 | 0 | 0
F8_Residential_CZ2 - Multi Family_New_Appliances_Natural Gas_Clothes Dryer_Codes & Standards Forecast | F8 | Residential | CZ2 - Multi Family | New | Appliances | Natural Gas | Clothes Dryer | Codes & Standards Forecast | Avg. Replacement Demand (W) | 0 | 0 | 0 | 0 | 0 | 0 | 0 | 0 | 0 | 0 | 0 | 0 | 0 | 0 | 0 | 0 | 0 | 0 | 0 | 0 | 0 | 0 | 0 | 0 | 0 | 0 | 0 | 0 | 0 | 0
F1_Residential_CZ2 - Multi Family_New_Appliances_Natural Gas_Stove/Oven_Codes & Standards Forecast | F1 | Residential | CZ2 - Multi Family | New | Appliances | Natural Gas | Stove/Oven | Codes & Standards Forecast | Units | 0 | 0 | 0 | 0 | 0 | 0 | 0 | 0 | 0 | 0 | 0 | 0 | 0 | 0 | 0 | 0 | 0 | 0 | 0 | 0 | 0 | 0 | 0 | 0 | 0 | 0 | 0 | 0 | 0 | 0
F2_Residential_CZ2 - Multi Family_New_Appliances_Natural Gas_Stove/Oven_Codes & Standards Forecast | F2 | Residential | CZ2 - Multi Family | New | Appliances | Natural Gas | Stove/Oven | Codes & Standards Forecast | Usage (MMtherm) | 0 | 0 | 0 | 0 | 0 | 0 | 0 | 0 | 0 | 0 | 0 | 0 | 0 | 0 | 0 | 0 | 0 | 0 | 0 | 0 | 0 | 0 | 0 | 0 | 0 | 0 | 0 | 0 | 0 | 0
F3_Residential_CZ2 - Multi Family_New_Appliances_Natural Gas_Stove/Oven_Codes & Standards Forecast | F3 | Residential | CZ2 - Multi Family | New | Appliances | Natural Gas | Stove/Oven | Codes & Standards Forecast | Peak Demand (S) | 0 | 0 | 0 | 0 | 0 | 0 | 0 | 0 | 0 | 0 | 0 | 0 | 0 | 0 | 0 | 0 | 0 | 0 | 0 | 0 | 0 | 0 | 0 | 0 | 0 | 0 | 0 | 0 | 0 | 0
F4_Residential_CZ2 - Multi Family_New_Appliances_Natural Gas_Stove/Oven_Codes & Standards Forecast | F4 | Residential | CZ2 - Multi Family | New | Appliances | Natural Gas | Stove/Oven | Codes & Standards Forecast | Peak Demand (W) | 0 | 0 | 0 | 0 | 0 | 0 | 0 | 0 | 0 | 0 | 0 | 0 | 0 | 0 | 0 | 0 | 0 | 0 | 0 | 0 | 0 | 0 | 0 | 0 | 0 | 0 | 0 | 0 | 0 | 0
F5_Residential_CZ2 - Multi Family_New_Appliances_Natural Gas_Stove/Oven_Codes & Standards Forecast | F5 | Residential | CZ2 - Multi Family | New | Appliances | Natural Gas | Stove/Oven | Codes & Standards Forecast | Turnover | 0 | 0 | 0 | 0 | 0 | 0 | 0 | 0 | 0 | 0 | 0 | 0 | 0 | 0 | 0 | 0 | 0 | 0 | 0 | 0 | 0 | 0 | 0 | 0 | 0 | 0 | 0 | 0 | 0 | 0
F6_Residential_CZ2 - Multi Family_New_Appliances_Natural Gas_Stove/Oven_Codes & Standards Forecast | F6 | Residential | CZ2 - Multi Family | New | Appliances | Natural Gas | Stove/Oven | Codes & Standards Forecast | Avg. Replacement Usage | 0 | 0 | 0 | 0 | 0 | 0 | 0 | 0 | 0 | 0 | 0 | 0 | 0 | 0 | 0 | 0 | 0 | 0 | 0 | 0 | 0 | 0 | 0 | 0 | 0 | 0 | 0 | 0 | 0 | 0
F7_Residential_CZ2 - Multi Family_New_Appliances_Natural Gas_Stove/Oven_Codes & Standards Forecast | F7 | Residential | CZ2 - Multi Family | New | Appliances | Natural Gas | Stove/Oven | Codes & Standards Forecast | Avg. Replacement Demand (S) | 0 | 0 | 0 | 0 | 0 | 0 | 0 | 0 | 0 | 0 | 0 | 0 | 0 | 0 | 0 | 0 | 0 | 0 | 0 | 0 | 0 | 0 | 0 | 0 | 0 | 0 | 0 | 0 | 0 | 0
F8_Residential_CZ2 - Multi Family_New_Appliances_Natural Gas_Stove/Oven_Codes & Standards Forecast | F8 | Residential | CZ2 - Multi Family | New | Appliances | Natural Gas | Stove/Oven | Codes & Standards Forecast | Avg. Replacement Demand (W) | 0 | 0 | 0 | 0 | 0 | 0 | 0 | 0 | 0 | 0 | 0 | 0 | 0 | 0 | 0 | 0 | 0 | 0 | 0 | 0 | 0 | 0 | 0 | 0 | 0 | 0 | 0 | 0 | 0 | 0
F1_Residential_CZ2 - Multi Family_New_Miscellaneous_Natural Gas_Pool Heater_Codes & Standards Forecast | F1 | Residential | CZ2 - Multi Family | New | Miscellaneous | Natural Gas | Pool Heater | Codes & Standards Forecast | Units | 0 | 0 | 0 | 0 | 0 | 0 | 0 | 0 | 0 | 0 | 0 | 0 | 0 | 0 | 0 | 0 | 0 | 0 | 0 | 0 | 0 | 0 | 0 | 0 | 0 | 0 | 0 | 0 | 0 | 0
F2_Residential_CZ2 - Multi Family_New_Miscellaneous_Natural Gas_Pool Heater_Codes & Standards Forecast | F2 | Residential | CZ2 - Multi Family | New | Miscellaneous | Natural Gas | Pool Heater | Codes & Standards Forecast | Usage (MMtherm) | 0 | 0 | 0 | 0 | 0 | 0 | 0 | 0 | 0 | 0 | 0 | 0 | 0 | 0 | 0 | 0 | 0 | 0 | 0 | 0 | 0 | 0 | 0 | 0 | 0 | 0 | 0 | 0 | 0 | 0
F3_Residential_CZ2 - Multi Family_New_Miscellaneous_Natural Gas_Pool Heater_Codes & Standards Forecast | F3 | Residential | CZ2 - Multi Family | New | Miscellaneous | Natural Gas | Pool Heater | Codes & Standards Forecast | Peak Demand (S) | 0 | 0 | 0 | 0 | 0 | 0 | 0 | 0 | 0 | 0 | 0 | 0 | 0 | 0 | 0 | 0 | 0 | 0 | 0 | 0 | 0 | 0 | 0 | 0 | 0 | 0 | 0 | 0 | 0 | 0
F4_Residential_CZ2 - Multi Family_New_Miscellaneous_Natural Gas_Pool Heater_Codes & Standards Forecast | F4 | Residential | CZ2 - Multi Family | New | Miscellaneous | Natural Gas | Pool Heater | Codes & Standards Forecast | Peak Demand (W) | 0 | 0 | 0 | 0 | 0 | 0 | 0 | 0 | 0 | 0 | 0 | 0 | 0 | 0 | 0 | 0 | 0 | 0 | 0 | 0 | 0 | 0 | 0 | 0 | 0 | 0 | 0 | 0 | 0 | 0
F5_Residential_CZ2 - Multi Family_New_Miscellaneous_Natural Gas_Pool Heater_Codes & Standards Forecast | F5 | Residential | CZ2 - Multi Family | New | Miscellaneous | Natural Gas | Pool Heater | Codes & Standards Forecast | Turnover | 0 | 0 | 0 | 0 | 0 | 0 | 0 | 0 | 0 | 0 | 0 | 0 | 0 | 0 | 0 | 0 | 0 | 0 | 0 | 0 | 0 | 0 | 0 | 0 | 0 | 0 | 0 | 0 | 0 | 0
F6_Residential_CZ2 - Multi Family_New_Miscellaneous_Natural Gas_Pool Heater_Codes & Standards Forecast | F6 | Residential | CZ2 - Multi Family | New | Miscellaneous | Natural Gas | Pool Heater | Codes & Standards Forecast | Avg. Replacement Usage | 0 | 0 | 0 | 0 | 0 | 0 | 0 | 0 | 0 | 0 | 0 | 0 | 0 | 0 | 0 | 0 | 0 | 0 | 0 | 0 | 0 | 0 | 0 | 0 | 0 | 0 | 0 | 0 | 0 | 0
F7_Residential_CZ2 - Multi Family_New_Miscellaneous_Natural Gas_Pool Heater_Codes & Standards Forecast | F7 | Residential | CZ2 - Multi Family | New | Miscellaneous | Natural Gas | Pool Heater | Codes & Standards Forecast | Avg. Replacement Demand (S) | 0 | 0 | 0 | 0 | 0 | 0 | 0 | 0 | 0 | 0 | 0 | 0 | 0 | 0 | 0 | 0 | 0 | 0 | 0 | 0 | 0 | 0 | 0 | 0 | 0 | 0 | 0 | 0 | 0 | 0
F8_Residential_CZ2 - Multi Family_New_Miscellaneous_Natural Gas_Pool Heater_Codes & Standards Forecast | F8 | Residential | CZ2 - Multi Family | New | Miscellaneous | Natural Gas | Pool Heater | Codes & Standards Forecast | Avg. Replacement Demand (W) | 0 | 0 | 0 | 0 | 0 | 0 | 0 | 0 | 0 | 0 | 0 | 0 | 0 | 0 | 0 | 0 | 0 | 0 | 0 | 0 | 0 | 0 | 0 | 0 | 0 | 0 | 0 | 0 | 0 | 0
F1_Residential_CZ2 - Multi Family_New_Miscellaneous_Natural Gas_Miscellaneous_Codes & Standards Forecast | F1 | Residential | CZ2 - Multi Family | New | Miscellaneous | Natural Gas | Miscellaneous | Codes & Standards Forecast | Units | 0 | 0 | 0 | 0 | 0 | 0 | 0 | 0 | 0 | 0 | 0 | 0 | 0 | 0 | 0 | 0 | 0 | 0 | 0 | 0 | 0 | 0 | 0 | 0 | 0 | 0 | 0 | 0 | 0 | 0
F2_Residential_CZ2 - Multi Family_New_Miscellaneous_Natural Gas_Miscellaneous_Codes & Standards Forecast | F2 | Residential | CZ2 - Multi Family | New | Miscellaneous | Natural Gas | Miscellaneous | Codes & Standards Forecast | Usage (MMtherm) | 0 | 0 | 0 | 0 | 0 | 0 | 0 | 0 | 0 | 0 | 0 | 0 | 0 | 0 | 0 | 0 | 0 | 0 | 0 | 0 | 0 | 0 | 0 | 0 | 0 | 0 | 0 | 0 | 0 | 0
F3_Residential_CZ2 - Multi Family_New_Miscellaneous_Natural Gas_Miscellaneous_Codes & Standards Forecast | F3 | Residential | CZ2 - Multi Family | New | Miscellaneous | Natural Gas | Miscellaneous | Codes & Standards Forecast | Peak Demand (S) | 0 | 0 | 0 | 0 | 0 | 0 | 0 | 0 | 0 | 0 | 0 | 0 | 0 | 0 | 0 | 0 | 0 | 0 | 0 | 0 | 0 | 0 | 0 | 0 | 0 | 0 | 0 | 0 | 0 | 0
F4_Residential_CZ2 - Multi Family_New_Miscellaneous_Natural Gas_Miscellaneous_Codes & Standards Forecast | F4 | Residential | CZ2 - Multi Family | New | Miscellaneous | Natural Gas | Miscellaneous | Codes & Standards Forecast | Peak Demand (W) | 0 | 0 | 0 | 0 | 0 | 0 | 0 | 0 | 0 | 0 | 0 | 0 | 0 | 0 | 0 | 0 | 0 | 0 | 0 | 0 | 0 | 0 | 0 | 0 | 0 | 0 | 0 | 0 | 0 | 0
F5_Residential_CZ2 - Multi Family_New_Miscellaneous_Natural Gas_Miscellaneous_Codes & Standards Forecast | F5 | Residential | CZ2 - Multi Family | New | Miscellaneous | Natural Gas | Miscellaneous | Codes & Standards Forecast | Turnover | 0 | 0 | 0 | 0 | 0 | 0 | 0 | 0 | 0 | 0 | 0 | 0 | 0 | 0 | 0 | 0 | 0 | 0 | 0 | 0 | 0 | 0 | 0 | 0 | 0 | 0 | 0 | 0 | 0 | 0
F6_Residential_CZ2 - Multi Family_New_Miscellaneous_Natural Gas_Miscellaneous_Codes & Standards Forecast | F6 | Residential | CZ2 - Multi Family | New | Miscellaneous | Natural Gas | Miscellaneous | Codes & Standards Forecast | Avg. Replacement Usage | 0 | 0 | 0 | 0 | 0 | 0 | 0 | 0 | 0 | 0 | 0 | 0 | 0 | 0 | 0 | 0 | 0 | 0 | 0 | 0 | 0 | 0 | 0 | 0 | 0 | 0 | 0 | 0 | 0 | 0
F7_Residential_CZ2 - Multi Family_New_Miscellaneous_Natural Gas_Miscellaneous_Codes & Standards Forecast | F7 | Residential | CZ2 - Multi Family | New | Miscellaneous | Natural Gas | Miscellaneous | Codes & Standards Forecast | Avg. Replacement Demand (S) | 0 | 0 | 0 | 0 | 0 | 0 | 0 | 0 | 0 | 0 | 0 | 0 | 0 | 0 | 0 | 0 | 0 | 0 | 0 | 0 | 0 | 0 | 0 | 0 | 0 | 0 | 0 | 0 | 0 | 0
F8_Residential_CZ2 - Multi Family_New_Miscellaneous_Natural Gas_Miscellaneous_Codes & Standards Forecast | F8 | Residential | CZ2 - Multi Family | New | Miscellaneous | Natural Gas | Miscellaneous | Codes & Standards Forecast | Avg. Replacement Demand (W) | 0 | 0 | 0 | 0 | 0 | 0 | 0 | 0 | 0 | 0 | 0 | 0 | 0 | 0 | 0 | 0 | 0 | 0 | 0 | 0 | 0 | 0 | 0 | 0 | 0 | 0 | 0 | 0 | 0 | 0
F1_Residential_CZ3 - Single Family_Existing_Space Heating_Natural Gas_Furnace - Direct Fuel_Codes & Standards Forecast | F1 | Residential | CZ3 - Single Family | Existing | Space Heating | Natural Gas | Furnace - Direct Fuel | Codes & Standards Forecast | Units | 0 | 0 | 0 | 0 | 0 | 0 | 0 | 0 | 0 | 0 | 0 | 0 | 0 | 0 | 0 | 0 | 0 | 0 | 0 | 0 | 0 | 0 | 0 | 0 | 0 | 0 | 0 | 0 | 0 | 0
F2_Residential_CZ3 - Single Family_Existing_Space Heating_Natural Gas_Furnace - Direct Fuel_Codes & Standards Forecast | F2 | Residential | CZ3 - Single Family | Existing | Space Heating | Natural Gas | Furnace - Direct Fuel | Codes & Standards Forecast | Usage (MMtherm) | 0 | 0 | 0 | 0 | 0 | 0 | 0 | 0 | 0 | 0 | 0 | 0 | 0 | 0 | 0 | 0 | 0 | 0 | 0 | 0 | 0 | 0 | 0 | 0 | 0 | 0 | 0 | 0 | 0 | 0
F3_Residential_CZ3 - Single Family_Existing_Space Heating_Natural Gas_Furnace - Direct Fuel_Codes & Standards Forecast | F3 | Residential | CZ3 - Single Family | Existing | Space Heating | Natural Gas | Furnace - Direct Fuel | Codes & Standards Forecast | Peak Demand (S) | 0 | 0 | 0 | 0 | 0 | 0 | 0 | 0 | 0 | 0 | 0 | 0 | 0 | 0 | 0 | 0 | 0 | 0 | 0 | 0 | 0 | 0 | 0 | 0 | 0 | 0 | 0 | 0 | 0 | 0
F4_Residential_CZ3 - Single Family_Existing_Space Heating_Natural Gas_Furnace - Direct Fuel_Codes & Standards Forecast | F4 | Residential | CZ3 - Single Family | Existing | Space Heating | Natural Gas | Furnace - Direct Fuel | Codes & Standards Forecast | Peak Demand (W) | 0 | 0 | 0 | 0 | 0 | 0 | 0 | 0 | 0 | 0 | 0 | 0 | 0 | 0 | 0 | 0 | 0 | 0 | 0 | 0 | 0 | 0 | 0 | 0 | 0 | 0 | 0 | 0 | 0 | 0
F5_Residential_CZ3 - Single Family_Existing_Space Heating_Natural Gas_Furnace - Direct Fuel_Codes & Standards Forecast | F5 | Residential | CZ3 - Single Family | Existing | Space Heating | Natural Gas | Furnace - Direct Fuel | Codes & Standards Forecast | Turnover | 0 | 0 | 0 | 0 | 0 | 0 | 0 | 0 | 0 | 0 | 0 | 0 | 0 | 0 | 0 | 0 | 0 | 0 | 0 | 0 | 0 | 0 | 0 | 0 | 0 | 0 | 0 | 0 | 0 | 0
F6_Residential_CZ3 - Single Family_Existing_Space Heating_Natural Gas_Furnace - Direct Fuel_Codes & Standards Forecast | F6 | Residential | CZ3 - Single Family | Existing | Space Heating | Natural Gas | Furnace - Direct Fuel | Codes & Standards Forecast | Avg. Replacement Usage | 0 | 0 | 0 | 0 | 0 | 0 | 0 | 0 | 0 | 0 | 0 | 0 | 0 | 0 | 0 | 0 | 0 | 0 | 0 | 0 | 0 | 0 | 0 | 0 | 0 | 0 | 0 | 0 | 0 | 0
F7_Residential_CZ3 - Single Family_Existing_Space Heating_Natural Gas_Furnace - Direct Fuel_Codes & Standards Forecast | F7 | Residential | CZ3 - Single Family | Existing | Space Heating | Natural Gas | Furnace - Direct Fuel | Codes & Standards Forecast | Avg. Replacement Demand (S) | 0 | 0 | 0 | 0 | 0 | 0 | 0 | 0 | 0 | 0 | 0 | 0 | 0 | 0 | 0 | 0 | 0 | 0 | 0 | 0 | 0 | 0 | 0 | 0 | 0 | 0 | 0 | 0 | 0 | 0
F8_Residential_CZ3 - Single Family_Existing_Space Heating_Natural Gas_Furnace - Direct Fuel_Codes & Standards Forecast | F8 | Residential | CZ3 - Single Family | Existing | Space Heating | Natural Gas | Furnace - Direct Fuel | Codes & Standards Forecast | Avg. Replacement Demand (W) | 0 | 0 | 0 | 0 | 0 | 0 | 0 | 0 | 0 | 0 | 0 | 0 | 0 | 0 | 0 | 0 | 0 | 0 | 0 | 0 | 0 | 0 | 0 | 0 | 0 | 0 | 0 | 0 | 0 | 0
F1_Residential_CZ3 - Single Family_Existing_Space Heating_Natural Gas_Boiler - Direct Fuel_Codes & Standards Forecast | F1 | Residential | CZ3 - Single Family | Existing | Space Heating | Natural Gas | Boiler - Direct Fuel | Codes & Standards Forecast | Units | 0 | 0 | 0 | 0 | 0 | 0 | 0 | 0 | 0 | 0 | 0 | 0 | 0 | 0 | 0 | 0 | 0 | 0 | 0 | 0 | 0 | 0 | 0 | 0 | 0 | 0 | 0 | 0 | 0 | 0
F2_Residential_CZ3 - Single Family_Existing_Space Heating_Natural Gas_Boiler - Direct Fuel_Codes & Standards Forecast | F2 | Residential | CZ3 - Single Family | Existing | Space Heating | Natural Gas | Boiler - Direct Fuel | Codes & Standards Forecast | Usage (MMtherm) | 0 | 0 | 0 | 0 | 0 | 0 | 0 | 0 | 0 | 0 | 0 | 0 | 0 | 0 | 0 | 0 | 0 | 0 | 0 | 0 | 0 | 0 | 0 | 0 | 0 | 0 | 0 | 0 | 0 | 0
F3_Residential_CZ3 - Single Family_Existing_Space Heating_Natural Gas_Boiler - Direct Fuel_Codes & Standards Forecast | F3 | Residential | CZ3 - Single Family | Existing | Space Heating | Natural Gas | Boiler - Direct Fuel | Codes & Standards Forecast | Peak Demand (S) | 0 | 0 | 0 | 0 | 0 | 0 | 0 | 0 | 0 | 0 | 0 | 0 | 0 | 0 | 0 | 0 | 0 | 0 | 0 | 0 | 0 | 0 | 0 | 0 | 0 | 0 | 0 | 0 | 0 | 0
F4_Residential_CZ3 - Single Family_Existing_Space Heating_Natural Gas_Boiler - Direct Fuel_Codes & Standards Forecast | F4 | Residential | CZ3 - Single Family | Existing | Space Heating | Natural Gas | Boiler - Direct Fuel | Codes & Standards Forecast | Peak Demand (W) | 0 | 0 | 0 | 0 | 0 | 0 | 0 | 0 | 0 | 0 | 0 | 0 | 0 | 0 | 0 | 0 | 0 | 0 | 0 | 0 | 0 | 0 | 0 | 0 | 0 | 0 | 0 | 0 | 0 | 0
F5_Residential_CZ3 - Single Family_Existing_Space Heating_Natural Gas_Boiler - Direct Fuel_Codes & Standards Forecast | F5 | Residential | CZ3 - Single Family | Existing | Space Heating | Natural Gas | Boiler - Direct Fuel | Codes & Standards Forecast | Turnover | 0 | 0 | 0 | 0 | 0 | 0 | 0 | 0 | 0 | 0 | 0 | 0 | 0 | 0 | 0 | 0 | 0 | 0 | 0 | 0 | 0 | 0 | 0 | 0 | 0 | 0 | 0 | 0 | 0 | 0
F6_Residential_CZ3 - Single Family_Existing_Space Heating_Natural Gas_Boiler - Direct Fuel_Codes & Standards Forecast | F6 | Residential | CZ3 - Single Family | Existing | Space Heating | Natural Gas | Boiler - Direct Fuel | Codes & Standards Forecast | Avg. Replacement Usage | 0 | 0 | 0 | 0 | 0 | 0 | 0 | 0 | 0 | 0 | 0 | 0 | 0 | 0 | 0 | 0 | 0 | 0 | 0 | 0 | 0 | 0 | 0 | 0 | 0 | 0 | 0 | 0 | 0 | 0
F7_Residential_CZ3 - Single Family_Existing_Space Heating_Natural Gas_Boiler - Direct Fuel_Codes & Standards Forecast | F7 | Residential | CZ3 - Single Family | Existing | Space Heating | Natural Gas | Boiler - Direct Fuel | Codes & Standards Forecast | Avg. Replacement Demand (S) | 0 | 0 | 0 | 0 | 0 | 0 | 0 | 0 | 0 | 0 | 0 | 0 | 0 | 0 | 0 | 0 | 0 | 0 | 0 | 0 | 0 | 0 | 0 | 0 | 0 | 0 | 0 | 0 | 0 | 0
F8_Residential_CZ3 - Single Family_Existing_Space Heating_Natural Gas_Boiler - Direct Fuel_Codes & Standards Forecast | F8 | Residential | CZ3 - Single Family | Existing | Space Heating | Natural Gas | Boiler - Direct Fuel | Codes & Standards Forecast | Avg. Replacement Demand (W) | 0 | 0 | 0 | 0 | 0 | 0 | 0 | 0 | 0 | 0 | 0 | 0 | 0 | 0 | 0 | 0 | 0 | 0 | 0 | 0 | 0 | 0 | 0 | 0 | 0 | 0 | 0 | 0 | 0 | 0
F1_Residential_CZ3 - Single Family_Existing_Secondary Heating_Natural Gas_Fireplace_Codes & Standards Forecast | F1 | Residential | CZ3 - Single Family | Existing | Secondary Heating | Natural Gas | Fireplace | Codes & Standards Forecast | Units | 0 | 0 | 0 | 0 | 0 | 0 | 0 | 0 | 0 | 0 | 0 | 0 | 0 | 0 | 0 | 0 | 0 | 0 | 0 | 0 | 0 | 0 | 0 | 0 | 0 | 0 | 0 | 0 | 0 | 0
F2_Residential_CZ3 - Single Family_Existing_Secondary Heating_Natural Gas_Fireplace_Codes & Standards Forecast | F2 | Residential | CZ3 - Single Family | Existing | Secondary Heating | Natural Gas | Fireplace | Codes & Standards Forecast | Usage (MMtherm) | 0 | 0 | 0 | 0 | 0 | 0 | 0 | 0 | 0 | 0 | 0 | 0 | 0 | 0 | 0 | 0 | 0 | 0 | 0 | 0 | 0 | 0 | 0 | 0 | 0 | 0 | 0 | 0 | 0 | 0
F3_Residential_CZ3 - Single Family_Existing_Secondary Heating_Natural Gas_Fireplace_Codes & Standards Forecast | F3 | Residential | CZ3 - Single Family | Existing | Secondary Heating | Natural Gas | Fireplace | Codes & Standards Forecast | Peak Demand (S) | 0 | 0 | 0 | 0 | 0 | 0 | 0 | 0 | 0 | 0 | 0 | 0 | 0 | 0 | 0 | 0 | 0 | 0 | 0 | 0 | 0 | 0 | 0 | 0 | 0 | 0 | 0 | 0 | 0 | 0
F4_Residential_CZ3 - Single Family_Existing_Secondary Heating_Natural Gas_Fireplace_Codes & Standards Forecast | F4 | Residential | CZ3 - Single Family | Existing | Secondary Heating | Natural Gas | Fireplace | Codes & Standards Forecast | Peak Demand (W) | 0 | 0 | 0 | 0 | 0 | 0 | 0 | 0 | 0 | 0 | 0 | 0 | 0 | 0 | 0 | 0 | 0 | 0 | 0 | 0 | 0 | 0 | 0 | 0 | 0 | 0 | 0 | 0 | 0 | 0
F5_Residential_CZ3 - Single Family_Existing_Secondary Heating_Natural Gas_Fireplace_Codes & Standards Forecast | F5 | Residential | CZ3 - Single Family | Existing | Secondary Heating | Natural Gas | Fireplace | Codes & Standards Forecast | Turnover | 0 | 0 | 0 | 0 | 0 | 0 | 0 | 0 | 0 | 0 | 0 | 0 | 0 | 0 | 0 | 0 | 0 | 0 | 0 | 0 | 0 | 0 | 0 | 0 | 0 | 0 | 0 | 0 | 0 | 0
F6_Residential_CZ3 - Single Family_Existing_Secondary Heating_Natural Gas_Fireplace_Codes & Standards Forecast | F6 | Residential | CZ3 - Single Family | Existing | Secondary Heating | Natural Gas | Fireplace | Codes & Standards Forecast | Avg. Replacement Usage | 0 | 0 | 0 | 0 | 0 | 0 | 0 | 0 | 0 | 0 | 0 | 0 | 0 | 0 | 0 | 0 | 0 | 0 | 0 | 0 | 0 | 0 | 0 | 0 | 0 | 0 | 0 | 0 | 0 | 0
F7_Residential_CZ3 - Single Family_Existing_Secondary Heating_Natural Gas_Fireplace_Codes & Standards Forecast | F7 | Residential | CZ3 - Single Family | Existing | Secondary Heating | Natural Gas | Fireplace | Codes & Standards Forecast | Avg. Replacement Demand (S) | 0 | 0 | 0 | 0 | 0 | 0 | 0 | 0 | 0 | 0 | 0 | 0 | 0 | 0 | 0 | 0 | 0 | 0 | 0 | 0 | 0 | 0 | 0 | 0 | 0 | 0 | 0 | 0 | 0 | 0
F8_Residential_CZ3 - Single Family_Existing_Secondary Heating_Natural Gas_Fireplace_Codes & Standards Forecast | F8 | Residential | CZ3 - Single Family | Existing | Secondary Heating | Natural Gas | Fireplace | Codes & Standards Forecast | Avg. Replacement Demand (W) | 0 | 0 | 0 | 0 | 0 | 0 | 0 | 0 | 0 | 0 | 0 | 0 | 0 | 0 | 0 | 0 | 0 | 0 | 0 | 0 | 0 | 0 | 0 | 0 | 0 | 0 | 0 | 0 | 0 | 0
F1_Residential_CZ3 - Single Family_Existing_Water Heating_Natural Gas_Water Heater <= 55 gal._Codes & Standards Forecast | F1 | Residential | CZ3 - Single Family | Existing | Water Heating | Natural Gas | Water Heater <= 55 gal. | Codes & Standards Forecast | Units | 0 | 0 | 0 | 0 | 0 | 0 | 0 | 0 | 0 | 0 | 0 | 0 | 0 | 0 | 0 | 0 | 0 | 0 | 0 | 0 | 0 | 0 | 0 | 0 | 0 | 0 | 0 | 0 | 0 | 0
F2_Residential_CZ3 - Single Family_Existing_Water Heating_Natural Gas_Water Heater <= 55 gal._Codes & Standards Forecast | F2 | Residential | CZ3 - Single Family | Existing | Water Heating | Natural Gas | Water Heater <= 55 gal. | Codes & Standards Forecast | Usage (MMtherm) | 0 | 0 | 0 | 0 | 0 | 0 | 0 | 0 | 0 | 0 | 0 | 0 | 0 | 0 | 0 | 0 | 0 | 0 | 0 | 0 | 0 | 0 | 0 | 0 | 0 | 0 | 0 | 0 | 0 | 0
F3_Residential_CZ3 - Single Family_Existing_Water Heating_Natural Gas_Water Heater <= 55 gal._Codes & Standards Forecast | F3 | Residential | CZ3 - Single Family | Existing | Water Heating | Natural Gas | Water Heater <= 55 gal. | Codes & Standards Forecast | Peak Demand (S) | 0 | 0 | 0 | 0 | 0 | 0 | 0 | 0 | 0 | 0 | 0 | 0 | 0 | 0 | 0 | 0 | 0 | 0 | 0 | 0 | 0 | 0 | 0 | 0 | 0 | 0 | 0 | 0 | 0 | 0
F4_Residential_CZ3 - Single Family_Existing_Water Heating_Natural Gas_Water Heater <= 55 gal._Codes & Standards Forecast | F4 | Residential | CZ3 - Single Family | Existing | Water Heating | Natural Gas | Water Heater <= 55 gal. | Codes & Standards Forecast | Peak Demand (W) | 0 | 0 | 0 | 0 | 0 | 0 | 0 | 0 | 0 | 0 | 0 | 0 | 0 | 0 | 0 | 0 | 0 | 0 | 0 | 0 | 0 | 0 | 0 | 0 | 0 | 0 | 0 | 0 | 0 | 0
F5_Residential_CZ3 - Single Family_Existing_Water Heating_Natural Gas_Water Heater <= 55 gal._Codes & Standards Forecast | F5 | Residential | CZ3 - Single Family | Existing | Water Heating | Natural Gas | Water Heater <= 55 gal. | Codes & Standards Forecast | Turnover | 0 | 0 | 0 | 0 | 0 | 0 | 0 | 0 | 0 | 0 | 0 | 0 | 0 | 0 | 0 | 0 | 0 | 0 | 0 | 0 | 0 | 0 | 0 | 0 | 0 | 0 | 0 | 0 | 0 | 0
F6_Residential_CZ3 - Single Family_Existing_Water Heating_Natural Gas_Water Heater <= 55 gal._Codes & Standards Forecast | F6 | Residential | CZ3 - Single Family | Existing | Water Heating | Natural Gas | Water Heater <= 55 gal. | Codes & Standards Forecast | Avg. Replacement Usage | 0 | 0 | 0 | 0 | 0 | 0 | 0 | 0 | 0 | 0 | 0 | 0 | 0 | 0 | 0 | 0 | 0 | 0 | 0 | 0 | 0 | 0 | 0 | 0 | 0 | 0 | 0 | 0 | 0 | 0
F7_Residential_CZ3 - Single Family_Existing_Water Heating_Natural Gas_Water Heater <= 55 gal._Codes & Standards Forecast | F7 | Residential | CZ3 - Single Family | Existing | Water Heating | Natural Gas | Water Heater <= 55 gal. | Codes & Standards Forecast | Avg. Replacement Demand (S) | 0 | 0 | 0 | 0 | 0 | 0 | 0 | 0 | 0 | 0 | 0 | 0 | 0 | 0 | 0 | 0 | 0 | 0 | 0 | 0 | 0 | 0 | 0 | 0 | 0 | 0 | 0 | 0 | 0 | 0
F8_Residential_CZ3 - Single Family_Existing_Water Heating_Natural Gas_Water Heater <= 55 gal._Codes & Standards Forecast | F8 | Residential | CZ3 - Single Family | Existing | Water Heating | Natural Gas | Water Heater <= 55 gal. | Codes & Standards Forecast | Avg. Replacement Demand (W) | 0 | 0 | 0 | 0 | 0 | 0 | 0 | 0 | 0 | 0 | 0 | 0 | 0 | 0 | 0 | 0 | 0 | 0 | 0 | 0 | 0 | 0 | 0 | 0 | 0 | 0 | 0 | 0 | 0 | 0
F1_Residential_CZ3 - Single Family_Existing_Water Heating_Natural Gas_Water Heater > 55 gal._Codes & Standards Forecast | F1 | Residential | CZ3 - Single Family | Existing | Water Heating | Natural Gas | Water Heater > 55 gal. | Codes & Standards Forecast | Units | 0 | 0 | 0 | 0 | 0 | 0 | 0 | 0 | 0 | 0 | 0 | 0 | 0 | 0 | 0 | 0 | 0 | 0 | 0 | 0 | 0 | 0 | 0 | 0 | 0 | 0 | 0 | 0 | 0 | 0
F2_Residential_CZ3 - Single Family_Existing_Water Heating_Natural Gas_Water Heater > 55 gal._Codes & Standards Forecast | F2 | Residential | CZ3 - Single Family | Existing | Water Heating | Natural Gas | Water Heater > 55 gal. | Codes & Standards Forecast | Usage (MMtherm) | 0 | 0 | 0 | 0 | 0 | 0 | 0 | 0 | 0 | 0 | 0 | 0 | 0 | 0 | 0 | 0 | 0 | 0 | 0 | 0 | 0 | 0 | 0 | 0 | 0 | 0 | 0 | 0 | 0 | 0
F3_Residential_CZ3 - Single Family_Existing_Water Heating_Natural Gas_Water Heater > 55 gal._Codes & Standards Forecast | F3 | Residential | CZ3 - Single Family | Existing | Water Heating | Natural Gas | Water Heater > 55 gal. | Codes & Standards Forecast | Peak Demand (S) | 0 | 0 | 0 | 0 | 0 | 0 | 0 | 0 | 0 | 0 | 0 | 0 | 0 | 0 | 0 | 0 | 0 | 0 | 0 | 0 | 0 | 0 | 0 | 0 | 0 | 0 | 0 | 0 | 0 | 0
F4_Residential_CZ3 - Single Family_Existing_Water Heating_Natural Gas_Water Heater > 55 gal._Codes & Standards Forecast | F4 | Residential | CZ3 - Single Family | Existing | Water Heating | Natural Gas | Water Heater > 55 gal. | Codes & Standards Forecast | Peak Demand (W) | 0 | 0 | 0 | 0 | 0 | 0 | 0 | 0 | 0 | 0 | 0 | 0 | 0 | 0 | 0 | 0 | 0 | 0 | 0 | 0 | 0 | 0 | 0 | 0 | 0 | 0 | 0 | 0 | 0 | 0
F5_Residential_CZ3 - Single Family_Existing_Water Heating_Natural Gas_Water Heater > 55 gal._Codes & Standards Forecast | F5 | Residential | CZ3 - Single Family | Existing | Water Heating | Natural Gas | Water Heater > 55 gal. | Codes & Standards Forecast | Turnover | 0 | 0 | 0 | 0 | 0 | 0 | 0 | 0 | 0 | 0 | 0 | 0 | 0 | 0 | 0 | 0 | 0 | 0 | 0 | 0 | 0 | 0 | 0 | 0 | 0 | 0 | 0 | 0 | 0 | 0
F6_Residential_CZ3 - Single Family_Existing_Water Heating_Natural Gas_Water Heater > 55 gal._Codes & Standards Forecast | F6 | Residential | CZ3 - Single Family | Existing | Water Heating | Natural Gas | Water Heater > 55 gal. | Codes & Standards Forecast | Avg. Replacement Usage | 0 | 0 | 0 | 0 | 0 | 0 | 0 | 0 | 0 | 0 | 0 | 0 | 0 | 0 | 0 | 0 | 0 | 0 | 0 | 0 | 0 | 0 | 0 | 0 | 0 | 0 | 0 | 0 | 0 | 0
F7_Residential_CZ3 - Single Family_Existing_Water Heating_Natural Gas_Water Heater > 55 gal._Codes & Standards Forecast | F7 | Residential | CZ3 - Single Family | Existing | Water Heating | Natural Gas | Water Heater > 55 gal. | Codes & Standards Forecast | Avg. Replacement Demand (S) | 0 | 0 | 0 | 0 | 0 | 0 | 0 | 0 | 0 | 0 | 0 | 0 | 0 | 0 | 0 | 0 | 0 | 0 | 0 | 0 | 0 | 0 | 0 | 0 | 0 | 0 | 0 | 0 | 0 | 0
F8_Residential_CZ3 - Single Family_Existing_Water Heating_Natural Gas_Water Heater > 55 gal._Codes & Standards Forecast | F8 | Residential | CZ3 - Single Family | Existing | Water Heating | Natural Gas | Water Heater > 55 gal. | Codes & Standards Forecast | Avg. Replacement Demand (W) | 0 | 0 | 0 | 0 | 0 | 0 | 0 | 0 | 0 | 0 | 0 | 0 | 0 | 0 | 0 | 0 | 0 | 0 | 0 | 0 | 0 | 0 | 0 | 0 | 0 | 0 | 0 | 0 | 0 | 0
F1_Residential_CZ3 - Single Family_Existing_Appliances_Natural Gas_Clothes Dryer_Codes & Standards Forecast | F1 | Residential | CZ3 - Single Family | Existing | Appliances | Natural Gas | Clothes Dryer | Codes & Standards Forecast | Units | 0 | 0 | 0 | 0 | 0 | 0 | 0 | 0 | 0 | 0 | 0 | 0 | 0 | 0 | 0 | 0 | 0 | 0 | 0 | 0 | 0 | 0 | 0 | 0 | 0 | 0 | 0 | 0 | 0 | 0
F2_Residential_CZ3 - Single Family_Existing_Appliances_Natural Gas_Clothes Dryer_Codes & Standards Forecast | F2 | Residential | CZ3 - Single Family | Existing | Appliances | Natural Gas | Clothes Dryer | Codes & Standards Forecast | Usage (MMtherm) | 0 | 0 | 0 | 0 | 0 | 0 | 0 | 0 | 0 | 0 | 0 | 0 | 0 | 0 | 0 | 0 | 0 | 0 | 0 | 0 | 0 | 0 | 0 | 0 | 0 | 0 | 0 | 0 | 0 | 0
F3_Residential_CZ3 - Single Family_Existing_Appliances_Natural Gas_Clothes Dryer_Codes & Standards Forecast | F3 | Residential | CZ3 - Single Family | Existing | Appliances | Natural Gas | Clothes Dryer | Codes & Standards Forecast | Peak Demand (S) | 0 | 0 | 0 | 0 | 0 | 0 | 0 | 0 | 0 | 0 | 0 | 0 | 0 | 0 | 0 | 0 | 0 | 0 | 0 | 0 | 0 | 0 | 0 | 0 | 0 | 0 | 0 | 0 | 0 | 0
F4_Residential_CZ3 - Single Family_Existing_Appliances_Natural Gas_Clothes Dryer_Codes & Standards Forecast | F4 | Residential | CZ3 - Single Family | Existing | Appliances | Natural Gas | Clothes Dryer | Codes & Standards Forecast | Peak Demand (W) | 0 | 0 | 0 | 0 | 0 | 0 | 0 | 0 | 0 | 0 | 0 | 0 | 0 | 0 | 0 | 0 | 0 | 0 | 0 | 0 | 0 | 0 | 0 | 0 | 0 | 0 | 0 | 0 | 0 | 0
F5_Residential_CZ3 - Single Family_Existing_Appliances_Natural Gas_Clothes Dryer_Codes & Standards Forecast | F5 | Residential | CZ3 - Single Family | Existing | Appliances | Natural Gas | Clothes Dryer | Codes & Standards Forecast | Turnover | 0 | 0 | 0 | 0 | 0 | 0 | 0 | 0 | 0 | 0 | 0 | 0 | 0 | 0 | 0 | 0 | 0 | 0 | 0 | 0 | 0 | 0 | 0 | 0 | 0 | 0 | 0 | 0 | 0 | 0
F6_Residential_CZ3 - Single Family_Existing_Appliances_Natural Gas_Clothes Dryer_Codes & Standards Forecast | F6 | Residential | CZ3 - Single Family | Existing | Appliances | Natural Gas | Clothes Dryer | Codes & Standards Forecast | Avg. Replacement Usage | 0 | 0 | 0 | 0 | 0 | 0 | 0 | 0 | 0 | 0 | 0 | 0 | 0 | 0 | 0 | 0 | 0 | 0 | 0 | 0 | 0 | 0 | 0 | 0 | 0 | 0 | 0 | 0 | 0 | 0
F7_Residential_CZ3 - Single Family_Existing_Appliances_Natural Gas_Clothes Dryer_Codes & Standards Forecast | F7 | Residential | CZ3 - Single Family | Existing | Appliances | Natural Gas | Clothes Dryer | Codes & Standards Forecast | Avg. Replacement Demand (S) | 0 | 0 | 0 | 0 | 0 | 0 | 0 | 0 | 0 | 0 | 0 | 0 | 0 | 0 | 0 | 0 | 0 | 0 | 0 | 0 | 0 | 0 | 0 | 0 | 0 | 0 | 0 | 0 | 0 | 0
F8_Residential_CZ3 - Single Family_Existing_Appliances_Natural Gas_Clothes Dryer_Codes & Standards Forecast | F8 | Residential | CZ3 - Single Family | Existing | Appliances | Natural Gas | Clothes Dryer | Codes & Standards Forecast | Avg. Replacement Demand (W) | 0 | 0 | 0 | 0 | 0 | 0 | 0 | 0 | 0 | 0 | 0 | 0 | 0 | 0 | 0 | 0 | 0 | 0 | 0 | 0 | 0 | 0 | 0 | 0 | 0 | 0 | 0 | 0 | 0 | 0
F1_Residential_CZ3 - Single Family_Existing_Appliances_Natural Gas_Stove/Oven_Codes & Standards Forecast | F1 | Residential | CZ3 - Single Family | Existing | Appliances | Natural Gas | Stove/Oven | Codes & Standards Forecast | Units | 0 | 0 | 0 | 0 | 0 | 0 | 0 | 0 | 0 | 0 | 0 | 0 | 0 | 0 | 0 | 0 | 0 | 0 | 0 | 0 | 0 | 0 | 0 | 0 | 0 | 0 | 0 | 0 | 0 | 0
F2_Residential_CZ3 - Single Family_Existing_Appliances_Natural Gas_Stove/Oven_Codes & Standards Forecast | F2 | Residential | CZ3 - Single Family | Existing | Appliances | Natural Gas | Stove/Oven | Codes & Standards Forecast | Usage (MMtherm) | 0 | 0 | 0 | 0 | 0 | 0 | 0 | 0 | 0 | 0 | 0 | 0 | 0 | 0 | 0 | 0 | 0 | 0 | 0 | 0 | 0 | 0 | 0 | 0 | 0 | 0 | 0 | 0 | 0 | 0
F3_Residential_CZ3 - Single Family_Existing_Appliances_Natural Gas_Stove/Oven_Codes & Standards Forecast | F3 | Residential | CZ3 - Single Family | Existing | Appliances | Natural Gas | Stove/Oven | Codes & Standards Forecast | Peak Demand (S) | 0 | 0 | 0 | 0 | 0 | 0 | 0 | 0 | 0 | 0 | 0 | 0 | 0 | 0 | 0 | 0 | 0 | 0 | 0 | 0 | 0 | 0 | 0 | 0 | 0 | 0 | 0 | 0 | 0 | 0
F4_Residential_CZ3 - Single Family_Existing_Appliances_Natural Gas_Stove/Oven_Codes & Standards Forecast | F4 | Residential | CZ3 - Single Family | Existing | Appliances | Natural Gas | Stove/Oven | Codes & Standards Forecast | Peak Demand (W) | 0 | 0 | 0 | 0 | 0 | 0 | 0 | 0 | 0 | 0 | 0 | 0 | 0 | 0 | 0 | 0 | 0 | 0 | 0 | 0 | 0 | 0 | 0 | 0 | 0 | 0 | 0 | 0 | 0 | 0
F5_Residential_CZ3 - Single Family_Existing_Appliances_Natural Gas_Stove/Oven_Codes & Standards Forecast | F5 | Residential | CZ3 - Single Family | Existing | Appliances | Natural Gas | Stove/Oven | Codes & Standards Forecast | Turnover | 0 | 0 | 0 | 0 | 0 | 0 | 0 | 0 | 0 | 0 | 0 | 0 | 0 | 0 | 0 | 0 | 0 | 0 | 0 | 0 | 0 | 0 | 0 | 0 | 0 | 0 | 0 | 0 | 0 | 0
F6_Residential_CZ3 - Single Family_Existing_Appliances_Natural Gas_Stove/Oven_Codes & Standards Forecast | F6 | Residential | CZ3 - Single Family | Existing | Appliances | Natural Gas | Stove/Oven | Codes & Standards Forecast | Avg. Replacement Usage | 0 | 0 | 0 | 0 | 0 | 0 | 0 | 0 | 0 | 0 | 0 | 0 | 0 | 0 | 0 | 0 | 0 | 0 | 0 | 0 | 0 | 0 | 0 | 0 | 0 | 0 | 0 | 0 | 0 | 0
F7_Residential_CZ3 - Single Family_Existing_Appliances_Natural Gas_Stove/Oven_Codes & Standards Forecast | F7 | Residential | CZ3 - Single Family | Existing | Appliances | Natural Gas | Stove/Oven | Codes & Standards Forecast | Avg. Replacement Demand (S) | 0 | 0 | 0 | 0 | 0 | 0 | 0 | 0 | 0 | 0 | 0 | 0 | 0 | 0 | 0 | 0 | 0 | 0 | 0 | 0 | 0 | 0 | 0 | 0 | 0 | 0 | 0 | 0 | 0 | 0
F8_Residential_CZ3 - Single Family_Existing_Appliances_Natural Gas_Stove/Oven_Codes & Standards Forecast | F8 | Residential | CZ3 - Single Family | Existing | Appliances | Natural Gas | Stove/Oven | Codes & Standards Forecast | Avg. Replacement Demand (W) | 0 | 0 | 0 | 0 | 0 | 0 | 0 | 0 | 0 | 0 | 0 | 0 | 0 | 0 | 0 | 0 | 0 | 0 | 0 | 0 | 0 | 0 | 0 | 0 | 0 | 0 | 0 | 0 | 0 | 0
F1_Residential_CZ3 - Single Family_Existing_Miscellaneous_Natural Gas_Pool Heater_Codes & Standards Forecast | F1 | Residential | CZ3 - Single Family | Existing | Miscellaneous | Natural Gas | Pool Heater | Codes & Standards Forecast | Units | 0 | 0 | 0 | 0 | 0 | 0 | 0 | 0 | 0 | 0 | 0 | 0 | 0 | 0 | 0 | 0 | 0 | 0 | 0 | 0 | 0 | 0 | 0 | 0 | 0 | 0 | 0 | 0 | 0 | 0
F2_Residential_CZ3 - Single Family_Existing_Miscellaneous_Natural Gas_Pool Heater_Codes & Standards Forecast | F2 | Residential | CZ3 - Single Family | Existing | Miscellaneous | Natural Gas | Pool Heater | Codes & Standards Forecast | Usage (MMtherm) | 0 | 0 | 0 | 0 | 0 | 0 | 0 | 0 | 0 | 0 | 0 | 0 | 0 | 0 | 0 | 0 | 0 | 0 | 0 | 0 | 0 | 0 | 0 | 0 | 0 | 0 | 0 | 0 | 0 | 0
F3_Residential_CZ3 - Single Family_Existing_Miscellaneous_Natural Gas_Pool Heater_Codes & Standards Forecast | F3 | Residential | CZ3 - Single Family | Existing | Miscellaneous | Natural Gas | Pool Heater | Codes & Standards Forecast | Peak Demand (S) | 0 | 0 | 0 | 0 | 0 | 0 | 0 | 0 | 0 | 0 | 0 | 0 | 0 | 0 | 0 | 0 | 0 | 0 | 0 | 0 | 0 | 0 | 0 | 0 | 0 | 0 | 0 | 0 | 0 | 0
F4_Residential_CZ3 - Single Family_Existing_Miscellaneous_Natural Gas_Pool Heater_Codes & Standards Forecast | F4 | Residential | CZ3 - Single Family | Existing | Miscellaneous | Natural Gas | Pool Heater | Codes & Standards Forecast | Peak Demand (W) | 0 | 0 | 0 | 0 | 0 | 0 | 0 | 0 | 0 | 0 | 0 | 0 | 0 | 0 | 0 | 0 | 0 | 0 | 0 | 0 | 0 | 0 | 0 | 0 | 0 | 0 | 0 | 0 | 0 | 0
F5_Residential_CZ3 - Single Family_Existing_Miscellaneous_Natural Gas_Pool Heater_Codes & Standards Forecast | F5 | Residential | CZ3 - Single Family | Existing | Miscellaneous | Natural Gas | Pool Heater | Codes & Standards Forecast | Turnover | 0 | 0 | 0 | 0 | 0 | 0 | 0 | 0 | 0 | 0 | 0 | 0 | 0 | 0 | 0 | 0 | 0 | 0 | 0 | 0 | 0 | 0 | 0 | 0 | 0 | 0 | 0 | 0 | 0 | 0
F6_Residential_CZ3 - Single Family_Existing_Miscellaneous_Natural Gas_Pool Heater_Codes & Standards Forecast | F6 | Residential | CZ3 - Single Family | Existing | Miscellaneous | Natural Gas | Pool Heater | Codes & Standards Forecast | Avg. Replacement Usage | 0 | 0 | 0 | 0 | 0 | 0 | 0 | 0 | 0 | 0 | 0 | 0 | 0 | 0 | 0 | 0 | 0 | 0 | 0 | 0 | 0 | 0 | 0 | 0 | 0 | 0 | 0 | 0 | 0 | 0
F7_Residential_CZ3 - Single Family_Existing_Miscellaneous_Natural Gas_Pool Heater_Codes & Standards Forecast | F7 | Residential | CZ3 - Single Family | Existing | Miscellaneous | Natural Gas | Pool Heater | Codes & Standards Forecast | Avg. Replacement Demand (S) | 0 | 0 | 0 | 0 | 0 | 0 | 0 | 0 | 0 | 0 | 0 | 0 | 0 | 0 | 0 | 0 | 0 | 0 | 0 | 0 | 0 | 0 | 0 | 0 | 0 | 0 | 0 | 0 | 0 | 0
F8_Residential_CZ3 - Single Family_Existing_Miscellaneous_Natural Gas_Pool Heater_Codes & Standards Forecast | F8 | Residential | CZ3 - Single Family | Existing | Miscellaneous | Natural Gas | Pool Heater | Codes & Standards Forecast | Avg. Replacement Demand (W) | 0 | 0 | 0 | 0 | 0 | 0 | 0 | 0 | 0 | 0 | 0 | 0 | 0 | 0 | 0 | 0 | 0 | 0 | 0 | 0 | 0 | 0 | 0 | 0 | 0 | 0 | 0 | 0 | 0 | 0
F1_Residential_CZ3 - Single Family_Existing_Miscellaneous_Natural Gas_Miscellaneous_Codes & Standards Forecast | F1 | Residential | CZ3 - Single Family | Existing | Miscellaneous | Natural Gas | Miscellaneous | Codes & Standards Forecast | Units | 0 | 0 | 0 | 0 | 0 | 0 | 0 | 0 | 0 | 0 | 0 | 0 | 0 | 0 | 0 | 0 | 0 | 0 | 0 | 0 | 0 | 0 | 0 | 0 | 0 | 0 | 0 | 0 | 0 | 0
F2_Residential_CZ3 - Single Family_Existing_Miscellaneous_Natural Gas_Miscellaneous_Codes & Standards Forecast | F2 | Residential | CZ3 - Single Family | Existing | Miscellaneous | Natural Gas | Miscellaneous | Codes & Standards Forecast | Usage (MMtherm) | 0 | 0 | 0 | 0 | 0 | 0 | 0 | 0 | 0 | 0 | 0 | 0 | 0 | 0 | 0 | 0 | 0 | 0 | 0 | 0 | 0 | 0 | 0 | 0 | 0 | 0 | 0 | 0 | 0 | 0
F3_Residential_CZ3 - Single Family_Existing_Miscellaneous_Natural Gas_Miscellaneous_Codes & Standards Forecast | F3 | Residential | CZ3 - Single Family | Existing | Miscellaneous | Natural Gas | Miscellaneous | Codes & Standards Forecast | Peak Demand (S) | 0 | 0 | 0 | 0 | 0 | 0 | 0 | 0 | 0 | 0 | 0 | 0 | 0 | 0 | 0 | 0 | 0 | 0 | 0 | 0 | 0 | 0 | 0 | 0 | 0 | 0 | 0 | 0 | 0 | 0
F4_Residential_CZ3 - Single Family_Existing_Miscellaneous_Natural Gas_Miscellaneous_Codes & Standards Forecast | F4 | Residential | CZ3 - Single Family | Existing | Miscellaneous | Natural Gas | Miscellaneous | Codes & Standards Forecast | Peak Demand (W) | 0 | 0 | 0 | 0 | 0 | 0 | 0 | 0 | 0 | 0 | 0 | 0 | 0 | 0 | 0 | 0 | 0 | 0 | 0 | 0 | 0 | 0 | 0 | 0 | 0 | 0 | 0 | 0 | 0 | 0
F5_Residential_CZ3 - Single Family_Existing_Miscellaneous_Natural Gas_Miscellaneous_Codes & Standards Forecast | F5 | Residential | CZ3 - Single Family | Existing | Miscellaneous | Natural Gas | Miscellaneous | Codes & Standards Forecast | Turnover | 0 | 0 | 0 | 0 | 0 | 0 | 0 | 0 | 0 | 0 | 0 | 0 | 0 | 0 | 0 | 0 | 0 | 0 | 0 | 0 | 0 | 0 | 0 | 0 | 0 | 0 | 0 | 0 | 0 | 0
F6_Residential_CZ3 - Single Family_Existing_Miscellaneous_Natural Gas_Miscellaneous_Codes & Standards Forecast | F6 | Residential | CZ3 - Single Family | Existing | Miscellaneous | Natural Gas | Miscellaneous | Codes & Standards Forecast | Avg. Replacement Usage | 0 | 0 | 0 | 0 | 0 | 0 | 0 | 0 | 0 | 0 | 0 | 0 | 0 | 0 | 0 | 0 | 0 | 0 | 0 | 0 | 0 | 0 | 0 | 0 | 0 | 0 | 0 | 0 | 0 | 0
F7_Residential_CZ3 - Single Family_Existing_Miscellaneous_Natural Gas_Miscellaneous_Codes & Standards Forecast | F7 | Residential | CZ3 - Single Family | Existing | Miscellaneous | Natural Gas | Miscellaneous | Codes & Standards Forecast | Avg. Replacement Demand (S) | 0 | 0 | 0 | 0 | 0 | 0 | 0 | 0 | 0 | 0 | 0 | 0 | 0 | 0 | 0 | 0 | 0 | 0 | 0 | 0 | 0 | 0 | 0 | 0 | 0 | 0 | 0 | 0 | 0 | 0
F8_Residential_CZ3 - Single Family_Existing_Miscellaneous_Natural Gas_Miscellaneous_Codes & Standards Forecast | F8 | Residential | CZ3 - Single Family | Existing | Miscellaneous | Natural Gas | Miscellaneous | Codes & Standards Forecast | Avg. Replacement Demand (W) | 0 | 0 | 0 | 0 | 0 | 0 | 0 | 0 | 0 | 0 | 0 | 0 | 0 | 0 | 0 | 0 | 0 | 0 | 0 | 0 | 0 | 0 | 0 | 0 | 0 | 0 | 0 | 0 | 0 | 0
F1_Residential_CZ3 - Single Family_New_Space Heating_Natural Gas_Furnace - Direct Fuel_Codes & Standards Forecast | F1 | Residential | CZ3 - Single Family | New | Space Heating | Natural Gas | Furnace - Direct Fuel | Codes & Standards Forecast | Units | 0 | 0 | 0 | 0 | 0 | 0 | 0 | 0 | 0 | 0 | 0 | 0 | 0 | 0 | 0 | 0 | 0 | 0 | 0 | 0 | 0 | 0 | 0 | 0 | 0 | 0 | 0 | 0 | 0 | 0
F2_Residential_CZ3 - Single Family_New_Space Heating_Natural Gas_Furnace - Direct Fuel_Codes & Standards Forecast | F2 | Residential | CZ3 - Single Family | New | Space Heating | Natural Gas | Furnace - Direct Fuel | Codes & Standards Forecast | Usage (MMtherm) | 0 | 0 | 0 | 0 | 0 | 0 | 0 | 0 | 0 | 0 | 0 | 0 | 0 | 0 | 0 | 0 | 0 | 0 | 0 | 0 | 0 | 0 | 0 | 0 | 0 | 0 | 0 | 0 | 0 | 0
F3_Residential_CZ3 - Single Family_New_Space Heating_Natural Gas_Furnace - Direct Fuel_Codes & Standards Forecast | F3 | Residential | CZ3 - Single Family | New | Space Heating | Natural Gas | Furnace - Direct Fuel | Codes & Standards Forecast | Peak Demand (S) | 0 | 0 | 0 | 0 | 0 | 0 | 0 | 0 | 0 | 0 | 0 | 0 | 0 | 0 | 0 | 0 | 0 | 0 | 0 | 0 | 0 | 0 | 0 | 0 | 0 | 0 | 0 | 0 | 0 | 0
F4_Residential_CZ3 - Single Family_New_Space Heating_Natural Gas_Furnace - Direct Fuel_Codes & Standards Forecast | F4 | Residential | CZ3 - Single Family | New | Space Heating | Natural Gas | Furnace - Direct Fuel | Codes & Standards Forecast | Peak Demand (W) | 0 | 0 | 0 | 0 | 0 | 0 | 0 | 0 | 0 | 0 | 0 | 0 | 0 | 0 | 0 | 0 | 0 | 0 | 0 | 0 | 0 | 0 | 0 | 0 | 0 | 0 | 0 | 0 | 0 | 0
F5_Residential_CZ3 - Single Family_New_Space Heating_Natural Gas_Furnace - Direct Fuel_Codes & Standards Forecast | F5 | Residential | CZ3 - Single Family | New | Space Heating | Natural Gas | Furnace - Direct Fuel | Codes & Standards Forecast | Turnover | 0 | 0 | 0 | 0 | 0 | 0 | 0 | 0 | 0 | 0 | 0 | 0 | 0 | 0 | 0 | 0 | 0 | 0 | 0 | 0 | 0 | 0 | 0 | 0 | 0 | 0 | 0 | 0 | 0 | 0
F6_Residential_CZ3 - Single Family_New_Space Heating_Natural Gas_Furnace - Direct Fuel_Codes & Standards Forecast | F6 | Residential | CZ3 - Single Family | New | Space Heating | Natural Gas | Furnace - Direct Fuel | Codes & Standards Forecast | Avg. Replacement Usage | 0 | 0 | 0 | 0 | 0 | 0 | 0 | 0 | 0 | 0 | 0 | 0 | 0 | 0 | 0 | 0 | 0 | 0 | 0 | 0 | 0 | 0 | 0 | 0 | 0 | 0 | 0 | 0 | 0 | 0
F7_Residential_CZ3 - Single Family_New_Space Heating_Natural Gas_Furnace - Direct Fuel_Codes & Standards Forecast | F7 | Residential | CZ3 - Single Family | New | Space Heating | Natural Gas | Furnace - Direct Fuel | Codes & Standards Forecast | Avg. Replacement Demand (S) | 0 | 0 | 0 | 0 | 0 | 0 | 0 | 0 | 0 | 0 | 0 | 0 | 0 | 0 | 0 | 0 | 0 | 0 | 0 | 0 | 0 | 0 | 0 | 0 | 0 | 0 | 0 | 0 | 0 | 0
F8_Residential_CZ3 - Single Family_New_Space Heating_Natural Gas_Furnace - Direct Fuel_Codes & Standards Forecast | F8 | Residential | CZ3 - Single Family | New | Space Heating | Natural Gas | Furnace - Direct Fuel | Codes & Standards Forecast | Avg. Replacement Demand (W) | 0 | 0 | 0 | 0 | 0 | 0 | 0 | 0 | 0 | 0 | 0 | 0 | 0 | 0 | 0 | 0 | 0 | 0 | 0 | 0 | 0 | 0 | 0 | 0 | 0 | 0 | 0 | 0 | 0 | 0
F1_Residential_CZ3 - Single Family_New_Space Heating_Natural Gas_Boiler - Direct Fuel_Codes & Standards Forecast | F1 | Residential | CZ3 - Single Family | New | Space Heating | Natural Gas | Boiler - Direct Fuel | Codes & Standards Forecast | Units | 0 | 0 | 0 | 0 | 0 | 0 | 0 | 0 | 0 | 0 | 0 | 0 | 0 | 0 | 0 | 0 | 0 | 0 | 0 | 0 | 0 | 0 | 0 | 0 | 0 | 0 | 0 | 0 | 0 | 0
F2_Residential_CZ3 - Single Family_New_Space Heating_Natural Gas_Boiler - Direct Fuel_Codes & Standards Forecast | F2 | Residential | CZ3 - Single Family | New | Space Heating | Natural Gas | Boiler - Direct Fuel | Codes & Standards Forecast | Usage (MMtherm) | 0 | 0 | 0 | 0 | 0 | 0 | 0 | 0 | 0 | 0 | 0 | 0 | 0 | 0 | 0 | 0 | 0 | 0 | 0 | 0 | 0 | 0 | 0 | 0 | 0 | 0 | 0 | 0 | 0 | 0
F3_Residential_CZ3 - Single Family_New_Space Heating_Natural Gas_Boiler - Direct Fuel_Codes & Standards Forecast | F3 | Residential | CZ3 - Single Family | New | Space Heating | Natural Gas | Boiler - Direct Fuel | Codes & Standards Forecast | Peak Demand (S) | 0 | 0 | 0 | 0 | 0 | 0 | 0 | 0 | 0 | 0 | 0 | 0 | 0 | 0 | 0 | 0 | 0 | 0 | 0 | 0 | 0 | 0 | 0 | 0 | 0 | 0 | 0 | 0 | 0 | 0
F4_Residential_CZ3 - Single Family_New_Space Heating_Natural Gas_Boiler - Direct Fuel_Codes & Standards Forecast | F4 | Residential | CZ3 - Single Family | New | Space Heating | Natural Gas | Boiler - Direct Fuel | Codes & Standards Forecast | Peak Demand (W) | 0 | 0 | 0 | 0 | 0 | 0 | 0 | 0 | 0 | 0 | 0 | 0 | 0 | 0 | 0 | 0 | 0 | 0 | 0 | 0 | 0 | 0 | 0 | 0 | 0 | 0 | 0 | 0 | 0 | 0
F5_Residential_CZ3 - Single Family_New_Space Heating_Natural Gas_Boiler - Direct Fuel_Codes & Standards Forecast | F5 | Residential | CZ3 - Single Family | New | Space Heating | Natural Gas | Boiler - Direct Fuel | Codes & Standards Forecast | Turnover | 0 | 0 | 0 | 0 | 0 | 0 | 0 | 0 | 0 | 0 | 0 | 0 | 0 | 0 | 0 | 0 | 0 | 0 | 0 | 0 | 0 | 0 | 0 | 0 | 0 | 0 | 0 | 0 | 0 | 0
F6_Residential_CZ3 - Single Family_New_Space Heating_Natural Gas_Boiler - Direct Fuel_Codes & Standards Forecast | F6 | Residential | CZ3 - Single Family | New | Space Heating | Natural Gas | Boiler - Direct Fuel | Codes & Standards Forecast | Avg. Replacement Usage | 0 | 0 | 0 | 0 | 0 | 0 | 0 | 0 | 0 | 0 | 0 | 0 | 0 | 0 | 0 | 0 | 0 | 0 | 0 | 0 | 0 | 0 | 0 | 0 | 0 | 0 | 0 | 0 | 0 | 0
F7_Residential_CZ3 - Single Family_New_Space Heating_Natural Gas_Boiler - Direct Fuel_Codes & Standards Forecast | F7 | Residential | CZ3 - Single Family | New | Space Heating | Natural Gas | Boiler - Direct Fuel | Codes & Standards Forecast | Avg. Replacement Demand (S) | 0 | 0 | 0 | 0 | 0 | 0 | 0 | 0 | 0 | 0 | 0 | 0 | 0 | 0 | 0 | 0 | 0 | 0 | 0 | 0 | 0 | 0 | 0 | 0 | 0 | 0 | 0 | 0 | 0 | 0
F8_Residential_CZ3 - Single Family_New_Space Heating_Natural Gas_Boiler - Direct Fuel_Codes & Standards Forecast | F8 | Residential | CZ3 - Single Family | New | Space Heating | Natural Gas | Boiler - Direct Fuel | Codes & Standards Forecast | Avg. Replacement Demand (W) | 0 | 0 | 0 | 0 | 0 | 0 | 0 | 0 | 0 | 0 | 0 | 0 | 0 | 0 | 0 | 0 | 0 | 0 | 0 | 0 | 0 | 0 | 0 | 0 | 0 | 0 | 0 | 0 | 0 | 0
F1_Residential_CZ3 - Single Family_New_Secondary Heating_Natural Gas_Fireplace_Codes & Standards Forecast | F1 | Residential | CZ3 - Single Family | New | Secondary Heating | Natural Gas | Fireplace | Codes & Standards Forecast | Units | 0 | 0 | 0 | 0 | 0 | 0 | 0 | 0 | 0 | 0 | 0 | 0 | 0 | 0 | 0 | 0 | 0 | 0 | 0 | 0 | 0 | 0 | 0 | 0 | 0 | 0 | 0 | 0 | 0 | 0
F2_Residential_CZ3 - Single Family_New_Secondary Heating_Natural Gas_Fireplace_Codes & Standards Forecast | F2 | Residential | CZ3 - Single Family | New | Secondary Heating | Natural Gas | Fireplace | Codes & Standards Forecast | Usage (MMtherm) | 0 | 0 | 0 | 0 | 0 | 0 | 0 | 0 | 0 | 0 | 0 | 0 | 0 | 0 | 0 | 0 | 0 | 0 | 0 | 0 | 0 | 0 | 0 | 0 | 0 | 0 | 0 | 0 | 0 | 0
F3_Residential_CZ3 - Single Family_New_Secondary Heating_Natural Gas_Fireplace_Codes & Standards Forecast | F3 | Residential | CZ3 - Single Family | New | Secondary Heating | Natural Gas | Fireplace | Codes & Standards Forecast | Peak Demand (S) | 0 | 0 | 0 | 0 | 0 | 0 | 0 | 0 | 0 | 0 | 0 | 0 | 0 | 0 | 0 | 0 | 0 | 0 | 0 | 0 | 0 | 0 | 0 | 0 | 0 | 0 | 0 | 0 | 0 | 0
F4_Residential_CZ3 - Single Family_New_Secondary Heating_Natural Gas_Fireplace_Codes & Standards Forecast | F4 | Residential | CZ3 - Single Family | New | Secondary Heating | Natural Gas | Fireplace | Codes & Standards Forecast | Peak Demand (W) | 0 | 0 | 0 | 0 | 0 | 0 | 0 | 0 | 0 | 0 | 0 | 0 | 0 | 0 | 0 | 0 | 0 | 0 | 0 | 0 | 0 | 0 | 0 | 0 | 0 | 0 | 0 | 0 | 0 | 0
F5_Residential_CZ3 - Single Family_New_Secondary Heating_Natural Gas_Fireplace_Codes & Standards Forecast | F5 | Residential | CZ3 - Single Family | New | Secondary Heating | Natural Gas | Fireplace | Codes & Standards Forecast | Turnover | 0 | 0 | 0 | 0 | 0 | 0 | 0 | 0 | 0 | 0 | 0 | 0 | 0 | 0 | 0 | 0 | 0 | 0 | 0 | 0 | 0 | 0 | 0 | 0 | 0 | 0 | 0 | 0 | 0 | 0
F6_Residential_CZ3 - Single Family_New_Secondary Heating_Natural Gas_Fireplace_Codes & Standards Forecast | F6 | Residential | CZ3 - Single Family | New | Secondary Heating | Natural Gas | Fireplace | Codes & Standards Forecast | Avg. Replacement Usage | 0 | 0 | 0 | 0 | 0 | 0 | 0 | 0 | 0 | 0 | 0 | 0 | 0 | 0 | 0 | 0 | 0 | 0 | 0 | 0 | 0 | 0 | 0 | 0 | 0 | 0 | 0 | 0 | 0 | 0
F7_Residential_CZ3 - Single Family_New_Secondary Heating_Natural Gas_Fireplace_Codes & Standards Forecast | F7 | Residential | CZ3 - Single Family | New | Secondary Heating | Natural Gas | Fireplace | Codes & Standards Forecast | Avg. Replacement Demand (S) | 0 | 0 | 0 | 0 | 0 | 0 | 0 | 0 | 0 | 0 | 0 | 0 | 0 | 0 | 0 | 0 | 0 | 0 | 0 | 0 | 0 | 0 | 0 | 0 | 0 | 0 | 0 | 0 | 0 | 0
F8_Residential_CZ3 - Single Family_New_Secondary Heating_Natural Gas_Fireplace_Codes & Standards Forecast | F8 | Residential | CZ3 - Single Family | New | Secondary Heating | Natural Gas | Fireplace | Codes & Standards Forecast | Avg. Replacement Demand (W) | 0 | 0 | 0 | 0 | 0 | 0 | 0 | 0 | 0 | 0 | 0 | 0 | 0 | 0 | 0 | 0 | 0 | 0 | 0 | 0 | 0 | 0 | 0 | 0 | 0 | 0 | 0 | 0 | 0 | 0
F1_Residential_CZ3 - Single Family_New_Water Heating_Natural Gas_Water Heater <= 55 gal._Codes & Standards Forecast | F1 | Residential | CZ3 - Single Family | New | Water Heating | Natural Gas | Water Heater <= 55 gal. | Codes & Standards Forecast | Units | 0 | 0 | 0 | 0 | 0 | 0 | 0 | 0 | 0 | 0 | 0 | 0 | 0 | 0 | 0 | 0 | 0 | 0 | 0 | 0 | 0 | 0 | 0 | 0 | 0 | 0 | 0 | 0 | 0 | 0
F2_Residential_CZ3 - Single Family_New_Water Heating_Natural Gas_Water Heater <= 55 gal._Codes & Standards Forecast | F2 | Residential | CZ3 - Single Family | New | Water Heating | Natural Gas | Water Heater <= 55 gal. | Codes & Standards Forecast | Usage (MMtherm) | 0 | 0 | 0 | 0 | 0 | 0 | 0 | 0 | 0 | 0 | 0 | 0 | 0 | 0 | 0 | 0 | 0 | 0 | 0 | 0 | 0 | 0 | 0 | 0 | 0 | 0 | 0 | 0 | 0 | 0
F3_Residential_CZ3 - Single Family_New_Water Heating_Natural Gas_Water Heater <= 55 gal._Codes & Standards Forecast | F3 | Residential | CZ3 - Single Family | New | Water Heating | Natural Gas | Water Heater <= 55 gal. | Codes & Standards Forecast | Peak Demand (S) | 0 | 0 | 0 | 0 | 0 | 0 | 0 | 0 | 0 | 0 | 0 | 0 | 0 | 0 | 0 | 0 | 0 | 0 | 0 | 0 | 0 | 0 | 0 | 0 | 0 | 0 | 0 | 0 | 0 | 0
F4_Residential_CZ3 - Single Family_New_Water Heating_Natural Gas_Water Heater <= 55 gal._Codes & Standards Forecast | F4 | Residential | CZ3 - Single Family | New | Water Heating | Natural Gas | Water Heater <= 55 gal. | Codes & Standards Forecast | Peak Demand (W) | 0 | 0 | 0 | 0 | 0 | 0 | 0 | 0 | 0 | 0 | 0 | 0 | 0 | 0 | 0 | 0 | 0 | 0 | 0 | 0 | 0 | 0 | 0 | 0 | 0 | 0 | 0 | 0 | 0 | 0
F5_Residential_CZ3 - Single Family_New_Water Heating_Natural Gas_Water Heater <= 55 gal._Codes & Standards Forecast | F5 | Residential | CZ3 - Single Family | New | Water Heating | Natural Gas | Water Heater <= 55 gal. | Codes & Standards Forecast | Turnover | 0 | 0 | 0 | 0 | 0 | 0 | 0 | 0 | 0 | 0 | 0 | 0 | 0 | 0 | 0 | 0 | 0 | 0 | 0 | 0 | 0 | 0 | 0 | 0 | 0 | 0 | 0 | 0 | 0 | 0
F6_Residential_CZ3 - Single Family_New_Water Heating_Natural Gas_Water Heater <= 55 gal._Codes & Standards Forecast | F6 | Residential | CZ3 - Single Family | New | Water Heating | Natural Gas | Water Heater <= 55 gal. | Codes & Standards Forecast | Avg. Replacement Usage | 0 | 0 | 0 | 0 | 0 | 0 | 0 | 0 | 0 | 0 | 0 | 0 | 0 | 0 | 0 | 0 | 0 | 0 | 0 | 0 | 0 | 0 | 0 | 0 | 0 | 0 | 0 | 0 | 0 | 0
F7_Residential_CZ3 - Single Family_New_Water Heating_Natural Gas_Water Heater <= 55 gal._Codes & Standards Forecast | F7 | Residential | CZ3 - Single Family | New | Water Heating | Natural Gas | Water Heater <= 55 gal. | Codes & Standards Forecast | Avg. Replacement Demand (S) | 0 | 0 | 0 | 0 | 0 | 0 | 0 | 0 | 0 | 0 | 0 | 0 | 0 | 0 | 0 | 0 | 0 | 0 | 0 | 0 | 0 | 0 | 0 | 0 | 0 | 0 | 0 | 0 | 0 | 0
F8_Residential_CZ3 - Single Family_New_Water Heating_Natural Gas_Water Heater <= 55 gal._Codes & Standards Forecast | F8 | Residential | CZ3 - Single Family | New | Water Heating | Natural Gas | Water Heater <= 55 gal. | Codes & Standards Forecast | Avg. Replacement Demand (W) | 0 | 0 | 0 | 0 | 0 | 0 | 0 | 0 | 0 | 0 | 0 | 0 | 0 | 0 | 0 | 0 | 0 | 0 | 0 | 0 | 0 | 0 | 0 | 0 | 0 | 0 | 0 | 0 | 0 | 0
F1_Residential_CZ3 - Single Family_New_Water Heating_Natural Gas_Water Heater > 55 gal._Codes & Standards Forecast | F1 | Residential | CZ3 - Single Family | New | Water Heating | Natural Gas | Water Heater > 55 gal. | Codes & Standards Forecast | Units | 0 | 0 | 0 | 0 | 0 | 0 | 0 | 0 | 0 | 0 | 0 | 0 | 0 | 0 | 0 | 0 | 0 | 0 | 0 | 0 | 0 | 0 | 0 | 0 | 0 | 0 | 0 | 0 | 0 | 0
F2_Residential_CZ3 - Single Family_New_Water Heating_Natural Gas_Water Heater > 55 gal._Codes & Standards Forecast | F2 | Residential | CZ3 - Single Family | New | Water Heating | Natural Gas | Water Heater > 55 gal. | Codes & Standards Forecast | Usage (MMtherm) | 0 | 0 | 0 | 0 | 0 | 0 | 0 | 0 | 0 | 0 | 0 | 0 | 0 | 0 | 0 | 0 | 0 | 0 | 0 | 0 | 0 | 0 | 0 | 0 | 0 | 0 | 0 | 0 | 0 | 0
F3_Residential_CZ3 - Single Family_New_Water Heating_Natural Gas_Water Heater > 55 gal._Codes & Standards Forecast | F3 | Residential | CZ3 - Single Family | New | Water Heating | Natural Gas | Water Heater > 55 gal. | Codes & Standards Forecast | Peak Demand (S) | 0 | 0 | 0 | 0 | 0 | 0 | 0 | 0 | 0 | 0 | 0 | 0 | 0 | 0 | 0 | 0 | 0 | 0 | 0 | 0 | 0 | 0 | 0 | 0 | 0 | 0 | 0 | 0 | 0 | 0
F4_Residential_CZ3 - Single Family_New_Water Heating_Natural Gas_Water Heater > 55 gal._Codes & Standards Forecast | F4 | Residential | CZ3 - Single Family | New | Water Heating | Natural Gas | Water Heater > 55 gal. | Codes & Standards Forecast | Peak Demand (W) | 0 | 0 | 0 | 0 | 0 | 0 | 0 | 0 | 0 | 0 | 0 | 0 | 0 | 0 | 0 | 0 | 0 | 0 | 0 | 0 | 0 | 0 | 0 | 0 | 0 | 0 | 0 | 0 | 0 | 0
F5_Residential_CZ3 - Single Family_New_Water Heating_Natural Gas_Water Heater > 55 gal._Codes & Standards Forecast | F5 | Residential | CZ3 - Single Family | New | Water Heating | Natural Gas | Water Heater > 55 gal. | Codes & Standards Forecast | Turnover | 0 | 0 | 0 | 0 | 0 | 0 | 0 | 0 | 0 | 0 | 0 | 0 | 0 | 0 | 0 | 0 | 0 | 0 | 0 | 0 | 0 | 0 | 0 | 0 | 0 | 0 | 0 | 0 | 0 | 0
F6_Residential_CZ3 - Single Family_New_Water Heating_Natural Gas_Water Heater > 55 gal._Codes & Standards Forecast | F6 | Residential | CZ3 - Single Family | New | Water Heating | Natural Gas | Water Heater > 55 gal. | Codes & Standards Forecast | Avg. Replacement Usage | 0 | 0 | 0 | 0 | 0 | 0 | 0 | 0 | 0 | 0 | 0 | 0 | 0 | 0 | 0 | 0 | 0 | 0 | 0 | 0 | 0 | 0 | 0 | 0 | 0 | 0 | 0 | 0 | 0 | 0
F7_Residential_CZ3 - Single Family_New_Water Heating_Natural Gas_Water Heater > 55 gal._Codes & Standards Forecast | F7 | Residential | CZ3 - Single Family | New | Water Heating | Natural Gas | Water Heater > 55 gal. | Codes & Standards Forecast | Avg. Replacement Demand (S) | 0 | 0 | 0 | 0 | 0 | 0 | 0 | 0 | 0 | 0 | 0 | 0 | 0 | 0 | 0 | 0 | 0 | 0 | 0 | 0 | 0 | 0 | 0 | 0 | 0 | 0 | 0 | 0 | 0 | 0
F8_Residential_CZ3 - Single Family_New_Water Heating_Natural Gas_Water Heater > 55 gal._Codes & Standards Forecast | F8 | Residential | CZ3 - Single Family | New | Water Heating | Natural Gas | Water Heater > 55 gal. | Codes & Standards Forecast | Avg. Replacement Demand (W) | 0 | 0 | 0 | 0 | 0 | 0 | 0 | 0 | 0 | 0 | 0 | 0 | 0 | 0 | 0 | 0 | 0 | 0 | 0 | 0 | 0 | 0 | 0 | 0 | 0 | 0 | 0 | 0 | 0 | 0
F1_Residential_CZ3 - Single Family_New_Appliances_Natural Gas_Clothes Dryer_Codes & Standards Forecast | F1 | Residential | CZ3 - Single Family | New | Appliances | Natural Gas | Clothes Dryer | Codes & Standards Forecast | Units | 0 | 0 | 0 | 0 | 0 | 0 | 0 | 0 | 0 | 0 | 0 | 0 | 0 | 0 | 0 | 0 | 0 | 0 | 0 | 0 | 0 | 0 | 0 | 0 | 0 | 0 | 0 | 0 | 0 | 0
F2_Residential_CZ3 - Single Family_New_Appliances_Natural Gas_Clothes Dryer_Codes & Standards Forecast | F2 | Residential | CZ3 - Single Family | New | Appliances | Natural Gas | Clothes Dryer | Codes & Standards Forecast | Usage (MMtherm) | 0 | 0 | 0 | 0 | 0 | 0 | 0 | 0 | 0 | 0 | 0 | 0 | 0 | 0 | 0 | 0 | 0 | 0 | 0 | 0 | 0 | 0 | 0 | 0 | 0 | 0 | 0 | 0 | 0 | 0
F3_Residential_CZ3 - Single Family_New_Appliances_Natural Gas_Clothes Dryer_Codes & Standards Forecast | F3 | Residential | CZ3 - Single Family | New | Appliances | Natural Gas | Clothes Dryer | Codes & Standards Forecast | Peak Demand (S) | 0 | 0 | 0 | 0 | 0 | 0 | 0 | 0 | 0 | 0 | 0 | 0 | 0 | 0 | 0 | 0 | 0 | 0 | 0 | 0 | 0 | 0 | 0 | 0 | 0 | 0 | 0 | 0 | 0 | 0
F4_Residential_CZ3 - Single Family_New_Appliances_Natural Gas_Clothes Dryer_Codes & Standards Forecast | F4 | Residential | CZ3 - Single Family | New | Appliances | Natural Gas | Clothes Dryer | Codes & Standards Forecast | Peak Demand (W) | 0 | 0 | 0 | 0 | 0 | 0 | 0 | 0 | 0 | 0 | 0 | 0 | 0 | 0 | 0 | 0 | 0 | 0 | 0 | 0 | 0 | 0 | 0 | 0 | 0 | 0 | 0 | 0 | 0 | 0
F5_Residential_CZ3 - Single Family_New_Appliances_Natural Gas_Clothes Dryer_Codes & Standards Forecast | F5 | Residential | CZ3 - Single Family | New | Appliances | Natural Gas | Clothes Dryer | Codes & Standards Forecast | Turnover | 0 | 0 | 0 | 0 | 0 | 0 | 0 | 0 | 0 | 0 | 0 | 0 | 0 | 0 | 0 | 0 | 0 | 0 | 0 | 0 | 0 | 0 | 0 | 0 | 0 | 0 | 0 | 0 | 0 | 0
F6_Residential_CZ3 - Single Family_New_Appliances_Natural Gas_Clothes Dryer_Codes & Standards Forecast | F6 | Residential | CZ3 - Single Family | New | Appliances | Natural Gas | Clothes Dryer | Codes & Standards Forecast | Avg. Replacement Usage | 0 | 0 | 0 | 0 | 0 | 0 | 0 | 0 | 0 | 0 | 0 | 0 | 0 | 0 | 0 | 0 | 0 | 0 | 0 | 0 | 0 | 0 | 0 | 0 | 0 | 0 | 0 | 0 | 0 | 0
F7_Residential_CZ3 - Single Family_New_Appliances_Natural Gas_Clothes Dryer_Codes & Standards Forecast | F7 | Residential | CZ3 - Single Family | New | Appliances | Natural Gas | Clothes Dryer | Codes & Standards Forecast | Avg. Replacement Demand (S) | 0 | 0 | 0 | 0 | 0 | 0 | 0 | 0 | 0 | 0 | 0 | 0 | 0 | 0 | 0 | 0 | 0 | 0 | 0 | 0 | 0 | 0 | 0 | 0 | 0 | 0 | 0 | 0 | 0 | 0
F8_Residential_CZ3 - Single Family_New_Appliances_Natural Gas_Clothes Dryer_Codes & Standards Forecast | F8 | Residential | CZ3 - Single Family | New | Appliances | Natural Gas | Clothes Dryer | Codes & Standards Forecast | Avg. Replacement Demand (W) | 0 | 0 | 0 | 0 | 0 | 0 | 0 | 0 | 0 | 0 | 0 | 0 | 0 | 0 | 0 | 0 | 0 | 0 | 0 | 0 | 0 | 0 | 0 | 0 | 0 | 0 | 0 | 0 | 0 | 0
F1_Residential_CZ3 - Single Family_New_Appliances_Natural Gas_Stove/Oven_Codes & Standards Forecast | F1 | Residential | CZ3 - Single Family | New | Appliances | Natural Gas | Stove/Oven | Codes & Standards Forecast | Units | 0 | 0 | 0 | 0 | 0 | 0 | 0 | 0 | 0 | 0 | 0 | 0 | 0 | 0 | 0 | 0 | 0 | 0 | 0 | 0 | 0 | 0 | 0 | 0 | 0 | 0 | 0 | 0 | 0 | 0
F2_Residential_CZ3 - Single Family_New_Appliances_Natural Gas_Stove/Oven_Codes & Standards Forecast | F2 | Residential | CZ3 - Single Family | New | Appliances | Natural Gas | Stove/Oven | Codes & Standards Forecast | Usage (MMtherm) | 0 | 0 | 0 | 0 | 0 | 0 | 0 | 0 | 0 | 0 | 0 | 0 | 0 | 0 | 0 | 0 | 0 | 0 | 0 | 0 | 0 | 0 | 0 | 0 | 0 | 0 | 0 | 0 | 0 | 0
F3_Residential_CZ3 - Single Family_New_Appliances_Natural Gas_Stove/Oven_Codes & Standards Forecast | F3 | Residential | CZ3 - Single Family | New | Appliances | Natural Gas | Stove/Oven | Codes & Standards Forecast | Peak Demand (S) | 0 | 0 | 0 | 0 | 0 | 0 | 0 | 0 | 0 | 0 | 0 | 0 | 0 | 0 | 0 | 0 | 0 | 0 | 0 | 0 | 0 | 0 | 0 | 0 | 0 | 0 | 0 | 0 | 0 | 0
F4_Residential_CZ3 - Single Family_New_Appliances_Natural Gas_Stove/Oven_Codes & Standards Forecast | F4 | Residential | CZ3 - Single Family | New | Appliances | Natural Gas | Stove/Oven | Codes & Standards Forecast | Peak Demand (W) | 0 | 0 | 0 | 0 | 0 | 0 | 0 | 0 | 0 | 0 | 0 | 0 | 0 | 0 | 0 | 0 | 0 | 0 | 0 | 0 | 0 | 0 | 0 | 0 | 0 | 0 | 0 | 0 | 0 | 0
F5_Residential_CZ3 - Single Family_New_Appliances_Natural Gas_Stove/Oven_Codes & Standards Forecast | F5 | Residential | CZ3 - Single Family | New | Appliances | Natural Gas | Stove/Oven | Codes & Standards Forecast | Turnover | 0 | 0 | 0 | 0 | 0 | 0 | 0 | 0 | 0 | 0 | 0 | 0 | 0 | 0 | 0 | 0 | 0 | 0 | 0 | 0 | 0 | 0 | 0 | 0 | 0 | 0 | 0 | 0 | 0 | 0
F6_Residential_CZ3 - Single Family_New_Appliances_Natural Gas_Stove/Oven_Codes & Standards Forecast | F6 | Residential | CZ3 - Single Family | New | Appliances | Natural Gas | Stove/Oven | Codes & Standards Forecast | Avg. Replacement Usage | 0 | 0 | 0 | 0 | 0 | 0 | 0 | 0 | 0 | 0 | 0 | 0 | 0 | 0 | 0 | 0 | 0 | 0 | 0 | 0 | 0 | 0 | 0 | 0 | 0 | 0 | 0 | 0 | 0 | 0
F7_Residential_CZ3 - Single Family_New_Appliances_Natural Gas_Stove/Oven_Codes & Standards Forecast | F7 | Residential | CZ3 - Single Family | New | Appliances | Natural Gas | Stove/Oven | Codes & Standards Forecast | Avg. Replacement Demand (S) | 0 | 0 | 0 | 0 | 0 | 0 | 0 | 0 | 0 | 0 | 0 | 0 | 0 | 0 | 0 | 0 | 0 | 0 | 0 | 0 | 0 | 0 | 0 | 0 | 0 | 0 | 0 | 0 | 0 | 0
F8_Residential_CZ3 - Single Family_New_Appliances_Natural Gas_Stove/Oven_Codes & Standards Forecast | F8 | Residential | CZ3 - Single Family | New | Appliances | Natural Gas | Stove/Oven | Codes & Standards Forecast | Avg. Replacement Demand (W) | 0 | 0 | 0 | 0 | 0 | 0 | 0 | 0 | 0 | 0 | 0 | 0 | 0 | 0 | 0 | 0 | 0 | 0 | 0 | 0 | 0 | 0 | 0 | 0 | 0 | 0 | 0 | 0 | 0 | 0
F1_Residential_CZ3 - Single Family_New_Miscellaneous_Natural Gas_Pool Heater_Codes & Standards Forecast | F1 | Residential | CZ3 - Single Family | New | Miscellaneous | Natural Gas | Pool Heater | Codes & Standards Forecast | Units | 0 | 0 | 0 | 0 | 0 | 0 | 0 | 0 | 0 | 0 | 0 | 0 | 0 | 0 | 0 | 0 | 0 | 0 | 0 | 0 | 0 | 0 | 0 | 0 | 0 | 0 | 0 | 0 | 0 | 0
F2_Residential_CZ3 - Single Family_New_Miscellaneous_Natural Gas_Pool Heater_Codes & Standards Forecast | F2 | Residential | CZ3 - Single Family | New | Miscellaneous | Natural Gas | Pool Heater | Codes & Standards Forecast | Usage (MMtherm) | 0 | 0 | 0 | 0 | 0 | 0 | 0 | 0 | 0 | 0 | 0 | 0 | 0 | 0 | 0 | 0 | 0 | 0 | 0 | 0 | 0 | 0 | 0 | 0 | 0 | 0 | 0 | 0 | 0 | 0
F3_Residential_CZ3 - Single Family_New_Miscellaneous_Natural Gas_Pool Heater_Codes & Standards Forecast | F3 | Residential | CZ3 - Single Family | New | Miscellaneous | Natural Gas | Pool Heater | Codes & Standards Forecast | Peak Demand (S) | 0 | 0 | 0 | 0 | 0 | 0 | 0 | 0 | 0 | 0 | 0 | 0 | 0 | 0 | 0 | 0 | 0 | 0 | 0 | 0 | 0 | 0 | 0 | 0 | 0 | 0 | 0 | 0 | 0 | 0
F4_Residential_CZ3 - Single Family_New_Miscellaneous_Natural Gas_Pool Heater_Codes & Standards Forecast | F4 | Residential | CZ3 - Single Family | New | Miscellaneous | Natural Gas | Pool Heater | Codes & Standards Forecast | Peak Demand (W) | 0 | 0 | 0 | 0 | 0 | 0 | 0 | 0 | 0 | 0 | 0 | 0 | 0 | 0 | 0 | 0 | 0 | 0 | 0 | 0 | 0 | 0 | 0 | 0 | 0 | 0 | 0 | 0 | 0 | 0
F5_Residential_CZ3 - Single Family_New_Miscellaneous_Natural Gas_Pool Heater_Codes & Standards Forecast | F5 | Residential | CZ3 - Single Family | New | Miscellaneous | Natural Gas | Pool Heater | Codes & Standards Forecast | Turnover | 0 | 0 | 0 | 0 | 0 | 0 | 0 | 0 | 0 | 0 | 0 | 0 | 0 | 0 | 0 | 0 | 0 | 0 | 0 | 0 | 0 | 0 | 0 | 0 | 0 | 0 | 0 | 0 | 0 | 0
F6_Residential_CZ3 - Single Family_New_Miscellaneous_Natural Gas_Pool Heater_Codes & Standards Forecast | F6 | Residential | CZ3 - Single Family | New | Miscellaneous | Natural Gas | Pool Heater | Codes & Standards Forecast | Avg. Replacement Usage | 0 | 0 | 0 | 0 | 0 | 0 | 0 | 0 | 0 | 0 | 0 | 0 | 0 | 0 | 0 | 0 | 0 | 0 | 0 | 0 | 0 | 0 | 0 | 0 | 0 | 0 | 0 | 0 | 0 | 0
F7_Residential_CZ3 - Single Family_New_Miscellaneous_Natural Gas_Pool Heater_Codes & Standards Forecast | F7 | Residential | CZ3 - Single Family | New | Miscellaneous | Natural Gas | Pool Heater | Codes & Standards Forecast | Avg. Replacement Demand (S) | 0 | 0 | 0 | 0 | 0 | 0 | 0 | 0 | 0 | 0 | 0 | 0 | 0 | 0 | 0 | 0 | 0 | 0 | 0 | 0 | 0 | 0 | 0 | 0 | 0 | 0 | 0 | 0 | 0 | 0
F8_Residential_CZ3 - Single Family_New_Miscellaneous_Natural Gas_Pool Heater_Codes & Standards Forecast | F8 | Residential | CZ3 - Single Family | New | Miscellaneous | Natural Gas | Pool Heater | Codes & Standards Forecast | Avg. Replacement Demand (W) | 0 | 0 | 0 | 0 | 0 | 0 | 0 | 0 | 0 | 0 | 0 | 0 | 0 | 0 | 0 | 0 | 0 | 0 | 0 | 0 | 0 | 0 | 0 | 0 | 0 | 0 | 0 | 0 | 0 | 0
F1_Residential_CZ3 - Single Family_New_Miscellaneous_Natural Gas_Miscellaneous_Codes & Standards Forecast | F1 | Residential | CZ3 - Single Family | New | Miscellaneous | Natural Gas | Miscellaneous | Codes & Standards Forecast | Units | 0 | 0 | 0 | 0 | 0 | 0 | 0 | 0 | 0 | 0 | 0 | 0 | 0 | 0 | 0 | 0 | 0 | 0 | 0 | 0 | 0 | 0 | 0 | 0 | 0 | 0 | 0 | 0 | 0 | 0
F2_Residential_CZ3 - Single Family_New_Miscellaneous_Natural Gas_Miscellaneous_Codes & Standards Forecast | F2 | Residential | CZ3 - Single Family | New | Miscellaneous | Natural Gas | Miscellaneous | Codes & Standards Forecast | Usage (MMtherm) | 0 | 0 | 0 | 0 | 0 | 0 | 0 | 0 | 0 | 0 | 0 | 0 | 0 | 0 | 0 | 0 | 0 | 0 | 0 | 0 | 0 | 0 | 0 | 0 | 0 | 0 | 0 | 0 | 0 | 0
F3_Residential_CZ3 - Single Family_New_Miscellaneous_Natural Gas_Miscellaneous_Codes & Standards Forecast | F3 | Residential | CZ3 - Single Family | New | Miscellaneous | Natural Gas | Miscellaneous | Codes & Standards Forecast | Peak Demand (S) | 0 | 0 | 0 | 0 | 0 | 0 | 0 | 0 | 0 | 0 | 0 | 0 | 0 | 0 | 0 | 0 | 0 | 0 | 0 | 0 | 0 | 0 | 0 | 0 | 0 | 0 | 0 | 0 | 0 | 0
F4_Residential_CZ3 - Single Family_New_Miscellaneous_Natural Gas_Miscellaneous_Codes & Standards Forecast | F4 | Residential | CZ3 - Single Family | New | Miscellaneous | Natural Gas | Miscellaneous | Codes & Standards Forecast | Peak Demand (W) | 0 | 0 | 0 | 0 | 0 | 0 | 0 | 0 | 0 | 0 | 0 | 0 | 0 | 0 | 0 | 0 | 0 | 0 | 0 | 0 | 0 | 0 | 0 | 0 | 0 | 0 | 0 | 0 | 0 | 0
F5_Residential_CZ3 - Single Family_New_Miscellaneous_Natural Gas_Miscellaneous_Codes & Standards Forecast | F5 | Residential | CZ3 - Single Family | New | Miscellaneous | Natural Gas | Miscellaneous | Codes & Standards Forecast | Turnover | 0 | 0 | 0 | 0 | 0 | 0 | 0 | 0 | 0 | 0 | 0 | 0 | 0 | 0 | 0 | 0 | 0 | 0 | 0 | 0 | 0 | 0 | 0 | 0 | 0 | 0 | 0 | 0 | 0 | 0
F6_Residential_CZ3 - Single Family_New_Miscellaneous_Natural Gas_Miscellaneous_Codes & Standards Forecast | F6 | Residential | CZ3 - Single Family | New | Miscellaneous | Natural Gas | Miscellaneous | Codes & Standards Forecast | Avg. Replacement Usage | 0 | 0 | 0 | 0 | 0 | 0 | 0 | 0 | 0 | 0 | 0 | 0 | 0 | 0 | 0 | 0 | 0 | 0 | 0 | 0 | 0 | 0 | 0 | 0 | 0 | 0 | 0 | 0 | 0 | 0
F7_Residential_CZ3 - Single Family_New_Miscellaneous_Natural Gas_Miscellaneous_Codes & Standards Forecast | F7 | Residential | CZ3 - Single Family | New | Miscellaneous | Natural Gas | Miscellaneous | Codes & Standards Forecast | Avg. Replacement Demand (S) | 0 | 0 | 0 | 0 | 0 | 0 | 0 | 0 | 0 | 0 | 0 | 0 | 0 | 0 | 0 | 0 | 0 | 0 | 0 | 0 | 0 | 0 | 0 | 0 | 0 | 0 | 0 | 0 | 0 | 0
F8_Residential_CZ3 - Single Family_New_Miscellaneous_Natural Gas_Miscellaneous_Codes & Standards Forecast | F8 | Residential | CZ3 - Single Family | New | Miscellaneous | Natural Gas | Miscellaneous | Codes & Standards Forecast | Avg. Replacement Demand (W) | 0 | 0 | 0 | 0 | 0 | 0 | 0 | 0 | 0 | 0 | 0 | 0 | 0 | 0 | 0 | 0 | 0 | 0 | 0 | 0 | 0 | 0 | 0 | 0 | 0 | 0 | 0 | 0 | 0 | 0
F1_Residential_CZ3 - Multi Family_Existing_Space Heating_Natural Gas_Furnace - Direct Fuel_Codes & Standards Forecast | F1 | Residential | CZ3 - Multi Family | Existing | Space Heating | Natural Gas | Furnace - Direct Fuel | Codes & Standards Forecast | Units | 0 | 0 | 0 | 0 | 0 | 0 | 0 | 0 | 0 | 0 | 0 | 0 | 0 | 0 | 0 | 0 | 0 | 0 | 0 | 0 | 0 | 0 | 0 | 0 | 0 | 0 | 0 | 0 | 0 | 0
F2_Residential_CZ3 - Multi Family_Existing_Space Heating_Natural Gas_Furnace - Direct Fuel_Codes & Standards Forecast | F2 | Residential | CZ3 - Multi Family | Existing | Space Heating | Natural Gas | Furnace - Direct Fuel | Codes & Standards Forecast | Usage (MMtherm) | 0 | 0 | 0 | 0 | 0 | 0 | 0 | 0 | 0 | 0 | 0 | 0 | 0 | 0 | 0 | 0 | 0 | 0 | 0 | 0 | 0 | 0 | 0 | 0 | 0 | 0 | 0 | 0 | 0 | 0
F3_Residential_CZ3 - Multi Family_Existing_Space Heating_Natural Gas_Furnace - Direct Fuel_Codes & Standards Forecast | F3 | Residential | CZ3 - Multi Family | Existing | Space Heating | Natural Gas | Furnace - Direct Fuel | Codes & Standards Forecast | Peak Demand (S) | 0 | 0 | 0 | 0 | 0 | 0 | 0 | 0 | 0 | 0 | 0 | 0 | 0 | 0 | 0 | 0 | 0 | 0 | 0 | 0 | 0 | 0 | 0 | 0 | 0 | 0 | 0 | 0 | 0 | 0
F4_Residential_CZ3 - Multi Family_Existing_Space Heating_Natural Gas_Furnace - Direct Fuel_Codes & Standards Forecast | F4 | Residential | CZ3 - Multi Family | Existing | Space Heating | Natural Gas | Furnace - Direct Fuel | Codes & Standards Forecast | Peak Demand (W) | 0 | 0 | 0 | 0 | 0 | 0 | 0 | 0 | 0 | 0 | 0 | 0 | 0 | 0 | 0 | 0 | 0 | 0 | 0 | 0 | 0 | 0 | 0 | 0 | 0 | 0 | 0 | 0 | 0 | 0
F5_Residential_CZ3 - Multi Family_Existing_Space Heating_Natural Gas_Furnace - Direct Fuel_Codes & Standards Forecast | F5 | Residential | CZ3 - Multi Family | Existing | Space Heating | Natural Gas | Furnace - Direct Fuel | Codes & Standards Forecast | Turnover | 0 | 0 | 0 | 0 | 0 | 0 | 0 | 0 | 0 | 0 | 0 | 0 | 0 | 0 | 0 | 0 | 0 | 0 | 0 | 0 | 0 | 0 | 0 | 0 | 0 | 0 | 0 | 0 | 0 | 0
F6_Residential_CZ3 - Multi Family_Existing_Space Heating_Natural Gas_Furnace - Direct Fuel_Codes & Standards Forecast | F6 | Residential | CZ3 - Multi Family | Existing | Space Heating | Natural Gas | Furnace - Direct Fuel | Codes & Standards Forecast | Avg. Replacement Usage | 0 | 0 | 0 | 0 | 0 | 0 | 0 | 0 | 0 | 0 | 0 | 0 | 0 | 0 | 0 | 0 | 0 | 0 | 0 | 0 | 0 | 0 | 0 | 0 | 0 | 0 | 0 | 0 | 0 | 0
F7_Residential_CZ3 - Multi Family_Existing_Space Heating_Natural Gas_Furnace - Direct Fuel_Codes & Standards Forecast | F7 | Residential | CZ3 - Multi Family | Existing | Space Heating | Natural Gas | Furnace - Direct Fuel | Codes & Standards Forecast | Avg. Replacement Demand (S) | 0 | 0 | 0 | 0 | 0 | 0 | 0 | 0 | 0 | 0 | 0 | 0 | 0 | 0 | 0 | 0 | 0 | 0 | 0 | 0 | 0 | 0 | 0 | 0 | 0 | 0 | 0 | 0 | 0 | 0
F8_Residential_CZ3 - Multi Family_Existing_Space Heating_Natural Gas_Furnace - Direct Fuel_Codes & Standards Forecast | F8 | Residential | CZ3 - Multi Family | Existing | Space Heating | Natural Gas | Furnace - Direct Fuel | Codes & Standards Forecast | Avg. Replacement Demand (W) | 0 | 0 | 0 | 0 | 0 | 0 | 0 | 0 | 0 | 0 | 0 | 0 | 0 | 0 | 0 | 0 | 0 | 0 | 0 | 0 | 0 | 0 | 0 | 0 | 0 | 0 | 0 | 0 | 0 | 0
F1_Residential_CZ3 - Multi Family_Existing_Space Heating_Natural Gas_Boiler - Direct Fuel_Codes & Standards Forecast | F1 | Residential | CZ3 - Multi Family | Existing | Space Heating | Natural Gas | Boiler - Direct Fuel | Codes & Standards Forecast | Units | 0 | 0 | 0 | 0 | 0 | 0 | 0 | 0 | 0 | 0 | 0 | 0 | 0 | 0 | 0 | 0 | 0 | 0 | 0 | 0 | 0 | 0 | 0 | 0 | 0 | 0 | 0 | 0 | 0 | 0
F2_Residential_CZ3 - Multi Family_Existing_Space Heating_Natural Gas_Boiler - Direct Fuel_Codes & Standards Forecast | F2 | Residential | CZ3 - Multi Family | Existing | Space Heating | Natural Gas | Boiler - Direct Fuel | Codes & Standards Forecast | Usage (MMtherm) | 0 | 0 | 0 | 0 | 0 | 0 | 0 | 0 | 0 | 0 | 0 | 0 | 0 | 0 | 0 | 0 | 0 | 0 | 0 | 0 | 0 | 0 | 0 | 0 | 0 | 0 | 0 | 0 | 0 | 0
F3_Residential_CZ3 - Multi Family_Existing_Space Heating_Natural Gas_Boiler - Direct Fuel_Codes & Standards Forecast | F3 | Residential | CZ3 - Multi Family | Existing | Space Heating | Natural Gas | Boiler - Direct Fuel | Codes & Standards Forecast | Peak Demand (S) | 0 | 0 | 0 | 0 | 0 | 0 | 0 | 0 | 0 | 0 | 0 | 0 | 0 | 0 | 0 | 0 | 0 | 0 | 0 | 0 | 0 | 0 | 0 | 0 | 0 | 0 | 0 | 0 | 0 | 0
F4_Residential_CZ3 - Multi Family_Existing_Space Heating_Natural Gas_Boiler - Direct Fuel_Codes & Standards Forecast | F4 | Residential | CZ3 - Multi Family | Existing | Space Heating | Natural Gas | Boiler - Direct Fuel | Codes & Standards Forecast | Peak Demand (W) | 0 | 0 | 0 | 0 | 0 | 0 | 0 | 0 | 0 | 0 | 0 | 0 | 0 | 0 | 0 | 0 | 0 | 0 | 0 | 0 | 0 | 0 | 0 | 0 | 0 | 0 | 0 | 0 | 0 | 0
F5_Residential_CZ3 - Multi Family_Existing_Space Heating_Natural Gas_Boiler - Direct Fuel_Codes & Standards Forecast | F5 | Residential | CZ3 - Multi Family | Existing | Space Heating | Natural Gas | Boiler - Direct Fuel | Codes & Standards Forecast | Turnover | 0 | 0 | 0 | 0 | 0 | 0 | 0 | 0 | 0 | 0 | 0 | 0 | 0 | 0 | 0 | 0 | 0 | 0 | 0 | 0 | 0 | 0 | 0 | 0 | 0 | 0 | 0 | 0 | 0 | 0
F6_Residential_CZ3 - Multi Family_Existing_Space Heating_Natural Gas_Boiler - Direct Fuel_Codes & Standards Forecast | F6 | Residential | CZ3 - Multi Family | Existing | Space Heating | Natural Gas | Boiler - Direct Fuel | Codes & Standards Forecast | Avg. Replacement Usage | 0 | 0 | 0 | 0 | 0 | 0 | 0 | 0 | 0 | 0 | 0 | 0 | 0 | 0 | 0 | 0 | 0 | 0 | 0 | 0 | 0 | 0 | 0 | 0 | 0 | 0 | 0 | 0 | 0 | 0
F7_Residential_CZ3 - Multi Family_Existing_Space Heating_Natural Gas_Boiler - Direct Fuel_Codes & Standards Forecast | F7 | Residential | CZ3 - Multi Family | Existing | Space Heating | Natural Gas | Boiler - Direct Fuel | Codes & Standards Forecast | Avg. Replacement Demand (S) | 0 | 0 | 0 | 0 | 0 | 0 | 0 | 0 | 0 | 0 | 0 | 0 | 0 | 0 | 0 | 0 | 0 | 0 | 0 | 0 | 0 | 0 | 0 | 0 | 0 | 0 | 0 | 0 | 0 | 0
F8_Residential_CZ3 - Multi Family_Existing_Space Heating_Natural Gas_Boiler - Direct Fuel_Codes & Standards Forecast | F8 | Residential | CZ3 - Multi Family | Existing | Space Heating | Natural Gas | Boiler - Direct Fuel | Codes & Standards Forecast | Avg. Replacement Demand (W) | 0 | 0 | 0 | 0 | 0 | 0 | 0 | 0 | 0 | 0 | 0 | 0 | 0 | 0 | 0 | 0 | 0 | 0 | 0 | 0 | 0 | 0 | 0 | 0 | 0 | 0 | 0 | 0 | 0 | 0
F1_Residential_CZ3 - Multi Family_Existing_Secondary Heating_Natural Gas_Fireplace_Codes & Standards Forecast | F1 | Residential | CZ3 - Multi Family | Existing | Secondary Heating | Natural Gas | Fireplace | Codes & Standards Forecast | Units | 0 | 0 | 0 | 0 | 0 | 0 | 0 | 0 | 0 | 0 | 0 | 0 | 0 | 0 | 0 | 0 | 0 | 0 | 0 | 0 | 0 | 0 | 0 | 0 | 0 | 0 | 0 | 0 | 0 | 0
F2_Residential_CZ3 - Multi Family_Existing_Secondary Heating_Natural Gas_Fireplace_Codes & Standards Forecast | F2 | Residential | CZ3 - Multi Family | Existing | Secondary Heating | Natural Gas | Fireplace | Codes & Standards Forecast | Usage (MMtherm) | 0 | 0 | 0 | 0 | 0 | 0 | 0 | 0 | 0 | 0 | 0 | 0 | 0 | 0 | 0 | 0 | 0 | 0 | 0 | 0 | 0 | 0 | 0 | 0 | 0 | 0 | 0 | 0 | 0 | 0
F3_Residential_CZ3 - Multi Family_Existing_Secondary Heating_Natural Gas_Fireplace_Codes & Standards Forecast | F3 | Residential | CZ3 - Multi Family | Existing | Secondary Heating | Natural Gas | Fireplace | Codes & Standards Forecast | Peak Demand (S) | 0 | 0 | 0 | 0 | 0 | 0 | 0 | 0 | 0 | 0 | 0 | 0 | 0 | 0 | 0 | 0 | 0 | 0 | 0 | 0 | 0 | 0 | 0 | 0 | 0 | 0 | 0 | 0 | 0 | 0
F4_Residential_CZ3 - Multi Family_Existing_Secondary Heating_Natural Gas_Fireplace_Codes & Standards Forecast | F4 | Residential | CZ3 - Multi Family | Existing | Secondary Heating | Natural Gas | Fireplace | Codes & Standards Forecast | Peak Demand (W) | 0 | 0 | 0 | 0 | 0 | 0 | 0 | 0 | 0 | 0 | 0 | 0 | 0 | 0 | 0 | 0 | 0 | 0 | 0 | 0 | 0 | 0 | 0 | 0 | 0 | 0 | 0 | 0 | 0 | 0
F5_Residential_CZ3 - Multi Family_Existing_Secondary Heating_Natural Gas_Fireplace_Codes & Standards Forecast | F5 | Residential | CZ3 - Multi Family | Existing | Secondary Heating | Natural Gas | Fireplace | Codes & Standards Forecast | Turnover | 0 | 0 | 0 | 0 | 0 | 0 | 0 | 0 | 0 | 0 | 0 | 0 | 0 | 0 | 0 | 0 | 0 | 0 | 0 | 0 | 0 | 0 | 0 | 0 | 0 | 0 | 0 | 0 | 0 | 0
F6_Residential_CZ3 - Multi Family_Existing_Secondary Heating_Natural Gas_Fireplace_Codes & Standards Forecast | F6 | Residential | CZ3 - Multi Family | Existing | Secondary Heating | Natural Gas | Fireplace | Codes & Standards Forecast | Avg. Replacement Usage | 0 | 0 | 0 | 0 | 0 | 0 | 0 | 0 | 0 | 0 | 0 | 0 | 0 | 0 | 0 | 0 | 0 | 0 | 0 | 0 | 0 | 0 | 0 | 0 | 0 | 0 | 0 | 0 | 0 | 0
F7_Residential_CZ3 - Multi Family_Existing_Secondary Heating_Natural Gas_Fireplace_Codes & Standards Forecast | F7 | Residential | CZ3 - Multi Family | Existing | Secondary Heating | Natural Gas | Fireplace | Codes & Standards Forecast | Avg. Replacement Demand (S) | 0 | 0 | 0 | 0 | 0 | 0 | 0 | 0 | 0 | 0 | 0 | 0 | 0 | 0 | 0 | 0 | 0 | 0 | 0 | 0 | 0 | 0 | 0 | 0 | 0 | 0 | 0 | 0 | 0 | 0
F8_Residential_CZ3 - Multi Family_Existing_Secondary Heating_Natural Gas_Fireplace_Codes & Standards Forecast | F8 | Residential | CZ3 - Multi Family | Existing | Secondary Heating | Natural Gas | Fireplace | Codes & Standards Forecast | Avg. Replacement Demand (W) | 0 | 0 | 0 | 0 | 0 | 0 | 0 | 0 | 0 | 0 | 0 | 0 | 0 | 0 | 0 | 0 | 0 | 0 | 0 | 0 | 0 | 0 | 0 | 0 | 0 | 0 | 0 | 0 | 0 | 0
F1_Residential_CZ3 - Multi Family_Existing_Water Heating_Natural Gas_Water Heater <= 55 gal._Codes & Standards Forecast | F1 | Residential | CZ3 - Multi Family | Existing | Water Heating | Natural Gas | Water Heater <= 55 gal. | Codes & Standards Forecast | Units | 0 | 0 | 0 | 0 | 0 | 0 | 0 | 0 | 0 | 0 | 0 | 0 | 0 | 0 | 0 | 0 | 0 | 0 | 0 | 0 | 0 | 0 | 0 | 0 | 0 | 0 | 0 | 0 | 0 | 0
F2_Residential_CZ3 - Multi Family_Existing_Water Heating_Natural Gas_Water Heater <= 55 gal._Codes & Standards Forecast | F2 | Residential | CZ3 - Multi Family | Existing | Water Heating | Natural Gas | Water Heater <= 55 gal. | Codes & Standards Forecast | Usage (MMtherm) | 0 | 0 | 0 | 0 | 0 | 0 | 0 | 0 | 0 | 0 | 0 | 0 | 0 | 0 | 0 | 0 | 0 | 0 | 0 | 0 | 0 | 0 | 0 | 0 | 0 | 0 | 0 | 0 | 0 | 0
F3_Residential_CZ3 - Multi Family_Existing_Water Heating_Natural Gas_Water Heater <= 55 gal._Codes & Standards Forecast | F3 | Residential | CZ3 - Multi Family | Existing | Water Heating | Natural Gas | Water Heater <= 55 gal. | Codes & Standards Forecast | Peak Demand (S) | 0 | 0 | 0 | 0 | 0 | 0 | 0 | 0 | 0 | 0 | 0 | 0 | 0 | 0 | 0 | 0 | 0 | 0 | 0 | 0 | 0 | 0 | 0 | 0 | 0 | 0 | 0 | 0 | 0 | 0
F4_Residential_CZ3 - Multi Family_Existing_Water Heating_Natural Gas_Water Heater <= 55 gal._Codes & Standards Forecast | F4 | Residential | CZ3 - Multi Family | Existing | Water Heating | Natural Gas | Water Heater <= 55 gal. | Codes & Standards Forecast | Peak Demand (W) | 0 | 0 | 0 | 0 | 0 | 0 | 0 | 0 | 0 | 0 | 0 | 0 | 0 | 0 | 0 | 0 | 0 | 0 | 0 | 0 | 0 | 0 | 0 | 0 | 0 | 0 | 0 | 0 | 0 | 0
F5_Residential_CZ3 - Multi Family_Existing_Water Heating_Natural Gas_Water Heater <= 55 gal._Codes & Standards Forecast | F5 | Residential | CZ3 - Multi Family | Existing | Water Heating | Natural Gas | Water Heater <= 55 gal. | Codes & Standards Forecast | Turnover | 0 | 0 | 0 | 0 | 0 | 0 | 0 | 0 | 0 | 0 | 0 | 0 | 0 | 0 | 0 | 0 | 0 | 0 | 0 | 0 | 0 | 0 | 0 | 0 | 0 | 0 | 0 | 0 | 0 | 0
F6_Residential_CZ3 - Multi Family_Existing_Water Heating_Natural Gas_Water Heater <= 55 gal._Codes & Standards Forecast | F6 | Residential | CZ3 - Multi Family | Existing | Water Heating | Natural Gas | Water Heater <= 55 gal. | Codes & Standards Forecast | Avg. Replacement Usage | 0 | 0 | 0 | 0 | 0 | 0 | 0 | 0 | 0 | 0 | 0 | 0 | 0 | 0 | 0 | 0 | 0 | 0 | 0 | 0 | 0 | 0 | 0 | 0 | 0 | 0 | 0 | 0 | 0 | 0
F7_Residential_CZ3 - Multi Family_Existing_Water Heating_Natural Gas_Water Heater <= 55 gal._Codes & Standards Forecast | F7 | Residential | CZ3 - Multi Family | Existing | Water Heating | Natural Gas | Water Heater <= 55 gal. | Codes & Standards Forecast | Avg. Replacement Demand (S) | 0 | 0 | 0 | 0 | 0 | 0 | 0 | 0 | 0 | 0 | 0 | 0 | 0 | 0 | 0 | 0 | 0 | 0 | 0 | 0 | 0 | 0 | 0 | 0 | 0 | 0 | 0 | 0 | 0 | 0
F8_Residential_CZ3 - Multi Family_Existing_Water Heating_Natural Gas_Water Heater <= 55 gal._Codes & Standards Forecast | F8 | Residential | CZ3 - Multi Family | Existing | Water Heating | Natural Gas | Water Heater <= 55 gal. | Codes & Standards Forecast | Avg. Replacement Demand (W) | 0 | 0 | 0 | 0 | 0 | 0 | 0 | 0 | 0 | 0 | 0 | 0 | 0 | 0 | 0 | 0 | 0 | 0 | 0 | 0 | 0 | 0 | 0 | 0 | 0 | 0 | 0 | 0 | 0 | 0
F1_Residential_CZ3 - Multi Family_Existing_Water Heating_Natural Gas_Water Heater > 55 gal._Codes & Standards Forecast | F1 | Residential | CZ3 - Multi Family | Existing | Water Heating | Natural Gas | Water Heater > 55 gal. | Codes & Standards Forecast | Units | 0 | 0 | 0 | 0 | 0 | 0 | 0 | 0 | 0 | 0 | 0 | 0 | 0 | 0 | 0 | 0 | 0 | 0 | 0 | 0 | 0 | 0 | 0 | 0 | 0 | 0 | 0 | 0 | 0 | 0
F2_Residential_CZ3 - Multi Family_Existing_Water Heating_Natural Gas_Water Heater > 55 gal._Codes & Standards Forecast | F2 | Residential | CZ3 - Multi Family | Existing | Water Heating | Natural Gas | Water Heater > 55 gal. | Codes & Standards Forecast | Usage (MMtherm) | 0 | 0 | 0 | 0 | 0 | 0 | 0 | 0 | 0 | 0 | 0 | 0 | 0 | 0 | 0 | 0 | 0 | 0 | 0 | 0 | 0 | 0 | 0 | 0 | 0 | 0 | 0 | 0 | 0 | 0
F3_Residential_CZ3 - Multi Family_Existing_Water Heating_Natural Gas_Water Heater > 55 gal._Codes & Standards Forecast | F3 | Residential | CZ3 - Multi Family | Existing | Water Heating | Natural Gas | Water Heater > 55 gal. | Codes & Standards Forecast | Peak Demand (S) | 0 | 0 | 0 | 0 | 0 | 0 | 0 | 0 | 0 | 0 | 0 | 0 | 0 | 0 | 0 | 0 | 0 | 0 | 0 | 0 | 0 | 0 | 0 | 0 | 0 | 0 | 0 | 0 | 0 | 0
F4_Residential_CZ3 - Multi Family_Existing_Water Heating_Natural Gas_Water Heater > 55 gal._Codes & Standards Forecast | F4 | Residential | CZ3 - Multi Family | Existing | Water Heating | Natural Gas | Water Heater > 55 gal. | Codes & Standards Forecast | Peak Demand (W) | 0 | 0 | 0 | 0 | 0 | 0 | 0 | 0 | 0 | 0 | 0 | 0 | 0 | 0 | 0 | 0 | 0 | 0 | 0 | 0 | 0 | 0 | 0 | 0 | 0 | 0 | 0 | 0 | 0 | 0
F5_Residential_CZ3 - Multi Family_Existing_Water Heating_Natural Gas_Water Heater > 55 gal._Codes & Standards Forecast | F5 | Residential | CZ3 - Multi Family | Existing | Water Heating | Natural Gas | Water Heater > 55 gal. | Codes & Standards Forecast | Turnover | 0 | 0 | 0 | 0 | 0 | 0 | 0 | 0 | 0 | 0 | 0 | 0 | 0 | 0 | 0 | 0 | 0 | 0 | 0 | 0 | 0 | 0 | 0 | 0 | 0 | 0 | 0 | 0 | 0 | 0
F6_Residential_CZ3 - Multi Family_Existing_Water Heating_Natural Gas_Water Heater > 55 gal._Codes & Standards Forecast | F6 | Residential | CZ3 - Multi Family | Existing | Water Heating | Natural Gas | Water Heater > 55 gal. | Codes & Standards Forecast | Avg. Replacement Usage | 0 | 0 | 0 | 0 | 0 | 0 | 0 | 0 | 0 | 0 | 0 | 0 | 0 | 0 | 0 | 0 | 0 | 0 | 0 | 0 | 0 | 0 | 0 | 0 | 0 | 0 | 0 | 0 | 0 | 0
F7_Residential_CZ3 - Multi Family_Existing_Water Heating_Natural Gas_Water Heater > 55 gal._Codes & Standards Forecast | F7 | Residential | CZ3 - Multi Family | Existing | Water Heating | Natural Gas | Water Heater > 55 gal. | Codes & Standards Forecast | Avg. Replacement Demand (S) | 0 | 0 | 0 | 0 | 0 | 0 | 0 | 0 | 0 | 0 | 0 | 0 | 0 | 0 | 0 | 0 | 0 | 0 | 0 | 0 | 0 | 0 | 0 | 0 | 0 | 0 | 0 | 0 | 0 | 0
F8_Residential_CZ3 - Multi Family_Existing_Water Heating_Natural Gas_Water Heater > 55 gal._Codes & Standards Forecast | F8 | Residential | CZ3 - Multi Family | Existing | Water Heating | Natural Gas | Water Heater > 55 gal. | Codes & Standards Forecast | Avg. Replacement Demand (W) | 0 | 0 | 0 | 0 | 0 | 0 | 0 | 0 | 0 | 0 | 0 | 0 | 0 | 0 | 0 | 0 | 0 | 0 | 0 | 0 | 0 | 0 | 0 | 0 | 0 | 0 | 0 | 0 | 0 | 0
F1_Residential_CZ3 - Multi Family_Existing_Appliances_Natural Gas_Clothes Dryer_Codes & Standards Forecast | F1 | Residential | CZ3 - Multi Family | Existing | Appliances | Natural Gas | Clothes Dryer | Codes & Standards Forecast | Units | 0 | 0 | 0 | 0 | 0 | 0 | 0 | 0 | 0 | 0 | 0 | 0 | 0 | 0 | 0 | 0 | 0 | 0 | 0 | 0 | 0 | 0 | 0 | 0 | 0 | 0 | 0 | 0 | 0 | 0
F2_Residential_CZ3 - Multi Family_Existing_Appliances_Natural Gas_Clothes Dryer_Codes & Standards Forecast | F2 | Residential | CZ3 - Multi Family | Existing | Appliances | Natural Gas | Clothes Dryer | Codes & Standards Forecast | Usage (MMtherm) | 0 | 0 | 0 | 0 | 0 | 0 | 0 | 0 | 0 | 0 | 0 | 0 | 0 | 0 | 0 | 0 | 0 | 0 | 0 | 0 | 0 | 0 | 0 | 0 | 0 | 0 | 0 | 0 | 0 | 0
F3_Residential_CZ3 - Multi Family_Existing_Appliances_Natural Gas_Clothes Dryer_Codes & Standards Forecast | F3 | Residential | CZ3 - Multi Family | Existing | Appliances | Natural Gas | Clothes Dryer | Codes & Standards Forecast | Peak Demand (S) | 0 | 0 | 0 | 0 | 0 | 0 | 0 | 0 | 0 | 0 | 0 | 0 | 0 | 0 | 0 | 0 | 0 | 0 | 0 | 0 | 0 | 0 | 0 | 0 | 0 | 0 | 0 | 0 | 0 | 0
F4_Residential_CZ3 - Multi Family_Existing_Appliances_Natural Gas_Clothes Dryer_Codes & Standards Forecast | F4 | Residential | CZ3 - Multi Family | Existing | Appliances | Natural Gas | Clothes Dryer | Codes & Standards Forecast | Peak Demand (W) | 0 | 0 | 0 | 0 | 0 | 0 | 0 | 0 | 0 | 0 | 0 | 0 | 0 | 0 | 0 | 0 | 0 | 0 | 0 | 0 | 0 | 0 | 0 | 0 | 0 | 0 | 0 | 0 | 0 | 0
F5_Residential_CZ3 - Multi Family_Existing_Appliances_Natural Gas_Clothes Dryer_Codes & Standards Forecast | F5 | Residential | CZ3 - Multi Family | Existing | Appliances | Natural Gas | Clothes Dryer | Codes & Standards Forecast | Turnover | 0 | 0 | 0 | 0 | 0 | 0 | 0 | 0 | 0 | 0 | 0 | 0 | 0 | 0 | 0 | 0 | 0 | 0 | 0 | 0 | 0 | 0 | 0 | 0 | 0 | 0 | 0 | 0 | 0 | 0
F6_Residential_CZ3 - Multi Family_Existing_Appliances_Natural Gas_Clothes Dryer_Codes & Standards Forecast | F6 | Residential | CZ3 - Multi Family | Existing | Appliances | Natural Gas | Clothes Dryer | Codes & Standards Forecast | Avg. Replacement Usage | 0 | 0 | 0 | 0 | 0 | 0 | 0 | 0 | 0 | 0 | 0 | 0 | 0 | 0 | 0 | 0 | 0 | 0 | 0 | 0 | 0 | 0 | 0 | 0 | 0 | 0 | 0 | 0 | 0 | 0
F7_Residential_CZ3 - Multi Family_Existing_Appliances_Natural Gas_Clothes Dryer_Codes & Standards Forecast | F7 | Residential | CZ3 - Multi Family | Existing | Appliances | Natural Gas | Clothes Dryer | Codes & Standards Forecast | Avg. Replacement Demand (S) | 0 | 0 | 0 | 0 | 0 | 0 | 0 | 0 | 0 | 0 | 0 | 0 | 0 | 0 | 0 | 0 | 0 | 0 | 0 | 0 | 0 | 0 | 0 | 0 | 0 | 0 | 0 | 0 | 0 | 0
F8_Residential_CZ3 - Multi Family_Existing_Appliances_Natural Gas_Clothes Dryer_Codes & Standards Forecast | F8 | Residential | CZ3 - Multi Family | Existing | Appliances | Natural Gas | Clothes Dryer | Codes & Standards Forecast | Avg. Replacement Demand (W) | 0 | 0 | 0 | 0 | 0 | 0 | 0 | 0 | 0 | 0 | 0 | 0 | 0 | 0 | 0 | 0 | 0 | 0 | 0 | 0 | 0 | 0 | 0 | 0 | 0 | 0 | 0 | 0 | 0 | 0
F1_Residential_CZ3 - Multi Family_Existing_Appliances_Natural Gas_Stove/Oven_Codes & Standards Forecast | F1 | Residential | CZ3 - Multi Family | Existing | Appliances | Natural Gas | Stove/Oven | Codes & Standards Forecast | Units | 0 | 0 | 0 | 0 | 0 | 0 | 0 | 0 | 0 | 0 | 0 | 0 | 0 | 0 | 0 | 0 | 0 | 0 | 0 | 0 | 0 | 0 | 0 | 0 | 0 | 0 | 0 | 0 | 0 | 0
F2_Residential_CZ3 - Multi Family_Existing_Appliances_Natural Gas_Stove/Oven_Codes & Standards Forecast | F2 | Residential | CZ3 - Multi Family | Existing | Appliances | Natural Gas | Stove/Oven | Codes & Standards Forecast | Usage (MMtherm) | 0 | 0 | 0 | 0 | 0 | 0 | 0 | 0 | 0 | 0 | 0 | 0 | 0 | 0 | 0 | 0 | 0 | 0 | 0 | 0 | 0 | 0 | 0 | 0 | 0 | 0 | 0 | 0 | 0 | 0
F3_Residential_CZ3 - Multi Family_Existing_Appliances_Natural Gas_Stove/Oven_Codes & Standards Forecast | F3 | Residential | CZ3 - Multi Family | Existing | Appliances | Natural Gas | Stove/Oven | Codes & Standards Forecast | Peak Demand (S) | 0 | 0 | 0 | 0 | 0 | 0 | 0 | 0 | 0 | 0 | 0 | 0 | 0 | 0 | 0 | 0 | 0 | 0 | 0 | 0 | 0 | 0 | 0 | 0 | 0 | 0 | 0 | 0 | 0 | 0
F4_Residential_CZ3 - Multi Family_Existing_Appliances_Natural Gas_Stove/Oven_Codes & Standards Forecast | F4 | Residential | CZ3 - Multi Family | Existing | Appliances | Natural Gas | Stove/Oven | Codes & Standards Forecast | Peak Demand (W) | 0 | 0 | 0 | 0 | 0 | 0 | 0 | 0 | 0 | 0 | 0 | 0 | 0 | 0 | 0 | 0 | 0 | 0 | 0 | 0 | 0 | 0 | 0 | 0 | 0 | 0 | 0 | 0 | 0 | 0
F5_Residential_CZ3 - Multi Family_Existing_Appliances_Natural Gas_Stove/Oven_Codes & Standards Forecast | F5 | Residential | CZ3 - Multi Family | Existing | Appliances | Natural Gas | Stove/Oven | Codes & Standards Forecast | Turnover | 0 | 0 | 0 | 0 | 0 | 0 | 0 | 0 | 0 | 0 | 0 | 0 | 0 | 0 | 0 | 0 | 0 | 0 | 0 | 0 | 0 | 0 | 0 | 0 | 0 | 0 | 0 | 0 | 0 | 0
F6_Residential_CZ3 - Multi Family_Existing_Appliances_Natural Gas_Stove/Oven_Codes & Standards Forecast | F6 | Residential | CZ3 - Multi Family | Existing | Appliances | Natural Gas | Stove/Oven | Codes & Standards Forecast | Avg. Replacement Usage | 0 | 0 | 0 | 0 | 0 | 0 | 0 | 0 | 0 | 0 | 0 | 0 | 0 | 0 | 0 | 0 | 0 | 0 | 0 | 0 | 0 | 0 | 0 | 0 | 0 | 0 | 0 | 0 | 0 | 0
F7_Residential_CZ3 - Multi Family_Existing_Appliances_Natural Gas_Stove/Oven_Codes & Standards Forecast | F7 | Residential | CZ3 - Multi Family | Existing | Appliances | Natural Gas | Stove/Oven | Codes & Standards Forecast | Avg. Replacement Demand (S) | 0 | 0 | 0 | 0 | 0 | 0 | 0 | 0 | 0 | 0 | 0 | 0 | 0 | 0 | 0 | 0 | 0 | 0 | 0 | 0 | 0 | 0 | 0 | 0 | 0 | 0 | 0 | 0 | 0 | 0
F8_Residential_CZ3 - Multi Family_Existing_Appliances_Natural Gas_Stove/Oven_Codes & Standards Forecast | F8 | Residential | CZ3 - Multi Family | Existing | Appliances | Natural Gas | Stove/Oven | Codes & Standards Forecast | Avg. Replacement Demand (W) | 0 | 0 | 0 | 0 | 0 | 0 | 0 | 0 | 0 | 0 | 0 | 0 | 0 | 0 | 0 | 0 | 0 | 0 | 0 | 0 | 0 | 0 | 0 | 0 | 0 | 0 | 0 | 0 | 0 | 0
F1_Residential_CZ3 - Multi Family_Existing_Miscellaneous_Natural Gas_Pool Heater_Codes & Standards Forecast | F1 | Residential | CZ3 - Multi Family | Existing | Miscellaneous | Natural Gas | Pool Heater | Codes & Standards Forecast | Units | 0 | 0 | 0 | 0 | 0 | 0 | 0 | 0 | 0 | 0 | 0 | 0 | 0 | 0 | 0 | 0 | 0 | 0 | 0 | 0 | 0 | 0 | 0 | 0 | 0 | 0 | 0 | 0 | 0 | 0
F2_Residential_CZ3 - Multi Family_Existing_Miscellaneous_Natural Gas_Pool Heater_Codes & Standards Forecast | F2 | Residential | CZ3 - Multi Family | Existing | Miscellaneous | Natural Gas | Pool Heater | Codes & Standards Forecast | Usage (MMtherm) | 0 | 0 | 0 | 0 | 0 | 0 | 0 | 0 | 0 | 0 | 0 | 0 | 0 | 0 | 0 | 0 | 0 | 0 | 0 | 0 | 0 | 0 | 0 | 0 | 0 | 0 | 0 | 0 | 0 | 0
F3_Residential_CZ3 - Multi Family_Existing_Miscellaneous_Natural Gas_Pool Heater_Codes & Standards Forecast | F3 | Residential | CZ3 - Multi Family | Existing | Miscellaneous | Natural Gas | Pool Heater | Codes & Standards Forecast | Peak Demand (S) | 0 | 0 | 0 | 0 | 0 | 0 | 0 | 0 | 0 | 0 | 0 | 0 | 0 | 0 | 0 | 0 | 0 | 0 | 0 | 0 | 0 | 0 | 0 | 0 | 0 | 0 | 0 | 0 | 0 | 0
F4_Residential_CZ3 - Multi Family_Existing_Miscellaneous_Natural Gas_Pool Heater_Codes & Standards Forecast | F4 | Residential | CZ3 - Multi Family | Existing | Miscellaneous | Natural Gas | Pool Heater | Codes & Standards Forecast | Peak Demand (W) | 0 | 0 | 0 | 0 | 0 | 0 | 0 | 0 | 0 | 0 | 0 | 0 | 0 | 0 | 0 | 0 | 0 | 0 | 0 | 0 | 0 | 0 | 0 | 0 | 0 | 0 | 0 | 0 | 0 | 0
F5_Residential_CZ3 - Multi Family_Existing_Miscellaneous_Natural Gas_Pool Heater_Codes & Standards Forecast | F5 | Residential | CZ3 - Multi Family | Existing | Miscellaneous | Natural Gas | Pool Heater | Codes & Standards Forecast | Turnover | 0 | 0 | 0 | 0 | 0 | 0 | 0 | 0 | 0 | 0 | 0 | 0 | 0 | 0 | 0 | 0 | 0 | 0 | 0 | 0 | 0 | 0 | 0 | 0 | 0 | 0 | 0 | 0 | 0 | 0
F6_Residential_CZ3 - Multi Family_Existing_Miscellaneous_Natural Gas_Pool Heater_Codes & Standards Forecast | F6 | Residential | CZ3 - Multi Family | Existing | Miscellaneous | Natural Gas | Pool Heater | Codes & Standards Forecast | Avg. Replacement Usage | 0 | 0 | 0 | 0 | 0 | 0 | 0 | 0 | 0 | 0 | 0 | 0 | 0 | 0 | 0 | 0 | 0 | 0 | 0 | 0 | 0 | 0 | 0 | 0 | 0 | 0 | 0 | 0 | 0 | 0
F7_Residential_CZ3 - Multi Family_Existing_Miscellaneous_Natural Gas_Pool Heater_Codes & Standards Forecast | F7 | Residential | CZ3 - Multi Family | Existing | Miscellaneous | Natural Gas | Pool Heater | Codes & Standards Forecast | Avg. Replacement Demand (S) | 0 | 0 | 0 | 0 | 0 | 0 | 0 | 0 | 0 | 0 | 0 | 0 | 0 | 0 | 0 | 0 | 0 | 0 | 0 | 0 | 0 | 0 | 0 | 0 | 0 | 0 | 0 | 0 | 0 | 0
F8_Residential_CZ3 - Multi Family_Existing_Miscellaneous_Natural Gas_Pool Heater_Codes & Standards Forecast | F8 | Residential | CZ3 - Multi Family | Existing | Miscellaneous | Natural Gas | Pool Heater | Codes & Standards Forecast | Avg. Replacement Demand (W) | 0 | 0 | 0 | 0 | 0 | 0 | 0 | 0 | 0 | 0 | 0 | 0 | 0 | 0 | 0 | 0 | 0 | 0 | 0 | 0 | 0 | 0 | 0 | 0 | 0 | 0 | 0 | 0 | 0 | 0
F1_Residential_CZ3 - Multi Family_Existing_Miscellaneous_Natural Gas_Miscellaneous_Codes & Standards Forecast | F1 | Residential | CZ3 - Multi Family | Existing | Miscellaneous | Natural Gas | Miscellaneous | Codes & Standards Forecast | Units | 0 | 0 | 0 | 0 | 0 | 0 | 0 | 0 | 0 | 0 | 0 | 0 | 0 | 0 | 0 | 0 | 0 | 0 | 0 | 0 | 0 | 0 | 0 | 0 | 0 | 0 | 0 | 0 | 0 | 0
F2_Residential_CZ3 - Multi Family_Existing_Miscellaneous_Natural Gas_Miscellaneous_Codes & Standards Forecast | F2 | Residential | CZ3 - Multi Family | Existing | Miscellaneous | Natural Gas | Miscellaneous | Codes & Standards Forecast | Usage (MMtherm) | 0 | 0 | 0 | 0 | 0 | 0 | 0 | 0 | 0 | 0 | 0 | 0 | 0 | 0 | 0 | 0 | 0 | 0 | 0 | 0 | 0 | 0 | 0 | 0 | 0 | 0 | 0 | 0 | 0 | 0
F3_Residential_CZ3 - Multi Family_Existing_Miscellaneous_Natural Gas_Miscellaneous_Codes & Standards Forecast | F3 | Residential | CZ3 - Multi Family | Existing | Miscellaneous | Natural Gas | Miscellaneous | Codes & Standards Forecast | Peak Demand (S) | 0 | 0 | 0 | 0 | 0 | 0 | 0 | 0 | 0 | 0 | 0 | 0 | 0 | 0 | 0 | 0 | 0 | 0 | 0 | 0 | 0 | 0 | 0 | 0 | 0 | 0 | 0 | 0 | 0 | 0
F4_Residential_CZ3 - Multi Family_Existing_Miscellaneous_Natural Gas_Miscellaneous_Codes & Standards Forecast | F4 | Residential | CZ3 - Multi Family | Existing | Miscellaneous | Natural Gas | Miscellaneous | Codes & Standards Forecast | Peak Demand (W) | 0 | 0 | 0 | 0 | 0 | 0 | 0 | 0 | 0 | 0 | 0 | 0 | 0 | 0 | 0 | 0 | 0 | 0 | 0 | 0 | 0 | 0 | 0 | 0 | 0 | 0 | 0 | 0 | 0 | 0
F5_Residential_CZ3 - Multi Family_Existing_Miscellaneous_Natural Gas_Miscellaneous_Codes & Standards Forecast | F5 | Residential | CZ3 - Multi Family | Existing | Miscellaneous | Natural Gas | Miscellaneous | Codes & Standards Forecast | Turnover | 0 | 0 | 0 | 0 | 0 | 0 | 0 | 0 | 0 | 0 | 0 | 0 | 0 | 0 | 0 | 0 | 0 | 0 | 0 | 0 | 0 | 0 | 0 | 0 | 0 | 0 | 0 | 0 | 0 | 0
F6_Residential_CZ3 - Multi Family_Existing_Miscellaneous_Natural Gas_Miscellaneous_Codes & Standards Forecast | F6 | Residential | CZ3 - Multi Family | Existing | Miscellaneous | Natural Gas | Miscellaneous | Codes & Standards Forecast | Avg. Replacement Usage | 0 | 0 | 0 | 0 | 0 | 0 | 0 | 0 | 0 | 0 | 0 | 0 | 0 | 0 | 0 | 0 | 0 | 0 | 0 | 0 | 0 | 0 | 0 | 0 | 0 | 0 | 0 | 0 | 0 | 0
F7_Residential_CZ3 - Multi Family_Existing_Miscellaneous_Natural Gas_Miscellaneous_Codes & Standards Forecast | F7 | Residential | CZ3 - Multi Family | Existing | Miscellaneous | Natural Gas | Miscellaneous | Codes & Standards Forecast | Avg. Replacement Demand (S) | 0 | 0 | 0 | 0 | 0 | 0 | 0 | 0 | 0 | 0 | 0 | 0 | 0 | 0 | 0 | 0 | 0 | 0 | 0 | 0 | 0 | 0 | 0 | 0 | 0 | 0 | 0 | 0 | 0 | 0
F8_Residential_CZ3 - Multi Family_Existing_Miscellaneous_Natural Gas_Miscellaneous_Codes & Standards Forecast | F8 | Residential | CZ3 - Multi Family | Existing | Miscellaneous | Natural Gas | Miscellaneous | Codes & Standards Forecast | Avg. Replacement Demand (W) | 0 | 0 | 0 | 0 | 0 | 0 | 0 | 0 | 0 | 0 | 0 | 0 | 0 | 0 | 0 | 0 | 0 | 0 | 0 | 0 | 0 | 0 | 0 | 0 | 0 | 0 | 0 | 0 | 0 | 0
F1_Residential_CZ3 - Multi Family_New_Space Heating_Natural Gas_Furnace - Direct Fuel_Codes & Standards Forecast | F1 | Residential | CZ3 - Multi Family | New | Space Heating | Natural Gas | Furnace - Direct Fuel | Codes & Standards Forecast | Units | 0 | 0 | 0 | 0 | 0 | 0 | 0 | 0 | 0 | 0 | 0 | 0 | 0 | 0 | 0 | 0 | 0 | 0 | 0 | 0 | 0 | 0 | 0 | 0 | 0 | 0 | 0 | 0 | 0 | 0
F2_Residential_CZ3 - Multi Family_New_Space Heating_Natural Gas_Furnace - Direct Fuel_Codes & Standards Forecast | F2 | Residential | CZ3 - Multi Family | New | Space Heating | Natural Gas | Furnace - Direct Fuel | Codes & Standards Forecast | Usage (MMtherm) | 0 | 0 | 0 | 0 | 0 | 0 | 0 | 0 | 0 | 0 | 0 | 0 | 0 | 0 | 0 | 0 | 0 | 0 | 0 | 0 | 0 | 0 | 0 | 0 | 0 | 0 | 0 | 0 | 0 | 0
F3_Residential_CZ3 - Multi Family_New_Space Heating_Natural Gas_Furnace - Direct Fuel_Codes & Standards Forecast | F3 | Residential | CZ3 - Multi Family | New | Space Heating | Natural Gas | Furnace - Direct Fuel | Codes & Standards Forecast | Peak Demand (S) | 0 | 0 | 0 | 0 | 0 | 0 | 0 | 0 | 0 | 0 | 0 | 0 | 0 | 0 | 0 | 0 | 0 | 0 | 0 | 0 | 0 | 0 | 0 | 0 | 0 | 0 | 0 | 0 | 0 | 0
F4_Residential_CZ3 - Multi Family_New_Space Heating_Natural Gas_Furnace - Direct Fuel_Codes & Standards Forecast | F4 | Residential | CZ3 - Multi Family | New | Space Heating | Natural Gas | Furnace - Direct Fuel | Codes & Standards Forecast | Peak Demand (W) | 0 | 0 | 0 | 0 | 0 | 0 | 0 | 0 | 0 | 0 | 0 | 0 | 0 | 0 | 0 | 0 | 0 | 0 | 0 | 0 | 0 | 0 | 0 | 0 | 0 | 0 | 0 | 0 | 0 | 0
F5_Residential_CZ3 - Multi Family_New_Space Heating_Natural Gas_Furnace - Direct Fuel_Codes & Standards Forecast | F5 | Residential | CZ3 - Multi Family | New | Space Heating | Natural Gas | Furnace - Direct Fuel | Codes & Standards Forecast | Turnover | 0 | 0 | 0 | 0 | 0 | 0 | 0 | 0 | 0 | 0 | 0 | 0 | 0 | 0 | 0 | 0 | 0 | 0 | 0 | 0 | 0 | 0 | 0 | 0 | 0 | 0 | 0 | 0 | 0 | 0
F6_Residential_CZ3 - Multi Family_New_Space Heating_Natural Gas_Furnace - Direct Fuel_Codes & Standards Forecast | F6 | Residential | CZ3 - Multi Family | New | Space Heating | Natural Gas | Furnace - Direct Fuel | Codes & Standards Forecast | Avg. Replacement Usage | 0 | 0 | 0 | 0 | 0 | 0 | 0 | 0 | 0 | 0 | 0 | 0 | 0 | 0 | 0 | 0 | 0 | 0 | 0 | 0 | 0 | 0 | 0 | 0 | 0 | 0 | 0 | 0 | 0 | 0
F7_Residential_CZ3 - Multi Family_New_Space Heating_Natural Gas_Furnace - Direct Fuel_Codes & Standards Forecast | F7 | Residential | CZ3 - Multi Family | New | Space Heating | Natural Gas | Furnace - Direct Fuel | Codes & Standards Forecast | Avg. Replacement Demand (S) | 0 | 0 | 0 | 0 | 0 | 0 | 0 | 0 | 0 | 0 | 0 | 0 | 0 | 0 | 0 | 0 | 0 | 0 | 0 | 0 | 0 | 0 | 0 | 0 | 0 | 0 | 0 | 0 | 0 | 0
F8_Residential_CZ3 - Multi Family_New_Space Heating_Natural Gas_Furnace - Direct Fuel_Codes & Standards Forecast | F8 | Residential | CZ3 - Multi Family | New | Space Heating | Natural Gas | Furnace - Direct Fuel | Codes & Standards Forecast | Avg. Replacement Demand (W) | 0 | 0 | 0 | 0 | 0 | 0 | 0 | 0 | 0 | 0 | 0 | 0 | 0 | 0 | 0 | 0 | 0 | 0 | 0 | 0 | 0 | 0 | 0 | 0 | 0 | 0 | 0 | 0 | 0 | 0
F1_Residential_CZ3 - Multi Family_New_Space Heating_Natural Gas_Boiler - Direct Fuel_Codes & Standards Forecast | F1 | Residential | CZ3 - Multi Family | New | Space Heating | Natural Gas | Boiler - Direct Fuel | Codes & Standards Forecast | Units | 0 | 0 | 0 | 0 | 0 | 0 | 0 | 0 | 0 | 0 | 0 | 0 | 0 | 0 | 0 | 0 | 0 | 0 | 0 | 0 | 0 | 0 | 0 | 0 | 0 | 0 | 0 | 0 | 0 | 0
F2_Residential_CZ3 - Multi Family_New_Space Heating_Natural Gas_Boiler - Direct Fuel_Codes & Standards Forecast | F2 | Residential | CZ3 - Multi Family | New | Space Heating | Natural Gas | Boiler - Direct Fuel | Codes & Standards Forecast | Usage (MMtherm) | 0 | 0 | 0 | 0 | 0 | 0 | 0 | 0 | 0 | 0 | 0 | 0 | 0 | 0 | 0 | 0 | 0 | 0 | 0 | 0 | 0 | 0 | 0 | 0 | 0 | 0 | 0 | 0 | 0 | 0
F3_Residential_CZ3 - Multi Family_New_Space Heating_Natural Gas_Boiler - Direct Fuel_Codes & Standards Forecast | F3 | Residential | CZ3 - Multi Family | New | Space Heating | Natural Gas | Boiler - Direct Fuel | Codes & Standards Forecast | Peak Demand (S) | 0 | 0 | 0 | 0 | 0 | 0 | 0 | 0 | 0 | 0 | 0 | 0 | 0 | 0 | 0 | 0 | 0 | 0 | 0 | 0 | 0 | 0 | 0 | 0 | 0 | 0 | 0 | 0 | 0 | 0
F4_Residential_CZ3 - Multi Family_New_Space Heating_Natural Gas_Boiler - Direct Fuel_Codes & Standards Forecast | F4 | Residential | CZ3 - Multi Family | New | Space Heating | Natural Gas | Boiler - Direct Fuel | Codes & Standards Forecast | Peak Demand (W) | 0 | 0 | 0 | 0 | 0 | 0 | 0 | 0 | 0 | 0 | 0 | 0 | 0 | 0 | 0 | 0 | 0 | 0 | 0 | 0 | 0 | 0 | 0 | 0 | 0 | 0 | 0 | 0 | 0 | 0
F5_Residential_CZ3 - Multi Family_New_Space Heating_Natural Gas_Boiler - Direct Fuel_Codes & Standards Forecast | F5 | Residential | CZ3 - Multi Family | New | Space Heating | Natural Gas | Boiler - Direct Fuel | Codes & Standards Forecast | Turnover | 0 | 0 | 0 | 0 | 0 | 0 | 0 | 0 | 0 | 0 | 0 | 0 | 0 | 0 | 0 | 0 | 0 | 0 | 0 | 0 | 0 | 0 | 0 | 0 | 0 | 0 | 0 | 0 | 0 | 0
F6_Residential_CZ3 - Multi Family_New_Space Heating_Natural Gas_Boiler - Direct Fuel_Codes & Standards Forecast | F6 | Residential | CZ3 - Multi Family | New | Space Heating | Natural Gas | Boiler - Direct Fuel | Codes & Standards Forecast | Avg. Replacement Usage | 0 | 0 | 0 | 0 | 0 | 0 | 0 | 0 | 0 | 0 | 0 | 0 | 0 | 0 | 0 | 0 | 0 | 0 | 0 | 0 | 0 | 0 | 0 | 0 | 0 | 0 | 0 | 0 | 0 | 0
F7_Residential_CZ3 - Multi Family_New_Space Heating_Natural Gas_Boiler - Direct Fuel_Codes & Standards Forecast | F7 | Residential | CZ3 - Multi Family | New | Space Heating | Natural Gas | Boiler - Direct Fuel | Codes & Standards Forecast | Avg. Replacement Demand (S) | 0 | 0 | 0 | 0 | 0 | 0 | 0 | 0 | 0 | 0 | 0 | 0 | 0 | 0 | 0 | 0 | 0 | 0 | 0 | 0 | 0 | 0 | 0 | 0 | 0 | 0 | 0 | 0 | 0 | 0
F8_Residential_CZ3 - Multi Family_New_Space Heating_Natural Gas_Boiler - Direct Fuel_Codes & Standards Forecast | F8 | Residential | CZ3 - Multi Family | New | Space Heating | Natural Gas | Boiler - Direct Fuel | Codes & Standards Forecast | Avg. Replacement Demand (W) | 0 | 0 | 0 | 0 | 0 | 0 | 0 | 0 | 0 | 0 | 0 | 0 | 0 | 0 | 0 | 0 | 0 | 0 | 0 | 0 | 0 | 0 | 0 | 0 | 0 | 0 | 0 | 0 | 0 | 0
F1_Residential_CZ3 - Multi Family_New_Secondary Heating_Natural Gas_Fireplace_Codes & Standards Forecast | F1 | Residential | CZ3 - Multi Family | New | Secondary Heating | Natural Gas | Fireplace | Codes & Standards Forecast | Units | 0 | 0 | 0 | 0 | 0 | 0 | 0 | 0 | 0 | 0 | 0 | 0 | 0 | 0 | 0 | 0 | 0 | 0 | 0 | 0 | 0 | 0 | 0 | 0 | 0 | 0 | 0 | 0 | 0 | 0
F2_Residential_CZ3 - Multi Family_New_Secondary Heating_Natural Gas_Fireplace_Codes & Standards Forecast | F2 | Residential | CZ3 - Multi Family | New | Secondary Heating | Natural Gas | Fireplace | Codes & Standards Forecast | Usage (MMtherm) | 0 | 0 | 0 | 0 | 0 | 0 | 0 | 0 | 0 | 0 | 0 | 0 | 0 | 0 | 0 | 0 | 0 | 0 | 0 | 0 | 0 | 0 | 0 | 0 | 0 | 0 | 0 | 0 | 0 | 0
F3_Residential_CZ3 - Multi Family_New_Secondary Heating_Natural Gas_Fireplace_Codes & Standards Forecast | F3 | Residential | CZ3 - Multi Family | New | Secondary Heating | Natural Gas | Fireplace | Codes & Standards Forecast | Peak Demand (S) | 0 | 0 | 0 | 0 | 0 | 0 | 0 | 0 | 0 | 0 | 0 | 0 | 0 | 0 | 0 | 0 | 0 | 0 | 0 | 0 | 0 | 0 | 0 | 0 | 0 | 0 | 0 | 0 | 0 | 0
F4_Residential_CZ3 - Multi Family_New_Secondary Heating_Natural Gas_Fireplace_Codes & Standards Forecast | F4 | Residential | CZ3 - Multi Family | New | Secondary Heating | Natural Gas | Fireplace | Codes & Standards Forecast | Peak Demand (W) | 0 | 0 | 0 | 0 | 0 | 0 | 0 | 0 | 0 | 0 | 0 | 0 | 0 | 0 | 0 | 0 | 0 | 0 | 0 | 0 | 0 | 0 | 0 | 0 | 0 | 0 | 0 | 0 | 0 | 0
F5_Residential_CZ3 - Multi Family_New_Secondary Heating_Natural Gas_Fireplace_Codes & Standards Forecast | F5 | Residential | CZ3 - Multi Family | New | Secondary Heating | Natural Gas | Fireplace | Codes & Standards Forecast | Turnover | 0 | 0 | 0 | 0 | 0 | 0 | 0 | 0 | 0 | 0 | 0 | 0 | 0 | 0 | 0 | 0 | 0 | 0 | 0 | 0 | 0 | 0 | 0 | 0 | 0 | 0 | 0 | 0 | 0 | 0
F6_Residential_CZ3 - Multi Family_New_Secondary Heating_Natural Gas_Fireplace_Codes & Standards Forecast | F6 | Residential | CZ3 - Multi Family | New | Secondary Heating | Natural Gas | Fireplace | Codes & Standards Forecast | Avg. Replacement Usage | 0 | 0 | 0 | 0 | 0 | 0 | 0 | 0 | 0 | 0 | 0 | 0 | 0 | 0 | 0 | 0 | 0 | 0 | 0 | 0 | 0 | 0 | 0 | 0 | 0 | 0 | 0 | 0 | 0 | 0
F7_Residential_CZ3 - Multi Family_New_Secondary Heating_Natural Gas_Fireplace_Codes & Standards Forecast | F7 | Residential | CZ3 - Multi Family | New | Secondary Heating | Natural Gas | Fireplace | Codes & Standards Forecast | Avg. Replacement Demand (S) | 0 | 0 | 0 | 0 | 0 | 0 | 0 | 0 | 0 | 0 | 0 | 0 | 0 | 0 | 0 | 0 | 0 | 0 | 0 | 0 | 0 | 0 | 0 | 0 | 0 | 0 | 0 | 0 | 0 | 0
F8_Residential_CZ3 - Multi Family_New_Secondary Heating_Natural Gas_Fireplace_Codes & Standards Forecast | F8 | Residential | CZ3 - Multi Family | New | Secondary Heating | Natural Gas | Fireplace | Codes & Standards Forecast | Avg. Replacement Demand (W) | 0 | 0 | 0 | 0 | 0 | 0 | 0 | 0 | 0 | 0 | 0 | 0 | 0 | 0 | 0 | 0 | 0 | 0 | 0 | 0 | 0 | 0 | 0 | 0 | 0 | 0 | 0 | 0 | 0 | 0
F1_Residential_CZ3 - Multi Family_New_Water Heating_Natural Gas_Water Heater <= 55 gal._Codes & Standards Forecast | F1 | Residential | CZ3 - Multi Family | New | Water Heating | Natural Gas | Water Heater <= 55 gal. | Codes & Standards Forecast | Units | 0 | 0 | 0 | 0 | 0 | 0 | 0 | 0 | 0 | 0 | 0 | 0 | 0 | 0 | 0 | 0 | 0 | 0 | 0 | 0 | 0 | 0 | 0 | 0 | 0 | 0 | 0 | 0 | 0 | 0
F2_Residential_CZ3 - Multi Family_New_Water Heating_Natural Gas_Water Heater <= 55 gal._Codes & Standards Forecast | F2 | Residential | CZ3 - Multi Family | New | Water Heating | Natural Gas | Water Heater <= 55 gal. | Codes & Standards Forecast | Usage (MMtherm) | 0 | 0 | 0 | 0 | 0 | 0 | 0 | 0 | 0 | 0 | 0 | 0 | 0 | 0 | 0 | 0 | 0 | 0 | 0 | 0 | 0 | 0 | 0 | 0 | 0 | 0 | 0 | 0 | 0 | 0
F3_Residential_CZ3 - Multi Family_New_Water Heating_Natural Gas_Water Heater <= 55 gal._Codes & Standards Forecast | F3 | Residential | CZ3 - Multi Family | New | Water Heating | Natural Gas | Water Heater <= 55 gal. | Codes & Standards Forecast | Peak Demand (S) | 0 | 0 | 0 | 0 | 0 | 0 | 0 | 0 | 0 | 0 | 0 | 0 | 0 | 0 | 0 | 0 | 0 | 0 | 0 | 0 | 0 | 0 | 0 | 0 | 0 | 0 | 0 | 0 | 0 | 0
F4_Residential_CZ3 - Multi Family_New_Water Heating_Natural Gas_Water Heater <= 55 gal._Codes & Standards Forecast | F4 | Residential | CZ3 - Multi Family | New | Water Heating | Natural Gas | Water Heater <= 55 gal. | Codes & Standards Forecast | Peak Demand (W) | 0 | 0 | 0 | 0 | 0 | 0 | 0 | 0 | 0 | 0 | 0 | 0 | 0 | 0 | 0 | 0 | 0 | 0 | 0 | 0 | 0 | 0 | 0 | 0 | 0 | 0 | 0 | 0 | 0 | 0
F5_Residential_CZ3 - Multi Family_New_Water Heating_Natural Gas_Water Heater <= 55 gal._Codes & Standards Forecast | F5 | Residential | CZ3 - Multi Family | New | Water Heating | Natural Gas | Water Heater <= 55 gal. | Codes & Standards Forecast | Turnover | 0 | 0 | 0 | 0 | 0 | 0 | 0 | 0 | 0 | 0 | 0 | 0 | 0 | 0 | 0 | 0 | 0 | 0 | 0 | 0 | 0 | 0 | 0 | 0 | 0 | 0 | 0 | 0 | 0 | 0
F6_Residential_CZ3 - Multi Family_New_Water Heating_Natural Gas_Water Heater <= 55 gal._Codes & Standards Forecast | F6 | Residential | CZ3 - Multi Family | New | Water Heating | Natural Gas | Water Heater <= 55 gal. | Codes & Standards Forecast | Avg. Replacement Usage | 0 | 0 | 0 | 0 | 0 | 0 | 0 | 0 | 0 | 0 | 0 | 0 | 0 | 0 | 0 | 0 | 0 | 0 | 0 | 0 | 0 | 0 | 0 | 0 | 0 | 0 | 0 | 0 | 0 | 0
F7_Residential_CZ3 - Multi Family_New_Water Heating_Natural Gas_Water Heater <= 55 gal._Codes & Standards Forecast | F7 | Residential | CZ3 - Multi Family | New | Water Heating | Natural Gas | Water Heater <= 55 gal. | Codes & Standards Forecast | Avg. Replacement Demand (S) | 0 | 0 | 0 | 0 | 0 | 0 | 0 | 0 | 0 | 0 | 0 | 0 | 0 | 0 | 0 | 0 | 0 | 0 | 0 | 0 | 0 | 0 | 0 | 0 | 0 | 0 | 0 | 0 | 0 | 0
F8_Residential_CZ3 - Multi Family_New_Water Heating_Natural Gas_Water Heater <= 55 gal._Codes & Standards Forecast | F8 | Residential | CZ3 - Multi Family | New | Water Heating | Natural Gas | Water Heater <= 55 gal. | Codes & Standards Forecast | Avg. Replacement Demand (W) | 0 | 0 | 0 | 0 | 0 | 0 | 0 | 0 | 0 | 0 | 0 | 0 | 0 | 0 | 0 | 0 | 0 | 0 | 0 | 0 | 0 | 0 | 0 | 0 | 0 | 0 | 0 | 0 | 0 | 0
F1_Residential_CZ3 - Multi Family_New_Water Heating_Natural Gas_Water Heater > 55 gal._Codes & Standards Forecast | F1 | Residential | CZ3 - Multi Family | New | Water Heating | Natural Gas | Water Heater > 55 gal. | Codes & Standards Forecast | Units | 0 | 0 | 0 | 0 | 0 | 0 | 0 | 0 | 0 | 0 | 0 | 0 | 0 | 0 | 0 | 0 | 0 | 0 | 0 | 0 | 0 | 0 | 0 | 0 | 0 | 0 | 0 | 0 | 0 | 0
F2_Residential_CZ3 - Multi Family_New_Water Heating_Natural Gas_Water Heater > 55 gal._Codes & Standards Forecast | F2 | Residential | CZ3 - Multi Family | New | Water Heating | Natural Gas | Water Heater > 55 gal. | Codes & Standards Forecast | Usage (MMtherm) | 0 | 0 | 0 | 0 | 0 | 0 | 0 | 0 | 0 | 0 | 0 | 0 | 0 | 0 | 0 | 0 | 0 | 0 | 0 | 0 | 0 | 0 | 0 | 0 | 0 | 0 | 0 | 0 | 0 | 0
F3_Residential_CZ3 - Multi Family_New_Water Heating_Natural Gas_Water Heater > 55 gal._Codes & Standards Forecast | F3 | Residential | CZ3 - Multi Family | New | Water Heating | Natural Gas | Water Heater > 55 gal. | Codes & Standards Forecast | Peak Demand (S) | 0 | 0 | 0 | 0 | 0 | 0 | 0 | 0 | 0 | 0 | 0 | 0 | 0 | 0 | 0 | 0 | 0 | 0 | 0 | 0 | 0 | 0 | 0 | 0 | 0 | 0 | 0 | 0 | 0 | 0
F4_Residential_CZ3 - Multi Family_New_Water Heating_Natural Gas_Water Heater > 55 gal._Codes & Standards Forecast | F4 | Residential | CZ3 - Multi Family | New | Water Heating | Natural Gas | Water Heater > 55 gal. | Codes & Standards Forecast | Peak Demand (W) | 0 | 0 | 0 | 0 | 0 | 0 | 0 | 0 | 0 | 0 | 0 | 0 | 0 | 0 | 0 | 0 | 0 | 0 | 0 | 0 | 0 | 0 | 0 | 0 | 0 | 0 | 0 | 0 | 0 | 0
F5_Residential_CZ3 - Multi Family_New_Water Heating_Natural Gas_Water Heater > 55 gal._Codes & Standards Forecast | F5 | Residential | CZ3 - Multi Family | New | Water Heating | Natural Gas | Water Heater > 55 gal. | Codes & Standards Forecast | Turnover | 0 | 0 | 0 | 0 | 0 | 0 | 0 | 0 | 0 | 0 | 0 | 0 | 0 | 0 | 0 | 0 | 0 | 0 | 0 | 0 | 0 | 0 | 0 | 0 | 0 | 0 | 0 | 0 | 0 | 0
F6_Residential_CZ3 - Multi Family_New_Water Heating_Natural Gas_Water Heater > 55 gal._Codes & Standards Forecast | F6 | Residential | CZ3 - Multi Family | New | Water Heating | Natural Gas | Water Heater > 55 gal. | Codes & Standards Forecast | Avg. Replacement Usage | 0 | 0 | 0 | 0 | 0 | 0 | 0 | 0 | 0 | 0 | 0 | 0 | 0 | 0 | 0 | 0 | 0 | 0 | 0 | 0 | 0 | 0 | 0 | 0 | 0 | 0 | 0 | 0 | 0 | 0
F7_Residential_CZ3 - Multi Family_New_Water Heating_Natural Gas_Water Heater > 55 gal._Codes & Standards Forecast | F7 | Residential | CZ3 - Multi Family | New | Water Heating | Natural Gas | Water Heater > 55 gal. | Codes & Standards Forecast | Avg. Replacement Demand (S) | 0 | 0 | 0 | 0 | 0 | 0 | 0 | 0 | 0 | 0 | 0 | 0 | 0 | 0 | 0 | 0 | 0 | 0 | 0 | 0 | 0 | 0 | 0 | 0 | 0 | 0 | 0 | 0 | 0 | 0
F8_Residential_CZ3 - Multi Family_New_Water Heating_Natural Gas_Water Heater > 55 gal._Codes & Standards Forecast | F8 | Residential | CZ3 - Multi Family | New | Water Heating | Natural Gas | Water Heater > 55 gal. | Codes & Standards Forecast | Avg. Replacement Demand (W) | 0 | 0 | 0 | 0 | 0 | 0 | 0 | 0 | 0 | 0 | 0 | 0 | 0 | 0 | 0 | 0 | 0 | 0 | 0 | 0 | 0 | 0 | 0 | 0 | 0 | 0 | 0 | 0 | 0 | 0
F1_Residential_CZ3 - Multi Family_New_Appliances_Natural Gas_Clothes Dryer_Codes & Standards Forecast | F1 | Residential | CZ3 - Multi Family | New | Appliances | Natural Gas | Clothes Dryer | Codes & Standards Forecast | Units | 0 | 0 | 0 | 0 | 0 | 0 | 0 | 0 | 0 | 0 | 0 | 0 | 0 | 0 | 0 | 0 | 0 | 0 | 0 | 0 | 0 | 0 | 0 | 0 | 0 | 0 | 0 | 0 | 0 | 0
F2_Residential_CZ3 - Multi Family_New_Appliances_Natural Gas_Clothes Dryer_Codes & Standards Forecast | F2 | Residential | CZ3 - Multi Family | New | Appliances | Natural Gas | Clothes Dryer | Codes & Standards Forecast | Usage (MMtherm) | 0 | 0 | 0 | 0 | 0 | 0 | 0 | 0 | 0 | 0 | 0 | 0 | 0 | 0 | 0 | 0 | 0 | 0 | 0 | 0 | 0 | 0 | 0 | 0 | 0 | 0 | 0 | 0 | 0 | 0
F3_Residential_CZ3 - Multi Family_New_Appliances_Natural Gas_Clothes Dryer_Codes & Standards Forecast | F3 | Residential | CZ3 - Multi Family | New | Appliances | Natural Gas | Clothes Dryer | Codes & Standards Forecast | Peak Demand (S) | 0 | 0 | 0 | 0 | 0 | 0 | 0 | 0 | 0 | 0 | 0 | 0 | 0 | 0 | 0 | 0 | 0 | 0 | 0 | 0 | 0 | 0 | 0 | 0 | 0 | 0 | 0 | 0 | 0 | 0
F4_Residential_CZ3 - Multi Family_New_Appliances_Natural Gas_Clothes Dryer_Codes & Standards Forecast | F4 | Residential | CZ3 - Multi Family | New | Appliances | Natural Gas | Clothes Dryer | Codes & Standards Forecast | Peak Demand (W) | 0 | 0 | 0 | 0 | 0 | 0 | 0 | 0 | 0 | 0 | 0 | 0 | 0 | 0 | 0 | 0 | 0 | 0 | 0 | 0 | 0 | 0 | 0 | 0 | 0 | 0 | 0 | 0 | 0 | 0
F5_Residential_CZ3 - Multi Family_New_Appliances_Natural Gas_Clothes Dryer_Codes & Standards Forecast | F5 | Residential | CZ3 - Multi Family | New | Appliances | Natural Gas | Clothes Dryer | Codes & Standards Forecast | Turnover | 0 | 0 | 0 | 0 | 0 | 0 | 0 | 0 | 0 | 0 | 0 | 0 | 0 | 0 | 0 | 0 | 0 | 0 | 0 | 0 | 0 | 0 | 0 | 0 | 0 | 0 | 0 | 0 | 0 | 0
F6_Residential_CZ3 - Multi Family_New_Appliances_Natural Gas_Clothes Dryer_Codes & Standards Forecast | F6 | Residential | CZ3 - Multi Family | New | Appliances | Natural Gas | Clothes Dryer | Codes & Standards Forecast | Avg. Replacement Usage | 0 | 0 | 0 | 0 | 0 | 0 | 0 | 0 | 0 | 0 | 0 | 0 | 0 | 0 | 0 | 0 | 0 | 0 | 0 | 0 | 0 | 0 | 0 | 0 | 0 | 0 | 0 | 0 | 0 | 0
F7_Residential_CZ3 - Multi Family_New_Appliances_Natural Gas_Clothes Dryer_Codes & Standards Forecast | F7 | Residential | CZ3 - Multi Family | New | Appliances | Natural Gas | Clothes Dryer | Codes & Standards Forecast | Avg. Replacement Demand (S) | 0 | 0 | 0 | 0 | 0 | 0 | 0 | 0 | 0 | 0 | 0 | 0 | 0 | 0 | 0 | 0 | 0 | 0 | 0 | 0 | 0 | 0 | 0 | 0 | 0 | 0 | 0 | 0 | 0 | 0
F8_Residential_CZ3 - Multi Family_New_Appliances_Natural Gas_Clothes Dryer_Codes & Standards Forecast | F8 | Residential | CZ3 - Multi Family | New | Appliances | Natural Gas | Clothes Dryer | Codes & Standards Forecast | Avg. Replacement Demand (W) | 0 | 0 | 0 | 0 | 0 | 0 | 0 | 0 | 0 | 0 | 0 | 0 | 0 | 0 | 0 | 0 | 0 | 0 | 0 | 0 | 0 | 0 | 0 | 0 | 0 | 0 | 0 | 0 | 0 | 0
F1_Residential_CZ3 - Multi Family_New_Appliances_Natural Gas_Stove/Oven_Codes & Standards Forecast | F1 | Residential | CZ3 - Multi Family | New | Appliances | Natural Gas | Stove/Oven | Codes & Standards Forecast | Units | 0 | 0 | 0 | 0 | 0 | 0 | 0 | 0 | 0 | 0 | 0 | 0 | 0 | 0 | 0 | 0 | 0 | 0 | 0 | 0 | 0 | 0 | 0 | 0 | 0 | 0 | 0 | 0 | 0 | 0
F2_Residential_CZ3 - Multi Family_New_Appliances_Natural Gas_Stove/Oven_Codes & Standards Forecast | F2 | Residential | CZ3 - Multi Family | New | Appliances | Natural Gas | Stove/Oven | Codes & Standards Forecast | Usage (MMtherm) | 0 | 0 | 0 | 0 | 0 | 0 | 0 | 0 | 0 | 0 | 0 | 0 | 0 | 0 | 0 | 0 | 0 | 0 | 0 | 0 | 0 | 0 | 0 | 0 | 0 | 0 | 0 | 0 | 0 | 0
F3_Residential_CZ3 - Multi Family_New_Appliances_Natural Gas_Stove/Oven_Codes & Standards Forecast | F3 | Residential | CZ3 - Multi Family | New | Appliances | Natural Gas | Stove/Oven | Codes & Standards Forecast | Peak Demand (S) | 0 | 0 | 0 | 0 | 0 | 0 | 0 | 0 | 0 | 0 | 0 | 0 | 0 | 0 | 0 | 0 | 0 | 0 | 0 | 0 | 0 | 0 | 0 | 0 | 0 | 0 | 0 | 0 | 0 | 0
F4_Residential_CZ3 - Multi Family_New_Appliances_Natural Gas_Stove/Oven_Codes & Standards Forecast | F4 | Residential | CZ3 - Multi Family | New | Appliances | Natural Gas | Stove/Oven | Codes & Standards Forecast | Peak Demand (W) | 0 | 0 | 0 | 0 | 0 | 0 | 0 | 0 | 0 | 0 | 0 | 0 | 0 | 0 | 0 | 0 | 0 | 0 | 0 | 0 | 0 | 0 | 0 | 0 | 0 | 0 | 0 | 0 | 0 | 0
F5_Residential_CZ3 - Multi Family_New_Appliances_Natural Gas_Stove/Oven_Codes & Standards Forecast | F5 | Residential | CZ3 - Multi Family | New | Appliances | Natural Gas | Stove/Oven | Codes & Standards Forecast | Turnover | 0 | 0 | 0 | 0 | 0 | 0 | 0 | 0 | 0 | 0 | 0 | 0 | 0 | 0 | 0 | 0 | 0 | 0 | 0 | 0 | 0 | 0 | 0 | 0 | 0 | 0 | 0 | 0 | 0 | 0
F6_Residential_CZ3 - Multi Family_New_Appliances_Natural Gas_Stove/Oven_Codes & Standards Forecast | F6 | Residential | CZ3 - Multi Family | New | Appliances | Natural Gas | Stove/Oven | Codes & Standards Forecast | Avg. Replacement Usage | 0 | 0 | 0 | 0 | 0 | 0 | 0 | 0 | 0 | 0 | 0 | 0 | 0 | 0 | 0 | 0 | 0 | 0 | 0 | 0 | 0 | 0 | 0 | 0 | 0 | 0 | 0 | 0 | 0 | 0
F7_Residential_CZ3 - Multi Family_New_Appliances_Natural Gas_Stove/Oven_Codes & Standards Forecast | F7 | Residential | CZ3 - Multi Family | New | Appliances | Natural Gas | Stove/Oven | Codes & Standards Forecast | Avg. Replacement Demand (S) | 0 | 0 | 0 | 0 | 0 | 0 | 0 | 0 | 0 | 0 | 0 | 0 | 0 | 0 | 0 | 0 | 0 | 0 | 0 | 0 | 0 | 0 | 0 | 0 | 0 | 0 | 0 | 0 | 0 | 0
F8_Residential_CZ3 - Multi Family_New_Appliances_Natural Gas_Stove/Oven_Codes & Standards Forecast | F8 | Residential | CZ3 - Multi Family | New | Appliances | Natural Gas | Stove/Oven | Codes & Standards Forecast | Avg. Replacement Demand (W) | 0 | 0 | 0 | 0 | 0 | 0 | 0 | 0 | 0 | 0 | 0 | 0 | 0 | 0 | 0 | 0 | 0 | 0 | 0 | 0 | 0 | 0 | 0 | 0 | 0 | 0 | 0 | 0 | 0 | 0
F1_Residential_CZ3 - Multi Family_New_Miscellaneous_Natural Gas_Pool Heater_Codes & Standards Forecast | F1 | Residential | CZ3 - Multi Family | New | Miscellaneous | Natural Gas | Pool Heater | Codes & Standards Forecast | Units | 0 | 0 | 0 | 0 | 0 | 0 | 0 | 0 | 0 | 0 | 0 | 0 | 0 | 0 | 0 | 0 | 0 | 0 | 0 | 0 | 0 | 0 | 0 | 0 | 0 | 0 | 0 | 0 | 0 | 0
F2_Residential_CZ3 - Multi Family_New_Miscellaneous_Natural Gas_Pool Heater_Codes & Standards Forecast | F2 | Residential | CZ3 - Multi Family | New | Miscellaneous | Natural Gas | Pool Heater | Codes & Standards Forecast | Usage (MMtherm) | 0 | 0 | 0 | 0 | 0 | 0 | 0 | 0 | 0 | 0 | 0 | 0 | 0 | 0 | 0 | 0 | 0 | 0 | 0 | 0 | 0 | 0 | 0 | 0 | 0 | 0 | 0 | 0 | 0 | 0
F3_Residential_CZ3 - Multi Family_New_Miscellaneous_Natural Gas_Pool Heater_Codes & Standards Forecast | F3 | Residential | CZ3 - Multi Family | New | Miscellaneous | Natural Gas | Pool Heater | Codes & Standards Forecast | Peak Demand (S) | 0 | 0 | 0 | 0 | 0 | 0 | 0 | 0 | 0 | 0 | 0 | 0 | 0 | 0 | 0 | 0 | 0 | 0 | 0 | 0 | 0 | 0 | 0 | 0 | 0 | 0 | 0 | 0 | 0 | 0
F4_Residential_CZ3 - Multi Family_New_Miscellaneous_Natural Gas_Pool Heater_Codes & Standards Forecast | F4 | Residential | CZ3 - Multi Family | New | Miscellaneous | Natural Gas | Pool Heater | Codes & Standards Forecast | Peak Demand (W) | 0 | 0 | 0 | 0 | 0 | 0 | 0 | 0 | 0 | 0 | 0 | 0 | 0 | 0 | 0 | 0 | 0 | 0 | 0 | 0 | 0 | 0 | 0 | 0 | 0 | 0 | 0 | 0 | 0 | 0
F5_Residential_CZ3 - Multi Family_New_Miscellaneous_Natural Gas_Pool Heater_Codes & Standards Forecast | F5 | Residential | CZ3 - Multi Family | New | Miscellaneous | Natural Gas | Pool Heater | Codes & Standards Forecast | Turnover | 0 | 0 | 0 | 0 | 0 | 0 | 0 | 0 | 0 | 0 | 0 | 0 | 0 | 0 | 0 | 0 | 0 | 0 | 0 | 0 | 0 | 0 | 0 | 0 | 0 | 0 | 0 | 0 | 0 | 0
F6_Residential_CZ3 - Multi Family_New_Miscellaneous_Natural Gas_Pool Heater_Codes & Standards Forecast | F6 | Residential | CZ3 - Multi Family | New | Miscellaneous | Natural Gas | Pool Heater | Codes & Standards Forecast | Avg. Replacement Usage | 0 | 0 | 0 | 0 | 0 | 0 | 0 | 0 | 0 | 0 | 0 | 0 | 0 | 0 | 0 | 0 | 0 | 0 | 0 | 0 | 0 | 0 | 0 | 0 | 0 | 0 | 0 | 0 | 0 | 0
F7_Residential_CZ3 - Multi Family_New_Miscellaneous_Natural Gas_Pool Heater_Codes & Standards Forecast | F7 | Residential | CZ3 - Multi Family | New | Miscellaneous | Natural Gas | Pool Heater | Codes & Standards Forecast | Avg. Replacement Demand (S) | 0 | 0 | 0 | 0 | 0 | 0 | 0 | 0 | 0 | 0 | 0 | 0 | 0 | 0 | 0 | 0 | 0 | 0 | 0 | 0 | 0 | 0 | 0 | 0 | 0 | 0 | 0 | 0 | 0 | 0
F8_Residential_CZ3 - Multi Family_New_Miscellaneous_Natural Gas_Pool Heater_Codes & Standards Forecast | F8 | Residential | CZ3 - Multi Family | New | Miscellaneous | Natural Gas | Pool Heater | Codes & Standards Forecast | Avg. Replacement Demand (W) | 0 | 0 | 0 | 0 | 0 | 0 | 0 | 0 | 0 | 0 | 0 | 0 | 0 | 0 | 0 | 0 | 0 | 0 | 0 | 0 | 0 | 0 | 0 | 0 | 0 | 0 | 0 | 0 | 0 | 0
F1_Residential_CZ3 - Multi Family_New_Miscellaneous_Natural Gas_Miscellaneous_Codes & Standards Forecast | F1 | Residential | CZ3 - Multi Family | New | Miscellaneous | Natural Gas | Miscellaneous | Codes & Standards Forecast | Units | 0 | 0 | 0 | 0 | 0 | 0 | 0 | 0 | 0 | 0 | 0 | 0 | 0 | 0 | 0 | 0 | 0 | 0 | 0 | 0 | 0 | 0 | 0 | 0 | 0 | 0 | 0 | 0 | 0 | 0
F2_Residential_CZ3 - Multi Family_New_Miscellaneous_Natural Gas_Miscellaneous_Codes & Standards Forecast | F2 | Residential | CZ3 - Multi Family | New | Miscellaneous | Natural Gas | Miscellaneous | Codes & Standards Forecast | Usage (MMtherm) | 0 | 0 | 0 | 0 | 0 | 0 | 0 | 0 | 0 | 0 | 0 | 0 | 0 | 0 | 0 | 0 | 0 | 0 | 0 | 0 | 0 | 0 | 0 | 0 | 0 | 0 | 0 | 0 | 0 | 0
F3_Residential_CZ3 - Multi Family_New_Miscellaneous_Natural Gas_Miscellaneous_Codes & Standards Forecast | F3 | Residential | CZ3 - Multi Family | New | Miscellaneous | Natural Gas | Miscellaneous | Codes & Standards Forecast | Peak Demand (S) | 0 | 0 | 0 | 0 | 0 | 0 | 0 | 0 | 0 | 0 | 0 | 0 | 0 | 0 | 0 | 0 | 0 | 0 | 0 | 0 | 0 | 0 | 0 | 0 | 0 | 0 | 0 | 0 | 0 | 0
F4_Residential_CZ3 - Multi Family_New_Miscellaneous_Natural Gas_Miscellaneous_Codes & Standards Forecast | F4 | Residential | CZ3 - Multi Family | New | Miscellaneous | Natural Gas | Miscellaneous | Codes & Standards Forecast | Peak Demand (W) | 0 | 0 | 0 | 0 | 0 | 0 | 0 | 0 | 0 | 0 | 0 | 0 | 0 | 0 | 0 | 0 | 0 | 0 | 0 | 0 | 0 | 0 | 0 | 0 | 0 | 0 | 0 | 0 | 0 | 0
F5_Residential_CZ3 - Multi Family_New_Miscellaneous_Natural Gas_Miscellaneous_Codes & Standards Forecast | F5 | Residential | CZ3 - Multi Family | New | Miscellaneous | Natural Gas | Miscellaneous | Codes & Standards Forecast | Turnover | 0 | 0 | 0 | 0 | 0 | 0 | 0 | 0 | 0 | 0 | 0 | 0 | 0 | 0 | 0 | 0 | 0 | 0 | 0 | 0 | 0 | 0 | 0 | 0 | 0 | 0 | 0 | 0 | 0 | 0
F6_Residential_CZ3 - Multi Family_New_Miscellaneous_Natural Gas_Miscellaneous_Codes & Standards Forecast | F6 | Residential | CZ3 - Multi Family | New | Miscellaneous | Natural Gas | Miscellaneous | Codes & Standards Forecast | Avg. Replacement Usage | 0 | 0 | 0 | 0 | 0 | 0 | 0 | 0 | 0 | 0 | 0 | 0 | 0 | 0 | 0 | 0 | 0 | 0 | 0 | 0 | 0 | 0 | 0 | 0 | 0 | 0 | 0 | 0 | 0 | 0
F7_Residential_CZ3 - Multi Family_New_Miscellaneous_Natural Gas_Miscellaneous_Codes & Standards Forecast | F7 | Residential | CZ3 - Multi Family | New | Miscellaneous | Natural Gas | Miscellaneous | Codes & Standards Forecast | Avg. Replacement Demand (S) | 0 | 0 | 0 | 0 | 0 | 0 | 0 | 0 | 0 | 0 | 0 | 0 | 0 | 0 | 0 | 0 | 0 | 0 | 0 | 0 | 0 | 0 | 0 | 0 | 0 | 0 | 0 | 0 | 0 | 0
F8_Residential_CZ3 - Multi Family_New_Miscellaneous_Natural Gas_Miscellaneous_Codes & Standards Forecast | F8 | Residential | CZ3 - Multi Family | New | Miscellaneous | Natural Gas | Miscellaneous | Codes & Standards Forecast | Avg. Replacement Demand (W) | 0 | 0 | 0 | 0 | 0 | 0 | 0 | 0 | 0 | 0 | 0 | 0 | 0 | 0 | 0 | 0 | 0 | 0 | 0 | 0 | 0 | 0 | 0 | 0 | 0 | 0 | 0 | 0 | 0 | 0
F1_Residential_CZ1 - Single Family_Existing_Space Heating_Natural Gas_Furnace - Direct Fuel_Realistic Achievable Potential | F1 | Residential | CZ1 - Single Family | Existing | Space Heating | Natural Gas | Furnace - Direct Fuel | Realistic Achievable Potential | Units | 0 | 0 | 0 | 0 | 0 | 0 | 0 | 0 | 0 | 0 | 0 | 0 | 0 | 0 | 0 | 0 | 0 | 0 | 0 | 0 | 0 | 0 | 0 | 0 | 0 | 0 | 0 | 0 | 0 | 0
F2_Residential_CZ1 - Single Family_Existing_Space Heating_Natural Gas_Furnace - Direct Fuel_Realistic Achievable Potential | F2 | Residential | CZ1 - Single Family | Existing | Space Heating | Natural Gas | Furnace - Direct Fuel | Realistic Achievable Potential | Usage (MMtherm) | 0 | 0 | 0 | 0 | 0 | 0 | 0 | 0 | 0 | 0 | 0 | 0 | 0 | 0 | 0 | 0 | 0 | 0 | 0 | 0 | 0 | 0 | 0 | 0 | 0 | 0 | 0 | 0 | 0 | 0
F3_Residential_CZ1 - Single Family_Existing_Space Heating_Natural Gas_Furnace - Direct Fuel_Realistic Achievable Potential | F3 | Residential | CZ1 - Single Family | Existing | Space Heating | Natural Gas | Furnace - Direct Fuel | Realistic Achievable Potential | Peak Demand (S) | 0 | 0 | 0 | 0 | 0 | 0 | 0 | 0 | 0 | 0 | 0 | 0 | 0 | 0 | 0 | 0 | 0 | 0 | 0 | 0 | 0 | 0 | 0 | 0 | 0 | 0 | 0 | 0 | 0 | 0
F4_Residential_CZ1 - Single Family_Existing_Space Heating_Natural Gas_Furnace - Direct Fuel_Realistic Achievable Potential | F4 | Residential | CZ1 - Single Family | Existing | Space Heating | Natural Gas | Furnace - Direct Fuel | Realistic Achievable Potential | Peak Demand (W) | 0 | 0 | 0 | 0 | 0 | 0 | 0 | 0 | 0 | 0 | 0 | 0 | 0 | 0 | 0 | 0 | 0 | 0 | 0 | 0 | 0 | 0 | 0 | 0 | 0 | 0 | 0 | 0 | 0 | 0
F5_Residential_CZ1 - Single Family_Existing_Space Heating_Natural Gas_Furnace - Direct Fuel_Realistic Achievable Potential | F5 | Residential | CZ1 - Single Family | Existing | Space Heating | Natural Gas | Furnace - Direct Fuel | Realistic Achievable Potential | Turnover | 0 | 0 | 0 | 0 | 0 | 0 | 0 | 0 | 0 | 0 | 0 | 0 | 0 | 0 | 0 | 0 | 0 | 0 | 0 | 0 | 0 | 0 | 0 | 0 | 0 | 0 | 0 | 0 | 0 | 0
F6_Residential_CZ1 - Single Family_Existing_Space Heating_Natural Gas_Furnace - Direct Fuel_Realistic Achievable Potential | F6 | Residential | CZ1 - Single Family | Existing | Space Heating | Natural Gas | Furnace - Direct Fuel | Realistic Achievable Potential | Avg. Replacement Usage | 0 | 0 | 0 | 0 | 0 | 0 | 0 | 0 | 0 | 0 | 0 | 0 | 0 | 0 | 0 | 0 | 0 | 0 | 0 | 0 | 0 | 0 | 0 | 0 | 0 | 0 | 0 | 0 | 0 | 0
F7_Residential_CZ1 - Single Family_Existing_Space Heating_Natural Gas_Furnace - Direct Fuel_Realistic Achievable Potential | F7 | Residential | CZ1 - Single Family | Existing | Space Heating | Natural Gas | Furnace - Direct Fuel | Realistic Achievable Potential | Avg. Replacement Demand (S) | 0 | 0 | 0 | 0 | 0 | 0 | 0 | 0 | 0 | 0 | 0 | 0 | 0 | 0 | 0 | 0 | 0 | 0 | 0 | 0 | 0 | 0 | 0 | 0 | 0 | 0 | 0 | 0 | 0 | 0
F8_Residential_CZ1 - Single Family_Existing_Space Heating_Natural Gas_Furnace - Direct Fuel_Realistic Achievable Potential | F8 | Residential | CZ1 - Single Family | Existing | Space Heating | Natural Gas | Furnace - Direct Fuel | Realistic Achievable Potential | Avg. Replacement Demand (W) | 0 | 0 | 0 | 0 | 0 | 0 | 0 | 0 | 0 | 0 | 0 | 0 | 0 | 0 | 0 | 0 | 0 | 0 | 0 | 0 | 0 | 0 | 0 | 0 | 0 | 0 | 0 | 0 | 0 | 0
F1_Residential_CZ1 - Single Family_Existing_Space Heating_Natural Gas_Boiler - Direct Fuel_Realistic Achievable Potential | F1 | Residential | CZ1 - Single Family | Existing | Space Heating | Natural Gas | Boiler - Direct Fuel | Realistic Achievable Potential | Units | 0 | 0 | 0 | 0 | 0 | 0 | 0 | 0 | 0 | 0 | 0 | 0 | 0 | 0 | 0 | 0 | 0 | 0 | 0 | 0 | 0 | 0 | 0 | 0 | 0 | 0 | 0 | 0 | 0 | 0
F2_Residential_CZ1 - Single Family_Existing_Space Heating_Natural Gas_Boiler - Direct Fuel_Realistic Achievable Potential | F2 | Residential | CZ1 - Single Family | Existing | Space Heating | Natural Gas | Boiler - Direct Fuel | Realistic Achievable Potential | Usage (MMtherm) | 0 | 0 | 0 | 0 | 0 | 0 | 0 | 0 | 0 | 0 | 0 | 0 | 0 | 0 | 0 | 0 | 0 | 0 | 0 | 0 | 0 | 0 | 0 | 0 | 0 | 0 | 0 | 0 | 0 | 0
F3_Residential_CZ1 - Single Family_Existing_Space Heating_Natural Gas_Boiler - Direct Fuel_Realistic Achievable Potential | F3 | Residential | CZ1 - Single Family | Existing | Space Heating | Natural Gas | Boiler - Direct Fuel | Realistic Achievable Potential | Peak Demand (S) | 0 | 0 | 0 | 0 | 0 | 0 | 0 | 0 | 0 | 0 | 0 | 0 | 0 | 0 | 0 | 0 | 0 | 0 | 0 | 0 | 0 | 0 | 0 | 0 | 0 | 0 | 0 | 0 | 0 | 0
F4_Residential_CZ1 - Single Family_Existing_Space Heating_Natural Gas_Boiler - Direct Fuel_Realistic Achievable Potential | F4 | Residential | CZ1 - Single Family | Existing | Space Heating | Natural Gas | Boiler - Direct Fuel | Realistic Achievable Potential | Peak Demand (W) | 0 | 0 | 0 | 0 | 0 | 0 | 0 | 0 | 0 | 0 | 0 | 0 | 0 | 0 | 0 | 0 | 0 | 0 | 0 | 0 | 0 | 0 | 0 | 0 | 0 | 0 | 0 | 0 | 0 | 0
F5_Residential_CZ1 - Single Family_Existing_Space Heating_Natural Gas_Boiler - Direct Fuel_Realistic Achievable Potential | F5 | Residential | CZ1 - Single Family | Existing | Space Heating | Natural Gas | Boiler - Direct Fuel | Realistic Achievable Potential | Turnover | 0 | 0 | 0 | 0 | 0 | 0 | 0 | 0 | 0 | 0 | 0 | 0 | 0 | 0 | 0 | 0 | 0 | 0 | 0 | 0 | 0 | 0 | 0 | 0 | 0 | 0 | 0 | 0 | 0 | 0
F6_Residential_CZ1 - Single Family_Existing_Space Heating_Natural Gas_Boiler - Direct Fuel_Realistic Achievable Potential | F6 | Residential | CZ1 - Single Family | Existing | Space Heating | Natural Gas | Boiler - Direct Fuel | Realistic Achievable Potential | Avg. Replacement Usage | 0 | 0 | 0 | 0 | 0 | 0 | 0 | 0 | 0 | 0 | 0 | 0 | 0 | 0 | 0 | 0 | 0 | 0 | 0 | 0 | 0 | 0 | 0 | 0 | 0 | 0 | 0 | 0 | 0 | 0
F7_Residential_CZ1 - Single Family_Existing_Space Heating_Natural Gas_Boiler - Direct Fuel_Realistic Achievable Potential | F7 | Residential | CZ1 - Single Family | Existing | Space Heating | Natural Gas | Boiler - Direct Fuel | Realistic Achievable Potential | Avg. Replacement Demand (S) | 0 | 0 | 0 | 0 | 0 | 0 | 0 | 0 | 0 | 0 | 0 | 0 | 0 | 0 | 0 | 0 | 0 | 0 | 0 | 0 | 0 | 0 | 0 | 0 | 0 | 0 | 0 | 0 | 0 | 0
F8_Residential_CZ1 - Single Family_Existing_Space Heating_Natural Gas_Boiler - Direct Fuel_Realistic Achievable Potential | F8 | Residential | CZ1 - Single Family | Existing | Space Heating | Natural Gas | Boiler - Direct Fuel | Realistic Achievable Potential | Avg. Replacement Demand (W) | 0 | 0 | 0 | 0 | 0 | 0 | 0 | 0 | 0 | 0 | 0 | 0 | 0 | 0 | 0 | 0 | 0 | 0 | 0 | 0 | 0 | 0 | 0 | 0 | 0 | 0 | 0 | 0 | 0 | 0
F1_Residential_CZ1 - Single Family_Existing_Secondary Heating_Natural Gas_Fireplace_Realistic Achievable Potential | F1 | Residential | CZ1 - Single Family | Existing | Secondary Heating | Natural Gas | Fireplace | Realistic Achievable Potential | Units | 0 | 0 | 0 | 0 | 0 | 0 | 0 | 0 | 0 | 0 | 0 | 0 | 0 | 0 | 0 | 0 | 0 | 0 | 0 | 0 | 0 | 0 | 0 | 0 | 0 | 0 | 0 | 0 | 0 | 0
F2_Residential_CZ1 - Single Family_Existing_Secondary Heating_Natural Gas_Fireplace_Realistic Achievable Potential | F2 | Residential | CZ1 - Single Family | Existing | Secondary Heating | Natural Gas | Fireplace | Realistic Achievable Potential | Usage (MMtherm) | 0 | 0 | 0 | 0 | 0 | 0 | 0 | 0 | 0 | 0 | 0 | 0 | 0 | 0 | 0 | 0 | 0 | 0 | 0 | 0 | 0 | 0 | 0 | 0 | 0 | 0 | 0 | 0 | 0 | 0
F3_Residential_CZ1 - Single Family_Existing_Secondary Heating_Natural Gas_Fireplace_Realistic Achievable Potential | F3 | Residential | CZ1 - Single Family | Existing | Secondary Heating | Natural Gas | Fireplace | Realistic Achievable Potential | Peak Demand (S) | 0 | 0 | 0 | 0 | 0 | 0 | 0 | 0 | 0 | 0 | 0 | 0 | 0 | 0 | 0 | 0 | 0 | 0 | 0 | 0 | 0 | 0 | 0 | 0 | 0 | 0 | 0 | 0 | 0 | 0
F4_Residential_CZ1 - Single Family_Existing_Secondary Heating_Natural Gas_Fireplace_Realistic Achievable Potential | F4 | Residential | CZ1 - Single Family | Existing | Secondary Heating | Natural Gas | Fireplace | Realistic Achievable Potential | Peak Demand (W) | 0 | 0 | 0 | 0 | 0 | 0 | 0 | 0 | 0 | 0 | 0 | 0 | 0 | 0 | 0 | 0 | 0 | 0 | 0 | 0 | 0 | 0 | 0 | 0 | 0 | 0 | 0 | 0 | 0 | 0
F5_Residential_CZ1 - Single Family_Existing_Secondary Heating_Natural Gas_Fireplace_Realistic Achievable Potential | F5 | Residential | CZ1 - Single Family | Existing | Secondary Heating | Natural Gas | Fireplace | Realistic Achievable Potential | Turnover | 0 | 0 | 0 | 0 | 0 | 0 | 0 | 0 | 0 | 0 | 0 | 0 | 0 | 0 | 0 | 0 | 0 | 0 | 0 | 0 | 0 | 0 | 0 | 0 | 0 | 0 | 0 | 0 | 0 | 0
F6_Residential_CZ1 - Single Family_Existing_Secondary Heating_Natural Gas_Fireplace_Realistic Achievable Potential | F6 | Residential | CZ1 - Single Family | Existing | Secondary Heating | Natural Gas | Fireplace | Realistic Achievable Potential | Avg. Replacement Usage | 0 | 0 | 0 | 0 | 0 | 0 | 0 | 0 | 0 | 0 | 0 | 0 | 0 | 0 | 0 | 0 | 0 | 0 | 0 | 0 | 0 | 0 | 0 | 0 | 0 | 0 | 0 | 0 | 0 | 0
F7_Residential_CZ1 - Single Family_Existing_Secondary Heating_Natural Gas_Fireplace_Realistic Achievable Potential | F7 | Residential | CZ1 - Single Family | Existing | Secondary Heating | Natural Gas | Fireplace | Realistic Achievable Potential | Avg. Replacement Demand (S) | 0 | 0 | 0 | 0 | 0 | 0 | 0 | 0 | 0 | 0 | 0 | 0 | 0 | 0 | 0 | 0 | 0 | 0 | 0 | 0 | 0 | 0 | 0 | 0 | 0 | 0 | 0 | 0 | 0 | 0
F8_Residential_CZ1 - Single Family_Existing_Secondary Heating_Natural Gas_Fireplace_Realistic Achievable Potential | F8 | Residential | CZ1 - Single Family | Existing | Secondary Heating | Natural Gas | Fireplace | Realistic Achievable Potential | Avg. Replacement Demand (W) | 0 | 0 | 0 | 0 | 0 | 0 | 0 | 0 | 0 | 0 | 0 | 0 | 0 | 0 | 0 | 0 | 0 | 0 | 0 | 0 | 0 | 0 | 0 | 0 | 0 | 0 | 0 | 0 | 0 | 0
F1_Residential_CZ1 - Single Family_Existing_Water Heating_Natural Gas_Water Heater <= 55 gal._Realistic Achievable Potential | F1 | Residential | CZ1 - Single Family | Existing | Water Heating | Natural Gas | Water Heater <= 55 gal. | Realistic Achievable Potential | Units | 0 | 0 | 0 | 0 | 0 | 0 | 0 | 0 | 0 | 0 | 0 | 0 | 0 | 0 | 0 | 0 | 0 | 0 | 0 | 0 | 0 | 0 | 0 | 0 | 0 | 0 | 0 | 0 | 0 | 0
F2_Residential_CZ1 - Single Family_Existing_Water Heating_Natural Gas_Water Heater <= 55 gal._Realistic Achievable Potential | F2 | Residential | CZ1 - Single Family | Existing | Water Heating | Natural Gas | Water Heater <= 55 gal. | Realistic Achievable Potential | Usage (MMtherm) | 0 | 0 | 0 | 0 | 0 | 0 | 0 | 0 | 0 | 0 | 0 | 0 | 0 | 0 | 0 | 0 | 0 | 0 | 0 | 0 | 0 | 0 | 0 | 0 | 0 | 0 | 0 | 0 | 0 | 0
F3_Residential_CZ1 - Single Family_Existing_Water Heating_Natural Gas_Water Heater <= 55 gal._Realistic Achievable Potential | F3 | Residential | CZ1 - Single Family | Existing | Water Heating | Natural Gas | Water Heater <= 55 gal. | Realistic Achievable Potential | Peak Demand (S) | 0 | 0 | 0 | 0 | 0 | 0 | 0 | 0 | 0 | 0 | 0 | 0 | 0 | 0 | 0 | 0 | 0 | 0 | 0 | 0 | 0 | 0 | 0 | 0 | 0 | 0 | 0 | 0 | 0 | 0
F4_Residential_CZ1 - Single Family_Existing_Water Heating_Natural Gas_Water Heater <= 55 gal._Realistic Achievable Potential | F4 | Residential | CZ1 - Single Family | Existing | Water Heating | Natural Gas | Water Heater <= 55 gal. | Realistic Achievable Potential | Peak Demand (W) | 0 | 0 | 0 | 0 | 0 | 0 | 0 | 0 | 0 | 0 | 0 | 0 | 0 | 0 | 0 | 0 | 0 | 0 | 0 | 0 | 0 | 0 | 0 | 0 | 0 | 0 | 0 | 0 | 0 | 0
F5_Residential_CZ1 - Single Family_Existing_Water Heating_Natural Gas_Water Heater <= 55 gal._Realistic Achievable Potential | F5 | Residential | CZ1 - Single Family | Existing | Water Heating | Natural Gas | Water Heater <= 55 gal. | Realistic Achievable Potential | Turnover | 0 | 0 | 0 | 0 | 0 | 0 | 0 | 0 | 0 | 0 | 0 | 0 | 0 | 0 | 0 | 0 | 0 | 0 | 0 | 0 | 0 | 0 | 0 | 0 | 0 | 0 | 0 | 0 | 0 | 0
F6_Residential_CZ1 - Single Family_Existing_Water Heating_Natural Gas_Water Heater <= 55 gal._Realistic Achievable Potential | F6 | Residential | CZ1 - Single Family | Existing | Water Heating | Natural Gas | Water Heater <= 55 gal. | Realistic Achievable Potential | Avg. Replacement Usage | 0 | 0 | 0 | 0 | 0 | 0 | 0 | 0 | 0 | 0 | 0 | 0 | 0 | 0 | 0 | 0 | 0 | 0 | 0 | 0 | 0 | 0 | 0 | 0 | 0 | 0 | 0 | 0 | 0 | 0
F7_Residential_CZ1 - Single Family_Existing_Water Heating_Natural Gas_Water Heater <= 55 gal._Realistic Achievable Potential | F7 | Residential | CZ1 - Single Family | Existing | Water Heating | Natural Gas | Water Heater <= 55 gal. | Realistic Achievable Potential | Avg. Replacement Demand (S) | 0 | 0 | 0 | 0 | 0 | 0 | 0 | 0 | 0 | 0 | 0 | 0 | 0 | 0 | 0 | 0 | 0 | 0 | 0 | 0 | 0 | 0 | 0 | 0 | 0 | 0 | 0 | 0 | 0 | 0
F8_Residential_CZ1 - Single Family_Existing_Water Heating_Natural Gas_Water Heater <= 55 gal._Realistic Achievable Potential | F8 | Residential | CZ1 - Single Family | Existing | Water Heating | Natural Gas | Water Heater <= 55 gal. | Realistic Achievable Potential | Avg. Replacement Demand (W) | 0 | 0 | 0 | 0 | 0 | 0 | 0 | 0 | 0 | 0 | 0 | 0 | 0 | 0 | 0 | 0 | 0 | 0 | 0 | 0 | 0 | 0 | 0 | 0 | 0 | 0 | 0 | 0 | 0 | 0
F1_Residential_CZ1 - Single Family_Existing_Water Heating_Natural Gas_Water Heater > 55 gal._Realistic Achievable Potential | F1 | Residential | CZ1 - Single Family | Existing | Water Heating | Natural Gas | Water Heater > 55 gal. | Realistic Achievable Potential | Units | 0 | 0 | 0 | 0 | 0 | 0 | 0 | 0 | 0 | 0 | 0 | 0 | 0 | 0 | 0 | 0 | 0 | 0 | 0 | 0 | 0 | 0 | 0 | 0 | 0 | 0 | 0 | 0 | 0 | 0
F2_Residential_CZ1 - Single Family_Existing_Water Heating_Natural Gas_Water Heater > 55 gal._Realistic Achievable Potential | F2 | Residential | CZ1 - Single Family | Existing | Water Heating | Natural Gas | Water Heater > 55 gal. | Realistic Achievable Potential | Usage (MMtherm) | 0 | 0 | 0 | 0 | 0 | 0 | 0 | 0 | 0 | 0 | 0 | 0 | 0 | 0 | 0 | 0 | 0 | 0 | 0 | 0 | 0 | 0 | 0 | 0 | 0 | 0 | 0 | 0 | 0 | 0
F3_Residential_CZ1 - Single Family_Existing_Water Heating_Natural Gas_Water Heater > 55 gal._Realistic Achievable Potential | F3 | Residential | CZ1 - Single Family | Existing | Water Heating | Natural Gas | Water Heater > 55 gal. | Realistic Achievable Potential | Peak Demand (S) | 0 | 0 | 0 | 0 | 0 | 0 | 0 | 0 | 0 | 0 | 0 | 0 | 0 | 0 | 0 | 0 | 0 | 0 | 0 | 0 | 0 | 0 | 0 | 0 | 0 | 0 | 0 | 0 | 0 | 0
F4_Residential_CZ1 - Single Family_Existing_Water Heating_Natural Gas_Water Heater > 55 gal._Realistic Achievable Potential | F4 | Residential | CZ1 - Single Family | Existing | Water Heating | Natural Gas | Water Heater > 55 gal. | Realistic Achievable Potential | Peak Demand (W) | 0 | 0 | 0 | 0 | 0 | 0 | 0 | 0 | 0 | 0 | 0 | 0 | 0 | 0 | 0 | 0 | 0 | 0 | 0 | 0 | 0 | 0 | 0 | 0 | 0 | 0 | 0 | 0 | 0 | 0
F5_Residential_CZ1 - Single Family_Existing_Water Heating_Natural Gas_Water Heater > 55 gal._Realistic Achievable Potential | F5 | Residential | CZ1 - Single Family | Existing | Water Heating | Natural Gas | Water Heater > 55 gal. | Realistic Achievable Potential | Turnover | 0 | 0 | 0 | 0 | 0 | 0 | 0 | 0 | 0 | 0 | 0 | 0 | 0 | 0 | 0 | 0 | 0 | 0 | 0 | 0 | 0 | 0 | 0 | 0 | 0 | 0 | 0 | 0 | 0 | 0
F6_Residential_CZ1 - Single Family_Existing_Water Heating_Natural Gas_Water Heater > 55 gal._Realistic Achievable Potential | F6 | Residential | CZ1 - Single Family | Existing | Water Heating | Natural Gas | Water Heater > 55 gal. | Realistic Achievable Potential | Avg. Replacement Usage | 0 | 0 | 0 | 0 | 0 | 0 | 0 | 0 | 0 | 0 | 0 | 0 | 0 | 0 | 0 | 0 | 0 | 0 | 0 | 0 | 0 | 0 | 0 | 0 | 0 | 0 | 0 | 0 | 0 | 0
F7_Residential_CZ1 - Single Family_Existing_Water Heating_Natural Gas_Water Heater > 55 gal._Realistic Achievable Potential | F7 | Residential | CZ1 - Single Family | Existing | Water Heating | Natural Gas | Water Heater > 55 gal. | Realistic Achievable Potential | Avg. Replacement Demand (S) | 0 | 0 | 0 | 0 | 0 | 0 | 0 | 0 | 0 | 0 | 0 | 0 | 0 | 0 | 0 | 0 | 0 | 0 | 0 | 0 | 0 | 0 | 0 | 0 | 0 | 0 | 0 | 0 | 0 | 0
F8_Residential_CZ1 - Single Family_Existing_Water Heating_Natural Gas_Water Heater > 55 gal._Realistic Achievable Potential | F8 | Residential | CZ1 - Single Family | Existing | Water Heating | Natural Gas | Water Heater > 55 gal. | Realistic Achievable Potential | Avg. Replacement Demand (W) | 0 | 0 | 0 | 0 | 0 | 0 | 0 | 0 | 0 | 0 | 0 | 0 | 0 | 0 | 0 | 0 | 0 | 0 | 0 | 0 | 0 | 0 | 0 | 0 | 0 | 0 | 0 | 0 | 0 | 0
F1_Residential_CZ1 - Single Family_Existing_Appliances_Natural Gas_Clothes Dryer_Realistic Achievable Potential | F1 | Residential | CZ1 - Single Family | Existing | Appliances | Natural Gas | Clothes Dryer | Realistic Achievable Potential | Units | 0 | 0 | 0 | 0 | 0 | 0 | 0 | 0 | 0 | 0 | 0 | 0 | 0 | 0 | 0 | 0 | 0 | 0 | 0 | 0 | 0 | 0 | 0 | 0 | 0 | 0 | 0 | 0 | 0 | 0
F2_Residential_CZ1 - Single Family_Existing_Appliances_Natural Gas_Clothes Dryer_Realistic Achievable Potential | F2 | Residential | CZ1 - Single Family | Existing | Appliances | Natural Gas | Clothes Dryer | Realistic Achievable Potential | Usage (MMtherm) | 0 | 0 | 0 | 0 | 0 | 0 | 0 | 0 | 0 | 0 | 0 | 0 | 0 | 0 | 0 | 0 | 0 | 0 | 0 | 0 | 0 | 0 | 0 | 0 | 0 | 0 | 0 | 0 | 0 | 0
F3_Residential_CZ1 - Single Family_Existing_Appliances_Natural Gas_Clothes Dryer_Realistic Achievable Potential | F3 | Residential | CZ1 - Single Family | Existing | Appliances | Natural Gas | Clothes Dryer | Realistic Achievable Potential | Peak Demand (S) | 0 | 0 | 0 | 0 | 0 | 0 | 0 | 0 | 0 | 0 | 0 | 0 | 0 | 0 | 0 | 0 | 0 | 0 | 0 | 0 | 0 | 0 | 0 | 0 | 0 | 0 | 0 | 0 | 0 | 0
F4_Residential_CZ1 - Single Family_Existing_Appliances_Natural Gas_Clothes Dryer_Realistic Achievable Potential | F4 | Residential | CZ1 - Single Family | Existing | Appliances | Natural Gas | Clothes Dryer | Realistic Achievable Potential | Peak Demand (W) | 0 | 0 | 0 | 0 | 0 | 0 | 0 | 0 | 0 | 0 | 0 | 0 | 0 | 0 | 0 | 0 | 0 | 0 | 0 | 0 | 0 | 0 | 0 | 0 | 0 | 0 | 0 | 0 | 0 | 0
F5_Residential_CZ1 - Single Family_Existing_Appliances_Natural Gas_Clothes Dryer_Realistic Achievable Potential | F5 | Residential | CZ1 - Single Family | Existing | Appliances | Natural Gas | Clothes Dryer | Realistic Achievable Potential | Turnover | 0 | 0 | 0 | 0 | 0 | 0 | 0 | 0 | 0 | 0 | 0 | 0 | 0 | 0 | 0 | 0 | 0 | 0 | 0 | 0 | 0 | 0 | 0 | 0 | 0 | 0 | 0 | 0 | 0 | 0
F6_Residential_CZ1 - Single Family_Existing_Appliances_Natural Gas_Clothes Dryer_Realistic Achievable Potential | F6 | Residential | CZ1 - Single Family | Existing | Appliances | Natural Gas | Clothes Dryer | Realistic Achievable Potential | Avg. Replacement Usage | 0 | 0 | 0 | 0 | 0 | 0 | 0 | 0 | 0 | 0 | 0 | 0 | 0 | 0 | 0 | 0 | 0 | 0 | 0 | 0 | 0 | 0 | 0 | 0 | 0 | 0 | 0 | 0 | 0 | 0
F7_Residential_CZ1 - Single Family_Existing_Appliances_Natural Gas_Clothes Dryer_Realistic Achievable Potential | F7 | Residential | CZ1 - Single Family | Existing | Appliances | Natural Gas | Clothes Dryer | Realistic Achievable Potential | Avg. Replacement Demand (S) | 0 | 0 | 0 | 0 | 0 | 0 | 0 | 0 | 0 | 0 | 0 | 0 | 0 | 0 | 0 | 0 | 0 | 0 | 0 | 0 | 0 | 0 | 0 | 0 | 0 | 0 | 0 | 0 | 0 | 0
F8_Residential_CZ1 - Single Family_Existing_Appliances_Natural Gas_Clothes Dryer_Realistic Achievable Potential | F8 | Residential | CZ1 - Single Family | Existing | Appliances | Natural Gas | Clothes Dryer | Realistic Achievable Potential | Avg. Replacement Demand (W) | 0 | 0 | 0 | 0 | 0 | 0 | 0 | 0 | 0 | 0 | 0 | 0 | 0 | 0 | 0 | 0 | 0 | 0 | 0 | 0 | 0 | 0 | 0 | 0 | 0 | 0 | 0 | 0 | 0 | 0
F1_Residential_CZ1 - Single Family_Existing_Appliances_Natural Gas_Stove/Oven_Realistic Achievable Potential | F1 | Residential | CZ1 - Single Family | Existing | Appliances | Natural Gas | Stove/Oven | Realistic Achievable Potential | Units | 0 | 0 | 0 | 0 | 0 | 0 | 0 | 0 | 0 | 0 | 0 | 0 | 0 | 0 | 0 | 0 | 0 | 0 | 0 | 0 | 0 | 0 | 0 | 0 | 0 | 0 | 0 | 0 | 0 | 0
F2_Residential_CZ1 - Single Family_Existing_Appliances_Natural Gas_Stove/Oven_Realistic Achievable Potential | F2 | Residential | CZ1 - Single Family | Existing | Appliances | Natural Gas | Stove/Oven | Realistic Achievable Potential | Usage (MMtherm) | 0 | 0 | 0 | 0 | 0 | 0 | 0 | 0 | 0 | 0 | 0 | 0 | 0 | 0 | 0 | 0 | 0 | 0 | 0 | 0 | 0 | 0 | 0 | 0 | 0 | 0 | 0 | 0 | 0 | 0
F3_Residential_CZ1 - Single Family_Existing_Appliances_Natural Gas_Stove/Oven_Realistic Achievable Potential | F3 | Residential | CZ1 - Single Family | Existing | Appliances | Natural Gas | Stove/Oven | Realistic Achievable Potential | Peak Demand (S) | 0 | 0 | 0 | 0 | 0 | 0 | 0 | 0 | 0 | 0 | 0 | 0 | 0 | 0 | 0 | 0 | 0 | 0 | 0 | 0 | 0 | 0 | 0 | 0 | 0 | 0 | 0 | 0 | 0 | 0
F4_Residential_CZ1 - Single Family_Existing_Appliances_Natural Gas_Stove/Oven_Realistic Achievable Potential | F4 | Residential | CZ1 - Single Family | Existing | Appliances | Natural Gas | Stove/Oven | Realistic Achievable Potential | Peak Demand (W) | 0 | 0 | 0 | 0 | 0 | 0 | 0 | 0 | 0 | 0 | 0 | 0 | 0 | 0 | 0 | 0 | 0 | 0 | 0 | 0 | 0 | 0 | 0 | 0 | 0 | 0 | 0 | 0 | 0 | 0
F5_Residential_CZ1 - Single Family_Existing_Appliances_Natural Gas_Stove/Oven_Realistic Achievable Potential | F5 | Residential | CZ1 - Single Family | Existing | Appliances | Natural Gas | Stove/Oven | Realistic Achievable Potential | Turnover | 0 | 0 | 0 | 0 | 0 | 0 | 0 | 0 | 0 | 0 | 0 | 0 | 0 | 0 | 0 | 0 | 0 | 0 | 0 | 0 | 0 | 0 | 0 | 0 | 0 | 0 | 0 | 0 | 0 | 0
F6_Residential_CZ1 - Single Family_Existing_Appliances_Natural Gas_Stove/Oven_Realistic Achievable Potential | F6 | Residential | CZ1 - Single Family | Existing | Appliances | Natural Gas | Stove/Oven | Realistic Achievable Potential | Avg. Replacement Usage | 0 | 0 | 0 | 0 | 0 | 0 | 0 | 0 | 0 | 0 | 0 | 0 | 0 | 0 | 0 | 0 | 0 | 0 | 0 | 0 | 0 | 0 | 0 | 0 | 0 | 0 | 0 | 0 | 0 | 0
F7_Residential_CZ1 - Single Family_Existing_Appliances_Natural Gas_Stove/Oven_Realistic Achievable Potential | F7 | Residential | CZ1 - Single Family | Existing | Appliances | Natural Gas | Stove/Oven | Realistic Achievable Potential | Avg. Replacement Demand (S) | 0 | 0 | 0 | 0 | 0 | 0 | 0 | 0 | 0 | 0 | 0 | 0 | 0 | 0 | 0 | 0 | 0 | 0 | 0 | 0 | 0 | 0 | 0 | 0 | 0 | 0 | 0 | 0 | 0 | 0
F8_Residential_CZ1 - Single Family_Existing_Appliances_Natural Gas_Stove/Oven_Realistic Achievable Potential | F8 | Residential | CZ1 - Single Family | Existing | Appliances | Natural Gas | Stove/Oven | Realistic Achievable Potential | Avg. Replacement Demand (W) | 0 | 0 | 0 | 0 | 0 | 0 | 0 | 0 | 0 | 0 | 0 | 0 | 0 | 0 | 0 | 0 | 0 | 0 | 0 | 0 | 0 | 0 | 0 | 0 | 0 | 0 | 0 | 0 | 0 | 0
F1_Residential_CZ1 - Single Family_Existing_Miscellaneous_Natural Gas_Pool Heater_Realistic Achievable Potential | F1 | Residential | CZ1 - Single Family | Existing | Miscellaneous | Natural Gas | Pool Heater | Realistic Achievable Potential | Units | 0 | 0 | 0 | 0 | 0 | 0 | 0 | 0 | 0 | 0 | 0 | 0 | 0 | 0 | 0 | 0 | 0 | 0 | 0 | 0 | 0 | 0 | 0 | 0 | 0 | 0 | 0 | 0 | 0 | 0
F2_Residential_CZ1 - Single Family_Existing_Miscellaneous_Natural Gas_Pool Heater_Realistic Achievable Potential | F2 | Residential | CZ1 - Single Family | Existing | Miscellaneous | Natural Gas | Pool Heater | Realistic Achievable Potential | Usage (MMtherm) | 0 | 0 | 0 | 0 | 0 | 0 | 0 | 0 | 0 | 0 | 0 | 0 | 0 | 0 | 0 | 0 | 0 | 0 | 0 | 0 | 0 | 0 | 0 | 0 | 0 | 0 | 0 | 0 | 0 | 0
F3_Residential_CZ1 - Single Family_Existing_Miscellaneous_Natural Gas_Pool Heater_Realistic Achievable Potential | F3 | Residential | CZ1 - Single Family | Existing | Miscellaneous | Natural Gas | Pool Heater | Realistic Achievable Potential | Peak Demand (S) | 0 | 0 | 0 | 0 | 0 | 0 | 0 | 0 | 0 | 0 | 0 | 0 | 0 | 0 | 0 | 0 | 0 | 0 | 0 | 0 | 0 | 0 | 0 | 0 | 0 | 0 | 0 | 0 | 0 | 0
F4_Residential_CZ1 - Single Family_Existing_Miscellaneous_Natural Gas_Pool Heater_Realistic Achievable Potential | F4 | Residential | CZ1 - Single Family | Existing | Miscellaneous | Natural Gas | Pool Heater | Realistic Achievable Potential | Peak Demand (W) | 0 | 0 | 0 | 0 | 0 | 0 | 0 | 0 | 0 | 0 | 0 | 0 | 0 | 0 | 0 | 0 | 0 | 0 | 0 | 0 | 0 | 0 | 0 | 0 | 0 | 0 | 0 | 0 | 0 | 0
F5_Residential_CZ1 - Single Family_Existing_Miscellaneous_Natural Gas_Pool Heater_Realistic Achievable Potential | F5 | Residential | CZ1 - Single Family | Existing | Miscellaneous | Natural Gas | Pool Heater | Realistic Achievable Potential | Turnover | 0 | 0 | 0 | 0 | 0 | 0 | 0 | 0 | 0 | 0 | 0 | 0 | 0 | 0 | 0 | 0 | 0 | 0 | 0 | 0 | 0 | 0 | 0 | 0 | 0 | 0 | 0 | 0 | 0 | 0
F6_Residential_CZ1 - Single Family_Existing_Miscellaneous_Natural Gas_Pool Heater_Realistic Achievable Potential | F6 | Residential | CZ1 - Single Family | Existing | Miscellaneous | Natural Gas | Pool Heater | Realistic Achievable Potential | Avg. Replacement Usage | 0 | 0 | 0 | 0 | 0 | 0 | 0 | 0 | 0 | 0 | 0 | 0 | 0 | 0 | 0 | 0 | 0 | 0 | 0 | 0 | 0 | 0 | 0 | 0 | 0 | 0 | 0 | 0 | 0 | 0
F7_Residential_CZ1 - Single Family_Existing_Miscellaneous_Natural Gas_Pool Heater_Realistic Achievable Potential | F7 | Residential | CZ1 - Single Family | Existing | Miscellaneous | Natural Gas | Pool Heater | Realistic Achievable Potential | Avg. Replacement Demand (S) | 0 | 0 | 0 | 0 | 0 | 0 | 0 | 0 | 0 | 0 | 0 | 0 | 0 | 0 | 0 | 0 | 0 | 0 | 0 | 0 | 0 | 0 | 0 | 0 | 0 | 0 | 0 | 0 | 0 | 0
F8_Residential_CZ1 - Single Family_Existing_Miscellaneous_Natural Gas_Pool Heater_Realistic Achievable Potential | F8 | Residential | CZ1 - Single Family | Existing | Miscellaneous | Natural Gas | Pool Heater | Realistic Achievable Potential | Avg. Replacement Demand (W) | 0 | 0 | 0 | 0 | 0 | 0 | 0 | 0 | 0 | 0 | 0 | 0 | 0 | 0 | 0 | 0 | 0 | 0 | 0 | 0 | 0 | 0 | 0 | 0 | 0 | 0 | 0 | 0 | 0 | 0
F1_Residential_CZ1 - Single Family_Existing_Miscellaneous_Natural Gas_Miscellaneous_Realistic Achievable Potential | F1 | Residential | CZ1 - Single Family | Existing | Miscellaneous | Natural Gas | Miscellaneous | Realistic Achievable Potential | Units | 0 | 0 | 0 | 0 | 0 | 0 | 0 | 0 | 0 | 0 | 0 | 0 | 0 | 0 | 0 | 0 | 0 | 0 | 0 | 0 | 0 | 0 | 0 | 0 | 0 | 0 | 0 | 0 | 0 | 0
F2_Residential_CZ1 - Single Family_Existing_Miscellaneous_Natural Gas_Miscellaneous_Realistic Achievable Potential | F2 | Residential | CZ1 - Single Family | Existing | Miscellaneous | Natural Gas | Miscellaneous | Realistic Achievable Potential | Usage (MMtherm) | 0 | 0 | 0 | 0 | 0 | 0 | 0 | 0 | 0 | 0 | 0 | 0 | 0 | 0 | 0 | 0 | 0 | 0 | 0 | 0 | 0 | 0 | 0 | 0 | 0 | 0 | 0 | 0 | 0 | 0
F3_Residential_CZ1 - Single Family_Existing_Miscellaneous_Natural Gas_Miscellaneous_Realistic Achievable Potential | F3 | Residential | CZ1 - Single Family | Existing | Miscellaneous | Natural Gas | Miscellaneous | Realistic Achievable Potential | Peak Demand (S) | 0 | 0 | 0 | 0 | 0 | 0 | 0 | 0 | 0 | 0 | 0 | 0 | 0 | 0 | 0 | 0 | 0 | 0 | 0 | 0 | 0 | 0 | 0 | 0 | 0 | 0 | 0 | 0 | 0 | 0
F4_Residential_CZ1 - Single Family_Existing_Miscellaneous_Natural Gas_Miscellaneous_Realistic Achievable Potential | F4 | Residential | CZ1 - Single Family | Existing | Miscellaneous | Natural Gas | Miscellaneous | Realistic Achievable Potential | Peak Demand (W) | 0 | 0 | 0 | 0 | 0 | 0 | 0 | 0 | 0 | 0 | 0 | 0 | 0 | 0 | 0 | 0 | 0 | 0 | 0 | 0 | 0 | 0 | 0 | 0 | 0 | 0 | 0 | 0 | 0 | 0
F5_Residential_CZ1 - Single Family_Existing_Miscellaneous_Natural Gas_Miscellaneous_Realistic Achievable Potential | F5 | Residential | CZ1 - Single Family | Existing | Miscellaneous | Natural Gas | Miscellaneous | Realistic Achievable Potential | Turnover | 0 | 0 | 0 | 0 | 0 | 0 | 0 | 0 | 0 | 0 | 0 | 0 | 0 | 0 | 0 | 0 | 0 | 0 | 0 | 0 | 0 | 0 | 0 | 0 | 0 | 0 | 0 | 0 | 0 | 0
F6_Residential_CZ1 - Single Family_Existing_Miscellaneous_Natural Gas_Miscellaneous_Realistic Achievable Potential | F6 | Residential | CZ1 - Single Family | Existing | Miscellaneous | Natural Gas | Miscellaneous | Realistic Achievable Potential | Avg. Replacement Usage | 0 | 0 | 0 | 0 | 0 | 0 | 0 | 0 | 0 | 0 | 0 | 0 | 0 | 0 | 0 | 0 | 0 | 0 | 0 | 0 | 0 | 0 | 0 | 0 | 0 | 0 | 0 | 0 | 0 | 0
F7_Residential_CZ1 - Single Family_Existing_Miscellaneous_Natural Gas_Miscellaneous_Realistic Achievable Potential | F7 | Residential | CZ1 - Single Family | Existing | Miscellaneous | Natural Gas | Miscellaneous | Realistic Achievable Potential | Avg. Replacement Demand (S) | 0 | 0 | 0 | 0 | 0 | 0 | 0 | 0 | 0 | 0 | 0 | 0 | 0 | 0 | 0 | 0 | 0 | 0 | 0 | 0 | 0 | 0 | 0 | 0 | 0 | 0 | 0 | 0 | 0 | 0
F8_Residential_CZ1 - Single Family_Existing_Miscellaneous_Natural Gas_Miscellaneous_Realistic Achievable Potential | F8 | Residential | CZ1 - Single Family | Existing | Miscellaneous | Natural Gas | Miscellaneous | Realistic Achievable Potential | Avg. Replacement Demand (W) | 0 | 0 | 0 | 0 | 0 | 0 | 0 | 0 | 0 | 0 | 0 | 0 | 0 | 0 | 0 | 0 | 0 | 0 | 0 | 0 | 0 | 0 | 0 | 0 | 0 | 0 | 0 | 0 | 0 | 0
F1_Residential_CZ1 - Single Family_New_Space Heating_Natural Gas_Furnace - Direct Fuel_Realistic Achievable Potential | F1 | Residential | CZ1 - Single Family | New | Space Heating | Natural Gas | Furnace - Direct Fuel | Realistic Achievable Potential | Units | 0 | 0 | 0 | 0 | 0 | 0 | 0 | 0 | 0 | 0 | 0 | 0 | 0 | 0 | 0 | 0 | 0 | 0 | 0 | 0 | 0 | 0 | 0 | 0 | 0 | 0 | 0 | 0 | 0 | 0
F2_Residential_CZ1 - Single Family_New_Space Heating_Natural Gas_Furnace - Direct Fuel_Realistic Achievable Potential | F2 | Residential | CZ1 - Single Family | New | Space Heating | Natural Gas | Furnace - Direct Fuel | Realistic Achievable Potential | Usage (MMtherm) | 0 | 0 | 0 | 0 | 0 | 0 | 0 | 0 | 0 | 0 | 0 | 0 | 0 | 0 | 0 | 0 | 0 | 0 | 0 | 0 | 0 | 0 | 0 | 0 | 0 | 0 | 0 | 0 | 0 | 0
F3_Residential_CZ1 - Single Family_New_Space Heating_Natural Gas_Furnace - Direct Fuel_Realistic Achievable Potential | F3 | Residential | CZ1 - Single Family | New | Space Heating | Natural Gas | Furnace - Direct Fuel | Realistic Achievable Potential | Peak Demand (S) | 0 | 0 | 0 | 0 | 0 | 0 | 0 | 0 | 0 | 0 | 0 | 0 | 0 | 0 | 0 | 0 | 0 | 0 | 0 | 0 | 0 | 0 | 0 | 0 | 0 | 0 | 0 | 0 | 0 | 0
F4_Residential_CZ1 - Single Family_New_Space Heating_Natural Gas_Furnace - Direct Fuel_Realistic Achievable Potential | F4 | Residential | CZ1 - Single Family | New | Space Heating | Natural Gas | Furnace - Direct Fuel | Realistic Achievable Potential | Peak Demand (W) | 0 | 0 | 0 | 0 | 0 | 0 | 0 | 0 | 0 | 0 | 0 | 0 | 0 | 0 | 0 | 0 | 0 | 0 | 0 | 0 | 0 | 0 | 0 | 0 | 0 | 0 | 0 | 0 | 0 | 0
F5_Residential_CZ1 - Single Family_New_Space Heating_Natural Gas_Furnace - Direct Fuel_Realistic Achievable Potential | F5 | Residential | CZ1 - Single Family | New | Space Heating | Natural Gas | Furnace - Direct Fuel | Realistic Achievable Potential | Turnover | 0 | 0 | 0 | 0 | 0 | 0 | 0 | 0 | 0 | 0 | 0 | 0 | 0 | 0 | 0 | 0 | 0 | 0 | 0 | 0 | 0 | 0 | 0 | 0 | 0 | 0 | 0 | 0 | 0 | 0
F6_Residential_CZ1 - Single Family_New_Space Heating_Natural Gas_Furnace - Direct Fuel_Realistic Achievable Potential | F6 | Residential | CZ1 - Single Family | New | Space Heating | Natural Gas | Furnace - Direct Fuel | Realistic Achievable Potential | Avg. Replacement Usage | 0 | 0 | 0 | 0 | 0 | 0 | 0 | 0 | 0 | 0 | 0 | 0 | 0 | 0 | 0 | 0 | 0 | 0 | 0 | 0 | 0 | 0 | 0 | 0 | 0 | 0 | 0 | 0 | 0 | 0
F7_Residential_CZ1 - Single Family_New_Space Heating_Natural Gas_Furnace - Direct Fuel_Realistic Achievable Potential | F7 | Residential | CZ1 - Single Family | New | Space Heating | Natural Gas | Furnace - Direct Fuel | Realistic Achievable Potential | Avg. Replacement Demand (S) | 0 | 0 | 0 | 0 | 0 | 0 | 0 | 0 | 0 | 0 | 0 | 0 | 0 | 0 | 0 | 0 | 0 | 0 | 0 | 0 | 0 | 0 | 0 | 0 | 0 | 0 | 0 | 0 | 0 | 0
F8_Residential_CZ1 - Single Family_New_Space Heating_Natural Gas_Furnace - Direct Fuel_Realistic Achievable Potential | F8 | Residential | CZ1 - Single Family | New | Space Heating | Natural Gas | Furnace - Direct Fuel | Realistic Achievable Potential | Avg. Replacement Demand (W) | 0 | 0 | 0 | 0 | 0 | 0 | 0 | 0 | 0 | 0 | 0 | 0 | 0 | 0 | 0 | 0 | 0 | 0 | 0 | 0 | 0 | 0 | 0 | 0 | 0 | 0 | 0 | 0 | 0 | 0
F1_Residential_CZ1 - Single Family_New_Space Heating_Natural Gas_Boiler - Direct Fuel_Realistic Achievable Potential | F1 | Residential | CZ1 - Single Family | New | Space Heating | Natural Gas | Boiler - Direct Fuel | Realistic Achievable Potential | Units | 0 | 0 | 0 | 0 | 0 | 0 | 0 | 0 | 0 | 0 | 0 | 0 | 0 | 0 | 0 | 0 | 0 | 0 | 0 | 0 | 0 | 0 | 0 | 0 | 0 | 0 | 0 | 0 | 0 | 0
F2_Residential_CZ1 - Single Family_New_Space Heating_Natural Gas_Boiler - Direct Fuel_Realistic Achievable Potential | F2 | Residential | CZ1 - Single Family | New | Space Heating | Natural Gas | Boiler - Direct Fuel | Realistic Achievable Potential | Usage (MMtherm) | 0 | 0 | 0 | 0 | 0 | 0 | 0 | 0 | 0 | 0 | 0 | 0 | 0 | 0 | 0 | 0 | 0 | 0 | 0 | 0 | 0 | 0 | 0 | 0 | 0 | 0 | 0 | 0 | 0 | 0
F3_Residential_CZ1 - Single Family_New_Space Heating_Natural Gas_Boiler - Direct Fuel_Realistic Achievable Potential | F3 | Residential | CZ1 - Single Family | New | Space Heating | Natural Gas | Boiler - Direct Fuel | Realistic Achievable Potential | Peak Demand (S) | 0 | 0 | 0 | 0 | 0 | 0 | 0 | 0 | 0 | 0 | 0 | 0 | 0 | 0 | 0 | 0 | 0 | 0 | 0 | 0 | 0 | 0 | 0 | 0 | 0 | 0 | 0 | 0 | 0 | 0
F4_Residential_CZ1 - Single Family_New_Space Heating_Natural Gas_Boiler - Direct Fuel_Realistic Achievable Potential | F4 | Residential | CZ1 - Single Family | New | Space Heating | Natural Gas | Boiler - Direct Fuel | Realistic Achievable Potential | Peak Demand (W) | 0 | 0 | 0 | 0 | 0 | 0 | 0 | 0 | 0 | 0 | 0 | 0 | 0 | 0 | 0 | 0 | 0 | 0 | 0 | 0 | 0 | 0 | 0 | 0 | 0 | 0 | 0 | 0 | 0 | 0
F5_Residential_CZ1 - Single Family_New_Space Heating_Natural Gas_Boiler - Direct Fuel_Realistic Achievable Potential | F5 | Residential | CZ1 - Single Family | New | Space Heating | Natural Gas | Boiler - Direct Fuel | Realistic Achievable Potential | Turnover | 0 | 0 | 0 | 0 | 0 | 0 | 0 | 0 | 0 | 0 | 0 | 0 | 0 | 0 | 0 | 0 | 0 | 0 | 0 | 0 | 0 | 0 | 0 | 0 | 0 | 0 | 0 | 0 | 0 | 0
F6_Residential_CZ1 - Single Family_New_Space Heating_Natural Gas_Boiler - Direct Fuel_Realistic Achievable Potential | F6 | Residential | CZ1 - Single Family | New | Space Heating | Natural Gas | Boiler - Direct Fuel | Realistic Achievable Potential | Avg. Replacement Usage | 0 | 0 | 0 | 0 | 0 | 0 | 0 | 0 | 0 | 0 | 0 | 0 | 0 | 0 | 0 | 0 | 0 | 0 | 0 | 0 | 0 | 0 | 0 | 0 | 0 | 0 | 0 | 0 | 0 | 0
F7_Residential_CZ1 - Single Family_New_Space Heating_Natural Gas_Boiler - Direct Fuel_Realistic Achievable Potential | F7 | Residential | CZ1 - Single Family | New | Space Heating | Natural Gas | Boiler - Direct Fuel | Realistic Achievable Potential | Avg. Replacement Demand (S) | 0 | 0 | 0 | 0 | 0 | 0 | 0 | 0 | 0 | 0 | 0 | 0 | 0 | 0 | 0 | 0 | 0 | 0 | 0 | 0 | 0 | 0 | 0 | 0 | 0 | 0 | 0 | 0 | 0 | 0
F8_Residential_CZ1 - Single Family_New_Space Heating_Natural Gas_Boiler - Direct Fuel_Realistic Achievable Potential | F8 | Residential | CZ1 - Single Family | New | Space Heating | Natural Gas | Boiler - Direct Fuel | Realistic Achievable Potential | Avg. Replacement Demand (W) | 0 | 0 | 0 | 0 | 0 | 0 | 0 | 0 | 0 | 0 | 0 | 0 | 0 | 0 | 0 | 0 | 0 | 0 | 0 | 0 | 0 | 0 | 0 | 0 | 0 | 0 | 0 | 0 | 0 | 0
F1_Residential_CZ1 - Single Family_New_Secondary Heating_Natural Gas_Fireplace_Realistic Achievable Potential | F1 | Residential | CZ1 - Single Family | New | Secondary Heating | Natural Gas | Fireplace | Realistic Achievable Potential | Units | 0 | 0 | 0 | 0 | 0 | 0 | 0 | 0 | 0 | 0 | 0 | 0 | 0 | 0 | 0 | 0 | 0 | 0 | 0 | 0 | 0 | 0 | 0 | 0 | 0 | 0 | 0 | 0 | 0 | 0
F2_Residential_CZ1 - Single Family_New_Secondary Heating_Natural Gas_Fireplace_Realistic Achievable Potential | F2 | Residential | CZ1 - Single Family | New | Secondary Heating | Natural Gas | Fireplace | Realistic Achievable Potential | Usage (MMtherm) | 0 | 0 | 0 | 0 | 0 | 0 | 0 | 0 | 0 | 0 | 0 | 0 | 0 | 0 | 0 | 0 | 0 | 0 | 0 | 0 | 0 | 0 | 0 | 0 | 0 | 0 | 0 | 0 | 0 | 0
F3_Residential_CZ1 - Single Family_New_Secondary Heating_Natural Gas_Fireplace_Realistic Achievable Potential | F3 | Residential | CZ1 - Single Family | New | Secondary Heating | Natural Gas | Fireplace | Realistic Achievable Potential | Peak Demand (S) | 0 | 0 | 0 | 0 | 0 | 0 | 0 | 0 | 0 | 0 | 0 | 0 | 0 | 0 | 0 | 0 | 0 | 0 | 0 | 0 | 0 | 0 | 0 | 0 | 0 | 0 | 0 | 0 | 0 | 0
F4_Residential_CZ1 - Single Family_New_Secondary Heating_Natural Gas_Fireplace_Realistic Achievable Potential | F4 | Residential | CZ1 - Single Family | New | Secondary Heating | Natural Gas | Fireplace | Realistic Achievable Potential | Peak Demand (W) | 0 | 0 | 0 | 0 | 0 | 0 | 0 | 0 | 0 | 0 | 0 | 0 | 0 | 0 | 0 | 0 | 0 | 0 | 0 | 0 | 0 | 0 | 0 | 0 | 0 | 0 | 0 | 0 | 0 | 0
F5_Residential_CZ1 - Single Family_New_Secondary Heating_Natural Gas_Fireplace_Realistic Achievable Potential | F5 | Residential | CZ1 - Single Family | New | Secondary Heating | Natural Gas | Fireplace | Realistic Achievable Potential | Turnover | 0 | 0 | 0 | 0 | 0 | 0 | 0 | 0 | 0 | 0 | 0 | 0 | 0 | 0 | 0 | 0 | 0 | 0 | 0 | 0 | 0 | 0 | 0 | 0 | 0 | 0 | 0 | 0 | 0 | 0
F6_Residential_CZ1 - Single Family_New_Secondary Heating_Natural Gas_Fireplace_Realistic Achievable Potential | F6 | Residential | CZ1 - Single Family | New | Secondary Heating | Natural Gas | Fireplace | Realistic Achievable Potential | Avg. Replacement Usage | 0 | 0 | 0 | 0 | 0 | 0 | 0 | 0 | 0 | 0 | 0 | 0 | 0 | 0 | 0 | 0 | 0 | 0 | 0 | 0 | 0 | 0 | 0 | 0 | 0 | 0 | 0 | 0 | 0 | 0
F7_Residential_CZ1 - Single Family_New_Secondary Heating_Natural Gas_Fireplace_Realistic Achievable Potential | F7 | Residential | CZ1 - Single Family | New | Secondary Heating | Natural Gas | Fireplace | Realistic Achievable Potential | Avg. Replacement Demand (S) | 0 | 0 | 0 | 0 | 0 | 0 | 0 | 0 | 0 | 0 | 0 | 0 | 0 | 0 | 0 | 0 | 0 | 0 | 0 | 0 | 0 | 0 | 0 | 0 | 0 | 0 | 0 | 0 | 0 | 0
F8_Residential_CZ1 - Single Family_New_Secondary Heating_Natural Gas_Fireplace_Realistic Achievable Potential | F8 | Residential | CZ1 - Single Family | New | Secondary Heating | Natural Gas | Fireplace | Realistic Achievable Potential | Avg. Replacement Demand (W) | 0 | 0 | 0 | 0 | 0 | 0 | 0 | 0 | 0 | 0 | 0 | 0 | 0 | 0 | 0 | 0 | 0 | 0 | 0 | 0 | 0 | 0 | 0 | 0 | 0 | 0 | 0 | 0 | 0 | 0
F1_Residential_CZ1 - Single Family_New_Water Heating_Natural Gas_Water Heater <= 55 gal._Realistic Achievable Potential | F1 | Residential | CZ1 - Single Family | New | Water Heating | Natural Gas | Water Heater <= 55 gal. | Realistic Achievable Potential | Units | 0 | 0 | 0 | 0 | 0 | 0 | 0 | 0 | 0 | 0 | 0 | 0 | 0 | 0 | 0 | 0 | 0 | 0 | 0 | 0 | 0 | 0 | 0 | 0 | 0 | 0 | 0 | 0 | 0 | 0
F2_Residential_CZ1 - Single Family_New_Water Heating_Natural Gas_Water Heater <= 55 gal._Realistic Achievable Potential | F2 | Residential | CZ1 - Single Family | New | Water Heating | Natural Gas | Water Heater <= 55 gal. | Realistic Achievable Potential | Usage (MMtherm) | 0 | 0 | 0 | 0 | 0 | 0 | 0 | 0 | 0 | 0 | 0 | 0 | 0 | 0 | 0 | 0 | 0 | 0 | 0 | 0 | 0 | 0 | 0 | 0 | 0 | 0 | 0 | 0 | 0 | 0
F3_Residential_CZ1 - Single Family_New_Water Heating_Natural Gas_Water Heater <= 55 gal._Realistic Achievable Potential | F3 | Residential | CZ1 - Single Family | New | Water Heating | Natural Gas | Water Heater <= 55 gal. | Realistic Achievable Potential | Peak Demand (S) | 0 | 0 | 0 | 0 | 0 | 0 | 0 | 0 | 0 | 0 | 0 | 0 | 0 | 0 | 0 | 0 | 0 | 0 | 0 | 0 | 0 | 0 | 0 | 0 | 0 | 0 | 0 | 0 | 0 | 0
F4_Residential_CZ1 - Single Family_New_Water Heating_Natural Gas_Water Heater <= 55 gal._Realistic Achievable Potential | F4 | Residential | CZ1 - Single Family | New | Water Heating | Natural Gas | Water Heater <= 55 gal. | Realistic Achievable Potential | Peak Demand (W) | 0 | 0 | 0 | 0 | 0 | 0 | 0 | 0 | 0 | 0 | 0 | 0 | 0 | 0 | 0 | 0 | 0 | 0 | 0 | 0 | 0 | 0 | 0 | 0 | 0 | 0 | 0 | 0 | 0 | 0
F5_Residential_CZ1 - Single Family_New_Water Heating_Natural Gas_Water Heater <= 55 gal._Realistic Achievable Potential | F5 | Residential | CZ1 - Single Family | New | Water Heating | Natural Gas | Water Heater <= 55 gal. | Realistic Achievable Potential | Turnover | 0 | 0 | 0 | 0 | 0 | 0 | 0 | 0 | 0 | 0 | 0 | 0 | 0 | 0 | 0 | 0 | 0 | 0 | 0 | 0 | 0 | 0 | 0 | 0 | 0 | 0 | 0 | 0 | 0 | 0
F6_Residential_CZ1 - Single Family_New_Water Heating_Natural Gas_Water Heater <= 55 gal._Realistic Achievable Potential | F6 | Residential | CZ1 - Single Family | New | Water Heating | Natural Gas | Water Heater <= 55 gal. | Realistic Achievable Potential | Avg. Replacement Usage | 0 | 0 | 0 | 0 | 0 | 0 | 0 | 0 | 0 | 0 | 0 | 0 | 0 | 0 | 0 | 0 | 0 | 0 | 0 | 0 | 0 | 0 | 0 | 0 | 0 | 0 | 0 | 0 | 0 | 0
F7_Residential_CZ1 - Single Family_New_Water Heating_Natural Gas_Water Heater <= 55 gal._Realistic Achievable Potential | F7 | Residential | CZ1 - Single Family | New | Water Heating | Natural Gas | Water Heater <= 55 gal. | Realistic Achievable Potential | Avg. Replacement Demand (S) | 0 | 0 | 0 | 0 | 0 | 0 | 0 | 0 | 0 | 0 | 0 | 0 | 0 | 0 | 0 | 0 | 0 | 0 | 0 | 0 | 0 | 0 | 0 | 0 | 0 | 0 | 0 | 0 | 0 | 0
F8_Residential_CZ1 - Single Family_New_Water Heating_Natural Gas_Water Heater <= 55 gal._Realistic Achievable Potential | F8 | Residential | CZ1 - Single Family | New | Water Heating | Natural Gas | Water Heater <= 55 gal. | Realistic Achievable Potential | Avg. Replacement Demand (W) | 0 | 0 | 0 | 0 | 0 | 0 | 0 | 0 | 0 | 0 | 0 | 0 | 0 | 0 | 0 | 0 | 0 | 0 | 0 | 0 | 0 | 0 | 0 | 0 | 0 | 0 | 0 | 0 | 0 | 0
F1_Residential_CZ1 - Single Family_New_Water Heating_Natural Gas_Water Heater > 55 gal._Realistic Achievable Potential | F1 | Residential | CZ1 - Single Family | New | Water Heating | Natural Gas | Water Heater > 55 gal. | Realistic Achievable Potential | Units | 0 | 0 | 0 | 0 | 0 | 0 | 0 | 0 | 0 | 0 | 0 | 0 | 0 | 0 | 0 | 0 | 0 | 0 | 0 | 0 | 0 | 0 | 0 | 0 | 0 | 0 | 0 | 0 | 0 | 0
F2_Residential_CZ1 - Single Family_New_Water Heating_Natural Gas_Water Heater > 55 gal._Realistic Achievable Potential | F2 | Residential | CZ1 - Single Family | New | Water Heating | Natural Gas | Water Heater > 55 gal. | Realistic Achievable Potential | Usage (MMtherm) | 0 | 0 | 0 | 0 | 0 | 0 | 0 | 0 | 0 | 0 | 0 | 0 | 0 | 0 | 0 | 0 | 0 | 0 | 0 | 0 | 0 | 0 | 0 | 0 | 0 | 0 | 0 | 0 | 0 | 0
F3_Residential_CZ1 - Single Family_New_Water Heating_Natural Gas_Water Heater > 55 gal._Realistic Achievable Potential | F3 | Residential | CZ1 - Single Family | New | Water Heating | Natural Gas | Water Heater > 55 gal. | Realistic Achievable Potential | Peak Demand (S) | 0 | 0 | 0 | 0 | 0 | 0 | 0 | 0 | 0 | 0 | 0 | 0 | 0 | 0 | 0 | 0 | 0 | 0 | 0 | 0 | 0 | 0 | 0 | 0 | 0 | 0 | 0 | 0 | 0 | 0
F4_Residential_CZ1 - Single Family_New_Water Heating_Natural Gas_Water Heater > 55 gal._Realistic Achievable Potential | F4 | Residential | CZ1 - Single Family | New | Water Heating | Natural Gas | Water Heater > 55 gal. | Realistic Achievable Potential | Peak Demand (W) | 0 | 0 | 0 | 0 | 0 | 0 | 0 | 0 | 0 | 0 | 0 | 0 | 0 | 0 | 0 | 0 | 0 | 0 | 0 | 0 | 0 | 0 | 0 | 0 | 0 | 0 | 0 | 0 | 0 | 0
F5_Residential_CZ1 - Single Family_New_Water Heating_Natural Gas_Water Heater > 55 gal._Realistic Achievable Potential | F5 | Residential | CZ1 - Single Family | New | Water Heating | Natural Gas | Water Heater > 55 gal. | Realistic Achievable Potential | Turnover | 0 | 0 | 0 | 0 | 0 | 0 | 0 | 0 | 0 | 0 | 0 | 0 | 0 | 0 | 0 | 0 | 0 | 0 | 0 | 0 | 0 | 0 | 0 | 0 | 0 | 0 | 0 | 0 | 0 | 0
F6_Residential_CZ1 - Single Family_New_Water Heating_Natural Gas_Water Heater > 55 gal._Realistic Achievable Potential | F6 | Residential | CZ1 - Single Family | New | Water Heating | Natural Gas | Water Heater > 55 gal. | Realistic Achievable Potential | Avg. Replacement Usage | 0 | 0 | 0 | 0 | 0 | 0 | 0 | 0 | 0 | 0 | 0 | 0 | 0 | 0 | 0 | 0 | 0 | 0 | 0 | 0 | 0 | 0 | 0 | 0 | 0 | 0 | 0 | 0 | 0 | 0
F7_Residential_CZ1 - Single Family_New_Water Heating_Natural Gas_Water Heater > 55 gal._Realistic Achievable Potential | F7 | Residential | CZ1 - Single Family | New | Water Heating | Natural Gas | Water Heater > 55 gal. | Realistic Achievable Potential | Avg. Replacement Demand (S) | 0 | 0 | 0 | 0 | 0 | 0 | 0 | 0 | 0 | 0 | 0 | 0 | 0 | 0 | 0 | 0 | 0 | 0 | 0 | 0 | 0 | 0 | 0 | 0 | 0 | 0 | 0 | 0 | 0 | 0
F8_Residential_CZ1 - Single Family_New_Water Heating_Natural Gas_Water Heater > 55 gal._Realistic Achievable Potential | F8 | Residential | CZ1 - Single Family | New | Water Heating | Natural Gas | Water Heater > 55 gal. | Realistic Achievable Potential | Avg. Replacement Demand (W) | 0 | 0 | 0 | 0 | 0 | 0 | 0 | 0 | 0 | 0 | 0 | 0 | 0 | 0 | 0 | 0 | 0 | 0 | 0 | 0 | 0 | 0 | 0 | 0 | 0 | 0 | 0 | 0 | 0 | 0
F1_Residential_CZ1 - Single Family_New_Appliances_Natural Gas_Clothes Dryer_Realistic Achievable Potential | F1 | Residential | CZ1 - Single Family | New | Appliances | Natural Gas | Clothes Dryer | Realistic Achievable Potential | Units | 0 | 0 | 0 | 0 | 0 | 0 | 0 | 0 | 0 | 0 | 0 | 0 | 0 | 0 | 0 | 0 | 0 | 0 | 0 | 0 | 0 | 0 | 0 | 0 | 0 | 0 | 0 | 0 | 0 | 0
F2_Residential_CZ1 - Single Family_New_Appliances_Natural Gas_Clothes Dryer_Realistic Achievable Potential | F2 | Residential | CZ1 - Single Family | New | Appliances | Natural Gas | Clothes Dryer | Realistic Achievable Potential | Usage (MMtherm) | 0 | 0 | 0 | 0 | 0 | 0 | 0 | 0 | 0 | 0 | 0 | 0 | 0 | 0 | 0 | 0 | 0 | 0 | 0 | 0 | 0 | 0 | 0 | 0 | 0 | 0 | 0 | 0 | 0 | 0
F3_Residential_CZ1 - Single Family_New_Appliances_Natural Gas_Clothes Dryer_Realistic Achievable Potential | F3 | Residential | CZ1 - Single Family | New | Appliances | Natural Gas | Clothes Dryer | Realistic Achievable Potential | Peak Demand (S) | 0 | 0 | 0 | 0 | 0 | 0 | 0 | 0 | 0 | 0 | 0 | 0 | 0 | 0 | 0 | 0 | 0 | 0 | 0 | 0 | 0 | 0 | 0 | 0 | 0 | 0 | 0 | 0 | 0 | 0
F4_Residential_CZ1 - Single Family_New_Appliances_Natural Gas_Clothes Dryer_Realistic Achievable Potential | F4 | Residential | CZ1 - Single Family | New | Appliances | Natural Gas | Clothes Dryer | Realistic Achievable Potential | Peak Demand (W) | 0 | 0 | 0 | 0 | 0 | 0 | 0 | 0 | 0 | 0 | 0 | 0 | 0 | 0 | 0 | 0 | 0 | 0 | 0 | 0 | 0 | 0 | 0 | 0 | 0 | 0 | 0 | 0 | 0 | 0
F5_Residential_CZ1 - Single Family_New_Appliances_Natural Gas_Clothes Dryer_Realistic Achievable Potential | F5 | Residential | CZ1 - Single Family | New | Appliances | Natural Gas | Clothes Dryer | Realistic Achievable Potential | Turnover | 0 | 0 | 0 | 0 | 0 | 0 | 0 | 0 | 0 | 0 | 0 | 0 | 0 | 0 | 0 | 0 | 0 | 0 | 0 | 0 | 0 | 0 | 0 | 0 | 0 | 0 | 0 | 0 | 0 | 0
F6_Residential_CZ1 - Single Family_New_Appliances_Natural Gas_Clothes Dryer_Realistic Achievable Potential | F6 | Residential | CZ1 - Single Family | New | Appliances | Natural Gas | Clothes Dryer | Realistic Achievable Potential | Avg. Replacement Usage | 0 | 0 | 0 | 0 | 0 | 0 | 0 | 0 | 0 | 0 | 0 | 0 | 0 | 0 | 0 | 0 | 0 | 0 | 0 | 0 | 0 | 0 | 0 | 0 | 0 | 0 | 0 | 0 | 0 | 0
F7_Residential_CZ1 - Single Family_New_Appliances_Natural Gas_Clothes Dryer_Realistic Achievable Potential | F7 | Residential | CZ1 - Single Family | New | Appliances | Natural Gas | Clothes Dryer | Realistic Achievable Potential | Avg. Replacement Demand (S) | 0 | 0 | 0 | 0 | 0 | 0 | 0 | 0 | 0 | 0 | 0 | 0 | 0 | 0 | 0 | 0 | 0 | 0 | 0 | 0 | 0 | 0 | 0 | 0 | 0 | 0 | 0 | 0 | 0 | 0
F8_Residential_CZ1 - Single Family_New_Appliances_Natural Gas_Clothes Dryer_Realistic Achievable Potential | F8 | Residential | CZ1 - Single Family | New | Appliances | Natural Gas | Clothes Dryer | Realistic Achievable Potential | Avg. Replacement Demand (W) | 0 | 0 | 0 | 0 | 0 | 0 | 0 | 0 | 0 | 0 | 0 | 0 | 0 | 0 | 0 | 0 | 0 | 0 | 0 | 0 | 0 | 0 | 0 | 0 | 0 | 0 | 0 | 0 | 0 | 0
F1_Residential_CZ1 - Single Family_New_Appliances_Natural Gas_Stove/Oven_Realistic Achievable Potential | F1 | Residential | CZ1 - Single Family | New | Appliances | Natural Gas | Stove/Oven | Realistic Achievable Potential | Units | 0 | 0 | 0 | 0 | 0 | 0 | 0 | 0 | 0 | 0 | 0 | 0 | 0 | 0 | 0 | 0 | 0 | 0 | 0 | 0 | 0 | 0 | 0 | 0 | 0 | 0 | 0 | 0 | 0 | 0
F2_Residential_CZ1 - Single Family_New_Appliances_Natural Gas_Stove/Oven_Realistic Achievable Potential | F2 | Residential | CZ1 - Single Family | New | Appliances | Natural Gas | Stove/Oven | Realistic Achievable Potential | Usage (MMtherm) | 0 | 0 | 0 | 0 | 0 | 0 | 0 | 0 | 0 | 0 | 0 | 0 | 0 | 0 | 0 | 0 | 0 | 0 | 0 | 0 | 0 | 0 | 0 | 0 | 0 | 0 | 0 | 0 | 0 | 0
F3_Residential_CZ1 - Single Family_New_Appliances_Natural Gas_Stove/Oven_Realistic Achievable Potential | F3 | Residential | CZ1 - Single Family | New | Appliances | Natural Gas | Stove/Oven | Realistic Achievable Potential | Peak Demand (S) | 0 | 0 | 0 | 0 | 0 | 0 | 0 | 0 | 0 | 0 | 0 | 0 | 0 | 0 | 0 | 0 | 0 | 0 | 0 | 0 | 0 | 0 | 0 | 0 | 0 | 0 | 0 | 0 | 0 | 0
F4_Residential_CZ1 - Single Family_New_Appliances_Natural Gas_Stove/Oven_Realistic Achievable Potential | F4 | Residential | CZ1 - Single Family | New | Appliances | Natural Gas | Stove/Oven | Realistic Achievable Potential | Peak Demand (W) | 0 | 0 | 0 | 0 | 0 | 0 | 0 | 0 | 0 | 0 | 0 | 0 | 0 | 0 | 0 | 0 | 0 | 0 | 0 | 0 | 0 | 0 | 0 | 0 | 0 | 0 | 0 | 0 | 0 | 0
F5_Residential_CZ1 - Single Family_New_Appliances_Natural Gas_Stove/Oven_Realistic Achievable Potential | F5 | Residential | CZ1 - Single Family | New | Appliances | Natural Gas | Stove/Oven | Realistic Achievable Potential | Turnover | 0 | 0 | 0 | 0 | 0 | 0 | 0 | 0 | 0 | 0 | 0 | 0 | 0 | 0 | 0 | 0 | 0 | 0 | 0 | 0 | 0 | 0 | 0 | 0 | 0 | 0 | 0 | 0 | 0 | 0
F6_Residential_CZ1 - Single Family_New_Appliances_Natural Gas_Stove/Oven_Realistic Achievable Potential | F6 | Residential | CZ1 - Single Family | New | Appliances | Natural Gas | Stove/Oven | Realistic Achievable Potential | Avg. Replacement Usage | 0 | 0 | 0 | 0 | 0 | 0 | 0 | 0 | 0 | 0 | 0 | 0 | 0 | 0 | 0 | 0 | 0 | 0 | 0 | 0 | 0 | 0 | 0 | 0 | 0 | 0 | 0 | 0 | 0 | 0
F7_Residential_CZ1 - Single Family_New_Appliances_Natural Gas_Stove/Oven_Realistic Achievable Potential | F7 | Residential | CZ1 - Single Family | New | Appliances | Natural Gas | Stove/Oven | Realistic Achievable Potential | Avg. Replacement Demand (S) | 0 | 0 | 0 | 0 | 0 | 0 | 0 | 0 | 0 | 0 | 0 | 0 | 0 | 0 | 0 | 0 | 0 | 0 | 0 | 0 | 0 | 0 | 0 | 0 | 0 | 0 | 0 | 0 | 0 | 0
F8_Residential_CZ1 - Single Family_New_Appliances_Natural Gas_Stove/Oven_Realistic Achievable Potential | F8 | Residential | CZ1 - Single Family | New | Appliances | Natural Gas | Stove/Oven | Realistic Achievable Potential | Avg. Replacement Demand (W) | 0 | 0 | 0 | 0 | 0 | 0 | 0 | 0 | 0 | 0 | 0 | 0 | 0 | 0 | 0 | 0 | 0 | 0 | 0 | 0 | 0 | 0 | 0 | 0 | 0 | 0 | 0 | 0 | 0 | 0
F1_Residential_CZ1 - Single Family_New_Miscellaneous_Natural Gas_Pool Heater_Realistic Achievable Potential | F1 | Residential | CZ1 - Single Family | New | Miscellaneous | Natural Gas | Pool Heater | Realistic Achievable Potential | Units | 0 | 0 | 0 | 0 | 0 | 0 | 0 | 0 | 0 | 0 | 0 | 0 | 0 | 0 | 0 | 0 | 0 | 0 | 0 | 0 | 0 | 0 | 0 | 0 | 0 | 0 | 0 | 0 | 0 | 0
F2_Residential_CZ1 - Single Family_New_Miscellaneous_Natural Gas_Pool Heater_Realistic Achievable Potential | F2 | Residential | CZ1 - Single Family | New | Miscellaneous | Natural Gas | Pool Heater | Realistic Achievable Potential | Usage (MMtherm) | 0 | 0 | 0 | 0 | 0 | 0 | 0 | 0 | 0 | 0 | 0 | 0 | 0 | 0 | 0 | 0 | 0 | 0 | 0 | 0 | 0 | 0 | 0 | 0 | 0 | 0 | 0 | 0 | 0 | 0
F3_Residential_CZ1 - Single Family_New_Miscellaneous_Natural Gas_Pool Heater_Realistic Achievable Potential | F3 | Residential | CZ1 - Single Family | New | Miscellaneous | Natural Gas | Pool Heater | Realistic Achievable Potential | Peak Demand (S) | 0 | 0 | 0 | 0 | 0 | 0 | 0 | 0 | 0 | 0 | 0 | 0 | 0 | 0 | 0 | 0 | 0 | 0 | 0 | 0 | 0 | 0 | 0 | 0 | 0 | 0 | 0 | 0 | 0 | 0
F4_Residential_CZ1 - Single Family_New_Miscellaneous_Natural Gas_Pool Heater_Realistic Achievable Potential | F4 | Residential | CZ1 - Single Family | New | Miscellaneous | Natural Gas | Pool Heater | Realistic Achievable Potential | Peak Demand (W) | 0 | 0 | 0 | 0 | 0 | 0 | 0 | 0 | 0 | 0 | 0 | 0 | 0 | 0 | 0 | 0 | 0 | 0 | 0 | 0 | 0 | 0 | 0 | 0 | 0 | 0 | 0 | 0 | 0 | 0
F5_Residential_CZ1 - Single Family_New_Miscellaneous_Natural Gas_Pool Heater_Realistic Achievable Potential | F5 | Residential | CZ1 - Single Family | New | Miscellaneous | Natural Gas | Pool Heater | Realistic Achievable Potential | Turnover | 0 | 0 | 0 | 0 | 0 | 0 | 0 | 0 | 0 | 0 | 0 | 0 | 0 | 0 | 0 | 0 | 0 | 0 | 0 | 0 | 0 | 0 | 0 | 0 | 0 | 0 | 0 | 0 | 0 | 0
F6_Residential_CZ1 - Single Family_New_Miscellaneous_Natural Gas_Pool Heater_Realistic Achievable Potential | F6 | Residential | CZ1 - Single Family | New | Miscellaneous | Natural Gas | Pool Heater | Realistic Achievable Potential | Avg. Replacement Usage | 0 | 0 | 0 | 0 | 0 | 0 | 0 | 0 | 0 | 0 | 0 | 0 | 0 | 0 | 0 | 0 | 0 | 0 | 0 | 0 | 0 | 0 | 0 | 0 | 0 | 0 | 0 | 0 | 0 | 0
F7_Residential_CZ1 - Single Family_New_Miscellaneous_Natural Gas_Pool Heater_Realistic Achievable Potential | F7 | Residential | CZ1 - Single Family | New | Miscellaneous | Natural Gas | Pool Heater | Realistic Achievable Potential | Avg. Replacement Demand (S) | 0 | 0 | 0 | 0 | 0 | 0 | 0 | 0 | 0 | 0 | 0 | 0 | 0 | 0 | 0 | 0 | 0 | 0 | 0 | 0 | 0 | 0 | 0 | 0 | 0 | 0 | 0 | 0 | 0 | 0
F8_Residential_CZ1 - Single Family_New_Miscellaneous_Natural Gas_Pool Heater_Realistic Achievable Potential | F8 | Residential | CZ1 - Single Family | New | Miscellaneous | Natural Gas | Pool Heater | Realistic Achievable Potential | Avg. Replacement Demand (W) | 0 | 0 | 0 | 0 | 0 | 0 | 0 | 0 | 0 | 0 | 0 | 0 | 0 | 0 | 0 | 0 | 0 | 0 | 0 | 0 | 0 | 0 | 0 | 0 | 0 | 0 | 0 | 0 | 0 | 0
F1_Residential_CZ1 - Single Family_New_Miscellaneous_Natural Gas_Miscellaneous_Realistic Achievable Potential | F1 | Residential | CZ1 - Single Family | New | Miscellaneous | Natural Gas | Miscellaneous | Realistic Achievable Potential | Units | 0 | 0 | 0 | 0 | 0 | 0 | 0 | 0 | 0 | 0 | 0 | 0 | 0 | 0 | 0 | 0 | 0 | 0 | 0 | 0 | 0 | 0 | 0 | 0 | 0 | 0 | 0 | 0 | 0 | 0
F2_Residential_CZ1 - Single Family_New_Miscellaneous_Natural Gas_Miscellaneous_Realistic Achievable Potential | F2 | Residential | CZ1 - Single Family | New | Miscellaneous | Natural Gas | Miscellaneous | Realistic Achievable Potential | Usage (MMtherm) | 0 | 0 | 0 | 0 | 0 | 0 | 0 | 0 | 0 | 0 | 0 | 0 | 0 | 0 | 0 | 0 | 0 | 0 | 0 | 0 | 0 | 0 | 0 | 0 | 0 | 0 | 0 | 0 | 0 | 0
F3_Residential_CZ1 - Single Family_New_Miscellaneous_Natural Gas_Miscellaneous_Realistic Achievable Potential | F3 | Residential | CZ1 - Single Family | New | Miscellaneous | Natural Gas | Miscellaneous | Realistic Achievable Potential | Peak Demand (S) | 0 | 0 | 0 | 0 | 0 | 0 | 0 | 0 | 0 | 0 | 0 | 0 | 0 | 0 | 0 | 0 | 0 | 0 | 0 | 0 | 0 | 0 | 0 | 0 | 0 | 0 | 0 | 0 | 0 | 0
F4_Residential_CZ1 - Single Family_New_Miscellaneous_Natural Gas_Miscellaneous_Realistic Achievable Potential | F4 | Residential | CZ1 - Single Family | New | Miscellaneous | Natural Gas | Miscellaneous | Realistic Achievable Potential | Peak Demand (W) | 0 | 0 | 0 | 0 | 0 | 0 | 0 | 0 | 0 | 0 | 0 | 0 | 0 | 0 | 0 | 0 | 0 | 0 | 0 | 0 | 0 | 0 | 0 | 0 | 0 | 0 | 0 | 0 | 0 | 0
F5_Residential_CZ1 - Single Family_New_Miscellaneous_Natural Gas_Miscellaneous_Realistic Achievable Potential | F5 | Residential | CZ1 - Single Family | New | Miscellaneous | Natural Gas | Miscellaneous | Realistic Achievable Potential | Turnover | 0 | 0 | 0 | 0 | 0 | 0 | 0 | 0 | 0 | 0 | 0 | 0 | 0 | 0 | 0 | 0 | 0 | 0 | 0 | 0 | 0 | 0 | 0 | 0 | 0 | 0 | 0 | 0 | 0 | 0
F6_Residential_CZ1 - Single Family_New_Miscellaneous_Natural Gas_Miscellaneous_Realistic Achievable Potential | F6 | Residential | CZ1 - Single Family | New | Miscellaneous | Natural Gas | Miscellaneous | Realistic Achievable Potential | Avg. Replacement Usage | 0 | 0 | 0 | 0 | 0 | 0 | 0 | 0 | 0 | 0 | 0 | 0 | 0 | 0 | 0 | 0 | 0 | 0 | 0 | 0 | 0 | 0 | 0 | 0 | 0 | 0 | 0 | 0 | 0 | 0
F7_Residential_CZ1 - Single Family_New_Miscellaneous_Natural Gas_Miscellaneous_Realistic Achievable Potential | F7 | Residential | CZ1 - Single Family | New | Miscellaneous | Natural Gas | Miscellaneous | Realistic Achievable Potential | Avg. Replacement Demand (S) | 0 | 0 | 0 | 0 | 0 | 0 | 0 | 0 | 0 | 0 | 0 | 0 | 0 | 0 | 0 | 0 | 0 | 0 | 0 | 0 | 0 | 0 | 0 | 0 | 0 | 0 | 0 | 0 | 0 | 0
F8_Residential_CZ1 - Single Family_New_Miscellaneous_Natural Gas_Miscellaneous_Realistic Achievable Potential | F8 | Residential | CZ1 - Single Family | New | Miscellaneous | Natural Gas | Miscellaneous | Realistic Achievable Potential | Avg. Replacement Demand (W) | 0 | 0 | 0 | 0 | 0 | 0 | 0 | 0 | 0 | 0 | 0 | 0 | 0 | 0 | 0 | 0 | 0 | 0 | 0 | 0 | 0 | 0 | 0 | 0 | 0 | 0 | 0 | 0 | 0 | 0
F1_Residential_CZ1 - Multi Family_Existing_Space Heating_Natural Gas_Furnace - Direct Fuel_Realistic Achievable Potential | F1 | Residential | CZ1 - Multi Family | Existing | Space Heating | Natural Gas | Furnace - Direct Fuel | Realistic Achievable Potential | Units | 0 | 0 | 0 | 0 | 0 | 0 | 0 | 0 | 0 | 0 | 0 | 0 | 0 | 0 | 0 | 0 | 0 | 0 | 0 | 0 | 0 | 0 | 0 | 0 | 0 | 0 | 0 | 0 | 0 | 0
F2_Residential_CZ1 - Multi Family_Existing_Space Heating_Natural Gas_Furnace - Direct Fuel_Realistic Achievable Potential | F2 | Residential | CZ1 - Multi Family | Existing | Space Heating | Natural Gas | Furnace - Direct Fuel | Realistic Achievable Potential | Usage (MMtherm) | 0 | 0 | 0 | 0 | 0 | 0 | 0 | 0 | 0 | 0 | 0 | 0 | 0 | 0 | 0 | 0 | 0 | 0 | 0 | 0 | 0 | 0 | 0 | 0 | 0 | 0 | 0 | 0 | 0 | 0
F3_Residential_CZ1 - Multi Family_Existing_Space Heating_Natural Gas_Furnace - Direct Fuel_Realistic Achievable Potential | F3 | Residential | CZ1 - Multi Family | Existing | Space Heating | Natural Gas | Furnace - Direct Fuel | Realistic Achievable Potential | Peak Demand (S) | 0 | 0 | 0 | 0 | 0 | 0 | 0 | 0 | 0 | 0 | 0 | 0 | 0 | 0 | 0 | 0 | 0 | 0 | 0 | 0 | 0 | 0 | 0 | 0 | 0 | 0 | 0 | 0 | 0 | 0
F4_Residential_CZ1 - Multi Family_Existing_Space Heating_Natural Gas_Furnace - Direct Fuel_Realistic Achievable Potential | F4 | Residential | CZ1 - Multi Family | Existing | Space Heating | Natural Gas | Furnace - Direct Fuel | Realistic Achievable Potential | Peak Demand (W) | 0 | 0 | 0 | 0 | 0 | 0 | 0 | 0 | 0 | 0 | 0 | 0 | 0 | 0 | 0 | 0 | 0 | 0 | 0 | 0 | 0 | 0 | 0 | 0 | 0 | 0 | 0 | 0 | 0 | 0
F5_Residential_CZ1 - Multi Family_Existing_Space Heating_Natural Gas_Furnace - Direct Fuel_Realistic Achievable Potential | F5 | Residential | CZ1 - Multi Family | Existing | Space Heating | Natural Gas | Furnace - Direct Fuel | Realistic Achievable Potential | Turnover | 0 | 0 | 0 | 0 | 0 | 0 | 0 | 0 | 0 | 0 | 0 | 0 | 0 | 0 | 0 | 0 | 0 | 0 | 0 | 0 | 0 | 0 | 0 | 0 | 0 | 0 | 0 | 0 | 0 | 0
F6_Residential_CZ1 - Multi Family_Existing_Space Heating_Natural Gas_Furnace - Direct Fuel_Realistic Achievable Potential | F6 | Residential | CZ1 - Multi Family | Existing | Space Heating | Natural Gas | Furnace - Direct Fuel | Realistic Achievable Potential | Avg. Replacement Usage | 0 | 0 | 0 | 0 | 0 | 0 | 0 | 0 | 0 | 0 | 0 | 0 | 0 | 0 | 0 | 0 | 0 | 0 | 0 | 0 | 0 | 0 | 0 | 0 | 0 | 0 | 0 | 0 | 0 | 0
F7_Residential_CZ1 - Multi Family_Existing_Space Heating_Natural Gas_Furnace - Direct Fuel_Realistic Achievable Potential | F7 | Residential | CZ1 - Multi Family | Existing | Space Heating | Natural Gas | Furnace - Direct Fuel | Realistic Achievable Potential | Avg. Replacement Demand (S) | 0 | 0 | 0 | 0 | 0 | 0 | 0 | 0 | 0 | 0 | 0 | 0 | 0 | 0 | 0 | 0 | 0 | 0 | 0 | 0 | 0 | 0 | 0 | 0 | 0 | 0 | 0 | 0 | 0 | 0
F8_Residential_CZ1 - Multi Family_Existing_Space Heating_Natural Gas_Furnace - Direct Fuel_Realistic Achievable Potential | F8 | Residential | CZ1 - Multi Family | Existing | Space Heating | Natural Gas | Furnace - Direct Fuel | Realistic Achievable Potential | Avg. Replacement Demand (W) | 0 | 0 | 0 | 0 | 0 | 0 | 0 | 0 | 0 | 0 | 0 | 0 | 0 | 0 | 0 | 0 | 0 | 0 | 0 | 0 | 0 | 0 | 0 | 0 | 0 | 0 | 0 | 0 | 0 | 0
F1_Residential_CZ1 - Multi Family_Existing_Space Heating_Natural Gas_Boiler - Direct Fuel_Realistic Achievable Potential | F1 | Residential | CZ1 - Multi Family | Existing | Space Heating | Natural Gas | Boiler - Direct Fuel | Realistic Achievable Potential | Units | 0 | 0 | 0 | 0 | 0 | 0 | 0 | 0 | 0 | 0 | 0 | 0 | 0 | 0 | 0 | 0 | 0 | 0 | 0 | 0 | 0 | 0 | 0 | 0 | 0 | 0 | 0 | 0 | 0 | 0
F2_Residential_CZ1 - Multi Family_Existing_Space Heating_Natural Gas_Boiler - Direct Fuel_Realistic Achievable Potential | F2 | Residential | CZ1 - Multi Family | Existing | Space Heating | Natural Gas | Boiler - Direct Fuel | Realistic Achievable Potential | Usage (MMtherm) | 0 | 0 | 0 | 0 | 0 | 0 | 0 | 0 | 0 | 0 | 0 | 0 | 0 | 0 | 0 | 0 | 0 | 0 | 0 | 0 | 0 | 0 | 0 | 0 | 0 | 0 | 0 | 0 | 0 | 0
F3_Residential_CZ1 - Multi Family_Existing_Space Heating_Natural Gas_Boiler - Direct Fuel_Realistic Achievable Potential | F3 | Residential | CZ1 - Multi Family | Existing | Space Heating | Natural Gas | Boiler - Direct Fuel | Realistic Achievable Potential | Peak Demand (S) | 0 | 0 | 0 | 0 | 0 | 0 | 0 | 0 | 0 | 0 | 0 | 0 | 0 | 0 | 0 | 0 | 0 | 0 | 0 | 0 | 0 | 0 | 0 | 0 | 0 | 0 | 0 | 0 | 0 | 0
F4_Residential_CZ1 - Multi Family_Existing_Space Heating_Natural Gas_Boiler - Direct Fuel_Realistic Achievable Potential | F4 | Residential | CZ1 - Multi Family | Existing | Space Heating | Natural Gas | Boiler - Direct Fuel | Realistic Achievable Potential | Peak Demand (W) | 0 | 0 | 0 | 0 | 0 | 0 | 0 | 0 | 0 | 0 | 0 | 0 | 0 | 0 | 0 | 0 | 0 | 0 | 0 | 0 | 0 | 0 | 0 | 0 | 0 | 0 | 0 | 0 | 0 | 0
F5_Residential_CZ1 - Multi Family_Existing_Space Heating_Natural Gas_Boiler - Direct Fuel_Realistic Achievable Potential | F5 | Residential | CZ1 - Multi Family | Existing | Space Heating | Natural Gas | Boiler - Direct Fuel | Realistic Achievable Potential | Turnover | 0 | 0 | 0 | 0 | 0 | 0 | 0 | 0 | 0 | 0 | 0 | 0 | 0 | 0 | 0 | 0 | 0 | 0 | 0 | 0 | 0 | 0 | 0 | 0 | 0 | 0 | 0 | 0 | 0 | 0
F6_Residential_CZ1 - Multi Family_Existing_Space Heating_Natural Gas_Boiler - Direct Fuel_Realistic Achievable Potential | F6 | Residential | CZ1 - Multi Family | Existing | Space Heating | Natural Gas | Boiler - Direct Fuel | Realistic Achievable Potential | Avg. Replacement Usage | 0 | 0 | 0 | 0 | 0 | 0 | 0 | 0 | 0 | 0 | 0 | 0 | 0 | 0 | 0 | 0 | 0 | 0 | 0 | 0 | 0 | 0 | 0 | 0 | 0 | 0 | 0 | 0 | 0 | 0
F7_Residential_CZ1 - Multi Family_Existing_Space Heating_Natural Gas_Boiler - Direct Fuel_Realistic Achievable Potential | F7 | Residential | CZ1 - Multi Family | Existing | Space Heating | Natural Gas | Boiler - Direct Fuel | Realistic Achievable Potential | Avg. Replacement Demand (S) | 0 | 0 | 0 | 0 | 0 | 0 | 0 | 0 | 0 | 0 | 0 | 0 | 0 | 0 | 0 | 0 | 0 | 0 | 0 | 0 | 0 | 0 | 0 | 0 | 0 | 0 | 0 | 0 | 0 | 0
F8_Residential_CZ1 - Multi Family_Existing_Space Heating_Natural Gas_Boiler - Direct Fuel_Realistic Achievable Potential | F8 | Residential | CZ1 - Multi Family | Existing | Space Heating | Natural Gas | Boiler - Direct Fuel | Realistic Achievable Potential | Avg. Replacement Demand (W) | 0 | 0 | 0 | 0 | 0 | 0 | 0 | 0 | 0 | 0 | 0 | 0 | 0 | 0 | 0 | 0 | 0 | 0 | 0 | 0 | 0 | 0 | 0 | 0 | 0 | 0 | 0 | 0 | 0 | 0
F1_Residential_CZ1 - Multi Family_Existing_Secondary Heating_Natural Gas_Fireplace_Realistic Achievable Potential | F1 | Residential | CZ1 - Multi Family | Existing | Secondary Heating | Natural Gas | Fireplace | Realistic Achievable Potential | Units | 0 | 0 | 0 | 0 | 0 | 0 | 0 | 0 | 0 | 0 | 0 | 0 | 0 | 0 | 0 | 0 | 0 | 0 | 0 | 0 | 0 | 0 | 0 | 0 | 0 | 0 | 0 | 0 | 0 | 0
F2_Residential_CZ1 - Multi Family_Existing_Secondary Heating_Natural Gas_Fireplace_Realistic Achievable Potential | F2 | Residential | CZ1 - Multi Family | Existing | Secondary Heating | Natural Gas | Fireplace | Realistic Achievable Potential | Usage (MMtherm) | 0 | 0 | 0 | 0 | 0 | 0 | 0 | 0 | 0 | 0 | 0 | 0 | 0 | 0 | 0 | 0 | 0 | 0 | 0 | 0 | 0 | 0 | 0 | 0 | 0 | 0 | 0 | 0 | 0 | 0
F3_Residential_CZ1 - Multi Family_Existing_Secondary Heating_Natural Gas_Fireplace_Realistic Achievable Potential | F3 | Residential | CZ1 - Multi Family | Existing | Secondary Heating | Natural Gas | Fireplace | Realistic Achievable Potential | Peak Demand (S) | 0 | 0 | 0 | 0 | 0 | 0 | 0 | 0 | 0 | 0 | 0 | 0 | 0 | 0 | 0 | 0 | 0 | 0 | 0 | 0 | 0 | 0 | 0 | 0 | 0 | 0 | 0 | 0 | 0 | 0
F4_Residential_CZ1 - Multi Family_Existing_Secondary Heating_Natural Gas_Fireplace_Realistic Achievable Potential | F4 | Residential | CZ1 - Multi Family | Existing | Secondary Heating | Natural Gas | Fireplace | Realistic Achievable Potential | Peak Demand (W) | 0 | 0 | 0 | 0 | 0 | 0 | 0 | 0 | 0 | 0 | 0 | 0 | 0 | 0 | 0 | 0 | 0 | 0 | 0 | 0 | 0 | 0 | 0 | 0 | 0 | 0 | 0 | 0 | 0 | 0
F5_Residential_CZ1 - Multi Family_Existing_Secondary Heating_Natural Gas_Fireplace_Realistic Achievable Potential | F5 | Residential | CZ1 - Multi Family | Existing | Secondary Heating | Natural Gas | Fireplace | Realistic Achievable Potential | Turnover | 0 | 0 | 0 | 0 | 0 | 0 | 0 | 0 | 0 | 0 | 0 | 0 | 0 | 0 | 0 | 0 | 0 | 0 | 0 | 0 | 0 | 0 | 0 | 0 | 0 | 0 | 0 | 0 | 0 | 0
F6_Residential_CZ1 - Multi Family_Existing_Secondary Heating_Natural Gas_Fireplace_Realistic Achievable Potential | F6 | Residential | CZ1 - Multi Family | Existing | Secondary Heating | Natural Gas | Fireplace | Realistic Achievable Potential | Avg. Replacement Usage | 0 | 0 | 0 | 0 | 0 | 0 | 0 | 0 | 0 | 0 | 0 | 0 | 0 | 0 | 0 | 0 | 0 | 0 | 0 | 0 | 0 | 0 | 0 | 0 | 0 | 0 | 0 | 0 | 0 | 0
F7_Residential_CZ1 - Multi Family_Existing_Secondary Heating_Natural Gas_Fireplace_Realistic Achievable Potential | F7 | Residential | CZ1 - Multi Family | Existing | Secondary Heating | Natural Gas | Fireplace | Realistic Achievable Potential | Avg. Replacement Demand (S) | 0 | 0 | 0 | 0 | 0 | 0 | 0 | 0 | 0 | 0 | 0 | 0 | 0 | 0 | 0 | 0 | 0 | 0 | 0 | 0 | 0 | 0 | 0 | 0 | 0 | 0 | 0 | 0 | 0 | 0
F8_Residential_CZ1 - Multi Family_Existing_Secondary Heating_Natural Gas_Fireplace_Realistic Achievable Potential | F8 | Residential | CZ1 - Multi Family | Existing | Secondary Heating | Natural Gas | Fireplace | Realistic Achievable Potential | Avg. Replacement Demand (W) | 0 | 0 | 0 | 0 | 0 | 0 | 0 | 0 | 0 | 0 | 0 | 0 | 0 | 0 | 0 | 0 | 0 | 0 | 0 | 0 | 0 | 0 | 0 | 0 | 0 | 0 | 0 | 0 | 0 | 0
F1_Residential_CZ1 - Multi Family_Existing_Water Heating_Natural Gas_Water Heater <= 55 gal._Realistic Achievable Potential | F1 | Residential | CZ1 - Multi Family | Existing | Water Heating | Natural Gas | Water Heater <= 55 gal. | Realistic Achievable Potential | Units | 0 | 0 | 0 | 0 | 0 | 0 | 0 | 0 | 0 | 0 | 0 | 0 | 0 | 0 | 0 | 0 | 0 | 0 | 0 | 0 | 0 | 0 | 0 | 0 | 0 | 0 | 0 | 0 | 0 | 0
F2_Residential_CZ1 - Multi Family_Existing_Water Heating_Natural Gas_Water Heater <= 55 gal._Realistic Achievable Potential | F2 | Residential | CZ1 - Multi Family | Existing | Water Heating | Natural Gas | Water Heater <= 55 gal. | Realistic Achievable Potential | Usage (MMtherm) | 0 | 0 | 0 | 0 | 0 | 0 | 0 | 0 | 0 | 0 | 0 | 0 | 0 | 0 | 0 | 0 | 0 | 0 | 0 | 0 | 0 | 0 | 0 | 0 | 0 | 0 | 0 | 0 | 0 | 0
F3_Residential_CZ1 - Multi Family_Existing_Water Heating_Natural Gas_Water Heater <= 55 gal._Realistic Achievable Potential | F3 | Residential | CZ1 - Multi Family | Existing | Water Heating | Natural Gas | Water Heater <= 55 gal. | Realistic Achievable Potential | Peak Demand (S) | 0 | 0 | 0 | 0 | 0 | 0 | 0 | 0 | 0 | 0 | 0 | 0 | 0 | 0 | 0 | 0 | 0 | 0 | 0 | 0 | 0 | 0 | 0 | 0 | 0 | 0 | 0 | 0 | 0 | 0
F4_Residential_CZ1 - Multi Family_Existing_Water Heating_Natural Gas_Water Heater <= 55 gal._Realistic Achievable Potential | F4 | Residential | CZ1 - Multi Family | Existing | Water Heating | Natural Gas | Water Heater <= 55 gal. | Realistic Achievable Potential | Peak Demand (W) | 0 | 0 | 0 | 0 | 0 | 0 | 0 | 0 | 0 | 0 | 0 | 0 | 0 | 0 | 0 | 0 | 0 | 0 | 0 | 0 | 0 | 0 | 0 | 0 | 0 | 0 | 0 | 0 | 0 | 0
F5_Residential_CZ1 - Multi Family_Existing_Water Heating_Natural Gas_Water Heater <= 55 gal._Realistic Achievable Potential | F5 | Residential | CZ1 - Multi Family | Existing | Water Heating | Natural Gas | Water Heater <= 55 gal. | Realistic Achievable Potential | Turnover | 0 | 0 | 0 | 0 | 0 | 0 | 0 | 0 | 0 | 0 | 0 | 0 | 0 | 0 | 0 | 0 | 0 | 0 | 0 | 0 | 0 | 0 | 0 | 0 | 0 | 0 | 0 | 0 | 0 | 0
F6_Residential_CZ1 - Multi Family_Existing_Water Heating_Natural Gas_Water Heater <= 55 gal._Realistic Achievable Potential | F6 | Residential | CZ1 - Multi Family | Existing | Water Heating | Natural Gas | Water Heater <= 55 gal. | Realistic Achievable Potential | Avg. Replacement Usage | 0 | 0 | 0 | 0 | 0 | 0 | 0 | 0 | 0 | 0 | 0 | 0 | 0 | 0 | 0 | 0 | 0 | 0 | 0 | 0 | 0 | 0 | 0 | 0 | 0 | 0 | 0 | 0 | 0 | 0
F7_Residential_CZ1 - Multi Family_Existing_Water Heating_Natural Gas_Water Heater <= 55 gal._Realistic Achievable Potential | F7 | Residential | CZ1 - Multi Family | Existing | Water Heating | Natural Gas | Water Heater <= 55 gal. | Realistic Achievable Potential | Avg. Replacement Demand (S) | 0 | 0 | 0 | 0 | 0 | 0 | 0 | 0 | 0 | 0 | 0 | 0 | 0 | 0 | 0 | 0 | 0 | 0 | 0 | 0 | 0 | 0 | 0 | 0 | 0 | 0 | 0 | 0 | 0 | 0
F8_Residential_CZ1 - Multi Family_Existing_Water Heating_Natural Gas_Water Heater <= 55 gal._Realistic Achievable Potential | F8 | Residential | CZ1 - Multi Family | Existing | Water Heating | Natural Gas | Water Heater <= 55 gal. | Realistic Achievable Potential | Avg. Replacement Demand (W) | 0 | 0 | 0 | 0 | 0 | 0 | 0 | 0 | 0 | 0 | 0 | 0 | 0 | 0 | 0 | 0 | 0 | 0 | 0 | 0 | 0 | 0 | 0 | 0 | 0 | 0 | 0 | 0 | 0 | 0
F1_Residential_CZ1 - Multi Family_Existing_Water Heating_Natural Gas_Water Heater > 55 gal._Realistic Achievable Potential | F1 | Residential | CZ1 - Multi Family | Existing | Water Heating | Natural Gas | Water Heater > 55 gal. | Realistic Achievable Potential | Units | 0 | 0 | 0 | 0 | 0 | 0 | 0 | 0 | 0 | 0 | 0 | 0 | 0 | 0 | 0 | 0 | 0 | 0 | 0 | 0 | 0 | 0 | 0 | 0 | 0 | 0 | 0 | 0 | 0 | 0
F2_Residential_CZ1 - Multi Family_Existing_Water Heating_Natural Gas_Water Heater > 55 gal._Realistic Achievable Potential | F2 | Residential | CZ1 - Multi Family | Existing | Water Heating | Natural Gas | Water Heater > 55 gal. | Realistic Achievable Potential | Usage (MMtherm) | 0 | 0 | 0 | 0 | 0 | 0 | 0 | 0 | 0 | 0 | 0 | 0 | 0 | 0 | 0 | 0 | 0 | 0 | 0 | 0 | 0 | 0 | 0 | 0 | 0 | 0 | 0 | 0 | 0 | 0
F3_Residential_CZ1 - Multi Family_Existing_Water Heating_Natural Gas_Water Heater > 55 gal._Realistic Achievable Potential | F3 | Residential | CZ1 - Multi Family | Existing | Water Heating | Natural Gas | Water Heater > 55 gal. | Realistic Achievable Potential | Peak Demand (S) | 0 | 0 | 0 | 0 | 0 | 0 | 0 | 0 | 0 | 0 | 0 | 0 | 0 | 0 | 0 | 0 | 0 | 0 | 0 | 0 | 0 | 0 | 0 | 0 | 0 | 0 | 0 | 0 | 0 | 0
F4_Residential_CZ1 - Multi Family_Existing_Water Heating_Natural Gas_Water Heater > 55 gal._Realistic Achievable Potential | F4 | Residential | CZ1 - Multi Family | Existing | Water Heating | Natural Gas | Water Heater > 55 gal. | Realistic Achievable Potential | Peak Demand (W) | 0 | 0 | 0 | 0 | 0 | 0 | 0 | 0 | 0 | 0 | 0 | 0 | 0 | 0 | 0 | 0 | 0 | 0 | 0 | 0 | 0 | 0 | 0 | 0 | 0 | 0 | 0 | 0 | 0 | 0
F5_Residential_CZ1 - Multi Family_Existing_Water Heating_Natural Gas_Water Heater > 55 gal._Realistic Achievable Potential | F5 | Residential | CZ1 - Multi Family | Existing | Water Heating | Natural Gas | Water Heater > 55 gal. | Realistic Achievable Potential | Turnover | 0 | 0 | 0 | 0 | 0 | 0 | 0 | 0 | 0 | 0 | 0 | 0 | 0 | 0 | 0 | 0 | 0 | 0 | 0 | 0 | 0 | 0 | 0 | 0 | 0 | 0 | 0 | 0 | 0 | 0
F6_Residential_CZ1 - Multi Family_Existing_Water Heating_Natural Gas_Water Heater > 55 gal._Realistic Achievable Potential | F6 | Residential | CZ1 - Multi Family | Existing | Water Heating | Natural Gas | Water Heater > 55 gal. | Realistic Achievable Potential | Avg. Replacement Usage | 0 | 0 | 0 | 0 | 0 | 0 | 0 | 0 | 0 | 0 | 0 | 0 | 0 | 0 | 0 | 0 | 0 | 0 | 0 | 0 | 0 | 0 | 0 | 0 | 0 | 0 | 0 | 0 | 0 | 0
F7_Residential_CZ1 - Multi Family_Existing_Water Heating_Natural Gas_Water Heater > 55 gal._Realistic Achievable Potential | F7 | Residential | CZ1 - Multi Family | Existing | Water Heating | Natural Gas | Water Heater > 55 gal. | Realistic Achievable Potential | Avg. Replacement Demand (S) | 0 | 0 | 0 | 0 | 0 | 0 | 0 | 0 | 0 | 0 | 0 | 0 | 0 | 0 | 0 | 0 | 0 | 0 | 0 | 0 | 0 | 0 | 0 | 0 | 0 | 0 | 0 | 0 | 0 | 0
F8_Residential_CZ1 - Multi Family_Existing_Water Heating_Natural Gas_Water Heater > 55 gal._Realistic Achievable Potential | F8 | Residential | CZ1 - Multi Family | Existing | Water Heating | Natural Gas | Water Heater > 55 gal. | Realistic Achievable Potential | Avg. Replacement Demand (W) | 0 | 0 | 0 | 0 | 0 | 0 | 0 | 0 | 0 | 0 | 0 | 0 | 0 | 0 | 0 | 0 | 0 | 0 | 0 | 0 | 0 | 0 | 0 | 0 | 0 | 0 | 0 | 0 | 0 | 0
F1_Residential_CZ1 - Multi Family_Existing_Appliances_Natural Gas_Clothes Dryer_Realistic Achievable Potential | F1 | Residential | CZ1 - Multi Family | Existing | Appliances | Natural Gas | Clothes Dryer | Realistic Achievable Potential | Units | 0 | 0 | 0 | 0 | 0 | 0 | 0 | 0 | 0 | 0 | 0 | 0 | 0 | 0 | 0 | 0 | 0 | 0 | 0 | 0 | 0 | 0 | 0 | 0 | 0 | 0 | 0 | 0 | 0 | 0
F2_Residential_CZ1 - Multi Family_Existing_Appliances_Natural Gas_Clothes Dryer_Realistic Achievable Potential | F2 | Residential | CZ1 - Multi Family | Existing | Appliances | Natural Gas | Clothes Dryer | Realistic Achievable Potential | Usage (MMtherm) | 0 | 0 | 0 | 0 | 0 | 0 | 0 | 0 | 0 | 0 | 0 | 0 | 0 | 0 | 0 | 0 | 0 | 0 | 0 | 0 | 0 | 0 | 0 | 0 | 0 | 0 | 0 | 0 | 0 | 0
F3_Residential_CZ1 - Multi Family_Existing_Appliances_Natural Gas_Clothes Dryer_Realistic Achievable Potential | F3 | Residential | CZ1 - Multi Family | Existing | Appliances | Natural Gas | Clothes Dryer | Realistic Achievable Potential | Peak Demand (S) | 0 | 0 | 0 | 0 | 0 | 0 | 0 | 0 | 0 | 0 | 0 | 0 | 0 | 0 | 0 | 0 | 0 | 0 | 0 | 0 | 0 | 0 | 0 | 0 | 0 | 0 | 0 | 0 | 0 | 0
F4_Residential_CZ1 - Multi Family_Existing_Appliances_Natural Gas_Clothes Dryer_Realistic Achievable Potential | F4 | Residential | CZ1 - Multi Family | Existing | Appliances | Natural Gas | Clothes Dryer | Realistic Achievable Potential | Peak Demand (W) | 0 | 0 | 0 | 0 | 0 | 0 | 0 | 0 | 0 | 0 | 0 | 0 | 0 | 0 | 0 | 0 | 0 | 0 | 0 | 0 | 0 | 0 | 0 | 0 | 0 | 0 | 0 | 0 | 0 | 0
F5_Residential_CZ1 - Multi Family_Existing_Appliances_Natural Gas_Clothes Dryer_Realistic Achievable Potential | F5 | Residential | CZ1 - Multi Family | Existing | Appliances | Natural Gas | Clothes Dryer | Realistic Achievable Potential | Turnover | 0 | 0 | 0 | 0 | 0 | 0 | 0 | 0 | 0 | 0 | 0 | 0 | 0 | 0 | 0 | 0 | 0 | 0 | 0 | 0 | 0 | 0 | 0 | 0 | 0 | 0 | 0 | 0 | 0 | 0
F6_Residential_CZ1 - Multi Family_Existing_Appliances_Natural Gas_Clothes Dryer_Realistic Achievable Potential | F6 | Residential | CZ1 - Multi Family | Existing | Appliances | Natural Gas | Clothes Dryer | Realistic Achievable Potential | Avg. Replacement Usage | 0 | 0 | 0 | 0 | 0 | 0 | 0 | 0 | 0 | 0 | 0 | 0 | 0 | 0 | 0 | 0 | 0 | 0 | 0 | 0 | 0 | 0 | 0 | 0 | 0 | 0 | 0 | 0 | 0 | 0
F7_Residential_CZ1 - Multi Family_Existing_Appliances_Natural Gas_Clothes Dryer_Realistic Achievable Potential | F7 | Residential | CZ1 - Multi Family | Existing | Appliances | Natural Gas | Clothes Dryer | Realistic Achievable Potential | Avg. Replacement Demand (S) | 0 | 0 | 0 | 0 | 0 | 0 | 0 | 0 | 0 | 0 | 0 | 0 | 0 | 0 | 0 | 0 | 0 | 0 | 0 | 0 | 0 | 0 | 0 | 0 | 0 | 0 | 0 | 0 | 0 | 0
F8_Residential_CZ1 - Multi Family_Existing_Appliances_Natural Gas_Clothes Dryer_Realistic Achievable Potential | F8 | Residential | CZ1 - Multi Family | Existing | Appliances | Natural Gas | Clothes Dryer | Realistic Achievable Potential | Avg. Replacement Demand (W) | 0 | 0 | 0 | 0 | 0 | 0 | 0 | 0 | 0 | 0 | 0 | 0 | 0 | 0 | 0 | 0 | 0 | 0 | 0 | 0 | 0 | 0 | 0 | 0 | 0 | 0 | 0 | 0 | 0 | 0
F1_Residential_CZ1 - Multi Family_Existing_Appliances_Natural Gas_Stove/Oven_Realistic Achievable Potential | F1 | Residential | CZ1 - Multi Family | Existing | Appliances | Natural Gas | Stove/Oven | Realistic Achievable Potential | Units | 0 | 0 | 0 | 0 | 0 | 0 | 0 | 0 | 0 | 0 | 0 | 0 | 0 | 0 | 0 | 0 | 0 | 0 | 0 | 0 | 0 | 0 | 0 | 0 | 0 | 0 | 0 | 0 | 0 | 0
F2_Residential_CZ1 - Multi Family_Existing_Appliances_Natural Gas_Stove/Oven_Realistic Achievable Potential | F2 | Residential | CZ1 - Multi Family | Existing | Appliances | Natural Gas | Stove/Oven | Realistic Achievable Potential | Usage (MMtherm) | 0 | 0 | 0 | 0 | 0 | 0 | 0 | 0 | 0 | 0 | 0 | 0 | 0 | 0 | 0 | 0 | 0 | 0 | 0 | 0 | 0 | 0 | 0 | 0 | 0 | 0 | 0 | 0 | 0 | 0
F3_Residential_CZ1 - Multi Family_Existing_Appliances_Natural Gas_Stove/Oven_Realistic Achievable Potential | F3 | Residential | CZ1 - Multi Family | Existing | Appliances | Natural Gas | Stove/Oven | Realistic Achievable Potential | Peak Demand (S) | 0 | 0 | 0 | 0 | 0 | 0 | 0 | 0 | 0 | 0 | 0 | 0 | 0 | 0 | 0 | 0 | 0 | 0 | 0 | 0 | 0 | 0 | 0 | 0 | 0 | 0 | 0 | 0 | 0 | 0
F4_Residential_CZ1 - Multi Family_Existing_Appliances_Natural Gas_Stove/Oven_Realistic Achievable Potential | F4 | Residential | CZ1 - Multi Family | Existing | Appliances | Natural Gas | Stove/Oven | Realistic Achievable Potential | Peak Demand (W) | 0 | 0 | 0 | 0 | 0 | 0 | 0 | 0 | 0 | 0 | 0 | 0 | 0 | 0 | 0 | 0 | 0 | 0 | 0 | 0 | 0 | 0 | 0 | 0 | 0 | 0 | 0 | 0 | 0 | 0
F5_Residential_CZ1 - Multi Family_Existing_Appliances_Natural Gas_Stove/Oven_Realistic Achievable Potential | F5 | Residential | CZ1 - Multi Family | Existing | Appliances | Natural Gas | Stove/Oven | Realistic Achievable Potential | Turnover | 0 | 0 | 0 | 0 | 0 | 0 | 0 | 0 | 0 | 0 | 0 | 0 | 0 | 0 | 0 | 0 | 0 | 0 | 0 | 0 | 0 | 0 | 0 | 0 | 0 | 0 | 0 | 0 | 0 | 0
F6_Residential_CZ1 - Multi Family_Existing_Appliances_Natural Gas_Stove/Oven_Realistic Achievable Potential | F6 | Residential | CZ1 - Multi Family | Existing | Appliances | Natural Gas | Stove/Oven | Realistic Achievable Potential | Avg. Replacement Usage | 0 | 0 | 0 | 0 | 0 | 0 | 0 | 0 | 0 | 0 | 0 | 0 | 0 | 0 | 0 | 0 | 0 | 0 | 0 | 0 | 0 | 0 | 0 | 0 | 0 | 0 | 0 | 0 | 0 | 0
F7_Residential_CZ1 - Multi Family_Existing_Appliances_Natural Gas_Stove/Oven_Realistic Achievable Potential | F7 | Residential | CZ1 - Multi Family | Existing | Appliances | Natural Gas | Stove/Oven | Realistic Achievable Potential | Avg. Replacement Demand (S) | 0 | 0 | 0 | 0 | 0 | 0 | 0 | 0 | 0 | 0 | 0 | 0 | 0 | 0 | 0 | 0 | 0 | 0 | 0 | 0 | 0 | 0 | 0 | 0 | 0 | 0 | 0 | 0 | 0 | 0
F8_Residential_CZ1 - Multi Family_Existing_Appliances_Natural Gas_Stove/Oven_Realistic Achievable Potential | F8 | Residential | CZ1 - Multi Family | Existing | Appliances | Natural Gas | Stove/Oven | Realistic Achievable Potential | Avg. Replacement Demand (W) | 0 | 0 | 0 | 0 | 0 | 0 | 0 | 0 | 0 | 0 | 0 | 0 | 0 | 0 | 0 | 0 | 0 | 0 | 0 | 0 | 0 | 0 | 0 | 0 | 0 | 0 | 0 | 0 | 0 | 0
F1_Residential_CZ1 - Multi Family_Existing_Miscellaneous_Natural Gas_Pool Heater_Realistic Achievable Potential | F1 | Residential | CZ1 - Multi Family | Existing | Miscellaneous | Natural Gas | Pool Heater | Realistic Achievable Potential | Units | 0 | 0 | 0 | 0 | 0 | 0 | 0 | 0 | 0 | 0 | 0 | 0 | 0 | 0 | 0 | 0 | 0 | 0 | 0 | 0 | 0 | 0 | 0 | 0 | 0 | 0 | 0 | 0 | 0 | 0
F2_Residential_CZ1 - Multi Family_Existing_Miscellaneous_Natural Gas_Pool Heater_Realistic Achievable Potential | F2 | Residential | CZ1 - Multi Family | Existing | Miscellaneous | Natural Gas | Pool Heater | Realistic Achievable Potential | Usage (MMtherm) | 0 | 0 | 0 | 0 | 0 | 0 | 0 | 0 | 0 | 0 | 0 | 0 | 0 | 0 | 0 | 0 | 0 | 0 | 0 | 0 | 0 | 0 | 0 | 0 | 0 | 0 | 0 | 0 | 0 | 0
F3_Residential_CZ1 - Multi Family_Existing_Miscellaneous_Natural Gas_Pool Heater_Realistic Achievable Potential | F3 | Residential | CZ1 - Multi Family | Existing | Miscellaneous | Natural Gas | Pool Heater | Realistic Achievable Potential | Peak Demand (S) | 0 | 0 | 0 | 0 | 0 | 0 | 0 | 0 | 0 | 0 | 0 | 0 | 0 | 0 | 0 | 0 | 0 | 0 | 0 | 0 | 0 | 0 | 0 | 0 | 0 | 0 | 0 | 0 | 0 | 0
F4_Residential_CZ1 - Multi Family_Existing_Miscellaneous_Natural Gas_Pool Heater_Realistic Achievable Potential | F4 | Residential | CZ1 - Multi Family | Existing | Miscellaneous | Natural Gas | Pool Heater | Realistic Achievable Potential | Peak Demand (W) | 0 | 0 | 0 | 0 | 0 | 0 | 0 | 0 | 0 | 0 | 0 | 0 | 0 | 0 | 0 | 0 | 0 | 0 | 0 | 0 | 0 | 0 | 0 | 0 | 0 | 0 | 0 | 0 | 0 | 0
F5_Residential_CZ1 - Multi Family_Existing_Miscellaneous_Natural Gas_Pool Heater_Realistic Achievable Potential | F5 | Residential | CZ1 - Multi Family | Existing | Miscellaneous | Natural Gas | Pool Heater | Realistic Achievable Potential | Turnover | 0 | 0 | 0 | 0 | 0 | 0 | 0 | 0 | 0 | 0 | 0 | 0 | 0 | 0 | 0 | 0 | 0 | 0 | 0 | 0 | 0 | 0 | 0 | 0 | 0 | 0 | 0 | 0 | 0 | 0
F6_Residential_CZ1 - Multi Family_Existing_Miscellaneous_Natural Gas_Pool Heater_Realistic Achievable Potential | F6 | Residential | CZ1 - Multi Family | Existing | Miscellaneous | Natural Gas | Pool Heater | Realistic Achievable Potential | Avg. Replacement Usage | 0 | 0 | 0 | 0 | 0 | 0 | 0 | 0 | 0 | 0 | 0 | 0 | 0 | 0 | 0 | 0 | 0 | 0 | 0 | 0 | 0 | 0 | 0 | 0 | 0 | 0 | 0 | 0 | 0 | 0
F7_Residential_CZ1 - Multi Family_Existing_Miscellaneous_Natural Gas_Pool Heater_Realistic Achievable Potential | F7 | Residential | CZ1 - Multi Family | Existing | Miscellaneous | Natural Gas | Pool Heater | Realistic Achievable Potential | Avg. Replacement Demand (S) | 0 | 0 | 0 | 0 | 0 | 0 | 0 | 0 | 0 | 0 | 0 | 0 | 0 | 0 | 0 | 0 | 0 | 0 | 0 | 0 | 0 | 0 | 0 | 0 | 0 | 0 | 0 | 0 | 0 | 0
F8_Residential_CZ1 - Multi Family_Existing_Miscellaneous_Natural Gas_Pool Heater_Realistic Achievable Potential | F8 | Residential | CZ1 - Multi Family | Existing | Miscellaneous | Natural Gas | Pool Heater | Realistic Achievable Potential | Avg. Replacement Demand (W) | 0 | 0 | 0 | 0 | 0 | 0 | 0 | 0 | 0 | 0 | 0 | 0 | 0 | 0 | 0 | 0 | 0 | 0 | 0 | 0 | 0 | 0 | 0 | 0 | 0 | 0 | 0 | 0 | 0 | 0
F1_Residential_CZ1 - Multi Family_Existing_Miscellaneous_Natural Gas_Miscellaneous_Realistic Achievable Potential | F1 | Residential | CZ1 - Multi Family | Existing | Miscellaneous | Natural Gas | Miscellaneous | Realistic Achievable Potential | Units | 0 | 0 | 0 | 0 | 0 | 0 | 0 | 0 | 0 | 0 | 0 | 0 | 0 | 0 | 0 | 0 | 0 | 0 | 0 | 0 | 0 | 0 | 0 | 0 | 0 | 0 | 0 | 0 | 0 | 0
F2_Residential_CZ1 - Multi Family_Existing_Miscellaneous_Natural Gas_Miscellaneous_Realistic Achievable Potential | F2 | Residential | CZ1 - Multi Family | Existing | Miscellaneous | Natural Gas | Miscellaneous | Realistic Achievable Potential | Usage (MMtherm) | 0 | 0 | 0 | 0 | 0 | 0 | 0 | 0 | 0 | 0 | 0 | 0 | 0 | 0 | 0 | 0 | 0 | 0 | 0 | 0 | 0 | 0 | 0 | 0 | 0 | 0 | 0 | 0 | 0 | 0
F3_Residential_CZ1 - Multi Family_Existing_Miscellaneous_Natural Gas_Miscellaneous_Realistic Achievable Potential | F3 | Residential | CZ1 - Multi Family | Existing | Miscellaneous | Natural Gas | Miscellaneous | Realistic Achievable Potential | Peak Demand (S) | 0 | 0 | 0 | 0 | 0 | 0 | 0 | 0 | 0 | 0 | 0 | 0 | 0 | 0 | 0 | 0 | 0 | 0 | 0 | 0 | 0 | 0 | 0 | 0 | 0 | 0 | 0 | 0 | 0 | 0
F4_Residential_CZ1 - Multi Family_Existing_Miscellaneous_Natural Gas_Miscellaneous_Realistic Achievable Potential | F4 | Residential | CZ1 - Multi Family | Existing | Miscellaneous | Natural Gas | Miscellaneous | Realistic Achievable Potential | Peak Demand (W) | 0 | 0 | 0 | 0 | 0 | 0 | 0 | 0 | 0 | 0 | 0 | 0 | 0 | 0 | 0 | 0 | 0 | 0 | 0 | 0 | 0 | 0 | 0 | 0 | 0 | 0 | 0 | 0 | 0 | 0
F5_Residential_CZ1 - Multi Family_Existing_Miscellaneous_Natural Gas_Miscellaneous_Realistic Achievable Potential | F5 | Residential | CZ1 - Multi Family | Existing | Miscellaneous | Natural Gas | Miscellaneous | Realistic Achievable Potential | Turnover | 0 | 0 | 0 | 0 | 0 | 0 | 0 | 0 | 0 | 0 | 0 | 0 | 0 | 0 | 0 | 0 | 0 | 0 | 0 | 0 | 0 | 0 | 0 | 0 | 0 | 0 | 0 | 0 | 0 | 0
F6_Residential_CZ1 - Multi Family_Existing_Miscellaneous_Natural Gas_Miscellaneous_Realistic Achievable Potential | F6 | Residential | CZ1 - Multi Family | Existing | Miscellaneous | Natural Gas | Miscellaneous | Realistic Achievable Potential | Avg. Replacement Usage | 0 | 0 | 0 | 0 | 0 | 0 | 0 | 0 | 0 | 0 | 0 | 0 | 0 | 0 | 0 | 0 | 0 | 0 | 0 | 0 | 0 | 0 | 0 | 0 | 0 | 0 | 0 | 0 | 0 | 0
F7_Residential_CZ1 - Multi Family_Existing_Miscellaneous_Natural Gas_Miscellaneous_Realistic Achievable Potential | F7 | Residential | CZ1 - Multi Family | Existing | Miscellaneous | Natural Gas | Miscellaneous | Realistic Achievable Potential | Avg. Replacement Demand (S) | 0 | 0 | 0 | 0 | 0 | 0 | 0 | 0 | 0 | 0 | 0 | 0 | 0 | 0 | 0 | 0 | 0 | 0 | 0 | 0 | 0 | 0 | 0 | 0 | 0 | 0 | 0 | 0 | 0 | 0
F8_Residential_CZ1 - Multi Family_Existing_Miscellaneous_Natural Gas_Miscellaneous_Realistic Achievable Potential | F8 | Residential | CZ1 - Multi Family | Existing | Miscellaneous | Natural Gas | Miscellaneous | Realistic Achievable Potential | Avg. Replacement Demand (W) | 0 | 0 | 0 | 0 | 0 | 0 | 0 | 0 | 0 | 0 | 0 | 0 | 0 | 0 | 0 | 0 | 0 | 0 | 0 | 0 | 0 | 0 | 0 | 0 | 0 | 0 | 0 | 0 | 0 | 0
F1_Residential_CZ1 - Multi Family_New_Space Heating_Natural Gas_Furnace - Direct Fuel_Realistic Achievable Potential | F1 | Residential | CZ1 - Multi Family | New | Space Heating | Natural Gas | Furnace - Direct Fuel | Realistic Achievable Potential | Units | 0 | 0 | 0 | 0 | 0 | 0 | 0 | 0 | 0 | 0 | 0 | 0 | 0 | 0 | 0 | 0 | 0 | 0 | 0 | 0 | 0 | 0 | 0 | 0 | 0 | 0 | 0 | 0 | 0 | 0
F2_Residential_CZ1 - Multi Family_New_Space Heating_Natural Gas_Furnace - Direct Fuel_Realistic Achievable Potential | F2 | Residential | CZ1 - Multi Family | New | Space Heating | Natural Gas | Furnace - Direct Fuel | Realistic Achievable Potential | Usage (MMtherm) | 0 | 0 | 0 | 0 | 0 | 0 | 0 | 0 | 0 | 0 | 0 | 0 | 0 | 0 | 0 | 0 | 0 | 0 | 0 | 0 | 0 | 0 | 0 | 0 | 0 | 0 | 0 | 0 | 0 | 0
F3_Residential_CZ1 - Multi Family_New_Space Heating_Natural Gas_Furnace - Direct Fuel_Realistic Achievable Potential | F3 | Residential | CZ1 - Multi Family | New | Space Heating | Natural Gas | Furnace - Direct Fuel | Realistic Achievable Potential | Peak Demand (S) | 0 | 0 | 0 | 0 | 0 | 0 | 0 | 0 | 0 | 0 | 0 | 0 | 0 | 0 | 0 | 0 | 0 | 0 | 0 | 0 | 0 | 0 | 0 | 0 | 0 | 0 | 0 | 0 | 0 | 0
F4_Residential_CZ1 - Multi Family_New_Space Heating_Natural Gas_Furnace - Direct Fuel_Realistic Achievable Potential | F4 | Residential | CZ1 - Multi Family | New | Space Heating | Natural Gas | Furnace - Direct Fuel | Realistic Achievable Potential | Peak Demand (W) | 0 | 0 | 0 | 0 | 0 | 0 | 0 | 0 | 0 | 0 | 0 | 0 | 0 | 0 | 0 | 0 | 0 | 0 | 0 | 0 | 0 | 0 | 0 | 0 | 0 | 0 | 0 | 0 | 0 | 0
F5_Residential_CZ1 - Multi Family_New_Space Heating_Natural Gas_Furnace - Direct Fuel_Realistic Achievable Potential | F5 | Residential | CZ1 - Multi Family | New | Space Heating | Natural Gas | Furnace - Direct Fuel | Realistic Achievable Potential | Turnover | 0 | 0 | 0 | 0 | 0 | 0 | 0 | 0 | 0 | 0 | 0 | 0 | 0 | 0 | 0 | 0 | 0 | 0 | 0 | 0 | 0 | 0 | 0 | 0 | 0 | 0 | 0 | 0 | 0 | 0
F6_Residential_CZ1 - Multi Family_New_Space Heating_Natural Gas_Furnace - Direct Fuel_Realistic Achievable Potential | F6 | Residential | CZ1 - Multi Family | New | Space Heating | Natural Gas | Furnace - Direct Fuel | Realistic Achievable Potential | Avg. Replacement Usage | 0 | 0 | 0 | 0 | 0 | 0 | 0 | 0 | 0 | 0 | 0 | 0 | 0 | 0 | 0 | 0 | 0 | 0 | 0 | 0 | 0 | 0 | 0 | 0 | 0 | 0 | 0 | 0 | 0 | 0
F7_Residential_CZ1 - Multi Family_New_Space Heating_Natural Gas_Furnace - Direct Fuel_Realistic Achievable Potential | F7 | Residential | CZ1 - Multi Family | New | Space Heating | Natural Gas | Furnace - Direct Fuel | Realistic Achievable Potential | Avg. Replacement Demand (S) | 0 | 0 | 0 | 0 | 0 | 0 | 0 | 0 | 0 | 0 | 0 | 0 | 0 | 0 | 0 | 0 | 0 | 0 | 0 | 0 | 0 | 0 | 0 | 0 | 0 | 0 | 0 | 0 | 0 | 0
F8_Residential_CZ1 - Multi Family_New_Space Heating_Natural Gas_Furnace - Direct Fuel_Realistic Achievable Potential | F8 | Residential | CZ1 - Multi Family | New | Space Heating | Natural Gas | Furnace - Direct Fuel | Realistic Achievable Potential | Avg. Replacement Demand (W) | 0 | 0 | 0 | 0 | 0 | 0 | 0 | 0 | 0 | 0 | 0 | 0 | 0 | 0 | 0 | 0 | 0 | 0 | 0 | 0 | 0 | 0 | 0 | 0 | 0 | 0 | 0 | 0 | 0 | 0
F1_Residential_CZ1 - Multi Family_New_Space Heating_Natural Gas_Boiler - Direct Fuel_Realistic Achievable Potential | F1 | Residential | CZ1 - Multi Family | New | Space Heating | Natural Gas | Boiler - Direct Fuel | Realistic Achievable Potential | Units | 0 | 0 | 0 | 0 | 0 | 0 | 0 | 0 | 0 | 0 | 0 | 0 | 0 | 0 | 0 | 0 | 0 | 0 | 0 | 0 | 0 | 0 | 0 | 0 | 0 | 0 | 0 | 0 | 0 | 0
F2_Residential_CZ1 - Multi Family_New_Space Heating_Natural Gas_Boiler - Direct Fuel_Realistic Achievable Potential | F2 | Residential | CZ1 - Multi Family | New | Space Heating | Natural Gas | Boiler - Direct Fuel | Realistic Achievable Potential | Usage (MMtherm) | 0 | 0 | 0 | 0 | 0 | 0 | 0 | 0 | 0 | 0 | 0 | 0 | 0 | 0 | 0 | 0 | 0 | 0 | 0 | 0 | 0 | 0 | 0 | 0 | 0 | 0 | 0 | 0 | 0 | 0
F3_Residential_CZ1 - Multi Family_New_Space Heating_Natural Gas_Boiler - Direct Fuel_Realistic Achievable Potential | F3 | Residential | CZ1 - Multi Family | New | Space Heating | Natural Gas | Boiler - Direct Fuel | Realistic Achievable Potential | Peak Demand (S) | 0 | 0 | 0 | 0 | 0 | 0 | 0 | 0 | 0 | 0 | 0 | 0 | 0 | 0 | 0 | 0 | 0 | 0 | 0 | 0 | 0 | 0 | 0 | 0 | 0 | 0 | 0 | 0 | 0 | 0
F4_Residential_CZ1 - Multi Family_New_Space Heating_Natural Gas_Boiler - Direct Fuel_Realistic Achievable Potential | F4 | Residential | CZ1 - Multi Family | New | Space Heating | Natural Gas | Boiler - Direct Fuel | Realistic Achievable Potential | Peak Demand (W) | 0 | 0 | 0 | 0 | 0 | 0 | 0 | 0 | 0 | 0 | 0 | 0 | 0 | 0 | 0 | 0 | 0 | 0 | 0 | 0 | 0 | 0 | 0 | 0 | 0 | 0 | 0 | 0 | 0 | 0
F5_Residential_CZ1 - Multi Family_New_Space Heating_Natural Gas_Boiler - Direct Fuel_Realistic Achievable Potential | F5 | Residential | CZ1 - Multi Family | New | Space Heating | Natural Gas | Boiler - Direct Fuel | Realistic Achievable Potential | Turnover | 0 | 0 | 0 | 0 | 0 | 0 | 0 | 0 | 0 | 0 | 0 | 0 | 0 | 0 | 0 | 0 | 0 | 0 | 0 | 0 | 0 | 0 | 0 | 0 | 0 | 0 | 0 | 0 | 0 | 0
F6_Residential_CZ1 - Multi Family_New_Space Heating_Natural Gas_Boiler - Direct Fuel_Realistic Achievable Potential | F6 | Residential | CZ1 - Multi Family | New | Space Heating | Natural Gas | Boiler - Direct Fuel | Realistic Achievable Potential | Avg. Replacement Usage | 0 | 0 | 0 | 0 | 0 | 0 | 0 | 0 | 0 | 0 | 0 | 0 | 0 | 0 | 0 | 0 | 0 | 0 | 0 | 0 | 0 | 0 | 0 | 0 | 0 | 0 | 0 | 0 | 0 | 0
F7_Residential_CZ1 - Multi Family_New_Space Heating_Natural Gas_Boiler - Direct Fuel_Realistic Achievable Potential | F7 | Residential | CZ1 - Multi Family | New | Space Heating | Natural Gas | Boiler - Direct Fuel | Realistic Achievable Potential | Avg. Replacement Demand (S) | 0 | 0 | 0 | 0 | 0 | 0 | 0 | 0 | 0 | 0 | 0 | 0 | 0 | 0 | 0 | 0 | 0 | 0 | 0 | 0 | 0 | 0 | 0 | 0 | 0 | 0 | 0 | 0 | 0 | 0
F8_Residential_CZ1 - Multi Family_New_Space Heating_Natural Gas_Boiler - Direct Fuel_Realistic Achievable Potential | F8 | Residential | CZ1 - Multi Family | New | Space Heating | Natural Gas | Boiler - Direct Fuel | Realistic Achievable Potential | Avg. Replacement Demand (W) | 0 | 0 | 0 | 0 | 0 | 0 | 0 | 0 | 0 | 0 | 0 | 0 | 0 | 0 | 0 | 0 | 0 | 0 | 0 | 0 | 0 | 0 | 0 | 0 | 0 | 0 | 0 | 0 | 0 | 0
F1_Residential_CZ1 - Multi Family_New_Secondary Heating_Natural Gas_Fireplace_Realistic Achievable Potential | F1 | Residential | CZ1 - Multi Family | New | Secondary Heating | Natural Gas | Fireplace | Realistic Achievable Potential | Units | 0 | 0 | 0 | 0 | 0 | 0 | 0 | 0 | 0 | 0 | 0 | 0 | 0 | 0 | 0 | 0 | 0 | 0 | 0 | 0 | 0 | 0 | 0 | 0 | 0 | 0 | 0 | 0 | 0 | 0
F2_Residential_CZ1 - Multi Family_New_Secondary Heating_Natural Gas_Fireplace_Realistic Achievable Potential | F2 | Residential | CZ1 - Multi Family | New | Secondary Heating | Natural Gas | Fireplace | Realistic Achievable Potential | Usage (MMtherm) | 0 | 0 | 0 | 0 | 0 | 0 | 0 | 0 | 0 | 0 | 0 | 0 | 0 | 0 | 0 | 0 | 0 | 0 | 0 | 0 | 0 | 0 | 0 | 0 | 0 | 0 | 0 | 0 | 0 | 0
F3_Residential_CZ1 - Multi Family_New_Secondary Heating_Natural Gas_Fireplace_Realistic Achievable Potential | F3 | Residential | CZ1 - Multi Family | New | Secondary Heating | Natural Gas | Fireplace | Realistic Achievable Potential | Peak Demand (S) | 0 | 0 | 0 | 0 | 0 | 0 | 0 | 0 | 0 | 0 | 0 | 0 | 0 | 0 | 0 | 0 | 0 | 0 | 0 | 0 | 0 | 0 | 0 | 0 | 0 | 0 | 0 | 0 | 0 | 0
F4_Residential_CZ1 - Multi Family_New_Secondary Heating_Natural Gas_Fireplace_Realistic Achievable Potential | F4 | Residential | CZ1 - Multi Family | New | Secondary Heating | Natural Gas | Fireplace | Realistic Achievable Potential | Peak Demand (W) | 0 | 0 | 0 | 0 | 0 | 0 | 0 | 0 | 0 | 0 | 0 | 0 | 0 | 0 | 0 | 0 | 0 | 0 | 0 | 0 | 0 | 0 | 0 | 0 | 0 | 0 | 0 | 0 | 0 | 0
F5_Residential_CZ1 - Multi Family_New_Secondary Heating_Natural Gas_Fireplace_Realistic Achievable Potential | F5 | Residential | CZ1 - Multi Family | New | Secondary Heating | Natural Gas | Fireplace | Realistic Achievable Potential | Turnover | 0 | 0 | 0 | 0 | 0 | 0 | 0 | 0 | 0 | 0 | 0 | 0 | 0 | 0 | 0 | 0 | 0 | 0 | 0 | 0 | 0 | 0 | 0 | 0 | 0 | 0 | 0 | 0 | 0 | 0
F6_Residential_CZ1 - Multi Family_New_Secondary Heating_Natural Gas_Fireplace_Realistic Achievable Potential | F6 | Residential | CZ1 - Multi Family | New | Secondary Heating | Natural Gas | Fireplace | Realistic Achievable Potential | Avg. Replacement Usage | 0 | 0 | 0 | 0 | 0 | 0 | 0 | 0 | 0 | 0 | 0 | 0 | 0 | 0 | 0 | 0 | 0 | 0 | 0 | 0 | 0 | 0 | 0 | 0 | 0 | 0 | 0 | 0 | 0 | 0
F7_Residential_CZ1 - Multi Family_New_Secondary Heating_Natural Gas_Fireplace_Realistic Achievable Potential | F7 | Residential | CZ1 - Multi Family | New | Secondary Heating | Natural Gas | Fireplace | Realistic Achievable Potential | Avg. Replacement Demand (S) | 0 | 0 | 0 | 0 | 0 | 0 | 0 | 0 | 0 | 0 | 0 | 0 | 0 | 0 | 0 | 0 | 0 | 0 | 0 | 0 | 0 | 0 | 0 | 0 | 0 | 0 | 0 | 0 | 0 | 0
F8_Residential_CZ1 - Multi Family_New_Secondary Heating_Natural Gas_Fireplace_Realistic Achievable Potential | F8 | Residential | CZ1 - Multi Family | New | Secondary Heating | Natural Gas | Fireplace | Realistic Achievable Potential | Avg. Replacement Demand (W) | 0 | 0 | 0 | 0 | 0 | 0 | 0 | 0 | 0 | 0 | 0 | 0 | 0 | 0 | 0 | 0 | 0 | 0 | 0 | 0 | 0 | 0 | 0 | 0 | 0 | 0 | 0 | 0 | 0 | 0
F1_Residential_CZ1 - Multi Family_New_Water Heating_Natural Gas_Water Heater <= 55 gal._Realistic Achievable Potential | F1 | Residential | CZ1 - Multi Family | New | Water Heating | Natural Gas | Water Heater <= 55 gal. | Realistic Achievable Potential | Units | 0 | 0 | 0 | 0 | 0 | 0 | 0 | 0 | 0 | 0 | 0 | 0 | 0 | 0 | 0 | 0 | 0 | 0 | 0 | 0 | 0 | 0 | 0 | 0 | 0 | 0 | 0 | 0 | 0 | 0
F2_Residential_CZ1 - Multi Family_New_Water Heating_Natural Gas_Water Heater <= 55 gal._Realistic Achievable Potential | F2 | Residential | CZ1 - Multi Family | New | Water Heating | Natural Gas | Water Heater <= 55 gal. | Realistic Achievable Potential | Usage (MMtherm) | 0 | 0 | 0 | 0 | 0 | 0 | 0 | 0 | 0 | 0 | 0 | 0 | 0 | 0 | 0 | 0 | 0 | 0 | 0 | 0 | 0 | 0 | 0 | 0 | 0 | 0 | 0 | 0 | 0 | 0
F3_Residential_CZ1 - Multi Family_New_Water Heating_Natural Gas_Water Heater <= 55 gal._Realistic Achievable Potential | F3 | Residential | CZ1 - Multi Family | New | Water Heating | Natural Gas | Water Heater <= 55 gal. | Realistic Achievable Potential | Peak Demand (S) | 0 | 0 | 0 | 0 | 0 | 0 | 0 | 0 | 0 | 0 | 0 | 0 | 0 | 0 | 0 | 0 | 0 | 0 | 0 | 0 | 0 | 0 | 0 | 0 | 0 | 0 | 0 | 0 | 0 | 0
F4_Residential_CZ1 - Multi Family_New_Water Heating_Natural Gas_Water Heater <= 55 gal._Realistic Achievable Potential | F4 | Residential | CZ1 - Multi Family | New | Water Heating | Natural Gas | Water Heater <= 55 gal. | Realistic Achievable Potential | Peak Demand (W) | 0 | 0 | 0 | 0 | 0 | 0 | 0 | 0 | 0 | 0 | 0 | 0 | 0 | 0 | 0 | 0 | 0 | 0 | 0 | 0 | 0 | 0 | 0 | 0 | 0 | 0 | 0 | 0 | 0 | 0
F5_Residential_CZ1 - Multi Family_New_Water Heating_Natural Gas_Water Heater <= 55 gal._Realistic Achievable Potential | F5 | Residential | CZ1 - Multi Family | New | Water Heating | Natural Gas | Water Heater <= 55 gal. | Realistic Achievable Potential | Turnover | 0 | 0 | 0 | 0 | 0 | 0 | 0 | 0 | 0 | 0 | 0 | 0 | 0 | 0 | 0 | 0 | 0 | 0 | 0 | 0 | 0 | 0 | 0 | 0 | 0 | 0 | 0 | 0 | 0 | 0
F6_Residential_CZ1 - Multi Family_New_Water Heating_Natural Gas_Water Heater <= 55 gal._Realistic Achievable Potential | F6 | Residential | CZ1 - Multi Family | New | Water Heating | Natural Gas | Water Heater <= 55 gal. | Realistic Achievable Potential | Avg. Replacement Usage | 0 | 0 | 0 | 0 | 0 | 0 | 0 | 0 | 0 | 0 | 0 | 0 | 0 | 0 | 0 | 0 | 0 | 0 | 0 | 0 | 0 | 0 | 0 | 0 | 0 | 0 | 0 | 0 | 0 | 0
F7_Residential_CZ1 - Multi Family_New_Water Heating_Natural Gas_Water Heater <= 55 gal._Realistic Achievable Potential | F7 | Residential | CZ1 - Multi Family | New | Water Heating | Natural Gas | Water Heater <= 55 gal. | Realistic Achievable Potential | Avg. Replacement Demand (S) | 0 | 0 | 0 | 0 | 0 | 0 | 0 | 0 | 0 | 0 | 0 | 0 | 0 | 0 | 0 | 0 | 0 | 0 | 0 | 0 | 0 | 0 | 0 | 0 | 0 | 0 | 0 | 0 | 0 | 0
F8_Residential_CZ1 - Multi Family_New_Water Heating_Natural Gas_Water Heater <= 55 gal._Realistic Achievable Potential | F8 | Residential | CZ1 - Multi Family | New | Water Heating | Natural Gas | Water Heater <= 55 gal. | Realistic Achievable Potential | Avg. Replacement Demand (W) | 0 | 0 | 0 | 0 | 0 | 0 | 0 | 0 | 0 | 0 | 0 | 0 | 0 | 0 | 0 | 0 | 0 | 0 | 0 | 0 | 0 | 0 | 0 | 0 | 0 | 0 | 0 | 0 | 0 | 0
F1_Residential_CZ1 - Multi Family_New_Water Heating_Natural Gas_Water Heater > 55 gal._Realistic Achievable Potential | F1 | Residential | CZ1 - Multi Family | New | Water Heating | Natural Gas | Water Heater > 55 gal. | Realistic Achievable Potential | Units | 0 | 0 | 0 | 0 | 0 | 0 | 0 | 0 | 0 | 0 | 0 | 0 | 0 | 0 | 0 | 0 | 0 | 0 | 0 | 0 | 0 | 0 | 0 | 0 | 0 | 0 | 0 | 0 | 0 | 0
F2_Residential_CZ1 - Multi Family_New_Water Heating_Natural Gas_Water Heater > 55 gal._Realistic Achievable Potential | F2 | Residential | CZ1 - Multi Family | New | Water Heating | Natural Gas | Water Heater > 55 gal. | Realistic Achievable Potential | Usage (MMtherm) | 0 | 0 | 0 | 0 | 0 | 0 | 0 | 0 | 0 | 0 | 0 | 0 | 0 | 0 | 0 | 0 | 0 | 0 | 0 | 0 | 0 | 0 | 0 | 0 | 0 | 0 | 0 | 0 | 0 | 0
F3_Residential_CZ1 - Multi Family_New_Water Heating_Natural Gas_Water Heater > 55 gal._Realistic Achievable Potential | F3 | Residential | CZ1 - Multi Family | New | Water Heating | Natural Gas | Water Heater > 55 gal. | Realistic Achievable Potential | Peak Demand (S) | 0 | 0 | 0 | 0 | 0 | 0 | 0 | 0 | 0 | 0 | 0 | 0 | 0 | 0 | 0 | 0 | 0 | 0 | 0 | 0 | 0 | 0 | 0 | 0 | 0 | 0 | 0 | 0 | 0 | 0
F4_Residential_CZ1 - Multi Family_New_Water Heating_Natural Gas_Water Heater > 55 gal._Realistic Achievable Potential | F4 | Residential | CZ1 - Multi Family | New | Water Heating | Natural Gas | Water Heater > 55 gal. | Realistic Achievable Potential | Peak Demand (W) | 0 | 0 | 0 | 0 | 0 | 0 | 0 | 0 | 0 | 0 | 0 | 0 | 0 | 0 | 0 | 0 | 0 | 0 | 0 | 0 | 0 | 0 | 0 | 0 | 0 | 0 | 0 | 0 | 0 | 0
F5_Residential_CZ1 - Multi Family_New_Water Heating_Natural Gas_Water Heater > 55 gal._Realistic Achievable Potential | F5 | Residential | CZ1 - Multi Family | New | Water Heating | Natural Gas | Water Heater > 55 gal. | Realistic Achievable Potential | Turnover | 0 | 0 | 0 | 0 | 0 | 0 | 0 | 0 | 0 | 0 | 0 | 0 | 0 | 0 | 0 | 0 | 0 | 0 | 0 | 0 | 0 | 0 | 0 | 0 | 0 | 0 | 0 | 0 | 0 | 0
F6_Residential_CZ1 - Multi Family_New_Water Heating_Natural Gas_Water Heater > 55 gal._Realistic Achievable Potential | F6 | Residential | CZ1 - Multi Family | New | Water Heating | Natural Gas | Water Heater > 55 gal. | Realistic Achievable Potential | Avg. Replacement Usage | 0 | 0 | 0 | 0 | 0 | 0 | 0 | 0 | 0 | 0 | 0 | 0 | 0 | 0 | 0 | 0 | 0 | 0 | 0 | 0 | 0 | 0 | 0 | 0 | 0 | 0 | 0 | 0 | 0 | 0
F7_Residential_CZ1 - Multi Family_New_Water Heating_Natural Gas_Water Heater > 55 gal._Realistic Achievable Potential | F7 | Residential | CZ1 - Multi Family | New | Water Heating | Natural Gas | Water Heater > 55 gal. | Realistic Achievable Potential | Avg. Replacement Demand (S) | 0 | 0 | 0 | 0 | 0 | 0 | 0 | 0 | 0 | 0 | 0 | 0 | 0 | 0 | 0 | 0 | 0 | 0 | 0 | 0 | 0 | 0 | 0 | 0 | 0 | 0 | 0 | 0 | 0 | 0
F8_Residential_CZ1 - Multi Family_New_Water Heating_Natural Gas_Water Heater > 55 gal._Realistic Achievable Potential | F8 | Residential | CZ1 - Multi Family | New | Water Heating | Natural Gas | Water Heater > 55 gal. | Realistic Achievable Potential | Avg. Replacement Demand (W) | 0 | 0 | 0 | 0 | 0 | 0 | 0 | 0 | 0 | 0 | 0 | 0 | 0 | 0 | 0 | 0 | 0 | 0 | 0 | 0 | 0 | 0 | 0 | 0 | 0 | 0 | 0 | 0 | 0 | 0
F1_Residential_CZ1 - Multi Family_New_Appliances_Natural Gas_Clothes Dryer_Realistic Achievable Potential | F1 | Residential | CZ1 - Multi Family | New | Appliances | Natural Gas | Clothes Dryer | Realistic Achievable Potential | Units | 0 | 0 | 0 | 0 | 0 | 0 | 0 | 0 | 0 | 0 | 0 | 0 | 0 | 0 | 0 | 0 | 0 | 0 | 0 | 0 | 0 | 0 | 0 | 0 | 0 | 0 | 0 | 0 | 0 | 0
F2_Residential_CZ1 - Multi Family_New_Appliances_Natural Gas_Clothes Dryer_Realistic Achievable Potential | F2 | Residential | CZ1 - Multi Family | New | Appliances | Natural Gas | Clothes Dryer | Realistic Achievable Potential | Usage (MMtherm) | 0 | 0 | 0 | 0 | 0 | 0 | 0 | 0 | 0 | 0 | 0 | 0 | 0 | 0 | 0 | 0 | 0 | 0 | 0 | 0 | 0 | 0 | 0 | 0 | 0 | 0 | 0 | 0 | 0 | 0
F3_Residential_CZ1 - Multi Family_New_Appliances_Natural Gas_Clothes Dryer_Realistic Achievable Potential | F3 | Residential | CZ1 - Multi Family | New | Appliances | Natural Gas | Clothes Dryer | Realistic Achievable Potential | Peak Demand (S) | 0 | 0 | 0 | 0 | 0 | 0 | 0 | 0 | 0 | 0 | 0 | 0 | 0 | 0 | 0 | 0 | 0 | 0 | 0 | 0 | 0 | 0 | 0 | 0 | 0 | 0 | 0 | 0 | 0 | 0
F4_Residential_CZ1 - Multi Family_New_Appliances_Natural Gas_Clothes Dryer_Realistic Achievable Potential | F4 | Residential | CZ1 - Multi Family | New | Appliances | Natural Gas | Clothes Dryer | Realistic Achievable Potential | Peak Demand (W) | 0 | 0 | 0 | 0 | 0 | 0 | 0 | 0 | 0 | 0 | 0 | 0 | 0 | 0 | 0 | 0 | 0 | 0 | 0 | 0 | 0 | 0 | 0 | 0 | 0 | 0 | 0 | 0 | 0 | 0
F5_Residential_CZ1 - Multi Family_New_Appliances_Natural Gas_Clothes Dryer_Realistic Achievable Potential | F5 | Residential | CZ1 - Multi Family | New | Appliances | Natural Gas | Clothes Dryer | Realistic Achievable Potential | Turnover | 0 | 0 | 0 | 0 | 0 | 0 | 0 | 0 | 0 | 0 | 0 | 0 | 0 | 0 | 0 | 0 | 0 | 0 | 0 | 0 | 0 | 0 | 0 | 0 | 0 | 0 | 0 | 0 | 0 | 0
F6_Residential_CZ1 - Multi Family_New_Appliances_Natural Gas_Clothes Dryer_Realistic Achievable Potential | F6 | Residential | CZ1 - Multi Family | New | Appliances | Natural Gas | Clothes Dryer | Realistic Achievable Potential | Avg. Replacement Usage | 0 | 0 | 0 | 0 | 0 | 0 | 0 | 0 | 0 | 0 | 0 | 0 | 0 | 0 | 0 | 0 | 0 | 0 | 0 | 0 | 0 | 0 | 0 | 0 | 0 | 0 | 0 | 0 | 0 | 0
F7_Residential_CZ1 - Multi Family_New_Appliances_Natural Gas_Clothes Dryer_Realistic Achievable Potential | F7 | Residential | CZ1 - Multi Family | New | Appliances | Natural Gas | Clothes Dryer | Realistic Achievable Potential | Avg. Replacement Demand (S) | 0 | 0 | 0 | 0 | 0 | 0 | 0 | 0 | 0 | 0 | 0 | 0 | 0 | 0 | 0 | 0 | 0 | 0 | 0 | 0 | 0 | 0 | 0 | 0 | 0 | 0 | 0 | 0 | 0 | 0
F8_Residential_CZ1 - Multi Family_New_Appliances_Natural Gas_Clothes Dryer_Realistic Achievable Potential | F8 | Residential | CZ1 - Multi Family | New | Appliances | Natural Gas | Clothes Dryer | Realistic Achievable Potential | Avg. Replacement Demand (W) | 0 | 0 | 0 | 0 | 0 | 0 | 0 | 0 | 0 | 0 | 0 | 0 | 0 | 0 | 0 | 0 | 0 | 0 | 0 | 0 | 0 | 0 | 0 | 0 | 0 | 0 | 0 | 0 | 0 | 0
F1_Residential_CZ1 - Multi Family_New_Appliances_Natural Gas_Stove/Oven_Realistic Achievable Potential | F1 | Residential | CZ1 - Multi Family | New | Appliances | Natural Gas | Stove/Oven | Realistic Achievable Potential | Units | 0 | 0 | 0 | 0 | 0 | 0 | 0 | 0 | 0 | 0 | 0 | 0 | 0 | 0 | 0 | 0 | 0 | 0 | 0 | 0 | 0 | 0 | 0 | 0 | 0 | 0 | 0 | 0 | 0 | 0
F2_Residential_CZ1 - Multi Family_New_Appliances_Natural Gas_Stove/Oven_Realistic Achievable Potential | F2 | Residential | CZ1 - Multi Family | New | Appliances | Natural Gas | Stove/Oven | Realistic Achievable Potential | Usage (MMtherm) | 0 | 0 | 0 | 0 | 0 | 0 | 0 | 0 | 0 | 0 | 0 | 0 | 0 | 0 | 0 | 0 | 0 | 0 | 0 | 0 | 0 | 0 | 0 | 0 | 0 | 0 | 0 | 0 | 0 | 0
F3_Residential_CZ1 - Multi Family_New_Appliances_Natural Gas_Stove/Oven_Realistic Achievable Potential | F3 | Residential | CZ1 - Multi Family | New | Appliances | Natural Gas | Stove/Oven | Realistic Achievable Potential | Peak Demand (S) | 0 | 0 | 0 | 0 | 0 | 0 | 0 | 0 | 0 | 0 | 0 | 0 | 0 | 0 | 0 | 0 | 0 | 0 | 0 | 0 | 0 | 0 | 0 | 0 | 0 | 0 | 0 | 0 | 0 | 0
F4_Residential_CZ1 - Multi Family_New_Appliances_Natural Gas_Stove/Oven_Realistic Achievable Potential | F4 | Residential | CZ1 - Multi Family | New | Appliances | Natural Gas | Stove/Oven | Realistic Achievable Potential | Peak Demand (W) | 0 | 0 | 0 | 0 | 0 | 0 | 0 | 0 | 0 | 0 | 0 | 0 | 0 | 0 | 0 | 0 | 0 | 0 | 0 | 0 | 0 | 0 | 0 | 0 | 0 | 0 | 0 | 0 | 0 | 0
F5_Residential_CZ1 - Multi Family_New_Appliances_Natural Gas_Stove/Oven_Realistic Achievable Potential | F5 | Residential | CZ1 - Multi Family | New | Appliances | Natural Gas | Stove/Oven | Realistic Achievable Potential | Turnover | 0 | 0 | 0 | 0 | 0 | 0 | 0 | 0 | 0 | 0 | 0 | 0 | 0 | 0 | 0 | 0 | 0 | 0 | 0 | 0 | 0 | 0 | 0 | 0 | 0 | 0 | 0 | 0 | 0 | 0
F6_Residential_CZ1 - Multi Family_New_Appliances_Natural Gas_Stove/Oven_Realistic Achievable Potential | F6 | Residential | CZ1 - Multi Family | New | Appliances | Natural Gas | Stove/Oven | Realistic Achievable Potential | Avg. Replacement Usage | 0 | 0 | 0 | 0 | 0 | 0 | 0 | 0 | 0 | 0 | 0 | 0 | 0 | 0 | 0 | 0 | 0 | 0 | 0 | 0 | 0 | 0 | 0 | 0 | 0 | 0 | 0 | 0 | 0 | 0
F7_Residential_CZ1 - Multi Family_New_Appliances_Natural Gas_Stove/Oven_Realistic Achievable Potential | F7 | Residential | CZ1 - Multi Family | New | Appliances | Natural Gas | Stove/Oven | Realistic Achievable Potential | Avg. Replacement Demand (S) | 0 | 0 | 0 | 0 | 0 | 0 | 0 | 0 | 0 | 0 | 0 | 0 | 0 | 0 | 0 | 0 | 0 | 0 | 0 | 0 | 0 | 0 | 0 | 0 | 0 | 0 | 0 | 0 | 0 | 0
F8_Residential_CZ1 - Multi Family_New_Appliances_Natural Gas_Stove/Oven_Realistic Achievable Potential | F8 | Residential | CZ1 - Multi Family | New | Appliances | Natural Gas | Stove/Oven | Realistic Achievable Potential | Avg. Replacement Demand (W) | 0 | 0 | 0 | 0 | 0 | 0 | 0 | 0 | 0 | 0 | 0 | 0 | 0 | 0 | 0 | 0 | 0 | 0 | 0 | 0 | 0 | 0 | 0 | 0 | 0 | 0 | 0 | 0 | 0 | 0
F1_Residential_CZ1 - Multi Family_New_Miscellaneous_Natural Gas_Pool Heater_Realistic Achievable Potential | F1 | Residential | CZ1 - Multi Family | New | Miscellaneous | Natural Gas | Pool Heater | Realistic Achievable Potential | Units | 0 | 0 | 0 | 0 | 0 | 0 | 0 | 0 | 0 | 0 | 0 | 0 | 0 | 0 | 0 | 0 | 0 | 0 | 0 | 0 | 0 | 0 | 0 | 0 | 0 | 0 | 0 | 0 | 0 | 0
F2_Residential_CZ1 - Multi Family_New_Miscellaneous_Natural Gas_Pool Heater_Realistic Achievable Potential | F2 | Residential | CZ1 - Multi Family | New | Miscellaneous | Natural Gas | Pool Heater | Realistic Achievable Potential | Usage (MMtherm) | 0 | 0 | 0 | 0 | 0 | 0 | 0 | 0 | 0 | 0 | 0 | 0 | 0 | 0 | 0 | 0 | 0 | 0 | 0 | 0 | 0 | 0 | 0 | 0 | 0 | 0 | 0 | 0 | 0 | 0
F3_Residential_CZ1 - Multi Family_New_Miscellaneous_Natural Gas_Pool Heater_Realistic Achievable Potential | F3 | Residential | CZ1 - Multi Family | New | Miscellaneous | Natural Gas | Pool Heater | Realistic Achievable Potential | Peak Demand (S) | 0 | 0 | 0 | 0 | 0 | 0 | 0 | 0 | 0 | 0 | 0 | 0 | 0 | 0 | 0 | 0 | 0 | 0 | 0 | 0 | 0 | 0 | 0 | 0 | 0 | 0 | 0 | 0 | 0 | 0
F4_Residential_CZ1 - Multi Family_New_Miscellaneous_Natural Gas_Pool Heater_Realistic Achievable Potential | F4 | Residential | CZ1 - Multi Family | New | Miscellaneous | Natural Gas | Pool Heater | Realistic Achievable Potential | Peak Demand (W) | 0 | 0 | 0 | 0 | 0 | 0 | 0 | 0 | 0 | 0 | 0 | 0 | 0 | 0 | 0 | 0 | 0 | 0 | 0 | 0 | 0 | 0 | 0 | 0 | 0 | 0 | 0 | 0 | 0 | 0
F5_Residential_CZ1 - Multi Family_New_Miscellaneous_Natural Gas_Pool Heater_Realistic Achievable Potential | F5 | Residential | CZ1 - Multi Family | New | Miscellaneous | Natural Gas | Pool Heater | Realistic Achievable Potential | Turnover | 0 | 0 | 0 | 0 | 0 | 0 | 0 | 0 | 0 | 0 | 0 | 0 | 0 | 0 | 0 | 0 | 0 | 0 | 0 | 0 | 0 | 0 | 0 | 0 | 0 | 0 | 0 | 0 | 0 | 0
F6_Residential_CZ1 - Multi Family_New_Miscellaneous_Natural Gas_Pool Heater_Realistic Achievable Potential | F6 | Residential | CZ1 - Multi Family | New | Miscellaneous | Natural Gas | Pool Heater | Realistic Achievable Potential | Avg. Replacement Usage | 0 | 0 | 0 | 0 | 0 | 0 | 0 | 0 | 0 | 0 | 0 | 0 | 0 | 0 | 0 | 0 | 0 | 0 | 0 | 0 | 0 | 0 | 0 | 0 | 0 | 0 | 0 | 0 | 0 | 0
F7_Residential_CZ1 - Multi Family_New_Miscellaneous_Natural Gas_Pool Heater_Realistic Achievable Potential | F7 | Residential | CZ1 - Multi Family | New | Miscellaneous | Natural Gas | Pool Heater | Realistic Achievable Potential | Avg. Replacement Demand (S) | 0 | 0 | 0 | 0 | 0 | 0 | 0 | 0 | 0 | 0 | 0 | 0 | 0 | 0 | 0 | 0 | 0 | 0 | 0 | 0 | 0 | 0 | 0 | 0 | 0 | 0 | 0 | 0 | 0 | 0
F8_Residential_CZ1 - Multi Family_New_Miscellaneous_Natural Gas_Pool Heater_Realistic Achievable Potential | F8 | Residential | CZ1 - Multi Family | New | Miscellaneous | Natural Gas | Pool Heater | Realistic Achievable Potential | Avg. Replacement Demand (W) | 0 | 0 | 0 | 0 | 0 | 0 | 0 | 0 | 0 | 0 | 0 | 0 | 0 | 0 | 0 | 0 | 0 | 0 | 0 | 0 | 0 | 0 | 0 | 0 | 0 | 0 | 0 | 0 | 0 | 0
F1_Residential_CZ1 - Multi Family_New_Miscellaneous_Natural Gas_Miscellaneous_Realistic Achievable Potential | F1 | Residential | CZ1 - Multi Family | New | Miscellaneous | Natural Gas | Miscellaneous | Realistic Achievable Potential | Units | 0 | 0 | 0 | 0 | 0 | 0 | 0 | 0 | 0 | 0 | 0 | 0 | 0 | 0 | 0 | 0 | 0 | 0 | 0 | 0 | 0 | 0 | 0 | 0 | 0 | 0 | 0 | 0 | 0 | 0
F2_Residential_CZ1 - Multi Family_New_Miscellaneous_Natural Gas_Miscellaneous_Realistic Achievable Potential | F2 | Residential | CZ1 - Multi Family | New | Miscellaneous | Natural Gas | Miscellaneous | Realistic Achievable Potential | Usage (MMtherm) | 0 | 0 | 0 | 0 | 0 | 0 | 0 | 0 | 0 | 0 | 0 | 0 | 0 | 0 | 0 | 0 | 0 | 0 | 0 | 0 | 0 | 0 | 0 | 0 | 0 | 0 | 0 | 0 | 0 | 0
F3_Residential_CZ1 - Multi Family_New_Miscellaneous_Natural Gas_Miscellaneous_Realistic Achievable Potential | F3 | Residential | CZ1 - Multi Family | New | Miscellaneous | Natural Gas | Miscellaneous | Realistic Achievable Potential | Peak Demand (S) | 0 | 0 | 0 | 0 | 0 | 0 | 0 | 0 | 0 | 0 | 0 | 0 | 0 | 0 | 0 | 0 | 0 | 0 | 0 | 0 | 0 | 0 | 0 | 0 | 0 | 0 | 0 | 0 | 0 | 0
F4_Residential_CZ1 - Multi Family_New_Miscellaneous_Natural Gas_Miscellaneous_Realistic Achievable Potential | F4 | Residential | CZ1 - Multi Family | New | Miscellaneous | Natural Gas | Miscellaneous | Realistic Achievable Potential | Peak Demand (W) | 0 | 0 | 0 | 0 | 0 | 0 | 0 | 0 | 0 | 0 | 0 | 0 | 0 | 0 | 0 | 0 | 0 | 0 | 0 | 0 | 0 | 0 | 0 | 0 | 0 | 0 | 0 | 0 | 0 | 0
F5_Residential_CZ1 - Multi Family_New_Miscellaneous_Natural Gas_Miscellaneous_Realistic Achievable Potential | F5 | Residential | CZ1 - Multi Family | New | Miscellaneous | Natural Gas | Miscellaneous | Realistic Achievable Potential | Turnover | 0 | 0 | 0 | 0 | 0 | 0 | 0 | 0 | 0 | 0 | 0 | 0 | 0 | 0 | 0 | 0 | 0 | 0 | 0 | 0 | 0 | 0 | 0 | 0 | 0 | 0 | 0 | 0 | 0 | 0
F6_Residential_CZ1 - Multi Family_New_Miscellaneous_Natural Gas_Miscellaneous_Realistic Achievable Potential | F6 | Residential | CZ1 - Multi Family | New | Miscellaneous | Natural Gas | Miscellaneous | Realistic Achievable Potential | Avg. Replacement Usage | 0 | 0 | 0 | 0 | 0 | 0 | 0 | 0 | 0 | 0 | 0 | 0 | 0 | 0 | 0 | 0 | 0 | 0 | 0 | 0 | 0 | 0 | 0 | 0 | 0 | 0 | 0 | 0 | 0 | 0
F7_Residential_CZ1 - Multi Family_New_Miscellaneous_Natural Gas_Miscellaneous_Realistic Achievable Potential | F7 | Residential | CZ1 - Multi Family | New | Miscellaneous | Natural Gas | Miscellaneous | Realistic Achievable Potential | Avg. Replacement Demand (S) | 0 | 0 | 0 | 0 | 0 | 0 | 0 | 0 | 0 | 0 | 0 | 0 | 0 | 0 | 0 | 0 | 0 | 0 | 0 | 0 | 0 | 0 | 0 | 0 | 0 | 0 | 0 | 0 | 0 | 0
F8_Residential_CZ1 - Multi Family_New_Miscellaneous_Natural Gas_Miscellaneous_Realistic Achievable Potential | F8 | Residential | CZ1 - Multi Family | New | Miscellaneous | Natural Gas | Miscellaneous | Realistic Achievable Potential | Avg. Replacement Demand (W) | 0 | 0 | 0 | 0 | 0 | 0 | 0 | 0 | 0 | 0 | 0 | 0 | 0 | 0 | 0 | 0 | 0 | 0 | 0 | 0 | 0 | 0 | 0 | 0 | 0 | 0 | 0 | 0 | 0 | 0
F1_Residential_CZ2 - Single Family_Existing_Space Heating_Natural Gas_Furnace - Direct Fuel_Realistic Achievable Potential | F1 | Residential | CZ2 - Single Family | Existing | Space Heating | Natural Gas | Furnace - Direct Fuel | Realistic Achievable Potential | Units | 0 | 0 | 0 | 0 | 0 | 0 | 0 | 0 | 0 | 0 | 0 | 0 | 0 | 0 | 0 | 0 | 0 | 0 | 0 | 0 | 0 | 0 | 0 | 0 | 0 | 0 | 0 | 0 | 0 | 0
F2_Residential_CZ2 - Single Family_Existing_Space Heating_Natural Gas_Furnace - Direct Fuel_Realistic Achievable Potential | F2 | Residential | CZ2 - Single Family | Existing | Space Heating | Natural Gas | Furnace - Direct Fuel | Realistic Achievable Potential | Usage (MMtherm) | 0 | 0 | 0 | 0 | 0 | 0 | 0 | 0 | 0 | 0 | 0 | 0 | 0 | 0 | 0 | 0 | 0 | 0 | 0 | 0 | 0 | 0 | 0 | 0 | 0 | 0 | 0 | 0 | 0 | 0
F3_Residential_CZ2 - Single Family_Existing_Space Heating_Natural Gas_Furnace - Direct Fuel_Realistic Achievable Potential | F3 | Residential | CZ2 - Single Family | Existing | Space Heating | Natural Gas | Furnace - Direct Fuel | Realistic Achievable Potential | Peak Demand (S) | 0 | 0 | 0 | 0 | 0 | 0 | 0 | 0 | 0 | 0 | 0 | 0 | 0 | 0 | 0 | 0 | 0 | 0 | 0 | 0 | 0 | 0 | 0 | 0 | 0 | 0 | 0 | 0 | 0 | 0
F4_Residential_CZ2 - Single Family_Existing_Space Heating_Natural Gas_Furnace - Direct Fuel_Realistic Achievable Potential | F4 | Residential | CZ2 - Single Family | Existing | Space Heating | Natural Gas | Furnace - Direct Fuel | Realistic Achievable Potential | Peak Demand (W) | 0 | 0 | 0 | 0 | 0 | 0 | 0 | 0 | 0 | 0 | 0 | 0 | 0 | 0 | 0 | 0 | 0 | 0 | 0 | 0 | 0 | 0 | 0 | 0 | 0 | 0 | 0 | 0 | 0 | 0
F5_Residential_CZ2 - Single Family_Existing_Space Heating_Natural Gas_Furnace - Direct Fuel_Realistic Achievable Potential | F5 | Residential | CZ2 - Single Family | Existing | Space Heating | Natural Gas | Furnace - Direct Fuel | Realistic Achievable Potential | Turnover | 0 | 0 | 0 | 0 | 0 | 0 | 0 | 0 | 0 | 0 | 0 | 0 | 0 | 0 | 0 | 0 | 0 | 0 | 0 | 0 | 0 | 0 | 0 | 0 | 0 | 0 | 0 | 0 | 0 | 0
F6_Residential_CZ2 - Single Family_Existing_Space Heating_Natural Gas_Furnace - Direct Fuel_Realistic Achievable Potential | F6 | Residential | CZ2 - Single Family | Existing | Space Heating | Natural Gas | Furnace - Direct Fuel | Realistic Achievable Potential | Avg. Replacement Usage | 0 | 0 | 0 | 0 | 0 | 0 | 0 | 0 | 0 | 0 | 0 | 0 | 0 | 0 | 0 | 0 | 0 | 0 | 0 | 0 | 0 | 0 | 0 | 0 | 0 | 0 | 0 | 0 | 0 | 0
F7_Residential_CZ2 - Single Family_Existing_Space Heating_Natural Gas_Furnace - Direct Fuel_Realistic Achievable Potential | F7 | Residential | CZ2 - Single Family | Existing | Space Heating | Natural Gas | Furnace - Direct Fuel | Realistic Achievable Potential | Avg. Replacement Demand (S) | 0 | 0 | 0 | 0 | 0 | 0 | 0 | 0 | 0 | 0 | 0 | 0 | 0 | 0 | 0 | 0 | 0 | 0 | 0 | 0 | 0 | 0 | 0 | 0 | 0 | 0 | 0 | 0 | 0 | 0
F8_Residential_CZ2 - Single Family_Existing_Space Heating_Natural Gas_Furnace - Direct Fuel_Realistic Achievable Potential | F8 | Residential | CZ2 - Single Family | Existing | Space Heating | Natural Gas | Furnace - Direct Fuel | Realistic Achievable Potential | Avg. Replacement Demand (W) | 0 | 0 | 0 | 0 | 0 | 0 | 0 | 0 | 0 | 0 | 0 | 0 | 0 | 0 | 0 | 0 | 0 | 0 | 0 | 0 | 0 | 0 | 0 | 0 | 0 | 0 | 0 | 0 | 0 | 0
F1_Residential_CZ2 - Single Family_Existing_Space Heating_Natural Gas_Boiler - Direct Fuel_Realistic Achievable Potential | F1 | Residential | CZ2 - Single Family | Existing | Space Heating | Natural Gas | Boiler - Direct Fuel | Realistic Achievable Potential | Units | 0 | 0 | 0 | 0 | 0 | 0 | 0 | 0 | 0 | 0 | 0 | 0 | 0 | 0 | 0 | 0 | 0 | 0 | 0 | 0 | 0 | 0 | 0 | 0 | 0 | 0 | 0 | 0 | 0 | 0
F2_Residential_CZ2 - Single Family_Existing_Space Heating_Natural Gas_Boiler - Direct Fuel_Realistic Achievable Potential | F2 | Residential | CZ2 - Single Family | Existing | Space Heating | Natural Gas | Boiler - Direct Fuel | Realistic Achievable Potential | Usage (MMtherm) | 0 | 0 | 0 | 0 | 0 | 0 | 0 | 0 | 0 | 0 | 0 | 0 | 0 | 0 | 0 | 0 | 0 | 0 | 0 | 0 | 0 | 0 | 0 | 0 | 0 | 0 | 0 | 0 | 0 | 0
F3_Residential_CZ2 - Single Family_Existing_Space Heating_Natural Gas_Boiler - Direct Fuel_Realistic Achievable Potential | F3 | Residential | CZ2 - Single Family | Existing | Space Heating | Natural Gas | Boiler - Direct Fuel | Realistic Achievable Potential | Peak Demand (S) | 0 | 0 | 0 | 0 | 0 | 0 | 0 | 0 | 0 | 0 | 0 | 0 | 0 | 0 | 0 | 0 | 0 | 0 | 0 | 0 | 0 | 0 | 0 | 0 | 0 | 0 | 0 | 0 | 0 | 0
F4_Residential_CZ2 - Single Family_Existing_Space Heating_Natural Gas_Boiler - Direct Fuel_Realistic Achievable Potential | F4 | Residential | CZ2 - Single Family | Existing | Space Heating | Natural Gas | Boiler - Direct Fuel | Realistic Achievable Potential | Peak Demand (W) | 0 | 0 | 0 | 0 | 0 | 0 | 0 | 0 | 0 | 0 | 0 | 0 | 0 | 0 | 0 | 0 | 0 | 0 | 0 | 0 | 0 | 0 | 0 | 0 | 0 | 0 | 0 | 0 | 0 | 0
F5_Residential_CZ2 - Single Family_Existing_Space Heating_Natural Gas_Boiler - Direct Fuel_Realistic Achievable Potential | F5 | Residential | CZ2 - Single Family | Existing | Space Heating | Natural Gas | Boiler - Direct Fuel | Realistic Achievable Potential | Turnover | 0 | 0 | 0 | 0 | 0 | 0 | 0 | 0 | 0 | 0 | 0 | 0 | 0 | 0 | 0 | 0 | 0 | 0 | 0 | 0 | 0 | 0 | 0 | 0 | 0 | 0 | 0 | 0 | 0 | 0
F6_Residential_CZ2 - Single Family_Existing_Space Heating_Natural Gas_Boiler - Direct Fuel_Realistic Achievable Potential | F6 | Residential | CZ2 - Single Family | Existing | Space Heating | Natural Gas | Boiler - Direct Fuel | Realistic Achievable Potential | Avg. Replacement Usage | 0 | 0 | 0 | 0 | 0 | 0 | 0 | 0 | 0 | 0 | 0 | 0 | 0 | 0 | 0 | 0 | 0 | 0 | 0 | 0 | 0 | 0 | 0 | 0 | 0 | 0 | 0 | 0 | 0 | 0
F7_Residential_CZ2 - Single Family_Existing_Space Heating_Natural Gas_Boiler - Direct Fuel_Realistic Achievable Potential | F7 | Residential | CZ2 - Single Family | Existing | Space Heating | Natural Gas | Boiler - Direct Fuel | Realistic Achievable Potential | Avg. Replacement Demand (S) | 0 | 0 | 0 | 0 | 0 | 0 | 0 | 0 | 0 | 0 | 0 | 0 | 0 | 0 | 0 | 0 | 0 | 0 | 0 | 0 | 0 | 0 | 0 | 0 | 0 | 0 | 0 | 0 | 0 | 0
F8_Residential_CZ2 - Single Family_Existing_Space Heating_Natural Gas_Boiler - Direct Fuel_Realistic Achievable Potential | F8 | Residential | CZ2 - Single Family | Existing | Space Heating | Natural Gas | Boiler - Direct Fuel | Realistic Achievable Potential | Avg. Replacement Demand (W) | 0 | 0 | 0 | 0 | 0 | 0 | 0 | 0 | 0 | 0 | 0 | 0 | 0 | 0 | 0 | 0 | 0 | 0 | 0 | 0 | 0 | 0 | 0 | 0 | 0 | 0 | 0 | 0 | 0 | 0
F1_Residential_CZ2 - Single Family_Existing_Secondary Heating_Natural Gas_Fireplace_Realistic Achievable Potential | F1 | Residential | CZ2 - Single Family | Existing | Secondary Heating | Natural Gas | Fireplace | Realistic Achievable Potential | Units | 0 | 0 | 0 | 0 | 0 | 0 | 0 | 0 | 0 | 0 | 0 | 0 | 0 | 0 | 0 | 0 | 0 | 0 | 0 | 0 | 0 | 0 | 0 | 0 | 0 | 0 | 0 | 0 | 0 | 0
F2_Residential_CZ2 - Single Family_Existing_Secondary Heating_Natural Gas_Fireplace_Realistic Achievable Potential | F2 | Residential | CZ2 - Single Family | Existing | Secondary Heating | Natural Gas | Fireplace | Realistic Achievable Potential | Usage (MMtherm) | 0 | 0 | 0 | 0 | 0 | 0 | 0 | 0 | 0 | 0 | 0 | 0 | 0 | 0 | 0 | 0 | 0 | 0 | 0 | 0 | 0 | 0 | 0 | 0 | 0 | 0 | 0 | 0 | 0 | 0
F3_Residential_CZ2 - Single Family_Existing_Secondary Heating_Natural Gas_Fireplace_Realistic Achievable Potential | F3 | Residential | CZ2 - Single Family | Existing | Secondary Heating | Natural Gas | Fireplace | Realistic Achievable Potential | Peak Demand (S) | 0 | 0 | 0 | 0 | 0 | 0 | 0 | 0 | 0 | 0 | 0 | 0 | 0 | 0 | 0 | 0 | 0 | 0 | 0 | 0 | 0 | 0 | 0 | 0 | 0 | 0 | 0 | 0 | 0 | 0
F4_Residential_CZ2 - Single Family_Existing_Secondary Heating_Natural Gas_Fireplace_Realistic Achievable Potential | F4 | Residential | CZ2 - Single Family | Existing | Secondary Heating | Natural Gas | Fireplace | Realistic Achievable Potential | Peak Demand (W) | 0 | 0 | 0 | 0 | 0 | 0 | 0 | 0 | 0 | 0 | 0 | 0 | 0 | 0 | 0 | 0 | 0 | 0 | 0 | 0 | 0 | 0 | 0 | 0 | 0 | 0 | 0 | 0 | 0 | 0
F5_Residential_CZ2 - Single Family_Existing_Secondary Heating_Natural Gas_Fireplace_Realistic Achievable Potential | F5 | Residential | CZ2 - Single Family | Existing | Secondary Heating | Natural Gas | Fireplace | Realistic Achievable Potential | Turnover | 0 | 0 | 0 | 0 | 0 | 0 | 0 | 0 | 0 | 0 | 0 | 0 | 0 | 0 | 0 | 0 | 0 | 0 | 0 | 0 | 0 | 0 | 0 | 0 | 0 | 0 | 0 | 0 | 0 | 0
F6_Residential_CZ2 - Single Family_Existing_Secondary Heating_Natural Gas_Fireplace_Realistic Achievable Potential | F6 | Residential | CZ2 - Single Family | Existing | Secondary Heating | Natural Gas | Fireplace | Realistic Achievable Potential | Avg. Replacement Usage | 0 | 0 | 0 | 0 | 0 | 0 | 0 | 0 | 0 | 0 | 0 | 0 | 0 | 0 | 0 | 0 | 0 | 0 | 0 | 0 | 0 | 0 | 0 | 0 | 0 | 0 | 0 | 0 | 0 | 0
F7_Residential_CZ2 - Single Family_Existing_Secondary Heating_Natural Gas_Fireplace_Realistic Achievable Potential | F7 | Residential | CZ2 - Single Family | Existing | Secondary Heating | Natural Gas | Fireplace | Realistic Achievable Potential | Avg. Replacement Demand (S) | 0 | 0 | 0 | 0 | 0 | 0 | 0 | 0 | 0 | 0 | 0 | 0 | 0 | 0 | 0 | 0 | 0 | 0 | 0 | 0 | 0 | 0 | 0 | 0 | 0 | 0 | 0 | 0 | 0 | 0
F8_Residential_CZ2 - Single Family_Existing_Secondary Heating_Natural Gas_Fireplace_Realistic Achievable Potential | F8 | Residential | CZ2 - Single Family | Existing | Secondary Heating | Natural Gas | Fireplace | Realistic Achievable Potential | Avg. Replacement Demand (W) | 0 | 0 | 0 | 0 | 0 | 0 | 0 | 0 | 0 | 0 | 0 | 0 | 0 | 0 | 0 | 0 | 0 | 0 | 0 | 0 | 0 | 0 | 0 | 0 | 0 | 0 | 0 | 0 | 0 | 0
F1_Residential_CZ2 - Single Family_Existing_Water Heating_Natural Gas_Water Heater <= 55 gal._Realistic Achievable Potential | F1 | Residential | CZ2 - Single Family | Existing | Water Heating | Natural Gas | Water Heater <= 55 gal. | Realistic Achievable Potential | Units | 0 | 0 | 0 | 0 | 0 | 0 | 0 | 0 | 0 | 0 | 0 | 0 | 0 | 0 | 0 | 0 | 0 | 0 | 0 | 0 | 0 | 0 | 0 | 0 | 0 | 0 | 0 | 0 | 0 | 0
F2_Residential_CZ2 - Single Family_Existing_Water Heating_Natural Gas_Water Heater <= 55 gal._Realistic Achievable Potential | F2 | Residential | CZ2 - Single Family | Existing | Water Heating | Natural Gas | Water Heater <= 55 gal. | Realistic Achievable Potential | Usage (MMtherm) | 0 | 0 | 0 | 0 | 0 | 0 | 0 | 0 | 0 | 0 | 0 | 0 | 0 | 0 | 0 | 0 | 0 | 0 | 0 | 0 | 0 | 0 | 0 | 0 | 0 | 0 | 0 | 0 | 0 | 0
F3_Residential_CZ2 - Single Family_Existing_Water Heating_Natural Gas_Water Heater <= 55 gal._Realistic Achievable Potential | F3 | Residential | CZ2 - Single Family | Existing | Water Heating | Natural Gas | Water Heater <= 55 gal. | Realistic Achievable Potential | Peak Demand (S) | 0 | 0 | 0 | 0 | 0 | 0 | 0 | 0 | 0 | 0 | 0 | 0 | 0 | 0 | 0 | 0 | 0 | 0 | 0 | 0 | 0 | 0 | 0 | 0 | 0 | 0 | 0 | 0 | 0 | 0
F4_Residential_CZ2 - Single Family_Existing_Water Heating_Natural Gas_Water Heater <= 55 gal._Realistic Achievable Potential | F4 | Residential | CZ2 - Single Family | Existing | Water Heating | Natural Gas | Water Heater <= 55 gal. | Realistic Achievable Potential | Peak Demand (W) | 0 | 0 | 0 | 0 | 0 | 0 | 0 | 0 | 0 | 0 | 0 | 0 | 0 | 0 | 0 | 0 | 0 | 0 | 0 | 0 | 0 | 0 | 0 | 0 | 0 | 0 | 0 | 0 | 0 | 0
F5_Residential_CZ2 - Single Family_Existing_Water Heating_Natural Gas_Water Heater <= 55 gal._Realistic Achievable Potential | F5 | Residential | CZ2 - Single Family | Existing | Water Heating | Natural Gas | Water Heater <= 55 gal. | Realistic Achievable Potential | Turnover | 0 | 0 | 0 | 0 | 0 | 0 | 0 | 0 | 0 | 0 | 0 | 0 | 0 | 0 | 0 | 0 | 0 | 0 | 0 | 0 | 0 | 0 | 0 | 0 | 0 | 0 | 0 | 0 | 0 | 0
F6_Residential_CZ2 - Single Family_Existing_Water Heating_Natural Gas_Water Heater <= 55 gal._Realistic Achievable Potential | F6 | Residential | CZ2 - Single Family | Existing | Water Heating | Natural Gas | Water Heater <= 55 gal. | Realistic Achievable Potential | Avg. Replacement Usage | 0 | 0 | 0 | 0 | 0 | 0 | 0 | 0 | 0 | 0 | 0 | 0 | 0 | 0 | 0 | 0 | 0 | 0 | 0 | 0 | 0 | 0 | 0 | 0 | 0 | 0 | 0 | 0 | 0 | 0
F7_Residential_CZ2 - Single Family_Existing_Water Heating_Natural Gas_Water Heater <= 55 gal._Realistic Achievable Potential | F7 | Residential | CZ2 - Single Family | Existing | Water Heating | Natural Gas | Water Heater <= 55 gal. | Realistic Achievable Potential | Avg. Replacement Demand (S) | 0 | 0 | 0 | 0 | 0 | 0 | 0 | 0 | 0 | 0 | 0 | 0 | 0 | 0 | 0 | 0 | 0 | 0 | 0 | 0 | 0 | 0 | 0 | 0 | 0 | 0 | 0 | 0 | 0 | 0
F8_Residential_CZ2 - Single Family_Existing_Water Heating_Natural Gas_Water Heater <= 55 gal._Realistic Achievable Potential | F8 | Residential | CZ2 - Single Family | Existing | Water Heating | Natural Gas | Water Heater <= 55 gal. | Realistic Achievable Potential | Avg. Replacement Demand (W) | 0 | 0 | 0 | 0 | 0 | 0 | 0 | 0 | 0 | 0 | 0 | 0 | 0 | 0 | 0 | 0 | 0 | 0 | 0 | 0 | 0 | 0 | 0 | 0 | 0 | 0 | 0 | 0 | 0 | 0
F1_Residential_CZ2 - Single Family_Existing_Water Heating_Natural Gas_Water Heater > 55 gal._Realistic Achievable Potential | F1 | Residential | CZ2 - Single Family | Existing | Water Heating | Natural Gas | Water Heater > 55 gal. | Realistic Achievable Potential | Units | 0 | 0 | 0 | 0 | 0 | 0 | 0 | 0 | 0 | 0 | 0 | 0 | 0 | 0 | 0 | 0 | 0 | 0 | 0 | 0 | 0 | 0 | 0 | 0 | 0 | 0 | 0 | 0 | 0 | 0
F2_Residential_CZ2 - Single Family_Existing_Water Heating_Natural Gas_Water Heater > 55 gal._Realistic Achievable Potential | F2 | Residential | CZ2 - Single Family | Existing | Water Heating | Natural Gas | Water Heater > 55 gal. | Realistic Achievable Potential | Usage (MMtherm) | 0 | 0 | 0 | 0 | 0 | 0 | 0 | 0 | 0 | 0 | 0 | 0 | 0 | 0 | 0 | 0 | 0 | 0 | 0 | 0 | 0 | 0 | 0 | 0 | 0 | 0 | 0 | 0 | 0 | 0
F3_Residential_CZ2 - Single Family_Existing_Water Heating_Natural Gas_Water Heater > 55 gal._Realistic Achievable Potential | F3 | Residential | CZ2 - Single Family | Existing | Water Heating | Natural Gas | Water Heater > 55 gal. | Realistic Achievable Potential | Peak Demand (S) | 0 | 0 | 0 | 0 | 0 | 0 | 0 | 0 | 0 | 0 | 0 | 0 | 0 | 0 | 0 | 0 | 0 | 0 | 0 | 0 | 0 | 0 | 0 | 0 | 0 | 0 | 0 | 0 | 0 | 0
F4_Residential_CZ2 - Single Family_Existing_Water Heating_Natural Gas_Water Heater > 55 gal._Realistic Achievable Potential | F4 | Residential | CZ2 - Single Family | Existing | Water Heating | Natural Gas | Water Heater > 55 gal. | Realistic Achievable Potential | Peak Demand (W) | 0 | 0 | 0 | 0 | 0 | 0 | 0 | 0 | 0 | 0 | 0 | 0 | 0 | 0 | 0 | 0 | 0 | 0 | 0 | 0 | 0 | 0 | 0 | 0 | 0 | 0 | 0 | 0 | 0 | 0
F5_Residential_CZ2 - Single Family_Existing_Water Heating_Natural Gas_Water Heater > 55 gal._Realistic Achievable Potential | F5 | Residential | CZ2 - Single Family | Existing | Water Heating | Natural Gas | Water Heater > 55 gal. | Realistic Achievable Potential | Turnover | 0 | 0 | 0 | 0 | 0 | 0 | 0 | 0 | 0 | 0 | 0 | 0 | 0 | 0 | 0 | 0 | 0 | 0 | 0 | 0 | 0 | 0 | 0 | 0 | 0 | 0 | 0 | 0 | 0 | 0
F6_Residential_CZ2 - Single Family_Existing_Water Heating_Natural Gas_Water Heater > 55 gal._Realistic Achievable Potential | F6 | Residential | CZ2 - Single Family | Existing | Water Heating | Natural Gas | Water Heater > 55 gal. | Realistic Achievable Potential | Avg. Replacement Usage | 0 | 0 | 0 | 0 | 0 | 0 | 0 | 0 | 0 | 0 | 0 | 0 | 0 | 0 | 0 | 0 | 0 | 0 | 0 | 0 | 0 | 0 | 0 | 0 | 0 | 0 | 0 | 0 | 0 | 0
F7_Residential_CZ2 - Single Family_Existing_Water Heating_Natural Gas_Water Heater > 55 gal._Realistic Achievable Potential | F7 | Residential | CZ2 - Single Family | Existing | Water Heating | Natural Gas | Water Heater > 55 gal. | Realistic Achievable Potential | Avg. Replacement Demand (S) | 0 | 0 | 0 | 0 | 0 | 0 | 0 | 0 | 0 | 0 | 0 | 0 | 0 | 0 | 0 | 0 | 0 | 0 | 0 | 0 | 0 | 0 | 0 | 0 | 0 | 0 | 0 | 0 | 0 | 0
F8_Residential_CZ2 - Single Family_Existing_Water Heating_Natural Gas_Water Heater > 55 gal._Realistic Achievable Potential | F8 | Residential | CZ2 - Single Family | Existing | Water Heating | Natural Gas | Water Heater > 55 gal. | Realistic Achievable Potential | Avg. Replacement Demand (W) | 0 | 0 | 0 | 0 | 0 | 0 | 0 | 0 | 0 | 0 | 0 | 0 | 0 | 0 | 0 | 0 | 0 | 0 | 0 | 0 | 0 | 0 | 0 | 0 | 0 | 0 | 0 | 0 | 0 | 0
F1_Residential_CZ2 - Single Family_Existing_Appliances_Natural Gas_Clothes Dryer_Realistic Achievable Potential | F1 | Residential | CZ2 - Single Family | Existing | Appliances | Natural Gas | Clothes Dryer | Realistic Achievable Potential | Units | 0 | 0 | 0 | 0 | 0 | 0 | 0 | 0 | 0 | 0 | 0 | 0 | 0 | 0 | 0 | 0 | 0 | 0 | 0 | 0 | 0 | 0 | 0 | 0 | 0 | 0 | 0 | 0 | 0 | 0
F2_Residential_CZ2 - Single Family_Existing_Appliances_Natural Gas_Clothes Dryer_Realistic Achievable Potential | F2 | Residential | CZ2 - Single Family | Existing | Appliances | Natural Gas | Clothes Dryer | Realistic Achievable Potential | Usage (MMtherm) | 0 | 0 | 0 | 0 | 0 | 0 | 0 | 0 | 0 | 0 | 0 | 0 | 0 | 0 | 0 | 0 | 0 | 0 | 0 | 0 | 0 | 0 | 0 | 0 | 0 | 0 | 0 | 0 | 0 | 0
F3_Residential_CZ2 - Single Family_Existing_Appliances_Natural Gas_Clothes Dryer_Realistic Achievable Potential | F3 | Residential | CZ2 - Single Family | Existing | Appliances | Natural Gas | Clothes Dryer | Realistic Achievable Potential | Peak Demand (S) | 0 | 0 | 0 | 0 | 0 | 0 | 0 | 0 | 0 | 0 | 0 | 0 | 0 | 0 | 0 | 0 | 0 | 0 | 0 | 0 | 0 | 0 | 0 | 0 | 0 | 0 | 0 | 0 | 0 | 0
F4_Residential_CZ2 - Single Family_Existing_Appliances_Natural Gas_Clothes Dryer_Realistic Achievable Potential | F4 | Residential | CZ2 - Single Family | Existing | Appliances | Natural Gas | Clothes Dryer | Realistic Achievable Potential | Peak Demand (W) | 0 | 0 | 0 | 0 | 0 | 0 | 0 | 0 | 0 | 0 | 0 | 0 | 0 | 0 | 0 | 0 | 0 | 0 | 0 | 0 | 0 | 0 | 0 | 0 | 0 | 0 | 0 | 0 | 0 | 0
F5_Residential_CZ2 - Single Family_Existing_Appliances_Natural Gas_Clothes Dryer_Realistic Achievable Potential | F5 | Residential | CZ2 - Single Family | Existing | Appliances | Natural Gas | Clothes Dryer | Realistic Achievable Potential | Turnover | 0 | 0 | 0 | 0 | 0 | 0 | 0 | 0 | 0 | 0 | 0 | 0 | 0 | 0 | 0 | 0 | 0 | 0 | 0 | 0 | 0 | 0 | 0 | 0 | 0 | 0 | 0 | 0 | 0 | 0
F6_Residential_CZ2 - Single Family_Existing_Appliances_Natural Gas_Clothes Dryer_Realistic Achievable Potential | F6 | Residential | CZ2 - Single Family | Existing | Appliances | Natural Gas | Clothes Dryer | Realistic Achievable Potential | Avg. Replacement Usage | 0 | 0 | 0 | 0 | 0 | 0 | 0 | 0 | 0 | 0 | 0 | 0 | 0 | 0 | 0 | 0 | 0 | 0 | 0 | 0 | 0 | 0 | 0 | 0 | 0 | 0 | 0 | 0 | 0 | 0
F7_Residential_CZ2 - Single Family_Existing_Appliances_Natural Gas_Clothes Dryer_Realistic Achievable Potential | F7 | Residential | CZ2 - Single Family | Existing | Appliances | Natural Gas | Clothes Dryer | Realistic Achievable Potential | Avg. Replacement Demand (S) | 0 | 0 | 0 | 0 | 0 | 0 | 0 | 0 | 0 | 0 | 0 | 0 | 0 | 0 | 0 | 0 | 0 | 0 | 0 | 0 | 0 | 0 | 0 | 0 | 0 | 0 | 0 | 0 | 0 | 0
F8_Residential_CZ2 - Single Family_Existing_Appliances_Natural Gas_Clothes Dryer_Realistic Achievable Potential | F8 | Residential | CZ2 - Single Family | Existing | Appliances | Natural Gas | Clothes Dryer | Realistic Achievable Potential | Avg. Replacement Demand (W) | 0 | 0 | 0 | 0 | 0 | 0 | 0 | 0 | 0 | 0 | 0 | 0 | 0 | 0 | 0 | 0 | 0 | 0 | 0 | 0 | 0 | 0 | 0 | 0 | 0 | 0 | 0 | 0 | 0 | 0
F1_Residential_CZ2 - Single Family_Existing_Appliances_Natural Gas_Stove/Oven_Realistic Achievable Potential | F1 | Residential | CZ2 - Single Family | Existing | Appliances | Natural Gas | Stove/Oven | Realistic Achievable Potential | Units | 0 | 0 | 0 | 0 | 0 | 0 | 0 | 0 | 0 | 0 | 0 | 0 | 0 | 0 | 0 | 0 | 0 | 0 | 0 | 0 | 0 | 0 | 0 | 0 | 0 | 0 | 0 | 0 | 0 | 0
F2_Residential_CZ2 - Single Family_Existing_Appliances_Natural Gas_Stove/Oven_Realistic Achievable Potential | F2 | Residential | CZ2 - Single Family | Existing | Appliances | Natural Gas | Stove/Oven | Realistic Achievable Potential | Usage (MMtherm) | 0 | 0 | 0 | 0 | 0 | 0 | 0 | 0 | 0 | 0 | 0 | 0 | 0 | 0 | 0 | 0 | 0 | 0 | 0 | 0 | 0 | 0 | 0 | 0 | 0 | 0 | 0 | 0 | 0 | 0
F3_Residential_CZ2 - Single Family_Existing_Appliances_Natural Gas_Stove/Oven_Realistic Achievable Potential | F3 | Residential | CZ2 - Single Family | Existing | Appliances | Natural Gas | Stove/Oven | Realistic Achievable Potential | Peak Demand (S) | 0 | 0 | 0 | 0 | 0 | 0 | 0 | 0 | 0 | 0 | 0 | 0 | 0 | 0 | 0 | 0 | 0 | 0 | 0 | 0 | 0 | 0 | 0 | 0 | 0 | 0 | 0 | 0 | 0 | 0
F4_Residential_CZ2 - Single Family_Existing_Appliances_Natural Gas_Stove/Oven_Realistic Achievable Potential | F4 | Residential | CZ2 - Single Family | Existing | Appliances | Natural Gas | Stove/Oven | Realistic Achievable Potential | Peak Demand (W) | 0 | 0 | 0 | 0 | 0 | 0 | 0 | 0 | 0 | 0 | 0 | 0 | 0 | 0 | 0 | 0 | 0 | 0 | 0 | 0 | 0 | 0 | 0 | 0 | 0 | 0 | 0 | 0 | 0 | 0
F5_Residential_CZ2 - Single Family_Existing_Appliances_Natural Gas_Stove/Oven_Realistic Achievable Potential | F5 | Residential | CZ2 - Single Family | Existing | Appliances | Natural Gas | Stove/Oven | Realistic Achievable Potential | Turnover | 0 | 0 | 0 | 0 | 0 | 0 | 0 | 0 | 0 | 0 | 0 | 0 | 0 | 0 | 0 | 0 | 0 | 0 | 0 | 0 | 0 | 0 | 0 | 0 | 0 | 0 | 0 | 0 | 0 | 0
F6_Residential_CZ2 - Single Family_Existing_Appliances_Natural Gas_Stove/Oven_Realistic Achievable Potential | F6 | Residential | CZ2 - Single Family | Existing | Appliances | Natural Gas | Stove/Oven | Realistic Achievable Potential | Avg. Replacement Usage | 0 | 0 | 0 | 0 | 0 | 0 | 0 | 0 | 0 | 0 | 0 | 0 | 0 | 0 | 0 | 0 | 0 | 0 | 0 | 0 | 0 | 0 | 0 | 0 | 0 | 0 | 0 | 0 | 0 | 0
F7_Residential_CZ2 - Single Family_Existing_Appliances_Natural Gas_Stove/Oven_Realistic Achievable Potential | F7 | Residential | CZ2 - Single Family | Existing | Appliances | Natural Gas | Stove/Oven | Realistic Achievable Potential | Avg. Replacement Demand (S) | 0 | 0 | 0 | 0 | 0 | 0 | 0 | 0 | 0 | 0 | 0 | 0 | 0 | 0 | 0 | 0 | 0 | 0 | 0 | 0 | 0 | 0 | 0 | 0 | 0 | 0 | 0 | 0 | 0 | 0
F8_Residential_CZ2 - Single Family_Existing_Appliances_Natural Gas_Stove/Oven_Realistic Achievable Potential | F8 | Residential | CZ2 - Single Family | Existing | Appliances | Natural Gas | Stove/Oven | Realistic Achievable Potential | Avg. Replacement Demand (W) | 0 | 0 | 0 | 0 | 0 | 0 | 0 | 0 | 0 | 0 | 0 | 0 | 0 | 0 | 0 | 0 | 0 | 0 | 0 | 0 | 0 | 0 | 0 | 0 | 0 | 0 | 0 | 0 | 0 | 0
F1_Residential_CZ2 - Single Family_Existing_Miscellaneous_Natural Gas_Pool Heater_Realistic Achievable Potential | F1 | Residential | CZ2 - Single Family | Existing | Miscellaneous | Natural Gas | Pool Heater | Realistic Achievable Potential | Units | 0 | 0 | 0 | 0 | 0 | 0 | 0 | 0 | 0 | 0 | 0 | 0 | 0 | 0 | 0 | 0 | 0 | 0 | 0 | 0 | 0 | 0 | 0 | 0 | 0 | 0 | 0 | 0 | 0 | 0
F2_Residential_CZ2 - Single Family_Existing_Miscellaneous_Natural Gas_Pool Heater_Realistic Achievable Potential | F2 | Residential | CZ2 - Single Family | Existing | Miscellaneous | Natural Gas | Pool Heater | Realistic Achievable Potential | Usage (MMtherm) | 0 | 0 | 0 | 0 | 0 | 0 | 0 | 0 | 0 | 0 | 0 | 0 | 0 | 0 | 0 | 0 | 0 | 0 | 0 | 0 | 0 | 0 | 0 | 0 | 0 | 0 | 0 | 0 | 0 | 0
F3_Residential_CZ2 - Single Family_Existing_Miscellaneous_Natural Gas_Pool Heater_Realistic Achievable Potential | F3 | Residential | CZ2 - Single Family | Existing | Miscellaneous | Natural Gas | Pool Heater | Realistic Achievable Potential | Peak Demand (S) | 0 | 0 | 0 | 0 | 0 | 0 | 0 | 0 | 0 | 0 | 0 | 0 | 0 | 0 | 0 | 0 | 0 | 0 | 0 | 0 | 0 | 0 | 0 | 0 | 0 | 0 | 0 | 0 | 0 | 0
F4_Residential_CZ2 - Single Family_Existing_Miscellaneous_Natural Gas_Pool Heater_Realistic Achievable Potential | F4 | Residential | CZ2 - Single Family | Existing | Miscellaneous | Natural Gas | Pool Heater | Realistic Achievable Potential | Peak Demand (W) | 0 | 0 | 0 | 0 | 0 | 0 | 0 | 0 | 0 | 0 | 0 | 0 | 0 | 0 | 0 | 0 | 0 | 0 | 0 | 0 | 0 | 0 | 0 | 0 | 0 | 0 | 0 | 0 | 0 | 0
F5_Residential_CZ2 - Single Family_Existing_Miscellaneous_Natural Gas_Pool Heater_Realistic Achievable Potential | F5 | Residential | CZ2 - Single Family | Existing | Miscellaneous | Natural Gas | Pool Heater | Realistic Achievable Potential | Turnover | 0 | 0 | 0 | 0 | 0 | 0 | 0 | 0 | 0 | 0 | 0 | 0 | 0 | 0 | 0 | 0 | 0 | 0 | 0 | 0 | 0 | 0 | 0 | 0 | 0 | 0 | 0 | 0 | 0 | 0
F6_Residential_CZ2 - Single Family_Existing_Miscellaneous_Natural Gas_Pool Heater_Realistic Achievable Potential | F6 | Residential | CZ2 - Single Family | Existing | Miscellaneous | Natural Gas | Pool Heater | Realistic Achievable Potential | Avg. Replacement Usage | 0 | 0 | 0 | 0 | 0 | 0 | 0 | 0 | 0 | 0 | 0 | 0 | 0 | 0 | 0 | 0 | 0 | 0 | 0 | 0 | 0 | 0 | 0 | 0 | 0 | 0 | 0 | 0 | 0 | 0
F7_Residential_CZ2 - Single Family_Existing_Miscellaneous_Natural Gas_Pool Heater_Realistic Achievable Potential | F7 | Residential | CZ2 - Single Family | Existing | Miscellaneous | Natural Gas | Pool Heater | Realistic Achievable Potential | Avg. Replacement Demand (S) | 0 | 0 | 0 | 0 | 0 | 0 | 0 | 0 | 0 | 0 | 0 | 0 | 0 | 0 | 0 | 0 | 0 | 0 | 0 | 0 | 0 | 0 | 0 | 0 | 0 | 0 | 0 | 0 | 0 | 0
F8_Residential_CZ2 - Single Family_Existing_Miscellaneous_Natural Gas_Pool Heater_Realistic Achievable Potential | F8 | Residential | CZ2 - Single Family | Existing | Miscellaneous | Natural Gas | Pool Heater | Realistic Achievable Potential | Avg. Replacement Demand (W) | 0 | 0 | 0 | 0 | 0 | 0 | 0 | 0 | 0 | 0 | 0 | 0 | 0 | 0 | 0 | 0 | 0 | 0 | 0 | 0 | 0 | 0 | 0 | 0 | 0 | 0 | 0 | 0 | 0 | 0
F1_Residential_CZ2 - Single Family_Existing_Miscellaneous_Natural Gas_Miscellaneous_Realistic Achievable Potential | F1 | Residential | CZ2 - Single Family | Existing | Miscellaneous | Natural Gas | Miscellaneous | Realistic Achievable Potential | Units | 0 | 0 | 0 | 0 | 0 | 0 | 0 | 0 | 0 | 0 | 0 | 0 | 0 | 0 | 0 | 0 | 0 | 0 | 0 | 0 | 0 | 0 | 0 | 0 | 0 | 0 | 0 | 0 | 0 | 0
F2_Residential_CZ2 - Single Family_Existing_Miscellaneous_Natural Gas_Miscellaneous_Realistic Achievable Potential | F2 | Residential | CZ2 - Single Family | Existing | Miscellaneous | Natural Gas | Miscellaneous | Realistic Achievable Potential | Usage (MMtherm) | 0 | 0 | 0 | 0 | 0 | 0 | 0 | 0 | 0 | 0 | 0 | 0 | 0 | 0 | 0 | 0 | 0 | 0 | 0 | 0 | 0 | 0 | 0 | 0 | 0 | 0 | 0 | 0 | 0 | 0
F3_Residential_CZ2 - Single Family_Existing_Miscellaneous_Natural Gas_Miscellaneous_Realistic Achievable Potential | F3 | Residential | CZ2 - Single Family | Existing | Miscellaneous | Natural Gas | Miscellaneous | Realistic Achievable Potential | Peak Demand (S) | 0 | 0 | 0 | 0 | 0 | 0 | 0 | 0 | 0 | 0 | 0 | 0 | 0 | 0 | 0 | 0 | 0 | 0 | 0 | 0 | 0 | 0 | 0 | 0 | 0 | 0 | 0 | 0 | 0 | 0
F4_Residential_CZ2 - Single Family_Existing_Miscellaneous_Natural Gas_Miscellaneous_Realistic Achievable Potential | F4 | Residential | CZ2 - Single Family | Existing | Miscellaneous | Natural Gas | Miscellaneous | Realistic Achievable Potential | Peak Demand (W) | 0 | 0 | 0 | 0 | 0 | 0 | 0 | 0 | 0 | 0 | 0 | 0 | 0 | 0 | 0 | 0 | 0 | 0 | 0 | 0 | 0 | 0 | 0 | 0 | 0 | 0 | 0 | 0 | 0 | 0
F5_Residential_CZ2 - Single Family_Existing_Miscellaneous_Natural Gas_Miscellaneous_Realistic Achievable Potential | F5 | Residential | CZ2 - Single Family | Existing | Miscellaneous | Natural Gas | Miscellaneous | Realistic Achievable Potential | Turnover | 0 | 0 | 0 | 0 | 0 | 0 | 0 | 0 | 0 | 0 | 0 | 0 | 0 | 0 | 0 | 0 | 0 | 0 | 0 | 0 | 0 | 0 | 0 | 0 | 0 | 0 | 0 | 0 | 0 | 0
F6_Residential_CZ2 - Single Family_Existing_Miscellaneous_Natural Gas_Miscellaneous_Realistic Achievable Potential | F6 | Residential | CZ2 - Single Family | Existing | Miscellaneous | Natural Gas | Miscellaneous | Realistic Achievable Potential | Avg. Replacement Usage | 0 | 0 | 0 | 0 | 0 | 0 | 0 | 0 | 0 | 0 | 0 | 0 | 0 | 0 | 0 | 0 | 0 | 0 | 0 | 0 | 0 | 0 | 0 | 0 | 0 | 0 | 0 | 0 | 0 | 0
F7_Residential_CZ2 - Single Family_Existing_Miscellaneous_Natural Gas_Miscellaneous_Realistic Achievable Potential | F7 | Residential | CZ2 - Single Family | Existing | Miscellaneous | Natural Gas | Miscellaneous | Realistic Achievable Potential | Avg. Replacement Demand (S) | 0 | 0 | 0 | 0 | 0 | 0 | 0 | 0 | 0 | 0 | 0 | 0 | 0 | 0 | 0 | 0 | 0 | 0 | 0 | 0 | 0 | 0 | 0 | 0 | 0 | 0 | 0 | 0 | 0 | 0
F8_Residential_CZ2 - Single Family_Existing_Miscellaneous_Natural Gas_Miscellaneous_Realistic Achievable Potential | F8 | Residential | CZ2 - Single Family | Existing | Miscellaneous | Natural Gas | Miscellaneous | Realistic Achievable Potential | Avg. Replacement Demand (W) | 0 | 0 | 0 | 0 | 0 | 0 | 0 | 0 | 0 | 0 | 0 | 0 | 0 | 0 | 0 | 0 | 0 | 0 | 0 | 0 | 0 | 0 | 0 | 0 | 0 | 0 | 0 | 0 | 0 | 0
F1_Residential_CZ2 - Single Family_New_Space Heating_Natural Gas_Furnace - Direct Fuel_Realistic Achievable Potential | F1 | Residential | CZ2 - Single Family | New | Space Heating | Natural Gas | Furnace - Direct Fuel | Realistic Achievable Potential | Units | 0 | 0 | 0 | 0 | 0 | 0 | 0 | 0 | 0 | 0 | 0 | 0 | 0 | 0 | 0 | 0 | 0 | 0 | 0 | 0 | 0 | 0 | 0 | 0 | 0 | 0 | 0 | 0 | 0 | 0
F2_Residential_CZ2 - Single Family_New_Space Heating_Natural Gas_Furnace - Direct Fuel_Realistic Achievable Potential | F2 | Residential | CZ2 - Single Family | New | Space Heating | Natural Gas | Furnace - Direct Fuel | Realistic Achievable Potential | Usage (MMtherm) | 0 | 0 | 0 | 0 | 0 | 0 | 0 | 0 | 0 | 0 | 0 | 0 | 0 | 0 | 0 | 0 | 0 | 0 | 0 | 0 | 0 | 0 | 0 | 0 | 0 | 0 | 0 | 0 | 0 | 0
F3_Residential_CZ2 - Single Family_New_Space Heating_Natural Gas_Furnace - Direct Fuel_Realistic Achievable Potential | F3 | Residential | CZ2 - Single Family | New | Space Heating | Natural Gas | Furnace - Direct Fuel | Realistic Achievable Potential | Peak Demand (S) | 0 | 0 | 0 | 0 | 0 | 0 | 0 | 0 | 0 | 0 | 0 | 0 | 0 | 0 | 0 | 0 | 0 | 0 | 0 | 0 | 0 | 0 | 0 | 0 | 0 | 0 | 0 | 0 | 0 | 0
F4_Residential_CZ2 - Single Family_New_Space Heating_Natural Gas_Furnace - Direct Fuel_Realistic Achievable Potential | F4 | Residential | CZ2 - Single Family | New | Space Heating | Natural Gas | Furnace - Direct Fuel | Realistic Achievable Potential | Peak Demand (W) | 0 | 0 | 0 | 0 | 0 | 0 | 0 | 0 | 0 | 0 | 0 | 0 | 0 | 0 | 0 | 0 | 0 | 0 | 0 | 0 | 0 | 0 | 0 | 0 | 0 | 0 | 0 | 0 | 0 | 0
F5_Residential_CZ2 - Single Family_New_Space Heating_Natural Gas_Furnace - Direct Fuel_Realistic Achievable Potential | F5 | Residential | CZ2 - Single Family | New | Space Heating | Natural Gas | Furnace - Direct Fuel | Realistic Achievable Potential | Turnover | 0 | 0 | 0 | 0 | 0 | 0 | 0 | 0 | 0 | 0 | 0 | 0 | 0 | 0 | 0 | 0 | 0 | 0 | 0 | 0 | 0 | 0 | 0 | 0 | 0 | 0 | 0 | 0 | 0 | 0
F6_Residential_CZ2 - Single Family_New_Space Heating_Natural Gas_Furnace - Direct Fuel_Realistic Achievable Potential | F6 | Residential | CZ2 - Single Family | New | Space Heating | Natural Gas | Furnace - Direct Fuel | Realistic Achievable Potential | Avg. Replacement Usage | 0 | 0 | 0 | 0 | 0 | 0 | 0 | 0 | 0 | 0 | 0 | 0 | 0 | 0 | 0 | 0 | 0 | 0 | 0 | 0 | 0 | 0 | 0 | 0 | 0 | 0 | 0 | 0 | 0 | 0
F7_Residential_CZ2 - Single Family_New_Space Heating_Natural Gas_Furnace - Direct Fuel_Realistic Achievable Potential | F7 | Residential | CZ2 - Single Family | New | Space Heating | Natural Gas | Furnace - Direct Fuel | Realistic Achievable Potential | Avg. Replacement Demand (S) | 0 | 0 | 0 | 0 | 0 | 0 | 0 | 0 | 0 | 0 | 0 | 0 | 0 | 0 | 0 | 0 | 0 | 0 | 0 | 0 | 0 | 0 | 0 | 0 | 0 | 0 | 0 | 0 | 0 | 0
F8_Residential_CZ2 - Single Family_New_Space Heating_Natural Gas_Furnace - Direct Fuel_Realistic Achievable Potential | F8 | Residential | CZ2 - Single Family | New | Space Heating | Natural Gas | Furnace - Direct Fuel | Realistic Achievable Potential | Avg. Replacement Demand (W) | 0 | 0 | 0 | 0 | 0 | 0 | 0 | 0 | 0 | 0 | 0 | 0 | 0 | 0 | 0 | 0 | 0 | 0 | 0 | 0 | 0 | 0 | 0 | 0 | 0 | 0 | 0 | 0 | 0 | 0
F1_Residential_CZ2 - Single Family_New_Space Heating_Natural Gas_Boiler - Direct Fuel_Realistic Achievable Potential | F1 | Residential | CZ2 - Single Family | New | Space Heating | Natural Gas | Boiler - Direct Fuel | Realistic Achievable Potential | Units | 0 | 0 | 0 | 0 | 0 | 0 | 0 | 0 | 0 | 0 | 0 | 0 | 0 | 0 | 0 | 0 | 0 | 0 | 0 | 0 | 0 | 0 | 0 | 0 | 0 | 0 | 0 | 0 | 0 | 0
F2_Residential_CZ2 - Single Family_New_Space Heating_Natural Gas_Boiler - Direct Fuel_Realistic Achievable Potential | F2 | Residential | CZ2 - Single Family | New | Space Heating | Natural Gas | Boiler - Direct Fuel | Realistic Achievable Potential | Usage (MMtherm) | 0 | 0 | 0 | 0 | 0 | 0 | 0 | 0 | 0 | 0 | 0 | 0 | 0 | 0 | 0 | 0 | 0 | 0 | 0 | 0 | 0 | 0 | 0 | 0 | 0 | 0 | 0 | 0 | 0 | 0
F3_Residential_CZ2 - Single Family_New_Space Heating_Natural Gas_Boiler - Direct Fuel_Realistic Achievable Potential | F3 | Residential | CZ2 - Single Family | New | Space Heating | Natural Gas | Boiler - Direct Fuel | Realistic Achievable Potential | Peak Demand (S) | 0 | 0 | 0 | 0 | 0 | 0 | 0 | 0 | 0 | 0 | 0 | 0 | 0 | 0 | 0 | 0 | 0 | 0 | 0 | 0 | 0 | 0 | 0 | 0 | 0 | 0 | 0 | 0 | 0 | 0
F4_Residential_CZ2 - Single Family_New_Space Heating_Natural Gas_Boiler - Direct Fuel_Realistic Achievable Potential | F4 | Residential | CZ2 - Single Family | New | Space Heating | Natural Gas | Boiler - Direct Fuel | Realistic Achievable Potential | Peak Demand (W) | 0 | 0 | 0 | 0 | 0 | 0 | 0 | 0 | 0 | 0 | 0 | 0 | 0 | 0 | 0 | 0 | 0 | 0 | 0 | 0 | 0 | 0 | 0 | 0 | 0 | 0 | 0 | 0 | 0 | 0
F5_Residential_CZ2 - Single Family_New_Space Heating_Natural Gas_Boiler - Direct Fuel_Realistic Achievable Potential | F5 | Residential | CZ2 - Single Family | New | Space Heating | Natural Gas | Boiler - Direct Fuel | Realistic Achievable Potential | Turnover | 0 | 0 | 0 | 0 | 0 | 0 | 0 | 0 | 0 | 0 | 0 | 0 | 0 | 0 | 0 | 0 | 0 | 0 | 0 | 0 | 0 | 0 | 0 | 0 | 0 | 0 | 0 | 0 | 0 | 0
F6_Residential_CZ2 - Single Family_New_Space Heating_Natural Gas_Boiler - Direct Fuel_Realistic Achievable Potential | F6 | Residential | CZ2 - Single Family | New | Space Heating | Natural Gas | Boiler - Direct Fuel | Realistic Achievable Potential | Avg. Replacement Usage | 0 | 0 | 0 | 0 | 0 | 0 | 0 | 0 | 0 | 0 | 0 | 0 | 0 | 0 | 0 | 0 | 0 | 0 | 0 | 0 | 0 | 0 | 0 | 0 | 0 | 0 | 0 | 0 | 0 | 0
F7_Residential_CZ2 - Single Family_New_Space Heating_Natural Gas_Boiler - Direct Fuel_Realistic Achievable Potential | F7 | Residential | CZ2 - Single Family | New | Space Heating | Natural Gas | Boiler - Direct Fuel | Realistic Achievable Potential | Avg. Replacement Demand (S) | 0 | 0 | 0 | 0 | 0 | 0 | 0 | 0 | 0 | 0 | 0 | 0 | 0 | 0 | 0 | 0 | 0 | 0 | 0 | 0 | 0 | 0 | 0 | 0 | 0 | 0 | 0 | 0 | 0 | 0
F8_Residential_CZ2 - Single Family_New_Space Heating_Natural Gas_Boiler - Direct Fuel_Realistic Achievable Potential | F8 | Residential | CZ2 - Single Family | New | Space Heating | Natural Gas | Boiler - Direct Fuel | Realistic Achievable Potential | Avg. Replacement Demand (W) | 0 | 0 | 0 | 0 | 0 | 0 | 0 | 0 | 0 | 0 | 0 | 0 | 0 | 0 | 0 | 0 | 0 | 0 | 0 | 0 | 0 | 0 | 0 | 0 | 0 | 0 | 0 | 0 | 0 | 0
F1_Residential_CZ2 - Single Family_New_Secondary Heating_Natural Gas_Fireplace_Realistic Achievable Potential | F1 | Residential | CZ2 - Single Family | New | Secondary Heating | Natural Gas | Fireplace | Realistic Achievable Potential | Units | 0 | 0 | 0 | 0 | 0 | 0 | 0 | 0 | 0 | 0 | 0 | 0 | 0 | 0 | 0 | 0 | 0 | 0 | 0 | 0 | 0 | 0 | 0 | 0 | 0 | 0 | 0 | 0 | 0 | 0
F2_Residential_CZ2 - Single Family_New_Secondary Heating_Natural Gas_Fireplace_Realistic Achievable Potential | F2 | Residential | CZ2 - Single Family | New | Secondary Heating | Natural Gas | Fireplace | Realistic Achievable Potential | Usage (MMtherm) | 0 | 0 | 0 | 0 | 0 | 0 | 0 | 0 | 0 | 0 | 0 | 0 | 0 | 0 | 0 | 0 | 0 | 0 | 0 | 0 | 0 | 0 | 0 | 0 | 0 | 0 | 0 | 0 | 0 | 0
F3_Residential_CZ2 - Single Family_New_Secondary Heating_Natural Gas_Fireplace_Realistic Achievable Potential | F3 | Residential | CZ2 - Single Family | New | Secondary Heating | Natural Gas | Fireplace | Realistic Achievable Potential | Peak Demand (S) | 0 | 0 | 0 | 0 | 0 | 0 | 0 | 0 | 0 | 0 | 0 | 0 | 0 | 0 | 0 | 0 | 0 | 0 | 0 | 0 | 0 | 0 | 0 | 0 | 0 | 0 | 0 | 0 | 0 | 0
F4_Residential_CZ2 - Single Family_New_Secondary Heating_Natural Gas_Fireplace_Realistic Achievable Potential | F4 | Residential | CZ2 - Single Family | New | Secondary Heating | Natural Gas | Fireplace | Realistic Achievable Potential | Peak Demand (W) | 0 | 0 | 0 | 0 | 0 | 0 | 0 | 0 | 0 | 0 | 0 | 0 | 0 | 0 | 0 | 0 | 0 | 0 | 0 | 0 | 0 | 0 | 0 | 0 | 0 | 0 | 0 | 0 | 0 | 0
F5_Residential_CZ2 - Single Family_New_Secondary Heating_Natural Gas_Fireplace_Realistic Achievable Potential | F5 | Residential | CZ2 - Single Family | New | Secondary Heating | Natural Gas | Fireplace | Realistic Achievable Potential | Turnover | 0 | 0 | 0 | 0 | 0 | 0 | 0 | 0 | 0 | 0 | 0 | 0 | 0 | 0 | 0 | 0 | 0 | 0 | 0 | 0 | 0 | 0 | 0 | 0 | 0 | 0 | 0 | 0 | 0 | 0
F6_Residential_CZ2 - Single Family_New_Secondary Heating_Natural Gas_Fireplace_Realistic Achievable Potential | F6 | Residential | CZ2 - Single Family | New | Secondary Heating | Natural Gas | Fireplace | Realistic Achievable Potential | Avg. Replacement Usage | 0 | 0 | 0 | 0 | 0 | 0 | 0 | 0 | 0 | 0 | 0 | 0 | 0 | 0 | 0 | 0 | 0 | 0 | 0 | 0 | 0 | 0 | 0 | 0 | 0 | 0 | 0 | 0 | 0 | 0
F7_Residential_CZ2 - Single Family_New_Secondary Heating_Natural Gas_Fireplace_Realistic Achievable Potential | F7 | Residential | CZ2 - Single Family | New | Secondary Heating | Natural Gas | Fireplace | Realistic Achievable Potential | Avg. Replacement Demand (S) | 0 | 0 | 0 | 0 | 0 | 0 | 0 | 0 | 0 | 0 | 0 | 0 | 0 | 0 | 0 | 0 | 0 | 0 | 0 | 0 | 0 | 0 | 0 | 0 | 0 | 0 | 0 | 0 | 0 | 0
F8_Residential_CZ2 - Single Family_New_Secondary Heating_Natural Gas_Fireplace_Realistic Achievable Potential | F8 | Residential | CZ2 - Single Family | New | Secondary Heating | Natural Gas | Fireplace | Realistic Achievable Potential | Avg. Replacement Demand (W) | 0 | 0 | 0 | 0 | 0 | 0 | 0 | 0 | 0 | 0 | 0 | 0 | 0 | 0 | 0 | 0 | 0 | 0 | 0 | 0 | 0 | 0 | 0 | 0 | 0 | 0 | 0 | 0 | 0 | 0
F1_Residential_CZ2 - Single Family_New_Water Heating_Natural Gas_Water Heater <= 55 gal._Realistic Achievable Potential | F1 | Residential | CZ2 - Single Family | New | Water Heating | Natural Gas | Water Heater <= 55 gal. | Realistic Achievable Potential | Units | 0 | 0 | 0 | 0 | 0 | 0 | 0 | 0 | 0 | 0 | 0 | 0 | 0 | 0 | 0 | 0 | 0 | 0 | 0 | 0 | 0 | 0 | 0 | 0 | 0 | 0 | 0 | 0 | 0 | 0
F2_Residential_CZ2 - Single Family_New_Water Heating_Natural Gas_Water Heater <= 55 gal._Realistic Achievable Potential | F2 | Residential | CZ2 - Single Family | New | Water Heating | Natural Gas | Water Heater <= 55 gal. | Realistic Achievable Potential | Usage (MMtherm) | 0 | 0 | 0 | 0 | 0 | 0 | 0 | 0 | 0 | 0 | 0 | 0 | 0 | 0 | 0 | 0 | 0 | 0 | 0 | 0 | 0 | 0 | 0 | 0 | 0 | 0 | 0 | 0 | 0 | 0
F3_Residential_CZ2 - Single Family_New_Water Heating_Natural Gas_Water Heater <= 55 gal._Realistic Achievable Potential | F3 | Residential | CZ2 - Single Family | New | Water Heating | Natural Gas | Water Heater <= 55 gal. | Realistic Achievable Potential | Peak Demand (S) | 0 | 0 | 0 | 0 | 0 | 0 | 0 | 0 | 0 | 0 | 0 | 0 | 0 | 0 | 0 | 0 | 0 | 0 | 0 | 0 | 0 | 0 | 0 | 0 | 0 | 0 | 0 | 0 | 0 | 0
F4_Residential_CZ2 - Single Family_New_Water Heating_Natural Gas_Water Heater <= 55 gal._Realistic Achievable Potential | F4 | Residential | CZ2 - Single Family | New | Water Heating | Natural Gas | Water Heater <= 55 gal. | Realistic Achievable Potential | Peak Demand (W) | 0 | 0 | 0 | 0 | 0 | 0 | 0 | 0 | 0 | 0 | 0 | 0 | 0 | 0 | 0 | 0 | 0 | 0 | 0 | 0 | 0 | 0 | 0 | 0 | 0 | 0 | 0 | 0 | 0 | 0
F5_Residential_CZ2 - Single Family_New_Water Heating_Natural Gas_Water Heater <= 55 gal._Realistic Achievable Potential | F5 | Residential | CZ2 - Single Family | New | Water Heating | Natural Gas | Water Heater <= 55 gal. | Realistic Achievable Potential | Turnover | 0 | 0 | 0 | 0 | 0 | 0 | 0 | 0 | 0 | 0 | 0 | 0 | 0 | 0 | 0 | 0 | 0 | 0 | 0 | 0 | 0 | 0 | 0 | 0 | 0 | 0 | 0 | 0 | 0 | 0
F6_Residential_CZ2 - Single Family_New_Water Heating_Natural Gas_Water Heater <= 55 gal._Realistic Achievable Potential | F6 | Residential | CZ2 - Single Family | New | Water Heating | Natural Gas | Water Heater <= 55 gal. | Realistic Achievable Potential | Avg. Replacement Usage | 0 | 0 | 0 | 0 | 0 | 0 | 0 | 0 | 0 | 0 | 0 | 0 | 0 | 0 | 0 | 0 | 0 | 0 | 0 | 0 | 0 | 0 | 0 | 0 | 0 | 0 | 0 | 0 | 0 | 0
F7_Residential_CZ2 - Single Family_New_Water Heating_Natural Gas_Water Heater <= 55 gal._Realistic Achievable Potential | F7 | Residential | CZ2 - Single Family | New | Water Heating | Natural Gas | Water Heater <= 55 gal. | Realistic Achievable Potential | Avg. Replacement Demand (S) | 0 | 0 | 0 | 0 | 0 | 0 | 0 | 0 | 0 | 0 | 0 | 0 | 0 | 0 | 0 | 0 | 0 | 0 | 0 | 0 | 0 | 0 | 0 | 0 | 0 | 0 | 0 | 0 | 0 | 0
F8_Residential_CZ2 - Single Family_New_Water Heating_Natural Gas_Water Heater <= 55 gal._Realistic Achievable Potential | F8 | Residential | CZ2 - Single Family | New | Water Heating | Natural Gas | Water Heater <= 55 gal. | Realistic Achievable Potential | Avg. Replacement Demand (W) | 0 | 0 | 0 | 0 | 0 | 0 | 0 | 0 | 0 | 0 | 0 | 0 | 0 | 0 | 0 | 0 | 0 | 0 | 0 | 0 | 0 | 0 | 0 | 0 | 0 | 0 | 0 | 0 | 0 | 0
F1_Residential_CZ2 - Single Family_New_Water Heating_Natural Gas_Water Heater > 55 gal._Realistic Achievable Potential | F1 | Residential | CZ2 - Single Family | New | Water Heating | Natural Gas | Water Heater > 55 gal. | Realistic Achievable Potential | Units | 0 | 0 | 0 | 0 | 0 | 0 | 0 | 0 | 0 | 0 | 0 | 0 | 0 | 0 | 0 | 0 | 0 | 0 | 0 | 0 | 0 | 0 | 0 | 0 | 0 | 0 | 0 | 0 | 0 | 0
F2_Residential_CZ2 - Single Family_New_Water Heating_Natural Gas_Water Heater > 55 gal._Realistic Achievable Potential | F2 | Residential | CZ2 - Single Family | New | Water Heating | Natural Gas | Water Heater > 55 gal. | Realistic Achievable Potential | Usage (MMtherm) | 0 | 0 | 0 | 0 | 0 | 0 | 0 | 0 | 0 | 0 | 0 | 0 | 0 | 0 | 0 | 0 | 0 | 0 | 0 | 0 | 0 | 0 | 0 | 0 | 0 | 0 | 0 | 0 | 0 | 0
F3_Residential_CZ2 - Single Family_New_Water Heating_Natural Gas_Water Heater > 55 gal._Realistic Achievable Potential | F3 | Residential | CZ2 - Single Family | New | Water Heating | Natural Gas | Water Heater > 55 gal. | Realistic Achievable Potential | Peak Demand (S) | 0 | 0 | 0 | 0 | 0 | 0 | 0 | 0 | 0 | 0 | 0 | 0 | 0 | 0 | 0 | 0 | 0 | 0 | 0 | 0 | 0 | 0 | 0 | 0 | 0 | 0 | 0 | 0 | 0 | 0
F4_Residential_CZ2 - Single Family_New_Water Heating_Natural Gas_Water Heater > 55 gal._Realistic Achievable Potential | F4 | Residential | CZ2 - Single Family | New | Water Heating | Natural Gas | Water Heater > 55 gal. | Realistic Achievable Potential | Peak Demand (W) | 0 | 0 | 0 | 0 | 0 | 0 | 0 | 0 | 0 | 0 | 0 | 0 | 0 | 0 | 0 | 0 | 0 | 0 | 0 | 0 | 0 | 0 | 0 | 0 | 0 | 0 | 0 | 0 | 0 | 0
F5_Residential_CZ2 - Single Family_New_Water Heating_Natural Gas_Water Heater > 55 gal._Realistic Achievable Potential | F5 | Residential | CZ2 - Single Family | New | Water Heating | Natural Gas | Water Heater > 55 gal. | Realistic Achievable Potential | Turnover | 0 | 0 | 0 | 0 | 0 | 0 | 0 | 0 | 0 | 0 | 0 | 0 | 0 | 0 | 0 | 0 | 0 | 0 | 0 | 0 | 0 | 0 | 0 | 0 | 0 | 0 | 0 | 0 | 0 | 0
F6_Residential_CZ2 - Single Family_New_Water Heating_Natural Gas_Water Heater > 55 gal._Realistic Achievable Potential | F6 | Residential | CZ2 - Single Family | New | Water Heating | Natural Gas | Water Heater > 55 gal. | Realistic Achievable Potential | Avg. Replacement Usage | 0 | 0 | 0 | 0 | 0 | 0 | 0 | 0 | 0 | 0 | 0 | 0 | 0 | 0 | 0 | 0 | 0 | 0 | 0 | 0 | 0 | 0 | 0 | 0 | 0 | 0 | 0 | 0 | 0 | 0
F7_Residential_CZ2 - Single Family_New_Water Heating_Natural Gas_Water Heater > 55 gal._Realistic Achievable Potential | F7 | Residential | CZ2 - Single Family | New | Water Heating | Natural Gas | Water Heater > 55 gal. | Realistic Achievable Potential | Avg. Replacement Demand (S) | 0 | 0 | 0 | 0 | 0 | 0 | 0 | 0 | 0 | 0 | 0 | 0 | 0 | 0 | 0 | 0 | 0 | 0 | 0 | 0 | 0 | 0 | 0 | 0 | 0 | 0 | 0 | 0 | 0 | 0
F8_Residential_CZ2 - Single Family_New_Water Heating_Natural Gas_Water Heater > 55 gal._Realistic Achievable Potential | F8 | Residential | CZ2 - Single Family | New | Water Heating | Natural Gas | Water Heater > 55 gal. | Realistic Achievable Potential | Avg. Replacement Demand (W) | 0 | 0 | 0 | 0 | 0 | 0 | 0 | 0 | 0 | 0 | 0 | 0 | 0 | 0 | 0 | 0 | 0 | 0 | 0 | 0 | 0 | 0 | 0 | 0 | 0 | 0 | 0 | 0 | 0 | 0
F1_Residential_CZ2 - Single Family_New_Appliances_Natural Gas_Clothes Dryer_Realistic Achievable Potential | F1 | Residential | CZ2 - Single Family | New | Appliances | Natural Gas | Clothes Dryer | Realistic Achievable Potential | Units | 0 | 0 | 0 | 0 | 0 | 0 | 0 | 0 | 0 | 0 | 0 | 0 | 0 | 0 | 0 | 0 | 0 | 0 | 0 | 0 | 0 | 0 | 0 | 0 | 0 | 0 | 0 | 0 | 0 | 0
F2_Residential_CZ2 - Single Family_New_Appliances_Natural Gas_Clothes Dryer_Realistic Achievable Potential | F2 | Residential | CZ2 - Single Family | New | Appliances | Natural Gas | Clothes Dryer | Realistic Achievable Potential | Usage (MMtherm) | 0 | 0 | 0 | 0 | 0 | 0 | 0 | 0 | 0 | 0 | 0 | 0 | 0 | 0 | 0 | 0 | 0 | 0 | 0 | 0 | 0 | 0 | 0 | 0 | 0 | 0 | 0 | 0 | 0 | 0
F3_Residential_CZ2 - Single Family_New_Appliances_Natural Gas_Clothes Dryer_Realistic Achievable Potential | F3 | Residential | CZ2 - Single Family | New | Appliances | Natural Gas | Clothes Dryer | Realistic Achievable Potential | Peak Demand (S) | 0 | 0 | 0 | 0 | 0 | 0 | 0 | 0 | 0 | 0 | 0 | 0 | 0 | 0 | 0 | 0 | 0 | 0 | 0 | 0 | 0 | 0 | 0 | 0 | 0 | 0 | 0 | 0 | 0 | 0
F4_Residential_CZ2 - Single Family_New_Appliances_Natural Gas_Clothes Dryer_Realistic Achievable Potential | F4 | Residential | CZ2 - Single Family | New | Appliances | Natural Gas | Clothes Dryer | Realistic Achievable Potential | Peak Demand (W) | 0 | 0 | 0 | 0 | 0 | 0 | 0 | 0 | 0 | 0 | 0 | 0 | 0 | 0 | 0 | 0 | 0 | 0 | 0 | 0 | 0 | 0 | 0 | 0 | 0 | 0 | 0 | 0 | 0 | 0
F5_Residential_CZ2 - Single Family_New_Appliances_Natural Gas_Clothes Dryer_Realistic Achievable Potential | F5 | Residential | CZ2 - Single Family | New | Appliances | Natural Gas | Clothes Dryer | Realistic Achievable Potential | Turnover | 0 | 0 | 0 | 0 | 0 | 0 | 0 | 0 | 0 | 0 | 0 | 0 | 0 | 0 | 0 | 0 | 0 | 0 | 0 | 0 | 0 | 0 | 0 | 0 | 0 | 0 | 0 | 0 | 0 | 0
F6_Residential_CZ2 - Single Family_New_Appliances_Natural Gas_Clothes Dryer_Realistic Achievable Potential | F6 | Residential | CZ2 - Single Family | New | Appliances | Natural Gas | Clothes Dryer | Realistic Achievable Potential | Avg. Replacement Usage | 0 | 0 | 0 | 0 | 0 | 0 | 0 | 0 | 0 | 0 | 0 | 0 | 0 | 0 | 0 | 0 | 0 | 0 | 0 | 0 | 0 | 0 | 0 | 0 | 0 | 0 | 0 | 0 | 0 | 0
F7_Residential_CZ2 - Single Family_New_Appliances_Natural Gas_Clothes Dryer_Realistic Achievable Potential | F7 | Residential | CZ2 - Single Family | New | Appliances | Natural Gas | Clothes Dryer | Realistic Achievable Potential | Avg. Replacement Demand (S) | 0 | 0 | 0 | 0 | 0 | 0 | 0 | 0 | 0 | 0 | 0 | 0 | 0 | 0 | 0 | 0 | 0 | 0 | 0 | 0 | 0 | 0 | 0 | 0 | 0 | 0 | 0 | 0 | 0 | 0
F8_Residential_CZ2 - Single Family_New_Appliances_Natural Gas_Clothes Dryer_Realistic Achievable Potential | F8 | Residential | CZ2 - Single Family | New | Appliances | Natural Gas | Clothes Dryer | Realistic Achievable Potential | Avg. Replacement Demand (W) | 0 | 0 | 0 | 0 | 0 | 0 | 0 | 0 | 0 | 0 | 0 | 0 | 0 | 0 | 0 | 0 | 0 | 0 | 0 | 0 | 0 | 0 | 0 | 0 | 0 | 0 | 0 | 0 | 0 | 0
F1_Residential_CZ2 - Single Family_New_Appliances_Natural Gas_Stove/Oven_Realistic Achievable Potential | F1 | Residential | CZ2 - Single Family | New | Appliances | Natural Gas | Stove/Oven | Realistic Achievable Potential | Units | 0 | 0 | 0 | 0 | 0 | 0 | 0 | 0 | 0 | 0 | 0 | 0 | 0 | 0 | 0 | 0 | 0 | 0 | 0 | 0 | 0 | 0 | 0 | 0 | 0 | 0 | 0 | 0 | 0 | 0
F2_Residential_CZ2 - Single Family_New_Appliances_Natural Gas_Stove/Oven_Realistic Achievable Potential | F2 | Residential | CZ2 - Single Family | New | Appliances | Natural Gas | Stove/Oven | Realistic Achievable Potential | Usage (MMtherm) | 0 | 0 | 0 | 0 | 0 | 0 | 0 | 0 | 0 | 0 | 0 | 0 | 0 | 0 | 0 | 0 | 0 | 0 | 0 | 0 | 0 | 0 | 0 | 0 | 0 | 0 | 0 | 0 | 0 | 0
F3_Residential_CZ2 - Single Family_New_Appliances_Natural Gas_Stove/Oven_Realistic Achievable Potential | F3 | Residential | CZ2 - Single Family | New | Appliances | Natural Gas | Stove/Oven | Realistic Achievable Potential | Peak Demand (S) | 0 | 0 | 0 | 0 | 0 | 0 | 0 | 0 | 0 | 0 | 0 | 0 | 0 | 0 | 0 | 0 | 0 | 0 | 0 | 0 | 0 | 0 | 0 | 0 | 0 | 0 | 0 | 0 | 0 | 0
F4_Residential_CZ2 - Single Family_New_Appliances_Natural Gas_Stove/Oven_Realistic Achievable Potential | F4 | Residential | CZ2 - Single Family | New | Appliances | Natural Gas | Stove/Oven | Realistic Achievable Potential | Peak Demand (W) | 0 | 0 | 0 | 0 | 0 | 0 | 0 | 0 | 0 | 0 | 0 | 0 | 0 | 0 | 0 | 0 | 0 | 0 | 0 | 0 | 0 | 0 | 0 | 0 | 0 | 0 | 0 | 0 | 0 | 0
F5_Residential_CZ2 - Single Family_New_Appliances_Natural Gas_Stove/Oven_Realistic Achievable Potential | F5 | Residential | CZ2 - Single Family | New | Appliances | Natural Gas | Stove/Oven | Realistic Achievable Potential | Turnover | 0 | 0 | 0 | 0 | 0 | 0 | 0 | 0 | 0 | 0 | 0 | 0 | 0 | 0 | 0 | 0 | 0 | 0 | 0 | 0 | 0 | 0 | 0 | 0 | 0 | 0 | 0 | 0 | 0 | 0
F6_Residential_CZ2 - Single Family_New_Appliances_Natural Gas_Stove/Oven_Realistic Achievable Potential | F6 | Residential | CZ2 - Single Family | New | Appliances | Natural Gas | Stove/Oven | Realistic Achievable Potential | Avg. Replacement Usage | 0 | 0 | 0 | 0 | 0 | 0 | 0 | 0 | 0 | 0 | 0 | 0 | 0 | 0 | 0 | 0 | 0 | 0 | 0 | 0 | 0 | 0 | 0 | 0 | 0 | 0 | 0 | 0 | 0 | 0
F7_Residential_CZ2 - Single Family_New_Appliances_Natural Gas_Stove/Oven_Realistic Achievable Potential | F7 | Residential | CZ2 - Single Family | New | Appliances | Natural Gas | Stove/Oven | Realistic Achievable Potential | Avg. Replacement Demand (S) | 0 | 0 | 0 | 0 | 0 | 0 | 0 | 0 | 0 | 0 | 0 | 0 | 0 | 0 | 0 | 0 | 0 | 0 | 0 | 0 | 0 | 0 | 0 | 0 | 0 | 0 | 0 | 0 | 0 | 0
F8_Residential_CZ2 - Single Family_New_Appliances_Natural Gas_Stove/Oven_Realistic Achievable Potential | F8 | Residential | CZ2 - Single Family | New | Appliances | Natural Gas | Stove/Oven | Realistic Achievable Potential | Avg. Replacement Demand (W) | 0 | 0 | 0 | 0 | 0 | 0 | 0 | 0 | 0 | 0 | 0 | 0 | 0 | 0 | 0 | 0 | 0 | 0 | 0 | 0 | 0 | 0 | 0 | 0 | 0 | 0 | 0 | 0 | 0 | 0
F1_Residential_CZ2 - Single Family_New_Miscellaneous_Natural Gas_Pool Heater_Realistic Achievable Potential | F1 | Residential | CZ2 - Single Family | New | Miscellaneous | Natural Gas | Pool Heater | Realistic Achievable Potential | Units | 0 | 0 | 0 | 0 | 0 | 0 | 0 | 0 | 0 | 0 | 0 | 0 | 0 | 0 | 0 | 0 | 0 | 0 | 0 | 0 | 0 | 0 | 0 | 0 | 0 | 0 | 0 | 0 | 0 | 0
F2_Residential_CZ2 - Single Family_New_Miscellaneous_Natural Gas_Pool Heater_Realistic Achievable Potential | F2 | Residential | CZ2 - Single Family | New | Miscellaneous | Natural Gas | Pool Heater | Realistic Achievable Potential | Usage (MMtherm) | 0 | 0 | 0 | 0 | 0 | 0 | 0 | 0 | 0 | 0 | 0 | 0 | 0 | 0 | 0 | 0 | 0 | 0 | 0 | 0 | 0 | 0 | 0 | 0 | 0 | 0 | 0 | 0 | 0 | 0
F3_Residential_CZ2 - Single Family_New_Miscellaneous_Natural Gas_Pool Heater_Realistic Achievable Potential | F3 | Residential | CZ2 - Single Family | New | Miscellaneous | Natural Gas | Pool Heater | Realistic Achievable Potential | Peak Demand (S) | 0 | 0 | 0 | 0 | 0 | 0 | 0 | 0 | 0 | 0 | 0 | 0 | 0 | 0 | 0 | 0 | 0 | 0 | 0 | 0 | 0 | 0 | 0 | 0 | 0 | 0 | 0 | 0 | 0 | 0
F4_Residential_CZ2 - Single Family_New_Miscellaneous_Natural Gas_Pool Heater_Realistic Achievable Potential | F4 | Residential | CZ2 - Single Family | New | Miscellaneous | Natural Gas | Pool Heater | Realistic Achievable Potential | Peak Demand (W) | 0 | 0 | 0 | 0 | 0 | 0 | 0 | 0 | 0 | 0 | 0 | 0 | 0 | 0 | 0 | 0 | 0 | 0 | 0 | 0 | 0 | 0 | 0 | 0 | 0 | 0 | 0 | 0 | 0 | 0
F5_Residential_CZ2 - Single Family_New_Miscellaneous_Natural Gas_Pool Heater_Realistic Achievable Potential | F5 | Residential | CZ2 - Single Family | New | Miscellaneous | Natural Gas | Pool Heater | Realistic Achievable Potential | Turnover | 0 | 0 | 0 | 0 | 0 | 0 | 0 | 0 | 0 | 0 | 0 | 0 | 0 | 0 | 0 | 0 | 0 | 0 | 0 | 0 | 0 | 0 | 0 | 0 | 0 | 0 | 0 | 0 | 0 | 0
F6_Residential_CZ2 - Single Family_New_Miscellaneous_Natural Gas_Pool Heater_Realistic Achievable Potential | F6 | Residential | CZ2 - Single Family | New | Miscellaneous | Natural Gas | Pool Heater | Realistic Achievable Potential | Avg. Replacement Usage | 0 | 0 | 0 | 0 | 0 | 0 | 0 | 0 | 0 | 0 | 0 | 0 | 0 | 0 | 0 | 0 | 0 | 0 | 0 | 0 | 0 | 0 | 0 | 0 | 0 | 0 | 0 | 0 | 0 | 0
F7_Residential_CZ2 - Single Family_New_Miscellaneous_Natural Gas_Pool Heater_Realistic Achievable Potential | F7 | Residential | CZ2 - Single Family | New | Miscellaneous | Natural Gas | Pool Heater | Realistic Achievable Potential | Avg. Replacement Demand (S) | 0 | 0 | 0 | 0 | 0 | 0 | 0 | 0 | 0 | 0 | 0 | 0 | 0 | 0 | 0 | 0 | 0 | 0 | 0 | 0 | 0 | 0 | 0 | 0 | 0 | 0 | 0 | 0 | 0 | 0
F8_Residential_CZ2 - Single Family_New_Miscellaneous_Natural Gas_Pool Heater_Realistic Achievable Potential | F8 | Residential | CZ2 - Single Family | New | Miscellaneous | Natural Gas | Pool Heater | Realistic Achievable Potential | Avg. Replacement Demand (W) | 0 | 0 | 0 | 0 | 0 | 0 | 0 | 0 | 0 | 0 | 0 | 0 | 0 | 0 | 0 | 0 | 0 | 0 | 0 | 0 | 0 | 0 | 0 | 0 | 0 | 0 | 0 | 0 | 0 | 0
F1_Residential_CZ2 - Single Family_New_Miscellaneous_Natural Gas_Miscellaneous_Realistic Achievable Potential | F1 | Residential | CZ2 - Single Family | New | Miscellaneous | Natural Gas | Miscellaneous | Realistic Achievable Potential | Units | 0 | 0 | 0 | 0 | 0 | 0 | 0 | 0 | 0 | 0 | 0 | 0 | 0 | 0 | 0 | 0 | 0 | 0 | 0 | 0 | 0 | 0 | 0 | 0 | 0 | 0 | 0 | 0 | 0 | 0
F2_Residential_CZ2 - Single Family_New_Miscellaneous_Natural Gas_Miscellaneous_Realistic Achievable Potential | F2 | Residential | CZ2 - Single Family | New | Miscellaneous | Natural Gas | Miscellaneous | Realistic Achievable Potential | Usage (MMtherm) | 0 | 0 | 0 | 0 | 0 | 0 | 0 | 0 | 0 | 0 | 0 | 0 | 0 | 0 | 0 | 0 | 0 | 0 | 0 | 0 | 0 | 0 | 0 | 0 | 0 | 0 | 0 | 0 | 0 | 0
F3_Residential_CZ2 - Single Family_New_Miscellaneous_Natural Gas_Miscellaneous_Realistic Achievable Potential | F3 | Residential | CZ2 - Single Family | New | Miscellaneous | Natural Gas | Miscellaneous | Realistic Achievable Potential | Peak Demand (S) | 0 | 0 | 0 | 0 | 0 | 0 | 0 | 0 | 0 | 0 | 0 | 0 | 0 | 0 | 0 | 0 | 0 | 0 | 0 | 0 | 0 | 0 | 0 | 0 | 0 | 0 | 0 | 0 | 0 | 0
F4_Residential_CZ2 - Single Family_New_Miscellaneous_Natural Gas_Miscellaneous_Realistic Achievable Potential | F4 | Residential | CZ2 - Single Family | New | Miscellaneous | Natural Gas | Miscellaneous | Realistic Achievable Potential | Peak Demand (W) | 0 | 0 | 0 | 0 | 0 | 0 | 0 | 0 | 0 | 0 | 0 | 0 | 0 | 0 | 0 | 0 | 0 | 0 | 0 | 0 | 0 | 0 | 0 | 0 | 0 | 0 | 0 | 0 | 0 | 0
F5_Residential_CZ2 - Single Family_New_Miscellaneous_Natural Gas_Miscellaneous_Realistic Achievable Potential | F5 | Residential | CZ2 - Single Family | New | Miscellaneous | Natural Gas | Miscellaneous | Realistic Achievable Potential | Turnover | 0 | 0 | 0 | 0 | 0 | 0 | 0 | 0 | 0 | 0 | 0 | 0 | 0 | 0 | 0 | 0 | 0 | 0 | 0 | 0 | 0 | 0 | 0 | 0 | 0 | 0 | 0 | 0 | 0 | 0
F6_Residential_CZ2 - Single Family_New_Miscellaneous_Natural Gas_Miscellaneous_Realistic Achievable Potential | F6 | Residential | CZ2 - Single Family | New | Miscellaneous | Natural Gas | Miscellaneous | Realistic Achievable Potential | Avg. Replacement Usage | 0 | 0 | 0 | 0 | 0 | 0 | 0 | 0 | 0 | 0 | 0 | 0 | 0 | 0 | 0 | 0 | 0 | 0 | 0 | 0 | 0 | 0 | 0 | 0 | 0 | 0 | 0 | 0 | 0 | 0
F7_Residential_CZ2 - Single Family_New_Miscellaneous_Natural Gas_Miscellaneous_Realistic Achievable Potential | F7 | Residential | CZ2 - Single Family | New | Miscellaneous | Natural Gas | Miscellaneous | Realistic Achievable Potential | Avg. Replacement Demand (S) | 0 | 0 | 0 | 0 | 0 | 0 | 0 | 0 | 0 | 0 | 0 | 0 | 0 | 0 | 0 | 0 | 0 | 0 | 0 | 0 | 0 | 0 | 0 | 0 | 0 | 0 | 0 | 0 | 0 | 0
F8_Residential_CZ2 - Single Family_New_Miscellaneous_Natural Gas_Miscellaneous_Realistic Achievable Potential | F8 | Residential | CZ2 - Single Family | New | Miscellaneous | Natural Gas | Miscellaneous | Realistic Achievable Potential | Avg. Replacement Demand (W) | 0 | 0 | 0 | 0 | 0 | 0 | 0 | 0 | 0 | 0 | 0 | 0 | 0 | 0 | 0 | 0 | 0 | 0 | 0 | 0 | 0 | 0 | 0 | 0 | 0 | 0 | 0 | 0 | 0 | 0
F1_Residential_CZ2 - Multi Family_Existing_Space Heating_Natural Gas_Furnace - Direct Fuel_Realistic Achievable Potential | F1 | Residential | CZ2 - Multi Family | Existing | Space Heating | Natural Gas | Furnace - Direct Fuel | Realistic Achievable Potential | Units | 0 | 0 | 0 | 0 | 0 | 0 | 0 | 0 | 0 | 0 | 0 | 0 | 0 | 0 | 0 | 0 | 0 | 0 | 0 | 0 | 0 | 0 | 0 | 0 | 0 | 0 | 0 | 0 | 0 | 0
F2_Residential_CZ2 - Multi Family_Existing_Space Heating_Natural Gas_Furnace - Direct Fuel_Realistic Achievable Potential | F2 | Residential | CZ2 - Multi Family | Existing | Space Heating | Natural Gas | Furnace - Direct Fuel | Realistic Achievable Potential | Usage (MMtherm) | 0 | 0 | 0 | 0 | 0 | 0 | 0 | 0 | 0 | 0 | 0 | 0 | 0 | 0 | 0 | 0 | 0 | 0 | 0 | 0 | 0 | 0 | 0 | 0 | 0 | 0 | 0 | 0 | 0 | 0
F3_Residential_CZ2 - Multi Family_Existing_Space Heating_Natural Gas_Furnace - Direct Fuel_Realistic Achievable Potential | F3 | Residential | CZ2 - Multi Family | Existing | Space Heating | Natural Gas | Furnace - Direct Fuel | Realistic Achievable Potential | Peak Demand (S) | 0 | 0 | 0 | 0 | 0 | 0 | 0 | 0 | 0 | 0 | 0 | 0 | 0 | 0 | 0 | 0 | 0 | 0 | 0 | 0 | 0 | 0 | 0 | 0 | 0 | 0 | 0 | 0 | 0 | 0
F4_Residential_CZ2 - Multi Family_Existing_Space Heating_Natural Gas_Furnace - Direct Fuel_Realistic Achievable Potential | F4 | Residential | CZ2 - Multi Family | Existing | Space Heating | Natural Gas | Furnace - Direct Fuel | Realistic Achievable Potential | Peak Demand (W) | 0 | 0 | 0 | 0 | 0 | 0 | 0 | 0 | 0 | 0 | 0 | 0 | 0 | 0 | 0 | 0 | 0 | 0 | 0 | 0 | 0 | 0 | 0 | 0 | 0 | 0 | 0 | 0 | 0 | 0
F5_Residential_CZ2 - Multi Family_Existing_Space Heating_Natural Gas_Furnace - Direct Fuel_Realistic Achievable Potential | F5 | Residential | CZ2 - Multi Family | Existing | Space Heating | Natural Gas | Furnace - Direct Fuel | Realistic Achievable Potential | Turnover | 0 | 0 | 0 | 0 | 0 | 0 | 0 | 0 | 0 | 0 | 0 | 0 | 0 | 0 | 0 | 0 | 0 | 0 | 0 | 0 | 0 | 0 | 0 | 0 | 0 | 0 | 0 | 0 | 0 | 0
F6_Residential_CZ2 - Multi Family_Existing_Space Heating_Natural Gas_Furnace - Direct Fuel_Realistic Achievable Potential | F6 | Residential | CZ2 - Multi Family | Existing | Space Heating | Natural Gas | Furnace - Direct Fuel | Realistic Achievable Potential | Avg. Replacement Usage | 0 | 0 | 0 | 0 | 0 | 0 | 0 | 0 | 0 | 0 | 0 | 0 | 0 | 0 | 0 | 0 | 0 | 0 | 0 | 0 | 0 | 0 | 0 | 0 | 0 | 0 | 0 | 0 | 0 | 0
F7_Residential_CZ2 - Multi Family_Existing_Space Heating_Natural Gas_Furnace - Direct Fuel_Realistic Achievable Potential | F7 | Residential | CZ2 - Multi Family | Existing | Space Heating | Natural Gas | Furnace - Direct Fuel | Realistic Achievable Potential | Avg. Replacement Demand (S) | 0 | 0 | 0 | 0 | 0 | 0 | 0 | 0 | 0 | 0 | 0 | 0 | 0 | 0 | 0 | 0 | 0 | 0 | 0 | 0 | 0 | 0 | 0 | 0 | 0 | 0 | 0 | 0 | 0 | 0
F8_Residential_CZ2 - Multi Family_Existing_Space Heating_Natural Gas_Furnace - Direct Fuel_Realistic Achievable Potential | F8 | Residential | CZ2 - Multi Family | Existing | Space Heating | Natural Gas | Furnace - Direct Fuel | Realistic Achievable Potential | Avg. Replacement Demand (W) | 0 | 0 | 0 | 0 | 0 | 0 | 0 | 0 | 0 | 0 | 0 | 0 | 0 | 0 | 0 | 0 | 0 | 0 | 0 | 0 | 0 | 0 | 0 | 0 | 0 | 0 | 0 | 0 | 0 | 0
F1_Residential_CZ2 - Multi Family_Existing_Space Heating_Natural Gas_Boiler - Direct Fuel_Realistic Achievable Potential | F1 | Residential | CZ2 - Multi Family | Existing | Space Heating | Natural Gas | Boiler - Direct Fuel | Realistic Achievable Potential | Units | 0 | 0 | 0 | 0 | 0 | 0 | 0 | 0 | 0 | 0 | 0 | 0 | 0 | 0 | 0 | 0 | 0 | 0 | 0 | 0 | 0 | 0 | 0 | 0 | 0 | 0 | 0 | 0 | 0 | 0
F2_Residential_CZ2 - Multi Family_Existing_Space Heating_Natural Gas_Boiler - Direct Fuel_Realistic Achievable Potential | F2 | Residential | CZ2 - Multi Family | Existing | Space Heating | Natural Gas | Boiler - Direct Fuel | Realistic Achievable Potential | Usage (MMtherm) | 0 | 0 | 0 | 0 | 0 | 0 | 0 | 0 | 0 | 0 | 0 | 0 | 0 | 0 | 0 | 0 | 0 | 0 | 0 | 0 | 0 | 0 | 0 | 0 | 0 | 0 | 0 | 0 | 0 | 0
F3_Residential_CZ2 - Multi Family_Existing_Space Heating_Natural Gas_Boiler - Direct Fuel_Realistic Achievable Potential | F3 | Residential | CZ2 - Multi Family | Existing | Space Heating | Natural Gas | Boiler - Direct Fuel | Realistic Achievable Potential | Peak Demand (S) | 0 | 0 | 0 | 0 | 0 | 0 | 0 | 0 | 0 | 0 | 0 | 0 | 0 | 0 | 0 | 0 | 0 | 0 | 0 | 0 | 0 | 0 | 0 | 0 | 0 | 0 | 0 | 0 | 0 | 0
F4_Residential_CZ2 - Multi Family_Existing_Space Heating_Natural Gas_Boiler - Direct Fuel_Realistic Achievable Potential | F4 | Residential | CZ2 - Multi Family | Existing | Space Heating | Natural Gas | Boiler - Direct Fuel | Realistic Achievable Potential | Peak Demand (W) | 0 | 0 | 0 | 0 | 0 | 0 | 0 | 0 | 0 | 0 | 0 | 0 | 0 | 0 | 0 | 0 | 0 | 0 | 0 | 0 | 0 | 0 | 0 | 0 | 0 | 0 | 0 | 0 | 0 | 0
F5_Residential_CZ2 - Multi Family_Existing_Space Heating_Natural Gas_Boiler - Direct Fuel_Realistic Achievable Potential | F5 | Residential | CZ2 - Multi Family | Existing | Space Heating | Natural Gas | Boiler - Direct Fuel | Realistic Achievable Potential | Turnover | 0 | 0 | 0 | 0 | 0 | 0 | 0 | 0 | 0 | 0 | 0 | 0 | 0 | 0 | 0 | 0 | 0 | 0 | 0 | 0 | 0 | 0 | 0 | 0 | 0 | 0 | 0 | 0 | 0 | 0
F6_Residential_CZ2 - Multi Family_Existing_Space Heating_Natural Gas_Boiler - Direct Fuel_Realistic Achievable Potential | F6 | Residential | CZ2 - Multi Family | Existing | Space Heating | Natural Gas | Boiler - Direct Fuel | Realistic Achievable Potential | Avg. Replacement Usage | 0 | 0 | 0 | 0 | 0 | 0 | 0 | 0 | 0 | 0 | 0 | 0 | 0 | 0 | 0 | 0 | 0 | 0 | 0 | 0 | 0 | 0 | 0 | 0 | 0 | 0 | 0 | 0 | 0 | 0
F7_Residential_CZ2 - Multi Family_Existing_Space Heating_Natural Gas_Boiler - Direct Fuel_Realistic Achievable Potential | F7 | Residential | CZ2 - Multi Family | Existing | Space Heating | Natural Gas | Boiler - Direct Fuel | Realistic Achievable Potential | Avg. Replacement Demand (S) | 0 | 0 | 0 | 0 | 0 | 0 | 0 | 0 | 0 | 0 | 0 | 0 | 0 | 0 | 0 | 0 | 0 | 0 | 0 | 0 | 0 | 0 | 0 | 0 | 0 | 0 | 0 | 0 | 0 | 0
F8_Residential_CZ2 - Multi Family_Existing_Space Heating_Natural Gas_Boiler - Direct Fuel_Realistic Achievable Potential | F8 | Residential | CZ2 - Multi Family | Existing | Space Heating | Natural Gas | Boiler - Direct Fuel | Realistic Achievable Potential | Avg. Replacement Demand (W) | 0 | 0 | 0 | 0 | 0 | 0 | 0 | 0 | 0 | 0 | 0 | 0 | 0 | 0 | 0 | 0 | 0 | 0 | 0 | 0 | 0 | 0 | 0 | 0 | 0 | 0 | 0 | 0 | 0 | 0
F1_Residential_CZ2 - Multi Family_Existing_Secondary Heating_Natural Gas_Fireplace_Realistic Achievable Potential | F1 | Residential | CZ2 - Multi Family | Existing | Secondary Heating | Natural Gas | Fireplace | Realistic Achievable Potential | Units | 0 | 0 | 0 | 0 | 0 | 0 | 0 | 0 | 0 | 0 | 0 | 0 | 0 | 0 | 0 | 0 | 0 | 0 | 0 | 0 | 0 | 0 | 0 | 0 | 0 | 0 | 0 | 0 | 0 | 0
F2_Residential_CZ2 - Multi Family_Existing_Secondary Heating_Natural Gas_Fireplace_Realistic Achievable Potential | F2 | Residential | CZ2 - Multi Family | Existing | Secondary Heating | Natural Gas | Fireplace | Realistic Achievable Potential | Usage (MMtherm) | 0 | 0 | 0 | 0 | 0 | 0 | 0 | 0 | 0 | 0 | 0 | 0 | 0 | 0 | 0 | 0 | 0 | 0 | 0 | 0 | 0 | 0 | 0 | 0 | 0 | 0 | 0 | 0 | 0 | 0
F3_Residential_CZ2 - Multi Family_Existing_Secondary Heating_Natural Gas_Fireplace_Realistic Achievable Potential | F3 | Residential | CZ2 - Multi Family | Existing | Secondary Heating | Natural Gas | Fireplace | Realistic Achievable Potential | Peak Demand (S) | 0 | 0 | 0 | 0 | 0 | 0 | 0 | 0 | 0 | 0 | 0 | 0 | 0 | 0 | 0 | 0 | 0 | 0 | 0 | 0 | 0 | 0 | 0 | 0 | 0 | 0 | 0 | 0 | 0 | 0
F4_Residential_CZ2 - Multi Family_Existing_Secondary Heating_Natural Gas_Fireplace_Realistic Achievable Potential | F4 | Residential | CZ2 - Multi Family | Existing | Secondary Heating | Natural Gas | Fireplace | Realistic Achievable Potential | Peak Demand (W) | 0 | 0 | 0 | 0 | 0 | 0 | 0 | 0 | 0 | 0 | 0 | 0 | 0 | 0 | 0 | 0 | 0 | 0 | 0 | 0 | 0 | 0 | 0 | 0 | 0 | 0 | 0 | 0 | 0 | 0
F5_Residential_CZ2 - Multi Family_Existing_Secondary Heating_Natural Gas_Fireplace_Realistic Achievable Potential | F5 | Residential | CZ2 - Multi Family | Existing | Secondary Heating | Natural Gas | Fireplace | Realistic Achievable Potential | Turnover | 0 | 0 | 0 | 0 | 0 | 0 | 0 | 0 | 0 | 0 | 0 | 0 | 0 | 0 | 0 | 0 | 0 | 0 | 0 | 0 | 0 | 0 | 0 | 0 | 0 | 0 | 0 | 0 | 0 | 0
F6_Residential_CZ2 - Multi Family_Existing_Secondary Heating_Natural Gas_Fireplace_Realistic Achievable Potential | F6 | Residential | CZ2 - Multi Family | Existing | Secondary Heating | Natural Gas | Fireplace | Realistic Achievable Potential | Avg. Replacement Usage | 0 | 0 | 0 | 0 | 0 | 0 | 0 | 0 | 0 | 0 | 0 | 0 | 0 | 0 | 0 | 0 | 0 | 0 | 0 | 0 | 0 | 0 | 0 | 0 | 0 | 0 | 0 | 0 | 0 | 0
F7_Residential_CZ2 - Multi Family_Existing_Secondary Heating_Natural Gas_Fireplace_Realistic Achievable Potential | F7 | Residential | CZ2 - Multi Family | Existing | Secondary Heating | Natural Gas | Fireplace | Realistic Achievable Potential | Avg. Replacement Demand (S) | 0 | 0 | 0 | 0 | 0 | 0 | 0 | 0 | 0 | 0 | 0 | 0 | 0 | 0 | 0 | 0 | 0 | 0 | 0 | 0 | 0 | 0 | 0 | 0 | 0 | 0 | 0 | 0 | 0 | 0
F8_Residential_CZ2 - Multi Family_Existing_Secondary Heating_Natural Gas_Fireplace_Realistic Achievable Potential | F8 | Residential | CZ2 - Multi Family | Existing | Secondary Heating | Natural Gas | Fireplace | Realistic Achievable Potential | Avg. Replacement Demand (W) | 0 | 0 | 0 | 0 | 0 | 0 | 0 | 0 | 0 | 0 | 0 | 0 | 0 | 0 | 0 | 0 | 0 | 0 | 0 | 0 | 0 | 0 | 0 | 0 | 0 | 0 | 0 | 0 | 0 | 0
F1_Residential_CZ2 - Multi Family_Existing_Water Heating_Natural Gas_Water Heater <= 55 gal._Realistic Achievable Potential | F1 | Residential | CZ2 - Multi Family | Existing | Water Heating | Natural Gas | Water Heater <= 55 gal. | Realistic Achievable Potential | Units | 0 | 0 | 0 | 0 | 0 | 0 | 0 | 0 | 0 | 0 | 0 | 0 | 0 | 0 | 0 | 0 | 0 | 0 | 0 | 0 | 0 | 0 | 0 | 0 | 0 | 0 | 0 | 0 | 0 | 0
F2_Residential_CZ2 - Multi Family_Existing_Water Heating_Natural Gas_Water Heater <= 55 gal._Realistic Achievable Potential | F2 | Residential | CZ2 - Multi Family | Existing | Water Heating | Natural Gas | Water Heater <= 55 gal. | Realistic Achievable Potential | Usage (MMtherm) | 0 | 0 | 0 | 0 | 0 | 0 | 0 | 0 | 0 | 0 | 0 | 0 | 0 | 0 | 0 | 0 | 0 | 0 | 0 | 0 | 0 | 0 | 0 | 0 | 0 | 0 | 0 | 0 | 0 | 0
F3_Residential_CZ2 - Multi Family_Existing_Water Heating_Natural Gas_Water Heater <= 55 gal._Realistic Achievable Potential | F3 | Residential | CZ2 - Multi Family | Existing | Water Heating | Natural Gas | Water Heater <= 55 gal. | Realistic Achievable Potential | Peak Demand (S) | 0 | 0 | 0 | 0 | 0 | 0 | 0 | 0 | 0 | 0 | 0 | 0 | 0 | 0 | 0 | 0 | 0 | 0 | 0 | 0 | 0 | 0 | 0 | 0 | 0 | 0 | 0 | 0 | 0 | 0
F4_Residential_CZ2 - Multi Family_Existing_Water Heating_Natural Gas_Water Heater <= 55 gal._Realistic Achievable Potential | F4 | Residential | CZ2 - Multi Family | Existing | Water Heating | Natural Gas | Water Heater <= 55 gal. | Realistic Achievable Potential | Peak Demand (W) | 0 | 0 | 0 | 0 | 0 | 0 | 0 | 0 | 0 | 0 | 0 | 0 | 0 | 0 | 0 | 0 | 0 | 0 | 0 | 0 | 0 | 0 | 0 | 0 | 0 | 0 | 0 | 0 | 0 | 0
F5_Residential_CZ2 - Multi Family_Existing_Water Heating_Natural Gas_Water Heater <= 55 gal._Realistic Achievable Potential | F5 | Residential | CZ2 - Multi Family | Existing | Water Heating | Natural Gas | Water Heater <= 55 gal. | Realistic Achievable Potential | Turnover | 0 | 0 | 0 | 0 | 0 | 0 | 0 | 0 | 0 | 0 | 0 | 0 | 0 | 0 | 0 | 0 | 0 | 0 | 0 | 0 | 0 | 0 | 0 | 0 | 0 | 0 | 0 | 0 | 0 | 0
F6_Residential_CZ2 - Multi Family_Existing_Water Heating_Natural Gas_Water Heater <= 55 gal._Realistic Achievable Potential | F6 | Residential | CZ2 - Multi Family | Existing | Water Heating | Natural Gas | Water Heater <= 55 gal. | Realistic Achievable Potential | Avg. Replacement Usage | 0 | 0 | 0 | 0 | 0 | 0 | 0 | 0 | 0 | 0 | 0 | 0 | 0 | 0 | 0 | 0 | 0 | 0 | 0 | 0 | 0 | 0 | 0 | 0 | 0 | 0 | 0 | 0 | 0 | 0
F7_Residential_CZ2 - Multi Family_Existing_Water Heating_Natural Gas_Water Heater <= 55 gal._Realistic Achievable Potential | F7 | Residential | CZ2 - Multi Family | Existing | Water Heating | Natural Gas | Water Heater <= 55 gal. | Realistic Achievable Potential | Avg. Replacement Demand (S) | 0 | 0 | 0 | 0 | 0 | 0 | 0 | 0 | 0 | 0 | 0 | 0 | 0 | 0 | 0 | 0 | 0 | 0 | 0 | 0 | 0 | 0 | 0 | 0 | 0 | 0 | 0 | 0 | 0 | 0
F8_Residential_CZ2 - Multi Family_Existing_Water Heating_Natural Gas_Water Heater <= 55 gal._Realistic Achievable Potential | F8 | Residential | CZ2 - Multi Family | Existing | Water Heating | Natural Gas | Water Heater <= 55 gal. | Realistic Achievable Potential | Avg. Replacement Demand (W) | 0 | 0 | 0 | 0 | 0 | 0 | 0 | 0 | 0 | 0 | 0 | 0 | 0 | 0 | 0 | 0 | 0 | 0 | 0 | 0 | 0 | 0 | 0 | 0 | 0 | 0 | 0 | 0 | 0 | 0
F1_Residential_CZ2 - Multi Family_Existing_Water Heating_Natural Gas_Water Heater > 55 gal._Realistic Achievable Potential | F1 | Residential | CZ2 - Multi Family | Existing | Water Heating | Natural Gas | Water Heater > 55 gal. | Realistic Achievable Potential | Units | 0 | 0 | 0 | 0 | 0 | 0 | 0 | 0 | 0 | 0 | 0 | 0 | 0 | 0 | 0 | 0 | 0 | 0 | 0 | 0 | 0 | 0 | 0 | 0 | 0 | 0 | 0 | 0 | 0 | 0
F2_Residential_CZ2 - Multi Family_Existing_Water Heating_Natural Gas_Water Heater > 55 gal._Realistic Achievable Potential | F2 | Residential | CZ2 - Multi Family | Existing | Water Heating | Natural Gas | Water Heater > 55 gal. | Realistic Achievable Potential | Usage (MMtherm) | 0 | 0 | 0 | 0 | 0 | 0 | 0 | 0 | 0 | 0 | 0 | 0 | 0 | 0 | 0 | 0 | 0 | 0 | 0 | 0 | 0 | 0 | 0 | 0 | 0 | 0 | 0 | 0 | 0 | 0
F3_Residential_CZ2 - Multi Family_Existing_Water Heating_Natural Gas_Water Heater > 55 gal._Realistic Achievable Potential | F3 | Residential | CZ2 - Multi Family | Existing | Water Heating | Natural Gas | Water Heater > 55 gal. | Realistic Achievable Potential | Peak Demand (S) | 0 | 0 | 0 | 0 | 0 | 0 | 0 | 0 | 0 | 0 | 0 | 0 | 0 | 0 | 0 | 0 | 0 | 0 | 0 | 0 | 0 | 0 | 0 | 0 | 0 | 0 | 0 | 0 | 0 | 0
F4_Residential_CZ2 - Multi Family_Existing_Water Heating_Natural Gas_Water Heater > 55 gal._Realistic Achievable Potential | F4 | Residential | CZ2 - Multi Family | Existing | Water Heating | Natural Gas | Water Heater > 55 gal. | Realistic Achievable Potential | Peak Demand (W) | 0 | 0 | 0 | 0 | 0 | 0 | 0 | 0 | 0 | 0 | 0 | 0 | 0 | 0 | 0 | 0 | 0 | 0 | 0 | 0 | 0 | 0 | 0 | 0 | 0 | 0 | 0 | 0 | 0 | 0
F5_Residential_CZ2 - Multi Family_Existing_Water Heating_Natural Gas_Water Heater > 55 gal._Realistic Achievable Potential | F5 | Residential | CZ2 - Multi Family | Existing | Water Heating | Natural Gas | Water Heater > 55 gal. | Realistic Achievable Potential | Turnover | 0 | 0 | 0 | 0 | 0 | 0 | 0 | 0 | 0 | 0 | 0 | 0 | 0 | 0 | 0 | 0 | 0 | 0 | 0 | 0 | 0 | 0 | 0 | 0 | 0 | 0 | 0 | 0 | 0 | 0
F6_Residential_CZ2 - Multi Family_Existing_Water Heating_Natural Gas_Water Heater > 55 gal._Realistic Achievable Potential | F6 | Residential | CZ2 - Multi Family | Existing | Water Heating | Natural Gas | Water Heater > 55 gal. | Realistic Achievable Potential | Avg. Replacement Usage | 0 | 0 | 0 | 0 | 0 | 0 | 0 | 0 | 0 | 0 | 0 | 0 | 0 | 0 | 0 | 0 | 0 | 0 | 0 | 0 | 0 | 0 | 0 | 0 | 0 | 0 | 0 | 0 | 0 | 0
F7_Residential_CZ2 - Multi Family_Existing_Water Heating_Natural Gas_Water Heater > 55 gal._Realistic Achievable Potential | F7 | Residential | CZ2 - Multi Family | Existing | Water Heating | Natural Gas | Water Heater > 55 gal. | Realistic Achievable Potential | Avg. Replacement Demand (S) | 0 | 0 | 0 | 0 | 0 | 0 | 0 | 0 | 0 | 0 | 0 | 0 | 0 | 0 | 0 | 0 | 0 | 0 | 0 | 0 | 0 | 0 | 0 | 0 | 0 | 0 | 0 | 0 | 0 | 0
F8_Residential_CZ2 - Multi Family_Existing_Water Heating_Natural Gas_Water Heater > 55 gal._Realistic Achievable Potential | F8 | Residential | CZ2 - Multi Family | Existing | Water Heating | Natural Gas | Water Heater > 55 gal. | Realistic Achievable Potential | Avg. Replacement Demand (W) | 0 | 0 | 0 | 0 | 0 | 0 | 0 | 0 | 0 | 0 | 0 | 0 | 0 | 0 | 0 | 0 | 0 | 0 | 0 | 0 | 0 | 0 | 0 | 0 | 0 | 0 | 0 | 0 | 0 | 0
F1_Residential_CZ2 - Multi Family_Existing_Appliances_Natural Gas_Clothes Dryer_Realistic Achievable Potential | F1 | Residential | CZ2 - Multi Family | Existing | Appliances | Natural Gas | Clothes Dryer | Realistic Achievable Potential | Units | 0 | 0 | 0 | 0 | 0 | 0 | 0 | 0 | 0 | 0 | 0 | 0 | 0 | 0 | 0 | 0 | 0 | 0 | 0 | 0 | 0 | 0 | 0 | 0 | 0 | 0 | 0 | 0 | 0 | 0
F2_Residential_CZ2 - Multi Family_Existing_Appliances_Natural Gas_Clothes Dryer_Realistic Achievable Potential | F2 | Residential | CZ2 - Multi Family | Existing | Appliances | Natural Gas | Clothes Dryer | Realistic Achievable Potential | Usage (MMtherm) | 0 | 0 | 0 | 0 | 0 | 0 | 0 | 0 | 0 | 0 | 0 | 0 | 0 | 0 | 0 | 0 | 0 | 0 | 0 | 0 | 0 | 0 | 0 | 0 | 0 | 0 | 0 | 0 | 0 | 0
F3_Residential_CZ2 - Multi Family_Existing_Appliances_Natural Gas_Clothes Dryer_Realistic Achievable Potential | F3 | Residential | CZ2 - Multi Family | Existing | Appliances | Natural Gas | Clothes Dryer | Realistic Achievable Potential | Peak Demand (S) | 0 | 0 | 0 | 0 | 0 | 0 | 0 | 0 | 0 | 0 | 0 | 0 | 0 | 0 | 0 | 0 | 0 | 0 | 0 | 0 | 0 | 0 | 0 | 0 | 0 | 0 | 0 | 0 | 0 | 0
F4_Residential_CZ2 - Multi Family_Existing_Appliances_Natural Gas_Clothes Dryer_Realistic Achievable Potential | F4 | Residential | CZ2 - Multi Family | Existing | Appliances | Natural Gas | Clothes Dryer | Realistic Achievable Potential | Peak Demand (W) | 0 | 0 | 0 | 0 | 0 | 0 | 0 | 0 | 0 | 0 | 0 | 0 | 0 | 0 | 0 | 0 | 0 | 0 | 0 | 0 | 0 | 0 | 0 | 0 | 0 | 0 | 0 | 0 | 0 | 0
F5_Residential_CZ2 - Multi Family_Existing_Appliances_Natural Gas_Clothes Dryer_Realistic Achievable Potential | F5 | Residential | CZ2 - Multi Family | Existing | Appliances | Natural Gas | Clothes Dryer | Realistic Achievable Potential | Turnover | 0 | 0 | 0 | 0 | 0 | 0 | 0 | 0 | 0 | 0 | 0 | 0 | 0 | 0 | 0 | 0 | 0 | 0 | 0 | 0 | 0 | 0 | 0 | 0 | 0 | 0 | 0 | 0 | 0 | 0
F6_Residential_CZ2 - Multi Family_Existing_Appliances_Natural Gas_Clothes Dryer_Realistic Achievable Potential | F6 | Residential | CZ2 - Multi Family | Existing | Appliances | Natural Gas | Clothes Dryer | Realistic Achievable Potential | Avg. Replacement Usage | 0 | 0 | 0 | 0 | 0 | 0 | 0 | 0 | 0 | 0 | 0 | 0 | 0 | 0 | 0 | 0 | 0 | 0 | 0 | 0 | 0 | 0 | 0 | 0 | 0 | 0 | 0 | 0 | 0 | 0
F7_Residential_CZ2 - Multi Family_Existing_Appliances_Natural Gas_Clothes Dryer_Realistic Achievable Potential | F7 | Residential | CZ2 - Multi Family | Existing | Appliances | Natural Gas | Clothes Dryer | Realistic Achievable Potential | Avg. Replacement Demand (S) | 0 | 0 | 0 | 0 | 0 | 0 | 0 | 0 | 0 | 0 | 0 | 0 | 0 | 0 | 0 | 0 | 0 | 0 | 0 | 0 | 0 | 0 | 0 | 0 | 0 | 0 | 0 | 0 | 0 | 0
F8_Residential_CZ2 - Multi Family_Existing_Appliances_Natural Gas_Clothes Dryer_Realistic Achievable Potential | F8 | Residential | CZ2 - Multi Family | Existing | Appliances | Natural Gas | Clothes Dryer | Realistic Achievable Potential | Avg. Replacement Demand (W) | 0 | 0 | 0 | 0 | 0 | 0 | 0 | 0 | 0 | 0 | 0 | 0 | 0 | 0 | 0 | 0 | 0 | 0 | 0 | 0 | 0 | 0 | 0 | 0 | 0 | 0 | 0 | 0 | 0 | 0
F1_Residential_CZ2 - Multi Family_Existing_Appliances_Natural Gas_Stove/Oven_Realistic Achievable Potential | F1 | Residential | CZ2 - Multi Family | Existing | Appliances | Natural Gas | Stove/Oven | Realistic Achievable Potential | Units | 0 | 0 | 0 | 0 | 0 | 0 | 0 | 0 | 0 | 0 | 0 | 0 | 0 | 0 | 0 | 0 | 0 | 0 | 0 | 0 | 0 | 0 | 0 | 0 | 0 | 0 | 0 | 0 | 0 | 0
F2_Residential_CZ2 - Multi Family_Existing_Appliances_Natural Gas_Stove/Oven_Realistic Achievable Potential | F2 | Residential | CZ2 - Multi Family | Existing | Appliances | Natural Gas | Stove/Oven | Realistic Achievable Potential | Usage (MMtherm) | 0 | 0 | 0 | 0 | 0 | 0 | 0 | 0 | 0 | 0 | 0 | 0 | 0 | 0 | 0 | 0 | 0 | 0 | 0 | 0 | 0 | 0 | 0 | 0 | 0 | 0 | 0 | 0 | 0 | 0
F3_Residential_CZ2 - Multi Family_Existing_Appliances_Natural Gas_Stove/Oven_Realistic Achievable Potential | F3 | Residential | CZ2 - Multi Family | Existing | Appliances | Natural Gas | Stove/Oven | Realistic Achievable Potential | Peak Demand (S) | 0 | 0 | 0 | 0 | 0 | 0 | 0 | 0 | 0 | 0 | 0 | 0 | 0 | 0 | 0 | 0 | 0 | 0 | 0 | 0 | 0 | 0 | 0 | 0 | 0 | 0 | 0 | 0 | 0 | 0
F4_Residential_CZ2 - Multi Family_Existing_Appliances_Natural Gas_Stove/Oven_Realistic Achievable Potential | F4 | Residential | CZ2 - Multi Family | Existing | Appliances | Natural Gas | Stove/Oven | Realistic Achievable Potential | Peak Demand (W) | 0 | 0 | 0 | 0 | 0 | 0 | 0 | 0 | 0 | 0 | 0 | 0 | 0 | 0 | 0 | 0 | 0 | 0 | 0 | 0 | 0 | 0 | 0 | 0 | 0 | 0 | 0 | 0 | 0 | 0
F5_Residential_CZ2 - Multi Family_Existing_Appliances_Natural Gas_Stove/Oven_Realistic Achievable Potential | F5 | Residential | CZ2 - Multi Family | Existing | Appliances | Natural Gas | Stove/Oven | Realistic Achievable Potential | Turnover | 0 | 0 | 0 | 0 | 0 | 0 | 0 | 0 | 0 | 0 | 0 | 0 | 0 | 0 | 0 | 0 | 0 | 0 | 0 | 0 | 0 | 0 | 0 | 0 | 0 | 0 | 0 | 0 | 0 | 0
F6_Residential_CZ2 - Multi Family_Existing_Appliances_Natural Gas_Stove/Oven_Realistic Achievable Potential | F6 | Residential | CZ2 - Multi Family | Existing | Appliances | Natural Gas | Stove/Oven | Realistic Achievable Potential | Avg. Replacement Usage | 0 | 0 | 0 | 0 | 0 | 0 | 0 | 0 | 0 | 0 | 0 | 0 | 0 | 0 | 0 | 0 | 0 | 0 | 0 | 0 | 0 | 0 | 0 | 0 | 0 | 0 | 0 | 0 | 0 | 0
F7_Residential_CZ2 - Multi Family_Existing_Appliances_Natural Gas_Stove/Oven_Realistic Achievable Potential | F7 | Residential | CZ2 - Multi Family | Existing | Appliances | Natural Gas | Stove/Oven | Realistic Achievable Potential | Avg. Replacement Demand (S) | 0 | 0 | 0 | 0 | 0 | 0 | 0 | 0 | 0 | 0 | 0 | 0 | 0 | 0 | 0 | 0 | 0 | 0 | 0 | 0 | 0 | 0 | 0 | 0 | 0 | 0 | 0 | 0 | 0 | 0
F8_Residential_CZ2 - Multi Family_Existing_Appliances_Natural Gas_Stove/Oven_Realistic Achievable Potential | F8 | Residential | CZ2 - Multi Family | Existing | Appliances | Natural Gas | Stove/Oven | Realistic Achievable Potential | Avg. Replacement Demand (W) | 0 | 0 | 0 | 0 | 0 | 0 | 0 | 0 | 0 | 0 | 0 | 0 | 0 | 0 | 0 | 0 | 0 | 0 | 0 | 0 | 0 | 0 | 0 | 0 | 0 | 0 | 0 | 0 | 0 | 0
F1_Residential_CZ2 - Multi Family_Existing_Miscellaneous_Natural Gas_Pool Heater_Realistic Achievable Potential | F1 | Residential | CZ2 - Multi Family | Existing | Miscellaneous | Natural Gas | Pool Heater | Realistic Achievable Potential | Units | 0 | 0 | 0 | 0 | 0 | 0 | 0 | 0 | 0 | 0 | 0 | 0 | 0 | 0 | 0 | 0 | 0 | 0 | 0 | 0 | 0 | 0 | 0 | 0 | 0 | 0 | 0 | 0 | 0 | 0
F2_Residential_CZ2 - Multi Family_Existing_Miscellaneous_Natural Gas_Pool Heater_Realistic Achievable Potential | F2 | Residential | CZ2 - Multi Family | Existing | Miscellaneous | Natural Gas | Pool Heater | Realistic Achievable Potential | Usage (MMtherm) | 0 | 0 | 0 | 0 | 0 | 0 | 0 | 0 | 0 | 0 | 0 | 0 | 0 | 0 | 0 | 0 | 0 | 0 | 0 | 0 | 0 | 0 | 0 | 0 | 0 | 0 | 0 | 0 | 0 | 0
F3_Residential_CZ2 - Multi Family_Existing_Miscellaneous_Natural Gas_Pool Heater_Realistic Achievable Potential | F3 | Residential | CZ2 - Multi Family | Existing | Miscellaneous | Natural Gas | Pool Heater | Realistic Achievable Potential | Peak Demand (S) | 0 | 0 | 0 | 0 | 0 | 0 | 0 | 0 | 0 | 0 | 0 | 0 | 0 | 0 | 0 | 0 | 0 | 0 | 0 | 0 | 0 | 0 | 0 | 0 | 0 | 0 | 0 | 0 | 0 | 0
F4_Residential_CZ2 - Multi Family_Existing_Miscellaneous_Natural Gas_Pool Heater_Realistic Achievable Potential | F4 | Residential | CZ2 - Multi Family | Existing | Miscellaneous | Natural Gas | Pool Heater | Realistic Achievable Potential | Peak Demand (W) | 0 | 0 | 0 | 0 | 0 | 0 | 0 | 0 | 0 | 0 | 0 | 0 | 0 | 0 | 0 | 0 | 0 | 0 | 0 | 0 | 0 | 0 | 0 | 0 | 0 | 0 | 0 | 0 | 0 | 0
F5_Residential_CZ2 - Multi Family_Existing_Miscellaneous_Natural Gas_Pool Heater_Realistic Achievable Potential | F5 | Residential | CZ2 - Multi Family | Existing | Miscellaneous | Natural Gas | Pool Heater | Realistic Achievable Potential | Turnover | 0 | 0 | 0 | 0 | 0 | 0 | 0 | 0 | 0 | 0 | 0 | 0 | 0 | 0 | 0 | 0 | 0 | 0 | 0 | 0 | 0 | 0 | 0 | 0 | 0 | 0 | 0 | 0 | 0 | 0
F6_Residential_CZ2 - Multi Family_Existing_Miscellaneous_Natural Gas_Pool Heater_Realistic Achievable Potential | F6 | Residential | CZ2 - Multi Family | Existing | Miscellaneous | Natural Gas | Pool Heater | Realistic Achievable Potential | Avg. Replacement Usage | 0 | 0 | 0 | 0 | 0 | 0 | 0 | 0 | 0 | 0 | 0 | 0 | 0 | 0 | 0 | 0 | 0 | 0 | 0 | 0 | 0 | 0 | 0 | 0 | 0 | 0 | 0 | 0 | 0 | 0
F7_Residential_CZ2 - Multi Family_Existing_Miscellaneous_Natural Gas_Pool Heater_Realistic Achievable Potential | F7 | Residential | CZ2 - Multi Family | Existing | Miscellaneous | Natural Gas | Pool Heater | Realistic Achievable Potential | Avg. Replacement Demand (S) | 0 | 0 | 0 | 0 | 0 | 0 | 0 | 0 | 0 | 0 | 0 | 0 | 0 | 0 | 0 | 0 | 0 | 0 | 0 | 0 | 0 | 0 | 0 | 0 | 0 | 0 | 0 | 0 | 0 | 0
F8_Residential_CZ2 - Multi Family_Existing_Miscellaneous_Natural Gas_Pool Heater_Realistic Achievable Potential | F8 | Residential | CZ2 - Multi Family | Existing | Miscellaneous | Natural Gas | Pool Heater | Realistic Achievable Potential | Avg. Replacement Demand (W) | 0 | 0 | 0 | 0 | 0 | 0 | 0 | 0 | 0 | 0 | 0 | 0 | 0 | 0 | 0 | 0 | 0 | 0 | 0 | 0 | 0 | 0 | 0 | 0 | 0 | 0 | 0 | 0 | 0 | 0
F1_Residential_CZ2 - Multi Family_Existing_Miscellaneous_Natural Gas_Miscellaneous_Realistic Achievable Potential | F1 | Residential | CZ2 - Multi Family | Existing | Miscellaneous | Natural Gas | Miscellaneous | Realistic Achievable Potential | Units | 0 | 0 | 0 | 0 | 0 | 0 | 0 | 0 | 0 | 0 | 0 | 0 | 0 | 0 | 0 | 0 | 0 | 0 | 0 | 0 | 0 | 0 | 0 | 0 | 0 | 0 | 0 | 0 | 0 | 0
F2_Residential_CZ2 - Multi Family_Existing_Miscellaneous_Natural Gas_Miscellaneous_Realistic Achievable Potential | F2 | Residential | CZ2 - Multi Family | Existing | Miscellaneous | Natural Gas | Miscellaneous | Realistic Achievable Potential | Usage (MMtherm) | 0 | 0 | 0 | 0 | 0 | 0 | 0 | 0 | 0 | 0 | 0 | 0 | 0 | 0 | 0 | 0 | 0 | 0 | 0 | 0 | 0 | 0 | 0 | 0 | 0 | 0 | 0 | 0 | 0 | 0
F3_Residential_CZ2 - Multi Family_Existing_Miscellaneous_Natural Gas_Miscellaneous_Realistic Achievable Potential | F3 | Residential | CZ2 - Multi Family | Existing | Miscellaneous | Natural Gas | Miscellaneous | Realistic Achievable Potential | Peak Demand (S) | 0 | 0 | 0 | 0 | 0 | 0 | 0 | 0 | 0 | 0 | 0 | 0 | 0 | 0 | 0 | 0 | 0 | 0 | 0 | 0 | 0 | 0 | 0 | 0 | 0 | 0 | 0 | 0 | 0 | 0
F4_Residential_CZ2 - Multi Family_Existing_Miscellaneous_Natural Gas_Miscellaneous_Realistic Achievable Potential | F4 | Residential | CZ2 - Multi Family | Existing | Miscellaneous | Natural Gas | Miscellaneous | Realistic Achievable Potential | Peak Demand (W) | 0 | 0 | 0 | 0 | 0 | 0 | 0 | 0 | 0 | 0 | 0 | 0 | 0 | 0 | 0 | 0 | 0 | 0 | 0 | 0 | 0 | 0 | 0 | 0 | 0 | 0 | 0 | 0 | 0 | 0
F5_Residential_CZ2 - Multi Family_Existing_Miscellaneous_Natural Gas_Miscellaneous_Realistic Achievable Potential | F5 | Residential | CZ2 - Multi Family | Existing | Miscellaneous | Natural Gas | Miscellaneous | Realistic Achievable Potential | Turnover | 0 | 0 | 0 | 0 | 0 | 0 | 0 | 0 | 0 | 0 | 0 | 0 | 0 | 0 | 0 | 0 | 0 | 0 | 0 | 0 | 0 | 0 | 0 | 0 | 0 | 0 | 0 | 0 | 0 | 0
F6_Residential_CZ2 - Multi Family_Existing_Miscellaneous_Natural Gas_Miscellaneous_Realistic Achievable Potential | F6 | Residential | CZ2 - Multi Family | Existing | Miscellaneous | Natural Gas | Miscellaneous | Realistic Achievable Potential | Avg. Replacement Usage | 0 | 0 | 0 | 0 | 0 | 0 | 0 | 0 | 0 | 0 | 0 | 0 | 0 | 0 | 0 | 0 | 0 | 0 | 0 | 0 | 0 | 0 | 0 | 0 | 0 | 0 | 0 | 0 | 0 | 0
F7_Residential_CZ2 - Multi Family_Existing_Miscellaneous_Natural Gas_Miscellaneous_Realistic Achievable Potential | F7 | Residential | CZ2 - Multi Family | Existing | Miscellaneous | Natural Gas | Miscellaneous | Realistic Achievable Potential | Avg. Replacement Demand (S) | 0 | 0 | 0 | 0 | 0 | 0 | 0 | 0 | 0 | 0 | 0 | 0 | 0 | 0 | 0 | 0 | 0 | 0 | 0 | 0 | 0 | 0 | 0 | 0 | 0 | 0 | 0 | 0 | 0 | 0
F8_Residential_CZ2 - Multi Family_Existing_Miscellaneous_Natural Gas_Miscellaneous_Realistic Achievable Potential | F8 | Residential | CZ2 - Multi Family | Existing | Miscellaneous | Natural Gas | Miscellaneous | Realistic Achievable Potential | Avg. Replacement Demand (W) | 0 | 0 | 0 | 0 | 0 | 0 | 0 | 0 | 0 | 0 | 0 | 0 | 0 | 0 | 0 | 0 | 0 | 0 | 0 | 0 | 0 | 0 | 0 | 0 | 0 | 0 | 0 | 0 | 0 | 0
F1_Residential_CZ2 - Multi Family_New_Space Heating_Natural Gas_Furnace - Direct Fuel_Realistic Achievable Potential | F1 | Residential | CZ2 - Multi Family | New | Space Heating | Natural Gas | Furnace - Direct Fuel | Realistic Achievable Potential | Units | 0 | 0 | 0 | 0 | 0 | 0 | 0 | 0 | 0 | 0 | 0 | 0 | 0 | 0 | 0 | 0 | 0 | 0 | 0 | 0 | 0 | 0 | 0 | 0 | 0 | 0 | 0 | 0 | 0 | 0
F2_Residential_CZ2 - Multi Family_New_Space Heating_Natural Gas_Furnace - Direct Fuel_Realistic Achievable Potential | F2 | Residential | CZ2 - Multi Family | New | Space Heating | Natural Gas | Furnace - Direct Fuel | Realistic Achievable Potential | Usage (MMtherm) | 0 | 0 | 0 | 0 | 0 | 0 | 0 | 0 | 0 | 0 | 0 | 0 | 0 | 0 | 0 | 0 | 0 | 0 | 0 | 0 | 0 | 0 | 0 | 0 | 0 | 0 | 0 | 0 | 0 | 0
F3_Residential_CZ2 - Multi Family_New_Space Heating_Natural Gas_Furnace - Direct Fuel_Realistic Achievable Potential | F3 | Residential | CZ2 - Multi Family | New | Space Heating | Natural Gas | Furnace - Direct Fuel | Realistic Achievable Potential | Peak Demand (S) | 0 | 0 | 0 | 0 | 0 | 0 | 0 | 0 | 0 | 0 | 0 | 0 | 0 | 0 | 0 | 0 | 0 | 0 | 0 | 0 | 0 | 0 | 0 | 0 | 0 | 0 | 0 | 0 | 0 | 0
F4_Residential_CZ2 - Multi Family_New_Space Heating_Natural Gas_Furnace - Direct Fuel_Realistic Achievable Potential | F4 | Residential | CZ2 - Multi Family | New | Space Heating | Natural Gas | Furnace - Direct Fuel | Realistic Achievable Potential | Peak Demand (W) | 0 | 0 | 0 | 0 | 0 | 0 | 0 | 0 | 0 | 0 | 0 | 0 | 0 | 0 | 0 | 0 | 0 | 0 | 0 | 0 | 0 | 0 | 0 | 0 | 0 | 0 | 0 | 0 | 0 | 0
F5_Residential_CZ2 - Multi Family_New_Space Heating_Natural Gas_Furnace - Direct Fuel_Realistic Achievable Potential | F5 | Residential | CZ2 - Multi Family | New | Space Heating | Natural Gas | Furnace - Direct Fuel | Realistic Achievable Potential | Turnover | 0 | 0 | 0 | 0 | 0 | 0 | 0 | 0 | 0 | 0 | 0 | 0 | 0 | 0 | 0 | 0 | 0 | 0 | 0 | 0 | 0 | 0 | 0 | 0 | 0 | 0 | 0 | 0 | 0 | 0
F6_Residential_CZ2 - Multi Family_New_Space Heating_Natural Gas_Furnace - Direct Fuel_Realistic Achievable Potential | F6 | Residential | CZ2 - Multi Family | New | Space Heating | Natural Gas | Furnace - Direct Fuel | Realistic Achievable Potential | Avg. Replacement Usage | 0 | 0 | 0 | 0 | 0 | 0 | 0 | 0 | 0 | 0 | 0 | 0 | 0 | 0 | 0 | 0 | 0 | 0 | 0 | 0 | 0 | 0 | 0 | 0 | 0 | 0 | 0 | 0 | 0 | 0
F7_Residential_CZ2 - Multi Family_New_Space Heating_Natural Gas_Furnace - Direct Fuel_Realistic Achievable Potential | F7 | Residential | CZ2 - Multi Family | New | Space Heating | Natural Gas | Furnace - Direct Fuel | Realistic Achievable Potential | Avg. Replacement Demand (S) | 0 | 0 | 0 | 0 | 0 | 0 | 0 | 0 | 0 | 0 | 0 | 0 | 0 | 0 | 0 | 0 | 0 | 0 | 0 | 0 | 0 | 0 | 0 | 0 | 0 | 0 | 0 | 0 | 0 | 0
F8_Residential_CZ2 - Multi Family_New_Space Heating_Natural Gas_Furnace - Direct Fuel_Realistic Achievable Potential | F8 | Residential | CZ2 - Multi Family | New | Space Heating | Natural Gas | Furnace - Direct Fuel | Realistic Achievable Potential | Avg. Replacement Demand (W) | 0 | 0 | 0 | 0 | 0 | 0 | 0 | 0 | 0 | 0 | 0 | 0 | 0 | 0 | 0 | 0 | 0 | 0 | 0 | 0 | 0 | 0 | 0 | 0 | 0 | 0 | 0 | 0 | 0 | 0
F1_Residential_CZ2 - Multi Family_New_Space Heating_Natural Gas_Boiler - Direct Fuel_Realistic Achievable Potential | F1 | Residential | CZ2 - Multi Family | New | Space Heating | Natural Gas | Boiler - Direct Fuel | Realistic Achievable Potential | Units | 0 | 0 | 0 | 0 | 0 | 0 | 0 | 0 | 0 | 0 | 0 | 0 | 0 | 0 | 0 | 0 | 0 | 0 | 0 | 0 | 0 | 0 | 0 | 0 | 0 | 0 | 0 | 0 | 0 | 0
F2_Residential_CZ2 - Multi Family_New_Space Heating_Natural Gas_Boiler - Direct Fuel_Realistic Achievable Potential | F2 | Residential | CZ2 - Multi Family | New | Space Heating | Natural Gas | Boiler - Direct Fuel | Realistic Achievable Potential | Usage (MMtherm) | 0 | 0 | 0 | 0 | 0 | 0 | 0 | 0 | 0 | 0 | 0 | 0 | 0 | 0 | 0 | 0 | 0 | 0 | 0 | 0 | 0 | 0 | 0 | 0 | 0 | 0 | 0 | 0 | 0 | 0
F3_Residential_CZ2 - Multi Family_New_Space Heating_Natural Gas_Boiler - Direct Fuel_Realistic Achievable Potential | F3 | Residential | CZ2 - Multi Family | New | Space Heating | Natural Gas | Boiler - Direct Fuel | Realistic Achievable Potential | Peak Demand (S) | 0 | 0 | 0 | 0 | 0 | 0 | 0 | 0 | 0 | 0 | 0 | 0 | 0 | 0 | 0 | 0 | 0 | 0 | 0 | 0 | 0 | 0 | 0 | 0 | 0 | 0 | 0 | 0 | 0 | 0
F4_Residential_CZ2 - Multi Family_New_Space Heating_Natural Gas_Boiler - Direct Fuel_Realistic Achievable Potential | F4 | Residential | CZ2 - Multi Family | New | Space Heating | Natural Gas | Boiler - Direct Fuel | Realistic Achievable Potential | Peak Demand (W) | 0 | 0 | 0 | 0 | 0 | 0 | 0 | 0 | 0 | 0 | 0 | 0 | 0 | 0 | 0 | 0 | 0 | 0 | 0 | 0 | 0 | 0 | 0 | 0 | 0 | 0 | 0 | 0 | 0 | 0
F5_Residential_CZ2 - Multi Family_New_Space Heating_Natural Gas_Boiler - Direct Fuel_Realistic Achievable Potential | F5 | Residential | CZ2 - Multi Family | New | Space Heating | Natural Gas | Boiler - Direct Fuel | Realistic Achievable Potential | Turnover | 0 | 0 | 0 | 0 | 0 | 0 | 0 | 0 | 0 | 0 | 0 | 0 | 0 | 0 | 0 | 0 | 0 | 0 | 0 | 0 | 0 | 0 | 0 | 0 | 0 | 0 | 0 | 0 | 0 | 0
F6_Residential_CZ2 - Multi Family_New_Space Heating_Natural Gas_Boiler - Direct Fuel_Realistic Achievable Potential | F6 | Residential | CZ2 - Multi Family | New | Space Heating | Natural Gas | Boiler - Direct Fuel | Realistic Achievable Potential | Avg. Replacement Usage | 0 | 0 | 0 | 0 | 0 | 0 | 0 | 0 | 0 | 0 | 0 | 0 | 0 | 0 | 0 | 0 | 0 | 0 | 0 | 0 | 0 | 0 | 0 | 0 | 0 | 0 | 0 | 0 | 0 | 0
F7_Residential_CZ2 - Multi Family_New_Space Heating_Natural Gas_Boiler - Direct Fuel_Realistic Achievable Potential | F7 | Residential | CZ2 - Multi Family | New | Space Heating | Natural Gas | Boiler - Direct Fuel | Realistic Achievable Potential | Avg. Replacement Demand (S) | 0 | 0 | 0 | 0 | 0 | 0 | 0 | 0 | 0 | 0 | 0 | 0 | 0 | 0 | 0 | 0 | 0 | 0 | 0 | 0 | 0 | 0 | 0 | 0 | 0 | 0 | 0 | 0 | 0 | 0
F8_Residential_CZ2 - Multi Family_New_Space Heating_Natural Gas_Boiler - Direct Fuel_Realistic Achievable Potential | F8 | Residential | CZ2 - Multi Family | New | Space Heating | Natural Gas | Boiler - Direct Fuel | Realistic Achievable Potential | Avg. Replacement Demand (W) | 0 | 0 | 0 | 0 | 0 | 0 | 0 | 0 | 0 | 0 | 0 | 0 | 0 | 0 | 0 | 0 | 0 | 0 | 0 | 0 | 0 | 0 | 0 | 0 | 0 | 0 | 0 | 0 | 0 | 0
F1_Residential_CZ2 - Multi Family_New_Secondary Heating_Natural Gas_Fireplace_Realistic Achievable Potential | F1 | Residential | CZ2 - Multi Family | New | Secondary Heating | Natural Gas | Fireplace | Realistic Achievable Potential | Units | 0 | 0 | 0 | 0 | 0 | 0 | 0 | 0 | 0 | 0 | 0 | 0 | 0 | 0 | 0 | 0 | 0 | 0 | 0 | 0 | 0 | 0 | 0 | 0 | 0 | 0 | 0 | 0 | 0 | 0
F2_Residential_CZ2 - Multi Family_New_Secondary Heating_Natural Gas_Fireplace_Realistic Achievable Potential | F2 | Residential | CZ2 - Multi Family | New | Secondary Heating | Natural Gas | Fireplace | Realistic Achievable Potential | Usage (MMtherm) | 0 | 0 | 0 | 0 | 0 | 0 | 0 | 0 | 0 | 0 | 0 | 0 | 0 | 0 | 0 | 0 | 0 | 0 | 0 | 0 | 0 | 0 | 0 | 0 | 0 | 0 | 0 | 0 | 0 | 0
F3_Residential_CZ2 - Multi Family_New_Secondary Heating_Natural Gas_Fireplace_Realistic Achievable Potential | F3 | Residential | CZ2 - Multi Family | New | Secondary Heating | Natural Gas | Fireplace | Realistic Achievable Potential | Peak Demand (S) | 0 | 0 | 0 | 0 | 0 | 0 | 0 | 0 | 0 | 0 | 0 | 0 | 0 | 0 | 0 | 0 | 0 | 0 | 0 | 0 | 0 | 0 | 0 | 0 | 0 | 0 | 0 | 0 | 0 | 0
F4_Residential_CZ2 - Multi Family_New_Secondary Heating_Natural Gas_Fireplace_Realistic Achievable Potential | F4 | Residential | CZ2 - Multi Family | New | Secondary Heating | Natural Gas | Fireplace | Realistic Achievable Potential | Peak Demand (W) | 0 | 0 | 0 | 0 | 0 | 0 | 0 | 0 | 0 | 0 | 0 | 0 | 0 | 0 | 0 | 0 | 0 | 0 | 0 | 0 | 0 | 0 | 0 | 0 | 0 | 0 | 0 | 0 | 0 | 0
F5_Residential_CZ2 - Multi Family_New_Secondary Heating_Natural Gas_Fireplace_Realistic Achievable Potential | F5 | Residential | CZ2 - Multi Family | New | Secondary Heating | Natural Gas | Fireplace | Realistic Achievable Potential | Turnover | 0 | 0 | 0 | 0 | 0 | 0 | 0 | 0 | 0 | 0 | 0 | 0 | 0 | 0 | 0 | 0 | 0 | 0 | 0 | 0 | 0 | 0 | 0 | 0 | 0 | 0 | 0 | 0 | 0 | 0
F6_Residential_CZ2 - Multi Family_New_Secondary Heating_Natural Gas_Fireplace_Realistic Achievable Potential | F6 | Residential | CZ2 - Multi Family | New | Secondary Heating | Natural Gas | Fireplace | Realistic Achievable Potential | Avg. Replacement Usage | 0 | 0 | 0 | 0 | 0 | 0 | 0 | 0 | 0 | 0 | 0 | 0 | 0 | 0 | 0 | 0 | 0 | 0 | 0 | 0 | 0 | 0 | 0 | 0 | 0 | 0 | 0 | 0 | 0 | 0
F7_Residential_CZ2 - Multi Family_New_Secondary Heating_Natural Gas_Fireplace_Realistic Achievable Potential | F7 | Residential | CZ2 - Multi Family | New | Secondary Heating | Natural Gas | Fireplace | Realistic Achievable Potential | Avg. Replacement Demand (S) | 0 | 0 | 0 | 0 | 0 | 0 | 0 | 0 | 0 | 0 | 0 | 0 | 0 | 0 | 0 | 0 | 0 | 0 | 0 | 0 | 0 | 0 | 0 | 0 | 0 | 0 | 0 | 0 | 0 | 0
F8_Residential_CZ2 - Multi Family_New_Secondary Heating_Natural Gas_Fireplace_Realistic Achievable Potential | F8 | Residential | CZ2 - Multi Family | New | Secondary Heating | Natural Gas | Fireplace | Realistic Achievable Potential | Avg. Replacement Demand (W) | 0 | 0 | 0 | 0 | 0 | 0 | 0 | 0 | 0 | 0 | 0 | 0 | 0 | 0 | 0 | 0 | 0 | 0 | 0 | 0 | 0 | 0 | 0 | 0 | 0 | 0 | 0 | 0 | 0 | 0
F1_Residential_CZ2 - Multi Family_New_Water Heating_Natural Gas_Water Heater <= 55 gal._Realistic Achievable Potential | F1 | Residential | CZ2 - Multi Family | New | Water Heating | Natural Gas | Water Heater <= 55 gal. | Realistic Achievable Potential | Units | 0 | 0 | 0 | 0 | 0 | 0 | 0 | 0 | 0 | 0 | 0 | 0 | 0 | 0 | 0 | 0 | 0 | 0 | 0 | 0 | 0 | 0 | 0 | 0 | 0 | 0 | 0 | 0 | 0 | 0
F2_Residential_CZ2 - Multi Family_New_Water Heating_Natural Gas_Water Heater <= 55 gal._Realistic Achievable Potential | F2 | Residential | CZ2 - Multi Family | New | Water Heating | Natural Gas | Water Heater <= 55 gal. | Realistic Achievable Potential | Usage (MMtherm) | 0 | 0 | 0 | 0 | 0 | 0 | 0 | 0 | 0 | 0 | 0 | 0 | 0 | 0 | 0 | 0 | 0 | 0 | 0 | 0 | 0 | 0 | 0 | 0 | 0 | 0 | 0 | 0 | 0 | 0
F3_Residential_CZ2 - Multi Family_New_Water Heating_Natural Gas_Water Heater <= 55 gal._Realistic Achievable Potential | F3 | Residential | CZ2 - Multi Family | New | Water Heating | Natural Gas | Water Heater <= 55 gal. | Realistic Achievable Potential | Peak Demand (S) | 0 | 0 | 0 | 0 | 0 | 0 | 0 | 0 | 0 | 0 | 0 | 0 | 0 | 0 | 0 | 0 | 0 | 0 | 0 | 0 | 0 | 0 | 0 | 0 | 0 | 0 | 0 | 0 | 0 | 0
F4_Residential_CZ2 - Multi Family_New_Water Heating_Natural Gas_Water Heater <= 55 gal._Realistic Achievable Potential | F4 | Residential | CZ2 - Multi Family | New | Water Heating | Natural Gas | Water Heater <= 55 gal. | Realistic Achievable Potential | Peak Demand (W) | 0 | 0 | 0 | 0 | 0 | 0 | 0 | 0 | 0 | 0 | 0 | 0 | 0 | 0 | 0 | 0 | 0 | 0 | 0 | 0 | 0 | 0 | 0 | 0 | 0 | 0 | 0 | 0 | 0 | 0
F5_Residential_CZ2 - Multi Family_New_Water Heating_Natural Gas_Water Heater <= 55 gal._Realistic Achievable Potential | F5 | Residential | CZ2 - Multi Family | New | Water Heating | Natural Gas | Water Heater <= 55 gal. | Realistic Achievable Potential | Turnover | 0 | 0 | 0 | 0 | 0 | 0 | 0 | 0 | 0 | 0 | 0 | 0 | 0 | 0 | 0 | 0 | 0 | 0 | 0 | 0 | 0 | 0 | 0 | 0 | 0 | 0 | 0 | 0 | 0 | 0
F6_Residential_CZ2 - Multi Family_New_Water Heating_Natural Gas_Water Heater <= 55 gal._Realistic Achievable Potential | F6 | Residential | CZ2 - Multi Family | New | Water Heating | Natural Gas | Water Heater <= 55 gal. | Realistic Achievable Potential | Avg. Replacement Usage | 0 | 0 | 0 | 0 | 0 | 0 | 0 | 0 | 0 | 0 | 0 | 0 | 0 | 0 | 0 | 0 | 0 | 0 | 0 | 0 | 0 | 0 | 0 | 0 | 0 | 0 | 0 | 0 | 0 | 0
F7_Residential_CZ2 - Multi Family_New_Water Heating_Natural Gas_Water Heater <= 55 gal._Realistic Achievable Potential | F7 | Residential | CZ2 - Multi Family | New | Water Heating | Natural Gas | Water Heater <= 55 gal. | Realistic Achievable Potential | Avg. Replacement Demand (S) | 0 | 0 | 0 | 0 | 0 | 0 | 0 | 0 | 0 | 0 | 0 | 0 | 0 | 0 | 0 | 0 | 0 | 0 | 0 | 0 | 0 | 0 | 0 | 0 | 0 | 0 | 0 | 0 | 0 | 0
F8_Residential_CZ2 - Multi Family_New_Water Heating_Natural Gas_Water Heater <= 55 gal._Realistic Achievable Potential | F8 | Residential | CZ2 - Multi Family | New | Water Heating | Natural Gas | Water Heater <= 55 gal. | Realistic Achievable Potential | Avg. Replacement Demand (W) | 0 | 0 | 0 | 0 | 0 | 0 | 0 | 0 | 0 | 0 | 0 | 0 | 0 | 0 | 0 | 0 | 0 | 0 | 0 | 0 | 0 | 0 | 0 | 0 | 0 | 0 | 0 | 0 | 0 | 0
F1_Residential_CZ2 - Multi Family_New_Water Heating_Natural Gas_Water Heater > 55 gal._Realistic Achievable Potential | F1 | Residential | CZ2 - Multi Family | New | Water Heating | Natural Gas | Water Heater > 55 gal. | Realistic Achievable Potential | Units | 0 | 0 | 0 | 0 | 0 | 0 | 0 | 0 | 0 | 0 | 0 | 0 | 0 | 0 | 0 | 0 | 0 | 0 | 0 | 0 | 0 | 0 | 0 | 0 | 0 | 0 | 0 | 0 | 0 | 0
F2_Residential_CZ2 - Multi Family_New_Water Heating_Natural Gas_Water Heater > 55 gal._Realistic Achievable Potential | F2 | Residential | CZ2 - Multi Family | New | Water Heating | Natural Gas | Water Heater > 55 gal. | Realistic Achievable Potential | Usage (MMtherm) | 0 | 0 | 0 | 0 | 0 | 0 | 0 | 0 | 0 | 0 | 0 | 0 | 0 | 0 | 0 | 0 | 0 | 0 | 0 | 0 | 0 | 0 | 0 | 0 | 0 | 0 | 0 | 0 | 0 | 0
F3_Residential_CZ2 - Multi Family_New_Water Heating_Natural Gas_Water Heater > 55 gal._Realistic Achievable Potential | F3 | Residential | CZ2 - Multi Family | New | Water Heating | Natural Gas | Water Heater > 55 gal. | Realistic Achievable Potential | Peak Demand (S) | 0 | 0 | 0 | 0 | 0 | 0 | 0 | 0 | 0 | 0 | 0 | 0 | 0 | 0 | 0 | 0 | 0 | 0 | 0 | 0 | 0 | 0 | 0 | 0 | 0 | 0 | 0 | 0 | 0 | 0
F4_Residential_CZ2 - Multi Family_New_Water Heating_Natural Gas_Water Heater > 55 gal._Realistic Achievable Potential | F4 | Residential | CZ2 - Multi Family | New | Water Heating | Natural Gas | Water Heater > 55 gal. | Realistic Achievable Potential | Peak Demand (W) | 0 | 0 | 0 | 0 | 0 | 0 | 0 | 0 | 0 | 0 | 0 | 0 | 0 | 0 | 0 | 0 | 0 | 0 | 0 | 0 | 0 | 0 | 0 | 0 | 0 | 0 | 0 | 0 | 0 | 0
F5_Residential_CZ2 - Multi Family_New_Water Heating_Natural Gas_Water Heater > 55 gal._Realistic Achievable Potential | F5 | Residential | CZ2 - Multi Family | New | Water Heating | Natural Gas | Water Heater > 55 gal. | Realistic Achievable Potential | Turnover | 0 | 0 | 0 | 0 | 0 | 0 | 0 | 0 | 0 | 0 | 0 | 0 | 0 | 0 | 0 | 0 | 0 | 0 | 0 | 0 | 0 | 0 | 0 | 0 | 0 | 0 | 0 | 0 | 0 | 0
F6_Residential_CZ2 - Multi Family_New_Water Heating_Natural Gas_Water Heater > 55 gal._Realistic Achievable Potential | F6 | Residential | CZ2 - Multi Family | New | Water Heating | Natural Gas | Water Heater > 55 gal. | Realistic Achievable Potential | Avg. Replacement Usage | 0 | 0 | 0 | 0 | 0 | 0 | 0 | 0 | 0 | 0 | 0 | 0 | 0 | 0 | 0 | 0 | 0 | 0 | 0 | 0 | 0 | 0 | 0 | 0 | 0 | 0 | 0 | 0 | 0 | 0
F7_Residential_CZ2 - Multi Family_New_Water Heating_Natural Gas_Water Heater > 55 gal._Realistic Achievable Potential | F7 | Residential | CZ2 - Multi Family | New | Water Heating | Natural Gas | Water Heater > 55 gal. | Realistic Achievable Potential | Avg. Replacement Demand (S) | 0 | 0 | 0 | 0 | 0 | 0 | 0 | 0 | 0 | 0 | 0 | 0 | 0 | 0 | 0 | 0 | 0 | 0 | 0 | 0 | 0 | 0 | 0 | 0 | 0 | 0 | 0 | 0 | 0 | 0
F8_Residential_CZ2 - Multi Family_New_Water Heating_Natural Gas_Water Heater > 55 gal._Realistic Achievable Potential | F8 | Residential | CZ2 - Multi Family | New | Water Heating | Natural Gas | Water Heater > 55 gal. | Realistic Achievable Potential | Avg. Replacement Demand (W) | 0 | 0 | 0 | 0 | 0 | 0 | 0 | 0 | 0 | 0 | 0 | 0 | 0 | 0 | 0 | 0 | 0 | 0 | 0 | 0 | 0 | 0 | 0 | 0 | 0 | 0 | 0 | 0 | 0 | 0
F1_Residential_CZ2 - Multi Family_New_Appliances_Natural Gas_Clothes Dryer_Realistic Achievable Potential | F1 | Residential | CZ2 - Multi Family | New | Appliances | Natural Gas | Clothes Dryer | Realistic Achievable Potential | Units | 0 | 0 | 0 | 0 | 0 | 0 | 0 | 0 | 0 | 0 | 0 | 0 | 0 | 0 | 0 | 0 | 0 | 0 | 0 | 0 | 0 | 0 | 0 | 0 | 0 | 0 | 0 | 0 | 0 | 0
F2_Residential_CZ2 - Multi Family_New_Appliances_Natural Gas_Clothes Dryer_Realistic Achievable Potential | F2 | Residential | CZ2 - Multi Family | New | Appliances | Natural Gas | Clothes Dryer | Realistic Achievable Potential | Usage (MMtherm) | 0 | 0 | 0 | 0 | 0 | 0 | 0 | 0 | 0 | 0 | 0 | 0 | 0 | 0 | 0 | 0 | 0 | 0 | 0 | 0 | 0 | 0 | 0 | 0 | 0 | 0 | 0 | 0 | 0 | 0
F3_Residential_CZ2 - Multi Family_New_Appliances_Natural Gas_Clothes Dryer_Realistic Achievable Potential | F3 | Residential | CZ2 - Multi Family | New | Appliances | Natural Gas | Clothes Dryer | Realistic Achievable Potential | Peak Demand (S) | 0 | 0 | 0 | 0 | 0 | 0 | 0 | 0 | 0 | 0 | 0 | 0 | 0 | 0 | 0 | 0 | 0 | 0 | 0 | 0 | 0 | 0 | 0 | 0 | 0 | 0 | 0 | 0 | 0 | 0
F4_Residential_CZ2 - Multi Family_New_Appliances_Natural Gas_Clothes Dryer_Realistic Achievable Potential | F4 | Residential | CZ2 - Multi Family | New | Appliances | Natural Gas | Clothes Dryer | Realistic Achievable Potential | Peak Demand (W) | 0 | 0 | 0 | 0 | 0 | 0 | 0 | 0 | 0 | 0 | 0 | 0 | 0 | 0 | 0 | 0 | 0 | 0 | 0 | 0 | 0 | 0 | 0 | 0 | 0 | 0 | 0 | 0 | 0 | 0
F5_Residential_CZ2 - Multi Family_New_Appliances_Natural Gas_Clothes Dryer_Realistic Achievable Potential | F5 | Residential | CZ2 - Multi Family | New | Appliances | Natural Gas | Clothes Dryer | Realistic Achievable Potential | Turnover | 0 | 0 | 0 | 0 | 0 | 0 | 0 | 0 | 0 | 0 | 0 | 0 | 0 | 0 | 0 | 0 | 0 | 0 | 0 | 0 | 0 | 0 | 0 | 0 | 0 | 0 | 0 | 0 | 0 | 0
F6_Residential_CZ2 - Multi Family_New_Appliances_Natural Gas_Clothes Dryer_Realistic Achievable Potential | F6 | Residential | CZ2 - Multi Family | New | Appliances | Natural Gas | Clothes Dryer | Realistic Achievable Potential | Avg. Replacement Usage | 0 | 0 | 0 | 0 | 0 | 0 | 0 | 0 | 0 | 0 | 0 | 0 | 0 | 0 | 0 | 0 | 0 | 0 | 0 | 0 | 0 | 0 | 0 | 0 | 0 | 0 | 0 | 0 | 0 | 0
F7_Residential_CZ2 - Multi Family_New_Appliances_Natural Gas_Clothes Dryer_Realistic Achievable Potential | F7 | Residential | CZ2 - Multi Family | New | Appliances | Natural Gas | Clothes Dryer | Realistic Achievable Potential | Avg. Replacement Demand (S) | 0 | 0 | 0 | 0 | 0 | 0 | 0 | 0 | 0 | 0 | 0 | 0 | 0 | 0 | 0 | 0 | 0 | 0 | 0 | 0 | 0 | 0 | 0 | 0 | 0 | 0 | 0 | 0 | 0 | 0
F8_Residential_CZ2 - Multi Family_New_Appliances_Natural Gas_Clothes Dryer_Realistic Achievable Potential | F8 | Residential | CZ2 - Multi Family | New | Appliances | Natural Gas | Clothes Dryer | Realistic Achievable Potential | Avg. Replacement Demand (W) | 0 | 0 | 0 | 0 | 0 | 0 | 0 | 0 | 0 | 0 | 0 | 0 | 0 | 0 | 0 | 0 | 0 | 0 | 0 | 0 | 0 | 0 | 0 | 0 | 0 | 0 | 0 | 0 | 0 | 0
F1_Residential_CZ2 - Multi Family_New_Appliances_Natural Gas_Stove/Oven_Realistic Achievable Potential | F1 | Residential | CZ2 - Multi Family | New | Appliances | Natural Gas | Stove/Oven | Realistic Achievable Potential | Units | 0 | 0 | 0 | 0 | 0 | 0 | 0 | 0 | 0 | 0 | 0 | 0 | 0 | 0 | 0 | 0 | 0 | 0 | 0 | 0 | 0 | 0 | 0 | 0 | 0 | 0 | 0 | 0 | 0 | 0
F2_Residential_CZ2 - Multi Family_New_Appliances_Natural Gas_Stove/Oven_Realistic Achievable Potential | F2 | Residential | CZ2 - Multi Family | New | Appliances | Natural Gas | Stove/Oven | Realistic Achievable Potential | Usage (MMtherm) | 0 | 0 | 0 | 0 | 0 | 0 | 0 | 0 | 0 | 0 | 0 | 0 | 0 | 0 | 0 | 0 | 0 | 0 | 0 | 0 | 0 | 0 | 0 | 0 | 0 | 0 | 0 | 0 | 0 | 0
F3_Residential_CZ2 - Multi Family_New_Appliances_Natural Gas_Stove/Oven_Realistic Achievable Potential | F3 | Residential | CZ2 - Multi Family | New | Appliances | Natural Gas | Stove/Oven | Realistic Achievable Potential | Peak Demand (S) | 0 | 0 | 0 | 0 | 0 | 0 | 0 | 0 | 0 | 0 | 0 | 0 | 0 | 0 | 0 | 0 | 0 | 0 | 0 | 0 | 0 | 0 | 0 | 0 | 0 | 0 | 0 | 0 | 0 | 0
F4_Residential_CZ2 - Multi Family_New_Appliances_Natural Gas_Stove/Oven_Realistic Achievable Potential | F4 | Residential | CZ2 - Multi Family | New | Appliances | Natural Gas | Stove/Oven | Realistic Achievable Potential | Peak Demand (W) | 0 | 0 | 0 | 0 | 0 | 0 | 0 | 0 | 0 | 0 | 0 | 0 | 0 | 0 | 0 | 0 | 0 | 0 | 0 | 0 | 0 | 0 | 0 | 0 | 0 | 0 | 0 | 0 | 0 | 0
F5_Residential_CZ2 - Multi Family_New_Appliances_Natural Gas_Stove/Oven_Realistic Achievable Potential | F5 | Residential | CZ2 - Multi Family | New | Appliances | Natural Gas | Stove/Oven | Realistic Achievable Potential | Turnover | 0 | 0 | 0 | 0 | 0 | 0 | 0 | 0 | 0 | 0 | 0 | 0 | 0 | 0 | 0 | 0 | 0 | 0 | 0 | 0 | 0 | 0 | 0 | 0 | 0 | 0 | 0 | 0 | 0 | 0
F6_Residential_CZ2 - Multi Family_New_Appliances_Natural Gas_Stove/Oven_Realistic Achievable Potential | F6 | Residential | CZ2 - Multi Family | New | Appliances | Natural Gas | Stove/Oven | Realistic Achievable Potential | Avg. Replacement Usage | 0 | 0 | 0 | 0 | 0 | 0 | 0 | 0 | 0 | 0 | 0 | 0 | 0 | 0 | 0 | 0 | 0 | 0 | 0 | 0 | 0 | 0 | 0 | 0 | 0 | 0 | 0 | 0 | 0 | 0
F7_Residential_CZ2 - Multi Family_New_Appliances_Natural Gas_Stove/Oven_Realistic Achievable Potential | F7 | Residential | CZ2 - Multi Family | New | Appliances | Natural Gas | Stove/Oven | Realistic Achievable Potential | Avg. Replacement Demand (S) | 0 | 0 | 0 | 0 | 0 | 0 | 0 | 0 | 0 | 0 | 0 | 0 | 0 | 0 | 0 | 0 | 0 | 0 | 0 | 0 | 0 | 0 | 0 | 0 | 0 | 0 | 0 | 0 | 0 | 0
F8_Residential_CZ2 - Multi Family_New_Appliances_Natural Gas_Stove/Oven_Realistic Achievable Potential | F8 | Residential | CZ2 - Multi Family | New | Appliances | Natural Gas | Stove/Oven | Realistic Achievable Potential | Avg. Replacement Demand (W) | 0 | 0 | 0 | 0 | 0 | 0 | 0 | 0 | 0 | 0 | 0 | 0 | 0 | 0 | 0 | 0 | 0 | 0 | 0 | 0 | 0 | 0 | 0 | 0 | 0 | 0 | 0 | 0 | 0 | 0
F1_Residential_CZ2 - Multi Family_New_Miscellaneous_Natural Gas_Pool Heater_Realistic Achievable Potential | F1 | Residential | CZ2 - Multi Family | New | Miscellaneous | Natural Gas | Pool Heater | Realistic Achievable Potential | Units | 0 | 0 | 0 | 0 | 0 | 0 | 0 | 0 | 0 | 0 | 0 | 0 | 0 | 0 | 0 | 0 | 0 | 0 | 0 | 0 | 0 | 0 | 0 | 0 | 0 | 0 | 0 | 0 | 0 | 0
F2_Residential_CZ2 - Multi Family_New_Miscellaneous_Natural Gas_Pool Heater_Realistic Achievable Potential | F2 | Residential | CZ2 - Multi Family | New | Miscellaneous | Natural Gas | Pool Heater | Realistic Achievable Potential | Usage (MMtherm) | 0 | 0 | 0 | 0 | 0 | 0 | 0 | 0 | 0 | 0 | 0 | 0 | 0 | 0 | 0 | 0 | 0 | 0 | 0 | 0 | 0 | 0 | 0 | 0 | 0 | 0 | 0 | 0 | 0 | 0
F3_Residential_CZ2 - Multi Family_New_Miscellaneous_Natural Gas_Pool Heater_Realistic Achievable Potential | F3 | Residential | CZ2 - Multi Family | New | Miscellaneous | Natural Gas | Pool Heater | Realistic Achievable Potential | Peak Demand (S) | 0 | 0 | 0 | 0 | 0 | 0 | 0 | 0 | 0 | 0 | 0 | 0 | 0 | 0 | 0 | 0 | 0 | 0 | 0 | 0 | 0 | 0 | 0 | 0 | 0 | 0 | 0 | 0 | 0 | 0
F4_Residential_CZ2 - Multi Family_New_Miscellaneous_Natural Gas_Pool Heater_Realistic Achievable Potential | F4 | Residential | CZ2 - Multi Family | New | Miscellaneous | Natural Gas | Pool Heater | Realistic Achievable Potential | Peak Demand (W) | 0 | 0 | 0 | 0 | 0 | 0 | 0 | 0 | 0 | 0 | 0 | 0 | 0 | 0 | 0 | 0 | 0 | 0 | 0 | 0 | 0 | 0 | 0 | 0 | 0 | 0 | 0 | 0 | 0 | 0
F5_Residential_CZ2 - Multi Family_New_Miscellaneous_Natural Gas_Pool Heater_Realistic Achievable Potential | F5 | Residential | CZ2 - Multi Family | New | Miscellaneous | Natural Gas | Pool Heater | Realistic Achievable Potential | Turnover | 0 | 0 | 0 | 0 | 0 | 0 | 0 | 0 | 0 | 0 | 0 | 0 | 0 | 0 | 0 | 0 | 0 | 0 | 0 | 0 | 0 | 0 | 0 | 0 | 0 | 0 | 0 | 0 | 0 | 0
F6_Residential_CZ2 - Multi Family_New_Miscellaneous_Natural Gas_Pool Heater_Realistic Achievable Potential | F6 | Residential | CZ2 - Multi Family | New | Miscellaneous | Natural Gas | Pool Heater | Realistic Achievable Potential | Avg. Replacement Usage | 0 | 0 | 0 | 0 | 0 | 0 | 0 | 0 | 0 | 0 | 0 | 0 | 0 | 0 | 0 | 0 | 0 | 0 | 0 | 0 | 0 | 0 | 0 | 0 | 0 | 0 | 0 | 0 | 0 | 0
F7_Residential_CZ2 - Multi Family_New_Miscellaneous_Natural Gas_Pool Heater_Realistic Achievable Potential | F7 | Residential | CZ2 - Multi Family | New | Miscellaneous | Natural Gas | Pool Heater | Realistic Achievable Potential | Avg. Replacement Demand (S) | 0 | 0 | 0 | 0 | 0 | 0 | 0 | 0 | 0 | 0 | 0 | 0 | 0 | 0 | 0 | 0 | 0 | 0 | 0 | 0 | 0 | 0 | 0 | 0 | 0 | 0 | 0 | 0 | 0 | 0
F8_Residential_CZ2 - Multi Family_New_Miscellaneous_Natural Gas_Pool Heater_Realistic Achievable Potential | F8 | Residential | CZ2 - Multi Family | New | Miscellaneous | Natural Gas | Pool Heater | Realistic Achievable Potential | Avg. Replacement Demand (W) | 0 | 0 | 0 | 0 | 0 | 0 | 0 | 0 | 0 | 0 | 0 | 0 | 0 | 0 | 0 | 0 | 0 | 0 | 0 | 0 | 0 | 0 | 0 | 0 | 0 | 0 | 0 | 0 | 0 | 0
F1_Residential_CZ2 - Multi Family_New_Miscellaneous_Natural Gas_Miscellaneous_Realistic Achievable Potential | F1 | Residential | CZ2 - Multi Family | New | Miscellaneous | Natural Gas | Miscellaneous | Realistic Achievable Potential | Units | 0 | 0 | 0 | 0 | 0 | 0 | 0 | 0 | 0 | 0 | 0 | 0 | 0 | 0 | 0 | 0 | 0 | 0 | 0 | 0 | 0 | 0 | 0 | 0 | 0 | 0 | 0 | 0 | 0 | 0
F2_Residential_CZ2 - Multi Family_New_Miscellaneous_Natural Gas_Miscellaneous_Realistic Achievable Potential | F2 | Residential | CZ2 - Multi Family | New | Miscellaneous | Natural Gas | Miscellaneous | Realistic Achievable Potential | Usage (MMtherm) | 0 | 0 | 0 | 0 | 0 | 0 | 0 | 0 | 0 | 0 | 0 | 0 | 0 | 0 | 0 | 0 | 0 | 0 | 0 | 0 | 0 | 0 | 0 | 0 | 0 | 0 | 0 | 0 | 0 | 0
F3_Residential_CZ2 - Multi Family_New_Miscellaneous_Natural Gas_Miscellaneous_Realistic Achievable Potential | F3 | Residential | CZ2 - Multi Family | New | Miscellaneous | Natural Gas | Miscellaneous | Realistic Achievable Potential | Peak Demand (S) | 0 | 0 | 0 | 0 | 0 | 0 | 0 | 0 | 0 | 0 | 0 | 0 | 0 | 0 | 0 | 0 | 0 | 0 | 0 | 0 | 0 | 0 | 0 | 0 | 0 | 0 | 0 | 0 | 0 | 0
F4_Residential_CZ2 - Multi Family_New_Miscellaneous_Natural Gas_Miscellaneous_Realistic Achievable Potential | F4 | Residential | CZ2 - Multi Family | New | Miscellaneous | Natural Gas | Miscellaneous | Realistic Achievable Potential | Peak Demand (W) | 0 | 0 | 0 | 0 | 0 | 0 | 0 | 0 | 0 | 0 | 0 | 0 | 0 | 0 | 0 | 0 | 0 | 0 | 0 | 0 | 0 | 0 | 0 | 0 | 0 | 0 | 0 | 0 | 0 | 0
F5_Residential_CZ2 - Multi Family_New_Miscellaneous_Natural Gas_Miscellaneous_Realistic Achievable Potential | F5 | Residential | CZ2 - Multi Family | New | Miscellaneous | Natural Gas | Miscellaneous | Realistic Achievable Potential | Turnover | 0 | 0 | 0 | 0 | 0 | 0 | 0 | 0 | 0 | 0 | 0 | 0 | 0 | 0 | 0 | 0 | 0 | 0 | 0 | 0 | 0 | 0 | 0 | 0 | 0 | 0 | 0 | 0 | 0 | 0
F6_Residential_CZ2 - Multi Family_New_Miscellaneous_Natural Gas_Miscellaneous_Realistic Achievable Potential | F6 | Residential | CZ2 - Multi Family | New | Miscellaneous | Natural Gas | Miscellaneous | Realistic Achievable Potential | Avg. Replacement Usage | 0 | 0 | 0 | 0 | 0 | 0 | 0 | 0 | 0 | 0 | 0 | 0 | 0 | 0 | 0 | 0 | 0 | 0 | 0 | 0 | 0 | 0 | 0 | 0 | 0 | 0 | 0 | 0 | 0 | 0
F7_Residential_CZ2 - Multi Family_New_Miscellaneous_Natural Gas_Miscellaneous_Realistic Achievable Potential | F7 | Residential | CZ2 - Multi Family | New | Miscellaneous | Natural Gas | Miscellaneous | Realistic Achievable Potential | Avg. Replacement Demand (S) | 0 | 0 | 0 | 0 | 0 | 0 | 0 | 0 | 0 | 0 | 0 | 0 | 0 | 0 | 0 | 0 | 0 | 0 | 0 | 0 | 0 | 0 | 0 | 0 | 0 | 0 | 0 | 0 | 0 | 0
F8_Residential_CZ2 - Multi Family_New_Miscellaneous_Natural Gas_Miscellaneous_Realistic Achievable Potential | F8 | Residential | CZ2 - Multi Family | New | Miscellaneous | Natural Gas | Miscellaneous | Realistic Achievable Potential | Avg. Replacement Demand (W) | 0 | 0 | 0 | 0 | 0 | 0 | 0 | 0 | 0 | 0 | 0 | 0 | 0 | 0 | 0 | 0 | 0 | 0 | 0 | 0 | 0 | 0 | 0 | 0 | 0 | 0 | 0 | 0 | 0 | 0
F1_Residential_CZ3 - Single Family_Existing_Space Heating_Natural Gas_Furnace - Direct Fuel_Realistic Achievable Potential | F1 | Residential | CZ3 - Single Family | Existing | Space Heating | Natural Gas | Furnace - Direct Fuel | Realistic Achievable Potential | Units | 0 | 0 | 0 | 0 | 0 | 0 | 0 | 0 | 0 | 0 | 0 | 0 | 0 | 0 | 0 | 0 | 0 | 0 | 0 | 0 | 0 | 0 | 0 | 0 | 0 | 0 | 0 | 0 | 0 | 0
F2_Residential_CZ3 - Single Family_Existing_Space Heating_Natural Gas_Furnace - Direct Fuel_Realistic Achievable Potential | F2 | Residential | CZ3 - Single Family | Existing | Space Heating | Natural Gas | Furnace - Direct Fuel | Realistic Achievable Potential | Usage (MMtherm) | 0 | 0 | 0 | 0 | 0 | 0 | 0 | 0 | 0 | 0 | 0 | 0 | 0 | 0 | 0 | 0 | 0 | 0 | 0 | 0 | 0 | 0 | 0 | 0 | 0 | 0 | 0 | 0 | 0 | 0
F3_Residential_CZ3 - Single Family_Existing_Space Heating_Natural Gas_Furnace - Direct Fuel_Realistic Achievable Potential | F3 | Residential | CZ3 - Single Family | Existing | Space Heating | Natural Gas | Furnace - Direct Fuel | Realistic Achievable Potential | Peak Demand (S) | 0 | 0 | 0 | 0 | 0 | 0 | 0 | 0 | 0 | 0 | 0 | 0 | 0 | 0 | 0 | 0 | 0 | 0 | 0 | 0 | 0 | 0 | 0 | 0 | 0 | 0 | 0 | 0 | 0 | 0
F4_Residential_CZ3 - Single Family_Existing_Space Heating_Natural Gas_Furnace - Direct Fuel_Realistic Achievable Potential | F4 | Residential | CZ3 - Single Family | Existing | Space Heating | Natural Gas | Furnace - Direct Fuel | Realistic Achievable Potential | Peak Demand (W) | 0 | 0 | 0 | 0 | 0 | 0 | 0 | 0 | 0 | 0 | 0 | 0 | 0 | 0 | 0 | 0 | 0 | 0 | 0 | 0 | 0 | 0 | 0 | 0 | 0 | 0 | 0 | 0 | 0 | 0
F5_Residential_CZ3 - Single Family_Existing_Space Heating_Natural Gas_Furnace - Direct Fuel_Realistic Achievable Potential | F5 | Residential | CZ3 - Single Family | Existing | Space Heating | Natural Gas | Furnace - Direct Fuel | Realistic Achievable Potential | Turnover | 0 | 0 | 0 | 0 | 0 | 0 | 0 | 0 | 0 | 0 | 0 | 0 | 0 | 0 | 0 | 0 | 0 | 0 | 0 | 0 | 0 | 0 | 0 | 0 | 0 | 0 | 0 | 0 | 0 | 0
F6_Residential_CZ3 - Single Family_Existing_Space Heating_Natural Gas_Furnace - Direct Fuel_Realistic Achievable Potential | F6 | Residential | CZ3 - Single Family | Existing | Space Heating | Natural Gas | Furnace - Direct Fuel | Realistic Achievable Potential | Avg. Replacement Usage | 0 | 0 | 0 | 0 | 0 | 0 | 0 | 0 | 0 | 0 | 0 | 0 | 0 | 0 | 0 | 0 | 0 | 0 | 0 | 0 | 0 | 0 | 0 | 0 | 0 | 0 | 0 | 0 | 0 | 0
F7_Residential_CZ3 - Single Family_Existing_Space Heating_Natural Gas_Furnace - Direct Fuel_Realistic Achievable Potential | F7 | Residential | CZ3 - Single Family | Existing | Space Heating | Natural Gas | Furnace - Direct Fuel | Realistic Achievable Potential | Avg. Replacement Demand (S) | 0 | 0 | 0 | 0 | 0 | 0 | 0 | 0 | 0 | 0 | 0 | 0 | 0 | 0 | 0 | 0 | 0 | 0 | 0 | 0 | 0 | 0 | 0 | 0 | 0 | 0 | 0 | 0 | 0 | 0
F8_Residential_CZ3 - Single Family_Existing_Space Heating_Natural Gas_Furnace - Direct Fuel_Realistic Achievable Potential | F8 | Residential | CZ3 - Single Family | Existing | Space Heating | Natural Gas | Furnace - Direct Fuel | Realistic Achievable Potential | Avg. Replacement Demand (W) | 0 | 0 | 0 | 0 | 0 | 0 | 0 | 0 | 0 | 0 | 0 | 0 | 0 | 0 | 0 | 0 | 0 | 0 | 0 | 0 | 0 | 0 | 0 | 0 | 0 | 0 | 0 | 0 | 0 | 0
F1_Residential_CZ3 - Single Family_Existing_Space Heating_Natural Gas_Boiler - Direct Fuel_Realistic Achievable Potential | F1 | Residential | CZ3 - Single Family | Existing | Space Heating | Natural Gas | Boiler - Direct Fuel | Realistic Achievable Potential | Units | 0 | 0 | 0 | 0 | 0 | 0 | 0 | 0 | 0 | 0 | 0 | 0 | 0 | 0 | 0 | 0 | 0 | 0 | 0 | 0 | 0 | 0 | 0 | 0 | 0 | 0 | 0 | 0 | 0 | 0
F2_Residential_CZ3 - Single Family_Existing_Space Heating_Natural Gas_Boiler - Direct Fuel_Realistic Achievable Potential | F2 | Residential | CZ3 - Single Family | Existing | Space Heating | Natural Gas | Boiler - Direct Fuel | Realistic Achievable Potential | Usage (MMtherm) | 0 | 0 | 0 | 0 | 0 | 0 | 0 | 0 | 0 | 0 | 0 | 0 | 0 | 0 | 0 | 0 | 0 | 0 | 0 | 0 | 0 | 0 | 0 | 0 | 0 | 0 | 0 | 0 | 0 | 0
F3_Residential_CZ3 - Single Family_Existing_Space Heating_Natural Gas_Boiler - Direct Fuel_Realistic Achievable Potential | F3 | Residential | CZ3 - Single Family | Existing | Space Heating | Natural Gas | Boiler - Direct Fuel | Realistic Achievable Potential | Peak Demand (S) | 0 | 0 | 0 | 0 | 0 | 0 | 0 | 0 | 0 | 0 | 0 | 0 | 0 | 0 | 0 | 0 | 0 | 0 | 0 | 0 | 0 | 0 | 0 | 0 | 0 | 0 | 0 | 0 | 0 | 0
F4_Residential_CZ3 - Single Family_Existing_Space Heating_Natural Gas_Boiler - Direct Fuel_Realistic Achievable Potential | F4 | Residential | CZ3 - Single Family | Existing | Space Heating | Natural Gas | Boiler - Direct Fuel | Realistic Achievable Potential | Peak Demand (W) | 0 | 0 | 0 | 0 | 0 | 0 | 0 | 0 | 0 | 0 | 0 | 0 | 0 | 0 | 0 | 0 | 0 | 0 | 0 | 0 | 0 | 0 | 0 | 0 | 0 | 0 | 0 | 0 | 0 | 0
F5_Residential_CZ3 - Single Family_Existing_Space Heating_Natural Gas_Boiler - Direct Fuel_Realistic Achievable Potential | F5 | Residential | CZ3 - Single Family | Existing | Space Heating | Natural Gas | Boiler - Direct Fuel | Realistic Achievable Potential | Turnover | 0 | 0 | 0 | 0 | 0 | 0 | 0 | 0 | 0 | 0 | 0 | 0 | 0 | 0 | 0 | 0 | 0 | 0 | 0 | 0 | 0 | 0 | 0 | 0 | 0 | 0 | 0 | 0 | 0 | 0
F6_Residential_CZ3 - Single Family_Existing_Space Heating_Natural Gas_Boiler - Direct Fuel_Realistic Achievable Potential | F6 | Residential | CZ3 - Single Family | Existing | Space Heating | Natural Gas | Boiler - Direct Fuel | Realistic Achievable Potential | Avg. Replacement Usage | 0 | 0 | 0 | 0 | 0 | 0 | 0 | 0 | 0 | 0 | 0 | 0 | 0 | 0 | 0 | 0 | 0 | 0 | 0 | 0 | 0 | 0 | 0 | 0 | 0 | 0 | 0 | 0 | 0 | 0
F7_Residential_CZ3 - Single Family_Existing_Space Heating_Natural Gas_Boiler - Direct Fuel_Realistic Achievable Potential | F7 | Residential | CZ3 - Single Family | Existing | Space Heating | Natural Gas | Boiler - Direct Fuel | Realistic Achievable Potential | Avg. Replacement Demand (S) | 0 | 0 | 0 | 0 | 0 | 0 | 0 | 0 | 0 | 0 | 0 | 0 | 0 | 0 | 0 | 0 | 0 | 0 | 0 | 0 | 0 | 0 | 0 | 0 | 0 | 0 | 0 | 0 | 0 | 0
F8_Residential_CZ3 - Single Family_Existing_Space Heating_Natural Gas_Boiler - Direct Fuel_Realistic Achievable Potential | F8 | Residential | CZ3 - Single Family | Existing | Space Heating | Natural Gas | Boiler - Direct Fuel | Realistic Achievable Potential | Avg. Replacement Demand (W) | 0 | 0 | 0 | 0 | 0 | 0 | 0 | 0 | 0 | 0 | 0 | 0 | 0 | 0 | 0 | 0 | 0 | 0 | 0 | 0 | 0 | 0 | 0 | 0 | 0 | 0 | 0 | 0 | 0 | 0
F1_Residential_CZ3 - Single Family_Existing_Secondary Heating_Natural Gas_Fireplace_Realistic Achievable Potential | F1 | Residential | CZ3 - Single Family | Existing | Secondary Heating | Natural Gas | Fireplace | Realistic Achievable Potential | Units | 0 | 0 | 0 | 0 | 0 | 0 | 0 | 0 | 0 | 0 | 0 | 0 | 0 | 0 | 0 | 0 | 0 | 0 | 0 | 0 | 0 | 0 | 0 | 0 | 0 | 0 | 0 | 0 | 0 | 0
F2_Residential_CZ3 - Single Family_Existing_Secondary Heating_Natural Gas_Fireplace_Realistic Achievable Potential | F2 | Residential | CZ3 - Single Family | Existing | Secondary Heating | Natural Gas | Fireplace | Realistic Achievable Potential | Usage (MMtherm) | 0 | 0 | 0 | 0 | 0 | 0 | 0 | 0 | 0 | 0 | 0 | 0 | 0 | 0 | 0 | 0 | 0 | 0 | 0 | 0 | 0 | 0 | 0 | 0 | 0 | 0 | 0 | 0 | 0 | 0
F3_Residential_CZ3 - Single Family_Existing_Secondary Heating_Natural Gas_Fireplace_Realistic Achievable Potential | F3 | Residential | CZ3 - Single Family | Existing | Secondary Heating | Natural Gas | Fireplace | Realistic Achievable Potential | Peak Demand (S) | 0 | 0 | 0 | 0 | 0 | 0 | 0 | 0 | 0 | 0 | 0 | 0 | 0 | 0 | 0 | 0 | 0 | 0 | 0 | 0 | 0 | 0 | 0 | 0 | 0 | 0 | 0 | 0 | 0 | 0
F4_Residential_CZ3 - Single Family_Existing_Secondary Heating_Natural Gas_Fireplace_Realistic Achievable Potential | F4 | Residential | CZ3 - Single Family | Existing | Secondary Heating | Natural Gas | Fireplace | Realistic Achievable Potential | Peak Demand (W) | 0 | 0 | 0 | 0 | 0 | 0 | 0 | 0 | 0 | 0 | 0 | 0 | 0 | 0 | 0 | 0 | 0 | 0 | 0 | 0 | 0 | 0 | 0 | 0 | 0 | 0 | 0 | 0 | 0 | 0
F5_Residential_CZ3 - Single Family_Existing_Secondary Heating_Natural Gas_Fireplace_Realistic Achievable Potential | F5 | Residential | CZ3 - Single Family | Existing | Secondary Heating | Natural Gas | Fireplace | Realistic Achievable Potential | Turnover | 0 | 0 | 0 | 0 | 0 | 0 | 0 | 0 | 0 | 0 | 0 | 0 | 0 | 0 | 0 | 0 | 0 | 0 | 0 | 0 | 0 | 0 | 0 | 0 | 0 | 0 | 0 | 0 | 0 | 0
F6_Residential_CZ3 - Single Family_Existing_Secondary Heating_Natural Gas_Fireplace_Realistic Achievable Potential | F6 | Residential | CZ3 - Single Family | Existing | Secondary Heating | Natural Gas | Fireplace | Realistic Achievable Potential | Avg. Replacement Usage | 0 | 0 | 0 | 0 | 0 | 0 | 0 | 0 | 0 | 0 | 0 | 0 | 0 | 0 | 0 | 0 | 0 | 0 | 0 | 0 | 0 | 0 | 0 | 0 | 0 | 0 | 0 | 0 | 0 | 0
F7_Residential_CZ3 - Single Family_Existing_Secondary Heating_Natural Gas_Fireplace_Realistic Achievable Potential | F7 | Residential | CZ3 - Single Family | Existing | Secondary Heating | Natural Gas | Fireplace | Realistic Achievable Potential | Avg. Replacement Demand (S) | 0 | 0 | 0 | 0 | 0 | 0 | 0 | 0 | 0 | 0 | 0 | 0 | 0 | 0 | 0 | 0 | 0 | 0 | 0 | 0 | 0 | 0 | 0 | 0 | 0 | 0 | 0 | 0 | 0 | 0
F8_Residential_CZ3 - Single Family_Existing_Secondary Heating_Natural Gas_Fireplace_Realistic Achievable Potential | F8 | Residential | CZ3 - Single Family | Existing | Secondary Heating | Natural Gas | Fireplace | Realistic Achievable Potential | Avg. Replacement Demand (W) | 0 | 0 | 0 | 0 | 0 | 0 | 0 | 0 | 0 | 0 | 0 | 0 | 0 | 0 | 0 | 0 | 0 | 0 | 0 | 0 | 0 | 0 | 0 | 0 | 0 | 0 | 0 | 0 | 0 | 0
F1_Residential_CZ3 - Single Family_Existing_Water Heating_Natural Gas_Water Heater <= 55 gal._Realistic Achievable Potential | F1 | Residential | CZ3 - Single Family | Existing | Water Heating | Natural Gas | Water Heater <= 55 gal. | Realistic Achievable Potential | Units | 0 | 0 | 0 | 0 | 0 | 0 | 0 | 0 | 0 | 0 | 0 | 0 | 0 | 0 | 0 | 0 | 0 | 0 | 0 | 0 | 0 | 0 | 0 | 0 | 0 | 0 | 0 | 0 | 0 | 0
F2_Residential_CZ3 - Single Family_Existing_Water Heating_Natural Gas_Water Heater <= 55 gal._Realistic Achievable Potential | F2 | Residential | CZ3 - Single Family | Existing | Water Heating | Natural Gas | Water Heater <= 55 gal. | Realistic Achievable Potential | Usage (MMtherm) | 0 | 0 | 0 | 0 | 0 | 0 | 0 | 0 | 0 | 0 | 0 | 0 | 0 | 0 | 0 | 0 | 0 | 0 | 0 | 0 | 0 | 0 | 0 | 0 | 0 | 0 | 0 | 0 | 0 | 0
F3_Residential_CZ3 - Single Family_Existing_Water Heating_Natural Gas_Water Heater <= 55 gal._Realistic Achievable Potential | F3 | Residential | CZ3 - Single Family | Existing | Water Heating | Natural Gas | Water Heater <= 55 gal. | Realistic Achievable Potential | Peak Demand (S) | 0 | 0 | 0 | 0 | 0 | 0 | 0 | 0 | 0 | 0 | 0 | 0 | 0 | 0 | 0 | 0 | 0 | 0 | 0 | 0 | 0 | 0 | 0 | 0 | 0 | 0 | 0 | 0 | 0 | 0
F4_Residential_CZ3 - Single Family_Existing_Water Heating_Natural Gas_Water Heater <= 55 gal._Realistic Achievable Potential | F4 | Residential | CZ3 - Single Family | Existing | Water Heating | Natural Gas | Water Heater <= 55 gal. | Realistic Achievable Potential | Peak Demand (W) | 0 | 0 | 0 | 0 | 0 | 0 | 0 | 0 | 0 | 0 | 0 | 0 | 0 | 0 | 0 | 0 | 0 | 0 | 0 | 0 | 0 | 0 | 0 | 0 | 0 | 0 | 0 | 0 | 0 | 0
F5_Residential_CZ3 - Single Family_Existing_Water Heating_Natural Gas_Water Heater <= 55 gal._Realistic Achievable Potential | F5 | Residential | CZ3 - Single Family | Existing | Water Heating | Natural Gas | Water Heater <= 55 gal. | Realistic Achievable Potential | Turnover | 0 | 0 | 0 | 0 | 0 | 0 | 0 | 0 | 0 | 0 | 0 | 0 | 0 | 0 | 0 | 0 | 0 | 0 | 0 | 0 | 0 | 0 | 0 | 0 | 0 | 0 | 0 | 0 | 0 | 0
F6_Residential_CZ3 - Single Family_Existing_Water Heating_Natural Gas_Water Heater <= 55 gal._Realistic Achievable Potential | F6 | Residential | CZ3 - Single Family | Existing | Water Heating | Natural Gas | Water Heater <= 55 gal. | Realistic Achievable Potential | Avg. Replacement Usage | 0 | 0 | 0 | 0 | 0 | 0 | 0 | 0 | 0 | 0 | 0 | 0 | 0 | 0 | 0 | 0 | 0 | 0 | 0 | 0 | 0 | 0 | 0 | 0 | 0 | 0 | 0 | 0 | 0 | 0
F7_Residential_CZ3 - Single Family_Existing_Water Heating_Natural Gas_Water Heater <= 55 gal._Realistic Achievable Potential | F7 | Residential | CZ3 - Single Family | Existing | Water Heating | Natural Gas | Water Heater <= 55 gal. | Realistic Achievable Potential | Avg. Replacement Demand (S) | 0 | 0 | 0 | 0 | 0 | 0 | 0 | 0 | 0 | 0 | 0 | 0 | 0 | 0 | 0 | 0 | 0 | 0 | 0 | 0 | 0 | 0 | 0 | 0 | 0 | 0 | 0 | 0 | 0 | 0
F8_Residential_CZ3 - Single Family_Existing_Water Heating_Natural Gas_Water Heater <= 55 gal._Realistic Achievable Potential | F8 | Residential | CZ3 - Single Family | Existing | Water Heating | Natural Gas | Water Heater <= 55 gal. | Realistic Achievable Potential | Avg. Replacement Demand (W) | 0 | 0 | 0 | 0 | 0 | 0 | 0 | 0 | 0 | 0 | 0 | 0 | 0 | 0 | 0 | 0 | 0 | 0 | 0 | 0 | 0 | 0 | 0 | 0 | 0 | 0 | 0 | 0 | 0 | 0
F1_Residential_CZ3 - Single Family_Existing_Water Heating_Natural Gas_Water Heater > 55 gal._Realistic Achievable Potential | F1 | Residential | CZ3 - Single Family | Existing | Water Heating | Natural Gas | Water Heater > 55 gal. | Realistic Achievable Potential | Units | 0 | 0 | 0 | 0 | 0 | 0 | 0 | 0 | 0 | 0 | 0 | 0 | 0 | 0 | 0 | 0 | 0 | 0 | 0 | 0 | 0 | 0 | 0 | 0 | 0 | 0 | 0 | 0 | 0 | 0
F2_Residential_CZ3 - Single Family_Existing_Water Heating_Natural Gas_Water Heater > 55 gal._Realistic Achievable Potential | F2 | Residential | CZ3 - Single Family | Existing | Water Heating | Natural Gas | Water Heater > 55 gal. | Realistic Achievable Potential | Usage (MMtherm) | 0 | 0 | 0 | 0 | 0 | 0 | 0 | 0 | 0 | 0 | 0 | 0 | 0 | 0 | 0 | 0 | 0 | 0 | 0 | 0 | 0 | 0 | 0 | 0 | 0 | 0 | 0 | 0 | 0 | 0
F3_Residential_CZ3 - Single Family_Existing_Water Heating_Natural Gas_Water Heater > 55 gal._Realistic Achievable Potential | F3 | Residential | CZ3 - Single Family | Existing | Water Heating | Natural Gas | Water Heater > 55 gal. | Realistic Achievable Potential | Peak Demand (S) | 0 | 0 | 0 | 0 | 0 | 0 | 0 | 0 | 0 | 0 | 0 | 0 | 0 | 0 | 0 | 0 | 0 | 0 | 0 | 0 | 0 | 0 | 0 | 0 | 0 | 0 | 0 | 0 | 0 | 0
F4_Residential_CZ3 - Single Family_Existing_Water Heating_Natural Gas_Water Heater > 55 gal._Realistic Achievable Potential | F4 | Residential | CZ3 - Single Family | Existing | Water Heating | Natural Gas | Water Heater > 55 gal. | Realistic Achievable Potential | Peak Demand (W) | 0 | 0 | 0 | 0 | 0 | 0 | 0 | 0 | 0 | 0 | 0 | 0 | 0 | 0 | 0 | 0 | 0 | 0 | 0 | 0 | 0 | 0 | 0 | 0 | 0 | 0 | 0 | 0 | 0 | 0
F5_Residential_CZ3 - Single Family_Existing_Water Heating_Natural Gas_Water Heater > 55 gal._Realistic Achievable Potential | F5 | Residential | CZ3 - Single Family | Existing | Water Heating | Natural Gas | Water Heater > 55 gal. | Realistic Achievable Potential | Turnover | 0 | 0 | 0 | 0 | 0 | 0 | 0 | 0 | 0 | 0 | 0 | 0 | 0 | 0 | 0 | 0 | 0 | 0 | 0 | 0 | 0 | 0 | 0 | 0 | 0 | 0 | 0 | 0 | 0 | 0
F6_Residential_CZ3 - Single Family_Existing_Water Heating_Natural Gas_Water Heater > 55 gal._Realistic Achievable Potential | F6 | Residential | CZ3 - Single Family | Existing | Water Heating | Natural Gas | Water Heater > 55 gal. | Realistic Achievable Potential | Avg. Replacement Usage | 0 | 0 | 0 | 0 | 0 | 0 | 0 | 0 | 0 | 0 | 0 | 0 | 0 | 0 | 0 | 0 | 0 | 0 | 0 | 0 | 0 | 0 | 0 | 0 | 0 | 0 | 0 | 0 | 0 | 0
F7_Residential_CZ3 - Single Family_Existing_Water Heating_Natural Gas_Water Heater > 55 gal._Realistic Achievable Potential | F7 | Residential | CZ3 - Single Family | Existing | Water Heating | Natural Gas | Water Heater > 55 gal. | Realistic Achievable Potential | Avg. Replacement Demand (S) | 0 | 0 | 0 | 0 | 0 | 0 | 0 | 0 | 0 | 0 | 0 | 0 | 0 | 0 | 0 | 0 | 0 | 0 | 0 | 0 | 0 | 0 | 0 | 0 | 0 | 0 | 0 | 0 | 0 | 0
F8_Residential_CZ3 - Single Family_Existing_Water Heating_Natural Gas_Water Heater > 55 gal._Realistic Achievable Potential | F8 | Residential | CZ3 - Single Family | Existing | Water Heating | Natural Gas | Water Heater > 55 gal. | Realistic Achievable Potential | Avg. Replacement Demand (W) | 0 | 0 | 0 | 0 | 0 | 0 | 0 | 0 | 0 | 0 | 0 | 0 | 0 | 0 | 0 | 0 | 0 | 0 | 0 | 0 | 0 | 0 | 0 | 0 | 0 | 0 | 0 | 0 | 0 | 0
F1_Residential_CZ3 - Single Family_Existing_Appliances_Natural Gas_Clothes Dryer_Realistic Achievable Potential | F1 | Residential | CZ3 - Single Family | Existing | Appliances | Natural Gas | Clothes Dryer | Realistic Achievable Potential | Units | 0 | 0 | 0 | 0 | 0 | 0 | 0 | 0 | 0 | 0 | 0 | 0 | 0 | 0 | 0 | 0 | 0 | 0 | 0 | 0 | 0 | 0 | 0 | 0 | 0 | 0 | 0 | 0 | 0 | 0
F2_Residential_CZ3 - Single Family_Existing_Appliances_Natural Gas_Clothes Dryer_Realistic Achievable Potential | F2 | Residential | CZ3 - Single Family | Existing | Appliances | Natural Gas | Clothes Dryer | Realistic Achievable Potential | Usage (MMtherm) | 0 | 0 | 0 | 0 | 0 | 0 | 0 | 0 | 0 | 0 | 0 | 0 | 0 | 0 | 0 | 0 | 0 | 0 | 0 | 0 | 0 | 0 | 0 | 0 | 0 | 0 | 0 | 0 | 0 | 0
F3_Residential_CZ3 - Single Family_Existing_Appliances_Natural Gas_Clothes Dryer_Realistic Achievable Potential | F3 | Residential | CZ3 - Single Family | Existing | Appliances | Natural Gas | Clothes Dryer | Realistic Achievable Potential | Peak Demand (S) | 0 | 0 | 0 | 0 | 0 | 0 | 0 | 0 | 0 | 0 | 0 | 0 | 0 | 0 | 0 | 0 | 0 | 0 | 0 | 0 | 0 | 0 | 0 | 0 | 0 | 0 | 0 | 0 | 0 | 0
F4_Residential_CZ3 - Single Family_Existing_Appliances_Natural Gas_Clothes Dryer_Realistic Achievable Potential | F4 | Residential | CZ3 - Single Family | Existing | Appliances | Natural Gas | Clothes Dryer | Realistic Achievable Potential | Peak Demand (W) | 0 | 0 | 0 | 0 | 0 | 0 | 0 | 0 | 0 | 0 | 0 | 0 | 0 | 0 | 0 | 0 | 0 | 0 | 0 | 0 | 0 | 0 | 0 | 0 | 0 | 0 | 0 | 0 | 0 | 0
F5_Residential_CZ3 - Single Family_Existing_Appliances_Natural Gas_Clothes Dryer_Realistic Achievable Potential | F5 | Residential | CZ3 - Single Family | Existing | Appliances | Natural Gas | Clothes Dryer | Realistic Achievable Potential | Turnover | 0 | 0 | 0 | 0 | 0 | 0 | 0 | 0 | 0 | 0 | 0 | 0 | 0 | 0 | 0 | 0 | 0 | 0 | 0 | 0 | 0 | 0 | 0 | 0 | 0 | 0 | 0 | 0 | 0 | 0
F6_Residential_CZ3 - Single Family_Existing_Appliances_Natural Gas_Clothes Dryer_Realistic Achievable Potential | F6 | Residential | CZ3 - Single Family | Existing | Appliances | Natural Gas | Clothes Dryer | Realistic Achievable Potential | Avg. Replacement Usage | 0 | 0 | 0 | 0 | 0 | 0 | 0 | 0 | 0 | 0 | 0 | 0 | 0 | 0 | 0 | 0 | 0 | 0 | 0 | 0 | 0 | 0 | 0 | 0 | 0 | 0 | 0 | 0 | 0 | 0
F7_Residential_CZ3 - Single Family_Existing_Appliances_Natural Gas_Clothes Dryer_Realistic Achievable Potential | F7 | Residential | CZ3 - Single Family | Existing | Appliances | Natural Gas | Clothes Dryer | Realistic Achievable Potential | Avg. Replacement Demand (S) | 0 | 0 | 0 | 0 | 0 | 0 | 0 | 0 | 0 | 0 | 0 | 0 | 0 | 0 | 0 | 0 | 0 | 0 | 0 | 0 | 0 | 0 | 0 | 0 | 0 | 0 | 0 | 0 | 0 | 0
F8_Residential_CZ3 - Single Family_Existing_Appliances_Natural Gas_Clothes Dryer_Realistic Achievable Potential | F8 | Residential | CZ3 - Single Family | Existing | Appliances | Natural Gas | Clothes Dryer | Realistic Achievable Potential | Avg. Replacement Demand (W) | 0 | 0 | 0 | 0 | 0 | 0 | 0 | 0 | 0 | 0 | 0 | 0 | 0 | 0 | 0 | 0 | 0 | 0 | 0 | 0 | 0 | 0 | 0 | 0 | 0 | 0 | 0 | 0 | 0 | 0
F1_Residential_CZ3 - Single Family_Existing_Appliances_Natural Gas_Stove/Oven_Realistic Achievable Potential | F1 | Residential | CZ3 - Single Family | Existing | Appliances | Natural Gas | Stove/Oven | Realistic Achievable Potential | Units | 0 | 0 | 0 | 0 | 0 | 0 | 0 | 0 | 0 | 0 | 0 | 0 | 0 | 0 | 0 | 0 | 0 | 0 | 0 | 0 | 0 | 0 | 0 | 0 | 0 | 0 | 0 | 0 | 0 | 0
F2_Residential_CZ3 - Single Family_Existing_Appliances_Natural Gas_Stove/Oven_Realistic Achievable Potential | F2 | Residential | CZ3 - Single Family | Existing | Appliances | Natural Gas | Stove/Oven | Realistic Achievable Potential | Usage (MMtherm) | 0 | 0 | 0 | 0 | 0 | 0 | 0 | 0 | 0 | 0 | 0 | 0 | 0 | 0 | 0 | 0 | 0 | 0 | 0 | 0 | 0 | 0 | 0 | 0 | 0 | 0 | 0 | 0 | 0 | 0
F3_Residential_CZ3 - Single Family_Existing_Appliances_Natural Gas_Stove/Oven_Realistic Achievable Potential | F3 | Residential | CZ3 - Single Family | Existing | Appliances | Natural Gas | Stove/Oven | Realistic Achievable Potential | Peak Demand (S) | 0 | 0 | 0 | 0 | 0 | 0 | 0 | 0 | 0 | 0 | 0 | 0 | 0 | 0 | 0 | 0 | 0 | 0 | 0 | 0 | 0 | 0 | 0 | 0 | 0 | 0 | 0 | 0 | 0 | 0
F4_Residential_CZ3 - Single Family_Existing_Appliances_Natural Gas_Stove/Oven_Realistic Achievable Potential | F4 | Residential | CZ3 - Single Family | Existing | Appliances | Natural Gas | Stove/Oven | Realistic Achievable Potential | Peak Demand (W) | 0 | 0 | 0 | 0 | 0 | 0 | 0 | 0 | 0 | 0 | 0 | 0 | 0 | 0 | 0 | 0 | 0 | 0 | 0 | 0 | 0 | 0 | 0 | 0 | 0 | 0 | 0 | 0 | 0 | 0
F5_Residential_CZ3 - Single Family_Existing_Appliances_Natural Gas_Stove/Oven_Realistic Achievable Potential | F5 | Residential | CZ3 - Single Family | Existing | Appliances | Natural Gas | Stove/Oven | Realistic Achievable Potential | Turnover | 0 | 0 | 0 | 0 | 0 | 0 | 0 | 0 | 0 | 0 | 0 | 0 | 0 | 0 | 0 | 0 | 0 | 0 | 0 | 0 | 0 | 0 | 0 | 0 | 0 | 0 | 0 | 0 | 0 | 0
F6_Residential_CZ3 - Single Family_Existing_Appliances_Natural Gas_Stove/Oven_Realistic Achievable Potential | F6 | Residential | CZ3 - Single Family | Existing | Appliances | Natural Gas | Stove/Oven | Realistic Achievable Potential | Avg. Replacement Usage | 0 | 0 | 0 | 0 | 0 | 0 | 0 | 0 | 0 | 0 | 0 | 0 | 0 | 0 | 0 | 0 | 0 | 0 | 0 | 0 | 0 | 0 | 0 | 0 | 0 | 0 | 0 | 0 | 0 | 0
F7_Residential_CZ3 - Single Family_Existing_Appliances_Natural Gas_Stove/Oven_Realistic Achievable Potential | F7 | Residential | CZ3 - Single Family | Existing | Appliances | Natural Gas | Stove/Oven | Realistic Achievable Potential | Avg. Replacement Demand (S) | 0 | 0 | 0 | 0 | 0 | 0 | 0 | 0 | 0 | 0 | 0 | 0 | 0 | 0 | 0 | 0 | 0 | 0 | 0 | 0 | 0 | 0 | 0 | 0 | 0 | 0 | 0 | 0 | 0 | 0
F8_Residential_CZ3 - Single Family_Existing_Appliances_Natural Gas_Stove/Oven_Realistic Achievable Potential | F8 | Residential | CZ3 - Single Family | Existing | Appliances | Natural Gas | Stove/Oven | Realistic Achievable Potential | Avg. Replacement Demand (W) | 0 | 0 | 0 | 0 | 0 | 0 | 0 | 0 | 0 | 0 | 0 | 0 | 0 | 0 | 0 | 0 | 0 | 0 | 0 | 0 | 0 | 0 | 0 | 0 | 0 | 0 | 0 | 0 | 0 | 0
F1_Residential_CZ3 - Single Family_Existing_Miscellaneous_Natural Gas_Pool Heater_Realistic Achievable Potential | F1 | Residential | CZ3 - Single Family | Existing | Miscellaneous | Natural Gas | Pool Heater | Realistic Achievable Potential | Units | 0 | 0 | 0 | 0 | 0 | 0 | 0 | 0 | 0 | 0 | 0 | 0 | 0 | 0 | 0 | 0 | 0 | 0 | 0 | 0 | 0 | 0 | 0 | 0 | 0 | 0 | 0 | 0 | 0 | 0
F2_Residential_CZ3 - Single Family_Existing_Miscellaneous_Natural Gas_Pool Heater_Realistic Achievable Potential | F2 | Residential | CZ3 - Single Family | Existing | Miscellaneous | Natural Gas | Pool Heater | Realistic Achievable Potential | Usage (MMtherm) | 0 | 0 | 0 | 0 | 0 | 0 | 0 | 0 | 0 | 0 | 0 | 0 | 0 | 0 | 0 | 0 | 0 | 0 | 0 | 0 | 0 | 0 | 0 | 0 | 0 | 0 | 0 | 0 | 0 | 0
F3_Residential_CZ3 - Single Family_Existing_Miscellaneous_Natural Gas_Pool Heater_Realistic Achievable Potential | F3 | Residential | CZ3 - Single Family | Existing | Miscellaneous | Natural Gas | Pool Heater | Realistic Achievable Potential | Peak Demand (S) | 0 | 0 | 0 | 0 | 0 | 0 | 0 | 0 | 0 | 0 | 0 | 0 | 0 | 0 | 0 | 0 | 0 | 0 | 0 | 0 | 0 | 0 | 0 | 0 | 0 | 0 | 0 | 0 | 0 | 0
F4_Residential_CZ3 - Single Family_Existing_Miscellaneous_Natural Gas_Pool Heater_Realistic Achievable Potential | F4 | Residential | CZ3 - Single Family | Existing | Miscellaneous | Natural Gas | Pool Heater | Realistic Achievable Potential | Peak Demand (W) | 0 | 0 | 0 | 0 | 0 | 0 | 0 | 0 | 0 | 0 | 0 | 0 | 0 | 0 | 0 | 0 | 0 | 0 | 0 | 0 | 0 | 0 | 0 | 0 | 0 | 0 | 0 | 0 | 0 | 0
F5_Residential_CZ3 - Single Family_Existing_Miscellaneous_Natural Gas_Pool Heater_Realistic Achievable Potential | F5 | Residential | CZ3 - Single Family | Existing | Miscellaneous | Natural Gas | Pool Heater | Realistic Achievable Potential | Turnover | 0 | 0 | 0 | 0 | 0 | 0 | 0 | 0 | 0 | 0 | 0 | 0 | 0 | 0 | 0 | 0 | 0 | 0 | 0 | 0 | 0 | 0 | 0 | 0 | 0 | 0 | 0 | 0 | 0 | 0
F6_Residential_CZ3 - Single Family_Existing_Miscellaneous_Natural Gas_Pool Heater_Realistic Achievable Potential | F6 | Residential | CZ3 - Single Family | Existing | Miscellaneous | Natural Gas | Pool Heater | Realistic Achievable Potential | Avg. Replacement Usage | 0 | 0 | 0 | 0 | 0 | 0 | 0 | 0 | 0 | 0 | 0 | 0 | 0 | 0 | 0 | 0 | 0 | 0 | 0 | 0 | 0 | 0 | 0 | 0 | 0 | 0 | 0 | 0 | 0 | 0
F7_Residential_CZ3 - Single Family_Existing_Miscellaneous_Natural Gas_Pool Heater_Realistic Achievable Potential | F7 | Residential | CZ3 - Single Family | Existing | Miscellaneous | Natural Gas | Pool Heater | Realistic Achievable Potential | Avg. Replacement Demand (S) | 0 | 0 | 0 | 0 | 0 | 0 | 0 | 0 | 0 | 0 | 0 | 0 | 0 | 0 | 0 | 0 | 0 | 0 | 0 | 0 | 0 | 0 | 0 | 0 | 0 | 0 | 0 | 0 | 0 | 0
F8_Residential_CZ3 - Single Family_Existing_Miscellaneous_Natural Gas_Pool Heater_Realistic Achievable Potential | F8 | Residential | CZ3 - Single Family | Existing | Miscellaneous | Natural Gas | Pool Heater | Realistic Achievable Potential | Avg. Replacement Demand (W) | 0 | 0 | 0 | 0 | 0 | 0 | 0 | 0 | 0 | 0 | 0 | 0 | 0 | 0 | 0 | 0 | 0 | 0 | 0 | 0 | 0 | 0 | 0 | 0 | 0 | 0 | 0 | 0 | 0 | 0
F1_Residential_CZ3 - Single Family_Existing_Miscellaneous_Natural Gas_Miscellaneous_Realistic Achievable Potential | F1 | Residential | CZ3 - Single Family | Existing | Miscellaneous | Natural Gas | Miscellaneous | Realistic Achievable Potential | Units | 0 | 0 | 0 | 0 | 0 | 0 | 0 | 0 | 0 | 0 | 0 | 0 | 0 | 0 | 0 | 0 | 0 | 0 | 0 | 0 | 0 | 0 | 0 | 0 | 0 | 0 | 0 | 0 | 0 | 0
F2_Residential_CZ3 - Single Family_Existing_Miscellaneous_Natural Gas_Miscellaneous_Realistic Achievable Potential | F2 | Residential | CZ3 - Single Family | Existing | Miscellaneous | Natural Gas | Miscellaneous | Realistic Achievable Potential | Usage (MMtherm) | 0 | 0 | 0 | 0 | 0 | 0 | 0 | 0 | 0 | 0 | 0 | 0 | 0 | 0 | 0 | 0 | 0 | 0 | 0 | 0 | 0 | 0 | 0 | 0 | 0 | 0 | 0 | 0 | 0 | 0
F3_Residential_CZ3 - Single Family_Existing_Miscellaneous_Natural Gas_Miscellaneous_Realistic Achievable Potential | F3 | Residential | CZ3 - Single Family | Existing | Miscellaneous | Natural Gas | Miscellaneous | Realistic Achievable Potential | Peak Demand (S) | 0 | 0 | 0 | 0 | 0 | 0 | 0 | 0 | 0 | 0 | 0 | 0 | 0 | 0 | 0 | 0 | 0 | 0 | 0 | 0 | 0 | 0 | 0 | 0 | 0 | 0 | 0 | 0 | 0 | 0
F4_Residential_CZ3 - Single Family_Existing_Miscellaneous_Natural Gas_Miscellaneous_Realistic Achievable Potential | F4 | Residential | CZ3 - Single Family | Existing | Miscellaneous | Natural Gas | Miscellaneous | Realistic Achievable Potential | Peak Demand (W) | 0 | 0 | 0 | 0 | 0 | 0 | 0 | 0 | 0 | 0 | 0 | 0 | 0 | 0 | 0 | 0 | 0 | 0 | 0 | 0 | 0 | 0 | 0 | 0 | 0 | 0 | 0 | 0 | 0 | 0
F5_Residential_CZ3 - Single Family_Existing_Miscellaneous_Natural Gas_Miscellaneous_Realistic Achievable Potential | F5 | Residential | CZ3 - Single Family | Existing | Miscellaneous | Natural Gas | Miscellaneous | Realistic Achievable Potential | Turnover | 0 | 0 | 0 | 0 | 0 | 0 | 0 | 0 | 0 | 0 | 0 | 0 | 0 | 0 | 0 | 0 | 0 | 0 | 0 | 0 | 0 | 0 | 0 | 0 | 0 | 0 | 0 | 0 | 0 | 0
F6_Residential_CZ3 - Single Family_Existing_Miscellaneous_Natural Gas_Miscellaneous_Realistic Achievable Potential | F6 | Residential | CZ3 - Single Family | Existing | Miscellaneous | Natural Gas | Miscellaneous | Realistic Achievable Potential | Avg. Replacement Usage | 0 | 0 | 0 | 0 | 0 | 0 | 0 | 0 | 0 | 0 | 0 | 0 | 0 | 0 | 0 | 0 | 0 | 0 | 0 | 0 | 0 | 0 | 0 | 0 | 0 | 0 | 0 | 0 | 0 | 0
F7_Residential_CZ3 - Single Family_Existing_Miscellaneous_Natural Gas_Miscellaneous_Realistic Achievable Potential | F7 | Residential | CZ3 - Single Family | Existing | Miscellaneous | Natural Gas | Miscellaneous | Realistic Achievable Potential | Avg. Replacement Demand (S) | 0 | 0 | 0 | 0 | 0 | 0 | 0 | 0 | 0 | 0 | 0 | 0 | 0 | 0 | 0 | 0 | 0 | 0 | 0 | 0 | 0 | 0 | 0 | 0 | 0 | 0 | 0 | 0 | 0 | 0
F8_Residential_CZ3 - Single Family_Existing_Miscellaneous_Natural Gas_Miscellaneous_Realistic Achievable Potential | F8 | Residential | CZ3 - Single Family | Existing | Miscellaneous | Natural Gas | Miscellaneous | Realistic Achievable Potential | Avg. Replacement Demand (W) | 0 | 0 | 0 | 0 | 0 | 0 | 0 | 0 | 0 | 0 | 0 | 0 | 0 | 0 | 0 | 0 | 0 | 0 | 0 | 0 | 0 | 0 | 0 | 0 | 0 | 0 | 0 | 0 | 0 | 0
F1_Residential_CZ3 - Single Family_New_Space Heating_Natural Gas_Furnace - Direct Fuel_Realistic Achievable Potential | F1 | Residential | CZ3 - Single Family | New | Space Heating | Natural Gas | Furnace - Direct Fuel | Realistic Achievable Potential | Units | 0 | 0 | 0 | 0 | 0 | 0 | 0 | 0 | 0 | 0 | 0 | 0 | 0 | 0 | 0 | 0 | 0 | 0 | 0 | 0 | 0 | 0 | 0 | 0 | 0 | 0 | 0 | 0 | 0 | 0
F2_Residential_CZ3 - Single Family_New_Space Heating_Natural Gas_Furnace - Direct Fuel_Realistic Achievable Potential | F2 | Residential | CZ3 - Single Family | New | Space Heating | Natural Gas | Furnace - Direct Fuel | Realistic Achievable Potential | Usage (MMtherm) | 0 | 0 | 0 | 0 | 0 | 0 | 0 | 0 | 0 | 0 | 0 | 0 | 0 | 0 | 0 | 0 | 0 | 0 | 0 | 0 | 0 | 0 | 0 | 0 | 0 | 0 | 0 | 0 | 0 | 0
F3_Residential_CZ3 - Single Family_New_Space Heating_Natural Gas_Furnace - Direct Fuel_Realistic Achievable Potential | F3 | Residential | CZ3 - Single Family | New | Space Heating | Natural Gas | Furnace - Direct Fuel | Realistic Achievable Potential | Peak Demand (S) | 0 | 0 | 0 | 0 | 0 | 0 | 0 | 0 | 0 | 0 | 0 | 0 | 0 | 0 | 0 | 0 | 0 | 0 | 0 | 0 | 0 | 0 | 0 | 0 | 0 | 0 | 0 | 0 | 0 | 0
F4_Residential_CZ3 - Single Family_New_Space Heating_Natural Gas_Furnace - Direct Fuel_Realistic Achievable Potential | F4 | Residential | CZ3 - Single Family | New | Space Heating | Natural Gas | Furnace - Direct Fuel | Realistic Achievable Potential | Peak Demand (W) | 0 | 0 | 0 | 0 | 0 | 0 | 0 | 0 | 0 | 0 | 0 | 0 | 0 | 0 | 0 | 0 | 0 | 0 | 0 | 0 | 0 | 0 | 0 | 0 | 0 | 0 | 0 | 0 | 0 | 0
F5_Residential_CZ3 - Single Family_New_Space Heating_Natural Gas_Furnace - Direct Fuel_Realistic Achievable Potential | F5 | Residential | CZ3 - Single Family | New | Space Heating | Natural Gas | Furnace - Direct Fuel | Realistic Achievable Potential | Turnover | 0 | 0 | 0 | 0 | 0 | 0 | 0 | 0 | 0 | 0 | 0 | 0 | 0 | 0 | 0 | 0 | 0 | 0 | 0 | 0 | 0 | 0 | 0 | 0 | 0 | 0 | 0 | 0 | 0 | 0
F6_Residential_CZ3 - Single Family_New_Space Heating_Natural Gas_Furnace - Direct Fuel_Realistic Achievable Potential | F6 | Residential | CZ3 - Single Family | New | Space Heating | Natural Gas | Furnace - Direct Fuel | Realistic Achievable Potential | Avg. Replacement Usage | 0 | 0 | 0 | 0 | 0 | 0 | 0 | 0 | 0 | 0 | 0 | 0 | 0 | 0 | 0 | 0 | 0 | 0 | 0 | 0 | 0 | 0 | 0 | 0 | 0 | 0 | 0 | 0 | 0 | 0
F7_Residential_CZ3 - Single Family_New_Space Heating_Natural Gas_Furnace - Direct Fuel_Realistic Achievable Potential | F7 | Residential | CZ3 - Single Family | New | Space Heating | Natural Gas | Furnace - Direct Fuel | Realistic Achievable Potential | Avg. Replacement Demand (S) | 0 | 0 | 0 | 0 | 0 | 0 | 0 | 0 | 0 | 0 | 0 | 0 | 0 | 0 | 0 | 0 | 0 | 0 | 0 | 0 | 0 | 0 | 0 | 0 | 0 | 0 | 0 | 0 | 0 | 0
F8_Residential_CZ3 - Single Family_New_Space Heating_Natural Gas_Furnace - Direct Fuel_Realistic Achievable Potential | F8 | Residential | CZ3 - Single Family | New | Space Heating | Natural Gas | Furnace - Direct Fuel | Realistic Achievable Potential | Avg. Replacement Demand (W) | 0 | 0 | 0 | 0 | 0 | 0 | 0 | 0 | 0 | 0 | 0 | 0 | 0 | 0 | 0 | 0 | 0 | 0 | 0 | 0 | 0 | 0 | 0 | 0 | 0 | 0 | 0 | 0 | 0 | 0
F1_Residential_CZ3 - Single Family_New_Space Heating_Natural Gas_Boiler - Direct Fuel_Realistic Achievable Potential | F1 | Residential | CZ3 - Single Family | New | Space Heating | Natural Gas | Boiler - Direct Fuel | Realistic Achievable Potential | Units | 0 | 0 | 0 | 0 | 0 | 0 | 0 | 0 | 0 | 0 | 0 | 0 | 0 | 0 | 0 | 0 | 0 | 0 | 0 | 0 | 0 | 0 | 0 | 0 | 0 | 0 | 0 | 0 | 0 | 0
F2_Residential_CZ3 - Single Family_New_Space Heating_Natural Gas_Boiler - Direct Fuel_Realistic Achievable Potential | F2 | Residential | CZ3 - Single Family | New | Space Heating | Natural Gas | Boiler - Direct Fuel | Realistic Achievable Potential | Usage (MMtherm) | 0 | 0 | 0 | 0 | 0 | 0 | 0 | 0 | 0 | 0 | 0 | 0 | 0 | 0 | 0 | 0 | 0 | 0 | 0 | 0 | 0 | 0 | 0 | 0 | 0 | 0 | 0 | 0 | 0 | 0
F3_Residential_CZ3 - Single Family_New_Space Heating_Natural Gas_Boiler - Direct Fuel_Realistic Achievable Potential | F3 | Residential | CZ3 - Single Family | New | Space Heating | Natural Gas | Boiler - Direct Fuel | Realistic Achievable Potential | Peak Demand (S) | 0 | 0 | 0 | 0 | 0 | 0 | 0 | 0 | 0 | 0 | 0 | 0 | 0 | 0 | 0 | 0 | 0 | 0 | 0 | 0 | 0 | 0 | 0 | 0 | 0 | 0 | 0 | 0 | 0 | 0
F4_Residential_CZ3 - Single Family_New_Space Heating_Natural Gas_Boiler - Direct Fuel_Realistic Achievable Potential | F4 | Residential | CZ3 - Single Family | New | Space Heating | Natural Gas | Boiler - Direct Fuel | Realistic Achievable Potential | Peak Demand (W) | 0 | 0 | 0 | 0 | 0 | 0 | 0 | 0 | 0 | 0 | 0 | 0 | 0 | 0 | 0 | 0 | 0 | 0 | 0 | 0 | 0 | 0 | 0 | 0 | 0 | 0 | 0 | 0 | 0 | 0
F5_Residential_CZ3 - Single Family_New_Space Heating_Natural Gas_Boiler - Direct Fuel_Realistic Achievable Potential | F5 | Residential | CZ3 - Single Family | New | Space Heating | Natural Gas | Boiler - Direct Fuel | Realistic Achievable Potential | Turnover | 0 | 0 | 0 | 0 | 0 | 0 | 0 | 0 | 0 | 0 | 0 | 0 | 0 | 0 | 0 | 0 | 0 | 0 | 0 | 0 | 0 | 0 | 0 | 0 | 0 | 0 | 0 | 0 | 0 | 0
F6_Residential_CZ3 - Single Family_New_Space Heating_Natural Gas_Boiler - Direct Fuel_Realistic Achievable Potential | F6 | Residential | CZ3 - Single Family | New | Space Heating | Natural Gas | Boiler - Direct Fuel | Realistic Achievable Potential | Avg. Replacement Usage | 0 | 0 | 0 | 0 | 0 | 0 | 0 | 0 | 0 | 0 | 0 | 0 | 0 | 0 | 0 | 0 | 0 | 0 | 0 | 0 | 0 | 0 | 0 | 0 | 0 | 0 | 0 | 0 | 0 | 0
F7_Residential_CZ3 - Single Family_New_Space Heating_Natural Gas_Boiler - Direct Fuel_Realistic Achievable Potential | F7 | Residential | CZ3 - Single Family | New | Space Heating | Natural Gas | Boiler - Direct Fuel | Realistic Achievable Potential | Avg. Replacement Demand (S) | 0 | 0 | 0 | 0 | 0 | 0 | 0 | 0 | 0 | 0 | 0 | 0 | 0 | 0 | 0 | 0 | 0 | 0 | 0 | 0 | 0 | 0 | 0 | 0 | 0 | 0 | 0 | 0 | 0 | 0
F8_Residential_CZ3 - Single Family_New_Space Heating_Natural Gas_Boiler - Direct Fuel_Realistic Achievable Potential | F8 | Residential | CZ3 - Single Family | New | Space Heating | Natural Gas | Boiler - Direct Fuel | Realistic Achievable Potential | Avg. Replacement Demand (W) | 0 | 0 | 0 | 0 | 0 | 0 | 0 | 0 | 0 | 0 | 0 | 0 | 0 | 0 | 0 | 0 | 0 | 0 | 0 | 0 | 0 | 0 | 0 | 0 | 0 | 0 | 0 | 0 | 0 | 0
F1_Residential_CZ3 - Single Family_New_Secondary Heating_Natural Gas_Fireplace_Realistic Achievable Potential | F1 | Residential | CZ3 - Single Family | New | Secondary Heating | Natural Gas | Fireplace | Realistic Achievable Potential | Units | 0 | 0 | 0 | 0 | 0 | 0 | 0 | 0 | 0 | 0 | 0 | 0 | 0 | 0 | 0 | 0 | 0 | 0 | 0 | 0 | 0 | 0 | 0 | 0 | 0 | 0 | 0 | 0 | 0 | 0
F2_Residential_CZ3 - Single Family_New_Secondary Heating_Natural Gas_Fireplace_Realistic Achievable Potential | F2 | Residential | CZ3 - Single Family | New | Secondary Heating | Natural Gas | Fireplace | Realistic Achievable Potential | Usage (MMtherm) | 0 | 0 | 0 | 0 | 0 | 0 | 0 | 0 | 0 | 0 | 0 | 0 | 0 | 0 | 0 | 0 | 0 | 0 | 0 | 0 | 0 | 0 | 0 | 0 | 0 | 0 | 0 | 0 | 0 | 0
F3_Residential_CZ3 - Single Family_New_Secondary Heating_Natural Gas_Fireplace_Realistic Achievable Potential | F3 | Residential | CZ3 - Single Family | New | Secondary Heating | Natural Gas | Fireplace | Realistic Achievable Potential | Peak Demand (S) | 0 | 0 | 0 | 0 | 0 | 0 | 0 | 0 | 0 | 0 | 0 | 0 | 0 | 0 | 0 | 0 | 0 | 0 | 0 | 0 | 0 | 0 | 0 | 0 | 0 | 0 | 0 | 0 | 0 | 0
F4_Residential_CZ3 - Single Family_New_Secondary Heating_Natural Gas_Fireplace_Realistic Achievable Potential | F4 | Residential | CZ3 - Single Family | New | Secondary Heating | Natural Gas | Fireplace | Realistic Achievable Potential | Peak Demand (W) | 0 | 0 | 0 | 0 | 0 | 0 | 0 | 0 | 0 | 0 | 0 | 0 | 0 | 0 | 0 | 0 | 0 | 0 | 0 | 0 | 0 | 0 | 0 | 0 | 0 | 0 | 0 | 0 | 0 | 0
F5_Residential_CZ3 - Single Family_New_Secondary Heating_Natural Gas_Fireplace_Realistic Achievable Potential | F5 | Residential | CZ3 - Single Family | New | Secondary Heating | Natural Gas | Fireplace | Realistic Achievable Potential | Turnover | 0 | 0 | 0 | 0 | 0 | 0 | 0 | 0 | 0 | 0 | 0 | 0 | 0 | 0 | 0 | 0 | 0 | 0 | 0 | 0 | 0 | 0 | 0 | 0 | 0 | 0 | 0 | 0 | 0 | 0
F6_Residential_CZ3 - Single Family_New_Secondary Heating_Natural Gas_Fireplace_Realistic Achievable Potential | F6 | Residential | CZ3 - Single Family | New | Secondary Heating | Natural Gas | Fireplace | Realistic Achievable Potential | Avg. Replacement Usage | 0 | 0 | 0 | 0 | 0 | 0 | 0 | 0 | 0 | 0 | 0 | 0 | 0 | 0 | 0 | 0 | 0 | 0 | 0 | 0 | 0 | 0 | 0 | 0 | 0 | 0 | 0 | 0 | 0 | 0
F7_Residential_CZ3 - Single Family_New_Secondary Heating_Natural Gas_Fireplace_Realistic Achievable Potential | F7 | Residential | CZ3 - Single Family | New | Secondary Heating | Natural Gas | Fireplace | Realistic Achievable Potential | Avg. Replacement Demand (S) | 0 | 0 | 0 | 0 | 0 | 0 | 0 | 0 | 0 | 0 | 0 | 0 | 0 | 0 | 0 | 0 | 0 | 0 | 0 | 0 | 0 | 0 | 0 | 0 | 0 | 0 | 0 | 0 | 0 | 0
F8_Residential_CZ3 - Single Family_New_Secondary Heating_Natural Gas_Fireplace_Realistic Achievable Potential | F8 | Residential | CZ3 - Single Family | New | Secondary Heating | Natural Gas | Fireplace | Realistic Achievable Potential | Avg. Replacement Demand (W) | 0 | 0 | 0 | 0 | 0 | 0 | 0 | 0 | 0 | 0 | 0 | 0 | 0 | 0 | 0 | 0 | 0 | 0 | 0 | 0 | 0 | 0 | 0 | 0 | 0 | 0 | 0 | 0 | 0 | 0
F1_Residential_CZ3 - Single Family_New_Water Heating_Natural Gas_Water Heater <= 55 gal._Realistic Achievable Potential | F1 | Residential | CZ3 - Single Family | New | Water Heating | Natural Gas | Water Heater <= 55 gal. | Realistic Achievable Potential | Units | 0 | 0 | 0 | 0 | 0 | 0 | 0 | 0 | 0 | 0 | 0 | 0 | 0 | 0 | 0 | 0 | 0 | 0 | 0 | 0 | 0 | 0 | 0 | 0 | 0 | 0 | 0 | 0 | 0 | 0
F2_Residential_CZ3 - Single Family_New_Water Heating_Natural Gas_Water Heater <= 55 gal._Realistic Achievable Potential | F2 | Residential | CZ3 - Single Family | New | Water Heating | Natural Gas | Water Heater <= 55 gal. | Realistic Achievable Potential | Usage (MMtherm) | 0 | 0 | 0 | 0 | 0 | 0 | 0 | 0 | 0 | 0 | 0 | 0 | 0 | 0 | 0 | 0 | 0 | 0 | 0 | 0 | 0 | 0 | 0 | 0 | 0 | 0 | 0 | 0 | 0 | 0
F3_Residential_CZ3 - Single Family_New_Water Heating_Natural Gas_Water Heater <= 55 gal._Realistic Achievable Potential | F3 | Residential | CZ3 - Single Family | New | Water Heating | Natural Gas | Water Heater <= 55 gal. | Realistic Achievable Potential | Peak Demand (S) | 0 | 0 | 0 | 0 | 0 | 0 | 0 | 0 | 0 | 0 | 0 | 0 | 0 | 0 | 0 | 0 | 0 | 0 | 0 | 0 | 0 | 0 | 0 | 0 | 0 | 0 | 0 | 0 | 0 | 0
F4_Residential_CZ3 - Single Family_New_Water Heating_Natural Gas_Water Heater <= 55 gal._Realistic Achievable Potential | F4 | Residential | CZ3 - Single Family | New | Water Heating | Natural Gas | Water Heater <= 55 gal. | Realistic Achievable Potential | Peak Demand (W) | 0 | 0 | 0 | 0 | 0 | 0 | 0 | 0 | 0 | 0 | 0 | 0 | 0 | 0 | 0 | 0 | 0 | 0 | 0 | 0 | 0 | 0 | 0 | 0 | 0 | 0 | 0 | 0 | 0 | 0
F5_Residential_CZ3 - Single Family_New_Water Heating_Natural Gas_Water Heater <= 55 gal._Realistic Achievable Potential | F5 | Residential | CZ3 - Single Family | New | Water Heating | Natural Gas | Water Heater <= 55 gal. | Realistic Achievable Potential | Turnover | 0 | 0 | 0 | 0 | 0 | 0 | 0 | 0 | 0 | 0 | 0 | 0 | 0 | 0 | 0 | 0 | 0 | 0 | 0 | 0 | 0 | 0 | 0 | 0 | 0 | 0 | 0 | 0 | 0 | 0
F6_Residential_CZ3 - Single Family_New_Water Heating_Natural Gas_Water Heater <= 55 gal._Realistic Achievable Potential | F6 | Residential | CZ3 - Single Family | New | Water Heating | Natural Gas | Water Heater <= 55 gal. | Realistic Achievable Potential | Avg. Replacement Usage | 0 | 0 | 0 | 0 | 0 | 0 | 0 | 0 | 0 | 0 | 0 | 0 | 0 | 0 | 0 | 0 | 0 | 0 | 0 | 0 | 0 | 0 | 0 | 0 | 0 | 0 | 0 | 0 | 0 | 0
F7_Residential_CZ3 - Single Family_New_Water Heating_Natural Gas_Water Heater <= 55 gal._Realistic Achievable Potential | F7 | Residential | CZ3 - Single Family | New | Water Heating | Natural Gas | Water Heater <= 55 gal. | Realistic Achievable Potential | Avg. Replacement Demand (S) | 0 | 0 | 0 | 0 | 0 | 0 | 0 | 0 | 0 | 0 | 0 | 0 | 0 | 0 | 0 | 0 | 0 | 0 | 0 | 0 | 0 | 0 | 0 | 0 | 0 | 0 | 0 | 0 | 0 | 0
F8_Residential_CZ3 - Single Family_New_Water Heating_Natural Gas_Water Heater <= 55 gal._Realistic Achievable Potential | F8 | Residential | CZ3 - Single Family | New | Water Heating | Natural Gas | Water Heater <= 55 gal. | Realistic Achievable Potential | Avg. Replacement Demand (W) | 0 | 0 | 0 | 0 | 0 | 0 | 0 | 0 | 0 | 0 | 0 | 0 | 0 | 0 | 0 | 0 | 0 | 0 | 0 | 0 | 0 | 0 | 0 | 0 | 0 | 0 | 0 | 0 | 0 | 0
F1_Residential_CZ3 - Single Family_New_Water Heating_Natural Gas_Water Heater > 55 gal._Realistic Achievable Potential | F1 | Residential | CZ3 - Single Family | New | Water Heating | Natural Gas | Water Heater > 55 gal. | Realistic Achievable Potential | Units | 0 | 0 | 0 | 0 | 0 | 0 | 0 | 0 | 0 | 0 | 0 | 0 | 0 | 0 | 0 | 0 | 0 | 0 | 0 | 0 | 0 | 0 | 0 | 0 | 0 | 0 | 0 | 0 | 0 | 0
F2_Residential_CZ3 - Single Family_New_Water Heating_Natural Gas_Water Heater > 55 gal._Realistic Achievable Potential | F2 | Residential | CZ3 - Single Family | New | Water Heating | Natural Gas | Water Heater > 55 gal. | Realistic Achievable Potential | Usage (MMtherm) | 0 | 0 | 0 | 0 | 0 | 0 | 0 | 0 | 0 | 0 | 0 | 0 | 0 | 0 | 0 | 0 | 0 | 0 | 0 | 0 | 0 | 0 | 0 | 0 | 0 | 0 | 0 | 0 | 0 | 0
F3_Residential_CZ3 - Single Family_New_Water Heating_Natural Gas_Water Heater > 55 gal._Realistic Achievable Potential | F3 | Residential | CZ3 - Single Family | New | Water Heating | Natural Gas | Water Heater > 55 gal. | Realistic Achievable Potential | Peak Demand (S) | 0 | 0 | 0 | 0 | 0 | 0 | 0 | 0 | 0 | 0 | 0 | 0 | 0 | 0 | 0 | 0 | 0 | 0 | 0 | 0 | 0 | 0 | 0 | 0 | 0 | 0 | 0 | 0 | 0 | 0
F4_Residential_CZ3 - Single Family_New_Water Heating_Natural Gas_Water Heater > 55 gal._Realistic Achievable Potential | F4 | Residential | CZ3 - Single Family | New | Water Heating | Natural Gas | Water Heater > 55 gal. | Realistic Achievable Potential | Peak Demand (W) | 0 | 0 | 0 | 0 | 0 | 0 | 0 | 0 | 0 | 0 | 0 | 0 | 0 | 0 | 0 | 0 | 0 | 0 | 0 | 0 | 0 | 0 | 0 | 0 | 0 | 0 | 0 | 0 | 0 | 0
F5_Residential_CZ3 - Single Family_New_Water Heating_Natural Gas_Water Heater > 55 gal._Realistic Achievable Potential | F5 | Residential | CZ3 - Single Family | New | Water Heating | Natural Gas | Water Heater > 55 gal. | Realistic Achievable Potential | Turnover | 0 | 0 | 0 | 0 | 0 | 0 | 0 | 0 | 0 | 0 | 0 | 0 | 0 | 0 | 0 | 0 | 0 | 0 | 0 | 0 | 0 | 0 | 0 | 0 | 0 | 0 | 0 | 0 | 0 | 0
F6_Residential_CZ3 - Single Family_New_Water Heating_Natural Gas_Water Heater > 55 gal._Realistic Achievable Potential | F6 | Residential | CZ3 - Single Family | New | Water Heating | Natural Gas | Water Heater > 55 gal. | Realistic Achievable Potential | Avg. Replacement Usage | 0 | 0 | 0 | 0 | 0 | 0 | 0 | 0 | 0 | 0 | 0 | 0 | 0 | 0 | 0 | 0 | 0 | 0 | 0 | 0 | 0 | 0 | 0 | 0 | 0 | 0 | 0 | 0 | 0 | 0
F7_Residential_CZ3 - Single Family_New_Water Heating_Natural Gas_Water Heater > 55 gal._Realistic Achievable Potential | F7 | Residential | CZ3 - Single Family | New | Water Heating | Natural Gas | Water Heater > 55 gal. | Realistic Achievable Potential | Avg. Replacement Demand (S) | 0 | 0 | 0 | 0 | 0 | 0 | 0 | 0 | 0 | 0 | 0 | 0 | 0 | 0 | 0 | 0 | 0 | 0 | 0 | 0 | 0 | 0 | 0 | 0 | 0 | 0 | 0 | 0 | 0 | 0
F8_Residential_CZ3 - Single Family_New_Water Heating_Natural Gas_Water Heater > 55 gal._Realistic Achievable Potential | F8 | Residential | CZ3 - Single Family | New | Water Heating | Natural Gas | Water Heater > 55 gal. | Realistic Achievable Potential | Avg. Replacement Demand (W) | 0 | 0 | 0 | 0 | 0 | 0 | 0 | 0 | 0 | 0 | 0 | 0 | 0 | 0 | 0 | 0 | 0 | 0 | 0 | 0 | 0 | 0 | 0 | 0 | 0 | 0 | 0 | 0 | 0 | 0
F1_Residential_CZ3 - Single Family_New_Appliances_Natural Gas_Clothes Dryer_Realistic Achievable Potential | F1 | Residential | CZ3 - Single Family | New | Appliances | Natural Gas | Clothes Dryer | Realistic Achievable Potential | Units | 0 | 0 | 0 | 0 | 0 | 0 | 0 | 0 | 0 | 0 | 0 | 0 | 0 | 0 | 0 | 0 | 0 | 0 | 0 | 0 | 0 | 0 | 0 | 0 | 0 | 0 | 0 | 0 | 0 | 0
F2_Residential_CZ3 - Single Family_New_Appliances_Natural Gas_Clothes Dryer_Realistic Achievable Potential | F2 | Residential | CZ3 - Single Family | New | Appliances | Natural Gas | Clothes Dryer | Realistic Achievable Potential | Usage (MMtherm) | 0 | 0 | 0 | 0 | 0 | 0 | 0 | 0 | 0 | 0 | 0 | 0 | 0 | 0 | 0 | 0 | 0 | 0 | 0 | 0 | 0 | 0 | 0 | 0 | 0 | 0 | 0 | 0 | 0 | 0
F3_Residential_CZ3 - Single Family_New_Appliances_Natural Gas_Clothes Dryer_Realistic Achievable Potential | F3 | Residential | CZ3 - Single Family | New | Appliances | Natural Gas | Clothes Dryer | Realistic Achievable Potential | Peak Demand (S) | 0 | 0 | 0 | 0 | 0 | 0 | 0 | 0 | 0 | 0 | 0 | 0 | 0 | 0 | 0 | 0 | 0 | 0 | 0 | 0 | 0 | 0 | 0 | 0 | 0 | 0 | 0 | 0 | 0 | 0
F4_Residential_CZ3 - Single Family_New_Appliances_Natural Gas_Clothes Dryer_Realistic Achievable Potential | F4 | Residential | CZ3 - Single Family | New | Appliances | Natural Gas | Clothes Dryer | Realistic Achievable Potential | Peak Demand (W) | 0 | 0 | 0 | 0 | 0 | 0 | 0 | 0 | 0 | 0 | 0 | 0 | 0 | 0 | 0 | 0 | 0 | 0 | 0 | 0 | 0 | 0 | 0 | 0 | 0 | 0 | 0 | 0 | 0 | 0
F5_Residential_CZ3 - Single Family_New_Appliances_Natural Gas_Clothes Dryer_Realistic Achievable Potential | F5 | Residential | CZ3 - Single Family | New | Appliances | Natural Gas | Clothes Dryer | Realistic Achievable Potential | Turnover | 0 | 0 | 0 | 0 | 0 | 0 | 0 | 0 | 0 | 0 | 0 | 0 | 0 | 0 | 0 | 0 | 0 | 0 | 0 | 0 | 0 | 0 | 0 | 0 | 0 | 0 | 0 | 0 | 0 | 0
F6_Residential_CZ3 - Single Family_New_Appliances_Natural Gas_Clothes Dryer_Realistic Achievable Potential | F6 | Residential | CZ3 - Single Family | New | Appliances | Natural Gas | Clothes Dryer | Realistic Achievable Potential | Avg. Replacement Usage | 0 | 0 | 0 | 0 | 0 | 0 | 0 | 0 | 0 | 0 | 0 | 0 | 0 | 0 | 0 | 0 | 0 | 0 | 0 | 0 | 0 | 0 | 0 | 0 | 0 | 0 | 0 | 0 | 0 | 0
F7_Residential_CZ3 - Single Family_New_Appliances_Natural Gas_Clothes Dryer_Realistic Achievable Potential | F7 | Residential | CZ3 - Single Family | New | Appliances | Natural Gas | Clothes Dryer | Realistic Achievable Potential | Avg. Replacement Demand (S) | 0 | 0 | 0 | 0 | 0 | 0 | 0 | 0 | 0 | 0 | 0 | 0 | 0 | 0 | 0 | 0 | 0 | 0 | 0 | 0 | 0 | 0 | 0 | 0 | 0 | 0 | 0 | 0 | 0 | 0
F8_Residential_CZ3 - Single Family_New_Appliances_Natural Gas_Clothes Dryer_Realistic Achievable Potential | F8 | Residential | CZ3 - Single Family | New | Appliances | Natural Gas | Clothes Dryer | Realistic Achievable Potential | Avg. Replacement Demand (W) | 0 | 0 | 0 | 0 | 0 | 0 | 0 | 0 | 0 | 0 | 0 | 0 | 0 | 0 | 0 | 0 | 0 | 0 | 0 | 0 | 0 | 0 | 0 | 0 | 0 | 0 | 0 | 0 | 0 | 0
F1_Residential_CZ3 - Single Family_New_Appliances_Natural Gas_Stove/Oven_Realistic Achievable Potential | F1 | Residential | CZ3 - Single Family | New | Appliances | Natural Gas | Stove/Oven | Realistic Achievable Potential | Units | 0 | 0 | 0 | 0 | 0 | 0 | 0 | 0 | 0 | 0 | 0 | 0 | 0 | 0 | 0 | 0 | 0 | 0 | 0 | 0 | 0 | 0 | 0 | 0 | 0 | 0 | 0 | 0 | 0 | 0
F2_Residential_CZ3 - Single Family_New_Appliances_Natural Gas_Stove/Oven_Realistic Achievable Potential | F2 | Residential | CZ3 - Single Family | New | Appliances | Natural Gas | Stove/Oven | Realistic Achievable Potential | Usage (MMtherm) | 0 | 0 | 0 | 0 | 0 | 0 | 0 | 0 | 0 | 0 | 0 | 0 | 0 | 0 | 0 | 0 | 0 | 0 | 0 | 0 | 0 | 0 | 0 | 0 | 0 | 0 | 0 | 0 | 0 | 0
F3_Residential_CZ3 - Single Family_New_Appliances_Natural Gas_Stove/Oven_Realistic Achievable Potential | F3 | Residential | CZ3 - Single Family | New | Appliances | Natural Gas | Stove/Oven | Realistic Achievable Potential | Peak Demand (S) | 0 | 0 | 0 | 0 | 0 | 0 | 0 | 0 | 0 | 0 | 0 | 0 | 0 | 0 | 0 | 0 | 0 | 0 | 0 | 0 | 0 | 0 | 0 | 0 | 0 | 0 | 0 | 0 | 0 | 0
F4_Residential_CZ3 - Single Family_New_Appliances_Natural Gas_Stove/Oven_Realistic Achievable Potential | F4 | Residential | CZ3 - Single Family | New | Appliances | Natural Gas | Stove/Oven | Realistic Achievable Potential | Peak Demand (W) | 0 | 0 | 0 | 0 | 0 | 0 | 0 | 0 | 0 | 0 | 0 | 0 | 0 | 0 | 0 | 0 | 0 | 0 | 0 | 0 | 0 | 0 | 0 | 0 | 0 | 0 | 0 | 0 | 0 | 0
F5_Residential_CZ3 - Single Family_New_Appliances_Natural Gas_Stove/Oven_Realistic Achievable Potential | F5 | Residential | CZ3 - Single Family | New | Appliances | Natural Gas | Stove/Oven | Realistic Achievable Potential | Turnover | 0 | 0 | 0 | 0 | 0 | 0 | 0 | 0 | 0 | 0 | 0 | 0 | 0 | 0 | 0 | 0 | 0 | 0 | 0 | 0 | 0 | 0 | 0 | 0 | 0 | 0 | 0 | 0 | 0 | 0
F6_Residential_CZ3 - Single Family_New_Appliances_Natural Gas_Stove/Oven_Realistic Achievable Potential | F6 | Residential | CZ3 - Single Family | New | Appliances | Natural Gas | Stove/Oven | Realistic Achievable Potential | Avg. Replacement Usage | 0 | 0 | 0 | 0 | 0 | 0 | 0 | 0 | 0 | 0 | 0 | 0 | 0 | 0 | 0 | 0 | 0 | 0 | 0 | 0 | 0 | 0 | 0 | 0 | 0 | 0 | 0 | 0 | 0 | 0
F7_Residential_CZ3 - Single Family_New_Appliances_Natural Gas_Stove/Oven_Realistic Achievable Potential | F7 | Residential | CZ3 - Single Family | New | Appliances | Natural Gas | Stove/Oven | Realistic Achievable Potential | Avg. Replacement Demand (S) | 0 | 0 | 0 | 0 | 0 | 0 | 0 | 0 | 0 | 0 | 0 | 0 | 0 | 0 | 0 | 0 | 0 | 0 | 0 | 0 | 0 | 0 | 0 | 0 | 0 | 0 | 0 | 0 | 0 | 0
F8_Residential_CZ3 - Single Family_New_Appliances_Natural Gas_Stove/Oven_Realistic Achievable Potential | F8 | Residential | CZ3 - Single Family | New | Appliances | Natural Gas | Stove/Oven | Realistic Achievable Potential | Avg. Replacement Demand (W) | 0 | 0 | 0 | 0 | 0 | 0 | 0 | 0 | 0 | 0 | 0 | 0 | 0 | 0 | 0 | 0 | 0 | 0 | 0 | 0 | 0 | 0 | 0 | 0 | 0 | 0 | 0 | 0 | 0 | 0
F1_Residential_CZ3 - Single Family_New_Miscellaneous_Natural Gas_Pool Heater_Realistic Achievable Potential | F1 | Residential | CZ3 - Single Family | New | Miscellaneous | Natural Gas | Pool Heater | Realistic Achievable Potential | Units | 0 | 0 | 0 | 0 | 0 | 0 | 0 | 0 | 0 | 0 | 0 | 0 | 0 | 0 | 0 | 0 | 0 | 0 | 0 | 0 | 0 | 0 | 0 | 0 | 0 | 0 | 0 | 0 | 0 | 0
F2_Residential_CZ3 - Single Family_New_Miscellaneous_Natural Gas_Pool Heater_Realistic Achievable Potential | F2 | Residential | CZ3 - Single Family | New | Miscellaneous | Natural Gas | Pool Heater | Realistic Achievable Potential | Usage (MMtherm) | 0 | 0 | 0 | 0 | 0 | 0 | 0 | 0 | 0 | 0 | 0 | 0 | 0 | 0 | 0 | 0 | 0 | 0 | 0 | 0 | 0 | 0 | 0 | 0 | 0 | 0 | 0 | 0 | 0 | 0
F3_Residential_CZ3 - Single Family_New_Miscellaneous_Natural Gas_Pool Heater_Realistic Achievable Potential | F3 | Residential | CZ3 - Single Family | New | Miscellaneous | Natural Gas | Pool Heater | Realistic Achievable Potential | Peak Demand (S) | 0 | 0 | 0 | 0 | 0 | 0 | 0 | 0 | 0 | 0 | 0 | 0 | 0 | 0 | 0 | 0 | 0 | 0 | 0 | 0 | 0 | 0 | 0 | 0 | 0 | 0 | 0 | 0 | 0 | 0
F4_Residential_CZ3 - Single Family_New_Miscellaneous_Natural Gas_Pool Heater_Realistic Achievable Potential | F4 | Residential | CZ3 - Single Family | New | Miscellaneous | Natural Gas | Pool Heater | Realistic Achievable Potential | Peak Demand (W) | 0 | 0 | 0 | 0 | 0 | 0 | 0 | 0 | 0 | 0 | 0 | 0 | 0 | 0 | 0 | 0 | 0 | 0 | 0 | 0 | 0 | 0 | 0 | 0 | 0 | 0 | 0 | 0 | 0 | 0
F5_Residential_CZ3 - Single Family_New_Miscellaneous_Natural Gas_Pool Heater_Realistic Achievable Potential | F5 | Residential | CZ3 - Single Family | New | Miscellaneous | Natural Gas | Pool Heater | Realistic Achievable Potential | Turnover | 0 | 0 | 0 | 0 | 0 | 0 | 0 | 0 | 0 | 0 | 0 | 0 | 0 | 0 | 0 | 0 | 0 | 0 | 0 | 0 | 0 | 0 | 0 | 0 | 0 | 0 | 0 | 0 | 0 | 0
F6_Residential_CZ3 - Single Family_New_Miscellaneous_Natural Gas_Pool Heater_Realistic Achievable Potential | F6 | Residential | CZ3 - Single Family | New | Miscellaneous | Natural Gas | Pool Heater | Realistic Achievable Potential | Avg. Replacement Usage | 0 | 0 | 0 | 0 | 0 | 0 | 0 | 0 | 0 | 0 | 0 | 0 | 0 | 0 | 0 | 0 | 0 | 0 | 0 | 0 | 0 | 0 | 0 | 0 | 0 | 0 | 0 | 0 | 0 | 0
F7_Residential_CZ3 - Single Family_New_Miscellaneous_Natural Gas_Pool Heater_Realistic Achievable Potential | F7 | Residential | CZ3 - Single Family | New | Miscellaneous | Natural Gas | Pool Heater | Realistic Achievable Potential | Avg. Replacement Demand (S) | 0 | 0 | 0 | 0 | 0 | 0 | 0 | 0 | 0 | 0 | 0 | 0 | 0 | 0 | 0 | 0 | 0 | 0 | 0 | 0 | 0 | 0 | 0 | 0 | 0 | 0 | 0 | 0 | 0 | 0
F8_Residential_CZ3 - Single Family_New_Miscellaneous_Natural Gas_Pool Heater_Realistic Achievable Potential | F8 | Residential | CZ3 - Single Family | New | Miscellaneous | Natural Gas | Pool Heater | Realistic Achievable Potential | Avg. Replacement Demand (W) | 0 | 0 | 0 | 0 | 0 | 0 | 0 | 0 | 0 | 0 | 0 | 0 | 0 | 0 | 0 | 0 | 0 | 0 | 0 | 0 | 0 | 0 | 0 | 0 | 0 | 0 | 0 | 0 | 0 | 0
F1_Residential_CZ3 - Single Family_New_Miscellaneous_Natural Gas_Miscellaneous_Realistic Achievable Potential | F1 | Residential | CZ3 - Single Family | New | Miscellaneous | Natural Gas | Miscellaneous | Realistic Achievable Potential | Units | 0 | 0 | 0 | 0 | 0 | 0 | 0 | 0 | 0 | 0 | 0 | 0 | 0 | 0 | 0 | 0 | 0 | 0 | 0 | 0 | 0 | 0 | 0 | 0 | 0 | 0 | 0 | 0 | 0 | 0
F2_Residential_CZ3 - Single Family_New_Miscellaneous_Natural Gas_Miscellaneous_Realistic Achievable Potential | F2 | Residential | CZ3 - Single Family | New | Miscellaneous | Natural Gas | Miscellaneous | Realistic Achievable Potential | Usage (MMtherm) | 0 | 0 | 0 | 0 | 0 | 0 | 0 | 0 | 0 | 0 | 0 | 0 | 0 | 0 | 0 | 0 | 0 | 0 | 0 | 0 | 0 | 0 | 0 | 0 | 0 | 0 | 0 | 0 | 0 | 0
F3_Residential_CZ3 - Single Family_New_Miscellaneous_Natural Gas_Miscellaneous_Realistic Achievable Potential | F3 | Residential | CZ3 - Single Family | New | Miscellaneous | Natural Gas | Miscellaneous | Realistic Achievable Potential | Peak Demand (S) | 0 | 0 | 0 | 0 | 0 | 0 | 0 | 0 | 0 | 0 | 0 | 0 | 0 | 0 | 0 | 0 | 0 | 0 | 0 | 0 | 0 | 0 | 0 | 0 | 0 | 0 | 0 | 0 | 0 | 0
F4_Residential_CZ3 - Single Family_New_Miscellaneous_Natural Gas_Miscellaneous_Realistic Achievable Potential | F4 | Residential | CZ3 - Single Family | New | Miscellaneous | Natural Gas | Miscellaneous | Realistic Achievable Potential | Peak Demand (W) | 0 | 0 | 0 | 0 | 0 | 0 | 0 | 0 | 0 | 0 | 0 | 0 | 0 | 0 | 0 | 0 | 0 | 0 | 0 | 0 | 0 | 0 | 0 | 0 | 0 | 0 | 0 | 0 | 0 | 0
F5_Residential_CZ3 - Single Family_New_Miscellaneous_Natural Gas_Miscellaneous_Realistic Achievable Potential | F5 | Residential | CZ3 - Single Family | New | Miscellaneous | Natural Gas | Miscellaneous | Realistic Achievable Potential | Turnover | 0 | 0 | 0 | 0 | 0 | 0 | 0 | 0 | 0 | 0 | 0 | 0 | 0 | 0 | 0 | 0 | 0 | 0 | 0 | 0 | 0 | 0 | 0 | 0 | 0 | 0 | 0 | 0 | 0 | 0
F6_Residential_CZ3 - Single Family_New_Miscellaneous_Natural Gas_Miscellaneous_Realistic Achievable Potential | F6 | Residential | CZ3 - Single Family | New | Miscellaneous | Natural Gas | Miscellaneous | Realistic Achievable Potential | Avg. Replacement Usage | 0 | 0 | 0 | 0 | 0 | 0 | 0 | 0 | 0 | 0 | 0 | 0 | 0 | 0 | 0 | 0 | 0 | 0 | 0 | 0 | 0 | 0 | 0 | 0 | 0 | 0 | 0 | 0 | 0 | 0
F7_Residential_CZ3 - Single Family_New_Miscellaneous_Natural Gas_Miscellaneous_Realistic Achievable Potential | F7 | Residential | CZ3 - Single Family | New | Miscellaneous | Natural Gas | Miscellaneous | Realistic Achievable Potential | Avg. Replacement Demand (S) | 0 | 0 | 0 | 0 | 0 | 0 | 0 | 0 | 0 | 0 | 0 | 0 | 0 | 0 | 0 | 0 | 0 | 0 | 0 | 0 | 0 | 0 | 0 | 0 | 0 | 0 | 0 | 0 | 0 | 0
F8_Residential_CZ3 - Single Family_New_Miscellaneous_Natural Gas_Miscellaneous_Realistic Achievable Potential | F8 | Residential | CZ3 - Single Family | New | Miscellaneous | Natural Gas | Miscellaneous | Realistic Achievable Potential | Avg. Replacement Demand (W) | 0 | 0 | 0 | 0 | 0 | 0 | 0 | 0 | 0 | 0 | 0 | 0 | 0 | 0 | 0 | 0 | 0 | 0 | 0 | 0 | 0 | 0 | 0 | 0 | 0 | 0 | 0 | 0 | 0 | 0
F1_Residential_CZ3 - Multi Family_Existing_Space Heating_Natural Gas_Furnace - Direct Fuel_Realistic Achievable Potential | F1 | Residential | CZ3 - Multi Family | Existing | Space Heating | Natural Gas | Furnace - Direct Fuel | Realistic Achievable Potential | Units | 0 | 0 | 0 | 0 | 0 | 0 | 0 | 0 | 0 | 0 | 0 | 0 | 0 | 0 | 0 | 0 | 0 | 0 | 0 | 0 | 0 | 0 | 0 | 0 | 0 | 0 | 0 | 0 | 0 | 0
F2_Residential_CZ3 - Multi Family_Existing_Space Heating_Natural Gas_Furnace - Direct Fuel_Realistic Achievable Potential | F2 | Residential | CZ3 - Multi Family | Existing | Space Heating | Natural Gas | Furnace - Direct Fuel | Realistic Achievable Potential | Usage (MMtherm) | 0 | 0 | 0 | 0 | 0 | 0 | 0 | 0 | 0 | 0 | 0 | 0 | 0 | 0 | 0 | 0 | 0 | 0 | 0 | 0 | 0 | 0 | 0 | 0 | 0 | 0 | 0 | 0 | 0 | 0
F3_Residential_CZ3 - Multi Family_Existing_Space Heating_Natural Gas_Furnace - Direct Fuel_Realistic Achievable Potential | F3 | Residential | CZ3 - Multi Family | Existing | Space Heating | Natural Gas | Furnace - Direct Fuel | Realistic Achievable Potential | Peak Demand (S) | 0 | 0 | 0 | 0 | 0 | 0 | 0 | 0 | 0 | 0 | 0 | 0 | 0 | 0 | 0 | 0 | 0 | 0 | 0 | 0 | 0 | 0 | 0 | 0 | 0 | 0 | 0 | 0 | 0 | 0
F4_Residential_CZ3 - Multi Family_Existing_Space Heating_Natural Gas_Furnace - Direct Fuel_Realistic Achievable Potential | F4 | Residential | CZ3 - Multi Family | Existing | Space Heating | Natural Gas | Furnace - Direct Fuel | Realistic Achievable Potential | Peak Demand (W) | 0 | 0 | 0 | 0 | 0 | 0 | 0 | 0 | 0 | 0 | 0 | 0 | 0 | 0 | 0 | 0 | 0 | 0 | 0 | 0 | 0 | 0 | 0 | 0 | 0 | 0 | 0 | 0 | 0 | 0
F5_Residential_CZ3 - Multi Family_Existing_Space Heating_Natural Gas_Furnace - Direct Fuel_Realistic Achievable Potential | F5 | Residential | CZ3 - Multi Family | Existing | Space Heating | Natural Gas | Furnace - Direct Fuel | Realistic Achievable Potential | Turnover | 0 | 0 | 0 | 0 | 0 | 0 | 0 | 0 | 0 | 0 | 0 | 0 | 0 | 0 | 0 | 0 | 0 | 0 | 0 | 0 | 0 | 0 | 0 | 0 | 0 | 0 | 0 | 0 | 0 | 0
F6_Residential_CZ3 - Multi Family_Existing_Space Heating_Natural Gas_Furnace - Direct Fuel_Realistic Achievable Potential | F6 | Residential | CZ3 - Multi Family | Existing | Space Heating | Natural Gas | Furnace - Direct Fuel | Realistic Achievable Potential | Avg. Replacement Usage | 0 | 0 | 0 | 0 | 0 | 0 | 0 | 0 | 0 | 0 | 0 | 0 | 0 | 0 | 0 | 0 | 0 | 0 | 0 | 0 | 0 | 0 | 0 | 0 | 0 | 0 | 0 | 0 | 0 | 0
F7_Residential_CZ3 - Multi Family_Existing_Space Heating_Natural Gas_Furnace - Direct Fuel_Realistic Achievable Potential | F7 | Residential | CZ3 - Multi Family | Existing | Space Heating | Natural Gas | Furnace - Direct Fuel | Realistic Achievable Potential | Avg. Replacement Demand (S) | 0 | 0 | 0 | 0 | 0 | 0 | 0 | 0 | 0 | 0 | 0 | 0 | 0 | 0 | 0 | 0 | 0 | 0 | 0 | 0 | 0 | 0 | 0 | 0 | 0 | 0 | 0 | 0 | 0 | 0
F8_Residential_CZ3 - Multi Family_Existing_Space Heating_Natural Gas_Furnace - Direct Fuel_Realistic Achievable Potential | F8 | Residential | CZ3 - Multi Family | Existing | Space Heating | Natural Gas | Furnace - Direct Fuel | Realistic Achievable Potential | Avg. Replacement Demand (W) | 0 | 0 | 0 | 0 | 0 | 0 | 0 | 0 | 0 | 0 | 0 | 0 | 0 | 0 | 0 | 0 | 0 | 0 | 0 | 0 | 0 | 0 | 0 | 0 | 0 | 0 | 0 | 0 | 0 | 0
F1_Residential_CZ3 - Multi Family_Existing_Space Heating_Natural Gas_Boiler - Direct Fuel_Realistic Achievable Potential | F1 | Residential | CZ3 - Multi Family | Existing | Space Heating | Natural Gas | Boiler - Direct Fuel | Realistic Achievable Potential | Units | 0 | 0 | 0 | 0 | 0 | 0 | 0 | 0 | 0 | 0 | 0 | 0 | 0 | 0 | 0 | 0 | 0 | 0 | 0 | 0 | 0 | 0 | 0 | 0 | 0 | 0 | 0 | 0 | 0 | 0
F2_Residential_CZ3 - Multi Family_Existing_Space Heating_Natural Gas_Boiler - Direct Fuel_Realistic Achievable Potential | F2 | Residential | CZ3 - Multi Family | Existing | Space Heating | Natural Gas | Boiler - Direct Fuel | Realistic Achievable Potential | Usage (MMtherm) | 0 | 0 | 0 | 0 | 0 | 0 | 0 | 0 | 0 | 0 | 0 | 0 | 0 | 0 | 0 | 0 | 0 | 0 | 0 | 0 | 0 | 0 | 0 | 0 | 0 | 0 | 0 | 0 | 0 | 0
F3_Residential_CZ3 - Multi Family_Existing_Space Heating_Natural Gas_Boiler - Direct Fuel_Realistic Achievable Potential | F3 | Residential | CZ3 - Multi Family | Existing | Space Heating | Natural Gas | Boiler - Direct Fuel | Realistic Achievable Potential | Peak Demand (S) | 0 | 0 | 0 | 0 | 0 | 0 | 0 | 0 | 0 | 0 | 0 | 0 | 0 | 0 | 0 | 0 | 0 | 0 | 0 | 0 | 0 | 0 | 0 | 0 | 0 | 0 | 0 | 0 | 0 | 0
F4_Residential_CZ3 - Multi Family_Existing_Space Heating_Natural Gas_Boiler - Direct Fuel_Realistic Achievable Potential | F4 | Residential | CZ3 - Multi Family | Existing | Space Heating | Natural Gas | Boiler - Direct Fuel | Realistic Achievable Potential | Peak Demand (W) | 0 | 0 | 0 | 0 | 0 | 0 | 0 | 0 | 0 | 0 | 0 | 0 | 0 | 0 | 0 | 0 | 0 | 0 | 0 | 0 | 0 | 0 | 0 | 0 | 0 | 0 | 0 | 0 | 0 | 0
F5_Residential_CZ3 - Multi Family_Existing_Space Heating_Natural Gas_Boiler - Direct Fuel_Realistic Achievable Potential | F5 | Residential | CZ3 - Multi Family | Existing | Space Heating | Natural Gas | Boiler - Direct Fuel | Realistic Achievable Potential | Turnover | 0 | 0 | 0 | 0 | 0 | 0 | 0 | 0 | 0 | 0 | 0 | 0 | 0 | 0 | 0 | 0 | 0 | 0 | 0 | 0 | 0 | 0 | 0 | 0 | 0 | 0 | 0 | 0 | 0 | 0
F6_Residential_CZ3 - Multi Family_Existing_Space Heating_Natural Gas_Boiler - Direct Fuel_Realistic Achievable Potential | F6 | Residential | CZ3 - Multi Family | Existing | Space Heating | Natural Gas | Boiler - Direct Fuel | Realistic Achievable Potential | Avg. Replacement Usage | 0 | 0 | 0 | 0 | 0 | 0 | 0 | 0 | 0 | 0 | 0 | 0 | 0 | 0 | 0 | 0 | 0 | 0 | 0 | 0 | 0 | 0 | 0 | 0 | 0 | 0 | 0 | 0 | 0 | 0
F7_Residential_CZ3 - Multi Family_Existing_Space Heating_Natural Gas_Boiler - Direct Fuel_Realistic Achievable Potential | F7 | Residential | CZ3 - Multi Family | Existing | Space Heating | Natural Gas | Boiler - Direct Fuel | Realistic Achievable Potential | Avg. Replacement Demand (S) | 0 | 0 | 0 | 0 | 0 | 0 | 0 | 0 | 0 | 0 | 0 | 0 | 0 | 0 | 0 | 0 | 0 | 0 | 0 | 0 | 0 | 0 | 0 | 0 | 0 | 0 | 0 | 0 | 0 | 0
F8_Residential_CZ3 - Multi Family_Existing_Space Heating_Natural Gas_Boiler - Direct Fuel_Realistic Achievable Potential | F8 | Residential | CZ3 - Multi Family | Existing | Space Heating | Natural Gas | Boiler - Direct Fuel | Realistic Achievable Potential | Avg. Replacement Demand (W) | 0 | 0 | 0 | 0 | 0 | 0 | 0 | 0 | 0 | 0 | 0 | 0 | 0 | 0 | 0 | 0 | 0 | 0 | 0 | 0 | 0 | 0 | 0 | 0 | 0 | 0 | 0 | 0 | 0 | 0
F1_Residential_CZ3 - Multi Family_Existing_Secondary Heating_Natural Gas_Fireplace_Realistic Achievable Potential | F1 | Residential | CZ3 - Multi Family | Existing | Secondary Heating | Natural Gas | Fireplace | Realistic Achievable Potential | Units | 0 | 0 | 0 | 0 | 0 | 0 | 0 | 0 | 0 | 0 | 0 | 0 | 0 | 0 | 0 | 0 | 0 | 0 | 0 | 0 | 0 | 0 | 0 | 0 | 0 | 0 | 0 | 0 | 0 | 0
F2_Residential_CZ3 - Multi Family_Existing_Secondary Heating_Natural Gas_Fireplace_Realistic Achievable Potential | F2 | Residential | CZ3 - Multi Family | Existing | Secondary Heating | Natural Gas | Fireplace | Realistic Achievable Potential | Usage (MMtherm) | 0 | 0 | 0 | 0 | 0 | 0 | 0 | 0 | 0 | 0 | 0 | 0 | 0 | 0 | 0 | 0 | 0 | 0 | 0 | 0 | 0 | 0 | 0 | 0 | 0 | 0 | 0 | 0 | 0 | 0
F3_Residential_CZ3 - Multi Family_Existing_Secondary Heating_Natural Gas_Fireplace_Realistic Achievable Potential | F3 | Residential | CZ3 - Multi Family | Existing | Secondary Heating | Natural Gas | Fireplace | Realistic Achievable Potential | Peak Demand (S) | 0 | 0 | 0 | 0 | 0 | 0 | 0 | 0 | 0 | 0 | 0 | 0 | 0 | 0 | 0 | 0 | 0 | 0 | 0 | 0 | 0 | 0 | 0 | 0 | 0 | 0 | 0 | 0 | 0 | 0
F4_Residential_CZ3 - Multi Family_Existing_Secondary Heating_Natural Gas_Fireplace_Realistic Achievable Potential | F4 | Residential | CZ3 - Multi Family | Existing | Secondary Heating | Natural Gas | Fireplace | Realistic Achievable Potential | Peak Demand (W) | 0 | 0 | 0 | 0 | 0 | 0 | 0 | 0 | 0 | 0 | 0 | 0 | 0 | 0 | 0 | 0 | 0 | 0 | 0 | 0 | 0 | 0 | 0 | 0 | 0 | 0 | 0 | 0 | 0 | 0
F5_Residential_CZ3 - Multi Family_Existing_Secondary Heating_Natural Gas_Fireplace_Realistic Achievable Potential | F5 | Residential | CZ3 - Multi Family | Existing | Secondary Heating | Natural Gas | Fireplace | Realistic Achievable Potential | Turnover | 0 | 0 | 0 | 0 | 0 | 0 | 0 | 0 | 0 | 0 | 0 | 0 | 0 | 0 | 0 | 0 | 0 | 0 | 0 | 0 | 0 | 0 | 0 | 0 | 0 | 0 | 0 | 0 | 0 | 0
F6_Residential_CZ3 - Multi Family_Existing_Secondary Heating_Natural Gas_Fireplace_Realistic Achievable Potential | F6 | Residential | CZ3 - Multi Family | Existing | Secondary Heating | Natural Gas | Fireplace | Realistic Achievable Potential | Avg. Replacement Usage | 0 | 0 | 0 | 0 | 0 | 0 | 0 | 0 | 0 | 0 | 0 | 0 | 0 | 0 | 0 | 0 | 0 | 0 | 0 | 0 | 0 | 0 | 0 | 0 | 0 | 0 | 0 | 0 | 0 | 0
F7_Residential_CZ3 - Multi Family_Existing_Secondary Heating_Natural Gas_Fireplace_Realistic Achievable Potential | F7 | Residential | CZ3 - Multi Family | Existing | Secondary Heating | Natural Gas | Fireplace | Realistic Achievable Potential | Avg. Replacement Demand (S) | 0 | 0 | 0 | 0 | 0 | 0 | 0 | 0 | 0 | 0 | 0 | 0 | 0 | 0 | 0 | 0 | 0 | 0 | 0 | 0 | 0 | 0 | 0 | 0 | 0 | 0 | 0 | 0 | 0 | 0
F8_Residential_CZ3 - Multi Family_Existing_Secondary Heating_Natural Gas_Fireplace_Realistic Achievable Potential | F8 | Residential | CZ3 - Multi Family | Existing | Secondary Heating | Natural Gas | Fireplace | Realistic Achievable Potential | Avg. Replacement Demand (W) | 0 | 0 | 0 | 0 | 0 | 0 | 0 | 0 | 0 | 0 | 0 | 0 | 0 | 0 | 0 | 0 | 0 | 0 | 0 | 0 | 0 | 0 | 0 | 0 | 0 | 0 | 0 | 0 | 0 | 0
F1_Residential_CZ3 - Multi Family_Existing_Water Heating_Natural Gas_Water Heater <= 55 gal._Realistic Achievable Potential | F1 | Residential | CZ3 - Multi Family | Existing | Water Heating | Natural Gas | Water Heater <= 55 gal. | Realistic Achievable Potential | Units | 0 | 0 | 0 | 0 | 0 | 0 | 0 | 0 | 0 | 0 | 0 | 0 | 0 | 0 | 0 | 0 | 0 | 0 | 0 | 0 | 0 | 0 | 0 | 0 | 0 | 0 | 0 | 0 | 0 | 0
F2_Residential_CZ3 - Multi Family_Existing_Water Heating_Natural Gas_Water Heater <= 55 gal._Realistic Achievable Potential | F2 | Residential | CZ3 - Multi Family | Existing | Water Heating | Natural Gas | Water Heater <= 55 gal. | Realistic Achievable Potential | Usage (MMtherm) | 0 | 0 | 0 | 0 | 0 | 0 | 0 | 0 | 0 | 0 | 0 | 0 | 0 | 0 | 0 | 0 | 0 | 0 | 0 | 0 | 0 | 0 | 0 | 0 | 0 | 0 | 0 | 0 | 0 | 0
F3_Residential_CZ3 - Multi Family_Existing_Water Heating_Natural Gas_Water Heater <= 55 gal._Realistic Achievable Potential | F3 | Residential | CZ3 - Multi Family | Existing | Water Heating | Natural Gas | Water Heater <= 55 gal. | Realistic Achievable Potential | Peak Demand (S) | 0 | 0 | 0 | 0 | 0 | 0 | 0 | 0 | 0 | 0 | 0 | 0 | 0 | 0 | 0 | 0 | 0 | 0 | 0 | 0 | 0 | 0 | 0 | 0 | 0 | 0 | 0 | 0 | 0 | 0
F4_Residential_CZ3 - Multi Family_Existing_Water Heating_Natural Gas_Water Heater <= 55 gal._Realistic Achievable Potential | F4 | Residential | CZ3 - Multi Family | Existing | Water Heating | Natural Gas | Water Heater <= 55 gal. | Realistic Achievable Potential | Peak Demand (W) | 0 | 0 | 0 | 0 | 0 | 0 | 0 | 0 | 0 | 0 | 0 | 0 | 0 | 0 | 0 | 0 | 0 | 0 | 0 | 0 | 0 | 0 | 0 | 0 | 0 | 0 | 0 | 0 | 0 | 0
F5_Residential_CZ3 - Multi Family_Existing_Water Heating_Natural Gas_Water Heater <= 55 gal._Realistic Achievable Potential | F5 | Residential | CZ3 - Multi Family | Existing | Water Heating | Natural Gas | Water Heater <= 55 gal. | Realistic Achievable Potential | Turnover | 0 | 0 | 0 | 0 | 0 | 0 | 0 | 0 | 0 | 0 | 0 | 0 | 0 | 0 | 0 | 0 | 0 | 0 | 0 | 0 | 0 | 0 | 0 | 0 | 0 | 0 | 0 | 0 | 0 | 0
F6_Residential_CZ3 - Multi Family_Existing_Water Heating_Natural Gas_Water Heater <= 55 gal._Realistic Achievable Potential | F6 | Residential | CZ3 - Multi Family | Existing | Water Heating | Natural Gas | Water Heater <= 55 gal. | Realistic Achievable Potential | Avg. Replacement Usage | 0 | 0 | 0 | 0 | 0 | 0 | 0 | 0 | 0 | 0 | 0 | 0 | 0 | 0 | 0 | 0 | 0 | 0 | 0 | 0 | 0 | 0 | 0 | 0 | 0 | 0 | 0 | 0 | 0 | 0
F7_Residential_CZ3 - Multi Family_Existing_Water Heating_Natural Gas_Water Heater <= 55 gal._Realistic Achievable Potential | F7 | Residential | CZ3 - Multi Family | Existing | Water Heating | Natural Gas | Water Heater <= 55 gal. | Realistic Achievable Potential | Avg. Replacement Demand (S) | 0 | 0 | 0 | 0 | 0 | 0 | 0 | 0 | 0 | 0 | 0 | 0 | 0 | 0 | 0 | 0 | 0 | 0 | 0 | 0 | 0 | 0 | 0 | 0 | 0 | 0 | 0 | 0 | 0 | 0
F8_Residential_CZ3 - Multi Family_Existing_Water Heating_Natural Gas_Water Heater <= 55 gal._Realistic Achievable Potential | F8 | Residential | CZ3 - Multi Family | Existing | Water Heating | Natural Gas | Water Heater <= 55 gal. | Realistic Achievable Potential | Avg. Replacement Demand (W) | 0 | 0 | 0 | 0 | 0 | 0 | 0 | 0 | 0 | 0 | 0 | 0 | 0 | 0 | 0 | 0 | 0 | 0 | 0 | 0 | 0 | 0 | 0 | 0 | 0 | 0 | 0 | 0 | 0 | 0
F1_Residential_CZ3 - Multi Family_Existing_Water Heating_Natural Gas_Water Heater > 55 gal._Realistic Achievable Potential | F1 | Residential | CZ3 - Multi Family | Existing | Water Heating | Natural Gas | Water Heater > 55 gal. | Realistic Achievable Potential | Units | 0 | 0 | 0 | 0 | 0 | 0 | 0 | 0 | 0 | 0 | 0 | 0 | 0 | 0 | 0 | 0 | 0 | 0 | 0 | 0 | 0 | 0 | 0 | 0 | 0 | 0 | 0 | 0 | 0 | 0
F2_Residential_CZ3 - Multi Family_Existing_Water Heating_Natural Gas_Water Heater > 55 gal._Realistic Achievable Potential | F2 | Residential | CZ3 - Multi Family | Existing | Water Heating | Natural Gas | Water Heater > 55 gal. | Realistic Achievable Potential | Usage (MMtherm) | 0 | 0 | 0 | 0 | 0 | 0 | 0 | 0 | 0 | 0 | 0 | 0 | 0 | 0 | 0 | 0 | 0 | 0 | 0 | 0 | 0 | 0 | 0 | 0 | 0 | 0 | 0 | 0 | 0 | 0
F3_Residential_CZ3 - Multi Family_Existing_Water Heating_Natural Gas_Water Heater > 55 gal._Realistic Achievable Potential | F3 | Residential | CZ3 - Multi Family | Existing | Water Heating | Natural Gas | Water Heater > 55 gal. | Realistic Achievable Potential | Peak Demand (S) | 0 | 0 | 0 | 0 | 0 | 0 | 0 | 0 | 0 | 0 | 0 | 0 | 0 | 0 | 0 | 0 | 0 | 0 | 0 | 0 | 0 | 0 | 0 | 0 | 0 | 0 | 0 | 0 | 0 | 0
F4_Residential_CZ3 - Multi Family_Existing_Water Heating_Natural Gas_Water Heater > 55 gal._Realistic Achievable Potential | F4 | Residential | CZ3 - Multi Family | Existing | Water Heating | Natural Gas | Water Heater > 55 gal. | Realistic Achievable Potential | Peak Demand (W) | 0 | 0 | 0 | 0 | 0 | 0 | 0 | 0 | 0 | 0 | 0 | 0 | 0 | 0 | 0 | 0 | 0 | 0 | 0 | 0 | 0 | 0 | 0 | 0 | 0 | 0 | 0 | 0 | 0 | 0
F5_Residential_CZ3 - Multi Family_Existing_Water Heating_Natural Gas_Water Heater > 55 gal._Realistic Achievable Potential | F5 | Residential | CZ3 - Multi Family | Existing | Water Heating | Natural Gas | Water Heater > 55 gal. | Realistic Achievable Potential | Turnover | 0 | 0 | 0 | 0 | 0 | 0 | 0 | 0 | 0 | 0 | 0 | 0 | 0 | 0 | 0 | 0 | 0 | 0 | 0 | 0 | 0 | 0 | 0 | 0 | 0 | 0 | 0 | 0 | 0 | 0
F6_Residential_CZ3 - Multi Family_Existing_Water Heating_Natural Gas_Water Heater > 55 gal._Realistic Achievable Potential | F6 | Residential | CZ3 - Multi Family | Existing | Water Heating | Natural Gas | Water Heater > 55 gal. | Realistic Achievable Potential | Avg. Replacement Usage | 0 | 0 | 0 | 0 | 0 | 0 | 0 | 0 | 0 | 0 | 0 | 0 | 0 | 0 | 0 | 0 | 0 | 0 | 0 | 0 | 0 | 0 | 0 | 0 | 0 | 0 | 0 | 0 | 0 | 0
F7_Residential_CZ3 - Multi Family_Existing_Water Heating_Natural Gas_Water Heater > 55 gal._Realistic Achievable Potential | F7 | Residential | CZ3 - Multi Family | Existing | Water Heating | Natural Gas | Water Heater > 55 gal. | Realistic Achievable Potential | Avg. Replacement Demand (S) | 0 | 0 | 0 | 0 | 0 | 0 | 0 | 0 | 0 | 0 | 0 | 0 | 0 | 0 | 0 | 0 | 0 | 0 | 0 | 0 | 0 | 0 | 0 | 0 | 0 | 0 | 0 | 0 | 0 | 0
F8_Residential_CZ3 - Multi Family_Existing_Water Heating_Natural Gas_Water Heater > 55 gal._Realistic Achievable Potential | F8 | Residential | CZ3 - Multi Family | Existing | Water Heating | Natural Gas | Water Heater > 55 gal. | Realistic Achievable Potential | Avg. Replacement Demand (W) | 0 | 0 | 0 | 0 | 0 | 0 | 0 | 0 | 0 | 0 | 0 | 0 | 0 | 0 | 0 | 0 | 0 | 0 | 0 | 0 | 0 | 0 | 0 | 0 | 0 | 0 | 0 | 0 | 0 | 0
F1_Residential_CZ3 - Multi Family_Existing_Appliances_Natural Gas_Clothes Dryer_Realistic Achievable Potential | F1 | Residential | CZ3 - Multi Family | Existing | Appliances | Natural Gas | Clothes Dryer | Realistic Achievable Potential | Units | 0 | 0 | 0 | 0 | 0 | 0 | 0 | 0 | 0 | 0 | 0 | 0 | 0 | 0 | 0 | 0 | 0 | 0 | 0 | 0 | 0 | 0 | 0 | 0 | 0 | 0 | 0 | 0 | 0 | 0
F2_Residential_CZ3 - Multi Family_Existing_Appliances_Natural Gas_Clothes Dryer_Realistic Achievable Potential | F2 | Residential | CZ3 - Multi Family | Existing | Appliances | Natural Gas | Clothes Dryer | Realistic Achievable Potential | Usage (MMtherm) | 0 | 0 | 0 | 0 | 0 | 0 | 0 | 0 | 0 | 0 | 0 | 0 | 0 | 0 | 0 | 0 | 0 | 0 | 0 | 0 | 0 | 0 | 0 | 0 | 0 | 0 | 0 | 0 | 0 | 0
F3_Residential_CZ3 - Multi Family_Existing_Appliances_Natural Gas_Clothes Dryer_Realistic Achievable Potential | F3 | Residential | CZ3 - Multi Family | Existing | Appliances | Natural Gas | Clothes Dryer | Realistic Achievable Potential | Peak Demand (S) | 0 | 0 | 0 | 0 | 0 | 0 | 0 | 0 | 0 | 0 | 0 | 0 | 0 | 0 | 0 | 0 | 0 | 0 | 0 | 0 | 0 | 0 | 0 | 0 | 0 | 0 | 0 | 0 | 0 | 0
F4_Residential_CZ3 - Multi Family_Existing_Appliances_Natural Gas_Clothes Dryer_Realistic Achievable Potential | F4 | Residential | CZ3 - Multi Family | Existing | Appliances | Natural Gas | Clothes Dryer | Realistic Achievable Potential | Peak Demand (W) | 0 | 0 | 0 | 0 | 0 | 0 | 0 | 0 | 0 | 0 | 0 | 0 | 0 | 0 | 0 | 0 | 0 | 0 | 0 | 0 | 0 | 0 | 0 | 0 | 0 | 0 | 0 | 0 | 0 | 0
F5_Residential_CZ3 - Multi Family_Existing_Appliances_Natural Gas_Clothes Dryer_Realistic Achievable Potential | F5 | Residential | CZ3 - Multi Family | Existing | Appliances | Natural Gas | Clothes Dryer | Realistic Achievable Potential | Turnover | 0 | 0 | 0 | 0 | 0 | 0 | 0 | 0 | 0 | 0 | 0 | 0 | 0 | 0 | 0 | 0 | 0 | 0 | 0 | 0 | 0 | 0 | 0 | 0 | 0 | 0 | 0 | 0 | 0 | 0
F6_Residential_CZ3 - Multi Family_Existing_Appliances_Natural Gas_Clothes Dryer_Realistic Achievable Potential | F6 | Residential | CZ3 - Multi Family | Existing | Appliances | Natural Gas | Clothes Dryer | Realistic Achievable Potential | Avg. Replacement Usage | 0 | 0 | 0 | 0 | 0 | 0 | 0 | 0 | 0 | 0 | 0 | 0 | 0 | 0 | 0 | 0 | 0 | 0 | 0 | 0 | 0 | 0 | 0 | 0 | 0 | 0 | 0 | 0 | 0 | 0
F7_Residential_CZ3 - Multi Family_Existing_Appliances_Natural Gas_Clothes Dryer_Realistic Achievable Potential | F7 | Residential | CZ3 - Multi Family | Existing | Appliances | Natural Gas | Clothes Dryer | Realistic Achievable Potential | Avg. Replacement Demand (S) | 0 | 0 | 0 | 0 | 0 | 0 | 0 | 0 | 0 | 0 | 0 | 0 | 0 | 0 | 0 | 0 | 0 | 0 | 0 | 0 | 0 | 0 | 0 | 0 | 0 | 0 | 0 | 0 | 0 | 0
F8_Residential_CZ3 - Multi Family_Existing_Appliances_Natural Gas_Clothes Dryer_Realistic Achievable Potential | F8 | Residential | CZ3 - Multi Family | Existing | Appliances | Natural Gas | Clothes Dryer | Realistic Achievable Potential | Avg. Replacement Demand (W) | 0 | 0 | 0 | 0 | 0 | 0 | 0 | 0 | 0 | 0 | 0 | 0 | 0 | 0 | 0 | 0 | 0 | 0 | 0 | 0 | 0 | 0 | 0 | 0 | 0 | 0 | 0 | 0 | 0 | 0
F1_Residential_CZ3 - Multi Family_Existing_Appliances_Natural Gas_Stove/Oven_Realistic Achievable Potential | F1 | Residential | CZ3 - Multi Family | Existing | Appliances | Natural Gas | Stove/Oven | Realistic Achievable Potential | Units | 0 | 0 | 0 | 0 | 0 | 0 | 0 | 0 | 0 | 0 | 0 | 0 | 0 | 0 | 0 | 0 | 0 | 0 | 0 | 0 | 0 | 0 | 0 | 0 | 0 | 0 | 0 | 0 | 0 | 0
F2_Residential_CZ3 - Multi Family_Existing_Appliances_Natural Gas_Stove/Oven_Realistic Achievable Potential | F2 | Residential | CZ3 - Multi Family | Existing | Appliances | Natural Gas | Stove/Oven | Realistic Achievable Potential | Usage (MMtherm) | 0 | 0 | 0 | 0 | 0 | 0 | 0 | 0 | 0 | 0 | 0 | 0 | 0 | 0 | 0 | 0 | 0 | 0 | 0 | 0 | 0 | 0 | 0 | 0 | 0 | 0 | 0 | 0 | 0 | 0
F3_Residential_CZ3 - Multi Family_Existing_Appliances_Natural Gas_Stove/Oven_Realistic Achievable Potential | F3 | Residential | CZ3 - Multi Family | Existing | Appliances | Natural Gas | Stove/Oven | Realistic Achievable Potential | Peak Demand (S) | 0 | 0 | 0 | 0 | 0 | 0 | 0 | 0 | 0 | 0 | 0 | 0 | 0 | 0 | 0 | 0 | 0 | 0 | 0 | 0 | 0 | 0 | 0 | 0 | 0 | 0 | 0 | 0 | 0 | 0
F4_Residential_CZ3 - Multi Family_Existing_Appliances_Natural Gas_Stove/Oven_Realistic Achievable Potential | F4 | Residential | CZ3 - Multi Family | Existing | Appliances | Natural Gas | Stove/Oven | Realistic Achievable Potential | Peak Demand (W) | 0 | 0 | 0 | 0 | 0 | 0 | 0 | 0 | 0 | 0 | 0 | 0 | 0 | 0 | 0 | 0 | 0 | 0 | 0 | 0 | 0 | 0 | 0 | 0 | 0 | 0 | 0 | 0 | 0 | 0
F5_Residential_CZ3 - Multi Family_Existing_Appliances_Natural Gas_Stove/Oven_Realistic Achievable Potential | F5 | Residential | CZ3 - Multi Family | Existing | Appliances | Natural Gas | Stove/Oven | Realistic Achievable Potential | Turnover | 0 | 0 | 0 | 0 | 0 | 0 | 0 | 0 | 0 | 0 | 0 | 0 | 0 | 0 | 0 | 0 | 0 | 0 | 0 | 0 | 0 | 0 | 0 | 0 | 0 | 0 | 0 | 0 | 0 | 0
F6_Residential_CZ3 - Multi Family_Existing_Appliances_Natural Gas_Stove/Oven_Realistic Achievable Potential | F6 | Residential | CZ3 - Multi Family | Existing | Appliances | Natural Gas | Stove/Oven | Realistic Achievable Potential | Avg. Replacement Usage | 0 | 0 | 0 | 0 | 0 | 0 | 0 | 0 | 0 | 0 | 0 | 0 | 0 | 0 | 0 | 0 | 0 | 0 | 0 | 0 | 0 | 0 | 0 | 0 | 0 | 0 | 0 | 0 | 0 | 0
F7_Residential_CZ3 - Multi Family_Existing_Appliances_Natural Gas_Stove/Oven_Realistic Achievable Potential | F7 | Residential | CZ3 - Multi Family | Existing | Appliances | Natural Gas | Stove/Oven | Realistic Achievable Potential | Avg. Replacement Demand (S) | 0 | 0 | 0 | 0 | 0 | 0 | 0 | 0 | 0 | 0 | 0 | 0 | 0 | 0 | 0 | 0 | 0 | 0 | 0 | 0 | 0 | 0 | 0 | 0 | 0 | 0 | 0 | 0 | 0 | 0
F8_Residential_CZ3 - Multi Family_Existing_Appliances_Natural Gas_Stove/Oven_Realistic Achievable Potential | F8 | Residential | CZ3 - Multi Family | Existing | Appliances | Natural Gas | Stove/Oven | Realistic Achievable Potential | Avg. Replacement Demand (W) | 0 | 0 | 0 | 0 | 0 | 0 | 0 | 0 | 0 | 0 | 0 | 0 | 0 | 0 | 0 | 0 | 0 | 0 | 0 | 0 | 0 | 0 | 0 | 0 | 0 | 0 | 0 | 0 | 0 | 0
F1_Residential_CZ3 - Multi Family_Existing_Miscellaneous_Natural Gas_Pool Heater_Realistic Achievable Potential | F1 | Residential | CZ3 - Multi Family | Existing | Miscellaneous | Natural Gas | Pool Heater | Realistic Achievable Potential | Units | 0 | 0 | 0 | 0 | 0 | 0 | 0 | 0 | 0 | 0 | 0 | 0 | 0 | 0 | 0 | 0 | 0 | 0 | 0 | 0 | 0 | 0 | 0 | 0 | 0 | 0 | 0 | 0 | 0 | 0
F2_Residential_CZ3 - Multi Family_Existing_Miscellaneous_Natural Gas_Pool Heater_Realistic Achievable Potential | F2 | Residential | CZ3 - Multi Family | Existing | Miscellaneous | Natural Gas | Pool Heater | Realistic Achievable Potential | Usage (MMtherm) | 0 | 0 | 0 | 0 | 0 | 0 | 0 | 0 | 0 | 0 | 0 | 0 | 0 | 0 | 0 | 0 | 0 | 0 | 0 | 0 | 0 | 0 | 0 | 0 | 0 | 0 | 0 | 0 | 0 | 0
F3_Residential_CZ3 - Multi Family_Existing_Miscellaneous_Natural Gas_Pool Heater_Realistic Achievable Potential | F3 | Residential | CZ3 - Multi Family | Existing | Miscellaneous | Natural Gas | Pool Heater | Realistic Achievable Potential | Peak Demand (S) | 0 | 0 | 0 | 0 | 0 | 0 | 0 | 0 | 0 | 0 | 0 | 0 | 0 | 0 | 0 | 0 | 0 | 0 | 0 | 0 | 0 | 0 | 0 | 0 | 0 | 0 | 0 | 0 | 0 | 0
F4_Residential_CZ3 - Multi Family_Existing_Miscellaneous_Natural Gas_Pool Heater_Realistic Achievable Potential | F4 | Residential | CZ3 - Multi Family | Existing | Miscellaneous | Natural Gas | Pool Heater | Realistic Achievable Potential | Peak Demand (W) | 0 | 0 | 0 | 0 | 0 | 0 | 0 | 0 | 0 | 0 | 0 | 0 | 0 | 0 | 0 | 0 | 0 | 0 | 0 | 0 | 0 | 0 | 0 | 0 | 0 | 0 | 0 | 0 | 0 | 0
F5_Residential_CZ3 - Multi Family_Existing_Miscellaneous_Natural Gas_Pool Heater_Realistic Achievable Potential | F5 | Residential | CZ3 - Multi Family | Existing | Miscellaneous | Natural Gas | Pool Heater | Realistic Achievable Potential | Turnover | 0 | 0 | 0 | 0 | 0 | 0 | 0 | 0 | 0 | 0 | 0 | 0 | 0 | 0 | 0 | 0 | 0 | 0 | 0 | 0 | 0 | 0 | 0 | 0 | 0 | 0 | 0 | 0 | 0 | 0
F6_Residential_CZ3 - Multi Family_Existing_Miscellaneous_Natural Gas_Pool Heater_Realistic Achievable Potential | F6 | Residential | CZ3 - Multi Family | Existing | Miscellaneous | Natural Gas | Pool Heater | Realistic Achievable Potential | Avg. Replacement Usage | 0 | 0 | 0 | 0 | 0 | 0 | 0 | 0 | 0 | 0 | 0 | 0 | 0 | 0 | 0 | 0 | 0 | 0 | 0 | 0 | 0 | 0 | 0 | 0 | 0 | 0 | 0 | 0 | 0 | 0
F7_Residential_CZ3 - Multi Family_Existing_Miscellaneous_Natural Gas_Pool Heater_Realistic Achievable Potential | F7 | Residential | CZ3 - Multi Family | Existing | Miscellaneous | Natural Gas | Pool Heater | Realistic Achievable Potential | Avg. Replacement Demand (S) | 0 | 0 | 0 | 0 | 0 | 0 | 0 | 0 | 0 | 0 | 0 | 0 | 0 | 0 | 0 | 0 | 0 | 0 | 0 | 0 | 0 | 0 | 0 | 0 | 0 | 0 | 0 | 0 | 0 | 0
F8_Residential_CZ3 - Multi Family_Existing_Miscellaneous_Natural Gas_Pool Heater_Realistic Achievable Potential | F8 | Residential | CZ3 - Multi Family | Existing | Miscellaneous | Natural Gas | Pool Heater | Realistic Achievable Potential | Avg. Replacement Demand (W) | 0 | 0 | 0 | 0 | 0 | 0 | 0 | 0 | 0 | 0 | 0 | 0 | 0 | 0 | 0 | 0 | 0 | 0 | 0 | 0 | 0 | 0 | 0 | 0 | 0 | 0 | 0 | 0 | 0 | 0
F1_Residential_CZ3 - Multi Family_Existing_Miscellaneous_Natural Gas_Miscellaneous_Realistic Achievable Potential | F1 | Residential | CZ3 - Multi Family | Existing | Miscellaneous | Natural Gas | Miscellaneous | Realistic Achievable Potential | Units | 0 | 0 | 0 | 0 | 0 | 0 | 0 | 0 | 0 | 0 | 0 | 0 | 0 | 0 | 0 | 0 | 0 | 0 | 0 | 0 | 0 | 0 | 0 | 0 | 0 | 0 | 0 | 0 | 0 | 0
F2_Residential_CZ3 - Multi Family_Existing_Miscellaneous_Natural Gas_Miscellaneous_Realistic Achievable Potential | F2 | Residential | CZ3 - Multi Family | Existing | Miscellaneous | Natural Gas | Miscellaneous | Realistic Achievable Potential | Usage (MMtherm) | 0 | 0 | 0 | 0 | 0 | 0 | 0 | 0 | 0 | 0 | 0 | 0 | 0 | 0 | 0 | 0 | 0 | 0 | 0 | 0 | 0 | 0 | 0 | 0 | 0 | 0 | 0 | 0 | 0 | 0
F3_Residential_CZ3 - Multi Family_Existing_Miscellaneous_Natural Gas_Miscellaneous_Realistic Achievable Potential | F3 | Residential | CZ3 - Multi Family | Existing | Miscellaneous | Natural Gas | Miscellaneous | Realistic Achievable Potential | Peak Demand (S) | 0 | 0 | 0 | 0 | 0 | 0 | 0 | 0 | 0 | 0 | 0 | 0 | 0 | 0 | 0 | 0 | 0 | 0 | 0 | 0 | 0 | 0 | 0 | 0 | 0 | 0 | 0 | 0 | 0 | 0
F4_Residential_CZ3 - Multi Family_Existing_Miscellaneous_Natural Gas_Miscellaneous_Realistic Achievable Potential | F4 | Residential | CZ3 - Multi Family | Existing | Miscellaneous | Natural Gas | Miscellaneous | Realistic Achievable Potential | Peak Demand (W) | 0 | 0 | 0 | 0 | 0 | 0 | 0 | 0 | 0 | 0 | 0 | 0 | 0 | 0 | 0 | 0 | 0 | 0 | 0 | 0 | 0 | 0 | 0 | 0 | 0 | 0 | 0 | 0 | 0 | 0
F5_Residential_CZ3 - Multi Family_Existing_Miscellaneous_Natural Gas_Miscellaneous_Realistic Achievable Potential | F5 | Residential | CZ3 - Multi Family | Existing | Miscellaneous | Natural Gas | Miscellaneous | Realistic Achievable Potential | Turnover | 0 | 0 | 0 | 0 | 0 | 0 | 0 | 0 | 0 | 0 | 0 | 0 | 0 | 0 | 0 | 0 | 0 | 0 | 0 | 0 | 0 | 0 | 0 | 0 | 0 | 0 | 0 | 0 | 0 | 0
F6_Residential_CZ3 - Multi Family_Existing_Miscellaneous_Natural Gas_Miscellaneous_Realistic Achievable Potential | F6 | Residential | CZ3 - Multi Family | Existing | Miscellaneous | Natural Gas | Miscellaneous | Realistic Achievable Potential | Avg. Replacement Usage | 0 | 0 | 0 | 0 | 0 | 0 | 0 | 0 | 0 | 0 | 0 | 0 | 0 | 0 | 0 | 0 | 0 | 0 | 0 | 0 | 0 | 0 | 0 | 0 | 0 | 0 | 0 | 0 | 0 | 0
F7_Residential_CZ3 - Multi Family_Existing_Miscellaneous_Natural Gas_Miscellaneous_Realistic Achievable Potential | F7 | Residential | CZ3 - Multi Family | Existing | Miscellaneous | Natural Gas | Miscellaneous | Realistic Achievable Potential | Avg. Replacement Demand (S) | 0 | 0 | 0 | 0 | 0 | 0 | 0 | 0 | 0 | 0 | 0 | 0 | 0 | 0 | 0 | 0 | 0 | 0 | 0 | 0 | 0 | 0 | 0 | 0 | 0 | 0 | 0 | 0 | 0 | 0
F8_Residential_CZ3 - Multi Family_Existing_Miscellaneous_Natural Gas_Miscellaneous_Realistic Achievable Potential | F8 | Residential | CZ3 - Multi Family | Existing | Miscellaneous | Natural Gas | Miscellaneous | Realistic Achievable Potential | Avg. Replacement Demand (W) | 0 | 0 | 0 | 0 | 0 | 0 | 0 | 0 | 0 | 0 | 0 | 0 | 0 | 0 | 0 | 0 | 0 | 0 | 0 | 0 | 0 | 0 | 0 | 0 | 0 | 0 | 0 | 0 | 0 | 0
F1_Residential_CZ3 - Multi Family_New_Space Heating_Natural Gas_Furnace - Direct Fuel_Realistic Achievable Potential | F1 | Residential | CZ3 - Multi Family | New | Space Heating | Natural Gas | Furnace - Direct Fuel | Realistic Achievable Potential | Units | 0 | 0 | 0 | 0 | 0 | 0 | 0 | 0 | 0 | 0 | 0 | 0 | 0 | 0 | 0 | 0 | 0 | 0 | 0 | 0 | 0 | 0 | 0 | 0 | 0 | 0 | 0 | 0 | 0 | 0
F2_Residential_CZ3 - Multi Family_New_Space Heating_Natural Gas_Furnace - Direct Fuel_Realistic Achievable Potential | F2 | Residential | CZ3 - Multi Family | New | Space Heating | Natural Gas | Furnace - Direct Fuel | Realistic Achievable Potential | Usage (MMtherm) | 0 | 0 | 0 | 0 | 0 | 0 | 0 | 0 | 0 | 0 | 0 | 0 | 0 | 0 | 0 | 0 | 0 | 0 | 0 | 0 | 0 | 0 | 0 | 0 | 0 | 0 | 0 | 0 | 0 | 0
F3_Residential_CZ3 - Multi Family_New_Space Heating_Natural Gas_Furnace - Direct Fuel_Realistic Achievable Potential | F3 | Residential | CZ3 - Multi Family | New | Space Heating | Natural Gas | Furnace - Direct Fuel | Realistic Achievable Potential | Peak Demand (S) | 0 | 0 | 0 | 0 | 0 | 0 | 0 | 0 | 0 | 0 | 0 | 0 | 0 | 0 | 0 | 0 | 0 | 0 | 0 | 0 | 0 | 0 | 0 | 0 | 0 | 0 | 0 | 0 | 0 | 0
F4_Residential_CZ3 - Multi Family_New_Space Heating_Natural Gas_Furnace - Direct Fuel_Realistic Achievable Potential | F4 | Residential | CZ3 - Multi Family | New | Space Heating | Natural Gas | Furnace - Direct Fuel | Realistic Achievable Potential | Peak Demand (W) | 0 | 0 | 0 | 0 | 0 | 0 | 0 | 0 | 0 | 0 | 0 | 0 | 0 | 0 | 0 | 0 | 0 | 0 | 0 | 0 | 0 | 0 | 0 | 0 | 0 | 0 | 0 | 0 | 0 | 0