## Legend
LoadMAPTM Equipment File - Description of Tabs
Category | Tab Label | Description | Notes | Font Color Key - within tabs
Controls, Viewers & Notes | Control Panel | Controls for LoadMAP runs, and a viewer for select run results |  | User input, common | Red Font | User inputs that are often modified
| Market Profiles | Viewer for detailed market profiles by segment and fuel type |  | User input, uncommon | Blue Font | User inputs that have been preset by AEG and should rarely, if ever, be changed
| Notes | A space for user or analyst notes during project development and runs |  | Standard | Black Font | Text labels or calculated values; no input required
| System Log | Used by LoadMAP for system messages to document run times, errors, etc
| Forecast Summary | Pivot table and chart showing high-level results for equipment runs only
Equipment Inputs | Variables | Global variables used in the analysis, such as the forecast start & stop years and economic discount rates
| Market Size | The projected population over the length of the study, by segment and vintage. This is in LoadMAP units, which vary by customer sector (e.g. Households for Residential, or Square Feet for commercial).
| Saturations | The projected saturation of each technology, expressed as a percentage of the LoadMAP market units for which the technology applies.
| UECs & EUIs | Gives the average Unit Energy Consumption (UEC) or Energy Use Index (EUI) for each technology, including the Existing market, expected average Replacement for existing market customers, and the expected value for a New Construction customer. | This tab also includes the Peak Factors that translate Energy into instantaneous demand at the hour of summer and/or winter system peak; the minimum and maximum lifetimes for already existing (or "Vintage") units; and some other LoadMAP parameter control flags.
| Vintage Data | Contains the distribution of the existing market units from New to the Max Vintage Age, expressed as a percentage of the existing market, and holds the calculated UECs for these aged units as calculated in the Calibration step | Any units older than the Max Vintage Age will be turned over into more efficient units in the first year of the study. Vintage expiration is a major driver of most early-year potential savings. If we do an EV vintage distribution, it should be front-loaded as newer than 1/lifetime as well. Do we bucket vintage data at all or is it just a flat 1/lifetime distribution?
| Avoided Costs | Holds annual values of avoided cost of energy and capacity; as well as retail rates if needed, line loss factors, and indicator of whether system peak is summer or winter.
| Utilization | Contains a set of exogenous variable datastreams that can be used to vary or normalize the forecast, such as weather degree days, household income, or average home size. | Each technology is assigned its own elasticity value that describes the sensitivity to each exogenous variable. For example, lighting consupmtion may have a -20% elasticity with respect to retail rate, so if the price increases by 100%, lighting usage would go down by 20%.
| Tech Data | Holds the relative efficiency of all technology efficiency options, as well as material and O&M costs, lifetimes for each efficiency option, and on- and off-market years to support standards changes. | Additional information including the conversion between LoadMAP units (e.g. per sq ft) and other units (e.g. per ton of cooling capacity) is also available in the right side of this tab for transparency, although this information is not used by LoadMAP
| Purchase Shares | This tab allocates all purchase decisions for a technology category among the various efficiency options available in any given year. This is a part of each year's equipment stock turnover, and is done for each potential case. Shares of a given technology for any single year should always sum to 100% | Only the Baseline Forecast is required as an input, the other potential cases are calculated by the Tech Economics engine.
| Potential Factors | The assumed portion of an eligible population in a given year that will move from their purchase decision in the baseline case to the unit identified as the economic or efficient option. LoadMAP has the ability to model two such cases, dubbed the "Maximum Achievable Potential" (or MAP) and "Realistic Achievable Potential" (or RAP) cases, respectively. | The percentage given is relative to both the baseline purchase share and the Economic or Technical limit. Eg, if one has a base purchase share of 5%, a technical limit of 30%, and a potential factor of 40%, the final achievable purchase share would be: 5% + (30%-5%) x 40% = 15%
| Program Costs | Defines Incentive and Program Administrative costs for each technology as a percentage of the incremental measure cost. Used for cost-effectiveness tests and the economic screen.
Forecast Engine | Calibration | Creates distribution of annual energy consumption for the various equipment options based on the vintage/age of existing equipment. This information lays the foundation for energy consupmtion in future years as equipment stock turns over. | This is a two step process: 1) Newest unit's UEC must equal the Replacement UEC defined in the market profile while the weighted average UEC must equal the Existing Unit UEC. 2) The weighted average UEC across new efficiency options (weighted by the base year purchase shares) must be equal to the New Unit UEC defined in the market profile.
| Tech Economics | Calculates the costs of operation and material/installation for all technology efficiency options, then performs the cost-benefit analysis and determines the purchase shares for each scenario.
| Tech Forecast | Steps through each year of the study, using a stock accounting model to calculate total energy consumption (and peak demand, if applicable) for each technology in each year.
| Savings | Compares the Baseline and scenario forecasts for each technology, calculating savings as the delta between them.
Cache | Technology Cache | An index of row numbers for internal, runtime lookups of the inputs and outputs of each technology | This index organizes and expedites LoadMAP's runs, and should generally not be edited by the user.
Forecast Results | Technology Costs | Costs of operation and equipment from both the Utility and Program Participant perspectives, as calculated by the Tech Economics tab. Also includes consumption in kBTU terms, for use by the optional System model if it is active (see below).
| Technology Economics | Provides the option that was selected by the Economic screen for each year in each technology set. Also provides the Levelized Cost of Conserved Energy (CCE) and the calculated Benefit/Cost ratios from each of the 4 tests - TRC, PACT, PCT, and RIM | Levelized CCE is provided from the perspective of total resource costs (TRC)
| Equipment Results | The main results by technology, including total annual consumption, peak demand, number of units, and average replacement use. | If Systems are active, these results will include any System switching
| Equipment Purchases | Stores the total number of units newly purchased each year, broken out by each technology efficiency option. | If Systems are active, these results will include any System switching
| Equipment Stock | Shows the total stock existing in each year by efficiency option, including Vintage units and the effects of lifetime decay. | If Systems are active, these results will include any System switching
| Equipment Savings | Stores the results of the Savings calculation tab for each technology. | If Systems are active, these results will include any System switching
| LoadMAPTM System Module (Optional) |  | These tabs are hidden if the system module is not in use. Can be used for fuel switching or technology switching.
Category | Tab Label | Description | Notes
System Inputs | Building Systems | Lists each grouping of interrelated technologies under friendly labels, and defines several high level values for each, including starting saturation, annual growth, costs to switch (above and beyond component material costs, such as needing to install ducting if installing a central system for the first time), and control flags to enforce directionality (ie, preventing customers from backsliding into Room ACs even if they are cheaper)
| System Data | Defines the component technologies of each System using exact LoadMAP terminology, and defines the end uses necessary for any two systems to be considered a match for evaluation
| Sys Program Costs | As in Equipment Program Costs, factors to determine Incentive and Administrative costs, expressed as a percentage of Incremental material costs
| System Purchase Shares | Similar to Equipment purchase shares, the potion of customers who will opt fo each related system in each year
| System Potential Factors | The fraction of the eligible market that will make the transition from their baseline choice to the economic or technical option if incentivized.
Systems Engine | Sys Costs | Calculates the aggregate costs and kBTU consumption of each system, calculated from their component technologies
| Sys Economics | Calculates System Purchase Shares by comparing related systems
| Sys Forecast | Calculates a stock-accounting forecast of the system units only to determine any switching
| System Results | Applies the System forecast as a modification to the original forecast, adjusting unit counts and consumption to reach the final forecast
Cache | System Cache | An index of row numbers for the inputs and outputs of each system
Forecast Results | System Costs | The stored results of the Sys Costs calculation tab
| System Stock | The number of system units existing in each year | The system stock will not necessarily include all of the total units from their component technologies, as not all LoadMAP units are considered within the switching-eligible universe.
| Raw Equipment Results | As Equipment Results above, but will not include any subsequent System switching
| Raw Equipment Purchases | As Equipment Purchases above, but will not include any subsequent System switching
| Raw Equipment Stock | As Equipment Stock above, but will not include any subsequent System switching
| Raw Equipment Savings | As Equipment Savings above, but will not include any subsequent System switching

## Forecast Demand Summary (hidden)
Sector | - all -
Fuel | - all - | [12 empty] | Usage Forecast (kWh | WA_Residential | WA_Commercial | WA_Industrial | ID_Residential | ID_Commercial | ID_Industrial
Segment | - all - | [12 empty] | State | WA | WA | WA | ID | ID | ID
Vintage | - all - | [12 empty] | Sector | Residential | Commercial | Industrial | Residential | Commercial | Industrial
End Use | - all - | [12 empty] | 2021 | 2685379737.2819 | 2085998630.5557 | 555250178.2834 | 1317890750.0078 | 989709447.697 | 416273560.0927
Technology | - all - | [12 empty] | 2022 | 2577866065.4961 | 2079079713.7362 | 542198759.7798 | 1281313399.7805 | 964594124.0059 | 406895585.4641
Label | - all - | [12 empty] | 2023 | 2600431666.6192 | 2099433452.6924 | 538646587.5408 | 1293493567.1845 | 955718376.6215 | 402907283.2781
[14 empty] | 2024 | 2617376959.8672 | 2096461222.3533 | 536859972.3384 | 1305318384.6999 | 950383960.3194 | 400748183.7096
[14 empty] | 2025 | 2632101432.3857 | 2104909350.2517 | 533834312.1531 | 1317763675.3659 | 947694146.8056 | 398858163.543
[14 empty] | 2026 | 2646192305.6468 | 2109217951.3443 | 530516031.282 | 1330286867.5129 | 946860446.1546 | 397013655.4715
[14 empty] | Customer Forecast | WA_Residential | WA_Commercial | WA_Industrial | ID_Residential | ID_Commercial | ID_Industrial
[14 empty] | State | WA | WA | WA | ID | ID | ID
[14 empty] | Sector | Residential | Commercial | Industrial | Residential | Commercial | Industrial
[14 empty] | 2021 | 235764.8487 | 25129.579 | 1549.0391 | 121056.4098 | 17662.3049 | 1001.8316
[14 empty] | 2022 | 238866.8474 | 25435.3319 | 1553.4729 | 123095.6273 | 17903.4416 | 1011.7781
[14 empty] | 2023 | 241392.0249 | 25704.6441 | 1558.6408 | 124664.1401 | 18110.2066 | 1021.5619
[14 empty] | 2024 | 243583.0999 | 25947.0989 | 1563.6524 | 126176.5568 | 18312.9132 | 1031.3155
[14 empty] | 2025 | 245696.5966 | 26183.4469 | 1568.664 | 127743.6401 | 18520.6723 | 1041.0716
[14 empty] | 2026 | 247826.6795 | 26421.1987 | 1573.6749 | 129318.8901 | 18729.5065 | 1050.8281
|  |  |  | Commercial CT | 401.2889
[9 empty] | Source: | F:\AEG\Clients\Avista Energy\32030-40-00 2022 CPA\Client Data\Electricity Data and Forecasts Fall 2021.xlsx
#REF!
| LoadMAP Market Baseline | Utility Forecast w/o Codes & Standards | Forecast Variance | LoadMAP Market Size | Utility Market Size | LoadMAP kW/sqft | Utility kW/HH | Total Load Forecast |  | Customer Counts | Avg Customer growth | Usage | Avg Usage growth
2021 | 0 | 401.2889 | -100% | #VALUE! | #REF! | #VALUE! | #REF! | 2021 |  | #REF! |  | #REF!
2022 | 0 | #REF! | #REF! | #VALUE! | #REF! | #VALUE! | #REF! | 2022 |  | #REF! | #REF! | #REF! | #REF!
2023 | 0 | #REF! | #REF! | #VALUE! | #REF! | #VALUE! | #REF! | 2023 |  | #REF! | #REF! | #REF! | #REF!
2024 | 0 | #REF! | #REF! | #VALUE! | #REF! | #VALUE! | #REF! | 2024 |  | #REF! | #REF! | #REF! | #REF!
2025 | 0 | #REF! | #REF! | #VALUE! | #REF! | #VALUE! | #REF! | 2025 |  | #REF! | #REF! | #REF! | #REF!
2026 | 0 | #REF! | #REF! | #VALUE! | #REF! | #VALUE! | #REF! | 2026 |  | #REF! | #REF! | #REF! | #REF!
2027 | 0 |  |  | #VALUE! |  | #VALUE! |  | 2027 |  |  | #REF! |  | #REF!
2028 | 0 |  |  | #VALUE! |  | #VALUE! |  | 2028 |  |  | #REF! |  | #REF!
2029 | 0 |  |  | #VALUE! |  | #VALUE! |  | 2029 |  |  | #REF! |  | #REF!
2030 | 0 |  |  | #VALUE! |  | #VALUE! |  | 2030 |  |  | #REF! |  | #REF!
2031 | 0 |  |  | #VALUE! |  | #VALUE! |  | 2031 |  |  | #REF! |  | #REF!
2032 | 0 |  |  | #VALUE! |  | #VALUE! |  | 2032 |  |  | #REF! |  | #REF!
2033 | 0 |  |  | #VALUE! |  | #VALUE! |  | 2033 |  |  | #REF! |  | #REF!
2034 | 0 |  |  | #VALUE! |  | #VALUE! |  | 2034 |  |  | #REF! |  | #REF!
2035 | 0 |  |  | #VALUE! |  | #VALUE! |  | 2035 |  |  | #REF! |  | #REF!
2036 | 0 |  |  | #VALUE! |  | #VALUE! |  | 2036 |  |  | #REF! |  | #REF!
2037 | 0 |  |  | #VALUE! |  | #VALUE! |  | 2037 |  |  | #REF! |  | #REF!
2038 | 0 |  |  | #VALUE! |  | #VALUE! |  | 2038 |  |  | #REF! |  | #REF!
2039 | 0 |  |  | #VALUE! |  | #VALUE! |  | 2039 |  |  | #REF! |  | #REF!
2040 | 0 |  |  | #VALUE! |  | #VALUE! |  | 2040 |  |  | #REF! |  | #REF!
2041 | 0 |  |  | #VALUE! |  | #VALUE! |  | 2041 |  |  | #REF! |  | #REF!
2042 | 0 |  |  | #VALUE! |  | #VALUE! |  | 2042 |  |  | #REF! |  | #REF!
2043 | 0 |  |  | #VALUE! |  | #VALUE! |  | 2043 |  |  | #REF! |  | #REF!
2044 | 0 |  |  | #VALUE! |  | #VALUE! |  | 2044 |  |  | #REF! |  | #REF!
2045 | 0 |  |  | #VALUE! |  | #VALUE! |  | 2045 |  |  | #REF! |  | #REF!
2046 | 0 |  |  | #VALUE! |  | #VALUE! |  | 2046 |  |  | #REF! |  | #REF!
2047 | 0 |  |  | #VALUE! |  | #VALUE! |  | 2047 |  |  | #REF! |  | #REF!
[8 empty] | 2048 |  |  | #REF! |  | #REF!
Sector | - all -
Fuel | - all -
Segment | - all -
Vintage | - all -
End Use | - all -
Technology | - all -
Label | - all -
|  |  |  | Commercial CT | 399.1773
[9 empty] | Source: | F:\AEG\Clients\Avista Energy\32030-40-00 2022 CPA\Client Data\Electricity Data and Forecasts Fall 2021.xlsx
#REF!
| LoadMAP Market Baseline | Utility Forecast w/o Codes & Standards | Forecast Variance | LoadMAP Market Size | Utility Market Size | LoadMAP kWh/HH | Utility kWh/HH | Total Load Forecast |  | Customer Counts | Avg Customer growth | Usage | Avg Usage growth
2021 | 0 | 399.1773 | -100% | #VALUE! | #REF! | #VALUE! | #REF! | 2021 |  | #REF! |  | #REF!
2022 | 0 | #REF! | #REF! | #VALUE! | #REF! | #VALUE! | #REF! | 2022 |  | #REF! | #REF! | #REF! | #REF!
2023 | 0 | #REF! | #REF! | #VALUE! | #REF! | #VALUE! | #REF! | 2023 |  | #REF! | #REF! | #REF! | #REF!
2024 | 0 | #REF! | #REF! | #VALUE! | #REF! | #VALUE! | #REF! | 2024 |  | #REF! | #REF! | #REF! | #REF!
2025 | 0 | #REF! | #REF! | #VALUE! | #REF! | #VALUE! | #REF! | 2025 |  | #REF! | #REF! | #REF! | #REF!
2026 | 0 | #REF! | #REF! | #VALUE! | #REF! | #VALUE! | #REF! | 2026 |  | #REF! | #REF! | #REF! | #REF!
2027 | 0 |  |  | #VALUE! |  | #VALUE! |  | 2027 |  |  | #REF! |  | #REF!
2028 | 0 |  |  | #VALUE! |  | #VALUE! |  | 2028 |  |  | #REF! |  | #REF!
2029 | 0 |  |  | #VALUE! |  | #VALUE! |  | 2029 |  |  | #REF! |  | #REF!
2030 | 0 |  |  | #VALUE! |  | #VALUE! |  | 2030 |  |  | #REF! |  | #REF!
2031 | 0 |  |  | #VALUE! |  | #VALUE! |  | 2031 |  |  | #REF! |  | #REF!
2032 | 0 |  |  | #VALUE! |  | #VALUE! |  | 2032 |  |  | #REF! |  | #REF!
2033 | 0 |  |  | #VALUE! |  | #VALUE! |  | 2033 |  |  | #REF! |  | #REF!
2034 | 0 |  |  | #VALUE! |  | #VALUE! |  | 2034 |  |  | #REF! |  | #REF!
2035 | 0 |  |  | #VALUE! |  | #VALUE! |  | 2035 |  |  | #REF! |  | #REF!
2036 | 0 |  |  | #VALUE! |  | #VALUE! |  | 2036 |  |  | #REF! |  | #REF!
2037 | 0 |  |  | #VALUE! |  | #VALUE! |  | 2037 |  |  | #REF! |  | #REF!
2038 | 0 |  |  | #VALUE! |  | #VALUE! |  | 2038 |  |  | #REF! |  | #REF!
2039 | 0 |  |  | #VALUE! |  | #VALUE! |  | 2039 |  |  | #REF! |  | #REF!
2040 | 0 |  |  | #VALUE! |  | #VALUE! |  | 2040 |  |  | #REF! |  | #REF!
2041 | 0 |  |  | #VALUE! |  | #VALUE! |  | 2041 |  |  | #REF! |  | #REF!
2042 | 0 |  |  | #VALUE! |  | #VALUE! |  | 2042 |  |  | #REF! |  | #REF!
2043 | 0 |  |  | #VALUE! |  | #VALUE! |  | 2043 |  |  | #REF! |  | #REF!
2044 | 0 |  |  | #VALUE! |  | #VALUE! |  | 2044 |  |  | #REF! |  | #REF!
2045 | 0 |  |  | #VALUE! |  | #VALUE! |  | 2045 |  |  | #REF! |  | #REF!
2046 | 0 |  |  | #VALUE! |  | #VALUE! |  | 2046 |  |  | #REF! |  | #REF!
2047 | 0 |  |  | #VALUE! |  | #VALUE! |  | 2047 |  |  | #REF! |  | #REF!
[8 empty] | 2048 |  |  | #REF! |  | #REF!

## Variables
Name | Value | Description | Affects
Equipment File Name | TBD | The filename of the Equipment module. | Measures
Measures File Name | TBD | The filename of the Measures module. | Measures
Results File Name | TBD | The file name for the Results file. | Final Results
Base Year | 2021 | The base year of the study. | Calibration, Tech Economics, Sys Economics
Forecast Start Year | 2023 | The first year potentials differ from the baseline. | Tech Economics, SysEconomics
Forecast End Year | 2047 | The last year of the forecast. | Tech Economics, Sys Economics
Max Systems | 5 | The maximum number of systems to compare at once | Sys Economics, Sys Forecast
Equipment Levels | 10 | The maximum number of options for equipment | Calibration, Tech Economics, Sys Economics
Equipment Components | 5 | The maximum number of components for systems | Tech Economics, Sys Economics
Max Vintage Age | 35 | The maximum age of vintaged equipment | Calibration
Max Equipment Age | 30 | The maximum age of modeled equipment | Tech Economics, Sys Economics
Economic Test | TRC | The economic test to use (TRC, PAC, PC, RIM, or LCOE) | Tech Economics
Economic Criteria | Max Savings | Whether the economic screen should optimize for "Max NPV" or "Max Savings" | Tech Economics
Discount Rate | 6.91% | The utility's internal discount rate for economic analysis. | Tech Economics
Owner Discount Rate (Existing) | 6.91% | Discount rate used for Replacement scenario in economic analysis | Tech Economics, Sys Costs
Builder Discount Rate (New Construction) | 6.91% | Discount rate used for New Construction scenario in economic analysis | Tech Economics, Sys Costs
Minimum BC Ratio | 1 | The minimum BC ratio required for a measure to pass. | Tech Economics
Electric kBTUs | 3.412 | The amount of kBTUs contained in one unit of electricity. | Tech Economics
Natural Gas kBTUs | 100 | The amount of kBTUs contained in one unit of natural gas. | Tech Economics
Run Systems | FALSE | Determines whether or not the System Forecast is run. | Sys Forecast
Run Codes & Standards Forecast | FALSE | Determines whether or not the Codes and Standards Forecast is run. | Tech Economics, Sys Economics
Run Realistic Achievable Potential | FALSE | Determines whether or not the Realistic Achievable Potential is run. | Tech Economics, Sys Economics
Run Maximum Achievable Potential | FALSE | Determines whether or not the Maximum Achievable Potential is run. | Tech Economics, Sys Economics
Run Economic Potential | FALSE | Determines whether or not the Economic Potential is run. | Tech Economics, Sys Economics
Run Technical Potential | FALSE | Determines whether or not the Technical Potential is run. | Tech Economics, Sys Economics
Base Case | Baseline Forecast | The study's base case potential. Typically the Baseline, though possibly Codes & Standards. | Savings
Achievable Case | Economic Potential | Whether the study should use the Economic Potential or the Technical Potential to determine Achievable Potential | Savings
Force Creation | FALSE | Whether or not the system should create entries for keys it cannot find. | Setup
Residential Setup | Households;HH;UEC | Labels for the sector market units used by the Market Profile tab | Setup
Commercial Setup | Square Feet ;SqFt.;EUI | Labels for the sector market units used by the Market Profile tab | Setup
Industrial Setup | Industrial Units; IU; EUI | Labels for the sector market units used by the Market Profile tab | Setup
Electric Setup | kWh;MWh;GWh;KW;MW;GW | Labels for the fuel units used by the Market Profile tab | Setup
Natural Gas Setup | Thrm;mThrm;mmThrm;N/A;N/A;N/A | Labels for the fuel units used by the Market Profile tab | Setup
Sheets Should Hide | FALSE | If TRUE, hides the engine and cache worksheets when the file is opened. | Setup
Uses Measures | TRUE | Whether or not the Measures module is included in the study. | Final Results
Font Color Key
User input, common | Red Font | User inputs that are often modified
User input, uncommon | Blue Font | User inputs that have been preset by EnerNOC and should rarely, if ever, be changed
Standard | Black Font | Text labels or calculated values; no input required

## Market Size
Key | Sector | Segment | Vintage | 2021 | 2022 | 2023 | 2024 | 2025 | 2026 | 2027 | 2028 | 2029 | 2030 | 2031 | 2032 | 2033 | 2034 | 2035 | 2036 | 2037 | 2038 | 2039 | 2040 | 2041 | 2042 | 2043 | 2044 | 2045 | 2046 | 2047
Industrial_Industrial - WA_Existing | Industrial | Industrial - WA | Existing | 1570.087 | 1543.0166 | 1516.4128 | 1490.2678 | 1464.5735 | 1439.3222 | 1414.5063 | 1390.1183 | 1366.1507 | 1342.5964 | 1319.4482 | 1296.6991 | 1274.3422 | 1252.3708 | 1230.7782 | 1209.5579 | 1188.7034 | 1168.2086 | 1148.067 | 1128.2728 | 1108.8198 | 1089.7022 | 1070.9142 | 1052.4502 | 1034.3045 | 1016.4717 | 998.9463
Industrial_Industrial - WA_New | Industrial | Industrial - WA | New | 0 | 93.7852 | 173.1216 | 230.5563 | 275.6926 | 312.3176 | 337.5652 | 362.3851 | 386.7846 | 410.7709 | 434.3513 | 457.5327 | 480.3219 | 502.7258 | 524.751 | 546.404 | 567.6912 | 588.619 | 609.1935 | 629.4209 | 649.3071 | 668.858 | 688.0794 | 706.9769 | 725.5563 | 743.8229 | 761.7821
Industrial_Industrial - ID_Existing | Industrial | Industrial - ID | Existing | 989.2646 | 972.2083 | 955.4461 | 938.9729 | 922.7837 | 906.8737 | 891.2379 | 875.8717 | 860.7705 | 845.9296 | 831.3446 | 817.0111 | 802.9247 | 789.0812 | 775.4763 | 762.1061 | 748.9663 | 736.0531 | 723.3625 | 710.8907 | 698.634 | 686.5886 | 674.7509 | 663.1172 | 651.6842 | 640.4482 | 629.406
Industrial_Industrial - ID_New | Industrial | Industrial - ID | New | 0 | 0.81459 | 3.0451 | 19.8958 | 35.9063 | 51.8456 | 67.349 | 82.5829 | 97.5519 | 112.2605 | 126.7133 | 140.9146 | 154.8688 | 168.5801 | 182.0528 | 195.2909 | 208.2986 | 221.0797 | 233.6381 | 245.9778 | 258.1025 | 270.0159 | 281.7216 | 293.2232 | 304.5243 | 315.6283 | 326.5386

## Saturations
Key | Sector | Segment | Vintage | End Use | Fuel | Technology | 2021 | 2022 | 2023 | 2024 | 2025 | 2026 | 2027 | 2028 | 2029 | 2030 | 2031 | 2032 | 2033 | 2034 | 2035 | 2036 | 2037 | 2038 | 2039 | 2040 | 2041 | 2042 | 2043 | 2044 | 2045 | 2046 | 2047
Industrial_Industrial - WA_Existing_Space Heating_Natural Gas_Furnace | Industrial | Industrial - WA | Existing | Space Heating | Natural Gas | Furnace | 32.3% | 32.3% | 32.3% | 32.3% | 32.3% | 32.3% | 32.3% | 32.3% | 32.3% | 32.3% | 32.3% | 32.3% | 32.3% | 32.3% | 32.3% | 32.3% | 32.3% | 32.3% | 32.3% | 32.3% | 32.3% | 32.3% | 32.3% | 32.3% | 32.3% | 32.3% | 32.3% | 35.63%
Industrial_Industrial - WA_Existing_Space Heating_Natural Gas_Boiler | Industrial | Industrial - WA | Existing | Space Heating | Natural Gas | Boiler | 51.55% | 51.55% | 51.55% | 51.55% | 51.55% | 51.55% | 51.55% | 51.55% | 51.55% | 51.55% | 51.55% | 51.55% | 51.55% | 51.55% | 51.55% | 51.55% | 51.55% | 51.55% | 51.55% | 51.55% | 51.55% | 51.55% | 51.55% | 51.55% | 51.55% | 51.55% | 51.55% | 38.62%
Industrial_Industrial - WA_Existing_Space Heating_Natural Gas_Unit Heater | Industrial | Industrial - WA | Existing | Space Heating | Natural Gas | Unit Heater | 16.15% | 16.15% | 16.15% | 16.15% | 16.15% | 16.15% | 16.15% | 16.15% | 16.15% | 16.15% | 16.15% | 16.15% | 16.15% | 16.15% | 16.15% | 16.15% | 16.15% | 16.15% | 16.15% | 16.15% | 16.15% | 16.15% | 16.15% | 16.15% | 16.15% | 16.15% | 16.15% | 1.723%
Industrial_Industrial - WA_Existing_Process_Natural Gas_Process Boiler | Industrial | Industrial - WA | Existing | Process | Natural Gas | Process Boiler | 100% | 100% | 100% | 100% | 100% | 100% | 100% | 100% | 100% | 100% | 100% | 100% | 100% | 100% | 100% | 100% | 100% | 100% | 100% | 100% | 100% | 100% | 100% | 100% | 100% | 100% | 100% | 58.51%
Industrial_Industrial - WA_Existing_Process_Natural Gas_Process Heating | Industrial | Industrial - WA | Existing | Process | Natural Gas | Process Heating | 100% | 100% | 100% | 100% | 100% | 100% | 100% | 100% | 100% | 100% | 100% | 100% | 100% | 100% | 100% | 100% | 100% | 100% | 100% | 100% | 100% | 100% | 100% | 100% | 100% | 100% | 100% | 0.7922%
Industrial_Industrial - WA_Existing_Process_Natural Gas_Process Cooling | Industrial | Industrial - WA | Existing | Process | Natural Gas | Process Cooling | 100% | 100% | 100% | 100% | 100% | 100% | 100% | 100% | 100% | 100% | 100% | 100% | 100% | 100% | 100% | 100% | 100% | 100% | 100% | 100% | 100% | 100% | 100% | 100% | 100% | 100% | 100% | 0.3961%
Industrial_Industrial - WA_Existing_Process_Natural Gas_Other Process | Industrial | Industrial - WA | Existing | Process | Natural Gas | Other Process | 100% | 100% | 100% | 100% | 100% | 100% | 100% | 100% | 100% | 100% | 100% | 100% | 100% | 100% | 100% | 100% | 100% | 100% | 100% | 100% | 100% | 100% | 100% | 100% | 100% | 100% | 100% | 0.3961%
Industrial_Industrial - WA_Existing_Miscellaneous_Natural Gas_Miscellaneous | Industrial | Industrial - WA | Existing | Miscellaneous | Natural Gas | Miscellaneous | 100% | 100% | 100% | 100% | 100% | 100% | 100% | 100% | 100% | 100% | 100% | 100% | 100% | 100% | 100% | 100% | 100% | 100% | 100% | 100% | 100% | 100% | 100% | 100% | 100% | 100% | 100% | 1.584%
Industrial_Industrial - WA_New_Space Heating_Natural Gas_Furnace | Industrial | Industrial - WA | New | Space Heating | Natural Gas | Furnace | 32.3% | 32.3% | 32.3% | 32.3% | 32.3% | 32.3% | 32.3% | 32.3% | 32.3% | 32.3% | 32.3% | 32.3% | 32.3% | 32.3% | 32.3% | 32.3% | 32.3% | 32.3% | 32.3% | 32.3% | 32.3% | 32.3% | 32.3% | 32.3% | 32.3% | 32.3% | 32.3% | 0%
Industrial_Industrial - WA_New_Space Heating_Natural Gas_Boiler | Industrial | Industrial - WA | New | Space Heating | Natural Gas | Boiler | 51.55% | 51.55% | 51.55% | 51.55% | 51.55% | 51.55% | 51.55% | 51.55% | 51.55% | 51.55% | 51.55% | 51.55% | 51.55% | 51.55% | 51.55% | 51.55% | 51.55% | 51.55% | 51.55% | 51.55% | 51.55% | 51.55% | 51.55% | 51.55% | 51.55% | 51.55% | 51.55% | 1.584%
Industrial_Industrial - WA_New_Space Heating_Natural Gas_Unit Heater | Industrial | Industrial - WA | New | Space Heating | Natural Gas | Unit Heater | 16.15% | 16.15% | 16.15% | 16.15% | 16.15% | 16.15% | 16.15% | 16.15% | 16.15% | 16.15% | 16.15% | 16.15% | 16.15% | 16.15% | 16.15% | 16.15% | 16.15% | 16.15% | 16.15% | 16.15% | 16.15% | 16.15% | 16.15% | 16.15% | 16.15% | 16.15% | 16.15% | 1.584%
Industrial_Industrial - WA_New_Process_Natural Gas_Process Boiler | Industrial | Industrial - WA | New | Process | Natural Gas | Process Boiler | 100% | 100% | 100% | 100% | 100% | 100% | 100% | 100% | 100% | 100% | 100% | 100% | 100% | 100% | 100% | 100% | 100% | 100% | 100% | 100% | 100% | 100% | 100% | 100% | 100% | 100% | 100% | 0%
Industrial_Industrial - WA_New_Process_Natural Gas_Process Heating | Industrial | Industrial - WA | New | Process | Natural Gas | Process Heating | 100% | 100% | 100% | 100% | 100% | 100% | 100% | 100% | 100% | 100% | 100% | 100% | 100% | 100% | 100% | 100% | 100% | 100% | 100% | 100% | 100% | 100% | 100% | 100% | 100% | 100% | 100% | 0%
Industrial_Industrial - WA_New_Process_Natural Gas_Process Cooling | Industrial | Industrial - WA | New | Process | Natural Gas | Process Cooling | 100% | 100% | 100% | 100% | 100% | 100% | 100% | 100% | 100% | 100% | 100% | 100% | 100% | 100% | 100% | 100% | 100% | 100% | 100% | 100% | 100% | 100% | 100% | 100% | 100% | 100% | 100% | 0%
Industrial_Industrial - WA_New_Process_Natural Gas_Other Process | Industrial | Industrial - WA | New | Process | Natural Gas | Other Process | 100% | 100% | 100% | 100% | 100% | 100% | 100% | 100% | 100% | 100% | 100% | 100% | 100% | 100% | 100% | 100% | 100% | 100% | 100% | 100% | 100% | 100% | 100% | 100% | 100% | 100% | 100% | 100%
Industrial_Industrial - WA_New_Miscellaneous_Natural Gas_Miscellaneous | Industrial | Industrial - WA | New | Miscellaneous | Natural Gas | Miscellaneous | 100% | 100% | 100% | 100% | 100% | 100% | 100% | 100% | 100% | 100% | 100% | 100% | 100% | 100% | 100% | 100% | 100% | 100% | 100% | 100% | 100% | 100% | 100% | 100% | 100% | 100% | 100% | 35.63%
Industrial_Industrial - ID_Existing_Space Heating_Natural Gas_Furnace | Industrial | Industrial - ID | Existing | Space Heating | Natural Gas | Furnace | 32.3% | 32.3% | 32.3% | 32.3% | 32.3% | 32.3% | 32.3% | 32.3% | 32.3% | 32.3% | 32.3% | 32.3% | 32.3% | 32.3% | 32.3% | 32.3% | 32.3% | 32.3% | 32.3% | 32.3% | 32.3% | 32.3% | 32.3% | 32.3% | 32.3% | 32.3% | 32.3% | 38.62%
Industrial_Industrial - ID_Existing_Space Heating_Natural Gas_Boiler | Industrial | Industrial - ID | Existing | Space Heating | Natural Gas | Boiler | 51.55% | 51.55% | 51.55% | 51.55% | 51.55% | 51.55% | 51.55% | 51.55% | 51.55% | 51.55% | 51.55% | 51.55% | 51.55% | 51.55% | 51.55% | 51.55% | 51.55% | 51.55% | 51.55% | 51.55% | 51.55% | 51.55% | 51.55% | 51.55% | 51.55% | 51.55% | 51.55% | 1.723%
Industrial_Industrial - ID_Existing_Space Heating_Natural Gas_Unit Heater | Industrial | Industrial - ID | Existing | Space Heating | Natural Gas | Unit Heater | 16.15% | 16.15% | 16.15% | 16.15% | 16.15% | 16.15% | 16.15% | 16.15% | 16.15% | 16.15% | 16.15% | 16.15% | 16.15% | 16.15% | 16.15% | 16.15% | 16.15% | 16.15% | 16.15% | 16.15% | 16.15% | 16.15% | 16.15% | 16.15% | 16.15% | 16.15% | 16.15% | 58.51%
Industrial_Industrial - ID_Existing_Process_Natural Gas_Process Boiler | Industrial | Industrial - ID | Existing | Process | Natural Gas | Process Boiler | 100% | 100% | 100% | 100% | 100% | 100% | 100% | 100% | 100% | 100% | 100% | 100% | 100% | 100% | 100% | 100% | 100% | 100% | 100% | 100% | 100% | 100% | 100% | 100% | 100% | 100% | 100% | 0.7922%
Industrial_Industrial - ID_Existing_Process_Natural Gas_Process Heating | Industrial | Industrial - ID | Existing | Process | Natural Gas | Process Heating | 100% | 100% | 100% | 100% | 100% | 100% | 100% | 100% | 100% | 100% | 100% | 100% | 100% | 100% | 100% | 100% | 100% | 100% | 100% | 100% | 100% | 100% | 100% | 100% | 100% | 100% | 100% | 0.3961%
Industrial_Industrial - ID_Existing_Process_Natural Gas_Process Cooling | Industrial | Industrial - ID | Existing | Process | Natural Gas | Process Cooling | 100% | 100% | 100% | 100% | 100% | 100% | 100% | 100% | 100% | 100% | 100% | 100% | 100% | 100% | 100% | 100% | 100% | 100% | 100% | 100% | 100% | 100% | 100% | 100% | 100% | 100% | 100% | 0.3961%
Industrial_Industrial - ID_Existing_Process_Natural Gas_Other Process | Industrial | Industrial - ID | Existing | Process | Natural Gas | Other Process | 100% | 100% | 100% | 100% | 100% | 100% | 100% | 100% | 100% | 100% | 100% | 100% | 100% | 100% | 100% | 100% | 100% | 100% | 100% | 100% | 100% | 100% | 100% | 100% | 100% | 100% | 100% | 1.584%
Industrial_Industrial - ID_Existing_Miscellaneous_Natural Gas_Miscellaneous | Industrial | Industrial - ID | Existing | Miscellaneous | Natural Gas | Miscellaneous | 100% | 100% | 100% | 100% | 100% | 100% | 100% | 100% | 100% | 100% | 100% | 100% | 100% | 100% | 100% | 100% | 100% | 100% | 100% | 100% | 100% | 100% | 100% | 100% | 100% | 100% | 100% | 0%
Industrial_Industrial - ID_New_Space Heating_Natural Gas_Furnace | Industrial | Industrial - ID | New | Space Heating | Natural Gas | Furnace | 32.3% | 32.3% | 32.3% | 32.3% | 32.3% | 32.3% | 32.3% | 32.3% | 32.3% | 32.3% | 32.3% | 32.3% | 32.3% | 32.3% | 32.3% | 32.3% | 32.3% | 32.3% | 32.3% | 32.3% | 32.3% | 32.3% | 32.3% | 32.3% | 32.3% | 32.3% | 32.3% | 1.584%
Industrial_Industrial - ID_New_Space Heating_Natural Gas_Boiler | Industrial | Industrial - ID | New | Space Heating | Natural Gas | Boiler | 51.55% | 51.55% | 51.55% | 51.55% | 51.55% | 51.55% | 51.55% | 51.55% | 51.55% | 51.55% | 51.55% | 51.55% | 51.55% | 51.55% | 51.55% | 51.55% | 51.55% | 51.55% | 51.55% | 51.55% | 51.55% | 51.55% | 51.55% | 51.55% | 51.55% | 51.55% | 51.55% | 1.584%
Industrial_Industrial - ID_New_Space Heating_Natural Gas_Unit Heater | Industrial | Industrial - ID | New | Space Heating | Natural Gas | Unit Heater | 16.15% | 16.15% | 16.15% | 16.15% | 16.15% | 16.15% | 16.15% | 16.15% | 16.15% | 16.15% | 16.15% | 16.15% | 16.15% | 16.15% | 16.15% | 16.15% | 16.15% | 16.15% | 16.15% | 16.15% | 16.15% | 16.15% | 16.15% | 16.15% | 16.15% | 16.15% | 16.15% | 0%
Industrial_Industrial - ID_New_Process_Natural Gas_Process Boiler | Industrial | Industrial - ID | New | Process | Natural Gas | Process Boiler | 100% | 100% | 100% | 100% | 100% | 100% | 100% | 100% | 100% | 100% | 100% | 100% | 100% | 100% | 100% | 100% | 100% | 100% | 100% | 100% | 100% | 100% | 100% | 100% | 100% | 100% | 100% | 0%
Industrial_Industrial - ID_New_Process_Natural Gas_Process Heating | Industrial | Industrial - ID | New | Process | Natural Gas | Process Heating | 100% | 100% | 100% | 100% | 100% | 100% | 100% | 100% | 100% | 100% | 100% | 100% | 100% | 100% | 100% | 100% | 100% | 100% | 100% | 100% | 100% | 100% | 100% | 100% | 100% | 100% | 100% | 0%
Industrial_Industrial - ID_New_Process_Natural Gas_Process Cooling | Industrial | Industrial - ID | New | Process | Natural Gas | Process Cooling | 100% | 100% | 100% | 100% | 100% | 100% | 100% | 100% | 100% | 100% | 100% | 100% | 100% | 100% | 100% | 100% | 100% | 100% | 100% | 100% | 100% | 100% | 100% | 100% | 100% | 100% | 100% | 100%
Industrial_Industrial - ID_New_Process_Natural Gas_Other Process | Industrial | Industrial - ID | New | Process | Natural Gas | Other Process | 100% | 100% | 100% | 100% | 100% | 100% | 100% | 100% | 100% | 100% | 100% | 100% | 100% | 100% | 100% | 100% | 100% | 100% | 100% | 100% | 100% | 100% | 100% | 100% | 100% | 100% | 100% | 92.21%
Industrial_Industrial - ID_New_Miscellaneous_Natural Gas_Miscellaneous | Industrial | Industrial - ID | New | Miscellaneous | Natural Gas | Miscellaneous | 100% | 100% | 100% | 100% | 100% | 100% | 100% | 100% | 100% | 100% | 100% | 100% | 100% | 100% | 100% | 100% | 100% | 100% | 100% | 100% | 100% | 100% | 100% | 100% | 100% | 100% | 100% | 0.4782%

## UECs & EUIs
Key | Sector | Segment | Vintage | End Use | Fuel | Technology | Existing Unit Usage | New Unit Usage | Peak Factor (S) | Peak Factor (W) | Min. Lifetime | Max. Lifetime | Turnover | Group Enduses | Primary Enduse | Logit Model
Industrial_Industrial - WA_Existing_Space Heating_Natural Gas_Furnace | Industrial | Industrial - WA | Existing | Space Heating | Natural Gas | Furnace | 103.124 | 100.5484 | 0 | 0 | 17 | 29 | Normal | FALSE | FALSE | FALSE
Industrial_Industrial - WA_Existing_Space Heating_Natural Gas_Boiler | Industrial | Industrial - WA | Existing | Space Heating | Natural Gas | Boiler | 103.124 | 97.9678 | 0 | 0 | 20 | 30 | Normal | FALSE | FALSE | FALSE
Industrial_Industrial - WA_Existing_Space Heating_Natural Gas_Unit Heater | Industrial | Industrial - WA | Existing | Space Heating | Natural Gas | Unit Heater | 103.124 | 103.124 | 0 | 0 | 15 | 25 | Normal | FALSE | FALSE | FALSE
Industrial_Industrial - WA_Existing_Process_Natural Gas_Process Boiler | Industrial | Industrial - WA | Existing | Process | Natural Gas | Process Boiler | 750.4212 | 750.4212 | 0 | 0 | 2 | 8 | Normal | FALSE | FALSE | FALSE
Industrial_Industrial - WA_Existing_Process_Natural Gas_Process Heating | Industrial | Industrial - WA | Existing | Process | Natural Gas | Process Heating | 686.1073 | 686.1073 | 0 | 0 | 2 | 8 | Normal | FALSE | FALSE | FALSE
Industrial_Industrial - WA_Existing_Process_Natural Gas_Process Cooling | Industrial | Industrial - WA | Existing | Process | Natural Gas | Process Cooling | 6.6532 | 6.6532 | 0 | 0 | 2 | 8 | Normal | FALSE | FALSE | FALSE
Industrial_Industrial - WA_Existing_Process_Natural Gas_Other Process | Industrial | Industrial - WA | Existing | Process | Natural Gas | Other Process | 70.1354 | 70.1354 | 0 | 0 | 2 | 8 | Normal | FALSE | FALSE | FALSE
Industrial_Industrial - WA_Existing_Miscellaneous_Natural Gas_Miscellaneous | Industrial | Industrial - WA | Existing | Miscellaneous | Natural Gas | Miscellaneous | 82.6101 | 82.6101 | 0 | 0 | 2 | 8 | Normal | FALSE | FALSE | FALSE
Industrial_Industrial - WA_New_Space Heating_Natural Gas_Furnace | Industrial | Industrial - WA | New | Space Heating | Natural Gas | Furnace | 0 | 77.0891 | 0 | 0 | 17 | 29 | Normal | FALSE | FALSE | FALSE
Industrial_Industrial - WA_New_Space Heating_Natural Gas_Boiler | Industrial | Industrial - WA | New | Space Heating | Natural Gas | Boiler | 0 | 87.7768 | 0 | 0 | 20 | 30 | Normal | FALSE | FALSE | FALSE
Industrial_Industrial - WA_New_Space Heating_Natural Gas_Unit Heater | Industrial | Industrial - WA | New | Space Heating | Natural Gas | Unit Heater | 0 | 103.124 | 0 | 0 | 15 | 25 | Normal | FALSE | FALSE | FALSE
Industrial_Industrial - WA_New_Process_Natural Gas_Process Boiler | Industrial | Industrial - WA | New | Process | Natural Gas | Process Boiler | 0 | 750.4212 | 0 | 0 | 2 | 8 | Normal | FALSE | FALSE | FALSE
Industrial_Industrial - WA_New_Process_Natural Gas_Process Heating | Industrial | Industrial - WA | New | Process | Natural Gas | Process Heating | 0 | 686.1073 | 0 | 0 | 2 | 8 | Normal | FALSE | FALSE | FALSE
Industrial_Industrial - WA_New_Process_Natural Gas_Process Cooling | Industrial | Industrial - WA | New | Process | Natural Gas | Process Cooling | 0 | 6.6532 | 0 | 0 | 2 | 8 | Normal | FALSE | FALSE | FALSE
Industrial_Industrial - WA_New_Process_Natural Gas_Other Process | Industrial | Industrial - WA | New | Process | Natural Gas | Other Process | 0 | 70.1354 | 0 | 0 | 2 | 8 | Normal | FALSE | FALSE | FALSE
Industrial_Industrial - WA_New_Miscellaneous_Natural Gas_Miscellaneous | Industrial | Industrial - WA | New | Miscellaneous | Natural Gas | Miscellaneous | 0 | 82.6101 | 0 | 0 | 2 | 8 | Normal | FALSE | FALSE | FALSE
Industrial_Industrial - ID_Existing_Space Heating_Natural Gas_Furnace | Industrial | Industrial - ID | Existing | Space Heating | Natural Gas | Furnace | 141.2402 | 137.6575 | 0 | 0 | 17 | 29 | Normal | FALSE | FALSE | FALSE
Industrial_Industrial - ID_Existing_Space Heating_Natural Gas_Boiler | Industrial | Industrial - ID | Existing | Space Heating | Natural Gas | Boiler | 141.2402 | 134.1782 | 0 | 0 | 20 | 30 | Normal | FALSE | FALSE | FALSE
Industrial_Industrial - ID_Existing_Space Heating_Natural Gas_Unit Heater | Industrial | Industrial - ID | Existing | Space Heating | Natural Gas | Unit Heater | 141.2402 | 141.2402 | 0 | 0 | 15 | 25 | Normal | FALSE | FALSE | FALSE
Industrial_Industrial - ID_Existing_Process_Natural Gas_Process Boiler | Industrial | Industrial - ID | Existing | Process | Natural Gas | Process Boiler | 1027.7881 | 1027.7881 | 0 | 0 | 2 | 8 | Normal | FALSE | FALSE | FALSE
Industrial_Industrial - ID_Existing_Process_Natural Gas_Process Heating | Industrial | Industrial - ID | Existing | Process | Natural Gas | Process Heating | 939.7028 | 939.7028 | 0 | 0 | 2 | 8 | Normal | FALSE | FALSE | FALSE
Industrial_Industrial - ID_Existing_Process_Natural Gas_Process Cooling | Industrial | Industrial - ID | Existing | Process | Natural Gas | Process Cooling | 9.1123 | 9.1123 | 0 | 0 | 2 | 8 | Normal | FALSE | FALSE | FALSE
Industrial_Industrial - ID_Existing_Process_Natural Gas_Other Process | Industrial | Industrial - ID | Existing | Process | Natural Gas | Other Process | 96.0585 | 96.0585 | 0 | 0 | 2 | 8 | Normal | FALSE | FALSE | FALSE
Industrial_Industrial - ID_Existing_Miscellaneous_Natural Gas_Miscellaneous | Industrial | Industrial - ID | Existing | Miscellaneous | Natural Gas | Miscellaneous | 113.144 | 113.144 | 0 | 0 | 2 | 8 | Normal | FALSE | FALSE | FALSE
Industrial_Industrial - ID_New_Space Heating_Natural Gas_Furnace | Industrial | Industrial - ID | New | Space Heating | Natural Gas | Furnace | 0 | 105.5824 | 0 | 0 | 17 | 29 | Normal | FALSE | FALSE | FALSE
Industrial_Industrial - ID_New_Space Heating_Natural Gas_Boiler | Industrial | Industrial - ID | New | Space Heating | Natural Gas | Boiler | 0 | 120.2204 | 0 | 0 | 20 | 30 | Normal | FALSE | FALSE | FALSE
Industrial_Industrial - ID_New_Space Heating_Natural Gas_Unit Heater | Industrial | Industrial - ID | New | Space Heating | Natural Gas | Unit Heater | 0 | 141.2402 | 0 | 0 | 15 | 25 | Normal | FALSE | FALSE | FALSE
Industrial_Industrial - ID_New_Process_Natural Gas_Process Boiler | Industrial | Industrial - ID | New | Process | Natural Gas | Process Boiler | 0 | 1027.7881 | 0 | 0 | 2 | 8 | Normal | FALSE | FALSE | FALSE
Industrial_Industrial - ID_New_Process_Natural Gas_Process Heating | Industrial | Industrial - ID | New | Process | Natural Gas | Process Heating | 0 | 939.7028 | 0 | 0 | 2 | 8 | Normal | FALSE | FALSE | FALSE
Industrial_Industrial - ID_New_Process_Natural Gas_Process Cooling | Industrial | Industrial - ID | New | Process | Natural Gas | Process Cooling | 0 | 9.1123 | 0 | 0 | 2 | 8 | Normal | FALSE | FALSE | FALSE
Industrial_Industrial - ID_New_Process_Natural Gas_Other Process | Industrial | Industrial - ID | New | Process | Natural Gas | Other Process | 0 | 96.0585 | 0 | 0 | 2 | 8 | Normal | FALSE | FALSE | FALSE
Industrial_Industrial - ID_New_Miscellaneous_Natural Gas_Miscellaneous | Industrial | Industrial - ID | New | Miscellaneous | Natural Gas | Miscellaneous | 0 | 113.144 | 0 | 0 | 2 | 8 | Normal | FALSE | FALSE | FALSE
Industrial_Industrial - WA_Existing_Space Heating_Natural Gas_All | Industrial | Industrial - WA | Existing | Space Heating | Natural Gas | All | 103.124 | 110.7874 | 0 | 0
Industrial_Industrial - WA_Existing_Process_Natural Gas_All | Industrial | Industrial - WA | Existing | Process | Natural Gas | All | 378.3293 | 378.3293 | 0 | 0
Industrial_Industrial - WA_Existing_Miscellaneous_Natural Gas_All | Industrial | Industrial - WA | Existing | Miscellaneous | Natural Gas | All | 82.6101 | 82.6101 | 0 | 0
Industrial_Industrial - WA_New_Space Heating_Natural Gas_All | Industrial | Industrial - WA | New | Space Heating | Natural Gas | All | 0 | 93.3834 | 0 | 0
Industrial_Industrial - WA_New_Process_Natural Gas_All | Industrial | Industrial - WA | New | Process | Natural Gas | All | 0 | 378.3293 | 0 | 0
Industrial_Industrial - WA_New_Miscellaneous_Natural Gas_All | Industrial | Industrial - WA | New | Miscellaneous | Natural Gas | All | 0 | 82.6101 | 0 | 0
Industrial_Industrial - WA_Existing_Space Heating_Natural Gas_Market | Industrial | Industrial - WA | Existing | Space Heating | Natural Gas | Market | 103.124 | 110.7874 | 0 | 0
Industrial_Industrial - WA_Existing_Process_Natural Gas_Market | Industrial | Industrial - WA | Existing | Process | Natural Gas | Market | 1513.317 | 1513.317 | 0 | 0
Industrial_Industrial - WA_Existing_Miscellaneous_Natural Gas_Market | Industrial | Industrial - WA | Existing | Miscellaneous | Natural Gas | Market | 82.6101 | 82.6101 | 0 | 0
Industrial_Industrial - WA_New_Space Heating_Natural Gas_Market | Industrial | Industrial - WA | New | Space Heating | Natural Gas | Market | 0 | 93.3834 | 0 | 0
Industrial_Industrial - WA_New_Process_Natural Gas_Market | Industrial | Industrial - WA | New | Process | Natural Gas | Market | 0 | 1513.317 | 0 | 0
Industrial_Industrial - WA_New_Miscellaneous_Natural Gas_Market | Industrial | Industrial - WA | New | Miscellaneous | Natural Gas | Market | 0 | 82.6101 | 0 | 0
Industrial_Industrial - ID_Existing_Space Heating_Natural Gas_All | Industrial | Industrial - ID | Existing | Space Heating | Natural Gas | All | 141.2402 | 151.7359 | 0 | 0
Industrial_Industrial - ID_Existing_Process_Natural Gas_All | Industrial | Industrial - ID | Existing | Process | Natural Gas | All | 518.1654 | 518.1654 | 0 | 0
Industrial_Industrial - ID_Existing_Miscellaneous_Natural Gas_All | Industrial | Industrial - ID | Existing | Miscellaneous | Natural Gas | All | 113.144 | 113.144 | 0 | 0
Industrial_Industrial - ID_New_Space Heating_Natural Gas_All | Industrial | Industrial - ID | New | Space Heating | Natural Gas | All | 0 | 127.8993 | 0 | 0
Industrial_Industrial - ID_New_Process_Natural Gas_All | Industrial | Industrial - ID | New | Process | Natural Gas | All | 0 | 518.1654 | 0 | 0
Industrial_Industrial - ID_New_Miscellaneous_Natural Gas_All | Industrial | Industrial - ID | New | Miscellaneous | Natural Gas | All | 0 | 113.144 | 0 | 0
Industrial_Industrial - ID_Existing_Space Heating_Natural Gas_Market | Industrial | Industrial - ID | Existing | Space Heating | Natural Gas | Market | 141.2402 | 151.7359 | 0 | 0
Industrial_Industrial - ID_Existing_Process_Natural Gas_Market | Industrial | Industrial - ID | Existing | Process | Natural Gas | Market | 2072.6617 | 2072.6617 | 0 | 0
Industrial_Industrial - ID_Existing_Miscellaneous_Natural Gas_Market | Industrial | Industrial - ID | Existing | Miscellaneous | Natural Gas | Market | 113.144 | 113.144 | 0 | 0
Industrial_Industrial - ID_New_Space Heating_Natural Gas_Market | Industrial | Industrial - ID | New | Space Heating | Natural Gas | Market | 0 | 127.8993 | 0 | 0
Industrial_Industrial - ID_New_Process_Natural Gas_Market | Industrial | Industrial - ID | New | Process | Natural Gas | Market | 0 | 2072.6617 | 0 | 0
Industrial_Industrial - ID_New_Miscellaneous_Natural Gas_Market | Industrial | Industrial - ID | New | Miscellaneous | Natural Gas | Market | 0 | 113.144 | 0 | 0

## Tech Data
Key | Sector | Segment | Vintage | End Use | Fuel | Technology | Equipment | Label | Relative Energy Use | Relative Summer Peak | Relative Winter Peak | Equip. Costs | Labor Costs | O&M Costs | RVT-Only NEBs | Min. Lifetime | Max. Lifetime | First Year On Market | Last Year on Market | Applicability | BC Ratio Adder | NEI Proxy Multiplier | Price Scalar Over On-Market Period | Price Scalar Type | Annual Usage Degradation | Base Year Usage | Base Year Summer Peak | Base Year Winter Peak | UOM | Input Units | Lumen Adj. | Household Units | Usage | Cost/Unit | Labor Cost | O&M Cost | RVT NEBs | Cost Year | Cost Scalar | Lifetime Source | Costs Source | Savings Source | Controllable |  |  | Second Key | Cost | Cost Input
Industrial_Industrial - WA_Existing_Space Heating_Natural Gas_Furnace_E1 | Industrial | Industrial - WA | Existing | Space Heating | Natural Gas | Furnace | E1 | AFUE 80% (Standard) | 100% | 0% | 0% | 281.2855 | 294.6801 | 45.5415 | 0 | 17 | 29 | 2021 | 2023 | 100% | 0 | 0 | 0% | Normal | 0% | 100.5484 | 0 | 0 | 400 kBtu/hr | 100000 | 0 | 0.25199 | 0.99754 | 1050 | 1100 | 170 |  | 2017 | 1.0631 | GFURN-Heating-EIA14-2014 Ref. Case-2 | GFURN-Heating-EIA14-2014 Ref. Case-2 | GFURN-Heating-EIA14-2014 Ref. Case-2 | 400 | kBtu/hr | 100.7962 | Industrial_Industrial - WA_Existing_Space Heating_Furnace_AFUE 80% (Standard)
Industrial_Industrial - WA_Existing_Space Heating_Natural Gas_Furnace_E2 | Industrial | Industrial - WA | Existing | Space Heating | Natural Gas | Furnace | E2 | AFUE 90% | 88.89% | 0% | 0% | 468.8092 | 348.2583 | 46.8809 | 0 | 17 | 29 | 2021 | 2047 | 100% | 0 | 0 | 0% | Normal | 0% | 89.3764 | 0 | 0 | 400 kBtu/hr | 100000 | 0 | 0.25199 | 0.8867 | 1750 | 1300 | 175 |  | 2017 | 1.0631 | GFURN-Heating-EIA14-2014 Ref. Case-3 | GFURN-Heating-EIA14-2014 Ref. Case-3 | GFURN-Heating-EIA14-2014 Ref. Case-3 | 400 | kBtu/hr | 100.7962 | Industrial_Industrial - WA_Existing_Space Heating_Furnace_AFUE 90%
Industrial_Industrial - WA_Existing_Space Heating_Natural Gas_Furnace_E3 | Industrial | Industrial - WA | Existing | Space Heating | Natural Gas | Furnace | E3 | AFUE 96% | 83.33% | 0% | 0% | 656.3329 | 401.8365 | 48.2204 | 0 | 17 | 29 | 2021 | 2047 | 100% | 0 | 0 | 0% | Normal | 0% | 83.7903 | 0 | 0 | 400 kBtu/hr | 100000 | 0 | 0.25199 | 0.83128 | 2450 | 1500 | 180 |  | 2017 | 1.0631 | GFURN-Heating-EIA14-2014 Ref. Case-3 | GFURN-Heating-ILTRM-v5.0-191 | AEG BEST | 400 | kBtu/hr | 100.7962 | Industrial_Industrial - WA_Existing_Space Heating_Furnace_AFUE 96%
Industrial_Industrial - WA_Existing_Space Heating_Natural Gas_Furnace_E4 | Industrial | Industrial - WA | Existing | Space Heating | Natural Gas | Furnace | E4 |  | 0% | 0% | 0% | 0 | 0 | 0 | 0 | 0 | 0 | 0 | 0 | 0% | 0 | 0 | 0% | Normal | 0% | 0 | 0 | 0 | [17 empty] | Industrial_Industrial - WA_Existing_Space Heating_Furnace_
Industrial_Industrial - WA_Existing_Space Heating_Natural Gas_Furnace_E5 | Industrial | Industrial - WA | Existing | Space Heating | Natural Gas | Furnace | E5 |  | 0% | 0% | 0% | 0 | 0 | 0 | 0 | 0 | 0 | 0 | 0 | 0% | 0 | 0 | 0% | Normal | 0% | 0 | 0 | 0 | [17 empty] | Industrial_Industrial - WA_Existing_Space Heating_Furnace_
Industrial_Industrial - WA_Existing_Space Heating_Natural Gas_Furnace_E6 | Industrial | Industrial - WA | Existing | Space Heating | Natural Gas | Furnace | E6 |  | 0% | 0% | 0% | 0 | 0 | 0 | 0 | 0 | 0 | 0 | 0 | 0% | 0 | 0 | 0% | Normal | 0% | 0 | 0 | 0 | [17 empty] | Industrial_Industrial - WA_Existing_Space Heating_Furnace_
Industrial_Industrial - WA_Existing_Space Heating_Natural Gas_Furnace_E7 | Industrial | Industrial - WA | Existing | Space Heating | Natural Gas | Furnace | E7 |  | 0% | 0% | 0% | 0 | 0 | 0 | 0 | 0 | 0 | 0 | 0 | 0% | 0 | 0 | 0% | Normal | 0% | 0 | 0 | 0 | [17 empty] | Industrial_Industrial - WA_Existing_Space Heating_Furnace_
Industrial_Industrial - WA_Existing_Space Heating_Natural Gas_Furnace_E8 | Industrial | Industrial - WA | Existing | Space Heating | Natural Gas | Furnace | E8 |  | 0% | 0% | 0% | 0 | 0 | 0 | 0 | 0 | 0 | 0 | 0 | 0% | 0 | 0 | 0% | Normal | 0% | 0 | 0 | 0 | [17 empty] | Industrial_Industrial - WA_Existing_Space Heating_Furnace_
Industrial_Industrial - WA_Existing_Space Heating_Natural Gas_Furnace_E9 | Industrial | Industrial - WA | Existing | Space Heating | Natural Gas | Furnace | E9 |  | 0% | 0% | 0% | 0 | 0 | 0 | 0 | 0 | 0 | 0 | 0 | 0% | 0 | 0 | 0% | Normal | 0% | 0 | 0 | 0 | [17 empty] | Industrial_Industrial - WA_Existing_Space Heating_Furnace_
Industrial_Industrial - WA_Existing_Space Heating_Natural Gas_Furnace_E10 | Industrial | Industrial - WA | Existing | Space Heating | Natural Gas | Furnace | E10 |  | 0% | 0% | 0% | 0 | 0 | 0 | 0 | 0 | 0 | 0 | 0 | 0% | 0 | 0 | 0% | Normal | 0% | 0 | 0 | 0 | [17 empty] | Industrial_Industrial - WA_Existing_Space Heating_Furnace_
Industrial_Industrial - WA_Existing_Space Heating_Natural Gas_Boiler_E1 | Industrial | Industrial - WA | Existing | Space Heating | Natural Gas | Boiler | E1 | AFUE 80% (Standard) | 100% | 0% | 0% | 2196.1749 | 1217.1572 | 238.1394 | 0 | 20 | 30 | 2021 | 2047 | 100% | 0 | 0 | 0% | Normal | 0% | 97.9678 | 0 | 0 | 800 kBtu/hr | 100000 | 0 | 0.126 | 0.97194 | 16600 | 9200 | 1800 |  | 2018 | 1.05 | GBLR-Heating-AEO15-3 | GBLR-Heating-AEO15-3 | GBLR-Heating-AEO15-3 | 800 | kBtu/hr | 100.7962 | Industrial_Industrial - WA_Existing_Space Heating_Boiler_AFUE 80% (Standard)
Industrial_Industrial - WA_Existing_Space Heating_Natural Gas_Boiler_E2 | Industrial | Industrial - WA | Existing | Space Heating | Natural Gas | Boiler | E2 | AFUE 85% | 94.12% | 0% | 0% | 3003.203 | 1289.922 | 238.1394 | 0 | 20 | 30 | 2021 | 2047 | 100% | 0 | 0 | 0% | Normal | 0% | 92.2061 | 0 | 0 | 800 kBtu/hr | 100000 | 0 | 0.126 | 0.91478 | 22700 | 9750 | 1800 |  | 2018 | 1.05 | GBLR-Heating-AEO15-6 | GBLR-Heating-AEO15-6 | GBLR-Heating-AEO15-6 | 800 | kBtu/hr | 100.7962 | Industrial_Industrial - WA_Existing_Space Heating_Boiler_AFUE 85%
Industrial_Industrial - WA_Existing_Space Heating_Natural Gas_Boiler_E3 | Industrial | Industrial - WA | Existing | Space Heating | Natural Gas | Boiler | E3 | AFUE 97% | 82.47% | 0% | 0% | 4861.0114 | 1199.0495 | 238.1394 | 0 | 20 | 30 | 2021 | 2047 | 100% | 0 | 0 | 0% | Normal | 0% | 80.7963 | 0 | 0 | 800 kBtu/hr | 100000 | 0 | 0.126 | 0.80158 | 36742.4242 | 9063.1313 | 1800 |  | 2018 | 1.05 | GBLR-Heating-AEO15-7 | GBLR-Heating-AEO15-7 | GBLR-Heating-AEO15-7 | 800 | kBtu/hr | 100.7962 | Industrial_Industrial - WA_Existing_Space Heating_Boiler_AFUE 97%
Industrial_Industrial - WA_Existing_Space Heating_Natural Gas_Boiler_E4 | Industrial | Industrial - WA | Existing | Space Heating | Natural Gas | Boiler | E4 | Convert to NG Air Source Heat Pump | 57.14% | 0% | 0% | 21205.8149 | 1217.1572 | 398.4123 | 0 | 10 | 20 | 2021 | 2047 | 100% | 0 | 0 | 0% | Normal | 0% | 55.9816 | 0 | 0 | 800 kBtu/hr | 100000 | 0 | 0.126 | 0.55539 | 158316.7533 | 9086.959 | 2974.436 |  | 2017 | 1.0631 | HP_GAS-Heating-AEO17-1 | HP_GAS-Heating-AEO17-1 | HP_GAS-Heating-AEO17-1 | 800 | kBtu/hr | 100.7962 | Industrial_Industrial - WA_Existing_Space Heating_Boiler_Convert to NG Air Source Heat Pump
Industrial_Industrial - WA_Existing_Space Heating_Natural Gas_Boiler_E5 | Industrial | Industrial - WA | Existing | Space Heating | Natural Gas | Boiler | E5 |  | 0% | 0% | 0% | 0 | 0 | 0 | 0 | 0 | 0 | 0 | 0 | 0% | 0 | 0 | 0% | Normal | 0% | 0 | 0 | 0 | [17 empty] | Industrial_Industrial - WA_Existing_Space Heating_Boiler_
Industrial_Industrial - WA_Existing_Space Heating_Natural Gas_Boiler_E6 | Industrial | Industrial - WA | Existing | Space Heating | Natural Gas | Boiler | E6 |  | 0% | 0% | 0% | 0 | 0 | 0 | 0 | 0 | 0 | 0 | 0 | 0% | 0 | 0 | 0% | Normal | 0% | 0 | 0 | 0 | [17 empty] | Industrial_Industrial - WA_Existing_Space Heating_Boiler_
Industrial_Industrial - WA_Existing_Space Heating_Natural Gas_Boiler_E7 | Industrial | Industrial - WA | Existing | Space Heating | Natural Gas | Boiler | E7 |  | 0% | 0% | 0% | 0 | 0 | 0 | 0 | 0 | 0 | 0 | 0 | 0% | 0 | 0 | 0% | Normal | 0% | 0 | 0 | 0 | [17 empty] | Industrial_Industrial - WA_Existing_Space Heating_Boiler_
Industrial_Industrial - WA_Existing_Space Heating_Natural Gas_Boiler_E8 | Industrial | Industrial - WA | Existing | Space Heating | Natural Gas | Boiler | E8 |  | 0% | 0% | 0% | 0 | 0 | 0 | 0 | 0 | 0 | 0 | 0 | 0% | 0 | 0 | 0% | Normal | 0% | 0 | 0 | 0 | [17 empty] | Industrial_Industrial - WA_Existing_Space Heating_Boiler_
Industrial_Industrial - WA_Existing_Space Heating_Natural Gas_Boiler_E9 | Industrial | Industrial - WA | Existing | Space Heating | Natural Gas | Boiler | E9 |  | 0% | 0% | 0% | 0 | 0 | 0 | 0 | 0 | 0 | 0 | 0 | 0% | 0 | 0 | 0% | Normal | 0% | 0 | 0 | 0 | [17 empty] | Industrial_Industrial - WA_Existing_Space Heating_Boiler_
Industrial_Industrial - WA_Existing_Space Heating_Natural Gas_Boiler_E10 | Industrial | Industrial - WA | Existing | Space Heating | Natural Gas | Boiler | E10 |  | 0% | 0% | 0% | 0 | 0 | 0 | 0 | 0 | 0 | 0 | 0 | 0% | 0 | 0 | 0% | Normal | 0% | 0 | 0 | 0 | [17 empty] | Industrial_Industrial - WA_Existing_Space Heating_Boiler_
Industrial_Industrial - WA_Existing_Space Heating_Natural Gas_Unit Heater_E1 | Industrial | Industrial - WA | Existing | Space Heating | Natural Gas | Unit Heater | E1 | Standard | 100% | 0% | 0% | 8.7971 | 0 | 0 | 0 | 15 | 25 | 2021 | 2047 | 100% | 0 | 0 | 0% | Normal | 0% | 103.124 | 0 | 0 | 120 unit | 100000 | 0 | 6.6727e-05 | 2080 | 1010.4 | 0 | 0 |  | 2015 | 1.0873 | Xcel CO 2021/22 DSM Plan/TRM p.424 | Xcel CO 2021/22 DSM Plan/TRM p.416 | Xcel CO 2021/22 DSM Plan/TRM p.416 | 120 | unit | 0.0080072 | Industrial_Industrial - WA_Existing_Space Heating_Unit Heater_Standard
Industrial_Industrial - WA_Existing_Space Heating_Natural Gas_Unit Heater_E2 | Industrial | Industrial - WA | Existing | Space Heating | Natural Gas | Unit Heater | E2 | Condensing | 88.94% | 0% | 0% | 10.4896 | 0 | 0 | 0 | 15 | 25 | 2021 | 2047 | 100% | 0 | 0 | 0% | Normal | 0% | 91.7209 | 0 | 0 | 120 unit | 100000 | 0 | 6.6727e-05 | 1850 | 1204.8 | 0 | 0 |  | 2015 | 1.0873 | Xcel CO 2021/22 DSM Plan/TRM p.424 | Xcel CO 2021/22 DSM Plan/TRM p.416 | Xcel CO 2021/22 DSM Plan/TRM p.416 | 120 | unit | 0.0080072 | Industrial_Industrial - WA_Existing_Space Heating_Unit Heater_Condensing
Industrial_Industrial - WA_Existing_Space Heating_Natural Gas_Unit Heater_E3 | Industrial | Industrial - WA | Existing | Space Heating | Natural Gas | Unit Heater | E3 | Infrared Radiant | 88.46% | 0% | 0% | 9.8732 | 0 | 0 | 0 | 10 | 20 | 2021 | 2047 | 100% | 0 | 0 | 0% | Normal | 0% | 91.2251 | 0 | 0 | 120 unit | 100000 | 0 | 6.6727e-05 | 1840 | 1134 | 0 | 0 |  | 2015 | 1.0873 | Xcel CO 2021/22 DSM Plan/TRM p.424 | Xcel CO 2021/22 DSM Plan/TRM p.416 | Xcel CO 2021/22 DSM Plan/TRM p.416 | 120 | unit | 0.0080072 | Industrial_Industrial - WA_Existing_Space Heating_Unit Heater_Infrared Radiant
Industrial_Industrial - WA_Existing_Space Heating_Natural Gas_Unit Heater_E4 | Industrial | Industrial - WA | Existing | Space Heating | Natural Gas | Unit Heater | E4 |  | 0% | 0% | 0% | 0 | 0 | 0 | 0 | 0 | 0 | 0 | 0 | 0% | 0 | 0 | 0% | Normal | 0% | 0 | 0 | 0 | [17 empty] | Industrial_Industrial - WA_Existing_Space Heating_Unit Heater_
Industrial_Industrial - WA_Existing_Space Heating_Natural Gas_Unit Heater_E5 | Industrial | Industrial - WA | Existing | Space Heating | Natural Gas | Unit Heater | E5 |  | 0% | 0% | 0% | 0 | 0 | 0 | 0 | 0 | 0 | 0 | 0 | 0% | 0 | 0 | 0% | Normal | 0% | 0 | 0 | 0 | [17 empty] | Industrial_Industrial - WA_Existing_Space Heating_Unit Heater_
Industrial_Industrial - WA_Existing_Space Heating_Natural Gas_Unit Heater_E6 | Industrial | Industrial - WA | Existing | Space Heating | Natural Gas | Unit Heater | E6 |  | 0% | 0% | 0% | 0 | 0 | 0 | 0 | 0 | 0 | 0 | 0 | 0% | 0 | 0 | 0% | Normal | 0% | 0 | 0 | 0 | [17 empty] | Industrial_Industrial - WA_Existing_Space Heating_Unit Heater_
Industrial_Industrial - WA_Existing_Space Heating_Natural Gas_Unit Heater_E7 | Industrial | Industrial - WA | Existing | Space Heating | Natural Gas | Unit Heater | E7 |  | 0% | 0% | 0% | 0 | 0 | 0 | 0 | 0 | 0 | 0 | 0 | 0% | 0 | 0 | 0% | Normal | 0% | 0 | 0 | 0 | [17 empty] | Industrial_Industrial - WA_Existing_Space Heating_Unit Heater_
Industrial_Industrial - WA_Existing_Space Heating_Natural Gas_Unit Heater_E8 | Industrial | Industrial - WA | Existing | Space Heating | Natural Gas | Unit Heater | E8 |  | 0% | 0% | 0% | 0 | 0 | 0 | 0 | 0 | 0 | 0 | 0 | 0% | 0 | 0 | 0% | Normal | 0% | 0 | 0 | 0 | [17 empty] | Industrial_Industrial - WA_Existing_Space Heating_Unit Heater_
Industrial_Industrial - WA_Existing_Space Heating_Natural Gas_Unit Heater_E9 | Industrial | Industrial - WA | Existing | Space Heating | Natural Gas | Unit Heater | E9 |  | 0% | 0% | 0% | 0 | 0 | 0 | 0 | 0 | 0 | 0 | 0 | 0% | 0 | 0 | 0% | Normal | 0% | 0 | 0 | 0 | [17 empty] | Industrial_Industrial - WA_Existing_Space Heating_Unit Heater_
Industrial_Industrial - WA_Existing_Space Heating_Natural Gas_Unit Heater_E10 | Industrial | Industrial - WA | Existing | Space Heating | Natural Gas | Unit Heater | E10 |  | 0% | 0% | 0% | 0 | 0 | 0 | 0 | 0 | 0 | 0 | 0 | 0% | 0 | 0 | 0% | Normal | 0% | 0 | 0 | 0 | [17 empty] | Industrial_Industrial - WA_Existing_Space Heating_Unit Heater_
Industrial_Industrial - WA_Existing_Process_Natural Gas_Process Boiler_E1 | Industrial | Industrial - WA | Existing | Process | Natural Gas | Process Boiler | E1 | Standard | 100% | 0% | 0% | 806.1626 | 0 | 0 | 0 | 2 | 8 | 2021 | 2047 | 100% | 0 | 0 | 0% | Normal | 0% | 750.4212 | 0 | 0 | 1 unit | 100000 | 0 | 750.4212 | 1 | 1 | 0 | 0 |  | 2016 | 1.0743 | N/A | N/A | N/A | 1 | unit | 750.4212 | Industrial_Industrial - WA_Existing_Process_Process Boiler_Standard
Industrial_Industrial - WA_Existing_Process_Natural Gas_Process Boiler_E2 | Industrial | Industrial - WA | Existing | Process | Natural Gas | Process Boiler | E2 |  | 0% | 0% | 0% | 0 | 0 | 0 | 0 | 0 | 0 | 0 | 0 | 0% | 0 | 0 | 0% | Normal | 0% | 0 | 0 | 0 | [17 empty] | Industrial_Industrial - WA_Existing_Process_Process Boiler_
Industrial_Industrial - WA_Existing_Process_Natural Gas_Process Boiler_E3 | Industrial | Industrial - WA | Existing | Process | Natural Gas | Process Boiler | E3 |  | 0% | 0% | 0% | 0 | 0 | 0 | 0 | 0 | 0 | 0 | 0 | 0% | 0 | 0 | 0% | Normal | 0% | 0 | 0 | 0 | [17 empty] | Industrial_Industrial - WA_Existing_Process_Process Boiler_
Industrial_Industrial - WA_Existing_Process_Natural Gas_Process Boiler_E4 | Industrial | Industrial - WA | Existing | Process | Natural Gas | Process Boiler | E4 |  | 0% | 0% | 0% | 0 | 0 | 0 | 0 | 0 | 0 | 0 | 0 | 0% | 0 | 0 | 0% | Normal | 0% | 0 | 0 | 0 | [17 empty] | Industrial_Industrial - WA_Existing_Process_Process Boiler_
Industrial_Industrial - WA_Existing_Process_Natural Gas_Process Boiler_E5 | Industrial | Industrial - WA | Existing | Process | Natural Gas | Process Boiler | E5 |  | 0% | 0% | 0% | 0 | 0 | 0 | 0 | 0 | 0 | 0 | 0 | 0% | 0 | 0 | 0% | Normal | 0% | 0 | 0 | 0 | [17 empty] | Industrial_Industrial - WA_Existing_Process_Process Boiler_
Industrial_Industrial - WA_Existing_Process_Natural Gas_Process Boiler_E6 | Industrial | Industrial - WA | Existing | Process | Natural Gas | Process Boiler | E6 |  | 0% | 0% | 0% | 0 | 0 | 0 | 0 | 0 | 0 | 0 | 0 | 0% | 0 | 0 | 0% | Normal | 0% | 0 | 0 | 0 | [17 empty] | Industrial_Industrial - WA_Existing_Process_Process Boiler_
Industrial_Industrial - WA_Existing_Process_Natural Gas_Process Boiler_E7 | Industrial | Industrial - WA | Existing | Process | Natural Gas | Process Boiler | E7 |  | 0% | 0% | 0% | 0 | 0 | 0 | 0 | 0 | 0 | 0 | 0 | 0% | 0 | 0 | 0% | Normal | 0% | 0 | 0 | 0 | [17 empty] | Industrial_Industrial - WA_Existing_Process_Process Boiler_
Industrial_Industrial - WA_Existing_Process_Natural Gas_Process Boiler_E8 | Industrial | Industrial - WA | Existing | Process | Natural Gas | Process Boiler | E8 |  | 0% | 0% | 0% | 0 | 0 | 0 | 0 | 0 | 0 | 0 | 0 | 0% | 0 | 0 | 0% | Normal | 0% | 0 | 0 | 0 | [17 empty] | Industrial_Industrial - WA_Existing_Process_Process Boiler_
Industrial_Industrial - WA_Existing_Process_Natural Gas_Process Boiler_E9 | Industrial | Industrial - WA | Existing | Process | Natural Gas | Process Boiler | E9 |  | 0% | 0% | 0% | 0 | 0 | 0 | 0 | 0 | 0 | 0 | 0 | 0% | 0 | 0 | 0% | Normal | 0% | 0 | 0 | 0 | [17 empty] | Industrial_Industrial - WA_Existing_Process_Process Boiler_
Industrial_Industrial - WA_Existing_Process_Natural Gas_Process Boiler_E10 | Industrial | Industrial - WA | Existing | Process | Natural Gas | Process Boiler | E10 |  | 0% | 0% | 0% | 0 | 0 | 0 | 0 | 0 | 0 | 0 | 0 | 0% | 0 | 0 | 0% | Normal | 0% | 0 | 0 | 0 | [17 empty] | Industrial_Industrial - WA_Existing_Process_Process Boiler_
Industrial_Industrial - WA_Existing_Process_Natural Gas_Process Heating_E1 | Industrial | Industrial - WA | Existing | Process | Natural Gas | Process Heating | E1 | Standard | 100% | 0% | 0% | 737.0715 | 0 | 0 | 0 | 2 | 8 | 2021 | 2047 | 100% | 0 | 0 | 0% | Normal | 0% | 686.1073 | 0 | 0 | 1 unit | 100000 | 0 | 686.1073 | 1 | 1 | 0 | 0 |  | 2016 | 1.0743 | N/A | N/A | N/A | 1 | unit | 686.1073 | Industrial_Industrial - WA_Existing_Process_Process Heating_Standard
Industrial_Industrial - WA_Existing_Process_Natural Gas_Process Heating_E2 | Industrial | Industrial - WA | Existing | Process | Natural Gas | Process Heating | E2 |  | 0% | 0% | 0% | 0 | 0 | 0 | 0 | 0 | 0 | 0 | 0 | 0% | 0 | 0 | 0% | Normal | 0% | 0 | 0 | 0 | [17 empty] | Industrial_Industrial - WA_Existing_Process_Process Heating_
Industrial_Industrial - WA_Existing_Process_Natural Gas_Process Heating_E3 | Industrial | Industrial - WA | Existing | Process | Natural Gas | Process Heating | E3 |  | 0% | 0% | 0% | 0 | 0 | 0 | 0 | 0 | 0 | 0 | 0 | 0% | 0 | 0 | 0% | Normal | 0% | 0 | 0 | 0 | [17 empty] | Industrial_Industrial - WA_Existing_Process_Process Heating_
Industrial_Industrial - WA_Existing_Process_Natural Gas_Process Heating_E4 | Industrial | Industrial - WA | Existing | Process | Natural Gas | Process Heating | E4 |  | 0% | 0% | 0% | 0 | 0 | 0 | 0 | 0 | 0 | 0 | 0 | 0% | 0 | 0 | 0% | Normal | 0% | 0 | 0 | 0 | [17 empty] | Industrial_Industrial - WA_Existing_Process_Process Heating_
Industrial_Industrial - WA_Existing_Process_Natural Gas_Process Heating_E5 | Industrial | Industrial - WA | Existing | Process | Natural Gas | Process Heating | E5 |  | 0% | 0% | 0% | 0 | 0 | 0 | 0 | 0 | 0 | 0 | 0 | 0% | 0 | 0 | 0% | Normal | 0% | 0 | 0 | 0 | [17 empty] | Industrial_Industrial - WA_Existing_Process_Process Heating_
Industrial_Industrial - WA_Existing_Process_Natural Gas_Process Heating_E6 | Industrial | Industrial - WA | Existing | Process | Natural Gas | Process Heating | E6 |  | 0% | 0% | 0% | 0 | 0 | 0 | 0 | 0 | 0 | 0 | 0 | 0% | 0 | 0 | 0% | Normal | 0% | 0 | 0 | 0 | [17 empty] | Industrial_Industrial - WA_Existing_Process_Process Heating_
Industrial_Industrial - WA_Existing_Process_Natural Gas_Process Heating_E7 | Industrial | Industrial - WA | Existing | Process | Natural Gas | Process Heating | E7 |  | 0% | 0% | 0% | 0 | 0 | 0 | 0 | 0 | 0 | 0 | 0 | 0% | 0 | 0 | 0% | Normal | 0% | 0 | 0 | 0 | [17 empty] | Industrial_Industrial - WA_Existing_Process_Process Heating_
Industrial_Industrial - WA_Existing_Process_Natural Gas_Process Heating_E8 | Industrial | Industrial - WA | Existing | Process | Natural Gas | Process Heating | E8 |  | 0% | 0% | 0% | 0 | 0 | 0 | 0 | 0 | 0 | 0 | 0 | 0% | 0 | 0 | 0% | Normal | 0% | 0 | 0 | 0 | [17 empty] | Industrial_Industrial - WA_Existing_Process_Process Heating_
Industrial_Industrial - WA_Existing_Process_Natural Gas_Process Heating_E9 | Industrial | Industrial - WA | Existing | Process | Natural Gas | Process Heating | E9 |  | 0% | 0% | 0% | 0 | 0 | 0 | 0 | 0 | 0 | 0 | 0 | 0% | 0 | 0 | 0% | Normal | 0% | 0 | 0 | 0 | [17 empty] | Industrial_Industrial - WA_Existing_Process_Process Heating_
Industrial_Industrial - WA_Existing_Process_Natural Gas_Process Heating_E10 | Industrial | Industrial - WA | Existing | Process | Natural Gas | Process Heating | E10 |  | 0% | 0% | 0% | 0 | 0 | 0 | 0 | 0 | 0 | 0 | 0 | 0% | 0 | 0 | 0% | Normal | 0% | 0 | 0 | 0 | [17 empty] | Industrial_Industrial - WA_Existing_Process_Process Heating_
Industrial_Industrial - WA_Existing_Process_Natural Gas_Process Cooling_E1 | Industrial | Industrial - WA | Existing | Process | Natural Gas | Process Cooling | E1 | Standard | 100% | 0% | 0% | 7.1474 | 0 | 0 | 0 | 2 | 8 | 2021 | 2047 | 100% | 0 | 0 | 0% | Normal | 0% | 6.6532 | 0 | 0 | 1 unit | 100000 | 0 | 6.6532 | 1 | 1 | 0 | 0 |  | 2016 | 1.0743 | N/A | N/A | N/A | 1 | unit | 6.6532 | Industrial_Industrial - WA_Existing_Process_Process Cooling_Standard
Industrial_Industrial - WA_Existing_Process_Natural Gas_Process Cooling_E2 | Industrial | Industrial - WA | Existing | Process | Natural Gas | Process Cooling | E2 |  | 0% | 0% | 0% | 0 | 0 | 0 | 0 | 0 | 0 | 0 | 0 | 0% | 0 | 0 | 0% | Normal | 0% | 0 | 0 | 0 | [17 empty] | Industrial_Industrial - WA_Existing_Process_Process Cooling_
Industrial_Industrial - WA_Existing_Process_Natural Gas_Process Cooling_E3 | Industrial | Industrial - WA | Existing | Process | Natural Gas | Process Cooling | E3 |  | 0% | 0% | 0% | 0 | 0 | 0 | 0 | 0 | 0 | 0 | 0 | 0% | 0 | 0 | 0% | Normal | 0% | 0 | 0 | 0 | [17 empty] | Industrial_Industrial - WA_Existing_Process_Process Cooling_
Industrial_Industrial - WA_Existing_Process_Natural Gas_Process Cooling_E4 | Industrial | Industrial - WA | Existing | Process | Natural Gas | Process Cooling | E4 |  | 0% | 0% | 0% | 0 | 0 | 0 | 0 | 0 | 0 | 0 | 0 | 0% | 0 | 0 | 0% | Normal | 0% | 0 | 0 | 0 | [17 empty] | Industrial_Industrial - WA_Existing_Process_Process Cooling_
Industrial_Industrial - WA_Existing_Process_Natural Gas_Process Cooling_E5 | Industrial | Industrial - WA | Existing | Process | Natural Gas | Process Cooling | E5 |  | 0% | 0% | 0% | 0 | 0 | 0 | 0 | 0 | 0 | 0 | 0 | 0% | 0 | 0 | 0% | Normal | 0% | 0 | 0 | 0 | [17 empty] | Industrial_Industrial - WA_Existing_Process_Process Cooling_
Industrial_Industrial - WA_Existing_Process_Natural Gas_Process Cooling_E6 | Industrial | Industrial - WA | Existing | Process | Natural Gas | Process Cooling | E6 |  | 0% | 0% | 0% | 0 | 0 | 0 | 0 | 0 | 0 | 0 | 0 | 0% | 0 | 0 | 0% | Normal | 0% | 0 | 0 | 0 | [17 empty] | Industrial_Industrial - WA_Existing_Process_Process Cooling_
Industrial_Industrial - WA_Existing_Process_Natural Gas_Process Cooling_E7 | Industrial | Industrial - WA | Existing | Process | Natural Gas | Process Cooling | E7 |  | 0% | 0% | 0% | 0 | 0 | 0 | 0 | 0 | 0 | 0 | 0 | 0% | 0 | 0 | 0% | Normal | 0% | 0 | 0 | 0 | [17 empty] | Industrial_Industrial - WA_Existing_Process_Process Cooling_
Industrial_Industrial - WA_Existing_Process_Natural Gas_Process Cooling_E8 | Industrial | Industrial - WA | Existing | Process | Natural Gas | Process Cooling | E8 |  | 0% | 0% | 0% | 0 | 0 | 0 | 0 | 0 | 0 | 0 | 0 | 0% | 0 | 0 | 0% | Normal | 0% | 0 | 0 | 0 | [17 empty] | Industrial_Industrial - WA_Existing_Process_Process Cooling_
Industrial_Industrial - WA_Existing_Process_Natural Gas_Process Cooling_E9 | Industrial | Industrial - WA | Existing | Process | Natural Gas | Process Cooling | E9 |  | 0% | 0% | 0% | 0 | 0 | 0 | 0 | 0 | 0 | 0 | 0 | 0% | 0 | 0 | 0% | Normal | 0% | 0 | 0 | 0 | [17 empty] | Industrial_Industrial - WA_Existing_Process_Process Cooling_
Industrial_Industrial - WA_Existing_Process_Natural Gas_Process Cooling_E10 | Industrial | Industrial - WA | Existing | Process | Natural Gas | Process Cooling | E10 |  | 0% | 0% | 0% | 0 | 0 | 0 | 0 | 0 | 0 | 0 | 0 | 0% | 0 | 0 | 0% | Normal | 0% | 0 | 0 | 0 | [17 empty] | Industrial_Industrial - WA_Existing_Process_Process Cooling_
Industrial_Industrial - WA_Existing_Process_Natural Gas_Other Process_E1 | Industrial | Industrial - WA | Existing | Process | Natural Gas | Other Process | E1 | Standard | 100% | 0% | 0% | 75.3451 | 0 | 0 | 0 | 2 | 8 | 2021 | 2047 | 100% | 0 | 0 | 0% | Normal | 0% | 70.1354 | 0 | 0 | 1 unit | 100000 | 0 | 70.1354 | 1 | 1 | 0 | 0 |  | 2016 | 1.0743 | N/A | N/A | N/A | 1 | unit | 70.1354 | Industrial_Industrial - WA_Existing_Process_Other Process_Standard
Industrial_Industrial - WA_Existing_Process_Natural Gas_Other Process_E2 | Industrial | Industrial - WA | Existing | Process | Natural Gas | Other Process | E2 |  | 0% | 0% | 0% | 0 | 0 | 0 | 0 | 0 | 0 | 0 | 0 | 0% | 0 | 0 | 0% | Normal | 0% | 0 | 0 | 0 | [17 empty] | Industrial_Industrial - WA_Existing_Process_Other Process_
Industrial_Industrial - WA_Existing_Process_Natural Gas_Other Process_E3 | Industrial | Industrial - WA | Existing | Process | Natural Gas | Other Process | E3 |  | 0% | 0% | 0% | 0 | 0 | 0 | 0 | 0 | 0 | 0 | 0 | 0% | 0 | 0 | 0% | Normal | 0% | 0 | 0 | 0 | [17 empty] | Industrial_Industrial - WA_Existing_Process_Other Process_
Industrial_Industrial - WA_Existing_Process_Natural Gas_Other Process_E4 | Industrial | Industrial - WA | Existing | Process | Natural Gas | Other Process | E4 |  | 0% | 0% | 0% | 0 | 0 | 0 | 0 | 0 | 0 | 0 | 0 | 0% | 0 | 0 | 0% | Normal | 0% | 0 | 0 | 0 | [17 empty] | Industrial_Industrial - WA_Existing_Process_Other Process_
Industrial_Industrial - WA_Existing_Process_Natural Gas_Other Process_E5 | Industrial | Industrial - WA | Existing | Process | Natural Gas | Other Process | E5 |  | 0% | 0% | 0% | 0 | 0 | 0 | 0 | 0 | 0 | 0 | 0 | 0% | 0 | 0 | 0% | Normal | 0% | 0 | 0 | 0 | [17 empty] | Industrial_Industrial - WA_Existing_Process_Other Process_
Industrial_Industrial - WA_Existing_Process_Natural Gas_Other Process_E6 | Industrial | Industrial - WA | Existing | Process | Natural Gas | Other Process | E6 |  | 0% | 0% | 0% | 0 | 0 | 0 | 0 | 0 | 0 | 0 | 0 | 0% | 0 | 0 | 0% | Normal | 0% | 0 | 0 | 0 | [17 empty] | Industrial_Industrial - WA_Existing_Process_Other Process_
Industrial_Industrial - WA_Existing_Process_Natural Gas_Other Process_E7 | Industrial | Industrial - WA | Existing | Process | Natural Gas | Other Process | E7 |  | 0% | 0% | 0% | 0 | 0 | 0 | 0 | 0 | 0 | 0 | 0 | 0% | 0 | 0 | 0% | Normal | 0% | 0 | 0 | 0 | [17 empty] | Industrial_Industrial - WA_Existing_Process_Other Process_
Industrial_Industrial - WA_Existing_Process_Natural Gas_Other Process_E8 | Industrial | Industrial - WA | Existing | Process | Natural Gas | Other Process | E8 |  | 0% | 0% | 0% | 0 | 0 | 0 | 0 | 0 | 0 | 0 | 0 | 0% | 0 | 0 | 0% | Normal | 0% | 0 | 0 | 0 | [17 empty] | Industrial_Industrial - WA_Existing_Process_Other Process_
Industrial_Industrial - WA_Existing_Process_Natural Gas_Other Process_E9 | Industrial | Industrial - WA | Existing | Process | Natural Gas | Other Process | E9 |  | 0% | 0% | 0% | 0 | 0 | 0 | 0 | 0 | 0 | 0 | 0 | 0% | 0 | 0 | 0% | Normal | 0% | 0 | 0 | 0 | [17 empty] | Industrial_Industrial - WA_Existing_Process_Other Process_
Industrial_Industrial - WA_Existing_Process_Natural Gas_Other Process_E10 | Industrial | Industrial - WA | Existing | Process | Natural Gas | Other Process | E10 |  | 0% | 0% | 0% | 0 | 0 | 0 | 0 | 0 | 0 | 0 | 0 | 0% | 0 | 0 | 0% | Normal | 0% | 0 | 0 | 0 | [17 empty] | Industrial_Industrial - WA_Existing_Process_Other Process_
Industrial_Industrial - WA_Existing_Miscellaneous_Natural Gas_Miscellaneous_E1 | Industrial | Industrial - WA | Existing | Miscellaneous | Natural Gas | Miscellaneous | E1 | Standard | 100% | 0% | 0% | 88.7464 | 0 | 0 | 0 | 2 | 8 | 2021 | 2047 | 100% | 0 | 0 | 0% | Normal | 0% | 82.6101 | 0 | 0 | 1 unit | 100000 | 0 | 82.6101 | 1 | 1 | 0 | 0 |  | 2016 | 1.0743 | N/A | N/A | N/A | 1 | unit | 82.6101 | Industrial_Industrial - WA_Existing_Miscellaneous_Miscellaneous_Standard
Industrial_Industrial - WA_Existing_Miscellaneous_Natural Gas_Miscellaneous_E2 | Industrial | Industrial - WA | Existing | Miscellaneous | Natural Gas | Miscellaneous | E2 |  | 0% | 0% | 0% | 0 | 0 | 0 | 0 | 0 | 0 | 0 | 0 | 0% | 0 | 0 | 0% | Normal | 0% | 0 | 0 | 0 | [17 empty] | Industrial_Industrial - WA_Existing_Miscellaneous_Miscellaneous_
Industrial_Industrial - WA_Existing_Miscellaneous_Natural Gas_Miscellaneous_E3 | Industrial | Industrial - WA | Existing | Miscellaneous | Natural Gas | Miscellaneous | E3 |  | 0% | 0% | 0% | 0 | 0 | 0 | 0 | 0 | 0 | 0 | 0 | 0% | 0 | 0 | 0% | Normal | 0% | 0 | 0 | 0 | [17 empty] | Industrial_Industrial - WA_Existing_Miscellaneous_Miscellaneous_
Industrial_Industrial - WA_Existing_Miscellaneous_Natural Gas_Miscellaneous_E4 | Industrial | Industrial - WA | Existing | Miscellaneous | Natural Gas | Miscellaneous | E4 |  | 0% | 0% | 0% | 0 | 0 | 0 | 0 | 0 | 0 | 0 | 0 | 0% | 0 | 0 | 0% | Normal | 0% | 0 | 0 | 0 | [17 empty] | Industrial_Industrial - WA_Existing_Miscellaneous_Miscellaneous_
Industrial_Industrial - WA_Existing_Miscellaneous_Natural Gas_Miscellaneous_E5 | Industrial | Industrial - WA | Existing | Miscellaneous | Natural Gas | Miscellaneous | E5 |  | 0% | 0% | 0% | 0 | 0 | 0 | 0 | 0 | 0 | 0 | 0 | 0% | 0 | 0 | 0% | Normal | 0% | 0 | 0 | 0 | [17 empty] | Industrial_Industrial - WA_Existing_Miscellaneous_Miscellaneous_
Industrial_Industrial - WA_Existing_Miscellaneous_Natural Gas_Miscellaneous_E6 | Industrial | Industrial - WA | Existing | Miscellaneous | Natural Gas | Miscellaneous | E6 |  | 0% | 0% | 0% | 0 | 0 | 0 | 0 | 0 | 0 | 0 | 0 | 0% | 0 | 0 | 0% | Normal | 0% | 0 | 0 | 0 | [17 empty] | Industrial_Industrial - WA_Existing_Miscellaneous_Miscellaneous_
Industrial_Industrial - WA_Existing_Miscellaneous_Natural Gas_Miscellaneous_E7 | Industrial | Industrial - WA | Existing | Miscellaneous | Natural Gas | Miscellaneous | E7 |  | 0% | 0% | 0% | 0 | 0 | 0 | 0 | 0 | 0 | 0 | 0 | 0% | 0 | 0 | 0% | Normal | 0% | 0 | 0 | 0 | [17 empty] | Industrial_Industrial - WA_Existing_Miscellaneous_Miscellaneous_
Industrial_Industrial - WA_Existing_Miscellaneous_Natural Gas_Miscellaneous_E8 | Industrial | Industrial - WA | Existing | Miscellaneous | Natural Gas | Miscellaneous | E8 |  | 0% | 0% | 0% | 0 | 0 | 0 | 0 | 0 | 0 | 0 | 0 | 0% | 0 | 0 | 0% | Normal | 0% | 0 | 0 | 0 | [17 empty] | Industrial_Industrial - WA_Existing_Miscellaneous_Miscellaneous_
Industrial_Industrial - WA_Existing_Miscellaneous_Natural Gas_Miscellaneous_E9 | Industrial | Industrial - WA | Existing | Miscellaneous | Natural Gas | Miscellaneous | E9 |  | 0% | 0% | 0% | 0 | 0 | 0 | 0 | 0 | 0 | 0 | 0 | 0% | 0 | 0 | 0% | Normal | 0% | 0 | 0 | 0 | [17 empty] | Industrial_Industrial - WA_Existing_Miscellaneous_Miscellaneous_
Industrial_Industrial - WA_Existing_Miscellaneous_Natural Gas_Miscellaneous_E10 | Industrial | Industrial - WA | Existing | Miscellaneous | Natural Gas | Miscellaneous | E10 |  | 0% | 0% | 0% | 0 | 0 | 0 | 0 | 0 | 0 | 0 | 0 | 0% | 0 | 0 | 0% | Normal | 0% | 0 | 0 | 0 | [17 empty] | Industrial_Industrial - WA_Existing_Miscellaneous_Miscellaneous_
Industrial_Industrial - WA_New_Space Heating_Natural Gas_Furnace_E1 | Industrial | Industrial - WA | New | Space Heating | Natural Gas | Furnace | E1 | AFUE 80% (Standard) | 100% | 0% | 0% | 281.2855 | 294.6801 | 45.5415 | 0 | 17 | 29 | 2021 | 2023 | 100% | 0 | 0 | 0% | Normal | 0% | 77.0891 | 0 | 0 | 400 kBtu/hr | 100000 | 0 | 0.25199 | 0.7648 | 1050 | 1100 | 170 |  | 2017 | 1.0631 | GFURN-Heating-EIA14-2014 Ref. Case-2 | GFURN-Heating-EIA14-2014 Ref. Case-2 | GFURN-Heating-EIA14-2014 Ref. Case-2 | 400 | kBtu/hr | 100.7962 | Industrial_Industrial - WA_New_Space Heating_Furnace_AFUE 80% (Standard)
Industrial_Industrial - WA_New_Space Heating_Natural Gas_Furnace_E2 | Industrial | Industrial - WA | New | Space Heating | Natural Gas | Furnace | E2 | AFUE 90% | 88.88% | 0% | 0% | 468.8092 | 348.2583 | 46.8809 | 0 | 17 | 29 | 2021 | 2047 | 100% | 0 | 0 | 0% | Normal | 0% | 68.5203 | 0 | 0 | 400 kBtu/hr | 100000 | 0 | 0.25199 | 0.67979 | 1750 | 1300 | 175 |  | 2017 | 1.0631 | GFURN-Heating-EIA14-2014 Ref. Case-3 | GFURN-Heating-EIA14-2014 Ref. Case-3 | GFURN-Heating-EIA14-2014 Ref. Case-3 | 400 | kBtu/hr | 100.7962 | Industrial_Industrial - WA_New_Space Heating_Furnace_AFUE 90%
Industrial_Industrial - WA_New_Space Heating_Natural Gas_Furnace_E3 | Industrial | Industrial - WA | New | Space Heating | Natural Gas | Furnace | E3 | AFUE 96% | 83.33% | 0% | 0% | 656.3329 | 401.8365 | 48.2204 | 0 | 17 | 29 | 2021 | 2047 | 100% | 0 | 0 | 0% | Normal | 0% | 64.2359 | 0 | 0 | 400 kBtu/hr | 100000 | 0 | 0.25199 | 0.63729 | 2450 | 1500 | 180 |  | 2017 | 1.0631 | GFURN-Heating-EIA14-2014 Ref. Case-3 | GFURN-Heating-ILTRM-v5.0-191 | AEG BEST | 400 | kBtu/hr | 100.7962 | Industrial_Industrial - WA_New_Space Heating_Furnace_AFUE 96%
Industrial_Industrial - WA_New_Space Heating_Natural Gas_Furnace_E4 | Industrial | Industrial - WA | New | Space Heating | Natural Gas | Furnace | E4 |  | 0% | 0% | 0% | 0 | 0 | 0 | 0 | 0 | 0 | 0 | 0 | 0% | 0 | 0 | 0% | Normal | 0% | 0 | 0 | 0 | [17 empty] | Industrial_Industrial - WA_New_Space Heating_Furnace_
Industrial_Industrial - WA_New_Space Heating_Natural Gas_Furnace_E5 | Industrial | Industrial - WA | New | Space Heating | Natural Gas | Furnace | E5 |  | 0% | 0% | 0% | 0 | 0 | 0 | 0 | 0 | 0 | 0 | 0 | 0% | 0 | 0 | 0% | Normal | 0% | 0 | 0 | 0 | [17 empty] | Industrial_Industrial - WA_New_Space Heating_Furnace_
Industrial_Industrial - WA_New_Space Heating_Natural Gas_Furnace_E6 | Industrial | Industrial - WA | New | Space Heating | Natural Gas | Furnace | E6 |  | 0% | 0% | 0% | 0 | 0 | 0 | 0 | 0 | 0 | 0 | 0 | 0% | 0 | 0 | 0% | Normal | 0% | 0 | 0 | 0 | [17 empty] | Industrial_Industrial - WA_New_Space Heating_Furnace_
Industrial_Industrial - WA_New_Space Heating_Natural Gas_Furnace_E7 | Industrial | Industrial - WA | New | Space Heating | Natural Gas | Furnace | E7 |  | 0% | 0% | 0% | 0 | 0 | 0 | 0 | 0 | 0 | 0 | 0 | 0% | 0 | 0 | 0% | Normal | 0% | 0 | 0 | 0 | [17 empty] | Industrial_Industrial - WA_New_Space Heating_Furnace_
Industrial_Industrial - WA_New_Space Heating_Natural Gas_Furnace_E8 | Industrial | Industrial - WA | New | Space Heating | Natural Gas | Furnace | E8 |  | 0% | 0% | 0% | 0 | 0 | 0 | 0 | 0 | 0 | 0 | 0 | 0% | 0 | 0 | 0% | Normal | 0% | 0 | 0 | 0 | [17 empty] | Industrial_Industrial - WA_New_Space Heating_Furnace_
Industrial_Industrial - WA_New_Space Heating_Natural Gas_Furnace_E9 | Industrial | Industrial - WA | New | Space Heating | Natural Gas | Furnace | E9 |  | 0% | 0% | 0% | 0 | 0 | 0 | 0 | 0 | 0 | 0 | 0 | 0% | 0 | 0 | 0% | Normal | 0% | 0 | 0 | 0 | [17 empty] | Industrial_Industrial - WA_New_Space Heating_Furnace_
Industrial_Industrial - WA_New_Space Heating_Natural Gas_Furnace_E10 | Industrial | Industrial - WA | New | Space Heating | Natural Gas | Furnace | E10 |  | 0% | 0% | 0% | 0 | 0 | 0 | 0 | 0 | 0 | 0 | 0 | 0% | 0 | 0 | 0% | Normal | 0% | 0 | 0 | 0 | [17 empty] | Industrial_Industrial - WA_New_Space Heating_Furnace_
Industrial_Industrial - WA_New_Space Heating_Natural Gas_Boiler_E1 | Industrial | Industrial - WA | New | Space Heating | Natural Gas | Boiler | E1 | AFUE 80% (Standard) | 100% | 0% | 0% | 2196.1749 | 1217.1572 | 238.1394 | 0 | 20 | 30 | 2021 | 2047 | 100% | 0 | 0 | 0% | Normal | 0% | 87.7768 | 0 | 0 | 800 kBtu/hr | 100000 | 0 | 0.126 | 0.87083 | 16600 | 9200 | 1800 |  | 2018 | 1.05 | GBLR-Heating-AEO15-3 | GBLR-Heating-AEO15-3 | GBLR-Heating-AEO15-3 | 800 | kBtu/hr | 100.7962 | Industrial_Industrial - WA_New_Space Heating_Boiler_AFUE 80% (Standard)
Industrial_Industrial - WA_New_Space Heating_Natural Gas_Boiler_E2 | Industrial | Industrial - WA | New | Space Heating | Natural Gas | Boiler | E2 | AFUE 85% | 94.12% | 0% | 0% | 3003.203 | 1289.922 | 238.1394 | 0 | 20 | 30 | 2021 | 2047 | 100% | 0 | 0 | 0% | Normal | 0% | 82.613 | 0 | 0 | 800 kBtu/hr | 100000 | 0 | 0.126 | 0.8196 | 22700 | 9750 | 1800 |  | 2018 | 1.05 | GBLR-Heating-AEO15-6 | GBLR-Heating-AEO15-6 | GBLR-Heating-AEO15-6 | 800 | kBtu/hr | 100.7962 | Industrial_Industrial - WA_New_Space Heating_Boiler_AFUE 85%
Industrial_Industrial - WA_New_Space Heating_Natural Gas_Boiler_E3 | Industrial | Industrial - WA | New | Space Heating | Natural Gas | Boiler | E3 | AFUE 97% | 82.48% | 0% | 0% | 4861.0114 | 1199.0495 | 238.1394 | 0 | 20 | 30 | 2021 | 2047 | 100% | 0 | 0 | 0% | Normal | 0% | 72.3947 | 0 | 0 | 800 kBtu/hr | 100000 | 0 | 0.126 | 0.71823 | 36742.4242 | 9063.1313 | 1800 |  | 2018 | 1.05 | GBLR-Heating-AEO15-7 | GBLR-Heating-AEO15-7 | GBLR-Heating-AEO15-7 | 800 | kBtu/hr | 100.7962 | Industrial_Industrial - WA_New_Space Heating_Boiler_AFUE 97%
Industrial_Industrial - WA_New_Space Heating_Natural Gas_Boiler_E4 | Industrial | Industrial - WA | New | Space Heating | Natural Gas | Boiler | E4 | Convert to NG Air Source Heat Pump | 57.14% | 0% | 0% | 21205.8149 | 1217.1572 | 398.4123 | 0 | 10 | 20 | 2021 | 2047 | 100% | 0 | 0 | 0% | Normal | 0% | 50.1581 | 0 | 0 | 800 kBtu/hr | 100000 | 0 | 0.126 | 0.49762 | 158316.7533 | 9086.959 | 2974.436 |  | 2017 | 1.0631 | HP_GAS-Heating-AEO17-1 | HP_GAS-Heating-AEO17-1 | HP_GAS-Heating-AEO17-1 | 800 | kBtu/hr | 100.7962 | Industrial_Industrial - WA_New_Space Heating_Boiler_Convert to NG Air Source Heat Pump
Industrial_Industrial - WA_New_Space Heating_Natural Gas_Boiler_E5 | Industrial | Industrial - WA | New | Space Heating | Natural Gas | Boiler | E5 |  | 0% | 0% | 0% | 0 | 0 | 0 | 0 | 0 | 0 | 0 | 0 | 0% | 0 | 0 | 0% | Normal | 0% | 0 | 0 | 0 | [17 empty] | Industrial_Industrial - WA_New_Space Heating_Boiler_
Industrial_Industrial - WA_New_Space Heating_Natural Gas_Boiler_E6 | Industrial | Industrial - WA | New | Space Heating | Natural Gas | Boiler | E6 |  | 0% | 0% | 0% | 0 | 0 | 0 | 0 | 0 | 0 | 0 | 0 | 0% | 0 | 0 | 0% | Normal | 0% | 0 | 0 | 0 | [17 empty] | Industrial_Industrial - WA_New_Space Heating_Boiler_
Industrial_Industrial - WA_New_Space Heating_Natural Gas_Boiler_E7 | Industrial | Industrial - WA | New | Space Heating | Natural Gas | Boiler | E7 |  | 0% | 0% | 0% | 0 | 0 | 0 | 0 | 0 | 0 | 0 | 0 | 0% | 0 | 0 | 0% | Normal | 0% | 0 | 0 | 0 | [17 empty] | Industrial_Industrial - WA_New_Space Heating_Boiler_
Industrial_Industrial - WA_New_Space Heating_Natural Gas_Boiler_E8 | Industrial | Industrial - WA | New | Space Heating | Natural Gas | Boiler | E8 |  | 0% | 0% | 0% | 0 | 0 | 0 | 0 | 0 | 0 | 0 | 0 | 0% | 0 | 0 | 0% | Normal | 0% | 0 | 0 | 0 | [17 empty] | Industrial_Industrial - WA_New_Space Heating_Boiler_
Industrial_Industrial - WA_New_Space Heating_Natural Gas_Boiler_E9 | Industrial | Industrial - WA | New | Space Heating | Natural Gas | Boiler | E9 |  | 0% | 0% | 0% | 0 | 0 | 0 | 0 | 0 | 0 | 0 | 0 | 0% | 0 | 0 | 0% | Normal | 0% | 0 | 0 | 0 | [17 empty] | Industrial_Industrial - WA_New_Space Heating_Boiler_
Industrial_Industrial - WA_New_Space Heating_Natural Gas_Boiler_E10 | Industrial | Industrial - WA | New | Space Heating | Natural Gas | Boiler | E10 |  | 0% | 0% | 0% | 0 | 0 | 0 | 0 | 0 | 0 | 0 | 0 | 0% | 0 | 0 | 0% | Normal | 0% | 0 | 0 | 0 | [17 empty] | Industrial_Industrial - WA_New_Space Heating_Boiler_
Industrial_Industrial - WA_New_Space Heating_Natural Gas_Unit Heater_E1 | Industrial | Industrial - WA | New | Space Heating | Natural Gas | Unit Heater | E1 | Standard | 100% | 0% | 0% | 8.7971 | 0 | 0 | 0 | 15 | 25 | 2021 | 2047 | 100% | 0 | 0 | 0% | Normal | 0% | 103.124 | 0 | 0 | 120 unit | 100000 | 0 | 6.6727e-05 | 2080 | 1010.4 | 0 | 0 |  | 2015 | 1.0873 | Xcel CO 2021/22 DSM Plan/TRM p.424 | Xcel CO 2021/22 DSM Plan/TRM p.416 | Xcel CO 2021/22 DSM Plan/TRM p.416 | 120 | unit | 0.0080072 | Industrial_Industrial - WA_New_Space Heating_Unit Heater_Standard
Industrial_Industrial - WA_New_Space Heating_Natural Gas_Unit Heater_E2 | Industrial | Industrial - WA | New | Space Heating | Natural Gas | Unit Heater | E2 | Condensing | 88.94% | 0% | 0% | 10.4896 | 0 | 0 | 0 | 15 | 25 | 2021 | 2047 | 100% | 0 | 0 | 0% | Normal | 0% | 91.7209 | 0 | 0 | 120 unit | 100000 | 0 | 6.6727e-05 | 1850 | 1204.8 | 0 | 0 |  | 2015 | 1.0873 | Xcel CO 2021/22 DSM Plan/TRM p.424 | Xcel CO 2021/22 DSM Plan/TRM p.416 | Xcel CO 2021/22 DSM Plan/TRM p.416 | 120 | unit | 0.0080072 | Industrial_Industrial - WA_New_Space Heating_Unit Heater_Condensing
Industrial_Industrial - WA_New_Space Heating_Natural Gas_Unit Heater_E3 | Industrial | Industrial - WA | New | Space Heating | Natural Gas | Unit Heater | E3 | Infrared Radiant | 88.46% | 0% | 0% | 9.8732 | 0 | 0 | 0 | 10 | 20 | 2021 | 2047 | 100% | 0 | 0 | 0% | Normal | 0% | 91.2251 | 0 | 0 | 120 unit | 100000 | 0 | 6.6727e-05 | 1840 | 1134 | 0 | 0 |  | 2015 | 1.0873 | Xcel CO 2021/22 DSM Plan/TRM p.424 | Xcel CO 2021/22 DSM Plan/TRM p.416 | Xcel CO 2021/22 DSM Plan/TRM p.416 | 120 | unit | 0.0080072 | Industrial_Industrial - WA_New_Space Heating_Unit Heater_Infrared Radiant
Industrial_Industrial - WA_New_Space Heating_Natural Gas_Unit Heater_E4 | Industrial | Industrial - WA | New | Space Heating | Natural Gas | Unit Heater | E4 |  | 0% | 0% | 0% | 0 | 0 | 0 | 0 | 0 | 0 | 0 | 0 | 0% | 0 | 0 | 0% | Normal | 0% | 0 | 0 | 0 | [17 empty] | Industrial_Industrial - WA_New_Space Heating_Unit Heater_
Industrial_Industrial - WA_New_Space Heating_Natural Gas_Unit Heater_E5 | Industrial | Industrial - WA | New | Space Heating | Natural Gas | Unit Heater | E5 |  | 0% | 0% | 0% | 0 | 0 | 0 | 0 | 0 | 0 | 0 | 0 | 0% | 0 | 0 | 0% | Normal | 0% | 0 | 0 | 0 | [17 empty] | Industrial_Industrial - WA_New_Space Heating_Unit Heater_
Industrial_Industrial - WA_New_Space Heating_Natural Gas_Unit Heater_E6 | Industrial | Industrial - WA | New | Space Heating | Natural Gas | Unit Heater | E6 |  | 0% | 0% | 0% | 0 | 0 | 0 | 0 | 0 | 0 | 0 | 0 | 0% | 0 | 0 | 0% | Normal | 0% | 0 | 0 | 0 | [17 empty] | Industrial_Industrial - WA_New_Space Heating_Unit Heater_
Industrial_Industrial - WA_New_Space Heating_Natural Gas_Unit Heater_E7 | Industrial | Industrial - WA | New | Space Heating | Natural Gas | Unit Heater | E7 |  | 0% | 0% | 0% | 0 | 0 | 0 | 0 | 0 | 0 | 0 | 0 | 0% | 0 | 0 | 0% | Normal | 0% | 0 | 0 | 0 | [17 empty] | Industrial_Industrial - WA_New_Space Heating_Unit Heater_
Industrial_Industrial - WA_New_Space Heating_Natural Gas_Unit Heater_E8 | Industrial | Industrial - WA | New | Space Heating | Natural Gas | Unit Heater | E8 |  | 0% | 0% | 0% | 0 | 0 | 0 | 0 | 0 | 0 | 0 | 0 | 0% | 0 | 0 | 0% | Normal | 0% | 0 | 0 | 0 | [17 empty] | Industrial_Industrial - WA_New_Space Heating_Unit Heater_
Industrial_Industrial - WA_New_Space Heating_Natural Gas_Unit Heater_E9 | Industrial | Industrial - WA | New | Space Heating | Natural Gas | Unit Heater | E9 |  | 0% | 0% | 0% | 0 | 0 | 0 | 0 | 0 | 0 | 0 | 0 | 0% | 0 | 0 | 0% | Normal | 0% | 0 | 0 | 0 | [17 empty] | Industrial_Industrial - WA_New_Space Heating_Unit Heater_
Industrial_Industrial - WA_New_Space Heating_Natural Gas_Unit Heater_E10 | Industrial | Industrial - WA | New | Space Heating | Natural Gas | Unit Heater | E10 |  | 0% | 0% | 0% | 0 | 0 | 0 | 0 | 0 | 0 | 0 | 0 | 0% | 0 | 0 | 0% | Normal | 0% | 0 | 0 | 0 | [17 empty] | Industrial_Industrial - WA_New_Space Heating_Unit Heater_
Industrial_Industrial - WA_New_Process_Natural Gas_Process Boiler_E1 | Industrial | Industrial - WA | New | Process | Natural Gas | Process Boiler | E1 | Standard | 100% | 0% | 0% | 1.0743 | 0 | 0 | 0 | 2 | 8 | 2021 | 2047 | 100% | 0 | 0 | 0% | Normal | 0% | 750.4212 | 0 | 0 | 1 unit | 100000 | 0 | 1 | 1 | 1 | 0 | 0 |  | 2016 | 1.0743 | N/A | N/A | N/A | 1 | unit | 1 | Industrial_Industrial - WA_New_Process_Process Boiler_Standard
Industrial_Industrial - WA_New_Process_Natural Gas_Process Boiler_E2 | Industrial | Industrial - WA | New | Process | Natural Gas | Process Boiler | E2 |  | 0% | 0% | 0% | 0 | 0 | 0 | 0 | 0 | 0 | 0 | 0 | 0% | 0 | 0 | 0% | Normal | 0% | 0 | 0 | 0 | [17 empty] | Industrial_Industrial - WA_New_Process_Process Boiler_
Industrial_Industrial - WA_New_Process_Natural Gas_Process Boiler_E3 | Industrial | Industrial - WA | New | Process | Natural Gas | Process Boiler | E3 |  | 0% | 0% | 0% | 0 | 0 | 0 | 0 | 0 | 0 | 0 | 0 | 0% | 0 | 0 | 0% | Normal | 0% | 0 | 0 | 0 | [17 empty] | Industrial_Industrial - WA_New_Process_Process Boiler_
Industrial_Industrial - WA_New_Process_Natural Gas_Process Boiler_E4 | Industrial | Industrial - WA | New | Process | Natural Gas | Process Boiler | E4 |  | 0% | 0% | 0% | 0 | 0 | 0 | 0 | 0 | 0 | 0 | 0 | 0% | 0 | 0 | 0% | Normal | 0% | 0 | 0 | 0 | [17 empty] | Industrial_Industrial - WA_New_Process_Process Boiler_
Industrial_Industrial - WA_New_Process_Natural Gas_Process Boiler_E5 | Industrial | Industrial - WA | New | Process | Natural Gas | Process Boiler | E5 |  | 0% | 0% | 0% | 0 | 0 | 0 | 0 | 0 | 0 | 0 | 0 | 0% | 0 | 0 | 0% | Normal | 0% | 0 | 0 | 0 | [17 empty] | Industrial_Industrial - WA_New_Process_Process Boiler_
Industrial_Industrial - WA_New_Process_Natural Gas_Process Boiler_E6 | Industrial | Industrial - WA | New | Process | Natural Gas | Process Boiler | E6 |  | 0% | 0% | 0% | 0 | 0 | 0 | 0 | 0 | 0 | 0 | 0 | 0% | 0 | 0 | 0% | Normal | 0% | 0 | 0 | 0 | [17 empty] | Industrial_Industrial - WA_New_Process_Process Boiler_
Industrial_Industrial - WA_New_Process_Natural Gas_Process Boiler_E7 | Industrial | Industrial - WA | New | Process | Natural Gas | Process Boiler | E7 |  | 0% | 0% | 0% | 0 | 0 | 0 | 0 | 0 | 0 | 0 | 0 | 0% | 0 | 0 | 0% | Normal | 0% | 0 | 0 | 0 | [17 empty] | Industrial_Industrial - WA_New_Process_Process Boiler_
Industrial_Industrial - WA_New_Process_Natural Gas_Process Boiler_E8 | Industrial | Industrial - WA | New | Process | Natural Gas | Process Boiler | E8 |  | 0% | 0% | 0% | 0 | 0 | 0 | 0 | 0 | 0 | 0 | 0 | 0% | 0 | 0 | 0% | Normal | 0% | 0 | 0 | 0 | [17 empty] | Industrial_Industrial - WA_New_Process_Process Boiler_
Industrial_Industrial - WA_New_Process_Natural Gas_Process Boiler_E9 | Industrial | Industrial - WA | New | Process | Natural Gas | Process Boiler | E9 |  | 0% | 0% | 0% | 0 | 0 | 0 | 0 | 0 | 0 | 0 | 0 | 0% | 0 | 0 | 0% | Normal | 0% | 0 | 0 | 0 | [17 empty] | Industrial_Industrial - WA_New_Process_Process Boiler_
Industrial_Industrial - WA_New_Process_Natural Gas_Process Boiler_E10 | Industrial | Industrial - WA | New | Process | Natural Gas | Process Boiler | E10 |  | 0% | 0% | 0% | 0 | 0 | 0 | 0 | 0 | 0 | 0 | 0 | 0% | 0 | 0 | 0% | Normal | 0% | 0 | 0 | 0 | [17 empty] | Industrial_Industrial - WA_New_Process_Process Boiler_
Industrial_Industrial - WA_New_Process_Natural Gas_Process Heating_E1 | Industrial | Industrial - WA | New | Process | Natural Gas | Process Heating | E1 | Standard | 100% | 0% | 0% | 1.0743 | 0 | 0 | 0 | 2 | 8 | 2021 | 2047 | 100% | 0 | 0 | 0% | Normal | 0% | 686.1073 | 0 | 0 | 1 unit | 100000 | 0 | 1 | 1 | 1 | 0 | 0 |  | 2016 | 1.0743 | N/A | N/A | N/A | 1 | unit | 1 | Industrial_Industrial - WA_New_Process_Process Heating_Standard
Industrial_Industrial - WA_New_Process_Natural Gas_Process Heating_E2 | Industrial | Industrial - WA | New | Process | Natural Gas | Process Heating | E2 |  | 0% | 0% | 0% | 0 | 0 | 0 | 0 | 0 | 0 | 0 | 0 | 0% | 0 | 0 | 0% | Normal | 0% | 0 | 0 | 0 | [17 empty] | Industrial_Industrial - WA_New_Process_Process Heating_
Industrial_Industrial - WA_New_Process_Natural Gas_Process Heating_E3 | Industrial | Industrial - WA | New | Process | Natural Gas | Process Heating | E3 |  | 0% | 0% | 0% | 0 | 0 | 0 | 0 | 0 | 0 | 0 | 0 | 0% | 0 | 0 | 0% | Normal | 0% | 0 | 0 | 0 | [17 empty] | Industrial_Industrial - WA_New_Process_Process Heating_
Industrial_Industrial - WA_New_Process_Natural Gas_Process Heating_E4 | Industrial | Industrial - WA | New | Process | Natural Gas | Process Heating | E4 |  | 0% | 0% | 0% | 0 | 0 | 0 | 0 | 0 | 0 | 0 | 0 | 0% | 0 | 0 | 0% | Normal | 0% | 0 | 0 | 0 | [17 empty] | Industrial_Industrial - WA_New_Process_Process Heating_
Industrial_Industrial - WA_New_Process_Natural Gas_Process Heating_E5 | Industrial | Industrial - WA | New | Process | Natural Gas | Process Heating | E5 |  | 0% | 0% | 0% | 0 | 0 | 0 | 0 | 0 | 0 | 0 | 0 | 0% | 0 | 0 | 0% | Normal | 0% | 0 | 0 | 0 | [17 empty] | Industrial_Industrial - WA_New_Process_Process Heating_
Industrial_Industrial - WA_New_Process_Natural Gas_Process Heating_E6 | Industrial | Industrial - WA | New | Process | Natural Gas | Process Heating | E6 |  | 0% | 0% | 0% | 0 | 0 | 0 | 0 | 0 | 0 | 0 | 0 | 0% | 0 | 0 | 0% | Normal | 0% | 0 | 0 | 0 | [17 empty] | Industrial_Industrial - WA_New_Process_Process Heating_
Industrial_Industrial - WA_New_Process_Natural Gas_Process Heating_E7 | Industrial | Industrial - WA | New | Process | Natural Gas | Process Heating | E7 |  | 0% | 0% | 0% | 0 | 0 | 0 | 0 | 0 | 0 | 0 | 0 | 0% | 0 | 0 | 0% | Normal | 0% | 0 | 0 | 0 | [17 empty] | Industrial_Industrial - WA_New_Process_Process Heating_
Industrial_Industrial - WA_New_Process_Natural Gas_Process Heating_E8 | Industrial | Industrial - WA | New | Process | Natural Gas | Process Heating | E8 |  | 0% | 0% | 0% | 0 | 0 | 0 | 0 | 0 | 0 | 0 | 0 | 0% | 0 | 0 | 0% | Normal | 0% | 0 | 0 | 0 | [17 empty] | Industrial_Industrial - WA_New_Process_Process Heating_
Industrial_Industrial - WA_New_Process_Natural Gas_Process Heating_E9 | Industrial | Industrial - WA | New | Process | Natural Gas | Process Heating | E9 |  | 0% | 0% | 0% | 0 | 0 | 0 | 0 | 0 | 0 | 0 | 0 | 0% | 0 | 0 | 0% | Normal | 0% | 0 | 0 | 0 | [17 empty] | Industrial_Industrial - WA_New_Process_Process Heating_
Industrial_Industrial - WA_New_Process_Natural Gas_Process Heating_E10 | Industrial | Industrial - WA | New | Process | Natural Gas | Process Heating | E10 |  | 0% | 0% | 0% | 0 | 0 | 0 | 0 | 0 | 0 | 0 | 0 | 0% | 0 | 0 | 0% | Normal | 0% | 0 | 0 | 0 | [17 empty] | Industrial_Industrial - WA_New_Process_Process Heating_
Industrial_Industrial - WA_New_Process_Natural Gas_Process Cooling_E1 | Industrial | Industrial - WA | New | Process | Natural Gas | Process Cooling | E1 | Standard | 100% | 0% | 0% | 1.0743 | 0 | 0 | 0 | 2 | 8 | 2021 | 2047 | 100% | 0 | 0 | 0% | Normal | 0% | 6.6532 | 0 | 0 | 1 unit | 100000 | 0 | 1 | 1 | 1 | 0 | 0 |  | 2016 | 1.0743 | N/A | N/A | N/A | 1 | unit | 1 | Industrial_Industrial - WA_New_Process_Process Cooling_Standard
Industrial_Industrial - WA_New_Process_Natural Gas_Process Cooling_E2 | Industrial | Industrial - WA | New | Process | Natural Gas | Process Cooling | E2 |  | 0% | 0% | 0% | 0 | 0 | 0 | 0 | 0 | 0 | 0 | 0 | 0% | 0 | 0 | 0% | Normal | 0% | 0 | 0 | 0 | [17 empty] | Industrial_Industrial - WA_New_Process_Process Cooling_
Industrial_Industrial - WA_New_Process_Natural Gas_Process Cooling_E3 | Industrial | Industrial - WA | New | Process | Natural Gas | Process Cooling | E3 |  | 0% | 0% | 0% | 0 | 0 | 0 | 0 | 0 | 0 | 0 | 0 | 0% | 0 | 0 | 0% | Normal | 0% | 0 | 0 | 0 | [17 empty] | Industrial_Industrial - WA_New_Process_Process Cooling_
Industrial_Industrial - WA_New_Process_Natural Gas_Process Cooling_E4 | Industrial | Industrial - WA | New | Process | Natural Gas | Process Cooling | E4 |  | 0% | 0% | 0% | 0 | 0 | 0 | 0 | 0 | 0 | 0 | 0 | 0% | 0 | 0 | 0% | Normal | 0% | 0 | 0 | 0 | [17 empty] | Industrial_Industrial - WA_New_Process_Process Cooling_
Industrial_Industrial - WA_New_Process_Natural Gas_Process Cooling_E5 | Industrial | Industrial - WA | New | Process | Natural Gas | Process Cooling | E5 |  | 0% | 0% | 0% | 0 | 0 | 0 | 0 | 0 | 0 | 0 | 0 | 0% | 0 | 0 | 0% | Normal | 0% | 0 | 0 | 0 | [17 empty] | Industrial_Industrial - WA_New_Process_Process Cooling_
Industrial_Industrial - WA_New_Process_Natural Gas_Process Cooling_E6 | Industrial | Industrial - WA | New | Process | Natural Gas | Process Cooling | E6 |  | 0% | 0% | 0% | 0 | 0 | 0 | 0 | 0 | 0 | 0 | 0 | 0% | 0 | 0 | 0% | Normal | 0% | 0 | 0 | 0 | [17 empty] | Industrial_Industrial - WA_New_Process_Process Cooling_
Industrial_Industrial - WA_New_Process_Natural Gas_Process Cooling_E7 | Industrial | Industrial - WA | New | Process | Natural Gas | Process Cooling | E7 |  | 0% | 0% | 0% | 0 | 0 | 0 | 0 | 0 | 0 | 0 | 0 | 0% | 0 | 0 | 0% | Normal | 0% | 0 | 0 | 0 | [17 empty] | Industrial_Industrial - WA_New_Process_Process Cooling_
Industrial_Industrial - WA_New_Process_Natural Gas_Process Cooling_E8 | Industrial | Industrial - WA | New | Process | Natural Gas | Process Cooling | E8 |  | 0% | 0% | 0% | 0 | 0 | 0 | 0 | 0 | 0 | 0 | 0 | 0% | 0 | 0 | 0% | Normal | 0% | 0 | 0 | 0 | [17 empty] | Industrial_Industrial - WA_New_Process_Process Cooling_
Industrial_Industrial - WA_New_Process_Natural Gas_Process Cooling_E9 | Industrial | Industrial - WA | New | Process | Natural Gas | Process Cooling | E9 |  | 0% | 0% | 0% | 0 | 0 | 0 | 0 | 0 | 0 | 0 | 0 | 0% | 0 | 0 | 0% | Normal | 0% | 0 | 0 | 0 | [17 empty] | Industrial_Industrial - WA_New_Process_Process Cooling_
Industrial_Industrial - WA_New_Process_Natural Gas_Process Cooling_E10 | Industrial | Industrial - WA | New | Process | Natural Gas | Process Cooling | E10 |  | 0% | 0% | 0% | 0 | 0 | 0 | 0 | 0 | 0 | 0 | 0 | 0% | 0 | 0 | 0% | Normal | 0% | 0 | 0 | 0 | [17 empty] | Industrial_Industrial - WA_New_Process_Process Cooling_
Industrial_Industrial - WA_New_Process_Natural Gas_Other Process_E1 | Industrial | Industrial - WA | New | Process | Natural Gas | Other Process | E1 | Standard | 100% | 0% | 0% | 1.0743 | 0 | 0 | 0 | 2 | 8 | 2021 | 2047 | 100% | 0 | 0 | 0% | Normal | 0% | 70.1354 | 0 | 0 | 1 unit | 100000 | 0 | 1 | 1 | 1 | 0 | 0 |  | 2016 | 1.0743 | N/A | N/A | N/A | 1 | unit | 1 | Industrial_Industrial - WA_New_Process_Other Process_Standard
Industrial_Industrial - WA_New_Process_Natural Gas_Other Process_E2 | Industrial | Industrial - WA | New | Process | Natural Gas | Other Process | E2 |  | 0% | 0% | 0% | 0 | 0 | 0 | 0 | 0 | 0 | 0 | 0 | 0% | 0 | 0 | 0% | Normal | 0% | 0 | 0 | 0 | [17 empty] | Industrial_Industrial - WA_New_Process_Other Process_
Industrial_Industrial - WA_New_Process_Natural Gas_Other Process_E3 | Industrial | Industrial - WA | New | Process | Natural Gas | Other Process | E3 |  | 0% | 0% | 0% | 0 | 0 | 0 | 0 | 0 | 0 | 0 | 0 | 0% | 0 | 0 | 0% | Normal | 0% | 0 | 0 | 0 | [17 empty] | Industrial_Industrial - WA_New_Process_Other Process_
Industrial_Industrial - WA_New_Process_Natural Gas_Other Process_E4 | Industrial | Industrial - WA | New | Process | Natural Gas | Other Process | E4 |  | 0% | 0% | 0% | 0 | 0 | 0 | 0 | 0 | 0 | 0 | 0 | 0% | 0 | 0 | 0% | Normal | 0% | 0 | 0 | 0 | [17 empty] | Industrial_Industrial - WA_New_Process_Other Process_
Industrial_Industrial - WA_New_Process_Natural Gas_Other Process_E5 | Industrial | Industrial - WA | New | Process | Natural Gas | Other Process | E5 |  | 0% | 0% | 0% | 0 | 0 | 0 | 0 | 0 | 0 | 0 | 0 | 0% | 0 | 0 | 0% | Normal | 0% | 0 | 0 | 0 | [17 empty] | Industrial_Industrial - WA_New_Process_Other Process_
Industrial_Industrial - WA_New_Process_Natural Gas_Other Process_E6 | Industrial | Industrial - WA | New | Process | Natural Gas | Other Process | E6 |  | 0% | 0% | 0% | 0 | 0 | 0 | 0 | 0 | 0 | 0 | 0 | 0% | 0 | 0 | 0% | Normal | 0% | 0 | 0 | 0 | [17 empty] | Industrial_Industrial - WA_New_Process_Other Process_
Industrial_Industrial - WA_New_Process_Natural Gas_Other Process_E7 | Industrial | Industrial - WA | New | Process | Natural Gas | Other Process | E7 |  | 0% | 0% | 0% | 0 | 0 | 0 | 0 | 0 | 0 | 0 | 0 | 0% | 0 | 0 | 0% | Normal | 0% | 0 | 0 | 0 | [17 empty] | Industrial_Industrial - WA_New_Process_Other Process_
Industrial_Industrial - WA_New_Process_Natural Gas_Other Process_E8 | Industrial | Industrial - WA | New | Process | Natural Gas | Other Process | E8 |  | 0% | 0% | 0% | 0 | 0 | 0 | 0 | 0 | 0 | 0 | 0 | 0% | 0 | 0 | 0% | Normal | 0% | 0 | 0 | 0 | [17 empty] | Industrial_Industrial - WA_New_Process_Other Process_
Industrial_Industrial - WA_New_Process_Natural Gas_Other Process_E9 | Industrial | Industrial - WA | New | Process | Natural Gas | Other Process | E9 |  | 0% | 0% | 0% | 0 | 0 | 0 | 0 | 0 | 0 | 0 | 0 | 0% | 0 | 0 | 0% | Normal | 0% | 0 | 0 | 0 | [17 empty] | Industrial_Industrial - WA_New_Process_Other Process_
Industrial_Industrial - WA_New_Process_Natural Gas_Other Process_E10 | Industrial | Industrial - WA | New | Process | Natural Gas | Other Process | E10 |  | 0% | 0% | 0% | 0 | 0 | 0 | 0 | 0 | 0 | 0 | 0 | 0% | 0 | 0 | 0% | Normal | 0% | 0 | 0 | 0 | [17 empty] | Industrial_Industrial - WA_New_Process_Other Process_
Industrial_Industrial - WA_New_Miscellaneous_Natural Gas_Miscellaneous_E1 | Industrial | Industrial - WA | New | Miscellaneous | Natural Gas | Miscellaneous | E1 | Standard | 100% | 0% | 0% | 1.0743 | 0 | 0 | 0 | 2 | 8 | 2021 | 2047 | 100% | 0 | 0 | 0% | Normal | 0% | 82.6101 | 0 | 0 | 1 unit | 100000 | 0 | 1 | 1 | 1 | 0 | 0 |  | 2016 | 1.0743 | N/A | N/A | N/A | 1 | unit | 1 | Industrial_Industrial - WA_New_Miscellaneous_Miscellaneous_Standard
Industrial_Industrial - WA_New_Miscellaneous_Natural Gas_Miscellaneous_E2 | Industrial | Industrial - WA | New | Miscellaneous | Natural Gas | Miscellaneous | E2 |  | 0% | 0% | 0% | 0 | 0 | 0 | 0 | 0 | 0 | 0 | 0 | 0% | 0 | 0 | 0% | Normal | 0% | 0 | 0 | 0 | [17 empty] | Industrial_Industrial - WA_New_Miscellaneous_Miscellaneous_
Industrial_Industrial - WA_New_Miscellaneous_Natural Gas_Miscellaneous_E3 | Industrial | Industrial - WA | New | Miscellaneous | Natural Gas | Miscellaneous | E3 |  | 0% | 0% | 0% | 0 | 0 | 0 | 0 | 0 | 0 | 0 | 0 | 0% | 0 | 0 | 0% | Normal | 0% | 0 | 0 | 0 | [17 empty] | Industrial_Industrial - WA_New_Miscellaneous_Miscellaneous_
Industrial_Industrial - WA_New_Miscellaneous_Natural Gas_Miscellaneous_E4 | Industrial | Industrial - WA | New | Miscellaneous | Natural Gas | Miscellaneous | E4 |  | 0% | 0% | 0% | 0 | 0 | 0 | 0 | 0 | 0 | 0 | 0 | 0% | 0 | 0 | 0% | Normal | 0% | 0 | 0 | 0 | [17 empty] | Industrial_Industrial - WA_New_Miscellaneous_Miscellaneous_
Industrial_Industrial - WA_New_Miscellaneous_Natural Gas_Miscellaneous_E5 | Industrial | Industrial - WA | New | Miscellaneous | Natural Gas | Miscellaneous | E5 |  | 0% | 0% | 0% | 0 | 0 | 0 | 0 | 0 | 0 | 0 | 0 | 0% | 0 | 0 | 0% | Normal | 0% | 0 | 0 | 0 | [17 empty] | Industrial_Industrial - WA_New_Miscellaneous_Miscellaneous_
Industrial_Industrial - WA_New_Miscellaneous_Natural Gas_Miscellaneous_E6 | Industrial | Industrial - WA | New | Miscellaneous | Natural Gas | Miscellaneous | E6 |  | 0% | 0% | 0% | 0 | 0 | 0 | 0 | 0 | 0 | 0 | 0 | 0% | 0 | 0 | 0% | Normal | 0% | 0 | 0 | 0 | [17 empty] | Industrial_Industrial - WA_New_Miscellaneous_Miscellaneous_
Industrial_Industrial - WA_New_Miscellaneous_Natural Gas_Miscellaneous_E7 | Industrial | Industrial - WA | New | Miscellaneous | Natural Gas | Miscellaneous | E7 |  | 0% | 0% | 0% | 0 | 0 | 0 | 0 | 0 | 0 | 0 | 0 | 0% | 0 | 0 | 0% | Normal | 0% | 0 | 0 | 0 | [17 empty] | Industrial_Industrial - WA_New_Miscellaneous_Miscellaneous_
Industrial_Industrial - WA_New_Miscellaneous_Natural Gas_Miscellaneous_E8 | Industrial | Industrial - WA | New | Miscellaneous | Natural Gas | Miscellaneous | E8 |  | 0% | 0% | 0% | 0 | 0 | 0 | 0 | 0 | 0 | 0 | 0 | 0% | 0 | 0 | 0% | Normal | 0% | 0 | 0 | 0 | [17 empty] | Industrial_Industrial - WA_New_Miscellaneous_Miscellaneous_
Industrial_Industrial - WA_New_Miscellaneous_Natural Gas_Miscellaneous_E9 | Industrial | Industrial - WA | New | Miscellaneous | Natural Gas | Miscellaneous | E9 |  | 0% | 0% | 0% | 0 | 0 | 0 | 0 | 0 | 0 | 0 | 0 | 0% | 0 | 0 | 0% | Normal | 0% | 0 | 0 | 0 | [17 empty] | Industrial_Industrial - WA_New_Miscellaneous_Miscellaneous_
Industrial_Industrial - WA_New_Miscellaneous_Natural Gas_Miscellaneous_E10 | Industrial | Industrial - WA | New | Miscellaneous | Natural Gas | Miscellaneous | E10 |  | 0% | 0% | 0% | 0 | 0 | 0 | 0 | 0 | 0 | 0 | 0 | 0% | 0 | 0 | 0% | Normal | 0% | 0 | 0 | 0 | [17 empty] | Industrial_Industrial - WA_New_Miscellaneous_Miscellaneous_
Industrial_Industrial - ID_Existing_Space Heating_Natural Gas_Furnace_E1 | Industrial | Industrial - ID | Existing | Space Heating | Natural Gas | Furnace | E1 | AFUE 80% (Standard) | 100% | 0% | 0% | 329.2935 | 344.9741 | 53.3142 | 0 | 17 | 29 | 2021 | 2023 | 100% | 0 | 0 | 0% | Normal | 0% | 137.7126 | 0 | 0 | 400 kBtu/hr | 100000 | 0 | 0.295 | 1.1666 | 1050 | 1100 | 170 |  | 2017 | 1.0631 | GFURN-Heating-EIA14-2014 Ref. Case-2 | GFURN-Heating-EIA14-2014 Ref. Case-2 | GFURN-Heating-EIA14-2014 Ref. Case-2 | 400 | kBtu/hr | 117.9994 | Industrial_Industrial - ID_Existing_Space Heating_Furnace_AFUE 80% (Standard)
Industrial_Industrial - ID_Existing_Space Heating_Natural Gas_Furnace_E2 | Industrial | Industrial - ID | Existing | Space Heating | Natural Gas | Furnace | E2 | AFUE 90% | 88.89% | 0% | 0% | 548.8224 | 407.6967 | 54.8822 | 0 | 17 | 29 | 2021 | 2047 | 100% | 0 | 0 | 0% | Normal | 0% | 122.4112 | 0 | 0 | 400 kBtu/hr | 100000 | 0 | 0.295 | 1.037 | 1750 | 1300 | 175 |  | 2017 | 1.0631 | GFURN-Heating-EIA14-2014 Ref. Case-3 | GFURN-Heating-EIA14-2014 Ref. Case-3 | GFURN-Heating-EIA14-2014 Ref. Case-3 | 400 | kBtu/hr | 117.9994 | Industrial_Industrial - ID_Existing_Space Heating_Furnace_AFUE 90%
Industrial_Industrial - ID_Existing_Space Heating_Natural Gas_Furnace_E3 | Industrial | Industrial - ID | Existing | Space Heating | Natural Gas | Furnace | E3 | AFUE 96% | 83.33% | 0% | 0% | 768.3514 | 470.4192 | 56.4503 | 0 | 17 | 29 | 2021 | 2047 | 100% | 0 | 0 | 0% | Normal | 0% | 114.7605 | 0 | 0 | 400 kBtu/hr | 100000 | 0 | 0.295 | 0.97216 | 2450 | 1500 | 180 |  | 2017 | 1.0631 | GFURN-Heating-EIA14-2014 Ref. Case-3 | GFURN-Heating-ILTRM-v5.0-191 | AEG BEST | 400 | kBtu/hr | 117.9994 | Industrial_Industrial - ID_Existing_Space Heating_Furnace_AFUE 96%
Industrial_Industrial - ID_Existing_Space Heating_Natural Gas_Furnace_E4 | Industrial | Industrial - ID | Existing | Space Heating | Natural Gas | Furnace | E4 |  | 0% | 0% | 0% | 0 | 0 | 0 | 0 | 0 | 0 | 0 | 0 | 0% | 0 | 0 | 0% | Normal | 0% | 0 | 0 | 0 | [17 empty] | Industrial_Industrial - ID_Existing_Space Heating_Furnace_
Industrial_Industrial - ID_Existing_Space Heating_Natural Gas_Furnace_E5 | Industrial | Industrial - ID | Existing | Space Heating | Natural Gas | Furnace | E5 |  | 0% | 0% | 0% | 0 | 0 | 0 | 0 | 0 | 0 | 0 | 0 | 0% | 0 | 0 | 0% | Normal | 0% | 0 | 0 | 0 | [17 empty] | Industrial_Industrial - ID_Existing_Space Heating_Furnace_
Industrial_Industrial - ID_Existing_Space Heating_Natural Gas_Furnace_E6 | Industrial | Industrial - ID | Existing | Space Heating | Natural Gas | Furnace | E6 |  | 0% | 0% | 0% | 0 | 0 | 0 | 0 | 0 | 0 | 0 | 0 | 0% | 0 | 0 | 0% | Normal | 0% | 0 | 0 | 0 | [17 empty] | Industrial_Industrial - ID_Existing_Space Heating_Furnace_
Industrial_Industrial - ID_Existing_Space Heating_Natural Gas_Furnace_E7 | Industrial | Industrial - ID | Existing | Space Heating | Natural Gas | Furnace | E7 |  | 0% | 0% | 0% | 0 | 0 | 0 | 0 | 0 | 0 | 0 | 0 | 0% | 0 | 0 | 0% | Normal | 0% | 0 | 0 | 0 | [17 empty] | Industrial_Industrial - ID_Existing_Space Heating_Furnace_
Industrial_Industrial - ID_Existing_Space Heating_Natural Gas_Furnace_E8 | Industrial | Industrial - ID | Existing | Space Heating | Natural Gas | Furnace | E8 |  | 0% | 0% | 0% | 0 | 0 | 0 | 0 | 0 | 0 | 0 | 0 | 0% | 0 | 0 | 0% | Normal | 0% | 0 | 0 | 0 | [17 empty] | Industrial_Industrial - ID_Existing_Space Heating_Furnace_
Industrial_Industrial - ID_Existing_Space Heating_Natural Gas_Furnace_E9 | Industrial | Industrial - ID | Existing | Space Heating | Natural Gas | Furnace | E9 |  | 0% | 0% | 0% | 0 | 0 | 0 | 0 | 0 | 0 | 0 | 0 | 0% | 0 | 0 | 0% | Normal | 0% | 0 | 0 | 0 | [17 empty] | Industrial_Industrial - ID_Existing_Space Heating_Furnace_
Industrial_Industrial - ID_Existing_Space Heating_Natural Gas_Furnace_E10 | Industrial | Industrial - ID | Existing | Space Heating | Natural Gas | Furnace | E10 |  | 0% | 0% | 0% | 0 | 0 | 0 | 0 | 0 | 0 | 0 | 0 | 0% | 0 | 0 | 0% | Normal | 0% | 0 | 0 | 0 | [17 empty] | Industrial_Industrial - ID_Existing_Space Heating_Furnace_
Industrial_Industrial - ID_Existing_Space Heating_Natural Gas_Boiler_E1 | Industrial | Industrial - ID | Existing | Space Heating | Natural Gas | Boiler | E1 | AFUE 80% (Standard) | 100% | 0% | 0% | 2571.0033 | 1424.8934 | 278.7835 | 0 | 20 | 30 | 2021 | 2047 | 100% | 0 | 0 | 0% | Normal | 0% | 134.1782 | 0 | 0 | 800 kBtu/hr | 100000 | 0 | 0.1475 | 1.1371 | 16600 | 9200 | 1800 |  | 2018 | 1.05 | GBLR-Heating-AEO15-3 | GBLR-Heating-AEO15-3 | GBLR-Heating-AEO15-3 | 800 | kBtu/hr | 117.9994 | Industrial_Industrial - ID_Existing_Space Heating_Boiler_AFUE 80% (Standard)
Industrial_Industrial - ID_Existing_Space Heating_Natural Gas_Boiler_E2 | Industrial | Industrial - ID | Existing | Space Heating | Natural Gas | Boiler | E2 | AFUE 85% | 94.12% | 0% | 0% | 3515.7695 | 1510.0772 | 278.7835 | 0 | 20 | 30 | 2021 | 2047 | 100% | 0 | 0 | 0% | Normal | 0% | 126.2868 | 0 | 0 | 800 kBtu/hr | 100000 | 0 | 0.1475 | 1.0702 | 22700 | 9750 | 1800 |  | 2018 | 1.05 | GBLR-Heating-AEO15-6 | GBLR-Heating-AEO15-6 | GBLR-Heating-AEO15-6 | 800 | kBtu/hr | 117.9994 | Industrial_Industrial - ID_Existing_Space Heating_Boiler_AFUE 85%
Industrial_Industrial - ID_Existing_Space Heating_Natural Gas_Boiler_E3 | Industrial | Industrial - ID | Existing | Space Heating | Natural Gas | Boiler | E3 | AFUE 97% | 82.47% | 0% | 0% | 5690.6562 | 1403.6952 | 278.7835 | 0 | 20 | 30 | 2021 | 2047 | 100% | 0 | 0 | 0% | Normal | 0% | 110.6598 | 0 | 0 | 800 kBtu/hr | 100000 | 0 | 0.1475 | 0.9378 | 36742.4242 | 9063.1313 | 1800 |  | 2018 | 1.05 | GBLR-Heating-AEO15-7 | GBLR-Heating-AEO15-7 | GBLR-Heating-AEO15-7 | 800 | kBtu/hr | 117.9994 | Industrial_Industrial - ID_Existing_Space Heating_Boiler_AFUE 97%
Industrial_Industrial - ID_Existing_Space Heating_Natural Gas_Boiler_E4 | Industrial | Industrial - ID | Existing | Space Heating | Natural Gas | Boiler | E4 | Convert to NG Air Source Heat Pump | 57.14% | 0% | 0% | 24825.0809 | 1424.8934 | 466.4106 | 0 | 10 | 20 | 2021 | 2047 | 100% | 0 | 0 | 0% | Normal | 0% | 76.6732 | 0 | 0 | 800 kBtu/hr | 100000 | 0 | 0.1475 | 0.64978 | 158316.7533 | 9086.959 | 2974.436 |  | 2017 | 1.0631 | HP_GAS-Heating-AEO17-1 | HP_GAS-Heating-AEO17-1 | HP_GAS-Heating-AEO17-1 | 800 | kBtu/hr | 117.9994 | Industrial_Industrial - ID_Existing_Space Heating_Boiler_Convert to NG Air Source Heat Pump
Industrial_Industrial - ID_Existing_Space Heating_Natural Gas_Boiler_E5 | Industrial | Industrial - ID | Existing | Space Heating | Natural Gas | Boiler | E5 |  | 0% | 0% | 0% | 0 | 0 | 0 | 0 | 0 | 0 | 0 | 0 | 0% | 0 | 0 | 0% | Normal | 0% | 0 | 0 | 0 | [17 empty] | Industrial_Industrial - ID_Existing_Space Heating_Boiler_
Industrial_Industrial - ID_Existing_Space Heating_Natural Gas_Boiler_E6 | Industrial | Industrial - ID | Existing | Space Heating | Natural Gas | Boiler | E6 |  | 0% | 0% | 0% | 0 | 0 | 0 | 0 | 0 | 0 | 0 | 0 | 0% | 0 | 0 | 0% | Normal | 0% | 0 | 0 | 0 | [17 empty] | Industrial_Industrial - ID_Existing_Space Heating_Boiler_
Industrial_Industrial - ID_Existing_Space Heating_Natural Gas_Boiler_E7 | Industrial | Industrial - ID | Existing | Space Heating | Natural Gas | Boiler | E7 |  | 0% | 0% | 0% | 0 | 0 | 0 | 0 | 0 | 0 | 0 | 0 | 0% | 0 | 0 | 0% | Normal | 0% | 0 | 0 | 0 | [17 empty] | Industrial_Industrial - ID_Existing_Space Heating_Boiler_
Industrial_Industrial - ID_Existing_Space Heating_Natural Gas_Boiler_E8 | Industrial | Industrial - ID | Existing | Space Heating | Natural Gas | Boiler | E8 |  | 0% | 0% | 0% | 0 | 0 | 0 | 0 | 0 | 0 | 0 | 0 | 0% | 0 | 0 | 0% | Normal | 0% | 0 | 0 | 0 | [17 empty] | Industrial_Industrial - ID_Existing_Space Heating_Boiler_
Industrial_Industrial - ID_Existing_Space Heating_Natural Gas_Boiler_E9 | Industrial | Industrial - ID | Existing | Space Heating | Natural Gas | Boiler | E9 |  | 0% | 0% | 0% | 0 | 0 | 0 | 0 | 0 | 0 | 0 | 0 | 0% | 0 | 0 | 0% | Normal | 0% | 0 | 0 | 0 | [17 empty] | Industrial_Industrial - ID_Existing_Space Heating_Boiler_
Industrial_Industrial - ID_Existing_Space Heating_Natural Gas_Boiler_E10 | Industrial | Industrial - ID | Existing | Space Heating | Natural Gas | Boiler | E10 |  | 0% | 0% | 0% | 0 | 0 | 0 | 0 | 0 | 0 | 0 | 0 | 0% | 0 | 0 | 0% | Normal | 0% | 0 | 0 | 0 | [17 empty] | Industrial_Industrial - ID_Existing_Space Heating_Boiler_
Industrial_Industrial - ID_Existing_Space Heating_Natural Gas_Unit Heater_E1 | Industrial | Industrial - ID | Existing | Space Heating | Natural Gas | Unit Heater | E1 | Standard | 100% | 0% | 0% | 12.0486 | 0 | 0 | 0 | 15 | 25 | 2021 | 2047 | 100% | 0 | 0 | 0% | Normal | 0% | 141.2402 | 0 | 0 | 120 unit | 100000 | 0 | 9.139e-05 | 2080 | 1010.4 | 0 | 0 |  | 2015 | 1.0873 | Xcel CO 2021/22 DSM Plan/TRM p.424 | Xcel CO 2021/22 DSM Plan/TRM p.416 | Xcel CO 2021/22 DSM Plan/TRM p.416 | 120 | unit | 0.010967 | Industrial_Industrial - ID_Existing_Space Heating_Unit Heater_Standard
Industrial_Industrial - ID_Existing_Space Heating_Natural Gas_Unit Heater_E2 | Industrial | Industrial - ID | Existing | Space Heating | Natural Gas | Unit Heater | E2 | Condensing | 88.94% | 0% | 0% | 14.3668 | 0 | 0 | 0 | 15 | 25 | 2021 | 2047 | 100% | 0 | 0 | 0% | Normal | 0% | 125.6223 | 0 | 0 | 120 unit | 100000 | 0 | 9.139e-05 | 1850 | 1204.8 | 0 | 0 |  | 2015 | 1.0873 | Xcel CO 2021/22 DSM Plan/TRM p.424 | Xcel CO 2021/22 DSM Plan/TRM p.416 | Xcel CO 2021/22 DSM Plan/TRM p.416 | 120 | unit | 0.010967 | Industrial_Industrial - ID_Existing_Space Heating_Unit Heater_Condensing
Industrial_Industrial - ID_Existing_Space Heating_Natural Gas_Unit Heater_E3 | Industrial | Industrial - ID | Existing | Space Heating | Natural Gas | Unit Heater | E3 | Infrared Radiant | 88.46% | 0% | 0% | 13.5225 | 0 | 0 | 0 | 10 | 20 | 2021 | 2047 | 100% | 0 | 0 | 0% | Normal | 0% | 124.9432 | 0 | 0 | 120 unit | 100000 | 0 | 9.139e-05 | 1840 | 1134 | 0 | 0 |  | 2015 | 1.0873 | Xcel CO 2021/22 DSM Plan/TRM p.424 | Xcel CO 2021/22 DSM Plan/TRM p.416 | Xcel CO 2021/22 DSM Plan/TRM p.416 | 120 | unit | 0.010967 | Industrial_Industrial - ID_Existing_Space Heating_Unit Heater_Infrared Radiant
Industrial_Industrial - ID_Existing_Space Heating_Natural Gas_Unit Heater_E4 | Industrial | Industrial - ID | Existing | Space Heating | Natural Gas | Unit Heater | E4 |  | 0% | 0% | 0% | 0 | 0 | 0 | 0 | 0 | 0 | 0 | 0 | 0% | 0 | 0 | 0% | Normal | 0% | 0 | 0 | 0 | [17 empty] | Industrial_Industrial - ID_Existing_Space Heating_Unit Heater_
Industrial_Industrial - ID_Existing_Space Heating_Natural Gas_Unit Heater_E5 | Industrial | Industrial - ID | Existing | Space Heating | Natural Gas | Unit Heater | E5 |  | 0% | 0% | 0% | 0 | 0 | 0 | 0 | 0 | 0 | 0 | 0 | 0% | 0 | 0 | 0% | Normal | 0% | 0 | 0 | 0 | [17 empty] | Industrial_Industrial - ID_Existing_Space Heating_Unit Heater_
Industrial_Industrial - ID_Existing_Space Heating_Natural Gas_Unit Heater_E6 | Industrial | Industrial - ID | Existing | Space Heating | Natural Gas | Unit Heater | E6 |  | 0% | 0% | 0% | 0 | 0 | 0 | 0 | 0 | 0 | 0 | 0 | 0% | 0 | 0 | 0% | Normal | 0% | 0 | 0 | 0 | [17 empty] | Industrial_Industrial - ID_Existing_Space Heating_Unit Heater_
Industrial_Industrial - ID_Existing_Space Heating_Natural Gas_Unit Heater_E7 | Industrial | Industrial - ID | Existing | Space Heating | Natural Gas | Unit Heater | E7 |  | 0% | 0% | 0% | 0 | 0 | 0 | 0 | 0 | 0 | 0 | 0 | 0% | 0 | 0 | 0% | Normal | 0% | 0 | 0 | 0 | [17 empty] | Industrial_Industrial - ID_Existing_Space Heating_Unit Heater_
Industrial_Industrial - ID_Existing_Space Heating_Natural Gas_Unit Heater_E8 | Industrial | Industrial - ID | Existing | Space Heating | Natural Gas | Unit Heater | E8 |  | 0% | 0% | 0% | 0 | 0 | 0 | 0 | 0 | 0 | 0 | 0 | 0% | 0 | 0 | 0% | Normal | 0% | 0 | 0 | 0 | [17 empty] | Industrial_Industrial - ID_Existing_Space Heating_Unit Heater_
Industrial_Industrial - ID_Existing_Space Heating_Natural Gas_Unit Heater_E9 | Industrial | Industrial - ID | Existing | Space Heating | Natural Gas | Unit Heater | E9 |  | 0% | 0% | 0% | 0 | 0 | 0 | 0 | 0 | 0 | 0 | 0 | 0% | 0 | 0 | 0% | Normal | 0% | 0 | 0 | 0 | [17 empty] | Industrial_Industrial - ID_Existing_Space Heating_Unit Heater_
Industrial_Industrial - ID_Existing_Space Heating_Natural Gas_Unit Heater_E10 | Industrial | Industrial - ID | Existing | Space Heating | Natural Gas | Unit Heater | E10 |  | 0% | 0% | 0% | 0 | 0 | 0 | 0 | 0 | 0 | 0 | 0 | 0% | 0 | 0 | 0% | Normal | 0% | 0 | 0 | 0 | [17 empty] | Industrial_Industrial - ID_Existing_Space Heating_Unit Heater_
Industrial_Industrial - ID_Existing_Process_Natural Gas_Process Boiler_E1 | Industrial | Industrial - ID | Existing | Process | Natural Gas | Process Boiler | E1 | Standard | 100% | 0% | 0% | 1104.1324 | 0 | 0 | 0 | 2 | 8 | 2021 | 2047 | 100% | 0 | 0 | 0% | Normal | 0% | 1027.7881 | 0 | 0 | 1 unit | 100000 | 0 | 1027.7881 | 1 | 1 | 0 | 0 |  | 2016 | 1.0743 | N/A | N/A | N/A | 1 | unit | 1027.7881 | Industrial_Industrial - ID_Existing_Process_Process Boiler_Standard
Industrial_Industrial - ID_Existing_Process_Natural Gas_Process Boiler_E2 | Industrial | Industrial - ID | Existing | Process | Natural Gas | Process Boiler | E2 |  | 0% | 0% | 0% | 0 | 0 | 0 | 0 | 0 | 0 | 0 | 0 | 0% | 0 | 0 | 0% | Normal | 0% | 0 | 0 | 0 | [17 empty] | Industrial_Industrial - ID_Existing_Process_Process Boiler_
Industrial_Industrial - ID_Existing_Process_Natural Gas_Process Boiler_E3 | Industrial | Industrial - ID | Existing | Process | Natural Gas | Process Boiler | E3 |  | 0% | 0% | 0% | 0 | 0 | 0 | 0 | 0 | 0 | 0 | 0 | 0% | 0 | 0 | 0% | Normal | 0% | 0 | 0 | 0 | [17 empty] | Industrial_Industrial - ID_Existing_Process_Process Boiler_
Industrial_Industrial - ID_Existing_Process_Natural Gas_Process Boiler_E4 | Industrial | Industrial - ID | Existing | Process | Natural Gas | Process Boiler | E4 |  | 0% | 0% | 0% | 0 | 0 | 0 | 0 | 0 | 0 | 0 | 0 | 0% | 0 | 0 | 0% | Normal | 0% | 0 | 0 | 0 | [17 empty] | Industrial_Industrial - ID_Existing_Process_Process Boiler_
Industrial_Industrial - ID_Existing_Process_Natural Gas_Process Boiler_E5 | Industrial | Industrial - ID | Existing | Process | Natural Gas | Process Boiler | E5 |  | 0% | 0% | 0% | 0 | 0 | 0 | 0 | 0 | 0 | 0 | 0 | 0% | 0 | 0 | 0% | Normal | 0% | 0 | 0 | 0 | [17 empty] | Industrial_Industrial - ID_Existing_Process_Process Boiler_
Industrial_Industrial - ID_Existing_Process_Natural Gas_Process Boiler_E6 | Industrial | Industrial - ID | Existing | Process | Natural Gas | Process Boiler | E6 |  | 0% | 0% | 0% | 0 | 0 | 0 | 0 | 0 | 0 | 0 | 0 | 0% | 0 | 0 | 0% | Normal | 0% | 0 | 0 | 0 | [17 empty] | Industrial_Industrial - ID_Existing_Process_Process Boiler_
Industrial_Industrial - ID_Existing_Process_Natural Gas_Process Boiler_E7 | Industrial | Industrial - ID | Existing | Process | Natural Gas | Process Boiler | E7 |  | 0% | 0% | 0% | 0 | 0 | 0 | 0 | 0 | 0 | 0 | 0 | 0% | 0 | 0 | 0% | Normal | 0% | 0 | 0 | 0 | [17 empty] | Industrial_Industrial - ID_Existing_Process_Process Boiler_
Industrial_Industrial - ID_Existing_Process_Natural Gas_Process Boiler_E8 | Industrial | Industrial - ID | Existing | Process | Natural Gas | Process Boiler | E8 |  | 0% | 0% | 0% | 0 | 0 | 0 | 0 | 0 | 0 | 0 | 0 | 0% | 0 | 0 | 0% | Normal | 0% | 0 | 0 | 0 | [17 empty] | Industrial_Industrial - ID_Existing_Process_Process Boiler_
Industrial_Industrial - ID_Existing_Process_Natural Gas_Process Boiler_E9 | Industrial | Industrial - ID | Existing | Process | Natural Gas | Process Boiler | E9 |  | 0% | 0% | 0% | 0 | 0 | 0 | 0 | 0 | 0 | 0 | 0 | 0% | 0 | 0 | 0% | Normal | 0% | 0 | 0 | 0 | [17 empty] | Industrial_Industrial - ID_Existing_Process_Process Boiler_
Industrial_Industrial - ID_Existing_Process_Natural Gas_Process Boiler_E10 | Industrial | Industrial - ID | Existing | Process | Natural Gas | Process Boiler | E10 |  | 0% | 0% | 0% | 0 | 0 | 0 | 0 | 0 | 0 | 0 | 0 | 0% | 0 | 0 | 0% | Normal | 0% | 0 | 0 | 0 | [17 empty] | Industrial_Industrial - ID_Existing_Process_Process Boiler_
Industrial_Industrial - ID_Existing_Process_Natural Gas_Process Heating_E1 | Industrial | Industrial - ID | Existing | Process | Natural Gas | Process Heating | E1 | Standard | 100% | 0% | 0% | 1009.5041 | 0 | 0 | 0 | 2 | 8 | 2021 | 2047 | 100% | 0 | 0 | 0% | Normal | 0% | 939.7028 | 0 | 0 | 1 unit | 100000 | 0 | 939.7028 | 1 | 1 | 0 | 0 |  | 2016 | 1.0743 | N/A | N/A | N/A | 1 | unit | 939.7028 | Industrial_Industrial - ID_Existing_Process_Process Heating_Standard
Industrial_Industrial - ID_Existing_Process_Natural Gas_Process Heating_E2 | Industrial | Industrial - ID | Existing | Process | Natural Gas | Process Heating | E2 |  | 0% | 0% | 0% | 0 | 0 | 0 | 0 | 0 | 0 | 0 | 0 | 0% | 0 | 0 | 0% | Normal | 0% | 0 | 0 | 0 | [17 empty] | Industrial_Industrial - ID_Existing_Process_Process Heating_
Industrial_Industrial - ID_Existing_Process_Natural Gas_Process Heating_E3 | Industrial | Industrial - ID | Existing | Process | Natural Gas | Process Heating | E3 |  | 0% | 0% | 0% | 0 | 0 | 0 | 0 | 0 | 0 | 0 | 0 | 0% | 0 | 0 | 0% | Normal | 0% | 0 | 0 | 0 | [17 empty] | Industrial_Industrial - ID_Existing_Process_Process Heating_
Industrial_Industrial - ID_Existing_Process_Natural Gas_Process Heating_E4 | Industrial | Industrial - ID | Existing | Process | Natural Gas | Process Heating | E4 |  | 0% | 0% | 0% | 0 | 0 | 0 | 0 | 0 | 0 | 0 | 0 | 0% | 0 | 0 | 0% | Normal | 0% | 0 | 0 | 0 | [17 empty] | Industrial_Industrial - ID_Existing_Process_Process Heating_
Industrial_Industrial - ID_Existing_Process_Natural Gas_Process Heating_E5 | Industrial | Industrial - ID | Existing | Process | Natural Gas | Process Heating | E5 |  | 0% | 0% | 0% | 0 | 0 | 0 | 0 | 0 | 0 | 0 | 0 | 0% | 0 | 0 | 0% | Normal | 0% | 0 | 0 | 0 | [17 empty] | Industrial_Industrial - ID_Existing_Process_Process Heating_
Industrial_Industrial - ID_Existing_Process_Natural Gas_Process Heating_E6 | Industrial | Industrial - ID | Existing | Process | Natural Gas | Process Heating | E6 |  | 0% | 0% | 0% | 0 | 0 | 0 | 0 | 0 | 0 | 0 | 0 | 0% | 0 | 0 | 0% | Normal | 0% | 0 | 0 | 0 | [17 empty] | Industrial_Industrial - ID_Existing_Process_Process Heating_
Industrial_Industrial - ID_Existing_Process_Natural Gas_Process Heating_E7 | Industrial | Industrial - ID | Existing | Process | Natural Gas | Process Heating | E7 |  | 0% | 0% | 0% | 0 | 0 | 0 | 0 | 0 | 0 | 0 | 0 | 0% | 0 | 0 | 0% | Normal | 0% | 0 | 0 | 0 | [17 empty] | Industrial_Industrial - ID_Existing_Process_Process Heating_
Industrial_Industrial - ID_Existing_Process_Natural Gas_Process Heating_E8 | Industrial | Industrial - ID | Existing | Process | Natural Gas | Process Heating | E8 |  | 0% | 0% | 0% | 0 | 0 | 0 | 0 | 0 | 0 | 0 | 0 | 0% | 0 | 0 | 0% | Normal | 0% | 0 | 0 | 0 | [17 empty] | Industrial_Industrial - ID_Existing_Process_Process Heating_
Industrial_Industrial - ID_Existing_Process_Natural Gas_Process Heating_E9 | Industrial | Industrial - ID | Existing | Process | Natural Gas | Process Heating | E9 |  | 0% | 0% | 0% | 0 | 0 | 0 | 0 | 0 | 0 | 0 | 0 | 0% | 0 | 0 | 0% | Normal | 0% | 0 | 0 | 0 | [17 empty] | Industrial_Industrial - ID_Existing_Process_Process Heating_
Industrial_Industrial - ID_Existing_Process_Natural Gas_Process Heating_E10 | Industrial | Industrial - ID | Existing | Process | Natural Gas | Process Heating | E10 |  | 0% | 0% | 0% | 0 | 0 | 0 | 0 | 0 | 0 | 0 | 0 | 0% | 0 | 0 | 0% | Normal | 0% | 0 | 0 | 0 | [17 empty] | Industrial_Industrial - ID_Existing_Process_Process Heating_
Industrial_Industrial - ID_Existing_Process_Natural Gas_Process Cooling_E1 | Industrial | Industrial - ID | Existing | Process | Natural Gas | Process Cooling | E1 | Standard | 100% | 0% | 0% | 9.7891 | 0 | 0 | 0 | 2 | 8 | 2021 | 2047 | 100% | 0 | 0 | 0% | Normal | 0% | 9.1123 | 0 | 0 | 1 unit | 100000 | 0 | 9.1123 | 1 | 1 | 0 | 0 |  | 2016 | 1.0743 | N/A | N/A | N/A | 1 | unit | 9.1123 | Industrial_Industrial - ID_Existing_Process_Process Cooling_Standard
Industrial_Industrial - ID_Existing_Process_Natural Gas_Process Cooling_E2 | Industrial | Industrial - ID | Existing | Process | Natural Gas | Process Cooling | E2 |  | 0% | 0% | 0% | 0 | 0 | 0 | 0 | 0 | 0 | 0 | 0 | 0% | 0 | 0 | 0% | Normal | 0% | 0 | 0 | 0 | [17 empty] | Industrial_Industrial - ID_Existing_Process_Process Cooling_
Industrial_Industrial - ID_Existing_Process_Natural Gas_Process Cooling_E3 | Industrial | Industrial - ID | Existing | Process | Natural Gas | Process Cooling | E3 |  | 0% | 0% | 0% | 0 | 0 | 0 | 0 | 0 | 0 | 0 | 0 | 0% | 0 | 0 | 0% | Normal | 0% | 0 | 0 | 0 | [17 empty] | Industrial_Industrial - ID_Existing_Process_Process Cooling_
Industrial_Industrial - ID_Existing_Process_Natural Gas_Process Cooling_E4 | Industrial | Industrial - ID | Existing | Process | Natural Gas | Process Cooling | E4 |  | 0% | 0% | 0% | 0 | 0 | 0 | 0 | 0 | 0 | 0 | 0 | 0% | 0 | 0 | 0% | Normal | 0% | 0 | 0 | 0 | [17 empty] | Industrial_Industrial - ID_Existing_Process_Process Cooling_
Industrial_Industrial - ID_Existing_Process_Natural Gas_Process Cooling_E5 | Industrial | Industrial - ID | Existing | Process | Natural Gas | Process Cooling | E5 |  | 0% | 0% | 0% | 0 | 0 | 0 | 0 | 0 | 0 | 0 | 0 | 0% | 0 | 0 | 0% | Normal | 0% | 0 | 0 | 0 | [17 empty] | Industrial_Industrial - ID_Existing_Process_Process Cooling_
Industrial_Industrial - ID_Existing_Process_Natural Gas_Process Cooling_E6 | Industrial | Industrial - ID | Existing | Process | Natural Gas | Process Cooling | E6 |  | 0% | 0% | 0% | 0 | 0 | 0 | 0 | 0 | 0 | 0 | 0 | 0% | 0 | 0 | 0% | Normal | 0% | 0 | 0 | 0 | [17 empty] | Industrial_Industrial - ID_Existing_Process_Process Cooling_
Industrial_Industrial - ID_Existing_Process_Natural Gas_Process Cooling_E7 | Industrial | Industrial - ID | Existing | Process | Natural Gas | Process Cooling | E7 |  | 0% | 0% | 0% | 0 | 0 | 0 | 0 | 0 | 0 | 0 | 0 | 0% | 0 | 0 | 0% | Normal | 0% | 0 | 0 | 0 | [17 empty] | Industrial_Industrial - ID_Existing_Process_Process Cooling_
Industrial_Industrial - ID_Existing_Process_Natural Gas_Process Cooling_E8 | Industrial | Industrial - ID | Existing | Process | Natural Gas | Process Cooling | E8 |  | 0% | 0% | 0% | 0 | 0 | 0 | 0 | 0 | 0 | 0 | 0 | 0% | 0 | 0 | 0% | Normal | 0% | 0 | 0 | 0 | [17 empty] | Industrial_Industrial - ID_Existing_Process_Process Cooling_
Industrial_Industrial - ID_Existing_Process_Natural Gas_Process Cooling_E9 | Industrial | Industrial - ID | Existing | Process | Natural Gas | Process Cooling | E9 |  | 0% | 0% | 0% | 0 | 0 | 0 | 0 | 0 | 0 | 0 | 0 | 0% | 0 | 0 | 0% | Normal | 0% | 0 | 0 | 0 | [17 empty] | Industrial_Industrial - ID_Existing_Process_Process Cooling_
Industrial_Industrial - ID_Existing_Process_Natural Gas_Process Cooling_E10 | Industrial | Industrial - ID | Existing | Process | Natural Gas | Process Cooling | E10 |  | 0% | 0% | 0% | 0 | 0 | 0 | 0 | 0 | 0 | 0 | 0 | 0% | 0 | 0 | 0% | Normal | 0% | 0 | 0 | 0 | [17 empty] | Industrial_Industrial - ID_Existing_Process_Process Cooling_
Industrial_Industrial - ID_Existing_Process_Natural Gas_Other Process_E1 | Industrial | Industrial - ID | Existing | Process | Natural Gas | Other Process | E1 | Standard | 100% | 0% | 0% | 103.1938 | 0 | 0 | 0 | 2 | 8 | 2021 | 2047 | 100% | 0 | 0 | 0% | Normal | 0% | 96.0585 | 0 | 0 | 1 unit | 100000 | 0 | 96.0585 | 1 | 1 | 0 | 0 |  | 2016 | 1.0743 | N/A | N/A | N/A | 1 | unit | 96.0585 | Industrial_Industrial - ID_Existing_Process_Other Process_Standard
Industrial_Industrial - ID_Existing_Process_Natural Gas_Other Process_E2 | Industrial | Industrial - ID | Existing | Process | Natural Gas | Other Process | E2 |  | 0% | 0% | 0% | 0 | 0 | 0 | 0 | 0 | 0 | 0 | 0 | 0% | 0 | 0 | 0% | Normal | 0% | 0 | 0 | 0 | [17 empty] | Industrial_Industrial - ID_Existing_Process_Other Process_
Industrial_Industrial - ID_Existing_Process_Natural Gas_Other Process_E3 | Industrial | Industrial - ID | Existing | Process | Natural Gas | Other Process | E3 |  | 0% | 0% | 0% | 0 | 0 | 0 | 0 | 0 | 0 | 0 | 0 | 0% | 0 | 0 | 0% | Normal | 0% | 0 | 0 | 0 | [17 empty] | Industrial_Industrial - ID_Existing_Process_Other Process_
Industrial_Industrial - ID_Existing_Process_Natural Gas_Other Process_E4 | Industrial | Industrial - ID | Existing | Process | Natural Gas | Other Process | E4 |  | 0% | 0% | 0% | 0 | 0 | 0 | 0 | 0 | 0 | 0 | 0 | 0% | 0 | 0 | 0% | Normal | 0% | 0 | 0 | 0 | [17 empty] | Industrial_Industrial - ID_Existing_Process_Other Process_
Industrial_Industrial - ID_Existing_Process_Natural Gas_Other Process_E5 | Industrial | Industrial - ID | Existing | Process | Natural Gas | Other Process | E5 |  | 0% | 0% | 0% | 0 | 0 | 0 | 0 | 0 | 0 | 0 | 0 | 0% | 0 | 0 | 0% | Normal | 0% | 0 | 0 | 0 | [17 empty] | Industrial_Industrial - ID_Existing_Process_Other Process_
Industrial_Industrial - ID_Existing_Process_Natural Gas_Other Process_E6 | Industrial | Industrial - ID | Existing | Process | Natural Gas | Other Process | E6 |  | 0% | 0% | 0% | 0 | 0 | 0 | 0 | 0 | 0 | 0 | 0 | 0% | 0 | 0 | 0% | Normal | 0% | 0 | 0 | 0 | [17 empty] | Industrial_Industrial - ID_Existing_Process_Other Process_
Industrial_Industrial - ID_Existing_Process_Natural Gas_Other Process_E7 | Industrial | Industrial - ID | Existing | Process | Natural Gas | Other Process | E7 |  | 0% | 0% | 0% | 0 | 0 | 0 | 0 | 0 | 0 | 0 | 0 | 0% | 0 | 0 | 0% | Normal | 0% | 0 | 0 | 0 | [17 empty] | Industrial_Industrial - ID_Existing_Process_Other Process_
Industrial_Industrial - ID_Existing_Process_Natural Gas_Other Process_E8 | Industrial | Industrial - ID | Existing | Process | Natural Gas | Other Process | E8 |  | 0% | 0% | 0% | 0 | 0 | 0 | 0 | 0 | 0 | 0 | 0 | 0% | 0 | 0 | 0% | Normal | 0% | 0 | 0 | 0 | [17 empty] | Industrial_Industrial - ID_Existing_Process_Other Process_
Industrial_Industrial - ID_Existing_Process_Natural Gas_Other Process_E9 | Industrial | Industrial - ID | Existing | Process | Natural Gas | Other Process | E9 |  | 0% | 0% | 0% | 0 | 0 | 0 | 0 | 0 | 0 | 0 | 0 | 0% | 0 | 0 | 0% | Normal | 0% | 0 | 0 | 0 | [17 empty] | Industrial_Industrial - ID_Existing_Process_Other Process_
Industrial_Industrial - ID_Existing_Process_Natural Gas_Other Process_E10 | Industrial | Industrial - ID | Existing | Process | Natural Gas | Other Process | E10 |  | 0% | 0% | 0% | 0 | 0 | 0 | 0 | 0 | 0 | 0 | 0 | 0% | 0 | 0 | 0% | Normal | 0% | 0 | 0 | 0 | [17 empty] | Industrial_Industrial - ID_Existing_Process_Other Process_
Industrial_Industrial - ID_Existing_Miscellaneous_Natural Gas_Miscellaneous_E1 | Industrial | Industrial - ID | Existing | Miscellaneous | Natural Gas | Miscellaneous | E1 | Standard | 100% | 0% | 0% | 121.5484 | 0 | 0 | 0 | 2 | 8 | 2021 | 2047 | 100% | 0 | 0 | 0% | Normal | 0% | 113.144 | 0 | 0 | 1 unit | 100000 | 0 | 113.144 | 1 | 1 | 0 | 0 |  | 2016 | 1.0743 | N/A | N/A | N/A | 1 | unit | 113.144 | Industrial_Industrial - ID_Existing_Miscellaneous_Miscellaneous_Standard
Industrial_Industrial - ID_Existing_Miscellaneous_Natural Gas_Miscellaneous_E2 | Industrial | Industrial - ID | Existing | Miscellaneous | Natural Gas | Miscellaneous | E2 |  | 0% | 0% | 0% | 0 | 0 | 0 | 0 | 0 | 0 | 0 | 0 | 0% | 0 | 0 | 0% | Normal | 0% | 0 | 0 | 0 | [17 empty] | Industrial_Industrial - ID_Existing_Miscellaneous_Miscellaneous_
Industrial_Industrial - ID_Existing_Miscellaneous_Natural Gas_Miscellaneous_E3 | Industrial | Industrial - ID | Existing | Miscellaneous | Natural Gas | Miscellaneous | E3 |  | 0% | 0% | 0% | 0 | 0 | 0 | 0 | 0 | 0 | 0 | 0 | 0% | 0 | 0 | 0% | Normal | 0% | 0 | 0 | 0 | [17 empty] | Industrial_Industrial - ID_Existing_Miscellaneous_Miscellaneous_
Industrial_Industrial - ID_Existing_Miscellaneous_Natural Gas_Miscellaneous_E4 | Industrial | Industrial - ID | Existing | Miscellaneous | Natural Gas | Miscellaneous | E4 |  | 0% | 0% | 0% | 0 | 0 | 0 | 0 | 0 | 0 | 0 | 0 | 0% | 0 | 0 | 0% | Normal | 0% | 0 | 0 | 0 | [17 empty] | Industrial_Industrial - ID_Existing_Miscellaneous_Miscellaneous_
Industrial_Industrial - ID_Existing_Miscellaneous_Natural Gas_Miscellaneous_E5 | Industrial | Industrial - ID | Existing | Miscellaneous | Natural Gas | Miscellaneous | E5 |  | 0% | 0% | 0% | 0 | 0 | 0 | 0 | 0 | 0 | 0 | 0 | 0% | 0 | 0 | 0% | Normal | 0% | 0 | 0 | 0 | [17 empty] | Industrial_Industrial - ID_Existing_Miscellaneous_Miscellaneous_
Industrial_Industrial - ID_Existing_Miscellaneous_Natural Gas_Miscellaneous_E6 | Industrial | Industrial - ID | Existing | Miscellaneous | Natural Gas | Miscellaneous | E6 |  | 0% | 0% | 0% | 0 | 0 | 0 | 0 | 0 | 0 | 0 | 0 | 0% | 0 | 0 | 0% | Normal | 0% | 0 | 0 | 0 | [17 empty] | Industrial_Industrial - ID_Existing_Miscellaneous_Miscellaneous_
Industrial_Industrial - ID_Existing_Miscellaneous_Natural Gas_Miscellaneous_E7 | Industrial | Industrial - ID | Existing | Miscellaneous | Natural Gas | Miscellaneous | E7 |  | 0% | 0% | 0% | 0 | 0 | 0 | 0 | 0 | 0 | 0 | 0 | 0% | 0 | 0 | 0% | Normal | 0% | 0 | 0 | 0 | [17 empty] | Industrial_Industrial - ID_Existing_Miscellaneous_Miscellaneous_
Industrial_Industrial - ID_Existing_Miscellaneous_Natural Gas_Miscellaneous_E8 | Industrial | Industrial - ID | Existing | Miscellaneous | Natural Gas | Miscellaneous | E8 |  | 0% | 0% | 0% | 0 | 0 | 0 | 0 | 0 | 0 | 0 | 0 | 0% | 0 | 0 | 0% | Normal | 0% | 0 | 0 | 0 | [17 empty] | Industrial_Industrial - ID_Existing_Miscellaneous_Miscellaneous_
Industrial_Industrial - ID_Existing_Miscellaneous_Natural Gas_Miscellaneous_E9 | Industrial | Industrial - ID | Existing | Miscellaneous | Natural Gas | Miscellaneous | E9 |  | 0% | 0% | 0% | 0 | 0 | 0 | 0 | 0 | 0 | 0 | 0 | 0% | 0 | 0 | 0% | Normal | 0% | 0 | 0 | 0 | [17 empty] | Industrial_Industrial - ID_Existing_Miscellaneous_Miscellaneous_
Industrial_Industrial - ID_Existing_Miscellaneous_Natural Gas_Miscellaneous_E10 | Industrial | Industrial - ID | Existing | Miscellaneous | Natural Gas | Miscellaneous | E10 |  | 0% | 0% | 0% | 0 | 0 | 0 | 0 | 0 | 0 | 0 | 0 | 0% | 0 | 0 | 0% | Normal | 0% | 0 | 0 | 0 | [17 empty] | Industrial_Industrial - ID_Existing_Miscellaneous_Miscellaneous_
Industrial_Industrial - ID_New_Space Heating_Natural Gas_Furnace_E1 | Industrial | Industrial - ID | New | Space Heating | Natural Gas | Furnace | E1 | AFUE 80% (Standard) | 100% | 0% | 0% | 329.2935 | 344.9741 | 53.3142 | 0 | 17 | 29 | 2021 | 2023 | 100% | 0 | 0 | 0% | Normal | 0% | 105.5824 | 0 | 0 | 400 kBtu/hr | 100000 | 0 | 0.295 | 0.89477 | 1050 | 1100 | 170 |  | 2017 | 1.0631 | GFURN-Heating-EIA14-2014 Ref. Case-2 | GFURN-Heating-EIA14-2014 Ref. Case-2 | GFURN-Heating-EIA14-2014 Ref. Case-2 | 400 | kBtu/hr | 117.9994 | Industrial_Industrial - ID_New_Space Heating_Furnace_AFUE 80% (Standard)
Industrial_Industrial - ID_New_Space Heating_Natural Gas_Furnace_E2 | Industrial | Industrial - ID | New | Space Heating | Natural Gas | Furnace | E2 | AFUE 90% | 88.88% | 0% | 0% | 548.8224 | 407.6967 | 54.8822 | 0 | 17 | 29 | 2021 | 2047 | 100% | 0 | 0 | 0% | Normal | 0% | 93.8465 | 0 | 0 | 400 kBtu/hr | 100000 | 0 | 0.295 | 0.79531 | 1750 | 1300 | 175 |  | 2017 | 1.0631 | GFURN-Heating-EIA14-2014 Ref. Case-3 | GFURN-Heating-EIA14-2014 Ref. Case-3 | GFURN-Heating-EIA14-2014 Ref. Case-3 | 400 | kBtu/hr | 117.9994 | Industrial_Industrial - ID_New_Space Heating_Furnace_AFUE 90%
Industrial_Industrial - ID_New_Space Heating_Natural Gas_Furnace_E3 | Industrial | Industrial - ID | New | Space Heating | Natural Gas | Furnace | E3 | AFUE 96% | 83.33% | 0% | 0% | 768.3514 | 470.4192 | 56.4503 | 0 | 17 | 29 | 2021 | 2047 | 100% | 0 | 0 | 0% | Normal | 0% | 87.9785 | 0 | 0 | 400 kBtu/hr | 100000 | 0 | 0.295 | 0.74558 | 2450 | 1500 | 180 |  | 2017 | 1.0631 | GFURN-Heating-EIA14-2014 Ref. Case-3 | GFURN-Heating-ILTRM-v5.0-191 | AEG BEST | 400 | kBtu/hr | 117.9994 | Industrial_Industrial - ID_New_Space Heating_Furnace_AFUE 96%
Industrial_Industrial - ID_New_Space Heating_Natural Gas_Furnace_E4 | Industrial | Industrial - ID | New | Space Heating | Natural Gas | Furnace | E4 |  | 0% | 0% | 0% | 0 | 0 | 0 | 0 | 0 | 0 | 0 | 0 | 0% | 0 | 0 | 0% | Normal | 0% | 0 | 0 | 0 | [17 empty] | Industrial_Industrial - ID_New_Space Heating_Furnace_
Industrial_Industrial - ID_New_Space Heating_Natural Gas_Furnace_E5 | Industrial | Industrial - ID | New | Space Heating | Natural Gas | Furnace | E5 |  | 0% | 0% | 0% | 0 | 0 | 0 | 0 | 0 | 0 | 0 | 0 | 0% | 0 | 0 | 0% | Normal | 0% | 0 | 0 | 0 | [17 empty] | Industrial_Industrial - ID_New_Space Heating_Furnace_
Industrial_Industrial - ID_New_Space Heating_Natural Gas_Furnace_E6 | Industrial | Industrial - ID | New | Space Heating | Natural Gas | Furnace | E6 |  | 0% | 0% | 0% | 0 | 0 | 0 | 0 | 0 | 0 | 0 | 0 | 0% | 0 | 0 | 0% | Normal | 0% | 0 | 0 | 0 | [17 empty] | Industrial_Industrial - ID_New_Space Heating_Furnace_
Industrial_Industrial - ID_New_Space Heating_Natural Gas_Furnace_E7 | Industrial | Industrial - ID | New | Space Heating | Natural Gas | Furnace | E7 |  | 0% | 0% | 0% | 0 | 0 | 0 | 0 | 0 | 0 | 0 | 0 | 0% | 0 | 0 | 0% | Normal | 0% | 0 | 0 | 0 | [17 empty] | Industrial_Industrial - ID_New_Space Heating_Furnace_
Industrial_Industrial - ID_New_Space Heating_Natural Gas_Furnace_E8 | Industrial | Industrial - ID | New | Space Heating | Natural Gas | Furnace | E8 |  | 0% | 0% | 0% | 0 | 0 | 0 | 0 | 0 | 0 | 0 | 0 | 0% | 0 | 0 | 0% | Normal | 0% | 0 | 0 | 0 | [17 empty] | Industrial_Industrial - ID_New_Space Heating_Furnace_
Industrial_Industrial - ID_New_Space Heating_Natural Gas_Furnace_E9 | Industrial | Industrial - ID | New | Space Heating | Natural Gas | Furnace | E9 |  | 0% | 0% | 0% | 0 | 0 | 0 | 0 | 0 | 0 | 0 | 0 | 0% | 0 | 0 | 0% | Normal | 0% | 0 | 0 | 0 | [17 empty] | Industrial_Industrial - ID_New_Space Heating_Furnace_
Industrial_Industrial - ID_New_Space Heating_Natural Gas_Furnace_E10 | Industrial | Industrial - ID | New | Space Heating | Natural Gas | Furnace | E10 |  | 0% | 0% | 0% | 0 | 0 | 0 | 0 | 0 | 0 | 0 | 0 | 0% | 0 | 0 | 0% | Normal | 0% | 0 | 0 | 0 | [17 empty] | Industrial_Industrial - ID_New_Space Heating_Furnace_
Industrial_Industrial - ID_New_Space Heating_Natural Gas_Boiler_E1 | Industrial | Industrial - ID | New | Space Heating | Natural Gas | Boiler | E1 | AFUE 80% (Standard) | 100% | 0% | 0% | 2571.0033 | 1424.8934 | 278.7835 | 0 | 20 | 30 | 2021 | 2047 | 100% | 0 | 0 | 0% | Normal | 0% | 120.2204 | 0 | 0 | 800 kBtu/hr | 100000 | 0 | 0.1475 | 1.0188 | 16600 | 9200 | 1800 |  | 2018 | 1.05 | GBLR-Heating-AEO15-3 | GBLR-Heating-AEO15-3 | GBLR-Heating-AEO15-3 | 800 | kBtu/hr | 117.9994 | Industrial_Industrial - ID_New_Space Heating_Boiler_AFUE 80% (Standard)
Industrial_Industrial - ID_New_Space Heating_Natural Gas_Boiler_E2 | Industrial | Industrial - ID | New | Space Heating | Natural Gas | Boiler | E2 | AFUE 85% | 94.12% | 0% | 0% | 3515.7695 | 1510.0772 | 278.7835 | 0 | 20 | 30 | 2021 | 2047 | 100% | 0 | 0 | 0% | Normal | 0% | 113.148 | 0 | 0 | 800 kBtu/hr | 100000 | 0 | 0.1475 | 0.95889 | 22700 | 9750 | 1800 |  | 2018 | 1.05 | GBLR-Heating-AEO15-6 | GBLR-Heating-AEO15-6 | GBLR-Heating-AEO15-6 | 800 | kBtu/hr | 117.9994 | Industrial_Industrial - ID_New_Space Heating_Boiler_AFUE 85%
Industrial_Industrial - ID_New_Space Heating_Natural Gas_Boiler_E3 | Industrial | Industrial - ID | New | Space Heating | Natural Gas | Boiler | E3 | AFUE 97% | 82.48% | 0% | 0% | 5690.6562 | 1403.6952 | 278.7835 | 0 | 20 | 30 | 2021 | 2047 | 100% | 0 | 0 | 0% | Normal | 0% | 99.1528 | 0 | 0 | 800 kBtu/hr | 100000 | 0 | 0.1475 | 0.84028 | 36742.4242 | 9063.1313 | 1800 |  | 2018 | 1.05 | GBLR-Heating-AEO15-7 | GBLR-Heating-AEO15-7 | GBLR-Heating-AEO15-7 | 800 | kBtu/hr | 117.9994 | Industrial_Industrial - ID_New_Space Heating_Boiler_AFUE 97%
Industrial_Industrial - ID_New_Space Heating_Natural Gas_Boiler_E4 | Industrial | Industrial - ID | New | Space Heating | Natural Gas | Boiler | E4 | Convert to NG Air Source Heat Pump | 57.14% | 0% | 0% | 24825.0809 | 1424.8934 | 466.4106 | 0 | 10 | 20 | 2021 | 2047 | 100% | 0 | 0 | 0% | Normal | 0% | 68.6973 | 0 | 0 | 800 kBtu/hr | 100000 | 0 | 0.1475 | 0.58218 | 158316.7533 | 9086.959 | 2974.436 |  | 2017 | 1.0631 | HP_GAS-Heating-AEO17-1 | HP_GAS-Heating-AEO17-1 | HP_GAS-Heating-AEO17-1 | 800 | kBtu/hr | 117.9994 | Industrial_Industrial - ID_New_Space Heating_Boiler_Convert to NG Air Source Heat Pump
Industrial_Industrial - ID_New_Space Heating_Natural Gas_Boiler_E5 | Industrial | Industrial - ID | New | Space Heating | Natural Gas | Boiler | E5 |  | 0% | 0% | 0% | 0 | 0 | 0 | 0 | 0 | 0 | 0 | 0 | 0% | 0 | 0 | 0% | Normal | 0% | 0 | 0 | 0 | [17 empty] | Industrial_Industrial - ID_New_Space Heating_Boiler_
Industrial_Industrial - ID_New_Space Heating_Natural Gas_Boiler_E6 | Industrial | Industrial - ID | New | Space Heating | Natural Gas | Boiler | E6 |  | 0% | 0% | 0% | 0 | 0 | 0 | 0 | 0 | 0 | 0 | 0 | 0% | 0 | 0 | 0% | Normal | 0% | 0 | 0 | 0 | [17 empty] | Industrial_Industrial - ID_New_Space Heating_Boiler_
Industrial_Industrial - ID_New_Space Heating_Natural Gas_Boiler_E7 | Industrial | Industrial - ID | New | Space Heating | Natural Gas | Boiler | E7 |  | 0% | 0% | 0% | 0 | 0 | 0 | 0 | 0 | 0 | 0 | 0 | 0% | 0 | 0 | 0% | Normal | 0% | 0 | 0 | 0 | [17 empty] | Industrial_Industrial - ID_New_Space Heating_Boiler_
Industrial_Industrial - ID_New_Space Heating_Natural Gas_Boiler_E8 | Industrial | Industrial - ID | New | Space Heating | Natural Gas | Boiler | E8 |  | 0% | 0% | 0% | 0 | 0 | 0 | 0 | 0 | 0 | 0 | 0 | 0% | 0 | 0 | 0% | Normal | 0% | 0 | 0 | 0 | [17 empty] | Industrial_Industrial - ID_New_Space Heating_Boiler_
Industrial_Industrial - ID_New_Space Heating_Natural Gas_Boiler_E9 | Industrial | Industrial - ID | New | Space Heating | Natural Gas | Boiler | E9 |  | 0% | 0% | 0% | 0 | 0 | 0 | 0 | 0 | 0 | 0 | 0 | 0% | 0 | 0 | 0% | Normal | 0% | 0 | 0 | 0 | [17 empty] | Industrial_Industrial - ID_New_Space Heating_Boiler_
Industrial_Industrial - ID_New_Space Heating_Natural Gas_Boiler_E10 | Industrial | Industrial - ID | New | Space Heating | Natural Gas | Boiler | E10 |  | 0% | 0% | 0% | 0 | 0 | 0 | 0 | 0 | 0 | 0 | 0 | 0% | 0 | 0 | 0% | Normal | 0% | 0 | 0 | 0 | [17 empty] | Industrial_Industrial - ID_New_Space Heating_Boiler_
Industrial_Industrial - ID_New_Space Heating_Natural Gas_Unit Heater_E1 | Industrial | Industrial - ID | New | Space Heating | Natural Gas | Unit Heater | E1 | Standard | 100% | 0% | 0% | 12.0486 | 0 | 0 | 0 | 15 | 25 | 2021 | 2047 | 100% | 0 | 0 | 0% | Normal | 0% | 141.2402 | 0 | 0 | 120 unit | 100000 | 0 | 9.139e-05 | 2080 | 1010.4 | 0 | 0 |  | 2015 | 1.0873 | Xcel CO 2021/22 DSM Plan/TRM p.424 | Xcel CO 2021/22 DSM Plan/TRM p.416 | Xcel CO 2021/22 DSM Plan/TRM p.416 | 120 | unit | 0.010967 | Industrial_Industrial - ID_New_Space Heating_Unit Heater_Standard
Industrial_Industrial - ID_New_Space Heating_Natural Gas_Unit Heater_E2 | Industrial | Industrial - ID | New | Space Heating | Natural Gas | Unit Heater | E2 | Condensing | 88.94% | 0% | 0% | 14.3668 | 0 | 0 | 0 | 15 | 25 | 2021 | 2047 | 100% | 0 | 0 | 0% | Normal | 0% | 125.6223 | 0 | 0 | 120 unit | 100000 | 0 | 9.139e-05 | 1850 | 1204.8 | 0 | 0 |  | 2015 | 1.0873 | Xcel CO 2021/22 DSM Plan/TRM p.424 | Xcel CO 2021/22 DSM Plan/TRM p.416 | Xcel CO 2021/22 DSM Plan/TRM p.416 | 120 | unit | 0.010967 | Industrial_Industrial - ID_New_Space Heating_Unit Heater_Condensing
Industrial_Industrial - ID_New_Space Heating_Natural Gas_Unit Heater_E3 | Industrial | Industrial - ID | New | Space Heating | Natural Gas | Unit Heater | E3 | Infrared Radiant | 88.46% | 0% | 0% | 13.5225 | 0 | 0 | 0 | 10 | 20 | 2021 | 2047 | 100% | 0 | 0 | 0% | Normal | 0% | 124.9432 | 0 | 0 | 120 unit | 100000 | 0 | 9.139e-05 | 1840 | 1134 | 0 | 0 |  | 2015 | 1.0873 | Xcel CO 2021/22 DSM Plan/TRM p.424 | Xcel CO 2021/22 DSM Plan/TRM p.416 | Xcel CO 2021/22 DSM Plan/TRM p.416 | 120 | unit | 0.010967 | Industrial_Industrial - ID_New_Space Heating_Unit Heater_Infrared Radiant
Industrial_Industrial - ID_New_Space Heating_Natural Gas_Unit Heater_E4 | Industrial | Industrial - ID | New | Space Heating | Natural Gas | Unit Heater | E4 |  | 0% | 0% | 0% | 0 | 0 | 0 | 0 | 0 | 0 | 0 | 0 | 0% | 0 | 0 | 0% | Normal | 0% | 0 | 0 | 0 | [17 empty] | Industrial_Industrial - ID_New_Space Heating_Unit Heater_
Industrial_Industrial - ID_New_Space Heating_Natural Gas_Unit Heater_E5 | Industrial | Industrial - ID | New | Space Heating | Natural Gas | Unit Heater | E5 |  | 0% | 0% | 0% | 0 | 0 | 0 | 0 | 0 | 0 | 0 | 0 | 0% | 0 | 0 | 0% | Normal | 0% | 0 | 0 | 0 | [17 empty] | Industrial_Industrial - ID_New_Space Heating_Unit Heater_
Industrial_Industrial - ID_New_Space Heating_Natural Gas_Unit Heater_E6 | Industrial | Industrial - ID | New | Space Heating | Natural Gas | Unit Heater | E6 |  | 0% | 0% | 0% | 0 | 0 | 0 | 0 | 0 | 0 | 0 | 0 | 0% | 0 | 0 | 0% | Normal | 0% | 0 | 0 | 0 | [17 empty] | Industrial_Industrial - ID_New_Space Heating_Unit Heater_
Industrial_Industrial - ID_New_Space Heating_Natural Gas_Unit Heater_E7 | Industrial | Industrial - ID | New | Space Heating | Natural Gas | Unit Heater | E7 |  | 0% | 0% | 0% | 0 | 0 | 0 | 0 | 0 | 0 | 0 | 0 | 0% | 0 | 0 | 0% | Normal | 0% | 0 | 0 | 0 | [17 empty] | Industrial_Industrial - ID_New_Space Heating_Unit Heater_
Industrial_Industrial - ID_New_Space Heating_Natural Gas_Unit Heater_E8 | Industrial | Industrial - ID | New | Space Heating | Natural Gas | Unit Heater | E8 |  | 0% | 0% | 0% | 0 | 0 | 0 | 0 | 0 | 0 | 0 | 0 | 0% | 0 | 0 | 0% | Normal | 0% | 0 | 0 | 0 | [17 empty] | Industrial_Industrial - ID_New_Space Heating_Unit Heater_
Industrial_Industrial - ID_New_Space Heating_Natural Gas_Unit Heater_E9 | Industrial | Industrial - ID | New | Space Heating | Natural Gas | Unit Heater | E9 |  | 0% | 0% | 0% | 0 | 0 | 0 | 0 | 0 | 0 | 0 | 0 | 0% | 0 | 0 | 0% | Normal | 0% | 0 | 0 | 0 | [17 empty] | Industrial_Industrial - ID_New_Space Heating_Unit Heater_
Industrial_Industrial - ID_New_Space Heating_Natural Gas_Unit Heater_E10 | Industrial | Industrial - ID | New | Space Heating | Natural Gas | Unit Heater | E10 |  | 0% | 0% | 0% | 0 | 0 | 0 | 0 | 0 | 0 | 0 | 0 | 0% | 0 | 0 | 0% | Normal | 0% | 0 | 0 | 0 | [17 empty] | Industrial_Industrial - ID_New_Space Heating_Unit Heater_
Industrial_Industrial - ID_New_Process_Natural Gas_Process Boiler_E1 | Industrial | Industrial - ID | New | Process | Natural Gas | Process Boiler | E1 | Standard | 100% | 0% | 0% | 1.0743 | 0 | 0 | 0 | 2 | 8 | 2021 | 2047 | 100% | 0 | 0 | 0% | Normal | 0% | 1027.7881 | 0 | 0 | 1 unit | 100000 | 0 | 1 | 1 | 1 | 0 | 0 |  | 2016 | 1.0743 | N/A | N/A | N/A | 1 | unit | 1 | Industrial_Industrial - ID_New_Process_Process Boiler_Standard
Industrial_Industrial - ID_New_Process_Natural Gas_Process Boiler_E2 | Industrial | Industrial - ID | New | Process | Natural Gas | Process Boiler | E2 |  | 0% | 0% | 0% | 0 | 0 | 0 | 0 | 0 | 0 | 0 | 0 | 0% | 0 | 0 | 0% | Normal | 0% | 0 | 0 | 0 | [17 empty] | Industrial_Industrial - ID_New_Process_Process Boiler_
Industrial_Industrial - ID_New_Process_Natural Gas_Process Boiler_E3 | Industrial | Industrial - ID | New | Process | Natural Gas | Process Boiler | E3 |  | 0% | 0% | 0% | 0 | 0 | 0 | 0 | 0 | 0 | 0 | 0 | 0% | 0 | 0 | 0% | Normal | 0% | 0 | 0 | 0 | [17 empty] | Industrial_Industrial - ID_New_Process_Process Boiler_
Industrial_Industrial - ID_New_Process_Natural Gas_Process Boiler_E4 | Industrial | Industrial - ID | New | Process | Natural Gas | Process Boiler | E4 |  | 0% | 0% | 0% | 0 | 0 | 0 | 0 | 0 | 0 | 0 | 0 | 0% | 0 | 0 | 0% | Normal | 0% | 0 | 0 | 0 | [17 empty] | Industrial_Industrial - ID_New_Process_Process Boiler_
Industrial_Industrial - ID_New_Process_Natural Gas_Process Boiler_E5 | Industrial | Industrial - ID | New | Process | Natural Gas | Process Boiler | E5 |  | 0% | 0% | 0% | 0 | 0 | 0 | 0 | 0 | 0 | 0 | 0 | 0% | 0 | 0 | 0% | Normal | 0% | 0 | 0 | 0 | [17 empty] | Industrial_Industrial - ID_New_Process_Process Boiler_
Industrial_Industrial - ID_New_Process_Natural Gas_Process Boiler_E6 | Industrial | Industrial - ID | New | Process | Natural Gas | Process Boiler | E6 |  | 0% | 0% | 0% | 0 | 0 | 0 | 0 | 0 | 0 | 0 | 0 | 0% | 0 | 0 | 0% | Normal | 0% | 0 | 0 | 0 | [17 empty] | Industrial_Industrial - ID_New_Process_Process Boiler_
Industrial_Industrial - ID_New_Process_Natural Gas_Process Boiler_E7 | Industrial | Industrial - ID | New | Process | Natural Gas | Process Boiler | E7 |  | 0% | 0% | 0% | 0 | 0 | 0 | 0 | 0 | 0 | 0 | 0 | 0% | 0 | 0 | 0% | Normal | 0% | 0 | 0 | 0 | [17 empty] | Industrial_Industrial - ID_New_Process_Process Boiler_
Industrial_Industrial - ID_New_Process_Natural Gas_Process Boiler_E8 | Industrial | Industrial - ID | New | Process | Natural Gas | Process Boiler | E8 |  | 0% | 0% | 0% | 0 | 0 | 0 | 0 | 0 | 0 | 0 | 0 | 0% | 0 | 0 | 0% | Normal | 0% | 0 | 0 | 0 | [17 empty] | Industrial_Industrial - ID_New_Process_Process Boiler_
Industrial_Industrial - ID_New_Process_Natural Gas_Process Boiler_E9 | Industrial | Industrial - ID | New | Process | Natural Gas | Process Boiler | E9 |  | 0% | 0% | 0% | 0 | 0 | 0 | 0 | 0 | 0 | 0 | 0 | 0% | 0 | 0 | 0% | Normal | 0% | 0 | 0 | 0 | [17 empty] | Industrial_Industrial - ID_New_Process_Process Boiler_
Industrial_Industrial - ID_New_Process_Natural Gas_Process Boiler_E10 | Industrial | Industrial - ID | New | Process | Natural Gas | Process Boiler | E10 |  | 0% | 0% | 0% | 0 | 0 | 0 | 0 | 0 | 0 | 0 | 0 | 0% | 0 | 0 | 0% | Normal | 0% | 0 | 0 | 0 | [17 empty] | Industrial_Industrial - ID_New_Process_Process Boiler_
Industrial_Industrial - ID_New_Process_Natural Gas_Process Heating_E1 | Industrial | Industrial - ID | New | Process | Natural Gas | Process Heating | E1 | Standard | 100% | 0% | 0% | 1.0743 | 0 | 0 | 0 | 2 | 8 | 2021 | 2047 | 100% | 0 | 0 | 0% | Normal | 0% | 939.7028 | 0 | 0 | 1 unit | 100000 | 0 | 1 | 1 | 1 | 0 | 0 |  | 2016 | 1.0743 | N/A | N/A | N/A | 1 | unit | 1 | Industrial_Industrial - ID_New_Process_Process Heating_Standard
Industrial_Industrial - ID_New_Process_Natural Gas_Process Heating_E2 | Industrial | Industrial - ID | New | Process | Natural Gas | Process Heating | E2 |  | 0% | 0% | 0% | 0 | 0 | 0 | 0 | 0 | 0 | 0 | 0 | 0% | 0 | 0 | 0% | Normal | 0% | 0 | 0 | 0 | [17 empty] | Industrial_Industrial - ID_New_Process_Process Heating_
Industrial_Industrial - ID_New_Process_Natural Gas_Process Heating_E3 | Industrial | Industrial - ID | New | Process | Natural Gas | Process Heating | E3 |  | 0% | 0% | 0% | 0 | 0 | 0 | 0 | 0 | 0 | 0 | 0 | 0% | 0 | 0 | 0% | Normal | 0% | 0 | 0 | 0 | [17 empty] | Industrial_Industrial - ID_New_Process_Process Heating_
Industrial_Industrial - ID_New_Process_Natural Gas_Process Heating_E4 | Industrial | Industrial - ID | New | Process | Natural Gas | Process Heating | E4 |  | 0% | 0% | 0% | 0 | 0 | 0 | 0 | 0 | 0 | 0 | 0 | 0% | 0 | 0 | 0% | Normal | 0% | 0 | 0 | 0 | [17 empty] | Industrial_Industrial - ID_New_Process_Process Heating_
Industrial_Industrial - ID_New_Process_Natural Gas_Process Heating_E5 | Industrial | Industrial - ID | New | Process | Natural Gas | Process Heating | E5 |  | 0% | 0% | 0% | 0 | 0 | 0 | 0 | 0 | 0 | 0 | 0 | 0% | 0 | 0 | 0% | Normal | 0% | 0 | 0 | 0 | [17 empty] | Industrial_Industrial - ID_New_Process_Process Heating_
Industrial_Industrial - ID_New_Process_Natural Gas_Process Heating_E6 | Industrial | Industrial - ID | New | Process | Natural Gas | Process Heating | E6 |  | 0% | 0% | 0% | 0 | 0 | 0 | 0 | 0 | 0 | 0 | 0 | 0% | 0 | 0 | 0% | Normal | 0% | 0 | 0 | 0 | [17 empty] | Industrial_Industrial - ID_New_Process_Process Heating_
Industrial_Industrial - ID_New_Process_Natural Gas_Process Heating_E7 | Industrial | Industrial - ID | New | Process | Natural Gas | Process Heating | E7 |  | 0% | 0% | 0% | 0 | 0 | 0 | 0 | 0 | 0 | 0 | 0 | 0% | 0 | 0 | 0% | Normal | 0% | 0 | 0 | 0 | [17 empty] | Industrial_Industrial - ID_New_Process_Process Heating_
Industrial_Industrial - ID_New_Process_Natural Gas_Process Heating_E8 | Industrial | Industrial - ID | New | Process | Natural Gas | Process Heating | E8 |  | 0% | 0% | 0% | 0 | 0 | 0 | 0 | 0 | 0 | 0 | 0 | 0% | 0 | 0 | 0% | Normal | 0% | 0 | 0 | 0 | [17 empty] | Industrial_Industrial - ID_New_Process_Process Heating_
Industrial_Industrial - ID_New_Process_Natural Gas_Process Heating_E9 | Industrial | Industrial - ID | New | Process | Natural Gas | Process Heating | E9 |  | 0% | 0% | 0% | 0 | 0 | 0 | 0 | 0 | 0 | 0 | 0 | 0% | 0 | 0 | 0% | Normal | 0% | 0 | 0 | 0 | [17 empty] | Industrial_Industrial - ID_New_Process_Process Heating_
Industrial_Industrial - ID_New_Process_Natural Gas_Process Heating_E10 | Industrial | Industrial - ID | New | Process | Natural Gas | Process Heating | E10 |  | 0% | 0% | 0% | 0 | 0 | 0 | 0 | 0 | 0 | 0 | 0 | 0% | 0 | 0 | 0% | Normal | 0% | 0 | 0 | 0 | [17 empty] | Industrial_Industrial - ID_New_Process_Process Heating_
Industrial_Industrial - ID_New_Process_Natural Gas_Process Cooling_E1 | Industrial | Industrial - ID | New | Process | Natural Gas | Process Cooling | E1 | Standard | 100% | 0% | 0% | 1.0743 | 0 | 0 | 0 | 2 | 8 | 2021 | 2047 | 100% | 0 | 0 | 0% | Normal | 0% | 9.1123 | 0 | 0 | 1 unit | 100000 | 0 | 1 | 1 | 1 | 0 | 0 |  | 2016 | 1.0743 | N/A | N/A | N/A | 1 | unit | 1 | Industrial_Industrial - ID_New_Process_Process Cooling_Standard
Industrial_Industrial - ID_New_Process_Natural Gas_Process Cooling_E2 | Industrial | Industrial - ID | New | Process | Natural Gas | Process Cooling | E2 |  | 0% | 0% | 0% | 0 | 0 | 0 | 0 | 0 | 0 | 0 | 0 | 0% | 0 | 0 | 0% | Normal | 0% | 0 | 0 | 0 | [17 empty] | Industrial_Industrial - ID_New_Process_Process Cooling_
Industrial_Industrial - ID_New_Process_Natural Gas_Process Cooling_E3 | Industrial | Industrial - ID | New | Process | Natural Gas | Process Cooling | E3 |  | 0% | 0% | 0% | 0 | 0 | 0 | 0 | 0 | 0 | 0 | 0 | 0% | 0 | 0 | 0% | Normal | 0% | 0 | 0 | 0 | [17 empty] | Industrial_Industrial - ID_New_Process_Process Cooling_
Industrial_Industrial - ID_New_Process_Natural Gas_Process Cooling_E4 | Industrial | Industrial - ID | New | Process | Natural Gas | Process Cooling | E4 |  | 0% | 0% | 0% | 0 | 0 | 0 | 0 | 0 | 0 | 0 | 0 | 0% | 0 | 0 | 0% | Normal | 0% | 0 | 0 | 0 | [17 empty] | Industrial_Industrial - ID_New_Process_Process Cooling_
Industrial_Industrial - ID_New_Process_Natural Gas_Process Cooling_E5 | Industrial | Industrial - ID | New | Process | Natural Gas | Process Cooling | E5 |  | 0% | 0% | 0% | 0 | 0 | 0 | 0 | 0 | 0 | 0 | 0 | 0% | 0 | 0 | 0% | Normal | 0% | 0 | 0 | 0 | [17 empty] | Industrial_Industrial - ID_New_Process_Process Cooling_
Industrial_Industrial - ID_New_Process_Natural Gas_Process Cooling_E6 | Industrial | Industrial - ID | New | Process | Natural Gas | Process Cooling | E6 |  | 0% | 0% | 0% | 0 | 0 | 0 | 0 | 0 | 0 | 0 | 0 | 0% | 0 | 0 | 0% | Normal | 0% | 0 | 0 | 0 | [17 empty] | Industrial_Industrial - ID_New_Process_Process Cooling_
Industrial_Industrial - ID_New_Process_Natural Gas_Process Cooling_E7 | Industrial | Industrial - ID | New | Process | Natural Gas | Process Cooling | E7 |  | 0% | 0% | 0% | 0 | 0 | 0 | 0 | 0 | 0 | 0 | 0 | 0% | 0 | 0 | 0% | Normal | 0% | 0 | 0 | 0 | [17 empty] | Industrial_Industrial - ID_New_Process_Process Cooling_
Industrial_Industrial - ID_New_Process_Natural Gas_Process Cooling_E8 | Industrial | Industrial - ID | New | Process | Natural Gas | Process Cooling | E8 |  | 0% | 0% | 0% | 0 | 0 | 0 | 0 | 0 | 0 | 0 | 0 | 0% | 0 | 0 | 0% | Normal | 0% | 0 | 0 | 0 | [17 empty] | Industrial_Industrial - ID_New_Process_Process Cooling_
Industrial_Industrial - ID_New_Process_Natural Gas_Process Cooling_E9 | Industrial | Industrial - ID | New | Process | Natural Gas | Process Cooling | E9 |  | 0% | 0% | 0% | 0 | 0 | 0 | 0 | 0 | 0 | 0 | 0 | 0% | 0 | 0 | 0% | Normal | 0% | 0 | 0 | 0 | [17 empty] | Industrial_Industrial - ID_New_Process_Process Cooling_
Industrial_Industrial - ID_New_Process_Natural Gas_Process Cooling_E10 | Industrial | Industrial - ID | New | Process | Natural Gas | Process Cooling | E10 |  | 0% | 0% | 0% | 0 | 0 | 0 | 0 | 0 | 0 | 0 | 0 | 0% | 0 | 0 | 0% | Normal | 0% | 0 | 0 | 0 | [17 empty] | Industrial_Industrial - ID_New_Process_Process Cooling_
Industrial_Industrial - ID_New_Process_Natural Gas_Other Process_E1 | Industrial | Industrial - ID | New | Process | Natural Gas | Other Process | E1 | Standard | 100% | 0% | 0% | 1.0743 | 0 | 0 | 0 | 2 | 8 | 2021 | 2047 | 100% | 0 | 0 | 0% | Normal | 0% | 96.0585 | 0 | 0 | 1 unit | 100000 | 0 | 1 | 1 | 1 | 0 | 0 |  | 2016 | 1.0743 | N/A | N/A | N/A | 1 | unit | 1 | Industrial_Industrial - ID_New_Process_Other Process_Standard
Industrial_Industrial - ID_New_Process_Natural Gas_Other Process_E2 | Industrial | Industrial - ID | New | Process | Natural Gas | Other Process | E2 |  | 0% | 0% | 0% | 0 | 0 | 0 | 0 | 0 | 0 | 0 | 0 | 0% | 0 | 0 | 0% | Normal | 0% | 0 | 0 | 0 | [17 empty] | Industrial_Industrial - ID_New_Process_Other Process_
Industrial_Industrial - ID_New_Process_Natural Gas_Other Process_E3 | Industrial | Industrial - ID | New | Process | Natural Gas | Other Process | E3 |  | 0% | 0% | 0% | 0 | 0 | 0 | 0 | 0 | 0 | 0 | 0 | 0% | 0 | 0 | 0% | Normal | 0% | 0 | 0 | 0 | [17 empty] | Industrial_Industrial - ID_New_Process_Other Process_
Industrial_Industrial - ID_New_Process_Natural Gas_Other Process_E4 | Industrial | Industrial - ID | New | Process | Natural Gas | Other Process | E4 |  | 0% | 0% | 0% | 0 | 0 | 0 | 0 | 0 | 0 | 0 | 0 | 0% | 0 | 0 | 0% | Normal | 0% | 0 | 0 | 0 | [17 empty] | Industrial_Industrial - ID_New_Process_Other Process_
Industrial_Industrial - ID_New_Process_Natural Gas_Other Process_E5 | Industrial | Industrial - ID | New | Process | Natural Gas | Other Process | E5 |  | 0% | 0% | 0% | 0 | 0 | 0 | 0 | 0 | 0 | 0 | 0 | 0% | 0 | 0 | 0% | Normal | 0% | 0 | 0 | 0 | [17 empty] | Industrial_Industrial - ID_New_Process_Other Process_
Industrial_Industrial - ID_New_Process_Natural Gas_Other Process_E6 | Industrial | Industrial - ID | New | Process | Natural Gas | Other Process | E6 |  | 0% | 0% | 0% | 0 | 0 | 0 | 0 | 0 | 0 | 0 | 0 | 0% | 0 | 0 | 0% | Normal | 0% | 0 | 0 | 0 | [17 empty] | Industrial_Industrial - ID_New_Process_Other Process_
Industrial_Industrial - ID_New_Process_Natural Gas_Other Process_E7 | Industrial | Industrial - ID | New | Process | Natural Gas | Other Process | E7 |  | 0% | 0% | 0% | 0 | 0 | 0 | 0 | 0 | 0 | 0 | 0 | 0% | 0 | 0 | 0% | Normal | 0% | 0 | 0 | 0 | [17 empty] | Industrial_Industrial - ID_New_Process_Other Process_
Industrial_Industrial - ID_New_Process_Natural Gas_Other Process_E8 | Industrial | Industrial - ID | New | Process | Natural Gas | Other Process | E8 |  | 0% | 0% | 0% | 0 | 0 | 0 | 0 | 0 | 0 | 0 | 0 | 0% | 0 | 0 | 0% | Normal | 0% | 0 | 0 | 0 | [17 empty] | Industrial_Industrial - ID_New_Process_Other Process_
Industrial_Industrial - ID_New_Process_Natural Gas_Other Process_E9 | Industrial | Industrial - ID | New | Process | Natural Gas | Other Process | E9 |  | 0% | 0% | 0% | 0 | 0 | 0 | 0 | 0 | 0 | 0 | 0 | 0% | 0 | 0 | 0% | Normal | 0% | 0 | 0 | 0 | [17 empty] | Industrial_Industrial - ID_New_Process_Other Process_
Industrial_Industrial - ID_New_Process_Natural Gas_Other Process_E10 | Industrial | Industrial - ID | New | Process | Natural Gas | Other Process | E10 |  | 0% | 0% | 0% | 0 | 0 | 0 | 0 | 0 | 0 | 0 | 0 | 0% | 0 | 0 | 0% | Normal | 0% | 0 | 0 | 0 | [17 empty] | Industrial_Industrial - ID_New_Process_Other Process_
Industrial_Industrial - ID_New_Miscellaneous_Natural Gas_Miscellaneous_E1 | Industrial | Industrial - ID | New | Miscellaneous | Natural Gas | Miscellaneous | E1 | Standard | 100% | 0% | 0% | 1.0743 | 0 | 0 | 0 | 2 | 8 | 2021 | 2047 | 100% | 0 | 0 | 0% | Normal | 0% | 113.144 | 0 | 0 | 1 unit | 100000 | 0 | 1 | 1 | 1 | 0 | 0 |  | 2016 | 1.0743 | N/A | N/A | N/A | 1 | unit | 1 | Industrial_Industrial - ID_New_Miscellaneous_Miscellaneous_Standard
Industrial_Industrial - ID_New_Miscellaneous_Natural Gas_Miscellaneous_E2 | Industrial | Industrial - ID | New | Miscellaneous | Natural Gas | Miscellaneous | E2 |  | 0% | 0% | 0% | 0 | 0 | 0 | 0 | 0 | 0 | 0 | 0 | 0% | 0 | 0 | 0% | Normal | 0% | 0 | 0 | 0 | [17 empty] | Industrial_Industrial - ID_New_Miscellaneous_Miscellaneous_
Industrial_Industrial - ID_New_Miscellaneous_Natural Gas_Miscellaneous_E3 | Industrial | Industrial - ID | New | Miscellaneous | Natural Gas | Miscellaneous | E3 |  | 0% | 0% | 0% | 0 | 0 | 0 | 0 | 0 | 0 | 0 | 0 | 0% | 0 | 0 | 0% | Normal | 0% | 0 | 0 | 0 | [17 empty] | Industrial_Industrial - ID_New_Miscellaneous_Miscellaneous_
Industrial_Industrial - ID_New_Miscellaneous_Natural Gas_Miscellaneous_E4 | Industrial | Industrial - ID | New | Miscellaneous | Natural Gas | Miscellaneous | E4 |  | 0% | 0% | 0% | 0 | 0 | 0 | 0 | 0 | 0 | 0 | 0 | 0% | 0 | 0 | 0% | Normal | 0% | 0 | 0 | 0 | [17 empty] | Industrial_Industrial - ID_New_Miscellaneous_Miscellaneous_
Industrial_Industrial - ID_New_Miscellaneous_Natural Gas_Miscellaneous_E5 | Industrial | Industrial - ID | New | Miscellaneous | Natural Gas | Miscellaneous | E5 |  | 0% | 0% | 0% | 0 | 0 | 0 | 0 | 0 | 0 | 0 | 0 | 0% | 0 | 0 | 0% | Normal | 0% | 0 | 0 | 0 | [17 empty] | Industrial_Industrial - ID_New_Miscellaneous_Miscellaneous_
Industrial_Industrial - ID_New_Miscellaneous_Natural Gas_Miscellaneous_E6 | Industrial | Industrial - ID | New | Miscellaneous | Natural Gas | Miscellaneous | E6 |  | 0% | 0% | 0% | 0 | 0 | 0 | 0 | 0 | 0 | 0 | 0 | 0% | 0 | 0 | 0% | Normal | 0% | 0 | 0 | 0 | [17 empty] | Industrial_Industrial - ID_New_Miscellaneous_Miscellaneous_
Industrial_Industrial - ID_New_Miscellaneous_Natural Gas_Miscellaneous_E7 | Industrial | Industrial - ID | New | Miscellaneous | Natural Gas | Miscellaneous | E7 |  | 0% | 0% | 0% | 0 | 0 | 0 | 0 | 0 | 0 | 0 | 0 | 0% | 0 | 0 | 0% | Normal | 0% | 0 | 0 | 0 | [17 empty] | Industrial_Industrial - ID_New_Miscellaneous_Miscellaneous_
Industrial_Industrial - ID_New_Miscellaneous_Natural Gas_Miscellaneous_E8 | Industrial | Industrial - ID | New | Miscellaneous | Natural Gas | Miscellaneous | E8 |  | 0% | 0% | 0% | 0 | 0 | 0 | 0 | 0 | 0 | 0 | 0 | 0% | 0 | 0 | 0% | Normal | 0% | 0 | 0 | 0 | [17 empty] | Industrial_Industrial - ID_New_Miscellaneous_Miscellaneous_
Industrial_Industrial - ID_New_Miscellaneous_Natural Gas_Miscellaneous_E9 | Industrial | Industrial - ID | New | Miscellaneous | Natural Gas | Miscellaneous | E9 |  | 0% | 0% | 0% | 0 | 0 | 0 | 0 | 0 | 0 | 0 | 0 | 0% | 0 | 0 | 0% | Normal | 0% | 0 | 0 | 0 | [17 empty] | Industrial_Industrial - ID_New_Miscellaneous_Miscellaneous_
Industrial_Industrial - ID_New_Miscellaneous_Natural Gas_Miscellaneous_E10 | Industrial | Industrial - ID | New | Miscellaneous | Natural Gas | Miscellaneous | E10 |  | 0% | 0% | 0% | 0 | 0 | 0 | 0 | 0 | 0 | 0 | 0 | 0% | 0 | 0 | 0% | Normal | 0% | 0 | 0 | 0 | [17 empty] | Industrial_Industrial - ID_New_Miscellaneous_Miscellaneous_

## Purchase Shares
Key | Sector | Segment | Vintage | End Use | Fuel | Technology | Equipment | Label | Case | 2021 | 2022 | 2023 | 2024 | 2025 | 2026 | 2027 | 2028 | 2029 | 2030 | 2031 | 2032 | 2033 | 2034 | 2035 | 2036 | 2037 | 2038 | 2039 | 2040 | 2041 | 2042 | 2043 | 2044 | 2045 | 2046 | 2047
Industrial_Industrial - WA_Existing_Space Heating_Natural Gas_Furnace_E1_Baseline Forecast | Industrial | Industrial - WA | Existing | Space Heating | Natural Gas | Furnace | E1 | AFUE 80% (Standard) | Baseline Forecast | 100% | 100% | 100% | 0% | 0% | 0% | 0% | 0% | 0% | 0% | 0% | 0% | 0% | 0% | 0% | 0% | 0% | 0% | 0% | 0% | 0% | 0% | 0% | 0% | 0% | 0% | 0%
Industrial_Industrial - WA_Existing_Space Heating_Natural Gas_Furnace_E2_Baseline Forecast | Industrial | Industrial - WA | Existing | Space Heating | Natural Gas | Furnace | E2 | AFUE 90% | Baseline Forecast | 0% | 0% | 0% | 100% | 100% | 100% | 100% | 100% | 100% | 100% | 100% | 100% | 100% | 100% | 100% | 100% | 100% | 100% | 100% | 100% | 100% | 100% | 100% | 100% | 100% | 100% | 100%
Industrial_Industrial - WA_Existing_Space Heating_Natural Gas_Furnace_E3_Baseline Forecast | Industrial | Industrial - WA | Existing | Space Heating | Natural Gas | Furnace | E3 | AFUE 96% | Baseline Forecast | bar: 2021 to 2047
Industrial_Industrial - WA_Existing_Space Heating_Natural Gas_Furnace_E4_Baseline Forecast | Industrial | Industrial - WA | Existing | Space Heating | Natural Gas | Furnace | E4 |  | Baseline Forecast | bar: 2021 to 2047
Industrial_Industrial - WA_Existing_Space Heating_Natural Gas_Furnace_E5_Baseline Forecast | Industrial | Industrial - WA | Existing | Space Heating | Natural Gas | Furnace | E5 |  | Baseline Forecast | bar: 2021 to 2047
Industrial_Industrial - WA_Existing_Space Heating_Natural Gas_Furnace_E6_Baseline Forecast | Industrial | Industrial - WA | Existing | Space Heating | Natural Gas | Furnace | E6 |  | Baseline Forecast | bar: 2021 to 2047
Industrial_Industrial - WA_Existing_Space Heating_Natural Gas_Furnace_E7_Baseline Forecast | Industrial | Industrial - WA | Existing | Space Heating | Natural Gas | Furnace | E7 |  | Baseline Forecast | bar: 2021 to 2047
Industrial_Industrial - WA_Existing_Space Heating_Natural Gas_Furnace_E8_Baseline Forecast | Industrial | Industrial - WA | Existing | Space Heating | Natural Gas | Furnace | E8 |  | Baseline Forecast | bar: 2021 to 2047
Industrial_Industrial - WA_Existing_Space Heating_Natural Gas_Furnace_E9_Baseline Forecast | Industrial | Industrial - WA | Existing | Space Heating | Natural Gas | Furnace | E9 |  | Baseline Forecast | bar: 2021 to 2047
Industrial_Industrial - WA_Existing_Space Heating_Natural Gas_Furnace_E10_Baseline Forecast | Industrial | Industrial - WA | Existing | Space Heating | Natural Gas | Furnace | E10 |  | Baseline Forecast | bar: 2021 to 2047
Industrial_Industrial - WA_Existing_Space Heating_Natural Gas_Boiler_E1_Baseline Forecast | Industrial | Industrial - WA | Existing | Space Heating | Natural Gas | Boiler | E1 | AFUE 80% (Standard) | Baseline Forecast | 100% | 100% | 100% | 100% | 100% | 100% | 100% | 100% | 100% | 100% | 100% | 100% | 100% | 100% | 100% | 100% | 100% | 100% | 100% | 100% | 100% | 100% | 100% | 100% | 100% | 100% | 100%
Industrial_Industrial - WA_Existing_Space Heating_Natural Gas_Boiler_E2_Baseline Forecast | Industrial | Industrial - WA | Existing | Space Heating | Natural Gas | Boiler | E2 | AFUE 85% | Baseline Forecast | bar: 2021 to 2047
Industrial_Industrial - WA_Existing_Space Heating_Natural Gas_Boiler_E3_Baseline Forecast | Industrial | Industrial - WA | Existing | Space Heating | Natural Gas | Boiler | E3 | AFUE 97% | Baseline Forecast | bar: 2021 to 2047
Industrial_Industrial - WA_Existing_Space Heating_Natural Gas_Boiler_E4_Baseline Forecast | Industrial | Industrial - WA | Existing | Space Heating | Natural Gas | Boiler | E4 | Convert to NG Air Source Heat Pump | Baseline Forecast | bar: 2021 to 2047
Industrial_Industrial - WA_Existing_Space Heating_Natural Gas_Boiler_E5_Baseline Forecast | Industrial | Industrial - WA | Existing | Space Heating | Natural Gas | Boiler | E5 |  | Baseline Forecast | bar: 2021 to 2047
Industrial_Industrial - WA_Existing_Space Heating_Natural Gas_Boiler_E6_Baseline Forecast | Industrial | Industrial - WA | Existing | Space Heating | Natural Gas | Boiler | E6 |  | Baseline Forecast | bar: 2021 to 2047
Industrial_Industrial - WA_Existing_Space Heating_Natural Gas_Boiler_E7_Baseline Forecast | Industrial | Industrial - WA | Existing | Space Heating | Natural Gas | Boiler | E7 |  | Baseline Forecast | bar: 2021 to 2047
Industrial_Industrial - WA_Existing_Space Heating_Natural Gas_Boiler_E8_Baseline Forecast | Industrial | Industrial - WA | Existing | Space Heating | Natural Gas | Boiler | E8 |  | Baseline Forecast | bar: 2021 to 2047
Industrial_Industrial - WA_Existing_Space Heating_Natural Gas_Boiler_E9_Baseline Forecast | Industrial | Industrial - WA | Existing | Space Heating | Natural Gas | Boiler | E9 |  | Baseline Forecast | bar: 2021 to 2047
Industrial_Industrial - WA_Existing_Space Heating_Natural Gas_Boiler_E10_Baseline Forecast | Industrial | Industrial - WA | Existing | Space Heating | Natural Gas | Boiler | E10 |  | Baseline Forecast | bar: 2021 to 2047
Industrial_Industrial - WA_Existing_Space Heating_Natural Gas_Unit Heater_E1_Baseline Forecast | Industrial | Industrial - WA | Existing | Space Heating | Natural Gas | Unit Heater | E1 | Standard | Baseline Forecast | 100% | 100% | 100% | 100% | 100% | 100% | 100% | 100% | 100% | 100% | 100% | 100% | 100% | 100% | 100% | 100% | 100% | 100% | 100% | 100% | 100% | 100% | 100% | 100% | 100% | 100% | 100%
Industrial_Industrial - WA_Existing_Space Heating_Natural Gas_Unit Heater_E2_Baseline Forecast | Industrial | Industrial - WA | Existing | Space Heating | Natural Gas | Unit Heater | E2 | Condensing | Baseline Forecast | bar: 2021 to 2047
Industrial_Industrial - WA_Existing_Space Heating_Natural Gas_Unit Heater_E3_Baseline Forecast | Industrial | Industrial - WA | Existing | Space Heating | Natural Gas | Unit Heater | E3 | Infrared Radiant | Baseline Forecast | bar: 2021 to 2047
Industrial_Industrial - WA_Existing_Space Heating_Natural Gas_Unit Heater_E4_Baseline Forecast | Industrial | Industrial - WA | Existing | Space Heating | Natural Gas | Unit Heater | E4 |  | Baseline Forecast | bar: 2021 to 2047
Industrial_Industrial - WA_Existing_Space Heating_Natural Gas_Unit Heater_E5_Baseline Forecast | Industrial | Industrial - WA | Existing | Space Heating | Natural Gas | Unit Heater | E5 |  | Baseline Forecast | bar: 2021 to 2047
Industrial_Industrial - WA_Existing_Space Heating_Natural Gas_Unit Heater_E6_Baseline Forecast | Industrial | Industrial - WA | Existing | Space Heating | Natural Gas | Unit Heater | E6 |  | Baseline Forecast | bar: 2021 to 2047
Industrial_Industrial - WA_Existing_Space Heating_Natural Gas_Unit Heater_E7_Baseline Forecast | Industrial | Industrial - WA | Existing | Space Heating | Natural Gas | Unit Heater | E7 |  | Baseline Forecast | bar: 2021 to 2047
Industrial_Industrial - WA_Existing_Space Heating_Natural Gas_Unit Heater_E8_Baseline Forecast | Industrial | Industrial - WA | Existing | Space Heating | Natural Gas | Unit Heater | E8 |  | Baseline Forecast | bar: 2021 to 2047
Industrial_Industrial - WA_Existing_Space Heating_Natural Gas_Unit Heater_E9_Baseline Forecast | Industrial | Industrial - WA | Existing | Space Heating | Natural Gas | Unit Heater | E9 |  | Baseline Forecast | bar: 2021 to 2047
Industrial_Industrial - WA_Existing_Space Heating_Natural Gas_Unit Heater_E10_Baseline Forecast | Industrial | Industrial - WA | Existing | Space Heating | Natural Gas | Unit Heater | E10 |  | Baseline Forecast | bar: 2021 to 2047
Industrial_Industrial - WA_Existing_Process_Natural Gas_Process Boiler_E1_Baseline Forecast | Industrial | Industrial - WA | Existing | Process | Natural Gas | Process Boiler | E1 | Standard | Baseline Forecast | 100% | 100% | 100% | 100% | 100% | 100% | 100% | 100% | 100% | 100% | 100% | 100% | 100% | 100% | 100% | 100% | 100% | 100% | 100% | 100% | 100% | 100% | 100% | 100% | 100% | 100% | 100%
Industrial_Industrial - WA_Existing_Process_Natural Gas_Process Boiler_E2_Baseline Forecast | Industrial | Industrial - WA | Existing | Process | Natural Gas | Process Boiler | E2 |  | Baseline Forecast | bar: 2021 to 2047
Industrial_Industrial - WA_Existing_Process_Natural Gas_Process Boiler_E3_Baseline Forecast | Industrial | Industrial - WA | Existing | Process | Natural Gas | Process Boiler | E3 |  | Baseline Forecast | bar: 2021 to 2047
Industrial_Industrial - WA_Existing_Process_Natural Gas_Process Boiler_E4_Baseline Forecast | Industrial | Industrial - WA | Existing | Process | Natural Gas | Process Boiler | E4 |  | Baseline Forecast | bar: 2021 to 2047
Industrial_Industrial - WA_Existing_Process_Natural Gas_Process Boiler_E5_Baseline Forecast | Industrial | Industrial - WA | Existing | Process | Natural Gas | Process Boiler | E5 |  | Baseline Forecast | bar: 2021 to 2047
Industrial_Industrial - WA_Existing_Process_Natural Gas_Process Boiler_E6_Baseline Forecast | Industrial | Industrial - WA | Existing | Process | Natural Gas | Process Boiler | E6 |  | Baseline Forecast | bar: 2021 to 2047
Industrial_Industrial - WA_Existing_Process_Natural Gas_Process Boiler_E7_Baseline Forecast | Industrial | Industrial - WA | Existing | Process | Natural Gas | Process Boiler | E7 |  | Baseline Forecast | bar: 2021 to 2047
Industrial_Industrial - WA_Existing_Process_Natural Gas_Process Boiler_E8_Baseline Forecast | Industrial | Industrial - WA | Existing | Process | Natural Gas | Process Boiler | E8 |  | Baseline Forecast | bar: 2021 to 2047
Industrial_Industrial - WA_Existing_Process_Natural Gas_Process Boiler_E9_Baseline Forecast | Industrial | Industrial - WA | Existing | Process | Natural Gas | Process Boiler | E9 |  | Baseline Forecast | bar: 2021 to 2047
Industrial_Industrial - WA_Existing_Process_Natural Gas_Process Boiler_E10_Baseline Forecast | Industrial | Industrial - WA | Existing | Process | Natural Gas | Process Boiler | E10 |  | Baseline Forecast | bar: 2021 to 2047
Industrial_Industrial - WA_Existing_Process_Natural Gas_Process Heating_E1_Baseline Forecast | Industrial | Industrial - WA | Existing | Process | Natural Gas | Process Heating | E1 | Standard | Baseline Forecast | 100% | 100% | 100% | 100% | 100% | 100% | 100% | 100% | 100% | 100% | 100% | 100% | 100% | 100% | 100% | 100% | 100% | 100% | 100% | 100% | 100% | 100% | 100% | 100% | 100% | 100% | 100%
Industrial_Industrial - WA_Existing_Process_Natural Gas_Process Heating_E2_Baseline Forecast | Industrial | Industrial - WA | Existing | Process | Natural Gas | Process Heating | E2 |  | Baseline Forecast | bar: 2021 to 2047
Industrial_Industrial - WA_Existing_Process_Natural Gas_Process Heating_E3_Baseline Forecast | Industrial | Industrial - WA | Existing | Process | Natural Gas | Process Heating | E3 |  | Baseline Forecast | bar: 2021 to 2047
Industrial_Industrial - WA_Existing_Process_Natural Gas_Process Heating_E4_Baseline Forecast | Industrial | Industrial - WA | Existing | Process | Natural Gas | Process Heating | E4 |  | Baseline Forecast | bar: 2021 to 2047
Industrial_Industrial - WA_Existing_Process_Natural Gas_Process Heating_E5_Baseline Forecast | Industrial | Industrial - WA | Existing | Process | Natural Gas | Process Heating | E5 |  | Baseline Forecast | bar: 2021 to 2047
Industrial_Industrial - WA_Existing_Process_Natural Gas_Process Heating_E6_Baseline Forecast | Industrial | Industrial - WA | Existing | Process | Natural Gas | Process Heating | E6 |  | Baseline Forecast | bar: 2021 to 2047
Industrial_Industrial - WA_Existing_Process_Natural Gas_Process Heating_E7_Baseline Forecast | Industrial | Industrial - WA | Existing | Process | Natural Gas | Process Heating | E7 |  | Baseline Forecast | bar: 2021 to 2047
Industrial_Industrial - WA_Existing_Process_Natural Gas_Process Heating_E8_Baseline Forecast | Industrial | Industrial - WA | Existing | Process | Natural Gas | Process Heating | E8 |  | Baseline Forecast | bar: 2021 to 2047
Industrial_Industrial - WA_Existing_Process_Natural Gas_Process Heating_E9_Baseline Forecast | Industrial | Industrial - WA | Existing | Process | Natural Gas | Process Heating | E9 |  | Baseline Forecast | bar: 2021 to 2047
Industrial_Industrial - WA_Existing_Process_Natural Gas_Process Heating_E10_Baseline Forecast | Industrial | Industrial - WA | Existing | Process | Natural Gas | Process Heating | E10 |  | Baseline Forecast | bar: 2021 to 2047
Industrial_Industrial - WA_Existing_Process_Natural Gas_Process Cooling_E1_Baseline Forecast | Industrial | Industrial - WA | Existing | Process | Natural Gas | Process Cooling | E1 | Standard | Baseline Forecast | 100% | 100% | 100% | 100% | 100% | 100% | 100% | 100% | 100% | 100% | 100% | 100% | 100% | 100% | 100% | 100% | 100% | 100% | 100% | 100% | 100% | 100% | 100% | 100% | 100% | 100% | 100%
Industrial_Industrial - WA_Existing_Process_Natural Gas_Process Cooling_E2_Baseline Forecast | Industrial | Industrial - WA | Existing | Process | Natural Gas | Process Cooling | E2 |  | Baseline Forecast | bar: 2021 to 2047
Industrial_Industrial - WA_Existing_Process_Natural Gas_Process Cooling_E3_Baseline Forecast | Industrial | Industrial - WA | Existing | Process | Natural Gas | Process Cooling | E3 |  | Baseline Forecast | bar: 2021 to 2047
Industrial_Industrial - WA_Existing_Process_Natural Gas_Process Cooling_E4_Baseline Forecast | Industrial | Industrial - WA | Existing | Process | Natural Gas | Process Cooling | E4 |  | Baseline Forecast | bar: 2021 to 2047
Industrial_Industrial - WA_Existing_Process_Natural Gas_Process Cooling_E5_Baseline Forecast | Industrial | Industrial - WA | Existing | Process | Natural Gas | Process Cooling | E5 |  | Baseline Forecast | bar: 2021 to 2047
Industrial_Industrial - WA_Existing_Process_Natural Gas_Process Cooling_E6_Baseline Forecast | Industrial | Industrial - WA | Existing | Process | Natural Gas | Process Cooling | E6 |  | Baseline Forecast | bar: 2021 to 2047
Industrial_Industrial - WA_Existing_Process_Natural Gas_Process Cooling_E7_Baseline Forecast | Industrial | Industrial - WA | Existing | Process | Natural Gas | Process Cooling | E7 |  | Baseline Forecast | bar: 2021 to 2047
Industrial_Industrial - WA_Existing_Process_Natural Gas_Process Cooling_E8_Baseline Forecast | Industrial | Industrial - WA | Existing | Process | Natural Gas | Process Cooling | E8 |  | Baseline Forecast | bar: 2021 to 2047
Industrial_Industrial - WA_Existing_Process_Natural Gas_Process Cooling_E9_Baseline Forecast | Industrial | Industrial - WA | Existing | Process | Natural Gas | Process Cooling | E9 |  | Baseline Forecast | bar: 2021 to 2047
Industrial_Industrial - WA_Existing_Process_Natural Gas_Process Cooling_E10_Baseline Forecast | Industrial | Industrial - WA | Existing | Process | Natural Gas | Process Cooling | E10 |  | Baseline Forecast | bar: 2021 to 2047
Industrial_Industrial - WA_Existing_Process_Natural Gas_Other Process_E1_Baseline Forecast | Industrial | Industrial - WA | Existing | Process | Natural Gas | Other Process | E1 | Standard | Baseline Forecast | 100% | 100% | 100% | 100% | 100% | 100% | 100% | 100% | 100% | 100% | 100% | 100% | 100% | 100% | 100% | 100% | 100% | 100% | 100% | 100% | 100% | 100% | 100% | 100% | 100% | 100% | 100%
Industrial_Industrial - WA_Existing_Process_Natural Gas_Other Process_E2_Baseline Forecast | Industrial | Industrial - WA | Existing | Process | Natural Gas | Other Process | E2 |  | Baseline Forecast | bar: 2021 to 2047
Industrial_Industrial - WA_Existing_Process_Natural Gas_Other Process_E3_Baseline Forecast | Industrial | Industrial - WA | Existing | Process | Natural Gas | Other Process | E3 |  | Baseline Forecast | bar: 2021 to 2047
Industrial_Industrial - WA_Existing_Process_Natural Gas_Other Process_E4_Baseline Forecast | Industrial | Industrial - WA | Existing | Process | Natural Gas | Other Process | E4 |  | Baseline Forecast | bar: 2021 to 2047
Industrial_Industrial - WA_Existing_Process_Natural Gas_Other Process_E5_Baseline Forecast | Industrial | Industrial - WA | Existing | Process | Natural Gas | Other Process | E5 |  | Baseline Forecast | bar: 2021 to 2047
Industrial_Industrial - WA_Existing_Process_Natural Gas_Other Process_E6_Baseline Forecast | Industrial | Industrial - WA | Existing | Process | Natural Gas | Other Process | E6 |  | Baseline Forecast | bar: 2021 to 2047
Industrial_Industrial - WA_Existing_Process_Natural Gas_Other Process_E7_Baseline Forecast | Industrial | Industrial - WA | Existing | Process | Natural Gas | Other Process | E7 |  | Baseline Forecast | bar: 2021 to 2047
Industrial_Industrial - WA_Existing_Process_Natural Gas_Other Process_E8_Baseline Forecast | Industrial | Industrial - WA | Existing | Process | Natural Gas | Other Process | E8 |  | Baseline Forecast | bar: 2021 to 2047
Industrial_Industrial - WA_Existing_Process_Natural Gas_Other Process_E9_Baseline Forecast | Industrial | Industrial - WA | Existing | Process | Natural Gas | Other Process | E9 |  | Baseline Forecast | bar: 2021 to 2047
Industrial_Industrial - WA_Existing_Process_Natural Gas_Other Process_E10_Baseline Forecast | Industrial | Industrial - WA | Existing | Process | Natural Gas | Other Process | E10 |  | Baseline Forecast | bar: 2021 to 2047
Industrial_Industrial - WA_Existing_Miscellaneous_Natural Gas_Miscellaneous_E1_Baseline Forecast | Industrial | Industrial - WA | Existing | Miscellaneous | Natural Gas | Miscellaneous | E1 | Standard | Baseline Forecast | 100% | 100% | 100% | 100% | 100% | 100% | 100% | 100% | 100% | 100% | 100% | 100% | 100% | 100% | 100% | 100% | 100% | 100% | 100% | 100% | 100% | 100% | 100% | 100% | 100% | 100% | 100%
Industrial_Industrial - WA_Existing_Miscellaneous_Natural Gas_Miscellaneous_E2_Baseline Forecast | Industrial | Industrial - WA | Existing | Miscellaneous | Natural Gas | Miscellaneous | E2 |  | Baseline Forecast | bar: 2021 to 2047
Industrial_Industrial - WA_Existing_Miscellaneous_Natural Gas_Miscellaneous_E3_Baseline Forecast | Industrial | Industrial - WA | Existing | Miscellaneous | Natural Gas | Miscellaneous | E3 |  | Baseline Forecast | bar: 2021 to 2047
Industrial_Industrial - WA_Existing_Miscellaneous_Natural Gas_Miscellaneous_E4_Baseline Forecast | Industrial | Industrial - WA | Existing | Miscellaneous | Natural Gas | Miscellaneous | E4 |  | Baseline Forecast | bar: 2021 to 2047
Industrial_Industrial - WA_Existing_Miscellaneous_Natural Gas_Miscellaneous_E5_Baseline Forecast | Industrial | Industrial - WA | Existing | Miscellaneous | Natural Gas | Miscellaneous | E5 |  | Baseline Forecast | bar: 2021 to 2047
Industrial_Industrial - WA_Existing_Miscellaneous_Natural Gas_Miscellaneous_E6_Baseline Forecast | Industrial | Industrial - WA | Existing | Miscellaneous | Natural Gas | Miscellaneous | E6 |  | Baseline Forecast | bar: 2021 to 2047
Industrial_Industrial - WA_Existing_Miscellaneous_Natural Gas_Miscellaneous_E7_Baseline Forecast | Industrial | Industrial - WA | Existing | Miscellaneous | Natural Gas | Miscellaneous | E7 |  | Baseline Forecast | bar: 2021 to 2047
Industrial_Industrial - WA_Existing_Miscellaneous_Natural Gas_Miscellaneous_E8_Baseline Forecast | Industrial | Industrial - WA | Existing | Miscellaneous | Natural Gas | Miscellaneous | E8 |  | Baseline Forecast | bar: 2021 to 2047
Industrial_Industrial - WA_Existing_Miscellaneous_Natural Gas_Miscellaneous_E9_Baseline Forecast | Industrial | Industrial - WA | Existing | Miscellaneous | Natural Gas | Miscellaneous | E9 |  | Baseline Forecast | bar: 2021 to 2047
Industrial_Industrial - WA_Existing_Miscellaneous_Natural Gas_Miscellaneous_E10_Baseline Forecast | Industrial | Industrial - WA | Existing | Miscellaneous | Natural Gas | Miscellaneous | E10 |  | Baseline Forecast | bar: 2021 to 2047
Industrial_Industrial - WA_New_Space Heating_Natural Gas_Furnace_E1_Baseline Forecast | Industrial | Industrial - WA | New | Space Heating | Natural Gas | Furnace | E1 | AFUE 80% (Standard) | Baseline Forecast | 100% | 100% | 100% | 0% | 0% | 0% | 0% | 0% | 0% | 0% | 0% | 0% | 0% | 0% | 0% | 0% | 0% | 0% | 0% | 0% | 0% | 0% | 0% | 0% | 0% | 0% | 0%
Industrial_Industrial - WA_New_Space Heating_Natural Gas_Furnace_E2_Baseline Forecast | Industrial | Industrial - WA | New | Space Heating | Natural Gas | Furnace | E2 | AFUE 90% | Baseline Forecast | 0% | 0% | 0% | 100% | 100% | 100% | 100% | 100% | 100% | 100% | 100% | 100% | 100% | 100% | 100% | 100% | 100% | 100% | 100% | 100% | 100% | 100% | 100% | 100% | 100% | 100% | 100%
Industrial_Industrial - WA_New_Space Heating_Natural Gas_Furnace_E3_Baseline Forecast | Industrial | Industrial - WA | New | Space Heating | Natural Gas | Furnace | E3 | AFUE 96% | Baseline Forecast | bar: 2021 to 2047
Industrial_Industrial - WA_New_Space Heating_Natural Gas_Furnace_E4_Baseline Forecast | Industrial | Industrial - WA | New | Space Heating | Natural Gas | Furnace | E4 |  | Baseline Forecast | bar: 2021 to 2047
Industrial_Industrial - WA_New_Space Heating_Natural Gas_Furnace_E5_Baseline Forecast | Industrial | Industrial - WA | New | Space Heating | Natural Gas | Furnace | E5 |  | Baseline Forecast | bar: 2021 to 2047
Industrial_Industrial - WA_New_Space Heating_Natural Gas_Furnace_E6_Baseline Forecast | Industrial | Industrial - WA | New | Space Heating | Natural Gas | Furnace | E6 |  | Baseline Forecast | bar: 2021 to 2047
Industrial_Industrial - WA_New_Space Heating_Natural Gas_Furnace_E7_Baseline Forecast | Industrial | Industrial - WA | New | Space Heating | Natural Gas | Furnace | E7 |  | Baseline Forecast | bar: 2021 to 2047
Industrial_Industrial - WA_New_Space Heating_Natural Gas_Furnace_E8_Baseline Forecast | Industrial | Industrial - WA | New | Space Heating | Natural Gas | Furnace | E8 |  | Baseline Forecast | bar: 2021 to 2047
Industrial_Industrial - WA_New_Space Heating_Natural Gas_Furnace_E9_Baseline Forecast | Industrial | Industrial - WA | New | Space Heating | Natural Gas | Furnace | E9 |  | Baseline Forecast | bar: 2021 to 2047
Industrial_Industrial - WA_New_Space Heating_Natural Gas_Furnace_E10_Baseline Forecast | Industrial | Industrial - WA | New | Space Heating | Natural Gas | Furnace | E10 |  | Baseline Forecast | bar: 2021 to 2047
Industrial_Industrial - WA_New_Space Heating_Natural Gas_Boiler_E1_Baseline Forecast | Industrial | Industrial - WA | New | Space Heating | Natural Gas | Boiler | E1 | AFUE 80% (Standard) | Baseline Forecast | 100% | 100% | 100% | 100% | 100% | 100% | 100% | 100% | 100% | 100% | 100% | 100% | 100% | 100% | 100% | 100% | 100% | 100% | 100% | 100% | 100% | 100% | 100% | 100% | 100% | 100% | 100%
Industrial_Industrial - WA_New_Space Heating_Natural Gas_Boiler_E2_Baseline Forecast | Industrial | Industrial - WA | New | Space Heating | Natural Gas | Boiler | E2 | AFUE 85% | Baseline Forecast | bar: 2021 to 2047
Industrial_Industrial - WA_New_Space Heating_Natural Gas_Boiler_E3_Baseline Forecast | Industrial | Industrial - WA | New | Space Heating | Natural Gas | Boiler | E3 | AFUE 97% | Baseline Forecast | bar: 2021 to 2047
Industrial_Industrial - WA_New_Space Heating_Natural Gas_Boiler_E4_Baseline Forecast | Industrial | Industrial - WA | New | Space Heating | Natural Gas | Boiler | E4 | Convert to NG Air Source Heat Pump | Baseline Forecast | bar: 2021 to 2047
Industrial_Industrial - WA_New_Space Heating_Natural Gas_Boiler_E5_Baseline Forecast | Industrial | Industrial - WA | New | Space Heating | Natural Gas | Boiler | E5 |  | Baseline Forecast | bar: 2021 to 2047
Industrial_Industrial - WA_New_Space Heating_Natural Gas_Boiler_E6_Baseline Forecast | Industrial | Industrial - WA | New | Space Heating | Natural Gas | Boiler | E6 |  | Baseline Forecast | bar: 2021 to 2047
Industrial_Industrial - WA_New_Space Heating_Natural Gas_Boiler_E7_Baseline Forecast | Industrial | Industrial - WA | New | Space Heating | Natural Gas | Boiler | E7 |  | Baseline Forecast | bar: 2021 to 2047
Industrial_Industrial - WA_New_Space Heating_Natural Gas_Boiler_E8_Baseline Forecast | Industrial | Industrial - WA | New | Space Heating | Natural Gas | Boiler | E8 |  | Baseline Forecast | bar: 2021 to 2047
Industrial_Industrial - WA_New_Space Heating_Natural Gas_Boiler_E9_Baseline Forecast | Industrial | Industrial - WA | New | Space Heating | Natural Gas | Boiler | E9 |  | Baseline Forecast | bar: 2021 to 2047
Industrial_Industrial - WA_New_Space Heating_Natural Gas_Boiler_E10_Baseline Forecast | Industrial | Industrial - WA | New | Space Heating | Natural Gas | Boiler | E10 |  | Baseline Forecast | bar: 2021 to 2047
Industrial_Industrial - WA_New_Space Heating_Natural Gas_Unit Heater_E1_Baseline Forecast | Industrial | Industrial - WA | New | Space Heating | Natural Gas | Unit Heater | E1 | Standard | Baseline Forecast | 100% | 100% | 100% | 100% | 100% | 100% | 100% | 100% | 100% | 100% | 100% | 100% | 100% | 100% | 100% | 100% | 100% | 100% | 100% | 100% | 100% | 100% | 100% | 100% | 100% | 100% | 100%
Industrial_Industrial - WA_New_Space Heating_Natural Gas_Unit Heater_E2_Baseline Forecast | Industrial | Industrial - WA | New | Space Heating | Natural Gas | Unit Heater | E2 | Condensing | Baseline Forecast | bar: 2021 to 2047
Industrial_Industrial - WA_New_Space Heating_Natural Gas_Unit Heater_E3_Baseline Forecast | Industrial | Industrial - WA | New | Space Heating | Natural Gas | Unit Heater | E3 | Infrared Radiant | Baseline Forecast | bar: 2021 to 2047
Industrial_Industrial - WA_New_Space Heating_Natural Gas_Unit Heater_E4_Baseline Forecast | Industrial | Industrial - WA | New | Space Heating | Natural Gas | Unit Heater | E4 |  | Baseline Forecast | bar: 2021 to 2047
Industrial_Industrial - WA_New_Space Heating_Natural Gas_Unit Heater_E5_Baseline Forecast | Industrial | Industrial - WA | New | Space Heating | Natural Gas | Unit Heater | E5 |  | Baseline Forecast | bar: 2021 to 2047
Industrial_Industrial - WA_New_Space Heating_Natural Gas_Unit Heater_E6_Baseline Forecast | Industrial | Industrial - WA | New | Space Heating | Natural Gas | Unit Heater | E6 |  | Baseline Forecast | bar: 2021 to 2047
Industrial_Industrial - WA_New_Space Heating_Natural Gas_Unit Heater_E7_Baseline Forecast | Industrial | Industrial - WA | New | Space Heating | Natural Gas | Unit Heater | E7 |  | Baseline Forecast | bar: 2021 to 2047
Industrial_Industrial - WA_New_Space Heating_Natural Gas_Unit Heater_E8_Baseline Forecast | Industrial | Industrial - WA | New | Space Heating | Natural Gas | Unit Heater | E8 |  | Baseline Forecast | bar: 2021 to 2047
Industrial_Industrial - WA_New_Space Heating_Natural Gas_Unit Heater_E9_Baseline Forecast | Industrial | Industrial - WA | New | Space Heating | Natural Gas | Unit Heater | E9 |  | Baseline Forecast | bar: 2021 to 2047
Industrial_Industrial - WA_New_Space Heating_Natural Gas_Unit Heater_E10_Baseline Forecast | Industrial | Industrial - WA | New | Space Heating | Natural Gas | Unit Heater | E10 |  | Baseline Forecast | bar: 2021 to 2047
Industrial_Industrial - WA_New_Process_Natural Gas_Process Boiler_E1_Baseline Forecast | Industrial | Industrial - WA | New | Process | Natural Gas | Process Boiler | E1 | Standard | Baseline Forecast | 100% | 100% | 100% | 100% | 100% | 100% | 100% | 100% | 100% | 100% | 100% | 100% | 100% | 100% | 100% | 100% | 100% | 100% | 100% | 100% | 100% | 100% | 100% | 100% | 100% | 100% | 100%
Industrial_Industrial - WA_New_Process_Natural Gas_Process Boiler_E2_Baseline Forecast | Industrial | Industrial - WA | New | Process | Natural Gas | Process Boiler | E2 |  | Baseline Forecast | bar: 2021 to 2047
Industrial_Industrial - WA_New_Process_Natural Gas_Process Boiler_E3_Baseline Forecast | Industrial | Industrial - WA | New | Process | Natural Gas | Process Boiler | E3 |  | Baseline Forecast | bar: 2021 to 2047
Industrial_Industrial - WA_New_Process_Natural Gas_Process Boiler_E4_Baseline Forecast | Industrial | Industrial - WA | New | Process | Natural Gas | Process Boiler | E4 |  | Baseline Forecast | bar: 2021 to 2047
Industrial_Industrial - WA_New_Process_Natural Gas_Process Boiler_E5_Baseline Forecast | Industrial | Industrial - WA | New | Process | Natural Gas | Process Boiler | E5 |  | Baseline Forecast | bar: 2021 to 2047
Industrial_Industrial - WA_New_Process_Natural Gas_Process Boiler_E6_Baseline Forecast | Industrial | Industrial - WA | New | Process | Natural Gas | Process Boiler | E6 |  | Baseline Forecast | bar: 2021 to 2047
Industrial_Industrial - WA_New_Process_Natural Gas_Process Boiler_E7_Baseline Forecast | Industrial | Industrial - WA | New | Process | Natural Gas | Process Boiler | E7 |  | Baseline Forecast | bar: 2021 to 2047
Industrial_Industrial - WA_New_Process_Natural Gas_Process Boiler_E8_Baseline Forecast | Industrial | Industrial - WA | New | Process | Natural Gas | Process Boiler | E8 |  | Baseline Forecast | bar: 2021 to 2047
Industrial_Industrial - WA_New_Process_Natural Gas_Process Boiler_E9_Baseline Forecast | Industrial | Industrial - WA | New | Process | Natural Gas | Process Boiler | E9 |  | Baseline Forecast | bar: 2021 to 2047
Industrial_Industrial - WA_New_Process_Natural Gas_Process Boiler_E10_Baseline Forecast | Industrial | Industrial - WA | New | Process | Natural Gas | Process Boiler | E10 |  | Baseline Forecast | bar: 2021 to 2047
Industrial_Industrial - WA_New_Process_Natural Gas_Process Heating_E1_Baseline Forecast | Industrial | Industrial - WA | New | Process | Natural Gas | Process Heating | E1 | Standard | Baseline Forecast | 100% | 100% | 100% | 100% | 100% | 100% | 100% | 100% | 100% | 100% | 100% | 100% | 100% | 100% | 100% | 100% | 100% | 100% | 100% | 100% | 100% | 100% | 100% | 100% | 100% | 100% | 100%
Industrial_Industrial - WA_New_Process_Natural Gas_Process Heating_E2_Baseline Forecast | Industrial | Industrial - WA | New | Process | Natural Gas | Process Heating | E2 |  | Baseline Forecast | bar: 2021 to 2047
Industrial_Industrial - WA_New_Process_Natural Gas_Process Heating_E3_Baseline Forecast | Industrial | Industrial - WA | New | Process | Natural Gas | Process Heating | E3 |  | Baseline Forecast | bar: 2021 to 2047
Industrial_Industrial - WA_New_Process_Natural Gas_Process Heating_E4_Baseline Forecast | Industrial | Industrial - WA | New | Process | Natural Gas | Process Heating | E4 |  | Baseline Forecast | bar: 2021 to 2047
Industrial_Industrial - WA_New_Process_Natural Gas_Process Heating_E5_Baseline Forecast | Industrial | Industrial - WA | New | Process | Natural Gas | Process Heating | E5 |  | Baseline Forecast | bar: 2021 to 2047
Industrial_Industrial - WA_New_Process_Natural Gas_Process Heating_E6_Baseline Forecast | Industrial | Industrial - WA | New | Process | Natural Gas | Process Heating | E6 |  | Baseline Forecast | bar: 2021 to 2047
Industrial_Industrial - WA_New_Process_Natural Gas_Process Heating_E7_Baseline Forecast | Industrial | Industrial - WA | New | Process | Natural Gas | Process Heating | E7 |  | Baseline Forecast | bar: 2021 to 2047
Industrial_Industrial - WA_New_Process_Natural Gas_Process Heating_E8_Baseline Forecast | Industrial | Industrial - WA | New | Process | Natural Gas | Process Heating | E8 |  | Baseline Forecast | bar: 2021 to 2047
Industrial_Industrial - WA_New_Process_Natural Gas_Process Heating_E9_Baseline Forecast | Industrial | Industrial - WA | New | Process | Natural Gas | Process Heating | E9 |  | Baseline Forecast | bar: 2021 to 2047
Industrial_Industrial - WA_New_Process_Natural Gas_Process Heating_E10_Baseline Forecast | Industrial | Industrial - WA | New | Process | Natural Gas | Process Heating | E10 |  | Baseline Forecast | bar: 2021 to 2047
Industrial_Industrial - WA_New_Process_Natural Gas_Process Cooling_E1_Baseline Forecast | Industrial | Industrial - WA | New | Process | Natural Gas | Process Cooling | E1 | Standard | Baseline Forecast | 100% | 100% | 100% | 100% | 100% | 100% | 100% | 100% | 100% | 100% | 100% | 100% | 100% | 100% | 100% | 100% | 100% | 100% | 100% | 100% | 100% | 100% | 100% | 100% | 100% | 100% | 100%
Industrial_Industrial - WA_New_Process_Natural Gas_Process Cooling_E2_Baseline Forecast | Industrial | Industrial - WA | New | Process | Natural Gas | Process Cooling | E2 |  | Baseline Forecast | bar: 2021 to 2047
Industrial_Industrial - WA_New_Process_Natural Gas_Process Cooling_E3_Baseline Forecast | Industrial | Industrial - WA | New | Process | Natural Gas | Process Cooling | E3 |  | Baseline Forecast | bar: 2021 to 2047
Industrial_Industrial - WA_New_Process_Natural Gas_Process Cooling_E4_Baseline Forecast | Industrial | Industrial - WA | New | Process | Natural Gas | Process Cooling | E4 |  | Baseline Forecast | bar: 2021 to 2047
Industrial_Industrial - WA_New_Process_Natural Gas_Process Cooling_E5_Baseline Forecast | Industrial | Industrial - WA | New | Process | Natural Gas | Process Cooling | E5 |  | Baseline Forecast | bar: 2021 to 2047
Industrial_Industrial - WA_New_Process_Natural Gas_Process Cooling_E6_Baseline Forecast | Industrial | Industrial - WA | New | Process | Natural Gas | Process Cooling | E6 |  | Baseline Forecast | bar: 2021 to 2047
Industrial_Industrial - WA_New_Process_Natural Gas_Process Cooling_E7_Baseline Forecast | Industrial | Industrial - WA | New | Process | Natural Gas | Process Cooling | E7 |  | Baseline Forecast | bar: 2021 to 2047
Industrial_Industrial - WA_New_Process_Natural Gas_Process Cooling_E8_Baseline Forecast | Industrial | Industrial - WA | New | Process | Natural Gas | Process Cooling | E8 |  | Baseline Forecast | bar: 2021 to 2047
Industrial_Industrial - WA_New_Process_Natural Gas_Process Cooling_E9_Baseline Forecast | Industrial | Industrial - WA | New | Process | Natural Gas | Process Cooling | E9 |  | Baseline Forecast | bar: 2021 to 2047
Industrial_Industrial - WA_New_Process_Natural Gas_Process Cooling_E10_Baseline Forecast | Industrial | Industrial - WA | New | Process | Natural Gas | Process Cooling | E10 |  | Baseline Forecast | bar: 2021 to 2047
Industrial_Industrial - WA_New_Process_Natural Gas_Other Process_E1_Baseline Forecast | Industrial | Industrial - WA | New | Process | Natural Gas | Other Process | E1 | Standard | Baseline Forecast | 100% | 100% | 100% | 100% | 100% | 100% | 100% | 100% | 100% | 100% | 100% | 100% | 100% | 100% | 100% | 100% | 100% | 100% | 100% | 100% | 100% | 100% | 100% | 100% | 100% | 100% | 100%
Industrial_Industrial - WA_New_Process_Natural Gas_Other Process_E2_Baseline Forecast | Industrial | Industrial - WA | New | Process | Natural Gas | Other Process | E2 |  | Baseline Forecast | bar: 2021 to 2047
Industrial_Industrial - WA_New_Process_Natural Gas_Other Process_E3_Baseline Forecast | Industrial | Industrial - WA | New | Process | Natural Gas | Other Process | E3 |  | Baseline Forecast | bar: 2021 to 2047
Industrial_Industrial - WA_New_Process_Natural Gas_Other Process_E4_Baseline Forecast | Industrial | Industrial - WA | New | Process | Natural Gas | Other Process | E4 |  | Baseline Forecast | bar: 2021 to 2047
Industrial_Industrial - WA_New_Process_Natural Gas_Other Process_E5_Baseline Forecast | Industrial | Industrial - WA | New | Process | Natural Gas | Other Process | E5 |  | Baseline Forecast | bar: 2021 to 2047
Industrial_Industrial - WA_New_Process_Natural Gas_Other Process_E6_Baseline Forecast | Industrial | Industrial - WA | New | Process | Natural Gas | Other Process | E6 |  | Baseline Forecast | bar: 2021 to 2047
Industrial_Industrial - WA_New_Process_Natural Gas_Other Process_E7_Baseline Forecast | Industrial | Industrial - WA | New | Process | Natural Gas | Other Process | E7 |  | Baseline Forecast | bar: 2021 to 2047
Industrial_Industrial - WA_New_Process_Natural Gas_Other Process_E8_Baseline Forecast | Industrial | Industrial - WA | New | Process | Natural Gas | Other Process | E8 |  | Baseline Forecast | bar: 2021 to 2047
Industrial_Industrial - WA_New_Process_Natural Gas_Other Process_E9_Baseline Forecast | Industrial | Industrial - WA | New | Process | Natural Gas | Other Process | E9 |  | Baseline Forecast | bar: 2021 to 2047
Industrial_Industrial - WA_New_Process_Natural Gas_Other Process_E10_Baseline Forecast | Industrial | Industrial - WA | New | Process | Natural Gas | Other Process | E10 |  | Baseline Forecast | bar: 2021 to 2047
Industrial_Industrial - WA_New_Miscellaneous_Natural Gas_Miscellaneous_E1_Baseline Forecast | Industrial | Industrial - WA | New | Miscellaneous | Natural Gas | Miscellaneous | E1 | Standard | Baseline Forecast | 100% | 100% | 100% | 100% | 100% | 100% | 100% | 100% | 100% | 100% | 100% | 100% | 100% | 100% | 100% | 100% | 100% | 100% | 100% | 100% | 100% | 100% | 100% | 100% | 100% | 100% | 100%
Industrial_Industrial - WA_New_Miscellaneous_Natural Gas_Miscellaneous_E2_Baseline Forecast | Industrial | Industrial - WA | New | Miscellaneous | Natural Gas | Miscellaneous | E2 |  | Baseline Forecast | bar: 2021 to 2047
Industrial_Industrial - WA_New_Miscellaneous_Natural Gas_Miscellaneous_E3_Baseline Forecast | Industrial | Industrial - WA | New | Miscellaneous | Natural Gas | Miscellaneous | E3 |  | Baseline Forecast | bar: 2021 to 2047
Industrial_Industrial - WA_New_Miscellaneous_Natural Gas_Miscellaneous_E4_Baseline Forecast | Industrial | Industrial - WA | New | Miscellaneous | Natural Gas | Miscellaneous | E4 |  | Baseline Forecast | bar: 2021 to 2047
Industrial_Industrial - WA_New_Miscellaneous_Natural Gas_Miscellaneous_E5_Baseline Forecast | Industrial | Industrial - WA | New | Miscellaneous | Natural Gas | Miscellaneous | E5 |  | Baseline Forecast | bar: 2021 to 2047
Industrial_Industrial - WA_New_Miscellaneous_Natural Gas_Miscellaneous_E6_Baseline Forecast | Industrial | Industrial - WA | New | Miscellaneous | Natural Gas | Miscellaneous | E6 |  | Baseline Forecast | bar: 2021 to 2047
Industrial_Industrial - WA_New_Miscellaneous_Natural Gas_Miscellaneous_E7_Baseline Forecast | Industrial | Industrial - WA | New | Miscellaneous | Natural Gas | Miscellaneous | E7 |  | Baseline Forecast | bar: 2021 to 2047
Industrial_Industrial - WA_New_Miscellaneous_Natural Gas_Miscellaneous_E8_Baseline Forecast | Industrial | Industrial - WA | New | Miscellaneous | Natural Gas | Miscellaneous | E8 |  | Baseline Forecast | bar: 2021 to 2047
Industrial_Industrial - WA_New_Miscellaneous_Natural Gas_Miscellaneous_E9_Baseline Forecast | Industrial | Industrial - WA | New | Miscellaneous | Natural Gas | Miscellaneous | E9 |  | Baseline Forecast | bar: 2021 to 2047
Industrial_Industrial - WA_New_Miscellaneous_Natural Gas_Miscellaneous_E10_Baseline Forecast | Industrial | Industrial - WA | New | Miscellaneous | Natural Gas | Miscellaneous | E10 |  | Baseline Forecast | bar: 2021 to 2047
Industrial_Industrial - ID_Existing_Space Heating_Natural Gas_Furnace_E1_Baseline Forecast | Industrial | Industrial - ID | Existing | Space Heating | Natural Gas | Furnace | E1 | AFUE 80% (Standard) | Baseline Forecast | 99.64% | 99.64% | 99.64% | 0% | 0% | 0% | 0% | 0% | 0% | 0% | 0% | 0% | 0% | 0% | 0% | 0% | 0% | 0% | 0% | 0% | 0% | 0% | 0% | 0% | 0% | 0% | 0%
Industrial_Industrial - ID_Existing_Space Heating_Natural Gas_Furnace_E2_Baseline Forecast | Industrial | Industrial - ID | Existing | Space Heating | Natural Gas | Furnace | E2 | AFUE 90% | Baseline Forecast | 0.3598% | 0.3598% | 0.3598% | 100% | 100% | 100% | 100% | 100% | 100% | 100% | 100% | 100% | 100% | 100% | 100% | 100% | 100% | 100% | 100% | 100% | 100% | 100% | 100% | 100% | 100% | 100% | 100%
Industrial_Industrial - ID_Existing_Space Heating_Natural Gas_Furnace_E3_Baseline Forecast | Industrial | Industrial - ID | Existing | Space Heating | Natural Gas | Furnace | E3 | AFUE 96% | Baseline Forecast | bar: 2021 to 2047
Industrial_Industrial - ID_Existing_Space Heating_Natural Gas_Furnace_E4_Baseline Forecast | Industrial | Industrial - ID | Existing | Space Heating | Natural Gas | Furnace | E4 |  | Baseline Forecast | bar: 2021 to 2047
Industrial_Industrial - ID_Existing_Space Heating_Natural Gas_Furnace_E5_Baseline Forecast | Industrial | Industrial - ID | Existing | Space Heating | Natural Gas | Furnace | E5 |  | Baseline Forecast | bar: 2021 to 2047
Industrial_Industrial - ID_Existing_Space Heating_Natural Gas_Furnace_E6_Baseline Forecast | Industrial | Industrial - ID | Existing | Space Heating | Natural Gas | Furnace | E6 |  | Baseline Forecast | bar: 2021 to 2047
Industrial_Industrial - ID_Existing_Space Heating_Natural Gas_Furnace_E7_Baseline Forecast | Industrial | Industrial - ID | Existing | Space Heating | Natural Gas | Furnace | E7 |  | Baseline Forecast | bar: 2021 to 2047
Industrial_Industrial - ID_Existing_Space Heating_Natural Gas_Furnace_E8_Baseline Forecast | Industrial | Industrial - ID | Existing | Space Heating | Natural Gas | Furnace | E8 |  | Baseline Forecast | bar: 2021 to 2047
Industrial_Industrial - ID_Existing_Space Heating_Natural Gas_Furnace_E9_Baseline Forecast | Industrial | Industrial - ID | Existing | Space Heating | Natural Gas | Furnace | E9 |  | Baseline Forecast | bar: 2021 to 2047
Industrial_Industrial - ID_Existing_Space Heating_Natural Gas_Furnace_E10_Baseline Forecast | Industrial | Industrial - ID | Existing | Space Heating | Natural Gas | Furnace | E10 |  | Baseline Forecast | bar: 2021 to 2047
Industrial_Industrial - ID_Existing_Space Heating_Natural Gas_Boiler_E1_Baseline Forecast | Industrial | Industrial - ID | Existing | Space Heating | Natural Gas | Boiler | E1 | AFUE 80% (Standard) | Baseline Forecast | 100% | 100% | 100% | 100% | 100% | 100% | 100% | 100% | 100% | 100% | 100% | 100% | 100% | 100% | 100% | 100% | 100% | 100% | 100% | 100% | 100% | 100% | 100% | 100% | 100% | 100% | 100%
Industrial_Industrial - ID_Existing_Space Heating_Natural Gas_Boiler_E2_Baseline Forecast | Industrial | Industrial - ID | Existing | Space Heating | Natural Gas | Boiler | E2 | AFUE 85% | Baseline Forecast | bar: 2021 to 2047
Industrial_Industrial - ID_Existing_Space Heating_Natural Gas_Boiler_E3_Baseline Forecast | Industrial | Industrial - ID | Existing | Space Heating | Natural Gas | Boiler | E3 | AFUE 97% | Baseline Forecast | bar: 2021 to 2047
Industrial_Industrial - ID_Existing_Space Heating_Natural Gas_Boiler_E4_Baseline Forecast | Industrial | Industrial - ID | Existing | Space Heating | Natural Gas | Boiler | E4 | Convert to NG Air Source Heat Pump | Baseline Forecast | bar: 2021 to 2047
Industrial_Industrial - ID_Existing_Space Heating_Natural Gas_Boiler_E5_Baseline Forecast | Industrial | Industrial - ID | Existing | Space Heating | Natural Gas | Boiler | E5 |  | Baseline Forecast | bar: 2021 to 2047
Industrial_Industrial - ID_Existing_Space Heating_Natural Gas_Boiler_E6_Baseline Forecast | Industrial | Industrial - ID | Existing | Space Heating | Natural Gas | Boiler | E6 |  | Baseline Forecast | bar: 2021 to 2047
Industrial_Industrial - ID_Existing_Space Heating_Natural Gas_Boiler_E7_Baseline Forecast | Industrial | Industrial - ID | Existing | Space Heating | Natural Gas | Boiler | E7 |  | Baseline Forecast | bar: 2021 to 2047
Industrial_Industrial - ID_Existing_Space Heating_Natural Gas_Boiler_E8_Baseline Forecast | Industrial | Industrial - ID | Existing | Space Heating | Natural Gas | Boiler | E8 |  | Baseline Forecast | bar: 2021 to 2047
Industrial_Industrial - ID_Existing_Space Heating_Natural Gas_Boiler_E9_Baseline Forecast | Industrial | Industrial - ID | Existing | Space Heating | Natural Gas | Boiler | E9 |  | Baseline Forecast | bar: 2021 to 2047
Industrial_Industrial - ID_Existing_Space Heating_Natural Gas_Boiler_E10_Baseline Forecast | Industrial | Industrial - ID | Existing | Space Heating | Natural Gas | Boiler | E10 |  | Baseline Forecast | bar: 2021 to 2047
Industrial_Industrial - ID_Existing_Space Heating_Natural Gas_Unit Heater_E1_Baseline Forecast | Industrial | Industrial - ID | Existing | Space Heating | Natural Gas | Unit Heater | E1 | Standard | Baseline Forecast | 100% | 100% | 100% | 100% | 100% | 100% | 100% | 100% | 100% | 100% | 100% | 100% | 100% | 100% | 100% | 100% | 100% | 100% | 100% | 100% | 100% | 100% | 100% | 100% | 100% | 100% | 100%
Industrial_Industrial - ID_Existing_Space Heating_Natural Gas_Unit Heater_E2_Baseline Forecast | Industrial | Industrial - ID | Existing | Space Heating | Natural Gas | Unit Heater | E2 | Condensing | Baseline Forecast | bar: 2021 to 2047
Industrial_Industrial - ID_Existing_Space Heating_Natural Gas_Unit Heater_E3_Baseline Forecast | Industrial | Industrial - ID | Existing | Space Heating | Natural Gas | Unit Heater | E3 | Infrared Radiant | Baseline Forecast | bar: 2021 to 2047
Industrial_Industrial - ID_Existing_Space Heating_Natural Gas_Unit Heater_E4_Baseline Forecast | Industrial | Industrial - ID | Existing | Space Heating | Natural Gas | Unit Heater | E4 |  | Baseline Forecast | bar: 2021 to 2047
Industrial_Industrial - ID_Existing_Space Heating_Natural Gas_Unit Heater_E5_Baseline Forecast | Industrial | Industrial - ID | Existing | Space Heating | Natural Gas | Unit Heater | E5 |  | Baseline Forecast | bar: 2021 to 2047
Industrial_Industrial - ID_Existing_Space Heating_Natural Gas_Unit Heater_E6_Baseline Forecast | Industrial | Industrial - ID | Existing | Space Heating | Natural Gas | Unit Heater | E6 |  | Baseline Forecast | bar: 2021 to 2047
Industrial_Industrial - ID_Existing_Space Heating_Natural Gas_Unit Heater_E7_Baseline Forecast | Industrial | Industrial - ID | Existing | Space Heating | Natural Gas | Unit Heater | E7 |  | Baseline Forecast | bar: 2021 to 2047
Industrial_Industrial - ID_Existing_Space Heating_Natural Gas_Unit Heater_E8_Baseline Forecast | Industrial | Industrial - ID | Existing | Space Heating | Natural Gas | Unit Heater | E8 |  | Baseline Forecast | bar: 2021 to 2047
Industrial_Industrial - ID_Existing_Space Heating_Natural Gas_Unit Heater_E9_Baseline Forecast | Industrial | Industrial - ID | Existing | Space Heating | Natural Gas | Unit Heater | E9 |  | Baseline Forecast | bar: 2021 to 2047
Industrial_Industrial - ID_Existing_Space Heating_Natural Gas_Unit Heater_E10_Baseline Forecast | Industrial | Industrial - ID | Existing | Space Heating | Natural Gas | Unit Heater | E10 |  | Baseline Forecast | bar: 2021 to 2047
Industrial_Industrial - ID_Existing_Process_Natural Gas_Process Boiler_E1_Baseline Forecast | Industrial | Industrial - ID | Existing | Process | Natural Gas | Process Boiler | E1 | Standard | Baseline Forecast | 100% | 100% | 100% | 100% | 100% | 100% | 100% | 100% | 100% | 100% | 100% | 100% | 100% | 100% | 100% | 100% | 100% | 100% | 100% | 100% | 100% | 100% | 100% | 100% | 100% | 100% | 100%
Industrial_Industrial - ID_Existing_Process_Natural Gas_Process Boiler_E2_Baseline Forecast | Industrial | Industrial - ID | Existing | Process | Natural Gas | Process Boiler | E2 |  | Baseline Forecast | bar: 2021 to 2047
Industrial_Industrial - ID_Existing_Process_Natural Gas_Process Boiler_E3_Baseline Forecast | Industrial | Industrial - ID | Existing | Process | Natural Gas | Process Boiler | E3 |  | Baseline Forecast | bar: 2021 to 2047
Industrial_Industrial - ID_Existing_Process_Natural Gas_Process Boiler_E4_Baseline Forecast | Industrial | Industrial - ID | Existing | Process | Natural Gas | Process Boiler | E4 |  | Baseline Forecast | bar: 2021 to 2047
Industrial_Industrial - ID_Existing_Process_Natural Gas_Process Boiler_E5_Baseline Forecast | Industrial | Industrial - ID | Existing | Process | Natural Gas | Process Boiler | E5 |  | Baseline Forecast | bar: 2021 to 2047
Industrial_Industrial - ID_Existing_Process_Natural Gas_Process Boiler_E6_Baseline Forecast | Industrial | Industrial - ID | Existing | Process | Natural Gas | Process Boiler | E6 |  | Baseline Forecast | bar: 2021 to 2047
Industrial_Industrial - ID_Existing_Process_Natural Gas_Process Boiler_E7_Baseline Forecast | Industrial | Industrial - ID | Existing | Process | Natural Gas | Process Boiler | E7 |  | Baseline Forecast | bar: 2021 to 2047
Industrial_Industrial - ID_Existing_Process_Natural Gas_Process Boiler_E8_Baseline Forecast | Industrial | Industrial - ID | Existing | Process | Natural Gas | Process Boiler | E8 |  | Baseline Forecast | bar: 2021 to 2047
Industrial_Industrial - ID_Existing_Process_Natural Gas_Process Boiler_E9_Baseline Forecast | Industrial | Industrial - ID | Existing | Process | Natural Gas | Process Boiler | E9 |  | Baseline Forecast | bar: 2021 to 2047
Industrial_Industrial - ID_Existing_Process_Natural Gas_Process Boiler_E10_Baseline Forecast | Industrial | Industrial - ID | Existing | Process | Natural Gas | Process Boiler | E10 |  | Baseline Forecast | bar: 2021 to 2047
Industrial_Industrial - ID_Existing_Process_Natural Gas_Process Heating_E1_Baseline Forecast | Industrial | Industrial - ID | Existing | Process | Natural Gas | Process Heating | E1 | Standard | Baseline Forecast | 100% | 100% | 100% | 100% | 100% | 100% | 100% | 100% | 100% | 100% | 100% | 100% | 100% | 100% | 100% | 100% | 100% | 100% | 100% | 100% | 100% | 100% | 100% | 100% | 100% | 100% | 100%
Industrial_Industrial - ID_Existing_Process_Natural Gas_Process Heating_E2_Baseline Forecast | Industrial | Industrial - ID | Existing | Process | Natural Gas | Process Heating | E2 |  | Baseline Forecast | bar: 2021 to 2047
Industrial_Industrial - ID_Existing_Process_Natural Gas_Process Heating_E3_Baseline Forecast | Industrial | Industrial - ID | Existing | Process | Natural Gas | Process Heating | E3 |  | Baseline Forecast | bar: 2021 to 2047
Industrial_Industrial - ID_Existing_Process_Natural Gas_Process Heating_E4_Baseline Forecast | Industrial | Industrial - ID | Existing | Process | Natural Gas | Process Heating | E4 |  | Baseline Forecast | bar: 2021 to 2047
Industrial_Industrial - ID_Existing_Process_Natural Gas_Process Heating_E5_Baseline Forecast | Industrial | Industrial - ID | Existing | Process | Natural Gas | Process Heating | E5 |  | Baseline Forecast | bar: 2021 to 2047
Industrial_Industrial - ID_Existing_Process_Natural Gas_Process Heating_E6_Baseline Forecast | Industrial | Industrial - ID | Existing | Process | Natural Gas | Process Heating | E6 |  | Baseline Forecast | bar: 2021 to 2047
Industrial_Industrial - ID_Existing_Process_Natural Gas_Process Heating_E7_Baseline Forecast | Industrial | Industrial - ID | Existing | Process | Natural Gas | Process Heating | E7 |  | Baseline Forecast | bar: 2021 to 2047
Industrial_Industrial - ID_Existing_Process_Natural Gas_Process Heating_E8_Baseline Forecast | Industrial | Industrial - ID | Existing | Process | Natural Gas | Process Heating | E8 |  | Baseline Forecast | bar: 2021 to 2047
Industrial_Industrial - ID_Existing_Process_Natural Gas_Process Heating_E9_Baseline Forecast | Industrial | Industrial - ID | Existing | Process | Natural Gas | Process Heating | E9 |  | Baseline Forecast | bar: 2021 to 2047
Industrial_Industrial - ID_Existing_Process_Natural Gas_Process Heating_E10_Baseline Forecast | Industrial | Industrial - ID | Existing | Process | Natural Gas | Process Heating | E10 |  | Baseline Forecast | bar: 2021 to 2047
Industrial_Industrial - ID_Existing_Process_Natural Gas_Process Cooling_E1_Baseline Forecast | Industrial | Industrial - ID | Existing | Process | Natural Gas | Process Cooling | E1 | Standard | Baseline Forecast | 100% | 100% | 100% | 100% | 100% | 100% | 100% | 100% | 100% | 100% | 100% | 100% | 100% | 100% | 100% | 100% | 100% | 100% | 100% | 100% | 100% | 100% | 100% | 100% | 100% | 100% | 100%
Industrial_Industrial - ID_Existing_Process_Natural Gas_Process Cooling_E2_Baseline Forecast | Industrial | Industrial - ID | Existing | Process | Natural Gas | Process Cooling | E2 |  | Baseline Forecast | bar: 2021 to 2047
Industrial_Industrial - ID_Existing_Process_Natural Gas_Process Cooling_E3_Baseline Forecast | Industrial | Industrial - ID | Existing | Process | Natural Gas | Process Cooling | E3 |  | Baseline Forecast | bar: 2021 to 2047
Industrial_Industrial - ID_Existing_Process_Natural Gas_Process Cooling_E4_Baseline Forecast | Industrial | Industrial - ID | Existing | Process | Natural Gas | Process Cooling | E4 |  | Baseline Forecast | bar: 2021 to 2047
Industrial_Industrial - ID_Existing_Process_Natural Gas_Process Cooling_E5_Baseline Forecast | Industrial | Industrial - ID | Existing | Process | Natural Gas | Process Cooling | E5 |  | Baseline Forecast | bar: 2021 to 2047
Industrial_Industrial - ID_Existing_Process_Natural Gas_Process Cooling_E6_Baseline Forecast | Industrial | Industrial - ID | Existing | Process | Natural Gas | Process Cooling | E6 |  | Baseline Forecast | bar: 2021 to 2047
Industrial_Industrial - ID_Existing_Process_Natural Gas_Process Cooling_E7_Baseline Forecast | Industrial | Industrial - ID | Existing | Process | Natural Gas | Process Cooling | E7 |  | Baseline Forecast | bar: 2021 to 2047
Industrial_Industrial - ID_Existing_Process_Natural Gas_Process Cooling_E8_Baseline Forecast | Industrial | Industrial - ID | Existing | Process | Natural Gas | Process Cooling | E8 |  | Baseline Forecast | bar: 2021 to 2047
Industrial_Industrial - ID_Existing_Process_Natural Gas_Process Cooling_E9_Baseline Forecast | Industrial | Industrial - ID | Existing | Process | Natural Gas | Process Cooling | E9 |  | Baseline Forecast | bar: 2021 to 2047
Industrial_Industrial - ID_Existing_Process_Natural Gas_Process Cooling_E10_Baseline Forecast | Industrial | Industrial - ID | Existing | Process | Natural Gas | Process Cooling | E10 |  | Baseline Forecast | bar: 2021 to 2047
Industrial_Industrial - ID_Existing_Process_Natural Gas_Other Process_E1_Baseline Forecast | Industrial | Industrial - ID | Existing | Process | Natural Gas | Other Process | E1 | Standard | Baseline Forecast | 100% | 100% | 100% | 100% | 100% | 100% | 100% | 100% | 100% | 100% | 100% | 100% | 100% | 100% | 100% | 100% | 100% | 100% | 100% | 100% | 100% | 100% | 100% | 100% | 100% | 100% | 100%
Industrial_Industrial - ID_Existing_Process_Natural Gas_Other Process_E2_Baseline Forecast | Industrial | Industrial - ID | Existing | Process | Natural Gas | Other Process | E2 |  | Baseline Forecast | bar: 2021 to 2047
Industrial_Industrial - ID_Existing_Process_Natural Gas_Other Process_E3_Baseline Forecast | Industrial | Industrial - ID | Existing | Process | Natural Gas | Other Process | E3 |  | Baseline Forecast | bar: 2021 to 2047
Industrial_Industrial - ID_Existing_Process_Natural Gas_Other Process_E4_Baseline Forecast | Industrial | Industrial - ID | Existing | Process | Natural Gas | Other Process | E4 |  | Baseline Forecast | bar: 2021 to 2047
Industrial_Industrial - ID_Existing_Process_Natural Gas_Other Process_E5_Baseline Forecast | Industrial | Industrial - ID | Existing | Process | Natural Gas | Other Process | E5 |  | Baseline Forecast | bar: 2021 to 2047
Industrial_Industrial - ID_Existing_Process_Natural Gas_Other Process_E6_Baseline Forecast | Industrial | Industrial - ID | Existing | Process | Natural Gas | Other Process | E6 |  | Baseline Forecast | bar: 2021 to 2047
Industrial_Industrial - ID_Existing_Process_Natural Gas_Other Process_E7_Baseline Forecast | Industrial | Industrial - ID | Existing | Process | Natural Gas | Other Process | E7 |  | Baseline Forecast | bar: 2021 to 2047
Industrial_Industrial - ID_Existing_Process_Natural Gas_Other Process_E8_Baseline Forecast | Industrial | Industrial - ID | Existing | Process | Natural Gas | Other Process | E8 |  | Baseline Forecast | bar: 2021 to 2047
Industrial_Industrial - ID_Existing_Process_Natural Gas_Other Process_E9_Baseline Forecast | Industrial | Industrial - ID | Existing | Process | Natural Gas | Other Process | E9 |  | Baseline Forecast | bar: 2021 to 2047
Industrial_Industrial - ID_Existing_Process_Natural Gas_Other Process_E10_Baseline Forecast | Industrial | Industrial - ID | Existing | Process | Natural Gas | Other Process | E10 |  | Baseline Forecast | bar: 2021 to 2047
Industrial_Industrial - ID_Existing_Miscellaneous_Natural Gas_Miscellaneous_E1_Baseline Forecast | Industrial | Industrial - ID | Existing | Miscellaneous | Natural Gas | Miscellaneous | E1 | Standard | Baseline Forecast | 100% | 100% | 100% | 100% | 100% | 100% | 100% | 100% | 100% | 100% | 100% | 100% | 100% | 100% | 100% | 100% | 100% | 100% | 100% | 100% | 100% | 100% | 100% | 100% | 100% | 100% | 100%
Industrial_Industrial - ID_Existing_Miscellaneous_Natural Gas_Miscellaneous_E2_Baseline Forecast | Industrial | Industrial - ID | Existing | Miscellaneous | Natural Gas | Miscellaneous | E2 |  | Baseline Forecast | bar: 2021 to 2047
Industrial_Industrial - ID_Existing_Miscellaneous_Natural Gas_Miscellaneous_E3_Baseline Forecast | Industrial | Industrial - ID | Existing | Miscellaneous | Natural Gas | Miscellaneous | E3 |  | Baseline Forecast | bar: 2021 to 2047
Industrial_Industrial - ID_Existing_Miscellaneous_Natural Gas_Miscellaneous_E4_Baseline Forecast | Industrial | Industrial - ID | Existing | Miscellaneous | Natural Gas | Miscellaneous | E4 |  | Baseline Forecast | bar: 2021 to 2047
Industrial_Industrial - ID_Existing_Miscellaneous_Natural Gas_Miscellaneous_E5_Baseline Forecast | Industrial | Industrial - ID | Existing | Miscellaneous | Natural Gas | Miscellaneous | E5 |  | Baseline Forecast | bar: 2021 to 2047
Industrial_Industrial - ID_Existing_Miscellaneous_Natural Gas_Miscellaneous_E6_Baseline Forecast | Industrial | Industrial - ID | Existing | Miscellaneous | Natural Gas | Miscellaneous | E6 |  | Baseline Forecast | bar: 2021 to 2047
Industrial_Industrial - ID_Existing_Miscellaneous_Natural Gas_Miscellaneous_E7_Baseline Forecast | Industrial | Industrial - ID | Existing | Miscellaneous | Natural Gas | Miscellaneous | E7 |  | Baseline Forecast | bar: 2021 to 2047
Industrial_Industrial - ID_Existing_Miscellaneous_Natural Gas_Miscellaneous_E8_Baseline Forecast | Industrial | Industrial - ID | Existing | Miscellaneous | Natural Gas | Miscellaneous | E8 |  | Baseline Forecast | bar: 2021 to 2047
Industrial_Industrial - ID_Existing_Miscellaneous_Natural Gas_Miscellaneous_E9_Baseline Forecast | Industrial | Industrial - ID | Existing | Miscellaneous | Natural Gas | Miscellaneous | E9 |  | Baseline Forecast | bar: 2021 to 2047
Industrial_Industrial - ID_Existing_Miscellaneous_Natural Gas_Miscellaneous_E10_Baseline Forecast | Industrial | Industrial - ID | Existing | Miscellaneous | Natural Gas | Miscellaneous | E10 |  | Baseline Forecast | bar: 2021 to 2047
Industrial_Industrial - ID_New_Space Heating_Natural Gas_Furnace_E1_Baseline Forecast | Industrial | Industrial - ID | New | Space Heating | Natural Gas | Furnace | E1 | AFUE 80% (Standard) | Baseline Forecast | 100% | 100% | 100% | 0% | 0% | 0% | 0% | 0% | 0% | 0% | 0% | 0% | 0% | 0% | 0% | 0% | 0% | 0% | 0% | 0% | 0% | 0% | 0% | 0% | 0% | 0% | 0%
Industrial_Industrial - ID_New_Space Heating_Natural Gas_Furnace_E2_Baseline Forecast | Industrial | Industrial - ID | New | Space Heating | Natural Gas | Furnace | E2 | AFUE 90% | Baseline Forecast | 0% | 0% | 0% | 100% | 100% | 100% | 100% | 100% | 100% | 100% | 100% | 100% | 100% | 100% | 100% | 100% | 100% | 100% | 100% | 100% | 100% | 100% | 100% | 100% | 100% | 100% | 100%
Industrial_Industrial - ID_New_Space Heating_Natural Gas_Furnace_E3_Baseline Forecast | Industrial | Industrial - ID | New | Space Heating | Natural Gas | Furnace | E3 | AFUE 96% | Baseline Forecast | bar: 2021 to 2047
Industrial_Industrial - ID_New_Space Heating_Natural Gas_Furnace_E4_Baseline Forecast | Industrial | Industrial - ID | New | Space Heating | Natural Gas | Furnace | E4 |  | Baseline Forecast | bar: 2021 to 2047
Industrial_Industrial - ID_New_Space Heating_Natural Gas_Furnace_E5_Baseline Forecast | Industrial | Industrial - ID | New | Space Heating | Natural Gas | Furnace | E5 |  | Baseline Forecast | bar: 2021 to 2047
Industrial_Industrial - ID_New_Space Heating_Natural Gas_Furnace_E6_Baseline Forecast | Industrial | Industrial - ID | New | Space Heating | Natural Gas | Furnace | E6 |  | Baseline Forecast | bar: 2021 to 2047
Industrial_Industrial - ID_New_Space Heating_Natural Gas_Furnace_E7_Baseline Forecast | Industrial | Industrial - ID | New | Space Heating | Natural Gas | Furnace | E7 |  | Baseline Forecast | bar: 2021 to 2047
Industrial_Industrial - ID_New_Space Heating_Natural Gas_Furnace_E8_Baseline Forecast | Industrial | Industrial - ID | New | Space Heating | Natural Gas | Furnace | E8 |  | Baseline Forecast | bar: 2021 to 2047
Industrial_Industrial - ID_New_Space Heating_Natural Gas_Furnace_E9_Baseline Forecast | Industrial | Industrial - ID | New | Space Heating | Natural Gas | Furnace | E9 |  | Baseline Forecast | bar: 2021 to 2047
Industrial_Industrial - ID_New_Space Heating_Natural Gas_Furnace_E10_Baseline Forecast | Industrial | Industrial - ID | New | Space Heating | Natural Gas | Furnace | E10 |  | Baseline Forecast | bar: 2021 to 2047
Industrial_Industrial - ID_New_Space Heating_Natural Gas_Boiler_E1_Baseline Forecast | Industrial | Industrial - ID | New | Space Heating | Natural Gas | Boiler | E1 | AFUE 80% (Standard) | Baseline Forecast | 100% | 100% | 100% | 100% | 100% | 100% | 100% | 100% | 100% | 100% | 100% | 100% | 100% | 100% | 100% | 100% | 100% | 100% | 100% | 100% | 100% | 100% | 100% | 100% | 100% | 100% | 100%
Industrial_Industrial - ID_New_Space Heating_Natural Gas_Boiler_E2_Baseline Forecast | Industrial | Industrial - ID | New | Space Heating | Natural Gas | Boiler | E2 | AFUE 85% | Baseline Forecast | bar: 2021 to 2047
Industrial_Industrial - ID_New_Space Heating_Natural Gas_Boiler_E3_Baseline Forecast | Industrial | Industrial - ID | New | Space Heating | Natural Gas | Boiler | E3 | AFUE 97% | Baseline Forecast | bar: 2021 to 2047
Industrial_Industrial - ID_New_Space Heating_Natural Gas_Boiler_E4_Baseline Forecast | Industrial | Industrial - ID | New | Space Heating | Natural Gas | Boiler | E4 | Convert to NG Air Source Heat Pump | Baseline Forecast | bar: 2021 to 2047
Industrial_Industrial - ID_New_Space Heating_Natural Gas_Boiler_E5_Baseline Forecast | Industrial | Industrial - ID | New | Space Heating | Natural Gas | Boiler | E5 |  | Baseline Forecast | bar: 2021 to 2047
Industrial_Industrial - ID_New_Space Heating_Natural Gas_Boiler_E6_Baseline Forecast | Industrial | Industrial - ID | New | Space Heating | Natural Gas | Boiler | E6 |  | Baseline Forecast | bar: 2021 to 2047
Industrial_Industrial - ID_New_Space Heating_Natural Gas_Boiler_E7_Baseline Forecast | Industrial | Industrial - ID | New | Space Heating | Natural Gas | Boiler | E7 |  | Baseline Forecast | bar: 2021 to 2047
Industrial_Industrial - ID_New_Space Heating_Natural Gas_Boiler_E8_Baseline Forecast | Industrial | Industrial - ID | New | Space Heating | Natural Gas | Boiler | E8 |  | Baseline Forecast | bar: 2021 to 2047
Industrial_Industrial - ID_New_Space Heating_Natural Gas_Boiler_E9_Baseline Forecast | Industrial | Industrial - ID | New | Space Heating | Natural Gas | Boiler | E9 |  | Baseline Forecast | bar: 2021 to 2047
Industrial_Industrial - ID_New_Space Heating_Natural Gas_Boiler_E10_Baseline Forecast | Industrial | Industrial - ID | New | Space Heating | Natural Gas | Boiler | E10 |  | Baseline Forecast | bar: 2021 to 2047
Industrial_Industrial - ID_New_Space Heating_Natural Gas_Unit Heater_E1_Baseline Forecast | Industrial | Industrial - ID | New | Space Heating | Natural Gas | Unit Heater | E1 | Standard | Baseline Forecast | 100% | 100% | 100% | 100% | 100% | 100% | 100% | 100% | 100% | 100% | 100% | 100% | 100% | 100% | 100% | 100% | 100% | 100% | 100% | 100% | 100% | 100% | 100% | 100% | 100% | 100% | 100%
Industrial_Industrial - ID_New_Space Heating_Natural Gas_Unit Heater_E2_Baseline Forecast | Industrial | Industrial - ID | New | Space Heating | Natural Gas | Unit Heater | E2 | Condensing | Baseline Forecast | bar: 2021 to 2047
Industrial_Industrial - ID_New_Space Heating_Natural Gas_Unit Heater_E3_Baseline Forecast | Industrial | Industrial - ID | New | Space Heating | Natural Gas | Unit Heater | E3 | Infrared Radiant | Baseline Forecast | bar: 2021 to 2047
Industrial_Industrial - ID_New_Space Heating_Natural Gas_Unit Heater_E4_Baseline Forecast | Industrial | Industrial - ID | New | Space Heating | Natural Gas | Unit Heater | E4 |  | Baseline Forecast | bar: 2021 to 2047
Industrial_Industrial - ID_New_Space Heating_Natural Gas_Unit Heater_E5_Baseline Forecast | Industrial | Industrial - ID | New | Space Heating | Natural Gas | Unit Heater | E5 |  | Baseline Forecast | bar: 2021 to 2047
Industrial_Industrial - ID_New_Space Heating_Natural Gas_Unit Heater_E6_Baseline Forecast | Industrial | Industrial - ID | New | Space Heating | Natural Gas | Unit Heater | E6 |  | Baseline Forecast | bar: 2021 to 2047
Industrial_Industrial - ID_New_Space Heating_Natural Gas_Unit Heater_E7_Baseline Forecast | Industrial | Industrial - ID | New | Space Heating | Natural Gas | Unit Heater | E7 |  | Baseline Forecast | bar: 2021 to 2047
Industrial_Industrial - ID_New_Space Heating_Natural Gas_Unit Heater_E8_Baseline Forecast | Industrial | Industrial - ID | New | Space Heating | Natural Gas | Unit Heater | E8 |  | Baseline Forecast | bar: 2021 to 2047
Industrial_Industrial - ID_New_Space Heating_Natural Gas_Unit Heater_E9_Baseline Forecast | Industrial | Industrial - ID | New | Space Heating | Natural Gas | Unit Heater | E9 |  | Baseline Forecast | bar: 2021 to 2047
Industrial_Industrial - ID_New_Space Heating_Natural Gas_Unit Heater_E10_Baseline Forecast | Industrial | Industrial - ID | New | Space Heating | Natural Gas | Unit Heater | E10 |  | Baseline Forecast | bar: 2021 to 2047
Industrial_Industrial - ID_New_Process_Natural Gas_Process Boiler_E1_Baseline Forecast | Industrial | Industrial - ID | New | Process | Natural Gas | Process Boiler | E1 | Standard | Baseline Forecast | 100% | 100% | 100% | 100% | 100% | 100% | 100% | 100% | 100% | 100% | 100% | 100% | 100% | 100% | 100% | 100% | 100% | 100% | 100% | 100% | 100% | 100% | 100% | 100% | 100% | 100% | 100%
Industrial_Industrial - ID_New_Process_Natural Gas_Process Boiler_E2_Baseline Forecast | Industrial | Industrial - ID | New | Process | Natural Gas | Process Boiler | E2 |  | Baseline Forecast | bar: 2021 to 2047
Industrial_Industrial - ID_New_Process_Natural Gas_Process Boiler_E3_Baseline Forecast | Industrial | Industrial - ID | New | Process | Natural Gas | Process Boiler | E3 |  | Baseline Forecast | bar: 2021 to 2047
Industrial_Industrial - ID_New_Process_Natural Gas_Process Boiler_E4_Baseline Forecast | Industrial | Industrial - ID | New | Process | Natural Gas | Process Boiler | E4 |  | Baseline Forecast | bar: 2021 to 2047
Industrial_Industrial - ID_New_Process_Natural Gas_Process Boiler_E5_Baseline Forecast | Industrial | Industrial - ID | New | Process | Natural Gas | Process Boiler | E5 |  | Baseline Forecast | bar: 2021 to 2047
Industrial_Industrial - ID_New_Process_Natural Gas_Process Boiler_E6_Baseline Forecast | Industrial | Industrial - ID | New | Process | Natural Gas | Process Boiler | E6 |  | Baseline Forecast | bar: 2021 to 2047
Industrial_Industrial - ID_New_Process_Natural Gas_Process Boiler_E7_Baseline Forecast | Industrial | Industrial - ID | New | Process | Natural Gas | Process Boiler | E7 |  | Baseline Forecast | bar: 2021 to 2047
Industrial_Industrial - ID_New_Process_Natural Gas_Process Boiler_E8_Baseline Forecast | Industrial | Industrial - ID | New | Process | Natural Gas | Process Boiler | E8 |  | Baseline Forecast | bar: 2021 to 2047
Industrial_Industrial - ID_New_Process_Natural Gas_Process Boiler_E9_Baseline Forecast | Industrial | Industrial - ID | New | Process | Natural Gas | Process Boiler | E9 |  | Baseline Forecast | bar: 2021 to 2047
Industrial_Industrial - ID_New_Process_Natural Gas_Process Boiler_E10_Baseline Forecast | Industrial | Industrial - ID | New | Process | Natural Gas | Process Boiler | E10 |  | Baseline Forecast | bar: 2021 to 2047
Industrial_Industrial - ID_New_Process_Natural Gas_Process Heating_E1_Baseline Forecast | Industrial | Industrial - ID | New | Process | Natural Gas | Process Heating | E1 | Standard | Baseline Forecast | 100% | 100% | 100% | 100% | 100% | 100% | 100% | 100% | 100% | 100% | 100% | 100% | 100% | 100% | 100% | 100% | 100% | 100% | 100% | 100% | 100% | 100% | 100% | 100% | 100% | 100% | 100%
Industrial_Industrial - ID_New_Process_Natural Gas_Process Heating_E2_Baseline Forecast | Industrial | Industrial - ID | New | Process | Natural Gas | Process Heating | E2 |  | Baseline Forecast | bar: 2021 to 2047
Industrial_Industrial - ID_New_Process_Natural Gas_Process Heating_E3_Baseline Forecast | Industrial | Industrial - ID | New | Process | Natural Gas | Process Heating | E3 |  | Baseline Forecast | bar: 2021 to 2047
Industrial_Industrial - ID_New_Process_Natural Gas_Process Heating_E4_Baseline Forecast | Industrial | Industrial - ID | New | Process | Natural Gas | Process Heating | E4 |  | Baseline Forecast | bar: 2021 to 2047
Industrial_Industrial - ID_New_Process_Natural Gas_Process Heating_E5_Baseline Forecast | Industrial | Industrial - ID | New | Process | Natural Gas | Process Heating | E5 |  | Baseline Forecast | bar: 2021 to 2047
Industrial_Industrial - ID_New_Process_Natural Gas_Process Heating_E6_Baseline Forecast | Industrial | Industrial - ID | New | Process | Natural Gas | Process Heating | E6 |  | Baseline Forecast | bar: 2021 to 2047
Industrial_Industrial - ID_New_Process_Natural Gas_Process Heating_E7_Baseline Forecast | Industrial | Industrial - ID | New | Process | Natural Gas | Process Heating | E7 |  | Baseline Forecast | bar: 2021 to 2047
Industrial_Industrial - ID_New_Process_Natural Gas_Process Heating_E8_Baseline Forecast | Industrial | Industrial - ID | New | Process | Natural Gas | Process Heating | E8 |  | Baseline Forecast | bar: 2021 to 2047
Industrial_Industrial - ID_New_Process_Natural Gas_Process Heating_E9_Baseline Forecast | Industrial | Industrial - ID | New | Process | Natural Gas | Process Heating | E9 |  | Baseline Forecast | bar: 2021 to 2047
Industrial_Industrial - ID_New_Process_Natural Gas_Process Heating_E10_Baseline Forecast | Industrial | Industrial - ID | New | Process | Natural Gas | Process Heating | E10 |  | Baseline Forecast | bar: 2021 to 2047
Industrial_Industrial - ID_New_Process_Natural Gas_Process Cooling_E1_Baseline Forecast | Industrial | Industrial - ID | New | Process | Natural Gas | Process Cooling | E1 | Standard | Baseline Forecast | 100% | 100% | 100% | 100% | 100% | 100% | 100% | 100% | 100% | 100% | 100% | 100% | 100% | 100% | 100% | 100% | 100% | 100% | 100% | 100% | 100% | 100% | 100% | 100% | 100% | 100% | 100%
Industrial_Industrial - ID_New_Process_Natural Gas_Process Cooling_E2_Baseline Forecast | Industrial | Industrial - ID | New | Process | Natural Gas | Process Cooling | E2 |  | Baseline Forecast | bar: 2021 to 2047
Industrial_Industrial - ID_New_Process_Natural Gas_Process Cooling_E3_Baseline Forecast | Industrial | Industrial - ID | New | Process | Natural Gas | Process Cooling | E3 |  | Baseline Forecast | bar: 2021 to 2047
Industrial_Industrial - ID_New_Process_Natural Gas_Process Cooling_E4_Baseline Forecast | Industrial | Industrial - ID | New | Process | Natural Gas | Process Cooling | E4 |  | Baseline Forecast | bar: 2021 to 2047
Industrial_Industrial - ID_New_Process_Natural Gas_Process Cooling_E5_Baseline Forecast | Industrial | Industrial - ID | New | Process | Natural Gas | Process Cooling | E5 |  | Baseline Forecast | bar: 2021 to 2047
Industrial_Industrial - ID_New_Process_Natural Gas_Process Cooling_E6_Baseline Forecast | Industrial | Industrial - ID | New | Process | Natural Gas | Process Cooling | E6 |  | Baseline Forecast | bar: 2021 to 2047
Industrial_Industrial - ID_New_Process_Natural Gas_Process Cooling_E7_Baseline Forecast | Industrial | Industrial - ID | New | Process | Natural Gas | Process Cooling | E7 |  | Baseline Forecast | bar: 2021 to 2047
Industrial_Industrial - ID_New_Process_Natural Gas_Process Cooling_E8_Baseline Forecast | Industrial | Industrial - ID | New | Process | Natural Gas | Process Cooling | E8 |  | Baseline Forecast | bar: 2021 to 2047
Industrial_Industrial - ID_New_Process_Natural Gas_Process Cooling_E9_Baseline Forecast | Industrial | Industrial - ID | New | Process | Natural Gas | Process Cooling | E9 |  | Baseline Forecast | bar: 2021 to 2047
Industrial_Industrial - ID_New_Process_Natural Gas_Process Cooling_E10_Baseline Forecast | Industrial | Industrial - ID | New | Process | Natural Gas | Process Cooling | E10 |  | Baseline Forecast | bar: 2021 to 2047
Industrial_Industrial - ID_New_Process_Natural Gas_Other Process_E1_Baseline Forecast | Industrial | Industrial - ID | New | Process | Natural Gas | Other Process | E1 | Standard | Baseline Forecast | 100% | 100% | 100% | 100% | 100% | 100% | 100% | 100% | 100% | 100% | 100% | 100% | 100% | 100% | 100% | 100% | 100% | 100% | 100% | 100% | 100% | 100% | 100% | 100% | 100% | 100% | 100%
Industrial_Industrial - ID_New_Process_Natural Gas_Other Process_E2_Baseline Forecast | Industrial | Industrial - ID | New | Process | Natural Gas | Other Process | E2 |  | Baseline Forecast | bar: 2021 to 2047
Industrial_Industrial - ID_New_Process_Natural Gas_Other Process_E3_Baseline Forecast | Industrial | Industrial - ID | New | Process | Natural Gas | Other Process | E3 |  | Baseline Forecast | bar: 2021 to 2047
Industrial_Industrial - ID_New_Process_Natural Gas_Other Process_E4_Baseline Forecast | Industrial | Industrial - ID | New | Process | Natural Gas | Other Process | E4 |  | Baseline Forecast | bar: 2021 to 2047
Industrial_Industrial - ID_New_Process_Natural Gas_Other Process_E5_Baseline Forecast | Industrial | Industrial - ID | New | Process | Natural Gas | Other Process | E5 |  | Baseline Forecast | bar: 2021 to 2047
Industrial_Industrial - ID_New_Process_Natural Gas_Other Process_E6_Baseline Forecast | Industrial | Industrial - ID | New | Process | Natural Gas | Other Process | E6 |  | Baseline Forecast | bar: 2021 to 2047
Industrial_Industrial - ID_New_Process_Natural Gas_Other Process_E7_Baseline Forecast | Industrial | Industrial - ID | New | Process | Natural Gas | Other Process | E7 |  | Baseline Forecast | bar: 2021 to 2047
Industrial_Industrial - ID_New_Process_Natural Gas_Other Process_E8_Baseline Forecast | Industrial | Industrial - ID | New | Process | Natural Gas | Other Process | E8 |  | Baseline Forecast | bar: 2021 to 2047
Industrial_Industrial - ID_New_Process_Natural Gas_Other Process_E9_Baseline Forecast | Industrial | Industrial - ID | New | Process | Natural Gas | Other Process | E9 |  | Baseline Forecast | bar: 2021 to 2047
Industrial_Industrial - ID_New_Process_Natural Gas_Other Process_E10_Baseline Forecast | Industrial | Industrial - ID | New | Process | Natural Gas | Other Process | E10 |  | Baseline Forecast | bar: 2021 to 2047
Industrial_Industrial - ID_New_Miscellaneous_Natural Gas_Miscellaneous_E1_Baseline Forecast | Industrial | Industrial - ID | New | Miscellaneous | Natural Gas | Miscellaneous | E1 | Standard | Baseline Forecast | 100% | 100% | 100% | 100% | 100% | 100% | 100% | 100% | 100% | 100% | 100% | 100% | 100% | 100% | 100% | 100% | 100% | 100% | 100% | 100% | 100% | 100% | 100% | 100% | 100% | 100% | 100%
Industrial_Industrial - ID_New_Miscellaneous_Natural Gas_Miscellaneous_E2_Baseline Forecast | Industrial | Industrial - ID | New | Miscellaneous | Natural Gas | Miscellaneous | E2 |  | Baseline Forecast | bar: 2021 to 2047
Industrial_Industrial - ID_New_Miscellaneous_Natural Gas_Miscellaneous_E3_Baseline Forecast | Industrial | Industrial - ID | New | Miscellaneous | Natural Gas | Miscellaneous | E3 |  | Baseline Forecast | bar: 2021 to 2047
Industrial_Industrial - ID_New_Miscellaneous_Natural Gas_Miscellaneous_E4_Baseline Forecast | Industrial | Industrial - ID | New | Miscellaneous | Natural Gas | Miscellaneous | E4 |  | Baseline Forecast | bar: 2021 to 2047
Industrial_Industrial - ID_New_Miscellaneous_Natural Gas_Miscellaneous_E5_Baseline Forecast | Industrial | Industrial - ID | New | Miscellaneous | Natural Gas | Miscellaneous | E5 |  | Baseline Forecast | bar: 2021 to 2047
Industrial_Industrial - ID_New_Miscellaneous_Natural Gas_Miscellaneous_E6_Baseline Forecast | Industrial | Industrial - ID | New | Miscellaneous | Natural Gas | Miscellaneous | E6 |  | Baseline Forecast | bar: 2021 to 2047
Industrial_Industrial - ID_New_Miscellaneous_Natural Gas_Miscellaneous_E7_Baseline Forecast | Industrial | Industrial - ID | New | Miscellaneous | Natural Gas | Miscellaneous | E7 |  | Baseline Forecast | bar: 2021 to 2047
Industrial_Industrial - ID_New_Miscellaneous_Natural Gas_Miscellaneous_E8_Baseline Forecast | Industrial | Industrial - ID | New | Miscellaneous | Natural Gas | Miscellaneous | E8 |  | Baseline Forecast | bar: 2021 to 2047
Industrial_Industrial - ID_New_Miscellaneous_Natural Gas_Miscellaneous_E9_Baseline Forecast | Industrial | Industrial - ID | New | Miscellaneous | Natural Gas | Miscellaneous | E9 |  | Baseline Forecast | bar: 2021 to 2047
Industrial_Industrial - ID_New_Miscellaneous_Natural Gas_Miscellaneous_E10_Baseline Forecast | Industrial | Industrial - ID | New | Miscellaneous | Natural Gas | Miscellaneous | E10 |  | Baseline Forecast | bar: 2021 to 2047

## Vintage Data
Key | Sector | Segment | End Use | Fuel | Technology | Type | New | 1 | 2 | 3 | 4 | 5 | 6 | 7 | 8 | 9 | 10 | 11 | 12 | 13 | 14 | 15 | 16 | 17 | 18 | 19 | 20 | 21 | 22 | 23 | 24 | 25 | 26 | 27 | 28 | 29 | 30 | 31 | 32 | 33 | 34 | 35 | Min | Max
Industrial_Industrial - WA_Space Heating_Natural Gas_Furnace_Distribution | Industrial | Industrial - WA | Space Heating | Natural Gas | Furnace | Distribution | 5.556% | 5.556% | 5.556% | 5.556% | 5.556% | 5.556% | 5.556% | 5.556% | 5.556% | 5.556% | 5.556% | 5.556% | 5.556% | 5.556% | 5.556% | 5.556% | 5.556% | 5.556% | 0% | 0% | 0% | 0% | 0% | 0% | 0% | 0% | 0% | 0% | 0% | 0% | 0% | 0% | 0% | 0% | 0% | 0% | 10 | 26
Industrial_Industrial - WA_Space Heating_Natural Gas_Boiler_Distribution | Industrial | Industrial - WA | Space Heating | Natural Gas | Boiler | Distribution | 3.333% | 3.333% | 3.333% | 3.333% | 3.333% | 3.333% | 3.333% | 3.333% | 3.333% | 3.333% | 3.333% | 3.333% | 3.333% | 3.333% | 3.333% | 3.333% | 3.333% | 3.333% | 3.333% | 3.333% | 3.333% | 3.333% | 3.333% | 3.333% | 3.333% | 3.333% | 3.333% | 3.333% | 3.333% | 3.333% | 1.11e-14% | 0% | 0% | 0% | 0% | 0% | 25 | 35
Industrial_Industrial - WA_Space Heating_Natural Gas_Unit Heater_Distribution | Industrial | Industrial - WA | Space Heating | Natural Gas | Unit Heater | Distribution | 5% | [35 empty] | 15 | 25 | bar: 1 to 35
Industrial_Industrial - WA_Process_Natural Gas_Process Boiler_Distribution | Industrial | Industrial - WA | Process | Natural Gas | Process Boiler | Distribution | 20% | 20% | 20% | 20% | 20% | 0% | 0% | 0% | 0% | 0% | 0% | 0% | 0% | 0% | 0% | 0% | 0% | 0% | 0% | 0% | 0% | 0% | 0% | 0% | 0% | 0% | 0% | 0% | 0% | 0% | 0% | 0% | 0% | 0% | 0% | 0% | 2 | 8
Industrial_Industrial - WA_Process_Natural Gas_Process Heating_Distribution | Industrial | Industrial - WA | Process | Natural Gas | Process Heating | Distribution | 20% | 20% | 20% | 20% | 20% | 0% | 0% | 0% | 0% | 0% | 0% | 0% | 0% | 0% | 0% | 0% | 0% | 0% | 0% | 0% | 0% | 0% | 0% | 0% | 0% | 0% | 0% | 0% | 0% | 0% | 0% | 0% | 0% | 0% | 0% | 0% | 2 | 8
Industrial_Industrial - WA_Process_Natural Gas_Process Cooling_Distribution | Industrial | Industrial - WA | Process | Natural Gas | Process Cooling | Distribution | 20% | 20% | 20% | 20% | 20% | 0% | 0% | 0% | 0% | 0% | 0% | 0% | 0% | 0% | 0% | 0% | 0% | 0% | 0% | 0% | 0% | 0% | 0% | 0% | 0% | 0% | 0% | 0% | 0% | 0% | 0% | 0% | 0% | 0% | 0% | 0% | 2 | 8
Industrial_Industrial - WA_Process_Natural Gas_Other Process_Distribution | Industrial | Industrial - WA | Process | Natural Gas | Other Process | Distribution | 20% | 20% | 20% | 20% | 20% | 0% | 0% | 0% | 0% | 0% | 0% | 0% | 0% | 0% | 0% | 0% | 0% | 0% | 0% | 0% | 0% | 0% | 0% | 0% | 0% | 0% | 0% | 0% | 0% | 0% | 0% | 0% | 0% | 0% | 0% | 0% | 2 | 8
Industrial_Industrial - WA_Miscellaneous_Natural Gas_Miscellaneous_Distribution | Industrial | Industrial - WA | Miscellaneous | Natural Gas | Miscellaneous | Distribution | 20% | 20% | 20% | 20% | 20% | 0% | 0% | 0% | 0% | 0% | 0% | 0% | 0% | 0% | 0% | 0% | 0% | 0% | 0% | 0% | 0% | 0% | 0% | 0% | 0% | 0% | 0% | 0% | 0% | 0% | 0% | 0% | 0% | 0% | 0% | 0% | 2 | 8
Industrial_Industrial - ID_Space Heating_Natural Gas_Furnace_Distribution | Industrial | Industrial - ID | Space Heating | Natural Gas | Furnace | Distribution | 5.556% | 5.556% | 5.556% | 5.556% | 5.556% | 5.556% | 5.556% | 5.556% | 5.556% | 5.556% | 5.556% | 5.556% | 5.556% | 5.556% | 5.556% | 5.556% | 5.556% | 5.556% | 0% | 0% | 0% | 0% | 0% | 0% | 0% | 0% | 0% | 0% | 0% | 0% | 0% | 0% | 0% | 0% | 0% | 0% | 10 | 26
Industrial_Industrial - ID_Space Heating_Natural Gas_Boiler_Distribution | Industrial | Industrial - ID | Space Heating | Natural Gas | Boiler | Distribution | 3.333% | 3.333% | 3.333% | 3.333% | 3.333% | 3.333% | 3.333% | 3.333% | 3.333% | 3.333% | 3.333% | 3.333% | 3.333% | 3.333% | 3.333% | 3.333% | 3.333% | 3.333% | 3.333% | 3.333% | 3.333% | 3.333% | 3.333% | 3.333% | 3.333% | 3.333% | 3.333% | 3.333% | 3.333% | 3.333% | 1.11e-14% | 0% | 0% | 0% | 0% | 0% | 25 | 35
Industrial_Industrial - ID_Space Heating_Natural Gas_Unit Heater_Distribution | Industrial | Industrial - ID | Space Heating | Natural Gas | Unit Heater | Distribution | 5% | [35 empty] | 15 | 25 | bar: 1 to 35
Industrial_Industrial - ID_Process_Natural Gas_Process Boiler_Distribution | Industrial | Industrial - ID | Process | Natural Gas | Process Boiler | Distribution | 20% | 20% | 20% | 20% | 20% | 0% | 0% | 0% | 0% | 0% | 0% | 0% | 0% | 0% | 0% | 0% | 0% | 0% | 0% | 0% | 0% | 0% | 0% | 0% | 0% | 0% | 0% | 0% | 0% | 0% | 0% | 0% | 0% | 0% | 0% | 0% | 2 | 8
Industrial_Industrial - ID_Process_Natural Gas_Process Heating_Distribution | Industrial | Industrial - ID | Process | Natural Gas | Process Heating | Distribution | 20% | 20% | 20% | 20% | 20% | 0% | 0% | 0% | 0% | 0% | 0% | 0% | 0% | 0% | 0% | 0% | 0% | 0% | 0% | 0% | 0% | 0% | 0% | 0% | 0% | 0% | 0% | 0% | 0% | 0% | 0% | 0% | 0% | 0% | 0% | 0% | 2 | 8
Industrial_Industrial - ID_Process_Natural Gas_Process Cooling_Distribution | Industrial | Industrial - ID | Process | Natural Gas | Process Cooling | Distribution | 20% | 20% | 20% | 20% | 20% | 0% | 0% | 0% | 0% | 0% | 0% | 0% | 0% | 0% | 0% | 0% | 0% | 0% | 0% | 0% | 0% | 0% | 0% | 0% | 0% | 0% | 0% | 0% | 0% | 0% | 0% | 0% | 0% | 0% | 0% | 0% | 2 | 8
Industrial_Industrial - ID_Process_Natural Gas_Other Process_Distribution | Industrial | Industrial - ID | Process | Natural Gas | Other Process | Distribution | 20% | 20% | 20% | 20% | 20% | 0% | 0% | 0% | 0% | 0% | 0% | 0% | 0% | 0% | 0% | 0% | 0% | 0% | 0% | 0% | 0% | 0% | 0% | 0% | 0% | 0% | 0% | 0% | 0% | 0% | 0% | 0% | 0% | 0% | 0% | 0% | 2 | 8
Industrial_Industrial - ID_Miscellaneous_Natural Gas_Miscellaneous_Distribution | Industrial | Industrial - ID | Miscellaneous | Natural Gas | Miscellaneous | Distribution | 20% | 20% | 20% | 20% | 20% | 0% | 0% | 0% | 0% | 0% | 0% | 0% | 0% | 0% | 0% | 0% | 0% | 0% | 0% | 0% | 0% | 0% | 0% | 0% | 0% | 0% | 0% | 0% | 0% | 0% | 0% | 0% | 0% | 0% | 0% | 0% | 2 | 8
Industrial_Industrial - WA_Space Heating_Natural Gas_Furnace_Usage | Industrial | Industrial - WA | Space Heating | Natural Gas | Furnace | Usage | 100.5484 | 100.8514 | 101.1544 | 101.4574 | 101.7604 | 102.0635 | 102.3665 | 102.6695 | 102.9725 | 103.2755 | 103.5785 | 103.8815 | 104.1845 | 104.4876 | 104.7906 | 105.0936 | 105.3966 | 105.6996 | 0 | 0 | 0 | 0 | 0 | 0 | 0 | 0 | 0 | 0 | 0 | 0 | 0 | 0 | 0 | 0 | 0 | 0
Industrial_Industrial - WA_Space Heating_Natural Gas_Boiler_Usage | Industrial | Industrial - WA | Space Heating | Natural Gas | Boiler | Usage | 97.9678 | 98.3234 | 98.679 | 99.0346 | 99.3902 | 99.7458 | 100.1014 | 100.457 | 100.8126 | 101.1682 | 101.5238 | 101.8794 | 102.235 | 102.5906 | 102.9462 | 103.3018 | 103.6574 | 104.013 | 104.3686 | 104.7242 | 105.0798 | 105.4354 | 105.791 | 106.1466 | 106.5022 | 106.8578 | 107.2134 | 107.569 | 107.9246 | 108.2802 | 108.6358 | 0 | 0 | 0 | 0 | 0
Industrial_Industrial - WA_Space Heating_Natural Gas_Unit Heater_Usage | Industrial | Industrial - WA | Space Heating | Natural Gas | Unit Heater | Usage | 103.124 | 103.124 | 103.124 | 103.124 | 103.124 | 103.124 | 103.124 | 103.124 | 103.124 | 103.124 | 103.124 | 103.124 | 103.124 | 103.124 | 103.124 | 103.124 | 103.124 | 103.124 | 103.124 | 103.124 | 0 | 0 | 0 | 0 | 0 | 0 | 0 | 0 | 0 | 0 | 0 | 0 | 0 | 0 | 0 | 0
Industrial_Industrial - WA_Process_Natural Gas_Process Boiler_Usage | Industrial | Industrial - WA | Process | Natural Gas | Process Boiler | Usage | 750.4212 | 750.4212 | 750.4212 | 750.4212 | 750.4212 | 0 | 0 | 0 | 0 | 0 | 0 | 0 | 0 | 0 | 0 | 0 | 0 | 0 | 0 | 0 | 0 | 0 | 0 | 0 | 0 | 0 | 0 | 0 | 0 | 0 | 0 | 0 | 0 | 0 | 0 | 0
Industrial_Industrial - WA_Process_Natural Gas_Process Heating_Usage | Industrial | Industrial - WA | Process | Natural Gas | Process Heating | Usage | 686.1073 | 686.1073 | 686.1073 | 686.1073 | 686.1073 | 0 | 0 | 0 | 0 | 0 | 0 | 0 | 0 | 0 | 0 | 0 | 0 | 0 | 0 | 0 | 0 | 0 | 0 | 0 | 0 | 0 | 0 | 0 | 0 | 0 | 0 | 0 | 0 | 0 | 0 | 0
Industrial_Industrial - WA_Process_Natural Gas_Process Cooling_Usage | Industrial | Industrial - WA | Process | Natural Gas | Process Cooling | Usage | 6.6532 | 6.6532 | 6.6532 | 6.6532 | 6.6532 | 0 | 0 | 0 | 0 | 0 | 0 | 0 | 0 | 0 | 0 | 0 | 0 | 0 | 0 | 0 | 0 | 0 | 0 | 0 | 0 | 0 | 0 | 0 | 0 | 0 | 0 | 0 | 0 | 0 | 0 | 0
Industrial_Industrial - WA_Process_Natural Gas_Other Process_Usage | Industrial | Industrial - WA | Process | Natural Gas | Other Process | Usage | 70.1354 | 70.1354 | 70.1354 | 70.1354 | 70.1354 | 0 | 0 | 0 | 0 | 0 | 0 | 0 | 0 | 0 | 0 | 0 | 0 | 0 | 0 | 0 | 0 | 0 | 0 | 0 | 0 | 0 | 0 | 0 | 0 | 0 | 0 | 0 | 0 | 0 | 0 | 0
Industrial_Industrial - WA_Miscellaneous_Natural Gas_Miscellaneous_Usage | Industrial | Industrial - WA | Miscellaneous | Natural Gas | Miscellaneous | Usage | 82.6101 | 82.6101 | 82.6101 | 82.6101 | 82.6101 | 0 | 0 | 0 | 0 | 0 | 0 | 0 | 0 | 0 | 0 | 0 | 0 | 0 | 0 | 0 | 0 | 0 | 0 | 0 | 0 | 0 | 0 | 0 | 0 | 0 | 0 | 0 | 0 | 0 | 0 | 0
Industrial_Industrial - ID_Space Heating_Natural Gas_Furnace_Usage | Industrial | Industrial - ID | Space Heating | Natural Gas | Furnace | Usage | 137.6575 | 138.079 | 138.5005 | 138.922 | 139.3435 | 139.765 | 140.1865 | 140.608 | 141.0294 | 141.4509 | 141.8724 | 142.2939 | 142.7154 | 143.1369 | 143.5584 | 143.9799 | 144.4013 | 144.8228 | 0 | 0 | 0 | 0 | 0 | 0 | 0 | 0 | 0 | 0 | 0 | 0 | 0 | 0 | 0 | 0 | 0 | 0
Industrial_Industrial - ID_Space Heating_Natural Gas_Boiler_Usage | Industrial | Industrial - ID | Space Heating | Natural Gas | Boiler | Usage | 134.1782 | 134.6652 | 135.1522 | 135.6393 | 136.1263 | 136.6133 | 137.1004 | 137.5874 | 138.0745 | 138.5615 | 139.0485 | 139.5356 | 140.0226 | 140.5096 | 140.9967 | 141.4837 | 141.9707 | 142.4578 | 142.9448 | 143.4318 | 143.9189 | 144.4059 | 144.8929 | 145.38 | 145.867 | 146.3541 | 146.8411 | 147.3281 | 147.8152 | 148.3022 | 148.7892 | 0 | 0 | 0 | 0 | 0
Industrial_Industrial - ID_Space Heating_Natural Gas_Unit Heater_Usage | Industrial | Industrial - ID | Space Heating | Natural Gas | Unit Heater | Usage | 141.2402 | 141.2402 | 141.2402 | 141.2402 | 141.2402 | 141.2402 | 141.2402 | 141.2402 | 141.2402 | 141.2402 | 141.2402 | 141.2402 | 141.2402 | 141.2402 | 141.2402 | 141.2402 | 141.2402 | 141.2402 | 141.2402 | 141.2402 | 0 | 0 | 0 | 0 | 0 | 0 | 0 | 0 | 0 | 0 | 0 | 0 | 0 | 0 | 0 | 0
Industrial_Industrial - ID_Process_Natural Gas_Process Boiler_Usage | Industrial | Industrial - ID | Process | Natural Gas | Process Boiler | Usage | 1027.7881 | 1027.7881 | 1027.7881 | 1027.7881 | 1027.7881 | 0 | 0 | 0 | 0 | 0 | 0 | 0 | 0 | 0 | 0 | 0 | 0 | 0 | 0 | 0 | 0 | 0 | 0 | 0 | 0 | 0 | 0 | 0 | 0 | 0 | 0 | 0 | 0 | 0 | 0 | 0
Industrial_Industrial - ID_Process_Natural Gas_Process Heating_Usage | Industrial | Industrial - ID | Process | Natural Gas | Process Heating | Usage | 939.7028 | 939.7028 | 939.7028 | 939.7028 | 939.7028 | 0 | 0 | 0 | 0 | 0 | 0 | 0 | 0 | 0 | 0 | 0 | 0 | 0 | 0 | 0 | 0 | 0 | 0 | 0 | 0 | 0 | 0 | 0 | 0 | 0 | 0 | 0 | 0 | 0 | 0 | 0
Industrial_Industrial - ID_Process_Natural Gas_Process Cooling_Usage | Industrial | Industrial - ID | Process | Natural Gas | Process Cooling | Usage | 9.1123 | 9.1123 | 9.1123 | 9.1123 | 9.1123 | 0 | 0 | 0 | 0 | 0 | 0 | 0 | 0 | 0 | 0 | 0 | 0 | 0 | 0 | 0 | 0 | 0 | 0 | 0 | 0 | 0 | 0 | 0 | 0 | 0 | 0 | 0 | 0 | 0 | 0 | 0
Industrial_Industrial - ID_Process_Natural Gas_Other Process_Usage | Industrial | Industrial - ID | Process | Natural Gas | Other Process | Usage | 96.0585 | 96.0585 | 96.0585 | 96.0585 | 96.0585 | 0 | 0 | 0 | 0 | 0 | 0 | 0 | 0 | 0 | 0 | 0 | 0 | 0 | 0 | 0 | 0 | 0 | 0 | 0 | 0 | 0 | 0 | 0 | 0 | 0 | 0 | 0 | 0 | 0 | 0 | 0
Industrial_Industrial - ID_Miscellaneous_Natural Gas_Miscellaneous_Usage | Industrial | Industrial - ID | Miscellaneous | Natural Gas | Miscellaneous | Usage | 113.144 | 113.144 | 113.144 | 113.144 | 113.144 | 0 | 0 | 0 | 0 | 0 | 0 | 0 | 0 | 0 | 0 | 0 | 0 | 0 | 0 | 0 | 0 | 0 | 0 | 0 | 0 | 0 | 0 | 0 | 0 | 0 | 0 | 0 | 0 | 0 | 0 | 0

## Avoided Costs
Key | Field | Sector | Segment | End Use | Fuel | Value | Unit of Measure | 2021 | 2022 | 2023 | 2024 | 2025 | 2026 | 2027 | 2028 | 2029 | 2030 | 2031 | 2032 | 2033 | 2034 | 2035 | 2036 | 2037 | 2038 | 2039 | 2040 | 2041 | 2042 | 2043 | 2044 | 2045 | 2046 | 2047 | 2048 | 2049 | 2050 | 2051 | 2052 | 2053 | 2054 | 2055 | 2056 | 2057 | 2058 | 2059 | 2060 | 2061 | 2062 | 2063 | 2064 | 2065 | 2066 | 2067 | 2068 | 2069 | 2070 | 2071 | 2072 | 2073 | 2074 | 2075 | 2076 | 2077 | 2078 | 2079 | 2080
F1_Industrial_Industrial - WA_Space Heating_Natural Gas | F1 | Industrial | Industrial - WA | Space Heating | Natural Gas | Avoided Energy Cost | $ per Mtherm | 1285.4658 | 1285.4658 | 1285.4658 | 1083.7658 | 1004.4151 | 1236.9742 | 1222.5098 | 1231.5225 | 1250.5631 | 1269.1848 | 1288.5279 | 1311.792 | 1342.5884 | 1375.2552 | 1397.0259 | 1429.2766 | 1450.763 | 1478.1188 | 1511.1387 | 1549.2948 | 1574.8874 | 1475.8392 | 1326.7328 | 1179.9671 | 1035.4647 | 1040.5405 | 1045.6412 | 1050.7669 | 1055.9177 | 1061.0938 | 1066.2952 | 1071.5221 | 1076.7747 | 1082.053 | 1087.3572 | 1092.6874 | 1098.0437 | 1103.4263 | 1108.8352 | 1114.2707 | 1119.7328 | 1125.2217 | 1130.7375 | 1136.2803 | 1141.8503 | 1147.4476 | 1153.0723 | 1158.7247 | 1164.4047 | 1170.1125 | 1175.8484 | 1181.6124 | 1187.4046 | 1193.2252 | 1199.0743 | 1204.9521 | 1210.8588 | 1216.7944 | 1222.759 | 1228.7529
F2_Industrial_Industrial - WA_Space Heating_Natural Gas | F2 | Industrial | Industrial - WA | Space Heating | Natural Gas | Avoided Capacity Cost | $ per therm | 0 | 0 | 0 | 0 | 0 | 0 | 0 | 0 | 0 | 0 | 0 | 0 | 0 | 0 | 0 | 0 | 0 | 0 | 0 | 0 | 0 | 0 | 0 | 0 | 0 | 0 | 0 | 0 | 0 | 0 | 0 | 0 | 0 | 0 | 0 | 0 | 0 | 0 | 0 | 0 | 0 | 0 | 0 | 0 | 0 | 0 | 0 | 0 | 0 | 0 | 0 | 0 | 0 | 0 | 0 | 0 | 0 | 0 | 0 | 0
F3_Industrial_Industrial - WA_Space Heating_Natural Gas | F3 | Industrial | Industrial - WA | Space Heating | Natural Gas | Line Loss | % T&D Loss | bar: 2021 to 2080
F4_Industrial_Industrial - WA_Space Heating_Natural Gas | F4 | Industrial | Industrial - WA | Space Heating | Natural Gas | Peak Season | Winter/Summer | Winter | Winter | Winter | Winter | Winter | Winter | Winter | Winter | Winter | Winter | Winter | Winter | Winter | Winter | Winter | Winter | Winter | Winter | Winter | Winter | Winter | Winter | Winter | Winter | Winter | Winter | Winter | Winter | Winter | Winter | Winter | Winter | Winter | Winter | Winter | Winter | Winter | Winter | Winter | Winter | Winter | Winter | Winter | Winter | Winter | Winter | Winter | Winter | Winter | Winter | Winter | Winter | Winter | Winter | Winter | Winter | Winter | Winter | Winter | Winter
F5_Industrial_Industrial - WA_Space Heating_Natural Gas | F5 | Industrial | Industrial - WA | Space Heating | Natural Gas | RVT Energy Price | $ per Mtherm | 0 | 0 | 0 | 0 | 0 | 0 | 0 | 0 | 0 | 0 | 0 | 0 | 0 | 0 | 0 | 0 | 0 | 0 | 0 | 0 | 0 | 0 | 0 | 0 | 0 | 0 | 0 | 0 | 0 | 0 | 0 | 0 | 0 | 0 | 0 | 0 | 0 | 0 | 0 | 0 | 0 | 0 | 0 | 0 | 0 | 0 | 0 | 0 | 0 | 0 | 0 | 0 | 0 | 0 | 0 | 0 | 0 | 0 | 0 | 0
F6_Industrial_Industrial - WA_Space Heating_Natural Gas | F6 | Industrial | Industrial - WA | Space Heating | Natural Gas | RVT Peak Price | $ per therm | 0 | 0 | 0 | 0 | 0 | 0 | 0 | 0 | 0 | 0 | 0 | 0 | 0 | 0 | 0 | 0 | 0 | 0 | 0 | 0 | 0 | 0 | 0 | 0 | 0 | 0 | 0 | 0 | 0 | 0 | 0 | 0 | 0 | 0 | 0 | 0 | 0 | 0 | 0 | 0 | 0 | 0 | 0 | 0 | 0 | 0 | 0 | 0 | 0 | 0 | 0 | 0 | 0 | 0 | 0 | 0 | 0 | 0 | 0 | 0
F1_Industrial_Industrial - WA_Process_Natural Gas | F1 | Industrial | Industrial - WA | Process | Natural Gas | Avoided Energy Cost | $ per Mtherm | 1143.6096 | 1143.6096 | 1143.6096 | 1014.5978 | 938.1327 | 1187.2803 | 1182.4524 | 1195.7741 | 1219.1943 | 1240.3808 | 1263.3617 | 1283.8057 | 1313.6385 | 1339.5791 | 1364.4675 | 1392.8394 | 1417.4409 | 1446.029 | 1478.237 | 1511.2814 | 1542.783 | 1471.9195 | 1322.6254 | 1176.7786 | 1035.4647 | 1040.5405 | 1045.6412 | 1050.7669 | 1055.9177 | 1061.0938 | 1066.2952 | 1071.5221 | 1076.7747 | 1082.053 | 1087.3572 | 1092.6874 | 1098.0437 | 1103.4263 | 1108.8352 | 1114.2707 | 1119.7328 | 1125.2217 | 1130.7375 | 1136.2803 | 1141.8503 | 1147.4476 | 1153.0723 | 1158.7247 | 1164.4047 | 1170.1125 | 1175.8484 | 1181.6124 | 1187.4046 | 1193.2252 | 1199.0743 | 1204.9521 | 1210.8588 | 1216.7944 | 1222.759 | 1228.7529
F2_Industrial_Industrial - WA_Process_Natural Gas | F2 | Industrial | Industrial - WA | Process | Natural Gas | Avoided Capacity Cost | $ per therm | 0 | 0 | 0 | 0 | 0 | 0 | 0 | 0 | 0 | 0 | 0 | 0 | 0 | 0 | 0 | 0 | 0 | 0 | 0 | 0 | 0 | 0 | 0 | 0 | 0 | 0 | 0 | 0 | 0 | 0 | 0 | 0 | 0 | 0 | 0 | 0 | 0 | 0 | 0 | 0 | 0 | 0 | 0 | 0 | 0 | 0 | 0 | 0 | 0 | 0 | 0 | 0 | 0 | 0 | 0 | 0 | 0 | 0 | 0 | 0
F3_Industrial_Industrial - WA_Process_Natural Gas | F3 | Industrial | Industrial - WA | Process | Natural Gas | Line Loss | % T&D Loss | bar: 2021 to 2080
F4_Industrial_Industrial - WA_Process_Natural Gas | F4 | Industrial | Industrial - WA | Process | Natural Gas | Peak Season | Winter/Summer | Winter | Winter | Winter | Winter | Winter | Winter | Winter | Winter | Winter | Winter | Winter | Winter | Winter | Winter | Winter | Winter | Winter | Winter | Winter | Winter | Winter | Winter | Winter | Winter | Winter | Winter | Winter | Winter | Winter | Winter | Winter | Winter | Winter | Winter | Winter | Winter | Winter | Winter | Winter | Winter | Winter | Winter | Winter | Winter | Winter | Winter | Winter | Winter | Winter | Winter | Winter | Winter | Winter | Winter | Winter | Winter | Winter | Winter | Winter | Winter
F5_Industrial_Industrial - WA_Process_Natural Gas | F5 | Industrial | Industrial - WA | Process | Natural Gas | RVT Energy Price | $ per Mtherm | 0 | 0 | 0 | 0 | 0 | 0 | 0 | 0 | 0 | 0 | 0 | 0 | 0 | 0 | 0 | 0 | 0 | 0 | 0 | 0 | 0 | 0 | 0 | 0 | 0 | 0 | 0 | 0 | 0 | 0 | 0 | 0 | 0 | 0 | 0 | 0 | 0 | 0 | 0 | 0 | 0 | 0 | 0 | 0 | 0 | 0 | 0 | 0 | 0 | 0 | 0 | 0 | 0 | 0 | 0 | 0 | 0 | 0 | 0 | 0
F6_Industrial_Industrial - WA_Process_Natural Gas | F6 | Industrial | Industrial - WA | Process | Natural Gas | RVT Peak Price | $ per therm | 0 | 0 | 0 | 0 | 0 | 0 | 0 | 0 | 0 | 0 | 0 | 0 | 0 | 0 | 0 | 0 | 0 | 0 | 0 | 0 | 0 | 0 | 0 | 0 | 0 | 0 | 0 | 0 | 0 | 0 | 0 | 0 | 0 | 0 | 0 | 0 | 0 | 0 | 0 | 0 | 0 | 0 | 0 | 0 | 0 | 0 | 0 | 0 | 0 | 0 | 0 | 0 | 0 | 0 | 0 | 0 | 0 | 0 | 0 | 0
F1_Industrial_Industrial - WA_Miscellaneous_Natural Gas | F1 | Industrial | Industrial - WA | Miscellaneous | Natural Gas | Avoided Energy Cost | $ per Mtherm | 1143.6096 | 1143.6096 | 1143.6096 | 1014.5978 | 938.1327 | 1187.2803 | 1182.4524 | 1195.7741 | 1219.1943 | 1240.3808 | 1263.3617 | 1283.8057 | 1313.6385 | 1339.5791 | 1364.4675 | 1392.8394 | 1417.4409 | 1446.029 | 1478.237 | 1511.2814 | 1542.783 | 1471.9195 | 1322.6254 | 1176.7786 | 1035.4647 | 1040.5405 | 1045.6412 | 1050.7669 | 1055.9177 | 1061.0938 | 1066.2952 | 1071.5221 | 1076.7747 | 1082.053 | 1087.3572 | 1092.6874 | 1098.0437 | 1103.4263 | 1108.8352 | 1114.2707 | 1119.7328 | 1125.2217 | 1130.7375 | 1136.2803 | 1141.8503 | 1147.4476 | 1153.0723 | 1158.7247 | 1164.4047 | 1170.1125 | 1175.8484 | 1181.6124 | 1187.4046 | 1193.2252 | 1199.0743 | 1204.9521 | 1210.8588 | 1216.7944 | 1222.759 | 1228.7529
F2_Industrial_Industrial - WA_Miscellaneous_Natural Gas | F2 | Industrial | Industrial - WA | Miscellaneous | Natural Gas | Avoided Capacity Cost | $ per therm | 0 | 0 | 0 | 0 | 0 | 0 | 0 | 0 | 0 | 0 | 0 | 0 | 0 | 0 | 0 | 0 | 0 | 0 | 0 | 0 | 0 | 0 | 0 | 0 | 0 | 0 | 0 | 0 | 0 | 0 | 0 | 0 | 0 | 0 | 0 | 0 | 0 | 0 | 0 | 0 | 0 | 0 | 0 | 0 | 0 | 0 | 0 | 0 | 0 | 0 | 0 | 0 | 0 | 0 | 0 | 0 | 0 | 0 | 0 | 0
F3_Industrial_Industrial - WA_Miscellaneous_Natural Gas | F3 | Industrial | Industrial - WA | Miscellaneous | Natural Gas | Line Loss | % T&D Loss | bar: 2021 to 2080
F4_Industrial_Industrial - WA_Miscellaneous_Natural Gas | F4 | Industrial | Industrial - WA | Miscellaneous | Natural Gas | Peak Season | Winter/Summer | Winter | Winter | Winter | Winter | Winter | Winter | Winter | Winter | Winter | Winter | Winter | Winter | Winter | Winter | Winter | Winter | Winter | Winter | Winter | Winter | Winter | Winter | Winter | Winter | Winter | Winter | Winter | Winter | Winter | Winter | Winter | Winter | Winter | Winter | Winter | Winter | Winter | Winter | Winter | Winter | Winter | Winter | Winter | Winter | Winter | Winter | Winter | Winter | Winter | Winter | Winter | Winter | Winter | Winter | Winter | Winter | Winter | Winter | Winter | Winter
F5_Industrial_Industrial - WA_Miscellaneous_Natural Gas | F5 | Industrial | Industrial - WA | Miscellaneous | Natural Gas | RVT Energy Price | $ per Mtherm | 0 | 0 | 0 | 0 | 0 | 0 | 0 | 0 | 0 | 0 | 0 | 0 | 0 | 0 | 0 | 0 | 0 | 0 | 0 | 0 | 0 | 0 | 0 | 0 | 0 | 0 | 0 | 0 | 0 | 0 | 0 | 0 | 0 | 0 | 0 | 0 | 0 | 0 | 0 | 0 | 0 | 0 | 0 | 0 | 0 | 0 | 0 | 0 | 0 | 0 | 0 | 0 | 0 | 0 | 0 | 0 | 0 | 0 | 0 | 0
F6_Industrial_Industrial - WA_Miscellaneous_Natural Gas | F6 | Industrial | Industrial - WA | Miscellaneous | Natural Gas | RVT Peak Price | $ per therm | 0 | 0 | 0 | 0 | 0 | 0 | 0 | 0 | 0 | 0 | 0 | 0 | 0 | 0 | 0 | 0 | 0 | 0 | 0 | 0 | 0 | 0 | 0 | 0 | 0 | 0 | 0 | 0 | 0 | 0 | 0 | 0 | 0 | 0 | 0 | 0 | 0 | 0 | 0 | 0 | 0 | 0 | 0 | 0 | 0 | 0 | 0 | 0 | 0 | 0 | 0 | 0 | 0 | 0 | 0 | 0 | 0 | 0 | 0 | 0
F1_Industrial_Industrial - ID_Space Heating_Natural Gas | F1 | Industrial | Industrial - ID | Space Heating | Natural Gas | Avoided Energy Cost | $ per Mtherm | 755.1254 | 755.1254 | 755.1254 | 541.44 | 450.6677 | 382.3926 | 347.8184 | 336.5188 | 334.8353 | 352.2516 | 355.8716 | 364.4311 | 377.9459 | 390.3616 | 393.8004 | 404.6294 | 404.1877 | 409.0669 | 419.0207 | 433.5697 | 436.7257 | 432.3007 | 442.4724 | 449.6101 | 435.4438 | 437.5784 | 439.7234 | 441.8789 | 444.0449 | 446.2216 | 448.409 | 450.6071 | 452.8159 | 455.0356 | 457.2662 | 459.5077 | 461.7602 | 464.0237 | 466.2983 | 468.5841 | 470.8811 | 473.1893 | 475.5089 | 477.8398 | 480.1822 | 482.536 | 484.9014 | 487.2783 | 489.6669 | 492.0673 | 494.4794 | 496.9033 | 499.3391 | 501.7868 | 504.2466 | 506.7184 | 509.2023 | 511.6984 | 514.2067 | 516.7273
F2_Industrial_Industrial - ID_Space Heating_Natural Gas | F2 | Industrial | Industrial - ID | Space Heating | Natural Gas | Avoided Capacity Cost | $ per therm | 0 | 0 | 0 | 0 | 0 | 0 | 0 | 0 | 0 | 0 | 0 | 0 | 0 | 0 | 0 | 0 | 0 | 0 | 0 | 0 | 0 | 0 | 0 | 0 | 0 | 0 | 0 | 0 | 0 | 0 | 0 | 0 | 0 | 0 | 0 | 0 | 0 | 0 | 0 | 0 | 0 | 0 | 0 | 0 | 0 | 0 | 0 | 0 | 0 | 0 | 0 | 0 | 0 | 0 | 0 | 0 | 0 | 0 | 0 | 0
F3_Industrial_Industrial - ID_Space Heating_Natural Gas | F3 | Industrial | Industrial - ID | Space Heating | Natural Gas | Line Loss | % T&D Loss | bar: 2021 to 2080
F4_Industrial_Industrial - ID_Space Heating_Natural Gas | F4 | Industrial | Industrial - ID | Space Heating | Natural Gas | Peak Season | Winter/Summer | Winter | Winter | Winter | Winter | Winter | Winter | Winter | Winter | Winter | Winter | Winter | Winter | Winter | Winter | Winter | Winter | Winter | Winter | Winter | Winter | Winter | Winter | Winter | Winter | Winter | Winter | Winter | Winter | Winter | Winter | Winter | Winter | Winter | Winter | Winter | Winter | Winter | Winter | Winter | Winter | Winter | Winter | Winter | Winter | Winter | Winter | Winter | Winter | Winter | Winter | Winter | Winter | Winter | Winter | Winter | Winter | Winter | Winter | Winter | Winter
F5_Industrial_Industrial - ID_Space Heating_Natural Gas | F5 | Industrial | Industrial - ID | Space Heating | Natural Gas | RVT Energy Price | $ per Mtherm | 0 | 0 | 0 | 0 | 0 | 0 | 0 | 0 | 0 | 0 | 0 | 0 | 0 | 0 | 0 | 0 | 0 | 0 | 0 | 0 | 0 | 0 | 0 | 0 | 0 | 0 | 0 | 0 | 0 | 0 | 0 | 0 | 0 | 0 | 0 | 0 | 0 | 0 | 0 | 0 | 0 | 0 | 0 | 0 | 0 | 0 | 0 | 0 | 0 | 0 | 0 | 0 | 0 | 0 | 0 | 0 | 0 | 0 | 0 | 0
F6_Industrial_Industrial - ID_Space Heating_Natural Gas | F6 | Industrial | Industrial - ID | Space Heating | Natural Gas | RVT Peak Price | $ per therm | 0 | 0 | 0 | 0 | 0 | 0 | 0 | 0 | 0 | 0 | 0 | 0 | 0 | 0 | 0 | 0 | 0 | 0 | 0 | 0 | 0 | 0 | 0 | 0 | 0 | 0 | 0 | 0 | 0 | 0 | 0 | 0 | 0 | 0 | 0 | 0 | 0 | 0 | 0 | 0 | 0 | 0 | 0 | 0 | 0 | 0 | 0 | 0 | 0 | 0 | 0 | 0 | 0 | 0 | 0 | 0 | 0 | 0 | 0 | 0
F1_Industrial_Industrial - ID_Process_Natural Gas | F1 | Industrial | Industrial - ID | Process | Natural Gas | Avoided Energy Cost | $ per Mtherm | 613.2691 | 613.2691 | 613.2691 | 472.272 | 384.3854 | 332.6987 | 307.761 | 300.7704 | 303.4665 | 323.4476 | 330.7054 | 335.1025 | 347.5956 | 354.6856 | 361.2419 | 368.1923 | 370.8656 | 376.9771 | 386.119 | 399.0002 | 404.6213 | 405.1729 | 420.4325 | 423.413 | 423.9751 | 426.0534 | 428.1419 | 430.2406 | 432.3496 | 434.469 | 436.5987 | 438.7389 | 440.8896 | 443.0508 | 445.2227 | 447.4051 | 449.5983 | 451.8022 | 454.0169 | 456.2425 | 458.479 | 460.7264 | 462.9849 | 465.2544 | 467.5351 | 469.8269 | 472.13 | 474.4443 | 476.7701 | 479.1072 | 481.4557 | 483.8158 | 486.1875 | 488.5707 | 490.9657 | 493.3724 | 495.7909 | 498.2212 | 500.6635 | 503.1177
F2_Industrial_Industrial - ID_Process_Natural Gas | F2 | Industrial | Industrial - ID | Process | Natural Gas | Avoided Capacity Cost | $ per therm | 0 | 0 | 0 | 0 | 0 | 0 | 0 | 0 | 0 | 0 | 0 | 0 | 0 | 0 | 0 | 0 | 0 | 0 | 0 | 0 | 0 | 0 | 0 | 0 | 0 | 0 | 0 | 0 | 0 | 0 | 0 | 0 | 0 | 0 | 0 | 0 | 0 | 0 | 0 | 0 | 0 | 0 | 0 | 0 | 0 | 0 | 0 | 0 | 0 | 0 | 0 | 0 | 0 | 0 | 0 | 0 | 0 | 0 | 0 | 0
F3_Industrial_Industrial - ID_Process_Natural Gas | F3 | Industrial | Industrial - ID | Process | Natural Gas | Line Loss | % T&D Loss | bar: 2021 to 2080
F4_Industrial_Industrial - ID_Process_Natural Gas | F4 | Industrial | Industrial - ID | Process | Natural Gas | Peak Season | Winter/Summer | Winter | Winter | Winter | Winter | Winter | Winter | Winter | Winter | Winter | Winter | Winter | Winter | Winter | Winter | Winter | Winter | Winter | Winter | Winter | Winter | Winter | Winter | Winter | Winter | Winter | Winter | Winter | Winter | Winter | Winter | Winter | Winter | Winter | Winter | Winter | Winter | Winter | Winter | Winter | Winter | Winter | Winter | Winter | Winter | Winter | Winter | Winter | Winter | Winter | Winter | Winter | Winter | Winter | Winter | Winter | Winter | Winter | Winter | Winter | Winter
F5_Industrial_Industrial - ID_Process_Natural Gas | F5 | Industrial | Industrial - ID | Process | Natural Gas | RVT Energy Price | $ per Mtherm | 0 | 0 | 0 | 0 | 0 | 0 | 0 | 0 | 0 | 0 | 0 | 0 | 0 | 0 | 0 | 0 | 0 | 0 | 0 | 0 | 0 | 0 | 0 | 0 | 0 | 0 | 0 | 0 | 0 | 0 | 0 | 0 | 0 | 0 | 0 | 0 | 0 | 0 | 0 | 0 | 0 | 0 | 0 | 0 | 0 | 0 | 0 | 0 | 0 | 0 | 0 | 0 | 0 | 0 | 0 | 0 | 0 | 0 | 0 | 0
F6_Industrial_Industrial - ID_Process_Natural Gas | F6 | Industrial | Industrial - ID | Process | Natural Gas | RVT Peak Price | $ per therm | 0 | 0 | 0 | 0 | 0 | 0 | 0 | 0 | 0 | 0 | 0 | 0 | 0 | 0 | 0 | 0 | 0 | 0 | 0 | 0 | 0 | 0 | 0 | 0 | 0 | 0 | 0 | 0 | 0 | 0 | 0 | 0 | 0 | 0 | 0 | 0 | 0 | 0 | 0 | 0 | 0 | 0 | 0 | 0 | 0 | 0 | 0 | 0 | 0 | 0 | 0 | 0 | 0 | 0 | 0 | 0 | 0 | 0 | 0 | 0
F1_Industrial_Industrial - ID_Miscellaneous_Natural Gas | F1 | Industrial | Industrial - ID | Miscellaneous | Natural Gas | Avoided Energy Cost | $ per Mtherm | 613.2691 | 613.2691 | 613.2691 | 472.272 | 384.3854 | 332.6987 | 307.761 | 300.7704 | 303.4665 | 323.4476 | 330.7054 | 335.1025 | 347.5956 | 354.6856 | 361.2419 | 368.1923 | 370.8656 | 376.9771 | 386.119 | 399.0002 | 404.6213 | 405.1729 | 420.4325 | 423.413 | 423.9751 | 426.0534 | 428.1419 | 430.2406 | 432.3496 | 434.469 | 436.5987 | 438.7389 | 440.8896 | 443.0508 | 445.2227 | 447.4051 | 449.5983 | 451.8022 | 454.0169 | 456.2425 | 458.479 | 460.7264 | 462.9849 | 465.2544 | 467.5351 | 469.8269 | 472.13 | 474.4443 | 476.7701 | 479.1072 | 481.4557 | 483.8158 | 486.1875 | 488.5707 | 490.9657 | 493.3724 | 495.7909 | 498.2212 | 500.6635 | 503.1177
F2_Industrial_Industrial - ID_Miscellaneous_Natural Gas | F2 | Industrial | Industrial - ID | Miscellaneous | Natural Gas | Avoided Capacity Cost | $ per therm | 0 | 0 | 0 | 0 | 0 | 0 | 0 | 0 | 0 | 0 | 0 | 0 | 0 | 0 | 0 | 0 | 0 | 0 | 0 | 0 | 0 | 0 | 0 | 0 | 0 | 0 | 0 | 0 | 0 | 0 | 0 | 0 | 0 | 0 | 0 | 0 | 0 | 0 | 0 | 0 | 0 | 0 | 0 | 0 | 0 | 0 | 0 | 0 | 0 | 0 | 0 | 0 | 0 | 0 | 0 | 0 | 0 | 0 | 0 | 0
F3_Industrial_Industrial - ID_Miscellaneous_Natural Gas | F3 | Industrial | Industrial - ID | Miscellaneous | Natural Gas | Line Loss | % T&D Loss | bar: 2021 to 2080
F4_Industrial_Industrial - ID_Miscellaneous_Natural Gas | F4 | Industrial | Industrial - ID | Miscellaneous | Natural Gas | Peak Season | Winter/Summer | Winter | Winter | Winter | Winter | Winter | Winter | Winter | Winter | Winter | Winter | Winter | Winter | Winter | Winter | Winter | Winter | Winter | Winter | Winter | Winter | Winter | Winter | Winter | Winter | Winter | Winter | Winter | Winter | Winter | Winter | Winter | Winter | Winter | Winter | Winter | Winter | Winter | Winter | Winter | Winter | Winter | Winter | Winter | Winter | Winter | Winter | Winter | Winter | Winter | Winter | Winter | Winter | Winter | Winter | Winter | Winter | Winter | Winter | Winter | Winter
F5_Industrial_Industrial - ID_Miscellaneous_Natural Gas | F5 | Industrial | Industrial - ID | Miscellaneous | Natural Gas | RVT Energy Price | $ per Mtherm | 0 | 0 | 0 | 0 | 0 | 0 | 0 | 0 | 0 | 0 | 0 | 0 | 0 | 0 | 0 | 0 | 0 | 0 | 0 | 0 | 0 | 0 | 0 | 0 | 0 | 0 | 0 | 0 | 0 | 0 | 0 | 0 | 0 | 0 | 0 | 0 | 0 | 0 | 0 | 0 | 0 | 0 | 0 | 0 | 0 | 0 | 0 | 0 | 0 | 0 | 0 | 0 | 0 | 0 | 0 | 0 | 0 | 0 | 0 | 0
F6_Industrial_Industrial - ID_Miscellaneous_Natural Gas | F6 | Industrial | Industrial - ID | Miscellaneous | Natural Gas | RVT Peak Price | $ per therm | 0 | 0 | 0 | 0 | 0 | 0 | 0 | 0 | 0 | 0 | 0 | 0 | 0 | 0 | 0 | 0 | 0 | 0 | 0 | 0 | 0 | 0 | 0 | 0 | 0 | 0 | 0 | 0 | 0 | 0 | 0 | 0 | 0 | 0 | 0 | 0 | 0 | 0 | 0 | 0 | 0 | 0 | 0 | 0 | 0 | 0 | 0 | 0 | 0 | 0 | 0 | 0 | 0 | 0 | 0 | 0 | 0 | 0 | 0 | 0

## Utilization
|  |  |  | Exogenous Variables Affecting Energy Usage | [11 empty] | 2021 | 2022 | 2023 | 2024 | 2025 | 2026 | 2027 | 2028 | 2029 | 2030 | 2031 | 2032 | 2033 | 2034 | 2035 | 2036 | 2037 | 2038 | 2039 | 2040 | 2041 | 2042 | 2043 | 2044 | 2045 | 2046 | 2047 | 2048 | 2049 | 2050 | 2051 | 2052 | 2053 | 2054 | 2055 | 2056 | 2057 | 2058 | 2059 | 2060 | 2061 | 2062 | 2063 | 2064 | 2065 | 2066 | 2067 | 2068 | 2069 | 2070 | 2071 | 2072 | 2073 | 2074 | 2075 | 2076 | 2077 | 2078 | 2079 | 2080 | 2081 | 2082 | 2083 | 2084 | 2085 | 2086 | 2087
|  |  |  | Data Set 1 |  | WA HDD | [9 empty] | 6043.75 | 6501.9017 | 6476.6893 | 6476.6893 | 6476.6893 | 6476.6893 | 6476.6893 | 6476.6893 | 6476.6893 | 6476.6893 | 6476.6893 | 6476.6893 | 6476.6893 | 6476.6893 | 6476.6893 | 6476.6893 | 6476.6893 | 6476.6893 | 6476.6893 | 6476.6893 | 6476.6893 | 6476.6893 | 6476.6893 | 6476.6893 | 6476.6893 | 6476.6893 | 6476.6893 | 6476.6893 | 6476.6893 | 6476.6893 | 6476.6893 | 6476.6893 | 6476.6893 | 6476.6893 | 6476.6893 | 6476.6893 | 6476.6893 | 6476.6893 | 6476.6893 | 6476.6893 | 6476.6893 | 6476.6893 | 6476.6893 | 6476.6893 | 6476.6893 | 6476.6893 | 6476.6893 | 6476.6893 | 6476.6893 | 6476.6893 | 6476.6893 | 6476.6893 | 6476.6893 | 6476.6893 | 6476.6893 | 6476.6893 | 6476.6893 | 6476.6893 | 6476.6893 | 6476.6893 | 6476.6893 | 6476.6893 | 6476.6893 | 6476.6893 | 6476.6893 | 6476.6893 | 6476.6893
|  |  |  | Data Set 2 |  | ID HDD | [9 empty] | 6043.75 | 6501.9017 | 6476.6893 | 6476.6893 | 6476.6893 | 6476.6893 | 6476.6893 | 6476.6893 | 6476.6893 | 6476.6893 | 6476.6893 | 6476.6893 | 6476.6893 | 6476.6893 | 6476.6893 | 6476.6893 | 6476.6893 | 6476.6893 | 6476.6893 | 6476.6893 | 6476.6893 | 6476.6893 | 6476.6893 | 6476.6893 | 6476.6893 | 6476.6893 | 6476.6893 | 6476.6893 | 6476.6893 | 6476.6893 | 6476.6893 | 6476.6893 | 6476.6893 | 6476.6893 | 6476.6893 | 6476.6893 | 6476.6893 | 6476.6893 | 6476.6893 | 6476.6893 | 6476.6893 | 6476.6893 | 6476.6893 | 6476.6893 | 6476.6893 | 6476.6893 | 6476.6893 | 6476.6893 | 6476.6893 | 6476.6893 | 6476.6893 | 6476.6893 | 6476.6893 | 6476.6893 | 6476.6893 | 6476.6893 | 6476.6893 | 6476.6893 | 6476.6893 | 6476.6893 | 6476.6893 | 6476.6893 | 6476.6893 | 6476.6893 | 6476.6893 | 6476.6893 | 6476.6893
|  |  |  | Data Set 3 |  | Retail Price of Natural Gas $/therm | bar: 2021 to 2087
Data Set 4 | bar: 2021 to 2087
Data Set 5 | bar: 2021 to 2087
Data Set 6 | bar: 2021 to 2087
Data Set 7 | bar: 2021 to 2087
Data Set 8 | bar: 2021 to 2087
Data Set 9 | bar: 2021 to 2087
Data Set 10 | bar: 2021 to 2087
Elasticities for each Data Set
Key | Sector | Segment | Vintage | End Use | Fuel | 1 | 2 | 3 | 4 | 5 | 6 | 7 | 8 | 9 | 10 | 2021 | 2022 | 2023 | 2024 | 2025 | 2026 | 2027 | 2028 | 2029 | 2030 | 2031 | 2032 | 2033 | 2034 | 2035 | 2036 | 2037 | 2038 | 2039 | 2040 | 2041 | 2042 | 2043 | 2044 | 2045 | 2046 | 2047 | 2048 | 2049 | 2050 | 2051 | 2052 | 2053 | 2054 | 2055 | 2056 | 2057 | 2058 | 2059 | 2060 | 2061 | 2062 | 2063 | 2064 | 2065 | 2066 | 2067 | 2068 | 2069 | 2070 | 2071 | 2072 | 2073 | 2074 | 2075 | 2076 | 2077 | 2078 | 2079 | 2080 | 2081 | 2082 | 2083 | 2084 | 2085 | 2086 | 2087
Industrial_Industrial - WA_Existing_Space Heating_Natural Gas | Industrial | Industrial - WA | Existing | Space Heating | Natural Gas | 100% | 0% | 0% | 0% | 0% | 0% | 0% | 0% | 0% | 0% | 1 | 1.0758 | 1.0716 | 1.0716 | 1.0716 | 1.0716 | 1.0716 | 1.0716 | 1.0716 | 1.0716 | 1.0716 | 1.0716 | 1.0716 | 1.0716 | 1.0716 | 1.0716 | 1.0716 | 1.0716 | 1.0716 | 1.0716 | 1.0716 | 1.0716 | 1.0716 | 1.0716 | 1.0716 | 1.0716 | 1.0716 | 1.0716 | 1.0716 | 1.0716 | 1.0716 | 1.0716 | 1.0716 | 1.0716 | 1.0716 | 1.0716 | 1.0716 | 1.0716 | 1.0716 | 1.0716 | 1.0716 | 1.0716 | 1.0716 | 1.0716 | 1.0716 | 1.0716 | 1.0716 | 1.0716 | 1.0716 | 1.0716 | 1.0716 | 1.0716 | 1.0716 | 1.0716 | 1.0716 | 1.0716 | 1.0716 | 1.0716 | 1.0716 | 1.0716 | 1.0716 | 1.0716 | 1.0716 | 1.0716 | 1.0716 | 1.0716 | 1.0716
Industrial_Industrial - WA_Existing_Process_Natural Gas | Industrial | Industrial - WA | Existing | Process | Natural Gas | bar: Elasticities for each Data Set 1 to Elasticities for each Data Set 2087
Industrial_Industrial - WA_Existing_Miscellaneous_Natural Gas | Industrial | Industrial - WA | Existing | Miscellaneous | Natural Gas | bar: Elasticities for each Data Set 1 to Elasticities for each Data Set 2087
Industrial_Industrial - WA_New_Space Heating_Natural Gas | Industrial | Industrial - WA | New | Space Heating | Natural Gas | 100% | 0% | 0% | 0% | 0% | 0% | 0% | 0% | 0% | 0% | 1 | 1.0758 | 1.0716 | 1.0716 | 1.0716 | 1.0716 | 1.0716 | 1.0716 | 1.0716 | 1.0716 | 1.0716 | 1.0716 | 1.0716 | 1.0716 | 1.0716 | 1.0716 | 1.0716 | 1.0716 | 1.0716 | 1.0716 | 1.0716 | 1.0716 | 1.0716 | 1.0716 | 1.0716 | 1.0716 | 1.0716 | 1.0716 | 1.0716 | 1.0716 | 1.0716 | 1.0716 | 1.0716 | 1.0716 | 1.0716 | 1.0716 | 1.0716 | 1.0716 | 1.0716 | 1.0716 | 1.0716 | 1.0716 | 1.0716 | 1.0716 | 1.0716 | 1.0716 | 1.0716 | 1.0716 | 1.0716 | 1.0716 | 1.0716 | 1.0716 | 1.0716 | 1.0716 | 1.0716 | 1.0716 | 1.0716 | 1.0716 | 1.0716 | 1.0716 | 1.0716 | 1.0716 | 1.0716 | 1.0716 | 1.0716 | 1.0716 | 1.0716
Industrial_Industrial - WA_New_Process_Natural Gas | Industrial | Industrial - WA | New | Process | Natural Gas | bar: Elasticities for each Data Set 1 to Elasticities for each Data Set 2087
Industrial_Industrial - WA_New_Miscellaneous_Natural Gas | Industrial | Industrial - WA | New | Miscellaneous | Natural Gas | bar: Elasticities for each Data Set 1 to Elasticities for each Data Set 2087
Industrial_Industrial - ID_Existing_Space Heating_Natural Gas | Industrial | Industrial - ID | Existing | Space Heating | Natural Gas | 0% | 100% | 0% | 0% | 0% | 0% | 0% | 0% | 0% | 0% | 1 | 1.0758 | 1.0716 | 1.0716 | 1.0716 | 1.0716 | 1.0716 | 1.0716 | 1.0716 | 1.0716 | 1.0716 | 1.0716 | 1.0716 | 1.0716 | 1.0716 | 1.0716 | 1.0716 | 1.0716 | 1.0716 | 1.0716 | 1.0716 | 1.0716 | 1.0716 | 1.0716 | 1.0716 | 1.0716 | 1.0716 | 1.0716 | 1.0716 | 1.0716 | 1.0716 | 1.0716 | 1.0716 | 1.0716 | 1.0716 | 1.0716 | 1.0716 | 1.0716 | 1.0716 | 1.0716 | 1.0716 | 1.0716 | 1.0716 | 1.0716 | 1.0716 | 1.0716 | 1.0716 | 1.0716 | 1.0716 | 1.0716 | 1.0716 | 1.0716 | 1.0716 | 1.0716 | 1.0716 | 1.0716 | 1.0716 | 1.0716 | 1.0716 | 1.0716 | 1.0716 | 1.0716 | 1.0716 | 1.0716 | 1.0716 | 1.0716 | 1.0716
Industrial_Industrial - ID_Existing_Process_Natural Gas | Industrial | Industrial - ID | Existing | Process | Natural Gas | bar: Elasticities for each Data Set 1 to Elasticities for each Data Set 2087
Industrial_Industrial - ID_Existing_Miscellaneous_Natural Gas | Industrial | Industrial - ID | Existing | Miscellaneous | Natural Gas | bar: Elasticities for each Data Set 1 to Elasticities for each Data Set 2087
Industrial_Industrial - ID_New_Space Heating_Natural Gas | Industrial | Industrial - ID | New | Space Heating | Natural Gas | 0% | 100% | 0% | 0% | 0% | 0% | 0% | 0% | 0% | 0% | 1 | 1.0758 | 1.0716 | 1.0716 | 1.0716 | 1.0716 | 1.0716 | 1.0716 | 1.0716 | 1.0716 | 1.0716 | 1.0716 | 1.0716 | 1.0716 | 1.0716 | 1.0716 | 1.0716 | 1.0716 | 1.0716 | 1.0716 | 1.0716 | 1.0716 | 1.0716 | 1.0716 | 1.0716 | 1.0716 | 1.0716 | 1.0716 | 1.0716 | 1.0716 | 1.0716 | 1.0716 | 1.0716 | 1.0716 | 1.0716 | 1.0716 | 1.0716 | 1.0716 | 1.0716 | 1.0716 | 1.0716 | 1.0716 | 1.0716 | 1.0716 | 1.0716 | 1.0716 | 1.0716 | 1.0716 | 1.0716 | 1.0716 | 1.0716 | 1.0716 | 1.0716 | 1.0716 | 1.0716 | 1.0716 | 1.0716 | 1.0716 | 1.0716 | 1.0716 | 1.0716 | 1.0716 | 1.0716 | 1.0716 | 1.0716 | 1.0716 | 1.0716
Industrial_Industrial - ID_New_Process_Natural Gas | Industrial | Industrial - ID | New | Process | Natural Gas | bar: Elasticities for each Data Set 1 to Elasticities for each Data Set 2087
Industrial_Industrial - ID_New_Miscellaneous_Natural Gas | Industrial | Industrial - ID | New | Miscellaneous | Natural Gas | bar: Elasticities for each Data Set 1 to Elasticities for each Data Set 2087
Note on Q2: Chen, Stephanie: Source: Gas Data and Forecasts Spring 2022 "WA-ID SAS Forecasting Data"
Note on Q3: Chen, Stephanie: Source: Gas Data and Forecasts Spring 2022 "WA-ID SAS Forecasting Data"

## Program Costs
Key | Sector | Segment | Vintage | End Use | Fuel | Technology | Incentive Rate | Administrative Adder
Industrial_Industrial - WA_Existing_Space Heating_Natural Gas_Furnace | Industrial | Industrial - WA | Existing | Space Heating | Natural Gas | Furnace | 50% | 25%
Industrial_Industrial - WA_Existing_Space Heating_Natural Gas_Boiler | Industrial | Industrial - WA | Existing | Space Heating | Natural Gas | Boiler | 50% | 25%
Industrial_Industrial - WA_Existing_Space Heating_Natural Gas_Unit Heater | Industrial | Industrial - WA | Existing | Space Heating | Natural Gas | Unit Heater | 50% | 25%
Industrial_Industrial - WA_Existing_Process_Natural Gas_Process Boiler | Industrial | Industrial - WA | Existing | Process | Natural Gas | Process Boiler | 50% | 45%
Industrial_Industrial - WA_Existing_Process_Natural Gas_Process Heating | Industrial | Industrial - WA | Existing | Process | Natural Gas | Process Heating | 50% | 45%
Industrial_Industrial - WA_Existing_Process_Natural Gas_Process Cooling | Industrial | Industrial - WA | Existing | Process | Natural Gas | Process Cooling | 50% | 45%
Industrial_Industrial - WA_Existing_Process_Natural Gas_Other Process | Industrial | Industrial - WA | Existing | Process | Natural Gas | Other Process | 50% | 45%
Industrial_Industrial - WA_Existing_Miscellaneous_Natural Gas_Miscellaneous | Industrial | Industrial - WA | Existing | Miscellaneous | Natural Gas | Miscellaneous | 50% | 45%
Industrial_Industrial - WA_New_Space Heating_Natural Gas_Furnace | Industrial | Industrial - WA | New | Space Heating | Natural Gas | Furnace | 50% | 25%
Industrial_Industrial - WA_New_Space Heating_Natural Gas_Boiler | Industrial | Industrial - WA | New | Space Heating | Natural Gas | Boiler | 50% | 25%
Industrial_Industrial - WA_New_Space Heating_Natural Gas_Unit Heater | Industrial | Industrial - WA | New | Space Heating | Natural Gas | Unit Heater | 50% | 25%
Industrial_Industrial - WA_New_Process_Natural Gas_Process Boiler | Industrial | Industrial - WA | New | Process | Natural Gas | Process Boiler | 50% | 45%
Industrial_Industrial - WA_New_Process_Natural Gas_Process Heating | Industrial | Industrial - WA | New | Process | Natural Gas | Process Heating | 50% | 45%
Industrial_Industrial - WA_New_Process_Natural Gas_Process Cooling | Industrial | Industrial - WA | New | Process | Natural Gas | Process Cooling | 50% | 45%
Industrial_Industrial - WA_New_Process_Natural Gas_Other Process | Industrial | Industrial - WA | New | Process | Natural Gas | Other Process | 50% | 45%
Industrial_Industrial - WA_New_Miscellaneous_Natural Gas_Miscellaneous | Industrial | Industrial - WA | New | Miscellaneous | Natural Gas | Miscellaneous | 50% | 45%
Industrial_Industrial - ID_Existing_Space Heating_Natural Gas_Furnace | Industrial | Industrial - ID | Existing | Space Heating | Natural Gas | Furnace | 50% | 25%
Industrial_Industrial - ID_Existing_Space Heating_Natural Gas_Boiler | Industrial | Industrial - ID | Existing | Space Heating | Natural Gas | Boiler | 50% | 25%
Industrial_Industrial - ID_Existing_Space Heating_Natural Gas_Unit Heater | Industrial | Industrial - ID | Existing | Space Heating | Natural Gas | Unit Heater | 50% | 25%
Industrial_Industrial - ID_Existing_Process_Natural Gas_Process Boiler | Industrial | Industrial - ID | Existing | Process | Natural Gas | Process Boiler | 50% | 45%
Industrial_Industrial - ID_Existing_Process_Natural Gas_Process Heating | Industrial | Industrial - ID | Existing | Process | Natural Gas | Process Heating | 50% | 45%
Industrial_Industrial - ID_Existing_Process_Natural Gas_Process Cooling | Industrial | Industrial - ID | Existing | Process | Natural Gas | Process Cooling | 50% | 45%
Industrial_Industrial - ID_Existing_Process_Natural Gas_Other Process | Industrial | Industrial - ID | Existing | Process | Natural Gas | Other Process | 50% | 45%
Industrial_Industrial - ID_Existing_Miscellaneous_Natural Gas_Miscellaneous | Industrial | Industrial - ID | Existing | Miscellaneous | Natural Gas | Miscellaneous | 50% | 45%
Industrial_Industrial - ID_New_Space Heating_Natural Gas_Furnace | Industrial | Industrial - ID | New | Space Heating | Natural Gas | Furnace | 50% | 25%
Industrial_Industrial - ID_New_Space Heating_Natural Gas_Boiler | Industrial | Industrial - ID | New | Space Heating | Natural Gas | Boiler | 50% | 25%
Industrial_Industrial - ID_New_Space Heating_Natural Gas_Unit Heater | Industrial | Industrial - ID | New | Space Heating | Natural Gas | Unit Heater | 50% | 25%
Industrial_Industrial - ID_New_Process_Natural Gas_Process Boiler | Industrial | Industrial - ID | New | Process | Natural Gas | Process Boiler | 50% | 45%
Industrial_Industrial - ID_New_Process_Natural Gas_Process Heating | Industrial | Industrial - ID | New | Process | Natural Gas | Process Heating | 50% | 45%
Industrial_Industrial - ID_New_Process_Natural Gas_Process Cooling | Industrial | Industrial - ID | New | Process | Natural Gas | Process Cooling | 50% | 45%
Industrial_Industrial - ID_New_Process_Natural Gas_Other Process | Industrial | Industrial - ID | New | Process | Natural Gas | Other Process | 50% | 45%
Industrial_Industrial - ID_New_Miscellaneous_Natural Gas_Miscellaneous | Industrial | Industrial - ID | New | Miscellaneous | Natural Gas | Miscellaneous | 50% | 45%

## Building Systems (hidden)
Key | Sector | Segment | Vintage | System | Label | Conversion Cost | Applicability | Base Year Saturation | Growth Rate | First Year On Market | Last Year On Market | Use Logit Model | Allow Purchase Share Growth | Allow Purchase Share Decline

## System Data (hidden)
Key | Sector | Segment | Vintage | System | Label | Component | System Enduse | System Fuel | System Technology | Enduse Required

## Sys Program Costs (hidden)
Key | Sector | Segment | Vintage | System | Label | Incentive Rate | Administrative Adder

## System Potential Factors (hidden)
Key | Sector | Segment | System | Label | Type | 2013 | 2014 | 2015 | 2016 | 2017 | 2018 | 2019 | 2020 | 2021 | 2022 | 2023 | 2024 | 2025 | 2026 | 2027 | 2028 | 2029 | 2030 | 2031 | 2032 | 2033 | 2034 | 2035

## System Purchase Shares (hidden)
Key | Sector | Segment | Vintage | System | Label | Potential | 2013 | 2014 | 2015 | 2016 | 2017 | 2018 | 2019 | 2020 | 2021 | 2022 | 2023 | 2024 | 2025 | 2026 | 2027 | 2028 | 2029 | 2030 | 2031 | 2032 | 2033 | 2034 | 2035
Note on H1: kwalter: Must input base year shares

## Sheet2 (hidden)
Field | Sector | Market | Segment | Vintage | End Use | Fuel
F1 | Residential | All | Single Family - Elec | Existing | Cooling | Electric
F2 | Residential | All | Single Family - Elec | Existing | Cooling | Electric
F3 | Residential | All | Single Family - Elec | Existing | Cooling | Electric
F4 | Residential | All | Single Family - Elec | Existing | Cooling | Electric
F1 | Residential | All | Single Family - Elec | Existing | Space Heating | Electric
F2 | Residential | All | Single Family - Elec | Existing | Space Heating | Electric
F3 | Residential | All | Single Family - Elec | Existing | Space Heating | Electric
F4 | Residential | All | Single Family - Elec | Existing | Space Heating | Electric
F1 | Residential | All | Single Family - Elec | Existing | Water Heating | Electric
F2 | Residential | All | Single Family - Elec | Existing | Water Heating | Electric
F3 | Residential | All | Single Family - Elec | Existing | Water Heating | Electric
F4 | Residential | All | Single Family - Elec | Existing | Water Heating | Electric
F1 | Residential | All | Single Family - Elec | Existing | Interior Lighting | Electric
F2 | Residential | All | Single Family - Elec | Existing | Interior Lighting | Electric
F3 | Residential | All | Single Family - Elec | Existing | Interior Lighting | Electric
F4 | Residential | All | Single Family - Elec | Existing | Interior Lighting | Electric
F1 | Residential | All | Single Family - Elec | Existing | Exterior Lighting | Electric
F2 | Residential | All | Single Family - Elec | Existing | Exterior Lighting | Electric
F3 | Residential | All | Single Family - Elec | Existing | Exterior Lighting | Electric
F4 | Residential | All | Single Family - Elec | Existing | Exterior Lighting | Electric
F1 | Residential | All | Single Family - Elec | Existing | Appliances | Electric
F2 | Residential | All | Single Family - Elec | Existing | Appliances | Electric
F3 | Residential | All | Single Family - Elec | Existing | Appliances | Electric
F4 | Residential | All | Single Family - Elec | Existing | Appliances | Electric
F1 | Residential | All | Single Family - Elec | Existing | Electronics | Electric
F2 | Residential | All | Single Family - Elec | Existing | Electronics | Electric
F3 | Residential | All | Single Family - Elec | Existing | Electronics | Electric
F4 | Residential | All | Single Family - Elec | Existing | Electronics | Electric
F1 | Residential | All | Single Family - Elec | Existing | Miscellaneous | Electric
F2 | Residential | All | Single Family - Elec | Existing | Miscellaneous | Electric
F3 | Residential | All | Single Family - Elec | Existing | Miscellaneous | Electric
F4 | Residential | All | Single Family - Elec | Existing | Miscellaneous | Electric
F1 | Residential | All | Single Family - Elec | Existing | Generation | Electric
F2 | Residential | All | Single Family - Elec | Existing | Generation | Electric
F3 | Residential | All | Single Family - Elec | Existing | Generation | Electric
F4 | Residential | All | Single Family - Elec | Existing | Generation | Electric
F1 | Residential | All | Single Family - Elec | Existing | Space Heating | Natural Gas
F2 | Residential | All | Single Family - Elec | Existing | Space Heating | Natural Gas
F3 | Residential | All | Single Family - Elec | Existing | Space Heating | Natural Gas
F4 | Residential | All | Single Family - Elec | Existing | Space Heating | Natural Gas
F1 | Residential | All | Single Family - Elec | Existing | Water Heating | Natural Gas
F2 | Residential | All | Single Family - Elec | Existing | Water Heating | Natural Gas
F3 | Residential | All | Single Family - Elec | Existing | Water Heating | Natural Gas
F4 | Residential | All | Single Family - Elec | Existing | Water Heating | Natural Gas
F1 | Residential | All | Single Family - Elec | Existing | Appliances | Natural Gas
F2 | Residential | All | Single Family - Elec | Existing | Appliances | Natural Gas
F3 | Residential | All | Single Family - Elec | Existing | Appliances | Natural Gas
F4 | Residential | All | Single Family - Elec | Existing | Appliances | Natural Gas
F1 | Residential | All | Single Family - Elec | Existing | Miscellaneous | Natural Gas
F2 | Residential | All | Single Family - Elec | Existing | Miscellaneous | Natural Gas
F3 | Residential | All | Single Family - Elec | Existing | Miscellaneous | Natural Gas
F4 | Residential | All | Single Family - Elec | Existing | Miscellaneous | Natural Gas
F1 | Residential | Market | Single Family - Elec | Existing | Cooling | Electric
F2 | Residential | Market | Single Family - Elec | Existing | Cooling | Electric
F3 | Residential | Market | Single Family - Elec | Existing | Cooling | Electric
F4 | Residential | Market | Single Family - Elec | Existing | Cooling | Electric
F1 | Residential | Market | Single Family - Elec | Existing | Space Heating | Electric
F2 | Residential | Market | Single Family - Elec | Existing | Space Heating | Electric
F3 | Residential | Market | Single Family - Elec | Existing | Space Heating | Electric
F4 | Residential | Market | Single Family - Elec | Existing | Space Heating | Electric
F1 | Residential | Market | Single Family - Elec | Existing | Water Heating | Electric
F2 | Residential | Market | Single Family - Elec | Existing | Water Heating | Electric
F3 | Residential | Market | Single Family - Elec | Existing | Water Heating | Electric
F4 | Residential | Market | Single Family - Elec | Existing | Water Heating | Electric
F1 | Residential | Market | Single Family - Elec | Existing | Interior Lighting | Electric
F2 | Residential | Market | Single Family - Elec | Existing | Interior Lighting | Electric
F3 | Residential | Market | Single Family - Elec | Existing | Interior Lighting | Electric
F4 | Residential | Market | Single Family - Elec | Existing | Interior Lighting | Electric
F1 | Residential | Market | Single Family - Elec | Existing | Exterior Lighting | Electric
F2 | Residential | Market | Single Family - Elec | Existing | Exterior Lighting | Electric
F3 | Residential | Market | Single Family - Elec | Existing | Exterior Lighting | Electric
F4 | Residential | Market | Single Family - Elec | Existing | Exterior Lighting | Electric
F1 | Residential | Market | Single Family - Elec | Existing | Appliances | Electric
F2 | Residential | Market | Single Family - Elec | Existing | Appliances | Electric
F3 | Residential | Market | Single Family - Elec | Existing | Appliances | Electric
F4 | Residential | Market | Single Family - Elec | Existing | Appliances | Electric
F1 | Residential | Market | Single Family - Elec | Existing | Electronics | Electric
F2 | Residential | Market | Single Family - Elec | Existing | Electronics | Electric
F3 | Residential | Market | Single Family - Elec | Existing | Electronics | Electric
F4 | Residential | Market | Single Family - Elec | Existing | Electronics | Electric
F1 | Residential | Market | Single Family - Elec | Existing | Miscellaneous | Electric
F2 | Residential | Market | Single Family - Elec | Existing | Miscellaneous | Electric
F3 | Residential | Market | Single Family - Elec | Existing | Miscellaneous | Electric
F4 | Residential | Market | Single Family - Elec | Existing | Miscellaneous | Electric
F1 | Residential | Market | Single Family - Elec | Existing | Generation | Electric
F2 | Residential | Market | Single Family - Elec | Existing | Generation | Electric
F3 | Residential | Market | Single Family - Elec | Existing | Generation | Electric
F4 | Residential | Market | Single Family - Elec | Existing | Generation | Electric
F1 | Residential | Market | Single Family - Elec | Existing | Space Heating | Natural Gas
F2 | Residential | Market | Single Family - Elec | Existing | Space Heating | Natural Gas
F3 | Residential | Market | Single Family - Elec | Existing | Space Heating | Natural Gas
F4 | Residential | Market | Single Family - Elec | Existing | Space Heating | Natural Gas
F1 | Residential | Market | Single Family - Elec | Existing | Water Heating | Natural Gas
F2 | Residential | Market | Single Family - Elec | Existing | Water Heating | Natural Gas
F3 | Residential | Market | Single Family - Elec | Existing | Water Heating | Natural Gas
F4 | Residential | Market | Single Family - Elec | Existing | Water Heating | Natural Gas
F1 | Residential | Market | Single Family - Elec | Existing | Appliances | Natural Gas
F2 | Residential | Market | Single Family - Elec | Existing | Appliances | Natural Gas
F3 | Residential | Market | Single Family - Elec | Existing | Appliances | Natural Gas
F4 | Residential | Market | Single Family - Elec | Existing | Appliances | Natural Gas
F1 | Residential | Market | Single Family - Elec | Existing | Miscellaneous | Natural Gas
F2 | Residential | Market | Single Family - Elec | Existing | Miscellaneous | Natural Gas
F3 | Residential | Market | Single Family - Elec | Existing | Miscellaneous | Natural Gas
F4 | Residential | Market | Single Family - Elec | Existing | Miscellaneous | Natural Gas
F1 | Residential | Central System | Single Family - Elec | Existing | Cooling | Electric
F2 | Residential | Central System | Single Family - Elec | Existing | Cooling | Electric
F3 | Residential | Central System | Single Family - Elec | Existing | Cooling | Electric
F4 | Residential | Central System | Single Family - Elec | Existing | Cooling | Electric
F1 | Residential | Central System | Single Family - Elec | Existing | Space Heating | Electric
F2 | Residential | Central System | Single Family - Elec | Existing | Space Heating | Electric
F3 | Residential | Central System | Single Family - Elec | Existing | Space Heating | Electric
F4 | Residential | Central System | Single Family - Elec | Existing | Space Heating | Electric
F1 | Residential | Central System | Single Family - Elec | Existing | Space Heating | Natural Gas
F2 | Residential | Central System | Single Family - Elec | Existing | Space Heating | Natural Gas
F3 | Residential | Central System | Single Family - Elec | Existing | Space Heating | Natural Gas
F4 | Residential | Central System | Single Family - Elec | Existing | Space Heating | Natural Gas
F1 | Residential | Resistance | Single Family - Elec | Existing | Cooling | Electric
F2 | Residential | Resistance | Single Family - Elec | Existing | Cooling | Electric
F3 | Residential | Resistance | Single Family - Elec | Existing | Cooling | Electric
F4 | Residential | Resistance | Single Family - Elec | Existing | Cooling | Electric
F1 | Residential | Resistance | Single Family - Elec | Existing | Space Heating | Electric
F2 | Residential | Resistance | Single Family - Elec | Existing | Space Heating | Electric
F3 | Residential | Resistance | Single Family - Elec | Existing | Space Heating | Electric
F4 | Residential | Resistance | Single Family - Elec | Existing | Space Heating | Electric
F1 | Residential | Heat Pump | Single Family - Elec | Existing | Cooling | Electric
F2 | Residential | Heat Pump | Single Family - Elec | Existing | Cooling | Electric
F3 | Residential | Heat Pump | Single Family - Elec | Existing | Cooling | Electric
F4 | Residential | Heat Pump | Single Family - Elec | Existing | Cooling | Electric
F1 | Residential | Heat Pump | Single Family - Elec | Existing | Space Heating | Electric
F2 | Residential | Heat Pump | Single Family - Elec | Existing | Space Heating | Electric
F3 | Residential | Heat Pump | Single Family - Elec | Existing | Space Heating | Electric
F4 | Residential | Heat Pump | Single Family - Elec | Existing | Space Heating | Electric
F1 | Residential | All | Single Family - Elec | New | Cooling | Electric
F2 | Residential | All | Single Family - Elec | New | Cooling | Electric
F3 | Residential | All | Single Family - Elec | New | Cooling | Electric
F4 | Residential | All | Single Family - Elec | New | Cooling | Electric
F1 | Residential | All | Single Family - Elec | New | Space Heating | Electric
F2 | Residential | All | Single Family - Elec | New | Space Heating | Electric
F3 | Residential | All | Single Family - Elec | New | Space Heating | Electric
F4 | Residential | All | Single Family - Elec | New | Space Heating | Electric
F1 | Residential | All | Single Family - Elec | New | Water Heating | Electric
F2 | Residential | All | Single Family - Elec | New | Water Heating | Electric
F3 | Residential | All | Single Family - Elec | New | Water Heating | Electric
F4 | Residential | All | Single Family - Elec | New | Water Heating | Electric
F1 | Residential | All | Single Family - Elec | New | Interior Lighting | Electric
F2 | Residential | All | Single Family - Elec | New | Interior Lighting | Electric
F3 | Residential | All | Single Family - Elec | New | Interior Lighting | Electric
F4 | Residential | All | Single Family - Elec | New | Interior Lighting | Electric
F1 | Residential | All | Single Family - Elec | New | Exterior Lighting | Electric
F2 | Residential | All | Single Family - Elec | New | Exterior Lighting | Electric
F3 | Residential | All | Single Family - Elec | New | Exterior Lighting | Electric
F4 | Residential | All | Single Family - Elec | New | Exterior Lighting | Electric
F1 | Residential | All | Single Family - Elec | New | Appliances | Electric
F2 | Residential | All | Single Family - Elec | New | Appliances | Electric
F3 | Residential | All | Single Family - Elec | New | Appliances | Electric
F4 | Residential | All | Single Family - Elec | New | Appliances | Electric
F1 | Residential | All | Single Family - Elec | New | Electronics | Electric
F2 | Residential | All | Single Family - Elec | New | Electronics | Electric
F3 | Residential | All | Single Family - Elec | New | Electronics | Electric
F4 | Residential | All | Single Family - Elec | New | Electronics | Electric
F1 | Residential | All | Single Family - Elec | New | Miscellaneous | Electric
F2 | Residential | All | Single Family - Elec | New | Miscellaneous | Electric
F3 | Residential | All | Single Family - Elec | New | Miscellaneous | Electric
F4 | Residential | All | Single Family - Elec | New | Miscellaneous | Electric
F1 | Residential | All | Single Family - Elec | New | Generation | Electric
F2 | Residential | All | Single Family - Elec | New | Generation | Electric
F3 | Residential | All | Single Family - Elec | New | Generation | Electric
F4 | Residential | All | Single Family - Elec | New | Generation | Electric
F1 | Residential | All | Single Family - Elec | New | Space Heating | Natural Gas
F2 | Residential | All | Single Family - Elec | New | Space Heating | Natural Gas
F3 | Residential | All | Single Family - Elec | New | Space Heating | Natural Gas
F4 | Residential | All | Single Family - Elec | New | Space Heating | Natural Gas
F1 | Residential | All | Single Family - Elec | New | Water Heating | Natural Gas
F2 | Residential | All | Single Family - Elec | New | Water Heating | Natural Gas
F3 | Residential | All | Single Family - Elec | New | Water Heating | Natural Gas
F4 | Residential | All | Single Family - Elec | New | Water Heating | Natural Gas
F1 | Residential | All | Single Family - Elec | New | Appliances | Natural Gas
F2 | Residential | All | Single Family - Elec | New | Appliances | Natural Gas
F3 | Residential | All | Single Family - Elec | New | Appliances | Natural Gas
F4 | Residential | All | Single Family - Elec | New | Appliances | Natural Gas
F1 | Residential | All | Single Family - Elec | New | Miscellaneous | Natural Gas
F2 | Residential | All | Single Family - Elec | New | Miscellaneous | Natural Gas
F3 | Residential | All | Single Family - Elec | New | Miscellaneous | Natural Gas
F4 | Residential | All | Single Family - Elec | New | Miscellaneous | Natural Gas
F1 | Residential | Market | Single Family - Elec | New | Cooling | Electric
F2 | Residential | Market | Single Family - Elec | New | Cooling | Electric
F3 | Residential | Market | Single Family - Elec | New | Cooling | Electric
F4 | Residential | Market | Single Family - Elec | New | Cooling | Electric
F1 | Residential | Market | Single Family - Elec | New | Space Heating | Electric
F2 | Residential | Market | Single Family - Elec | New | Space Heating | Electric
F3 | Residential | Market | Single Family - Elec | New | Space Heating | Electric
F4 | Residential | Market | Single Family - Elec | New | Space Heating | Electric
F1 | Residential | Market | Single Family - Elec | New | Water Heating | Electric
F2 | Residential | Market | Single Family - Elec | New | Water Heating | Electric
F3 | Residential | Market | Single Family - Elec | New | Water Heating | Electric
F4 | Residential | Market | Single Family - Elec | New | Water Heating | Electric
F1 | Residential | Market | Single Family - Elec | New | Interior Lighting | Electric
F2 | Residential | Market | Single Family - Elec | New | Interior Lighting | Electric
F3 | Residential | Market | Single Family - Elec | New | Interior Lighting | Electric
F4 | Residential | Market | Single Family - Elec | New | Interior Lighting | Electric
F1 | Residential | Market | Single Family - Elec | New | Exterior Lighting | Electric
F2 | Residential | Market | Single Family - Elec | New | Exterior Lighting | Electric
F3 | Residential | Market | Single Family - Elec | New | Exterior Lighting | Electric
F4 | Residential | Market | Single Family - Elec | New | Exterior Lighting | Electric
F1 | Residential | Market | Single Family - Elec | New | Appliances | Electric
F2 | Residential | Market | Single Family - Elec | New | Appliances | Electric
F3 | Residential | Market | Single Family - Elec | New | Appliances | Electric
F4 | Residential | Market | Single Family - Elec | New | Appliances | Electric
F1 | Residential | Market | Single Family - Elec | New | Electronics | Electric
F2 | Residential | Market | Single Family - Elec | New | Electronics | Electric
F3 | Residential | Market | Single Family - Elec | New | Electronics | Electric
F4 | Residential | Market | Single Family - Elec | New | Electronics | Electric
F1 | Residential | Market | Single Family - Elec | New | Miscellaneous | Electric
F2 | Residential | Market | Single Family - Elec | New | Miscellaneous | Electric
F3 | Residential | Market | Single Family - Elec | New | Miscellaneous | Electric
F4 | Residential | Market | Single Family - Elec | New | Miscellaneous | Electric
F1 | Residential | Market | Single Family - Elec | New | Generation | Electric
F2 | Residential | Market | Single Family - Elec | New | Generation | Electric
F3 | Residential | Market | Single Family - Elec | New | Generation | Electric
F4 | Residential | Market | Single Family - Elec | New | Generation | Electric
F1 | Residential | Market | Single Family - Elec | New | Space Heating | Natural Gas
F2 | Residential | Market | Single Family - Elec | New | Space Heating | Natural Gas
F3 | Residential | Market | Single Family - Elec | New | Space Heating | Natural Gas
F4 | Residential | Market | Single Family - Elec | New | Space Heating | Natural Gas
F1 | Residential | Market | Single Family - Elec | New | Water Heating | Natural Gas
F2 | Residential | Market | Single Family - Elec | New | Water Heating | Natural Gas
F3 | Residential | Market | Single Family - Elec | New | Water Heating | Natural Gas
F4 | Residential | Market | Single Family - Elec | New | Water Heating | Natural Gas
F1 | Residential | Market | Single Family - Elec | New | Appliances | Natural Gas
F2 | Residential | Market | Single Family - Elec | New | Appliances | Natural Gas
F3 | Residential | Market | Single Family - Elec | New | Appliances | Natural Gas
F4 | Residential | Market | Single Family - Elec | New | Appliances | Natural Gas
F1 | Residential | Market | Single Family - Elec | New | Miscellaneous | Natural Gas
F2 | Residential | Market | Single Family - Elec | New | Miscellaneous | Natural Gas
F3 | Residential | Market | Single Family - Elec | New | Miscellaneous | Natural Gas
F4 | Residential | Market | Single Family - Elec | New | Miscellaneous | Natural Gas
F1 | Residential | Central System | Single Family - Elec | New | Cooling | Electric
F2 | Residential | Central System | Single Family - Elec | New | Cooling | Electric
F3 | Residential | Central System | Single Family - Elec | New | Cooling | Electric
F4 | Residential | Central System | Single Family - Elec | New | Cooling | Electric
F1 | Residential | Central System | Single Family - Elec | New | Space Heating | Electric
F2 | Residential | Central System | Single Family - Elec | New | Space Heating | Electric
F3 | Residential | Central System | Single Family - Elec | New | Space Heating | Electric
F4 | Residential | Central System | Single Family - Elec | New | Space Heating | Electric
F1 | Residential | Central System | Single Family - Elec | New | Space Heating | Natural Gas
F2 | Residential | Central System | Single Family - Elec | New | Space Heating | Natural Gas
F3 | Residential | Central System | Single Family - Elec | New | Space Heating | Natural Gas
F4 | Residential | Central System | Single Family - Elec | New | Space Heating | Natural Gas
F1 | Residential | Resistance | Single Family - Elec | New | Cooling | Electric
F2 | Residential | Resistance | Single Family - Elec | New | Cooling | Electric
F3 | Residential | Resistance | Single Family - Elec | New | Cooling | Electric
F4 | Residential | Resistance | Single Family - Elec | New | Cooling | Electric
F1 | Residential | Resistance | Single Family - Elec | New | Space Heating | Electric
F2 | Residential | Resistance | Single Family - Elec | New | Space Heating | Electric
F3 | Residential | Resistance | Single Family - Elec | New | Space Heating | Electric
F4 | Residential | Resistance | Single Family - Elec | New | Space Heating | Electric
F1 | Residential | Heat Pump | Single Family - Elec | New | Cooling | Electric
F2 | Residential | Heat Pump | Single Family - Elec | New | Cooling | Electric
F3 | Residential | Heat Pump | Single Family - Elec | New | Cooling | Electric
F4 | Residential | Heat Pump | Single Family - Elec | New | Cooling | Electric
F1 | Residential | Heat Pump | Single Family - Elec | New | Space Heating | Electric
F2 | Residential | Heat Pump | Single Family - Elec | New | Space Heating | Electric
F3 | Residential | Heat Pump | Single Family - Elec | New | Space Heating | Electric
F4 | Residential | Heat Pump | Single Family - Elec | New | Space Heating | Electric
F1 | Residential | All | Single Family - LI - Elec | Existing | Cooling | Electric
F2 | Residential | All | Single Family - LI - Elec | Existing | Cooling | Electric
F3 | Residential | All | Single Family - LI - Elec | Existing | Cooling | Electric
F4 | Residential | All | Single Family - LI - Elec | Existing | Cooling | Electric
F1 | Residential | All | Single Family - LI - Elec | Existing | Space Heating | Electric
F2 | Residential | All | Single Family - LI - Elec | Existing | Space Heating | Electric
F3 | Residential | All | Single Family - LI - Elec | Existing | Space Heating | Electric
F4 | Residential | All | Single Family - LI - Elec | Existing | Space Heating | Electric
F1 | Residential | All | Single Family - LI - Elec | Existing | Water Heating | Electric
F2 | Residential | All | Single Family - LI - Elec | Existing | Water Heating | Electric
F3 | Residential | All | Single Family - LI - Elec | Existing | Water Heating | Electric
F4 | Residential | All | Single Family - LI - Elec | Existing | Water Heating | Electric
F1 | Residential | All | Single Family - LI - Elec | Existing | Interior Lighting | Electric
F2 | Residential | All | Single Family - LI - Elec | Existing | Interior Lighting | Electric
F3 | Residential | All | Single Family - LI - Elec | Existing | Interior Lighting | Electric
F4 | Residential | All | Single Family - LI - Elec | Existing | Interior Lighting | Electric
F1 | Residential | All | Single Family - LI - Elec | Existing | Exterior Lighting | Electric
F2 | Residential | All | Single Family - LI - Elec | Existing | Exterior Lighting | Electric
F3 | Residential | All | Single Family - LI - Elec | Existing | Exterior Lighting | Electric
F4 | Residential | All | Single Family - LI - Elec | Existing | Exterior Lighting | Electric
F1 | Residential | All | Single Family - LI - Elec | Existing | Appliances | Electric
F2 | Residential | All | Single Family - LI - Elec | Existing | Appliances | Electric
F3 | Residential | All | Single Family - LI - Elec | Existing | Appliances | Electric
F4 | Residential | All | Single Family - LI - Elec | Existing | Appliances | Electric
F1 | Residential | All | Single Family - LI - Elec | Existing | Electronics | Electric
F2 | Residential | All | Single Family - LI - Elec | Existing | Electronics | Electric
F3 | Residential | All | Single Family - LI - Elec | Existing | Electronics | Electric
F4 | Residential | All | Single Family - LI - Elec | Existing | Electronics | Electric
F1 | Residential | All | Single Family - LI - Elec | Existing | Miscellaneous | Electric
F2 | Residential | All | Single Family - LI - Elec | Existing | Miscellaneous | Electric
F3 | Residential | All | Single Family - LI - Elec | Existing | Miscellaneous | Electric
F4 | Residential | All | Single Family - LI - Elec | Existing | Miscellaneous | Electric
F1 | Residential | All | Single Family - LI - Elec | Existing | Generation | Electric
F2 | Residential | All | Single Family - LI - Elec | Existing | Generation | Electric
F3 | Residential | All | Single Family - LI - Elec | Existing | Generation | Electric
F4 | Residential | All | Single Family - LI - Elec | Existing | Generation | Electric
F1 | Residential | All | Single Family - LI - Elec | Existing | Space Heating | Natural Gas
F2 | Residential | All | Single Family - LI - Elec | Existing | Space Heating | Natural Gas
F3 | Residential | All | Single Family - LI - Elec | Existing | Space Heating | Natural Gas
F4 | Residential | All | Single Family - LI - Elec | Existing | Space Heating | Natural Gas
F1 | Residential | All | Single Family - LI - Elec | Existing | Water Heating | Natural Gas
F2 | Residential | All | Single Family - LI - Elec | Existing | Water Heating | Natural Gas
F3 | Residential | All | Single Family - LI - Elec | Existing | Water Heating | Natural Gas
F4 | Residential | All | Single Family - LI - Elec | Existing | Water Heating | Natural Gas
F1 | Residential | All | Single Family - LI - Elec | Existing | Appliances | Natural Gas
F2 | Residential | All | Single Family - LI - Elec | Existing | Appliances | Natural Gas
F3 | Residential | All | Single Family - LI - Elec | Existing | Appliances | Natural Gas
F4 | Residential | All | Single Family - LI - Elec | Existing | Appliances | Natural Gas
F1 | Residential | All | Single Family - LI - Elec | Existing | Miscellaneous | Natural Gas
F2 | Residential | All | Single Family - LI - Elec | Existing | Miscellaneous | Natural Gas
F3 | Residential | All | Single Family - LI - Elec | Existing | Miscellaneous | Natural Gas
F4 | Residential | All | Single Family - LI - Elec | Existing | Miscellaneous | Natural Gas
F1 | Residential | Market | Single Family - LI - Elec | Existing | Cooling | Electric
F2 | Residential | Market | Single Family - LI - Elec | Existing | Cooling | Electric
F3 | Residential | Market | Single Family - LI - Elec | Existing | Cooling | Electric
F4 | Residential | Market | Single Family - LI - Elec | Existing | Cooling | Electric
F1 | Residential | Market | Single Family - LI - Elec | Existing | Space Heating | Electric
F2 | Residential | Market | Single Family - LI - Elec | Existing | Space Heating | Electric
F3 | Residential | Market | Single Family - LI - Elec | Existing | Space Heating | Electric
F4 | Residential | Market | Single Family - LI - Elec | Existing | Space Heating | Electric
F1 | Residential | Market | Single Family - LI - Elec | Existing | Water Heating | Electric
F2 | Residential | Market | Single Family - LI - Elec | Existing | Water Heating | Electric
F3 | Residential | Market | Single Family - LI - Elec | Existing | Water Heating | Electric
F4 | Residential | Market | Single Family - LI - Elec | Existing | Water Heating | Electric
F1 | Residential | Market | Single Family - LI - Elec | Existing | Interior Lighting | Electric
F2 | Residential | Market | Single Family - LI - Elec | Existing | Interior Lighting | Electric
F3 | Residential | Market | Single Family - LI - Elec | Existing | Interior Lighting | Electric
F4 | Residential | Market | Single Family - LI - Elec | Existing | Interior Lighting | Electric
F1 | Residential | Market | Single Family - LI - Elec | Existing | Exterior Lighting | Electric
F2 | Residential | Market | Single Family - LI - Elec | Existing | Exterior Lighting | Electric
F3 | Residential | Market | Single Family - LI - Elec | Existing | Exterior Lighting | Electric
F4 | Residential | Market | Single Family - LI - Elec | Existing | Exterior Lighting | Electric
F1 | Residential | Market | Single Family - LI - Elec | Existing | Appliances | Electric
F2 | Residential | Market | Single Family - LI - Elec | Existing | Appliances | Electric
F3 | Residential | Market | Single Family - LI - Elec | Existing | Appliances | Electric
F4 | Residential | Market | Single Family - LI - Elec | Existing | Appliances | Electric
F1 | Residential | Market | Single Family - LI - Elec | Existing | Electronics | Electric
F2 | Residential | Market | Single Family - LI - Elec | Existing | Electronics | Electric
F3 | Residential | Market | Single Family - LI - Elec | Existing | Electronics | Electric
F4 | Residential | Market | Single Family - LI - Elec | Existing | Electronics | Electric
F1 | Residential | Market | Single Family - LI - Elec | Existing | Miscellaneous | Electric
F2 | Residential | Market | Single Family - LI - Elec | Existing | Miscellaneous | Electric
F3 | Residential | Market | Single Family - LI - Elec | Existing | Miscellaneous | Electric
F4 | Residential | Market | Single Family - LI - Elec | Existing | Miscellaneous | Electric
F1 | Residential | Market | Single Family - LI - Elec | Existing | Generation | Electric
F2 | Residential | Market | Single Family - LI - Elec | Existing | Generation | Electric
F3 | Residential | Market | Single Family - LI - Elec | Existing | Generation | Electric
F4 | Residential | Market | Single Family - LI - Elec | Existing | Generation | Electric
F1 | Residential | Market | Single Family - LI - Elec | Existing | Space Heating | Natural Gas
F2 | Residential | Market | Single Family - LI - Elec | Existing | Space Heating | Natural Gas
F3 | Residential | Market | Single Family - LI - Elec | Existing | Space Heating | Natural Gas
F4 | Residential | Market | Single Family - LI - Elec | Existing | Space Heating | Natural Gas
F1 | Residential | Market | Single Family - LI - Elec | Existing | Water Heating | Natural Gas
F2 | Residential | Market | Single Family - LI - Elec | Existing | Water Heating | Natural Gas
F3 | Residential | Market | Single Family - LI - Elec | Existing | Water Heating | Natural Gas
F4 | Residential | Market | Single Family - LI - Elec | Existing | Water Heating | Natural Gas
F1 | Residential | Market | Single Family - LI - Elec | Existing | Appliances | Natural Gas
F2 | Residential | Market | Single Family - LI - Elec | Existing | Appliances | Natural Gas
F3 | Residential | Market | Single Family - LI - Elec | Existing | Appliances | Natural Gas
F4 | Residential | Market | Single Family - LI - Elec | Existing | Appliances | Natural Gas
F1 | Residential | Market | Single Family - LI - Elec | Existing | Miscellaneous | Natural Gas
F2 | Residential | Market | Single Family - LI - Elec | Existing | Miscellaneous | Natural Gas
F3 | Residential | Market | Single Family - LI - Elec | Existing | Miscellaneous | Natural Gas
F4 | Residential | Market | Single Family - LI - Elec | Existing | Miscellaneous | Natural Gas
F1 | Residential | Central System | Single Family - LI - Elec | Existing | Cooling | Electric
F2 | Residential | Central System | Single Family - LI - Elec | Existing | Cooling | Electric
F3 | Residential | Central System | Single Family - LI - Elec | Existing | Cooling | Electric
F4 | Residential | Central System | Single Family - LI - Elec | Existing | Cooling | Electric
F1 | Residential | Central System | Single Family - LI - Elec | Existing | Space Heating | Electric
F2 | Residential | Central System | Single Family - LI - Elec | Existing | Space Heating | Electric
F3 | Residential | Central System | Single Family - LI - Elec | Existing | Space Heating | Electric
F4 | Residential | Central System | Single Family - LI - Elec | Existing | Space Heating | Electric
F1 | Residential | Central System | Single Family - LI - Elec | Existing | Space Heating | Natural Gas
F2 | Residential | Central System | Single Family - LI - Elec | Existing | Space Heating | Natural Gas
F3 | Residential | Central System | Single Family - LI - Elec | Existing | Space Heating | Natural Gas
F4 | Residential | Central System | Single Family - LI - Elec | Existing | Space Heating | Natural Gas
F1 | Residential | Resistance | Single Family - LI - Elec | Existing | Cooling | Electric
F2 | Residential | Resistance | Single Family - LI - Elec | Existing | Cooling | Electric
F3 | Residential | Resistance | Single Family - LI - Elec | Existing | Cooling | Electric
F4 | Residential | Resistance | Single Family - LI - Elec | Existing | Cooling | Electric
F1 | Residential | Resistance | Single Family - LI - Elec | Existing | Space Heating | Electric
F2 | Residential | Resistance | Single Family - LI - Elec | Existing | Space Heating | Electric
F3 | Residential | Resistance | Single Family - LI - Elec | Existing | Space Heating | Electric
F4 | Residential | Resistance | Single Family - LI - Elec | Existing | Space Heating | Electric
F1 | Residential | Heat Pump | Single Family - LI - Elec | Existing | Cooling | Electric
F2 | Residential | Heat Pump | Single Family - LI - Elec | Existing | Cooling | Electric
F3 | Residential | Heat Pump | Single Family - LI - Elec | Existing | Cooling | Electric
F4 | Residential | Heat Pump | Single Family - LI - Elec | Existing | Cooling | Electric
F1 | Residential | Heat Pump | Single Family - LI - Elec | Existing | Space Heating | Electric
F2 | Residential | Heat Pump | Single Family - LI - Elec | Existing | Space Heating | Electric
F3 | Residential | Heat Pump | Single Family - LI - Elec | Existing | Space Heating | Electric
F4 | Residential | Heat Pump | Single Family - LI - Elec | Existing | Space Heating | Electric
F1 | Residential | All | Single Family - LI - Elec | New | Cooling | Electric
F2 | Residential | All | Single Family - LI - Elec | New | Cooling | Electric
F3 | Residential | All | Single Family - LI - Elec | New | Cooling | Electric
F4 | Residential | All | Single Family - LI - Elec | New | Cooling | Electric
F1 | Residential | All | Single Family - LI - Elec | New | Space Heating | Electric
F2 | Residential | All | Single Family - LI - Elec | New | Space Heating | Electric
F3 | Residential | All | Single Family - LI - Elec | New | Space Heating | Electric
F4 | Residential | All | Single Family - LI - Elec | New | Space Heating | Electric
F1 | Residential | All | Single Family - LI - Elec | New | Water Heating | Electric
F2 | Residential | All | Single Family - LI - Elec | New | Water Heating | Electric
F3 | Residential | All | Single Family - LI - Elec | New | Water Heating | Electric
F4 | Residential | All | Single Family - LI - Elec | New | Water Heating | Electric
F1 | Residential | All | Single Family - LI - Elec | New | Interior Lighting | Electric
F2 | Residential | All | Single Family - LI - Elec | New | Interior Lighting | Electric
F3 | Residential | All | Single Family - LI - Elec | New | Interior Lighting | Electric
F4 | Residential | All | Single Family - LI - Elec | New | Interior Lighting | Electric
F1 | Residential | All | Single Family - LI - Elec | New | Exterior Lighting | Electric
F2 | Residential | All | Single Family - LI - Elec | New | Exterior Lighting | Electric
F3 | Residential | All | Single Family - LI - Elec | New | Exterior Lighting | Electric
F4 | Residential | All | Single Family - LI - Elec | New | Exterior Lighting | Electric
F1 | Residential | All | Single Family - LI - Elec | New | Appliances | Electric
F2 | Residential | All | Single Family - LI - Elec | New | Appliances | Electric
F3 | Residential | All | Single Family - LI - Elec | New | Appliances | Electric
F4 | Residential | All | Single Family - LI - Elec | New | Appliances | Electric
F1 | Residential | All | Single Family - LI - Elec | New | Electronics | Electric
F2 | Residential | All | Single Family - LI - Elec | New | Electronics | Electric
F3 | Residential | All | Single Family - LI - Elec | New | Electronics | Electric
F4 | Residential | All | Single Family - LI - Elec | New | Electronics | Electric
F1 | Residential | All | Single Family - LI - Elec | New | Miscellaneous | Electric
F2 | Residential | All | Single Family - LI - Elec | New | Miscellaneous | Electric
F3 | Residential | All | Single Family - LI - Elec | New | Miscellaneous | Electric
F4 | Residential | All | Single Family - LI - Elec | New | Miscellaneous | Electric
F1 | Residential | All | Single Family - LI - Elec | New | Generation | Electric
F2 | Residential | All | Single Family - LI - Elec | New | Generation | Electric
F3 | Residential | All | Single Family - LI - Elec | New | Generation | Electric
F4 | Residential | All | Single Family - LI - Elec | New | Generation | Electric
F1 | Residential | All | Single Family - LI - Elec | New | Space Heating | Natural Gas
F2 | Residential | All | Single Family - LI - Elec | New | Space Heating | Natural Gas
F3 | Residential | All | Single Family - LI - Elec | New | Space Heating | Natural Gas
F4 | Residential | All | Single Family - LI - Elec | New | Space Heating | Natural Gas
F1 | Residential | All | Single Family - LI - Elec | New | Water Heating | Natural Gas
F2 | Residential | All | Single Family - LI - Elec | New | Water Heating | Natural Gas
F3 | Residential | All | Single Family - LI - Elec | New | Water Heating | Natural Gas
F4 | Residential | All | Single Family - LI - Elec | New | Water Heating | Natural Gas
F1 | Residential | All | Single Family - LI - Elec | New | Appliances | Natural Gas
F2 | Residential | All | Single Family - LI - Elec | New | Appliances | Natural Gas
F3 | Residential | All | Single Family - LI - Elec | New | Appliances | Natural Gas
F4 | Residential | All | Single Family - LI - Elec | New | Appliances | Natural Gas
F1 | Residential | All | Single Family - LI - Elec | New | Miscellaneous | Natural Gas
F2 | Residential | All | Single Family - LI - Elec | New | Miscellaneous | Natural Gas
F3 | Residential | All | Single Family - LI - Elec | New | Miscellaneous | Natural Gas
F4 | Residential | All | Single Family - LI - Elec | New | Miscellaneous | Natural Gas
F1 | Residential | Market | Single Family - LI - Elec | New | Cooling | Electric
F2 | Residential | Market | Single Family - LI - Elec | New | Cooling | Electric
F3 | Residential | Market | Single Family - LI - Elec | New | Cooling | Electric
F4 | Residential | Market | Single Family - LI - Elec | New | Cooling | Electric
F1 | Residential | Market | Single Family - LI - Elec | New | Space Heating | Electric
F2 | Residential | Market | Single Family - LI - Elec | New | Space Heating | Electric
F3 | Residential | Market | Single Family - LI - Elec | New | Space Heating | Electric
F4 | Residential | Market | Single Family - LI - Elec | New | Space Heating | Electric
F1 | Residential | Market | Single Family - LI - Elec | New | Water Heating | Electric
F2 | Residential | Market | Single Family - LI - Elec | New | Water Heating | Electric
F3 | Residential | Market | Single Family - LI - Elec | New | Water Heating | Electric
F4 | Residential | Market | Single Family - LI - Elec | New | Water Heating | Electric
F1 | Residential | Market | Single Family - LI - Elec | New | Interior Lighting | Electric
F2 | Residential | Market | Single Family - LI - Elec | New | Interior Lighting | Electric
F3 | Residential | Market | Single Family - LI - Elec | New | Interior Lighting | Electric
F4 | Residential | Market | Single Family - LI - Elec | New | Interior Lighting | Electric
F1 | Residential | Market | Single Family - LI - Elec | New | Exterior Lighting | Electric
F2 | Residential | Market | Single Family - LI - Elec | New | Exterior Lighting | Electric
F3 | Residential | Market | Single Family - LI - Elec | New | Exterior Lighting | Electric
F4 | Residential | Market | Single Family - LI - Elec | New | Exterior Lighting | Electric
F1 | Residential | Market | Single Family - LI - Elec | New | Appliances | Electric
F2 | Residential | Market | Single Family - LI - Elec | New | Appliances | Electric
F3 | Residential | Market | Single Family - LI - Elec | New | Appliances | Electric
F4 | Residential | Market | Single Family - LI - Elec | New | Appliances | Electric
F1 | Residential | Market | Single Family - LI - Elec | New | Electronics | Electric
F2 | Residential | Market | Single Family - LI - Elec | New | Electronics | Electric
F3 | Residential | Market | Single Family - LI - Elec | New | Electronics | Electric
F4 | Residential | Market | Single Family - LI - Elec | New | Electronics | Electric
F1 | Residential | Market | Single Family - LI - Elec | New | Miscellaneous | Electric
F2 | Residential | Market | Single Family - LI - Elec | New | Miscellaneous | Electric
F3 | Residential | Market | Single Family - LI - Elec | New | Miscellaneous | Electric
F4 | Residential | Market | Single Family - LI - Elec | New | Miscellaneous | Electric
F1 | Residential | Market | Single Family - LI - Elec | New | Generation | Electric
F2 | Residential | Market | Single Family - LI - Elec | New | Generation | Electric
F3 | Residential | Market | Single Family - LI - Elec | New | Generation | Electric
F4 | Residential | Market | Single Family - LI - Elec | New | Generation | Electric
F1 | Residential | Market | Single Family - LI - Elec | New | Space Heating | Natural Gas
F2 | Residential | Market | Single Family - LI - Elec | New | Space Heating | Natural Gas
F3 | Residential | Market | Single Family - LI - Elec | New | Space Heating | Natural Gas
F4 | Residential | Market | Single Family - LI - Elec | New | Space Heating | Natural Gas
F1 | Residential | Market | Single Family - LI - Elec | New | Water Heating | Natural Gas
F2 | Residential | Market | Single Family - LI - Elec | New | Water Heating | Natural Gas
F3 | Residential | Market | Single Family - LI - Elec | New | Water Heating | Natural Gas
F4 | Residential | Market | Single Family - LI - Elec | New | Water Heating | Natural Gas
F1 | Residential | Market | Single Family - LI - Elec | New | Appliances | Natural Gas
F2 | Residential | Market | Single Family - LI - Elec | New | Appliances | Natural Gas
F3 | Residential | Market | Single Family - LI - Elec | New | Appliances | Natural Gas
F4 | Residential | Market | Single Family - LI - Elec | New | Appliances | Natural Gas
F1 | Residential | Market | Single Family - LI - Elec | New | Miscellaneous | Natural Gas
F2 | Residential | Market | Single Family - LI - Elec | New | Miscellaneous | Natural Gas
F3 | Residential | Market | Single Family - LI - Elec | New | Miscellaneous | Natural Gas
F4 | Residential | Market | Single Family - LI - Elec | New | Miscellaneous | Natural Gas
F1 | Residential | Central System | Single Family - LI - Elec | New | Cooling | Electric
F2 | Residential | Central System | Single Family - LI - Elec | New | Cooling | Electric
F3 | Residential | Central System | Single Family - LI - Elec | New | Cooling | Electric
F4 | Residential | Central System | Single Family - LI - Elec | New | Cooling | Electric
F1 | Residential | Central System | Single Family - LI - Elec | New | Space Heating | Electric
F2 | Residential | Central System | Single Family - LI - Elec | New | Space Heating | Electric
F3 | Residential | Central System | Single Family - LI - Elec | New | Space Heating | Electric
F4 | Residential | Central System | Single Family - LI - Elec | New | Space Heating | Electric
F1 | Residential | Central System | Single Family - LI - Elec | New | Space Heating | Natural Gas
F2 | Residential | Central System | Single Family - LI - Elec | New | Space Heating | Natural Gas
F3 | Residential | Central System | Single Family - LI - Elec | New | Space Heating | Natural Gas
F4 | Residential | Central System | Single Family - LI - Elec | New | Space Heating | Natural Gas
F1 | Residential | Resistance | Single Family - LI - Elec | New | Cooling | Electric
F2 | Residential | Resistance | Single Family - LI - Elec | New | Cooling | Electric
F3 | Residential | Resistance | Single Family - LI - Elec | New | Cooling | Electric
F4 | Residential | Resistance | Single Family - LI - Elec | New | Cooling | Electric
F1 | Residential | Resistance | Single Family - LI - Elec | New | Space Heating | Electric
F2 | Residential | Resistance | Single Family - LI - Elec | New | Space Heating | Electric
F3 | Residential | Resistance | Single Family - LI - Elec | New | Space Heating | Electric
F4 | Residential | Resistance | Single Family - LI - Elec | New | Space Heating | Electric
F1 | Residential | Heat Pump | Single Family - LI - Elec | New | Cooling | Electric
F2 | Residential | Heat Pump | Single Family - LI - Elec | New | Cooling | Electric
F3 | Residential | Heat Pump | Single Family - LI - Elec | New | Cooling | Electric
F4 | Residential | Heat Pump | Single Family - LI - Elec | New | Cooling | Electric
F1 | Residential | Heat Pump | Single Family - LI - Elec | New | Space Heating | Electric
F2 | Residential | Heat Pump | Single Family - LI - Elec | New | Space Heating | Electric
F3 | Residential | Heat Pump | Single Family - LI - Elec | New | Space Heating | Electric
F4 | Residential | Heat Pump | Single Family - LI - Elec | New | Space Heating | Electric
F1 | Residential | All | Multifamily - Elec | Existing | Cooling | Electric
F2 | Residential | All | Multifamily - Elec | Existing | Cooling | Electric
F3 | Residential | All | Multifamily - Elec | Existing | Cooling | Electric
F4 | Residential | All | Multifamily - Elec | Existing | Cooling | Electric
F1 | Residential | All | Multifamily - Elec | Existing | Space Heating | Electric
F2 | Residential | All | Multifamily - Elec | Existing | Space Heating | Electric
F3 | Residential | All | Multifamily - Elec | Existing | Space Heating | Electric
F4 | Residential | All | Multifamily - Elec | Existing | Space Heating | Electric
F1 | Residential | All | Multifamily - Elec | Existing | Water Heating | Electric
F2 | Residential | All | Multifamily - Elec | Existing | Water Heating | Electric
F3 | Residential | All | Multifamily - Elec | Existing | Water Heating | Electric
F4 | Residential | All | Multifamily - Elec | Existing | Water Heating | Electric
F1 | Residential | All | Multifamily - Elec | Existing | Interior Lighting | Electric
F2 | Residential | All | Multifamily - Elec | Existing | Interior Lighting | Electric
F3 | Residential | All | Multifamily - Elec | Existing | Interior Lighting | Electric
F4 | Residential | All | Multifamily - Elec | Existing | Interior Lighting | Electric
F1 | Residential | All | Multifamily - Elec | Existing | Exterior Lighting | Electric
F2 | Residential | All | Multifamily - Elec | Existing | Exterior Lighting | Electric
F3 | Residential | All | Multifamily - Elec | Existing | Exterior Lighting | Electric
F4 | Residential | All | Multifamily - Elec | Existing | Exterior Lighting | Electric
F1 | Residential | All | Multifamily - Elec | Existing | Appliances | Electric
F2 | Residential | All | Multifamily - Elec | Existing | Appliances | Electric
F3 | Residential | All | Multifamily - Elec | Existing | Appliances | Electric
F4 | Residential | All | Multifamily - Elec | Existing | Appliances | Electric
F1 | Residential | All | Multifamily - Elec | Existing | Electronics | Electric
F2 | Residential | All | Multifamily - Elec | Existing | Electronics | Electric
F3 | Residential | All | Multifamily - Elec | Existing | Electronics | Electric
F4 | Residential | All | Multifamily - Elec | Existing | Electronics | Electric
F1 | Residential | All | Multifamily - Elec | Existing | Miscellaneous | Electric
F2 | Residential | All | Multifamily - Elec | Existing | Miscellaneous | Electric
F3 | Residential | All | Multifamily - Elec | Existing | Miscellaneous | Electric
F4 | Residential | All | Multifamily - Elec | Existing | Miscellaneous | Electric
F1 | Residential | All | Multifamily - Elec | Existing | Generation | Electric
F2 | Residential | All | Multifamily - Elec | Existing | Generation | Electric
F3 | Residential | All | Multifamily - Elec | Existing | Generation | Electric
F4 | Residential | All | Multifamily - Elec | Existing | Generation | Electric
F1 | Residential | All | Multifamily - Elec | Existing | Space Heating | Natural Gas
F2 | Residential | All | Multifamily - Elec | Existing | Space Heating | Natural Gas
F3 | Residential | All | Multifamily - Elec | Existing | Space Heating | Natural Gas
F4 | Residential | All | Multifamily - Elec | Existing | Space Heating | Natural Gas
F1 | Residential | All | Multifamily - Elec | Existing | Water Heating | Natural Gas
F2 | Residential | All | Multifamily - Elec | Existing | Water Heating | Natural Gas
F3 | Residential | All | Multifamily - Elec | Existing | Water Heating | Natural Gas
F4 | Residential | All | Multifamily - Elec | Existing | Water Heating | Natural Gas
F1 | Residential | All | Multifamily - Elec | Existing | Appliances | Natural Gas
F2 | Residential | All | Multifamily - Elec | Existing | Appliances | Natural Gas
F3 | Residential | All | Multifamily - Elec | Existing | Appliances | Natural Gas
F4 | Residential | All | Multifamily - Elec | Existing | Appliances | Natural Gas
F1 | Residential | All | Multifamily - Elec | Existing | Miscellaneous | Natural Gas
F2 | Residential | All | Multifamily - Elec | Existing | Miscellaneous | Natural Gas
F3 | Residential | All | Multifamily - Elec | Existing | Miscellaneous | Natural Gas
F4 | Residential | All | Multifamily - Elec | Existing | Miscellaneous | Natural Gas
F1 | Residential | Market | Multifamily - Elec | Existing | Cooling | Electric
F2 | Residential | Market | Multifamily - Elec | Existing | Cooling | Electric
F3 | Residential | Market | Multifamily - Elec | Existing | Cooling | Electric
F4 | Residential | Market | Multifamily - Elec | Existing | Cooling | Electric
F1 | Residential | Market | Multifamily - Elec | Existing | Space Heating | Electric
F2 | Residential | Market | Multifamily - Elec | Existing | Space Heating | Electric
F3 | Residential | Market | Multifamily - Elec | Existing | Space Heating | Electric
F4 | Residential | Market | Multifamily - Elec | Existing | Space Heating | Electric
F1 | Residential | Market | Multifamily - Elec | Existing | Water Heating | Electric
F2 | Residential | Market | Multifamily - Elec | Existing | Water Heating | Electric
F3 | Residential | Market | Multifamily - Elec | Existing | Water Heating | Electric
F4 | Residential | Market | Multifamily - Elec | Existing | Water Heating | Electric
F1 | Residential | Market | Multifamily - Elec | Existing | Interior Lighting | Electric
F2 | Residential | Market | Multifamily - Elec | Existing | Interior Lighting | Electric
F3 | Residential | Market | Multifamily - Elec | Existing | Interior Lighting | Electric
F4 | Residential | Market | Multifamily - Elec | Existing | Interior Lighting | Electric
F1 | Residential | Market | Multifamily - Elec | Existing | Exterior Lighting | Electric
F2 | Residential | Market | Multifamily - Elec | Existing | Exterior Lighting | Electric
F3 | Residential | Market | Multifamily - Elec | Existing | Exterior Lighting | Electric
F4 | Residential | Market | Multifamily - Elec | Existing | Exterior Lighting | Electric
F1 | Residential | Market | Multifamily - Elec | Existing | Appliances | Electric
F2 | Residential | Market | Multifamily - Elec | Existing | Appliances | Electric
F3 | Residential | Market | Multifamily - Elec | Existing | Appliances | Electric
F4 | Residential | Market | Multifamily - Elec | Existing | Appliances | Electric
F1 | Residential | Market | Multifamily - Elec | Existing | Electronics | Electric
F2 | Residential | Market | Multifamily - Elec | Existing | Electronics | Electric
F3 | Residential | Market | Multifamily - Elec | Existing | Electronics | Electric
F4 | Residential | Market | Multifamily - Elec | Existing | Electronics | Electric
F1 | Residential | Market | Multifamily - Elec | Existing | Miscellaneous | Electric
F2 | Residential | Market | Multifamily - Elec | Existing | Miscellaneous | Electric
F3 | Residential | Market | Multifamily - Elec | Existing | Miscellaneous | Electric
F4 | Residential | Market | Multifamily - Elec | Existing | Miscellaneous | Electric
F1 | Residential | Market | Multifamily - Elec | Existing | Generation | Electric
F2 | Residential | Market | Multifamily - Elec | Existing | Generation | Electric
F3 | Residential | Market | Multifamily - Elec | Existing | Generation | Electric
F4 | Residential | Market | Multifamily - Elec | Existing | Generation | Electric
F1 | Residential | Market | Multifamily - Elec | Existing | Space Heating | Natural Gas
F2 | Residential | Market | Multifamily - Elec | Existing | Space Heating | Natural Gas
F3 | Residential | Market | Multifamily - Elec | Existing | Space Heating | Natural Gas
F4 | Residential | Market | Multifamily - Elec | Existing | Space Heating | Natural Gas
F1 | Residential | Market | Multifamily - Elec | Existing | Water Heating | Natural Gas
F2 | Residential | Market | Multifamily - Elec | Existing | Water Heating | Natural Gas
F3 | Residential | Market | Multifamily - Elec | Existing | Water Heating | Natural Gas
F4 | Residential | Market | Multifamily - Elec | Existing | Water Heating | Natural Gas
F1 | Residential | Market | Multifamily - Elec | Existing | Appliances | Natural Gas
F2 | Residential | Market | Multifamily - Elec | Existing | Appliances | Natural Gas
F3 | Residential | Market | Multifamily - Elec | Existing | Appliances | Natural Gas
F4 | Residential | Market | Multifamily - Elec | Existing | Appliances | Natural Gas
F1 | Residential | Market | Multifamily - Elec | Existing | Miscellaneous | Natural Gas
F2 | Residential | Market | Multifamily - Elec | Existing | Miscellaneous | Natural Gas
F3 | Residential | Market | Multifamily - Elec | Existing | Miscellaneous | Natural Gas
F4 | Residential | Market | Multifamily - Elec | Existing | Miscellaneous | Natural Gas
F1 | Residential | Central System | Multifamily - Elec | Existing | Cooling | Electric
F2 | Residential | Central System | Multifamily - Elec | Existing | Cooling | Electric
F3 | Residential | Central System | Multifamily - Elec | Existing | Cooling | Electric
F4 | Residential | Central System | Multifamily - Elec | Existing | Cooling | Electric
F1 | Residential | Central System | Multifamily - Elec | Existing | Space Heating | Electric
F2 | Residential | Central System | Multifamily - Elec | Existing | Space Heating | Electric
F3 | Residential | Central System | Multifamily - Elec | Existing | Space Heating | Electric
F4 | Residential | Central System | Multifamily - Elec | Existing | Space Heating | Electric
F1 | Residential | Central System | Multifamily - Elec | Existing | Space Heating | Natural Gas
F2 | Residential | Central System | Multifamily - Elec | Existing | Space Heating | Natural Gas
F3 | Residential | Central System | Multifamily - Elec | Existing | Space Heating | Natural Gas
F4 | Residential | Central System | Multifamily - Elec | Existing | Space Heating | Natural Gas
F1 | Residential | Resistance | Multifamily - Elec | Existing | Cooling | Electric
F2 | Residential | Resistance | Multifamily - Elec | Existing | Cooling | Electric
F3 | Residential | Resistance | Multifamily - Elec | Existing | Cooling | Electric
F4 | Residential | Resistance | Multifamily - Elec | Existing | Cooling | Electric
F1 | Residential | Resistance | Multifamily - Elec | Existing | Space Heating | Electric
F2 | Residential | Resistance | Multifamily - Elec | Existing | Space Heating | Electric
F3 | Residential | Resistance | Multifamily - Elec | Existing | Space Heating | Electric
F4 | Residential | Resistance | Multifamily - Elec | Existing | Space Heating | Electric
F1 | Residential | Heat Pump | Multifamily - Elec | Existing | Cooling | Electric
F2 | Residential | Heat Pump | Multifamily - Elec | Existing | Cooling | Electric
F3 | Residential | Heat Pump | Multifamily - Elec | Existing | Cooling | Electric
F4 | Residential | Heat Pump | Multifamily - Elec | Existing | Cooling | Electric
F1 | Residential | Heat Pump | Multifamily - Elec | Existing | Space Heating | Electric
F2 | Residential | Heat Pump | Multifamily - Elec | Existing | Space Heating | Electric
F3 | Residential | Heat Pump | Multifamily - Elec | Existing | Space Heating | Electric
F4 | Residential | Heat Pump | Multifamily - Elec | Existing | Space Heating | Electric
F1 | Residential | All | Multifamily - Elec | New | Cooling | Electric
F2 | Residential | All | Multifamily - Elec | New | Cooling | Electric
F3 | Residential | All | Multifamily - Elec | New | Cooling | Electric
F4 | Residential | All | Multifamily - Elec | New | Cooling | Electric
F1 | Residential | All | Multifamily - Elec | New | Space Heating | Electric
F2 | Residential | All | Multifamily - Elec | New | Space Heating | Electric
F3 | Residential | All | Multifamily - Elec | New | Space Heating | Electric
F4 | Residential | All | Multifamily - Elec | New | Space Heating | Electric
F1 | Residential | All | Multifamily - Elec | New | Water Heating | Electric
F2 | Residential | All | Multifamily - Elec | New | Water Heating | Electric
F3 | Residential | All | Multifamily - Elec | New | Water Heating | Electric
F4 | Residential | All | Multifamily - Elec | New | Water Heating | Electric
F1 | Residential | All | Multifamily - Elec | New | Interior Lighting | Electric
F2 | Residential | All | Multifamily - Elec | New | Interior Lighting | Electric
F3 | Residential | All | Multifamily - Elec | New | Interior Lighting | Electric
F4 | Residential | All | Multifamily - Elec | New | Interior Lighting | Electric
F1 | Residential | All | Multifamily - Elec | New | Exterior Lighting | Electric
F2 | Residential | All | Multifamily - Elec | New | Exterior Lighting | Electric
F3 | Residential | All | Multifamily - Elec | New | Exterior Lighting | Electric
F4 | Residential | All | Multifamily - Elec | New | Exterior Lighting | Electric
F1 | Residential | All | Multifamily - Elec | New | Appliances | Electric
F2 | Residential | All | Multifamily - Elec | New | Appliances | Electric
F3 | Residential | All | Multifamily - Elec | New | Appliances | Electric
F4 | Residential | All | Multifamily - Elec | New | Appliances | Electric
F1 | Residential | All | Multifamily - Elec | New | Electronics | Electric
F2 | Residential | All | Multifamily - Elec | New | Electronics | Electric
F3 | Residential | All | Multifamily - Elec | New | Electronics | Electric
F4 | Residential | All | Multifamily - Elec | New | Electronics | Electric
F1 | Residential | All | Multifamily - Elec | New | Miscellaneous | Electric
F2 | Residential | All | Multifamily - Elec | New | Miscellaneous | Electric
F3 | Residential | All | Multifamily - Elec | New | Miscellaneous | Electric
F4 | Residential | All | Multifamily - Elec | New | Miscellaneous | Electric
F1 | Residential | All | Multifamily - Elec | New | Generation | Electric
F2 | Residential | All | Multifamily - Elec | New | Generation | Electric
F3 | Residential | All | Multifamily - Elec | New | Generation | Electric
F4 | Residential | All | Multifamily - Elec | New | Generation | Electric
F1 | Residential | All | Multifamily - Elec | New | Space Heating | Natural Gas
F2 | Residential | All | Multifamily - Elec | New | Space Heating | Natural Gas
F3 | Residential | All | Multifamily - Elec | New | Space Heating | Natural Gas
F4 | Residential | All | Multifamily - Elec | New | Space Heating | Natural Gas
F1 | Residential | All | Multifamily - Elec | New | Water Heating | Natural Gas
F2 | Residential | All | Multifamily - Elec | New | Water Heating | Natural Gas
F3 | Residential | All | Multifamily - Elec | New | Water Heating | Natural Gas
F4 | Residential | All | Multifamily - Elec | New | Water Heating | Natural Gas
F1 | Residential | All | Multifamily - Elec | New | Appliances | Natural Gas
F2 | Residential | All | Multifamily - Elec | New | Appliances | Natural Gas
F3 | Residential | All | Multifamily - Elec | New | Appliances | Natural Gas
F4 | Residential | All | Multifamily - Elec | New | Appliances | Natural Gas
F1 | Residential | All | Multifamily - Elec | New | Miscellaneous | Natural Gas
F2 | Residential | All | Multifamily - Elec | New | Miscellaneous | Natural Gas
F3 | Residential | All | Multifamily - Elec | New | Miscellaneous | Natural Gas
F4 | Residential | All | Multifamily - Elec | New | Miscellaneous | Natural Gas
F1 | Residential | Market | Multifamily - Elec | New | Cooling | Electric
F2 | Residential | Market | Multifamily - Elec | New | Cooling | Electric
F3 | Residential | Market | Multifamily - Elec | New | Cooling | Electric
F4 | Residential | Market | Multifamily - Elec | New | Cooling | Electric
F1 | Residential | Market | Multifamily - Elec | New | Space Heating | Electric
F2 | Residential | Market | Multifamily - Elec | New | Space Heating | Electric
F3 | Residential | Market | Multifamily - Elec | New | Space Heating | Electric
F4 | Residential | Market | Multifamily - Elec | New | Space Heating | Electric
F1 | Residential | Market | Multifamily - Elec | New | Water Heating | Electric
F2 | Residential | Market | Multifamily - Elec | New | Water Heating | Electric
F3 | Residential | Market | Multifamily - Elec | New | Water Heating | Electric
F4 | Residential | Market | Multifamily - Elec | New | Water Heating | Electric
F1 | Residential | Market | Multifamily - Elec | New | Interior Lighting | Electric
F2 | Residential | Market | Multifamily - Elec | New | Interior Lighting | Electric
F3 | Residential | Market | Multifamily - Elec | New | Interior Lighting | Electric
F4 | Residential | Market | Multifamily - Elec | New | Interior Lighting | Electric
F1 | Residential | Market | Multifamily - Elec | New | Exterior Lighting | Electric
F2 | Residential | Market | Multifamily - Elec | New | Exterior Lighting | Electric
F3 | Residential | Market | Multifamily - Elec | New | Exterior Lighting | Electric
F4 | Residential | Market | Multifamily - Elec | New | Exterior Lighting | Electric
F1 | Residential | Market | Multifamily - Elec | New | Appliances | Electric
F2 | Residential | Market | Multifamily - Elec | New | Appliances | Electric
F3 | Residential | Market | Multifamily - Elec | New | Appliances | Electric
F4 | Residential | Market | Multifamily - Elec | New | Appliances | Electric
F1 | Residential | Market | Multifamily - Elec | New | Electronics | Electric
F2 | Residential | Market | Multifamily - Elec | New | Electronics | Electric
F3 | Residential | Market | Multifamily - Elec | New | Electronics | Electric
F4 | Residential | Market | Multifamily - Elec | New | Electronics | Electric
F1 | Residential | Market | Multifamily - Elec | New | Miscellaneous | Electric
F2 | Residential | Market | Multifamily - Elec | New | Miscellaneous | Electric
F3 | Residential | Market | Multifamily - Elec | New | Miscellaneous | Electric
F4 | Residential | Market | Multifamily - Elec | New | Miscellaneous | Electric
F1 | Residential | Market | Multifamily - Elec | New | Generation | Electric
F2 | Residential | Market | Multifamily - Elec | New | Generation | Electric
F3 | Residential | Market | Multifamily - Elec | New | Generation | Electric
F4 | Residential | Market | Multifamily - Elec | New | Generation | Electric
F1 | Residential | Market | Multifamily - Elec | New | Space Heating | Natural Gas
F2 | Residential | Market | Multifamily - Elec | New | Space Heating | Natural Gas
F3 | Residential | Market | Multifamily - Elec | New | Space Heating | Natural Gas
F4 | Residential | Market | Multifamily - Elec | New | Space Heating | Natural Gas
F1 | Residential | Market | Multifamily - Elec | New | Water Heating | Natural Gas
F2 | Residential | Market | Multifamily - Elec | New | Water Heating | Natural Gas
F3 | Residential | Market | Multifamily - Elec | New | Water Heating | Natural Gas
F4 | Residential | Market | Multifamily - Elec | New | Water Heating | Natural Gas
F1 | Residential | Market | Multifamily - Elec | New | Appliances | Natural Gas
F2 | Residential | Market | Multifamily - Elec | New | Appliances | Natural Gas
F3 | Residential | Market | Multifamily - Elec | New | Appliances | Natural Gas
F4 | Residential | Market | Multifamily - Elec | New | Appliances | Natural Gas
F1 | Residential | Market | Multifamily - Elec | New | Miscellaneous | Natural Gas
F2 | Residential | Market | Multifamily - Elec | New | Miscellaneous | Natural Gas
F3 | Residential | Market | Multifamily - Elec | New | Miscellaneous | Natural Gas
F4 | Residential | Market | Multifamily - Elec | New | Miscellaneous | Natural Gas
F1 | Residential | Central System | Multifamily - Elec | New | Cooling | Electric
F2 | Residential | Central System | Multifamily - Elec | New | Cooling | Electric
F3 | Residential | Central System | Multifamily - Elec | New | Cooling | Electric
F4 | Residential | Central System | Multifamily - Elec | New | Cooling | Electric
F1 | Residential | Central System | Multifamily - Elec | New | Space Heating | Electric
F2 | Residential | Central System | Multifamily - Elec | New | Space Heating | Electric
F3 | Residential | Central System | Multifamily - Elec | New | Space Heating | Electric
F4 | Residential | Central System | Multifamily - Elec | New | Space Heating | Electric
F1 | Residential | Central System | Multifamily - Elec | New | Space Heating | Natural Gas
F2 | Residential | Central System | Multifamily - Elec | New | Space Heating | Natural Gas
F3 | Residential | Central System | Multifamily - Elec | New | Space Heating | Natural Gas
F4 | Residential | Central System | Multifamily - Elec | New | Space Heating | Natural Gas
F1 | Residential | Resistance | Multifamily - Elec | New | Cooling | Electric
F2 | Residential | Resistance | Multifamily - Elec | New | Cooling | Electric
F3 | Residential | Resistance | Multifamily - Elec | New | Cooling | Electric
F4 | Residential | Resistance | Multifamily - Elec | New | Cooling | Electric
F1 | Residential | Resistance | Multifamily - Elec | New | Space Heating | Electric
F2 | Residential | Resistance | Multifamily - Elec | New | Space Heating | Electric
F3 | Residential | Resistance | Multifamily - Elec | New | Space Heating | Electric
F4 | Residential | Resistance | Multifamily - Elec | New | Space Heating | Electric
F1 | Residential | Heat Pump | Multifamily - Elec | New | Cooling | Electric
F2 | Residential | Heat Pump | Multifamily - Elec | New | Cooling | Electric
F3 | Residential | Heat Pump | Multifamily - Elec | New | Cooling | Electric
F4 | Residential | Heat Pump | Multifamily - Elec | New | Cooling | Electric
F1 | Residential | Heat Pump | Multifamily - Elec | New | Space Heating | Electric
F2 | Residential | Heat Pump | Multifamily - Elec | New | Space Heating | Electric
F3 | Residential | Heat Pump | Multifamily - Elec | New | Space Heating | Electric
F4 | Residential | Heat Pump | Multifamily - Elec | New | Space Heating | Electric
F1 | Residential | All | Multifamily - LI - Elec | Existing | Cooling | Electric
F2 | Residential | All | Multifamily - LI - Elec | Existing | Cooling | Electric
F3 | Residential | All | Multifamily - LI - Elec | Existing | Cooling | Electric
F4 | Residential | All | Multifamily - LI - Elec | Existing | Cooling | Electric
F1 | Residential | All | Multifamily - LI - Elec | Existing | Space Heating | Electric
F2 | Residential | All | Multifamily - LI - Elec | Existing | Space Heating | Electric
F3 | Residential | All | Multifamily - LI - Elec | Existing | Space Heating | Electric
F4 | Residential | All | Multifamily - LI - Elec | Existing | Space Heating | Electric
F1 | Residential | All | Multifamily - LI - Elec | Existing | Water Heating | Electric
F2 | Residential | All | Multifamily - LI - Elec | Existing | Water Heating | Electric
F3 | Residential | All | Multifamily - LI - Elec | Existing | Water Heating | Electric
F4 | Residential | All | Multifamily - LI - Elec | Existing | Water Heating | Electric
F1 | Residential | All | Multifamily - LI - Elec | Existing | Interior Lighting | Electric
F2 | Residential | All | Multifamily - LI - Elec | Existing | Interior Lighting | Electric
F3 | Residential | All | Multifamily - LI - Elec | Existing | Interior Lighting | Electric
F4 | Residential | All | Multifamily - LI - Elec | Existing | Interior Lighting | Electric
F1 | Residential | All | Multifamily - LI - Elec | Existing | Exterior Lighting | Electric
F2 | Residential | All | Multifamily - LI - Elec | Existing | Exterior Lighting | Electric
F3 | Residential | All | Multifamily - LI - Elec | Existing | Exterior Lighting | Electric
F4 | Residential | All | Multifamily - LI - Elec | Existing | Exterior Lighting | Electric
F1 | Residential | All | Multifamily - LI - Elec | Existing | Appliances | Electric
F2 | Residential | All | Multifamily - LI - Elec | Existing | Appliances | Electric
F3 | Residential | All | Multifamily - LI - Elec | Existing | Appliances | Electric
F4 | Residential | All | Multifamily - LI - Elec | Existing | Appliances | Electric
F1 | Residential | All | Multifamily - LI - Elec | Existing | Electronics | Electric
F2 | Residential | All | Multifamily - LI - Elec | Existing | Electronics | Electric
F3 | Residential | All | Multifamily - LI - Elec | Existing | Electronics | Electric
F4 | Residential | All | Multifamily - LI - Elec | Existing | Electronics | Electric
F1 | Residential | All | Multifamily - LI - Elec | Existing | Miscellaneous | Electric
F2 | Residential | All | Multifamily - LI - Elec | Existing | Miscellaneous | Electric
F3 | Residential | All | Multifamily - LI - Elec | Existing | Miscellaneous | Electric
F4 | Residential | All | Multifamily - LI - Elec | Existing | Miscellaneous | Electric
F1 | Residential | All | Multifamily - LI - Elec | Existing | Generation | Electric
F2 | Residential | All | Multifamily - LI - Elec | Existing | Generation | Electric
F3 | Residential | All | Multifamily - LI - Elec | Existing | Generation | Electric
F4 | Residential | All | Multifamily - LI - Elec | Existing | Generation | Electric
F1 | Residential | All | Multifamily - LI - Elec | Existing | Space Heating | Natural Gas
F2 | Residential | All | Multifamily - LI - Elec | Existing | Space Heating | Natural Gas
F3 | Residential | All | Multifamily - LI - Elec | Existing | Space Heating | Natural Gas
F4 | Residential | All | Multifamily - LI - Elec | Existing | Space Heating | Natural Gas
F1 | Residential | All | Multifamily - LI - Elec | Existing | Water Heating | Natural Gas
F2 | Residential | All | Multifamily - LI - Elec | Existing | Water Heating | Natural Gas
F3 | Residential | All | Multifamily - LI - Elec | Existing | Water Heating | Natural Gas
F4 | Residential | All | Multifamily - LI - Elec | Existing | Water Heating | Natural Gas
F1 | Residential | All | Multifamily - LI - Elec | Existing | Appliances | Natural Gas
F2 | Residential | All | Multifamily - LI - Elec | Existing | Appliances | Natural Gas
F3 | Residential | All | Multifamily - LI - Elec | Existing | Appliances | Natural Gas
F4 | Residential | All | Multifamily - LI - Elec | Existing | Appliances | Natural Gas
F1 | Residential | All | Multifamily - LI - Elec | Existing | Miscellaneous | Natural Gas
F2 | Residential | All | Multifamily - LI - Elec | Existing | Miscellaneous | Natural Gas
F3 | Residential | All | Multifamily - LI - Elec | Existing | Miscellaneous | Natural Gas
F4 | Residential | All | Multifamily - LI - Elec | Existing | Miscellaneous | Natural Gas
F1 | Residential | Market | Multifamily - LI - Elec | Existing | Cooling | Electric
F2 | Residential | Market | Multifamily - LI - Elec | Existing | Cooling | Electric
F3 | Residential | Market | Multifamily - LI - Elec | Existing | Cooling | Electric
F4 | Residential | Market | Multifamily - LI - Elec | Existing | Cooling | Electric
F1 | Residential | Market | Multifamily - LI - Elec | Existing | Space Heating | Electric
F2 | Residential | Market | Multifamily - LI - Elec | Existing | Space Heating | Electric
F3 | Residential | Market | Multifamily - LI - Elec | Existing | Space Heating | Electric
F4 | Residential | Market | Multifamily - LI - Elec | Existing | Space Heating | Electric
F1 | Residential | Market | Multifamily - LI - Elec | Existing | Water Heating | Electric
F2 | Residential | Market | Multifamily - LI - Elec | Existing | Water Heating | Electric
F3 | Residential | Market | Multifamily - LI - Elec | Existing | Water Heating | Electric
F4 | Residential | Market | Multifamily - LI - Elec | Existing | Water Heating | Electric
F1 | Residential | Market | Multifamily - LI - Elec | Existing | Interior Lighting | Electric
F2 | Residential | Market | Multifamily - LI - Elec | Existing | Interior Lighting | Electric
F3 | Residential | Market | Multifamily - LI - Elec | Existing | Interior Lighting | Electric
F4 | Residential | Market | Multifamily - LI - Elec | Existing | Interior Lighting | Electric
F1 | Residential | Market | Multifamily - LI - Elec | Existing | Exterior Lighting | Electric
F2 | Residential | Market | Multifamily - LI - Elec | Existing | Exterior Lighting | Electric
F3 | Residential | Market | Multifamily - LI - Elec | Existing | Exterior Lighting | Electric
F4 | Residential | Market | Multifamily - LI - Elec | Existing | Exterior Lighting | Electric
F1 | Residential | Market | Multifamily - LI - Elec | Existing | Appliances | Electric
F2 | Residential | Market | Multifamily - LI - Elec | Existing | Appliances | Electric
F3 | Residential | Market | Multifamily - LI - Elec | Existing | Appliances | Electric
F4 | Residential | Market | Multifamily - LI - Elec | Existing | Appliances | Electric
F1 | Residential | Market | Multifamily - LI - Elec | Existing | Electronics | Electric
F2 | Residential | Market | Multifamily - LI - Elec | Existing | Electronics | Electric
F3 | Residential | Market | Multifamily - LI - Elec | Existing | Electronics | Electric
F4 | Residential | Market | Multifamily - LI - Elec | Existing | Electronics | Electric
F1 | Residential | Market | Multifamily - LI - Elec | Existing | Miscellaneous | Electric
F2 | Residential | Market | Multifamily - LI - Elec | Existing | Miscellaneous | Electric
F3 | Residential | Market | Multifamily - LI - Elec | Existing | Miscellaneous | Electric
F4 | Residential | Market | Multifamily - LI - Elec | Existing | Miscellaneous | Electric
F1 | Residential | Market | Multifamily - LI - Elec | Existing | Generation | Electric
F2 | Residential | Market | Multifamily - LI - Elec | Existing | Generation | Electric
F3 | Residential | Market | Multifamily - LI - Elec | Existing | Generation | Electric
F4 | Residential | Market | Multifamily - LI - Elec | Existing | Generation | Electric
F1 | Residential | Market | Multifamily - LI - Elec | Existing | Space Heating | Natural Gas
F2 | Residential | Market | Multifamily - LI - Elec | Existing | Space Heating | Natural Gas
F3 | Residential | Market | Multifamily - LI - Elec | Existing | Space Heating | Natural Gas
F4 | Residential | Market | Multifamily - LI - Elec | Existing | Space Heating | Natural Gas
F1 | Residential | Market | Multifamily - LI - Elec | Existing | Water Heating | Natural Gas
F2 | Residential | Market | Multifamily - LI - Elec | Existing | Water Heating | Natural Gas
F3 | Residential | Market | Multifamily - LI - Elec | Existing | Water Heating | Natural Gas
F4 | Residential | Market | Multifamily - LI - Elec | Existing | Water Heating | Natural Gas
F1 | Residential | Market | Multifamily - LI - Elec | Existing | Appliances | Natural Gas
F2 | Residential | Market | Multifamily - LI - Elec | Existing | Appliances | Natural Gas
F3 | Residential | Market | Multifamily - LI - Elec | Existing | Appliances | Natural Gas
F4 | Residential | Market | Multifamily - LI - Elec | Existing | Appliances | Natural Gas
F1 | Residential | Market | Multifamily - LI - Elec | Existing | Miscellaneous | Natural Gas
F2 | Residential | Market | Multifamily - LI - Elec | Existing | Miscellaneous | Natural Gas
F3 | Residential | Market | Multifamily - LI - Elec | Existing | Miscellaneous | Natural Gas
F4 | Residential | Market | Multifamily - LI - Elec | Existing | Miscellaneous | Natural Gas
F1 | Residential | Central System | Multifamily - LI - Elec | Existing | Cooling | Electric
F2 | Residential | Central System | Multifamily - LI - Elec | Existing | Cooling | Electric
F3 | Residential | Central System | Multifamily - LI - Elec | Existing | Cooling | Electric
F4 | Residential | Central System | Multifamily - LI - Elec | Existing | Cooling | Electric
F1 | Residential | Central System | Multifamily - LI - Elec | Existing | Space Heating | Electric
F2 | Residential | Central System | Multifamily - LI - Elec | Existing | Space Heating | Electric
F3 | Residential | Central System | Multifamily - LI - Elec | Existing | Space Heating | Electric
F4 | Residential | Central System | Multifamily - LI - Elec | Existing | Space Heating | Electric
F1 | Residential | Central System | Multifamily - LI - Elec | Existing | Space Heating | Natural Gas
F2 | Residential | Central System | Multifamily - LI - Elec | Existing | Space Heating | Natural Gas
F3 | Residential | Central System | Multifamily - LI - Elec | Existing | Space Heating | Natural Gas
F4 | Residential | Central System | Multifamily - LI - Elec | Existing | Space Heating | Natural Gas
F1 | Residential | Resistance | Multifamily - LI - Elec | Existing | Cooling | Electric
F2 | Residential | Resistance | Multifamily - LI - Elec | Existing | Cooling | Electric
F3 | Residential | Resistance | Multifamily - LI - Elec | Existing | Cooling | Electric
F4 | Residential | Resistance | Multifamily - LI - Elec | Existing | Cooling | Electric
F1 | Residential | Resistance | Multifamily - LI - Elec | Existing | Space Heating | Electric
F2 | Residential | Resistance | Multifamily - LI - Elec | Existing | Space Heating | Electric
F3 | Residential | Resistance | Multifamily - LI - Elec | Existing | Space Heating | Electric
F4 | Residential | Resistance | Multifamily - LI - Elec | Existing | Space Heating | Electric
F1 | Residential | Heat Pump | Multifamily - LI - Elec | Existing | Cooling | Electric
F2 | Residential | Heat Pump | Multifamily - LI - Elec | Existing | Cooling | Electric
F3 | Residential | Heat Pump | Multifamily - LI - Elec | Existing | Cooling | Electric
F4 | Residential | Heat Pump | Multifamily - LI - Elec | Existing | Cooling | Electric
F1 | Residential | Heat Pump | Multifamily - LI - Elec | Existing | Space Heating | Electric
F2 | Residential | Heat Pump | Multifamily - LI - Elec | Existing | Space Heating | Electric
F3 | Residential | Heat Pump | Multifamily - LI - Elec | Existing | Space Heating | Electric
F4 | Residential | Heat Pump | Multifamily - LI - Elec | Existing | Space Heating | Electric
F1 | Residential | All | Multifamily - LI - Elec | New | Cooling | Electric
F2 | Residential | All | Multifamily - LI - Elec | New | Cooling | Electric
F3 | Residential | All | Multifamily - LI - Elec | New | Cooling | Electric
F4 | Residential | All | Multifamily - LI - Elec | New | Cooling | Electric
F1 | Residential | All | Multifamily - LI - Elec | New | Space Heating | Electric
F2 | Residential | All | Multifamily - LI - Elec | New | Space Heating | Electric
F3 | Residential | All | Multifamily - LI - Elec | New | Space Heating | Electric
F4 | Residential | All | Multifamily - LI - Elec | New | Space Heating | Electric
F1 | Residential | All | Multifamily - LI - Elec | New | Water Heating | Electric
F2 | Residential | All | Multifamily - LI - Elec | New | Water Heating | Electric
F3 | Residential | All | Multifamily - LI - Elec | New | Water Heating | Electric
F4 | Residential | All | Multifamily - LI - Elec | New | Water Heating | Electric
F1 | Residential | All | Multifamily - LI - Elec | New | Interior Lighting | Electric
F2 | Residential | All | Multifamily - LI - Elec | New | Interior Lighting | Electric
F3 | Residential | All | Multifamily - LI - Elec | New | Interior Lighting | Electric
F4 | Residential | All | Multifamily - LI - Elec | New | Interior Lighting | Electric
F1 | Residential | All | Multifamily - LI - Elec | New | Exterior Lighting | Electric
F2 | Residential | All | Multifamily - LI - Elec | New | Exterior Lighting | Electric
F3 | Residential | All | Multifamily - LI - Elec | New | Exterior Lighting | Electric
F4 | Residential | All | Multifamily - LI - Elec | New | Exterior Lighting | Electric
F1 | Residential | All | Multifamily - LI - Elec | New | Appliances | Electric
F2 | Residential | All | Multifamily - LI - Elec | New | Appliances | Electric
F3 | Residential | All | Multifamily - LI - Elec | New | Appliances | Electric
F4 | Residential | All | Multifamily - LI - Elec | New | Appliances | Electric
F1 | Residential | All | Multifamily - LI - Elec | New | Electronics | Electric
F2 | Residential | All | Multifamily - LI - Elec | New | Electronics | Electric
F3 | Residential | All | Multifamily - LI - Elec | New | Electronics | Electric
F4 | Residential | All | Multifamily - LI - Elec | New | Electronics | Electric
F1 | Residential | All | Multifamily - LI - Elec | New | Miscellaneous | Electric
F2 | Residential | All | Multifamily - LI - Elec | New | Miscellaneous | Electric
F3 | Residential | All | Multifamily - LI - Elec | New | Miscellaneous | Electric
F4 | Residential | All | Multifamily - LI - Elec | New | Miscellaneous | Electric
F1 | Residential | All | Multifamily - LI - Elec | New | Generation | Electric
F2 | Residential | All | Multifamily - LI - Elec | New | Generation | Electric
F3 | Residential | All | Multifamily - LI - Elec | New | Generation | Electric
F4 | Residential | All | Multifamily - LI - Elec | New | Generation | Electric
F1 | Residential | All | Multifamily - LI - Elec | New | Space Heating | Natural Gas
F2 | Residential | All | Multifamily - LI - Elec | New | Space Heating | Natural Gas
F3 | Residential | All | Multifamily - LI - Elec | New | Space Heating | Natural Gas
F4 | Residential | All | Multifamily - LI - Elec | New | Space Heating | Natural Gas
F1 | Residential | All | Multifamily - LI - Elec | New | Water Heating | Natural Gas
F2 | Residential | All | Multifamily - LI - Elec | New | Water Heating | Natural Gas
F3 | Residential | All | Multifamily - LI - Elec | New | Water Heating | Natural Gas
F4 | Residential | All | Multifamily - LI - Elec | New | Water Heating | Natural Gas
F1 | Residential | All | Multifamily - LI - Elec | New | Appliances | Natural Gas
F2 | Residential | All | Multifamily - LI - Elec | New | Appliances | Natural Gas
F3 | Residential | All | Multifamily - LI - Elec | New | Appliances | Natural Gas
F4 | Residential | All | Multifamily - LI - Elec | New | Appliances | Natural Gas
F1 | Residential | All | Multifamily - LI - Elec | New | Miscellaneous | Natural Gas
F2 | Residential | All | Multifamily - LI - Elec | New | Miscellaneous | Natural Gas
F3 | Residential | All | Multifamily - LI - Elec | New | Miscellaneous | Natural Gas
F4 | Residential | All | Multifamily - LI - Elec | New | Miscellaneous | Natural Gas
F1 | Residential | Market | Multifamily - LI - Elec | New | Cooling | Electric
F2 | Residential | Market | Multifamily - LI - Elec | New | Cooling | Electric
F3 | Residential | Market | Multifamily - LI - Elec | New | Cooling | Electric
F4 | Residential | Market | Multifamily - LI - Elec | New | Cooling | Electric
F1 | Residential | Market | Multifamily - LI - Elec | New | Space Heating | Electric
F2 | Residential | Market | Multifamily - LI - Elec | New | Space Heating | Electric
F3 | Residential | Market | Multifamily - LI - Elec | New | Space Heating | Electric
F4 | Residential | Market | Multifamily - LI - Elec | New | Space Heating | Electric
F1 | Residential | Market | Multifamily - LI - Elec | New | Water Heating | Electric
F2 | Residential | Market | Multifamily - LI - Elec | New | Water Heating | Electric
F3 | Residential | Market | Multifamily - LI - Elec | New | Water Heating | Electric
F4 | Residential | Market | Multifamily - LI - Elec | New | Water Heating | Electric
F1 | Residential | Market | Multifamily - LI - Elec | New | Interior Lighting | Electric
F2 | Residential | Market | Multifamily - LI - Elec | New | Interior Lighting | Electric
F3 | Residential | Market | Multifamily - LI - Elec | New | Interior Lighting | Electric
F4 | Residential | Market | Multifamily - LI - Elec | New | Interior Lighting | Electric
F1 | Residential | Market | Multifamily - LI - Elec | New | Exterior Lighting | Electric
F2 | Residential | Market | Multifamily - LI - Elec | New | Exterior Lighting | Electric
F3 | Residential | Market | Multifamily - LI - Elec | New | Exterior Lighting | Electric
F4 | Residential | Market | Multifamily - LI - Elec | New | Exterior Lighting | Electric
F1 | Residential | Market | Multifamily - LI - Elec | New | Appliances | Electric
F2 | Residential | Market | Multifamily - LI - Elec | New | Appliances | Electric
F3 | Residential | Market | Multifamily - LI - Elec | New | Appliances | Electric
F4 | Residential | Market | Multifamily - LI - Elec | New | Appliances | Electric
F1 | Residential | Market | Multifamily - LI - Elec | New | Electronics | Electric
F2 | Residential | Market | Multifamily - LI - Elec | New | Electronics | Electric
F3 | Residential | Market | Multifamily - LI - Elec | New | Electronics | Electric
F4 | Residential | Market | Multifamily - LI - Elec | New | Electronics | Electric
F1 | Residential | Market | Multifamily - LI - Elec | New | Miscellaneous | Electric
F2 | Residential | Market | Multifamily - LI - Elec | New | Miscellaneous | Electric
F3 | Residential | Market | Multifamily - LI - Elec | New | Miscellaneous | Electric
F4 | Residential | Market | Multifamily - LI - Elec | New | Miscellaneous | Electric
F1 | Residential | Market | Multifamily - LI - Elec | New | Generation | Electric
F2 | Residential | Market | Multifamily - LI - Elec | New | Generation | Electric
F3 | Residential | Market | Multifamily - LI - Elec | New | Generation | Electric
F4 | Residential | Market | Multifamily - LI - Elec | New | Generation | Electric
F1 | Residential | Market | Multifamily - LI - Elec | New | Space Heating | Natural Gas
F2 | Residential | Market | Multifamily - LI - Elec | New | Space Heating | Natural Gas
F3 | Residential | Market | Multifamily - LI - Elec | New | Space Heating | Natural Gas
F4 | Residential | Market | Multifamily - LI - Elec | New | Space Heating | Natural Gas
F1 | Residential | Market | Multifamily - LI - Elec | New | Water Heating | Natural Gas
F2 | Residential | Market | Multifamily - LI - Elec | New | Water Heating | Natural Gas
F3 | Residential | Market | Multifamily - LI - Elec | New | Water Heating | Natural Gas
F4 | Residential | Market | Multifamily - LI - Elec | New | Water Heating | Natural Gas
F1 | Residential | Market | Multifamily - LI - Elec | New | Appliances | Natural Gas
F2 | Residential | Market | Multifamily - LI - Elec | New | Appliances | Natural Gas
F3 | Residential | Market | Multifamily - LI - Elec | New | Appliances | Natural Gas
F4 | Residential | Market | Multifamily - LI - Elec | New | Appliances | Natural Gas
F1 | Residential | Market | Multifamily - LI - Elec | New | Miscellaneous | Natural Gas
F2 | Residential | Market | Multifamily - LI - Elec | New | Miscellaneous | Natural Gas
F3 | Residential | Market | Multifamily - LI - Elec | New | Miscellaneous | Natural Gas
F4 | Residential | Market | Multifamily - LI - Elec | New | Miscellaneous | Natural Gas
F1 | Residential | Central System | Multifamily - LI - Elec | New | Cooling | Electric
F2 | Residential | Central System | Multifamily - LI - Elec | New | Cooling | Electric
F3 | Residential | Central System | Multifamily - LI - Elec | New | Cooling | Electric
F4 | Residential | Central System | Multifamily - LI - Elec | New | Cooling | Electric
F1 | Residential | Central System | Multifamily - LI - Elec | New | Space Heating | Electric
F2 | Residential | Central System | Multifamily - LI - Elec | New | Space Heating | Electric
F3 | Residential | Central System | Multifamily - LI - Elec | New | Space Heating | Electric
F4 | Residential | Central System | Multifamily - LI - Elec | New | Space Heating | Electric
F1 | Residential | Central System | Multifamily - LI - Elec | New | Space Heating | Natural Gas
F2 | Residential | Central System | Multifamily - LI - Elec | New | Space Heating | Natural Gas
F3 | Residential | Central System | Multifamily - LI - Elec | New | Space Heating | Natural Gas
F4 | Residential | Central System | Multifamily - LI - Elec | New | Space Heating | Natural Gas
F1 | Residential | Resistance | Multifamily - LI - Elec | New | Cooling | Electric
F2 | Residential | Resistance | Multifamily - LI - Elec | New | Cooling | Electric
F3 | Residential | Resistance | Multifamily - LI - Elec | New | Cooling | Electric
F4 | Residential | Resistance | Multifamily - LI - Elec | New | Cooling | Electric
F1 | Residential | Resistance | Multifamily - LI - Elec | New | Space Heating | Electric
F2 | Residential | Resistance | Multifamily - LI - Elec | New | Space Heating | Electric
F3 | Residential | Resistance | Multifamily - LI - Elec | New | Space Heating | Electric
F4 | Residential | Resistance | Multifamily - LI - Elec | New | Space Heating | Electric
F1 | Residential | Heat Pump | Multifamily - LI - Elec | New | Cooling | Electric
F2 | Residential | Heat Pump | Multifamily - LI - Elec | New | Cooling | Electric
F3 | Residential | Heat Pump | Multifamily - LI - Elec | New | Cooling | Electric
F4 | Residential | Heat Pump | Multifamily - LI - Elec | New | Cooling | Electric
F1 | Residential | Heat Pump | Multifamily - LI - Elec | New | Space Heating | Electric
F2 | Residential | Heat Pump | Multifamily - LI - Elec | New | Space Heating | Electric
F3 | Residential | Heat Pump | Multifamily - LI - Elec | New | Space Heating | Electric
F4 | Residential | Heat Pump | Multifamily - LI - Elec | New | Space Heating | Electric
F1 | Residential | All | Single Family - Gas | Existing | Cooling | Electric
F2 | Residential | All | Single Family - Gas | Existing | Cooling | Electric
F3 | Residential | All | Single Family - Gas | Existing | Cooling | Electric
F4 | Residential | All | Single Family - Gas | Existing | Cooling | Electric
F1 | Residential | All | Single Family - Gas | Existing | Space Heating | Electric
F2 | Residential | All | Single Family - Gas | Existing | Space Heating | Electric
F3 | Residential | All | Single Family - Gas | Existing | Space Heating | Electric
F4 | Residential | All | Single Family - Gas | Existing | Space Heating | Electric
F1 | Residential | All | Single Family - Gas | Existing | Water Heating | Electric
F2 | Residential | All | Single Family - Gas | Existing | Water Heating | Electric
F3 | Residential | All | Single Family - Gas | Existing | Water Heating | Electric
F4 | Residential | All | Single Family - Gas | Existing | Water Heating | Electric
F1 | Residential | All | Single Family - Gas | Existing | Interior Lighting | Electric
F2 | Residential | All | Single Family - Gas | Existing | Interior Lighting | Electric
F3 | Residential | All | Single Family - Gas | Existing | Interior Lighting | Electric
F4 | Residential | All | Single Family - Gas | Existing | Interior Lighting | Electric
F1 | Residential | All | Single Family - Gas | Existing | Exterior Lighting | Electric
F2 | Residential | All | Single Family - Gas | Existing | Exterior Lighting | Electric
F3 | Residential | All | Single Family - Gas | Existing | Exterior Lighting | Electric
F4 | Residential | All | Single Family - Gas | Existing | Exterior Lighting | Electric
F1 | Residential | All | Single Family - Gas | Existing | Appliances | Electric
F2 | Residential | All | Single Family - Gas | Existing | Appliances | Electric
F3 | Residential | All | Single Family - Gas | Existing | Appliances | Electric
F4 | Residential | All | Single Family - Gas | Existing | Appliances | Electric
F1 | Residential | All | Single Family - Gas | Existing | Electronics | Electric
F2 | Residential | All | Single Family - Gas | Existing | Electronics | Electric
F3 | Residential | All | Single Family - Gas | Existing | Electronics | Electric
F4 | Residential | All | Single Family - Gas | Existing | Electronics | Electric
F1 | Residential | All | Single Family - Gas | Existing | Miscellaneous | Electric
F2 | Residential | All | Single Family - Gas | Existing | Miscellaneous | Electric
F3 | Residential | All | Single Family - Gas | Existing | Miscellaneous | Electric
F4 | Residential | All | Single Family - Gas | Existing | Miscellaneous | Electric
F1 | Residential | All | Single Family - Gas | Existing | Generation | Electric
F2 | Residential | All | Single Family - Gas | Existing | Generation | Electric
F3 | Residential | All | Single Family - Gas | Existing | Generation | Electric
F4 | Residential | All | Single Family - Gas | Existing | Generation | Electric
F1 | Residential | All | Single Family - Gas | Existing | Space Heating | Natural Gas
F2 | Residential | All | Single Family - Gas | Existing | Space Heating | Natural Gas
F3 | Residential | All | Single Family - Gas | Existing | Space Heating | Natural Gas
F4 | Residential | All | Single Family - Gas | Existing | Space Heating | Natural Gas
F1 | Residential | All | Single Family - Gas | Existing | Water Heating | Natural Gas
F2 | Residential | All | Single Family - Gas | Existing | Water Heating | Natural Gas
F3 | Residential | All | Single Family - Gas | Existing | Water Heating | Natural Gas
F4 | Residential | All | Single Family - Gas | Existing | Water Heating | Natural Gas
F1 | Residential | All | Single Family - Gas | Existing | Appliances | Natural Gas
F2 | Residential | All | Single Family - Gas | Existing | Appliances | Natural Gas
F3 | Residential | All | Single Family - Gas | Existing | Appliances | Natural Gas
F4 | Residential | All | Single Family - Gas | Existing | Appliances | Natural Gas
F1 | Residential | All | Single Family - Gas | Existing | Miscellaneous | Natural Gas
F2 | Residential | All | Single Family - Gas | Existing | Miscellaneous | Natural Gas
F3 | Residential | All | Single Family - Gas | Existing | Miscellaneous | Natural Gas
F4 | Residential | All | Single Family - Gas | Existing | Miscellaneous | Natural Gas
F1 | Residential | Market | Single Family - Gas | Existing | Cooling | Electric
F2 | Residential | Market | Single Family - Gas | Existing | Cooling | Electric
F3 | Residential | Market | Single Family - Gas | Existing | Cooling | Electric
F4 | Residential | Market | Single Family - Gas | Existing | Cooling | Electric
F1 | Residential | Market | Single Family - Gas | Existing | Space Heating | Electric
F2 | Residential | Market | Single Family - Gas | Existing | Space Heating | Electric
F3 | Residential | Market | Single Family - Gas | Existing | Space Heating | Electric
F4 | Residential | Market | Single Family - Gas | Existing | Space Heating | Electric
F1 | Residential | Market | Single Family - Gas | Existing | Water Heating | Electric
F2 | Residential | Market | Single Family - Gas | Existing | Water Heating | Electric
F3 | Residential | Market | Single Family - Gas | Existing | Water Heating | Electric
F4 | Residential | Market | Single Family - Gas | Existing | Water Heating | Electric
F1 | Residential | Market | Single Family - Gas | Existing | Interior Lighting | Electric
F2 | Residential | Market | Single Family - Gas | Existing | Interior Lighting | Electric
F3 | Residential | Market | Single Family - Gas | Existing | Interior Lighting | Electric
F4 | Residential | Market | Single Family - Gas | Existing | Interior Lighting | Electric
F1 | Residential | Market | Single Family - Gas | Existing | Exterior Lighting | Electric
F2 | Residential | Market | Single Family - Gas | Existing | Exterior Lighting | Electric
F3 | Residential | Market | Single Family - Gas | Existing | Exterior Lighting | Electric
F4 | Residential | Market | Single Family - Gas | Existing | Exterior Lighting | Electric
F1 | Residential | Market | Single Family - Gas | Existing | Appliances | Electric
F2 | Residential | Market | Single Family - Gas | Existing | Appliances | Electric
F3 | Residential | Market | Single Family - Gas | Existing | Appliances | Electric
F4 | Residential | Market | Single Family - Gas | Existing | Appliances | Electric
F1 | Residential | Market | Single Family - Gas | Existing | Electronics | Electric
F2 | Residential | Market | Single Family - Gas | Existing | Electronics | Electric
F3 | Residential | Market | Single Family - Gas | Existing | Electronics | Electric
F4 | Residential | Market | Single Family - Gas | Existing | Electronics | Electric
F1 | Residential | Market | Single Family - Gas | Existing | Miscellaneous | Electric
F2 | Residential | Market | Single Family - Gas | Existing | Miscellaneous | Electric
F3 | Residential | Market | Single Family - Gas | Existing | Miscellaneous | Electric
F4 | Residential | Market | Single Family - Gas | Existing | Miscellaneous | Electric
F1 | Residential | Market | Single Family - Gas | Existing | Generation | Electric
F2 | Residential | Market | Single Family - Gas | Existing | Generation | Electric
F3 | Residential | Market | Single Family - Gas | Existing | Generation | Electric
F4 | Residential | Market | Single Family - Gas | Existing | Generation | Electric
F1 | Residential | Market | Single Family - Gas | Existing | Space Heating | Natural Gas
F2 | Residential | Market | Single Family - Gas | Existing | Space Heating | Natural Gas
F3 | Residential | Market | Single Family - Gas | Existing | Space Heating | Natural Gas
F4 | Residential | Market | Single Family - Gas | Existing | Space Heating | Natural Gas
F1 | Residential | Market | Single Family - Gas | Existing | Water Heating | Natural Gas
F2 | Residential | Market | Single Family - Gas | Existing | Water Heating | Natural Gas
F3 | Residential | Market | Single Family - Gas | Existing | Water Heating | Natural Gas
F4 | Residential | Market | Single Family - Gas | Existing | Water Heating | Natural Gas
F1 | Residential | Market | Single Family - Gas | Existing | Appliances | Natural Gas
F2 | Residential | Market | Single Family - Gas | Existing | Appliances | Natural Gas
F3 | Residential | Market | Single Family - Gas | Existing | Appliances | Natural Gas
F4 | Residential | Market | Single Family - Gas | Existing | Appliances | Natural Gas
F1 | Residential | Market | Single Family - Gas | Existing | Miscellaneous | Natural Gas
F2 | Residential | Market | Single Family - Gas | Existing | Miscellaneous | Natural Gas
F3 | Residential | Market | Single Family - Gas | Existing | Miscellaneous | Natural Gas
F4 | Residential | Market | Single Family - Gas | Existing | Miscellaneous | Natural Gas
F1 | Residential | Central System | Single Family - Gas | Existing | Cooling | Electric
F2 | Residential | Central System | Single Family - Gas | Existing | Cooling | Electric
F3 | Residential | Central System | Single Family - Gas | Existing | Cooling | Electric
F4 | Residential | Central System | Single Family - Gas | Existing | Cooling | Electric
F1 | Residential | Central System | Single Family - Gas | Existing | Space Heating | Electric
F2 | Residential | Central System | Single Family - Gas | Existing | Space Heating | Electric
F3 | Residential | Central System | Single Family - Gas | Existing | Space Heating | Electric
F4 | Residential | Central System | Single Family - Gas | Existing | Space Heating | Electric
F1 | Residential | Central System | Single Family - Gas | Existing | Space Heating | Natural Gas
F2 | Residential | Central System | Single Family - Gas | Existing | Space Heating | Natural Gas
F3 | Residential | Central System | Single Family - Gas | Existing | Space Heating | Natural Gas
F4 | Residential | Central System | Single Family - Gas | Existing | Space Heating | Natural Gas
F1 | Residential | Resistance | Single Family - Gas | Existing | Cooling | Electric
F2 | Residential | Resistance | Single Family - Gas | Existing | Cooling | Electric
F3 | Residential | Resistance | Single Family - Gas | Existing | Cooling | Electric
F4 | Residential | Resistance | Single Family - Gas | Existing | Cooling | Electric
F1 | Residential | Resistance | Single Family - Gas | Existing | Space Heating | Electric
F2 | Residential | Resistance | Single Family - Gas | Existing | Space Heating | Electric
F3 | Residential | Resistance | Single Family - Gas | Existing | Space Heating | Electric
F4 | Residential | Resistance | Single Family - Gas | Existing | Space Heating | Electric
F1 | Residential | Heat Pump | Single Family - Gas | Existing | Cooling | Electric
F2 | Residential | Heat Pump | Single Family - Gas | Existing | Cooling | Electric
F3 | Residential | Heat Pump | Single Family - Gas | Existing | Cooling | Electric
F4 | Residential | Heat Pump | Single Family - Gas | Existing | Cooling | Electric
F1 | Residential | Heat Pump | Single Family - Gas | Existing | Space Heating | Electric
F2 | Residential | Heat Pump | Single Family - Gas | Existing | Space Heating | Electric
F3 | Residential | Heat Pump | Single Family - Gas | Existing | Space Heating | Electric
F4 | Residential | Heat Pump | Single Family - Gas | Existing | Space Heating | Electric
F1 | Residential | All | Single Family - Gas | New | Cooling | Electric
F2 | Residential | All | Single Family - Gas | New | Cooling | Electric
F3 | Residential | All | Single Family - Gas | New | Cooling | Electric
F4 | Residential | All | Single Family - Gas | New | Cooling | Electric
F1 | Residential | All | Single Family - Gas | New | Space Heating | Electric
F2 | Residential | All | Single Family - Gas | New | Space Heating | Electric
F3 | Residential | All | Single Family - Gas | New | Space Heating | Electric
F4 | Residential | All | Single Family - Gas | New | Space Heating | Electric
F1 | Residential | All | Single Family - Gas | New | Water Heating | Electric
F2 | Residential | All | Single Family - Gas | New | Water Heating | Electric
F3 | Residential | All | Single Family - Gas | New | Water Heating | Electric
F4 | Residential | All | Single Family - Gas | New | Water Heating | Electric
F1 | Residential | All | Single Family - Gas | New | Interior Lighting | Electric
F2 | Residential | All | Single Family - Gas | New | Interior Lighting | Electric
F3 | Residential | All | Single Family - Gas | New | Interior Lighting | Electric
F4 | Residential | All | Single Family - Gas | New | Interior Lighting | Electric
F1 | Residential | All | Single Family - Gas | New | Exterior Lighting | Electric
F2 | Residential | All | Single Family - Gas | New | Exterior Lighting | Electric
F3 | Residential | All | Single Family - Gas | New | Exterior Lighting | Electric
F4 | Residential | All | Single Family - Gas | New | Exterior Lighting | Electric
F1 | Residential | All | Single Family - Gas | New | Appliances | Electric
F2 | Residential | All | Single Family - Gas | New | Appliances | Electric
F3 | Residential | All | Single Family - Gas | New | Appliances | Electric
F4 | Residential | All | Single Family - Gas | New | Appliances | Electric
F1 | Residential | All | Single Family - Gas | New | Electronics | Electric
F2 | Residential | All | Single Family - Gas | New | Electronics | Electric
F3 | Residential | All | Single Family - Gas | New | Electronics | Electric
F4 | Residential | All | Single Family - Gas | New | Electronics | Electric
F1 | Residential | All | Single Family - Gas | New | Miscellaneous | Electric
F2 | Residential | All | Single Family - Gas | New | Miscellaneous | Electric
F3 | Residential | All | Single Family - Gas | New | Miscellaneous | Electric
F4 | Residential | All | Single Family - Gas | New | Miscellaneous | Electric
F1 | Residential | All | Single Family - Gas | New | Generation | Electric
F2 | Residential | All | Single Family - Gas | New | Generation | Electric
F3 | Residential | All | Single Family - Gas | New | Generation | Electric
F4 | Residential | All | Single Family - Gas | New | Generation | Electric
F1 | Residential | All | Single Family - Gas | New | Space Heating | Natural Gas
F2 | Residential | All | Single Family - Gas | New | Space Heating | Natural Gas
F3 | Residential | All | Single Family - Gas | New | Space Heating | Natural Gas
F4 | Residential | All | Single Family - Gas | New | Space Heating | Natural Gas
F1 | Residential | All | Single Family - Gas | New | Water Heating | Natural Gas
F2 | Residential | All | Single Family - Gas | New | Water Heating | Natural Gas
F3 | Residential | All | Single Family - Gas | New | Water Heating | Natural Gas
F4 | Residential | All | Single Family - Gas | New | Water Heating | Natural Gas
F1 | Residential | All | Single Family - Gas | New | Appliances | Natural Gas
F2 | Residential | All | Single Family - Gas | New | Appliances | Natural Gas
F3 | Residential | All | Single Family - Gas | New | Appliances | Natural Gas
F4 | Residential | All | Single Family - Gas | New | Appliances | Natural Gas
F1 | Residential | All | Single Family - Gas | New | Miscellaneous | Natural Gas
F2 | Residential | All | Single Family - Gas | New | Miscellaneous | Natural Gas
F3 | Residential | All | Single Family - Gas | New | Miscellaneous | Natural Gas
F4 | Residential | All | Single Family - Gas | New | Miscellaneous | Natural Gas
F1 | Residential | Market | Single Family - Gas | New | Cooling | Electric
F2 | Residential | Market | Single Family - Gas | New | Cooling | Electric
F3 | Residential | Market | Single Family - Gas | New | Cooling | Electric
F4 | Residential | Market | Single Family - Gas | New | Cooling | Electric
F1 | Residential | Market | Single Family - Gas | New | Space Heating | Electric
F2 | Residential | Market | Single Family - Gas | New | Space Heating | Electric
F3 | Residential | Market | Single Family - Gas | New | Space Heating | Electric
F4 | Residential | Market | Single Family - Gas | New | Space Heating | Electric
F1 | Residential | Market | Single Family - Gas | New | Water Heating | Electric
F2 | Residential | Market | Single Family - Gas | New | Water Heating | Electric
F3 | Residential | Market | Single Family - Gas | New | Water Heating | Electric
F4 | Residential | Market | Single Family - Gas | New | Water Heating | Electric
F1 | Residential | Market | Single Family - Gas | New | Interior Lighting | Electric
F2 | Residential | Market | Single Family - Gas | New | Interior Lighting | Electric
F3 | Residential | Market | Single Family - Gas | New | Interior Lighting | Electric
F4 | Residential | Market | Single Family - Gas | New | Interior Lighting | Electric
F1 | Residential | Market | Single Family - Gas | New | Exterior Lighting | Electric
F2 | Residential | Market | Single Family - Gas | New | Exterior Lighting | Electric
F3 | Residential | Market | Single Family - Gas | New | Exterior Lighting | Electric
F4 | Residential | Market | Single Family - Gas | New | Exterior Lighting | Electric
F1 | Residential | Market | Single Family - Gas | New | Appliances | Electric
F2 | Residential | Market | Single Family - Gas | New | Appliances | Electric
F3 | Residential | Market | Single Family - Gas | New | Appliances | Electric
F4 | Residential | Market | Single Family - Gas | New | Appliances | Electric
F1 | Residential | Market | Single Family - Gas | New | Electronics | Electric
F2 | Residential | Market | Single Family - Gas | New | Electronics | Electric
F3 | Residential | Market | Single Family - Gas | New | Electronics | Electric
F4 | Residential | Market | Single Family - Gas | New | Electronics | Electric
F1 | Residential | Market | Single Family - Gas | New | Miscellaneous | Electric
F2 | Residential | Market | Single Family - Gas | New | Miscellaneous | Electric
F3 | Residential | Market | Single Family - Gas | New | Miscellaneous | Electric
F4 | Residential | Market | Single Family - Gas | New | Miscellaneous | Electric
F1 | Residential | Market | Single Family - Gas | New | Generation | Electric
F2 | Residential | Market | Single Family - Gas | New | Generation | Electric
F3 | Residential | Market | Single Family - Gas | New | Generation | Electric
F4 | Residential | Market | Single Family - Gas | New | Generation | Electric
F1 | Residential | Market | Single Family - Gas | New | Space Heating | Natural Gas
F2 | Residential | Market | Single Family - Gas | New | Space Heating | Natural Gas
F3 | Residential | Market | Single Family - Gas | New | Space Heating | Natural Gas
F4 | Residential | Market | Single Family - Gas | New | Space Heating | Natural Gas
F1 | Residential | Market | Single Family - Gas | New | Water Heating | Natural Gas
F2 | Residential | Market | Single Family - Gas | New | Water Heating | Natural Gas
F3 | Residential | Market | Single Family - Gas | New | Water Heating | Natural Gas
F4 | Residential | Market | Single Family - Gas | New | Water Heating | Natural Gas
F1 | Residential | Market | Single Family - Gas | New | Appliances | Natural Gas
F2 | Residential | Market | Single Family - Gas | New | Appliances | Natural Gas
F3 | Residential | Market | Single Family - Gas | New | Appliances | Natural Gas
F4 | Residential | Market | Single Family - Gas | New | Appliances | Natural Gas
F1 | Residential | Market | Single Family - Gas | New | Miscellaneous | Natural Gas
F2 | Residential | Market | Single Family - Gas | New | Miscellaneous | Natural Gas
F3 | Residential | Market | Single Family - Gas | New | Miscellaneous | Natural Gas
F4 | Residential | Market | Single Family - Gas | New | Miscellaneous | Natural Gas
F1 | Residential | Central System | Single Family - Gas | New | Cooling | Electric
F2 | Residential | Central System | Single Family - Gas | New | Cooling | Electric
F3 | Residential | Central System | Single Family - Gas | New | Cooling | Electric
F4 | Residential | Central System | Single Family - Gas | New | Cooling | Electric
F1 | Residential | Central System | Single Family - Gas | New | Space Heating | Electric
F2 | Residential | Central System | Single Family - Gas | New | Space Heating | Electric
F3 | Residential | Central System | Single Family - Gas | New | Space Heating | Electric
F4 | Residential | Central System | Single Family - Gas | New | Space Heating | Electric
F1 | Residential | Central System | Single Family - Gas | New | Space Heating | Natural Gas
F2 | Residential | Central System | Single Family - Gas | New | Space Heating | Natural Gas
F3 | Residential | Central System | Single Family - Gas | New | Space Heating | Natural Gas
F4 | Residential | Central System | Single Family - Gas | New | Space Heating | Natural Gas
F1 | Residential | Resistance | Single Family - Gas | New | Cooling | Electric
F2 | Residential | Resistance | Single Family - Gas | New | Cooling | Electric
F3 | Residential | Resistance | Single Family - Gas | New | Cooling | Electric
F4 | Residential | Resistance | Single Family - Gas | New | Cooling | Electric
F1 | Residential | Resistance | Single Family - Gas | New | Space Heating | Electric
F2 | Residential | Resistance | Single Family - Gas | New | Space Heating | Electric
F3 | Residential | Resistance | Single Family - Gas | New | Space Heating | Electric
F4 | Residential | Resistance | Single Family - Gas | New | Space Heating | Electric
F1 | Residential | Heat Pump | Single Family - Gas | New | Cooling | Electric
F2 | Residential | Heat Pump | Single Family - Gas | New | Cooling | Electric
F3 | Residential | Heat Pump | Single Family - Gas | New | Cooling | Electric
F4 | Residential | Heat Pump | Single Family - Gas | New | Cooling | Electric
F1 | Residential | Heat Pump | Single Family - Gas | New | Space Heating | Electric
F2 | Residential | Heat Pump | Single Family - Gas | New | Space Heating | Electric
F3 | Residential | Heat Pump | Single Family - Gas | New | Space Heating | Electric
F4 | Residential | Heat Pump | Single Family - Gas | New | Space Heating | Electric
F1 | Residential | All | Single Family - LI - Gas | Existing | Cooling | Electric
F2 | Residential | All | Single Family - LI - Gas | Existing | Cooling | Electric
F3 | Residential | All | Single Family - LI - Gas | Existing | Cooling | Electric
F4 | Residential | All | Single Family - LI - Gas | Existing | Cooling | Electric
F1 | Residential | All | Single Family - LI - Gas | Existing | Space Heating | Electric
F2 | Residential | All | Single Family - LI - Gas | Existing | Space Heating | Electric
F3 | Residential | All | Single Family - LI - Gas | Existing | Space Heating | Electric
F4 | Residential | All | Single Family - LI - Gas | Existing | Space Heating | Electric
F1 | Residential | All | Single Family - LI - Gas | Existing | Water Heating | Electric
F2 | Residential | All | Single Family - LI - Gas | Existing | Water Heating | Electric
F3 | Residential | All | Single Family - LI - Gas | Existing | Water Heating | Electric
F4 | Residential | All | Single Family - LI - Gas | Existing | Water Heating | Electric
F1 | Residential | All | Single Family - LI - Gas | Existing | Interior Lighting | Electric
F2 | Residential | All | Single Family - LI - Gas | Existing | Interior Lighting | Electric
F3 | Residential | All | Single Family - LI - Gas | Existing | Interior Lighting | Electric
F4 | Residential | All | Single Family - LI - Gas | Existing | Interior Lighting | Electric
F1 | Residential | All | Single Family - LI - Gas | Existing | Exterior Lighting | Electric
F2 | Residential | All | Single Family - LI - Gas | Existing | Exterior Lighting | Electric
F3 | Residential | All | Single Family - LI - Gas | Existing | Exterior Lighting | Electric
F4 | Residential | All | Single Family - LI - Gas | Existing | Exterior Lighting | Electric
F1 | Residential | All | Single Family - LI - Gas | Existing | Appliances | Electric
F2 | Residential | All | Single Family - LI - Gas | Existing | Appliances | Electric
F3 | Residential | All | Single Family - LI - Gas | Existing | Appliances | Electric
F4 | Residential | All | Single Family - LI - Gas | Existing | Appliances | Electric
F1 | Residential | All | Single Family - LI - Gas | Existing | Electronics | Electric
F2 | Residential | All | Single Family - LI - Gas | Existing | Electronics | Electric
F3 | Residential | All | Single Family - LI - Gas | Existing | Electronics | Electric
F4 | Residential | All | Single Family - LI - Gas | Existing | Electronics | Electric
F1 | Residential | All | Single Family - LI - Gas | Existing | Miscellaneous | Electric
F2 | Residential | All | Single Family - LI - Gas | Existing | Miscellaneous | Electric
F3 | Residential | All | Single Family - LI - Gas | Existing | Miscellaneous | Electric
F4 | Residential | All | Single Family - LI - Gas | Existing | Miscellaneous | Electric
F1 | Residential | All | Single Family - LI - Gas | Existing | Generation | Electric
F2 | Residential | All | Single Family - LI - Gas | Existing | Generation | Electric
F3 | Residential | All | Single Family - LI - Gas | Existing | Generation | Electric
F4 | Residential | All | Single Family - LI - Gas | Existing | Generation | Electric
F1 | Residential | All | Single Family - LI - Gas | Existing | Space Heating | Natural Gas
F2 | Residential | All | Single Family - LI - Gas | Existing | Space Heating | Natural Gas
F3 | Residential | All | Single Family - LI - Gas | Existing | Space Heating | Natural Gas
F4 | Residential | All | Single Family - LI - Gas | Existing | Space Heating | Natural Gas
F1 | Residential | All | Single Family - LI - Gas | Existing | Water Heating | Natural Gas
F2 | Residential | All | Single Family - LI - Gas | Existing | Water Heating | Natural Gas
F3 | Residential | All | Single Family - LI - Gas | Existing | Water Heating | Natural Gas
F4 | Residential | All | Single Family - LI - Gas | Existing | Water Heating | Natural Gas
F1 | Residential | All | Single Family - LI - Gas | Existing | Appliances | Natural Gas
F2 | Residential | All | Single Family - LI - Gas | Existing | Appliances | Natural Gas
F3 | Residential | All | Single Family - LI - Gas | Existing | Appliances | Natural Gas
F4 | Residential | All | Single Family - LI - Gas | Existing | Appliances | Natural Gas
F1 | Residential | All | Single Family - LI - Gas | Existing | Miscellaneous | Natural Gas
F2 | Residential | All | Single Family - LI - Gas | Existing | Miscellaneous | Natural Gas
F3 | Residential | All | Single Family - LI - Gas | Existing | Miscellaneous | Natural Gas
F4 | Residential | All | Single Family - LI - Gas | Existing | Miscellaneous | Natural Gas
F1 | Residential | Market | Single Family - LI - Gas | Existing | Cooling | Electric
F2 | Residential | Market | Single Family - LI - Gas | Existing | Cooling | Electric
F3 | Residential | Market | Single Family - LI - Gas | Existing | Cooling | Electric
F4 | Residential | Market | Single Family - LI - Gas | Existing | Cooling | Electric
F1 | Residential | Market | Single Family - LI - Gas | Existing | Space Heating | Electric
F2 | Residential | Market | Single Family - LI - Gas | Existing | Space Heating | Electric
F3 | Residential | Market | Single Family - LI - Gas | Existing | Space Heating | Electric
F4 | Residential | Market | Single Family - LI - Gas | Existing | Space Heating | Electric
F1 | Residential | Market | Single Family - LI - Gas | Existing | Water Heating | Electric
F2 | Residential | Market | Single Family - LI - Gas | Existing | Water Heating | Electric
F3 | Residential | Market | Single Family - LI - Gas | Existing | Water Heating | Electric
F4 | Residential | Market | Single Family - LI - Gas | Existing | Water Heating | Electric
F1 | Residential | Market | Single Family - LI - Gas | Existing | Interior Lighting | Electric
F2 | Residential | Market | Single Family - LI - Gas | Existing | Interior Lighting | Electric
F3 | Residential | Market | Single Family - LI - Gas | Existing | Interior Lighting | Electric
F4 | Residential | Market | Single Family - LI - Gas | Existing | Interior Lighting | Electric
F1 | Residential | Market | Single Family - LI - Gas | Existing | Exterior Lighting | Electric
F2 | Residential | Market | Single Family - LI - Gas | Existing | Exterior Lighting | Electric
F3 | Residential | Market | Single Family - LI - Gas | Existing | Exterior Lighting | Electric
F4 | Residential | Market | Single Family - LI - Gas | Existing | Exterior Lighting | Electric
F1 | Residential | Market | Single Family - LI - Gas | Existing | Appliances | Electric
F2 | Residential | Market | Single Family - LI - Gas | Existing | Appliances | Electric
F3 | Residential | Market | Single Family - LI - Gas | Existing | Appliances | Electric
F4 | Residential | Market | Single Family - LI - Gas | Existing | Appliances | Electric
F1 | Residential | Market | Single Family - LI - Gas | Existing | Electronics | Electric
F2 | Residential | Market | Single Family - LI - Gas | Existing | Electronics | Electric
F3 | Residential | Market | Single Family - LI - Gas | Existing | Electronics | Electric
F4 | Residential | Market | Single Family - LI - Gas | Existing | Electronics | Electric
F1 | Residential | Market | Single Family - LI - Gas | Existing | Miscellaneous | Electric
F2 | Residential | Market | Single Family - LI - Gas | Existing | Miscellaneous | Electric
F3 | Residential | Market | Single Family - LI - Gas | Existing | Miscellaneous | Electric
F4 | Residential | Market | Single Family - LI - Gas | Existing | Miscellaneous | Electric
F1 | Residential | Market | Single Family - LI - Gas | Existing | Generation | Electric
F2 | Residential | Market | Single Family - LI - Gas | Existing | Generation | Electric
F3 | Residential | Market | Single Family - LI - Gas | Existing | Generation | Electric
F4 | Residential | Market | Single Family - LI - Gas | Existing | Generation | Electric
F1 | Residential | Market | Single Family - LI - Gas | Existing | Space Heating | Natural Gas
F2 | Residential | Market | Single Family - LI - Gas | Existing | Space Heating | Natural Gas
F3 | Residential | Market | Single Family - LI - Gas | Existing | Space Heating | Natural Gas
F4 | Residential | Market | Single Family - LI - Gas | Existing | Space Heating | Natural Gas
F1 | Residential | Market | Single Family - LI - Gas | Existing | Water Heating | Natural Gas
F2 | Residential | Market | Single Family - LI - Gas | Existing | Water Heating | Natural Gas
F3 | Residential | Market | Single Family - LI - Gas | Existing | Water Heating | Natural Gas
F4 | Residential | Market | Single Family - LI - Gas | Existing | Water Heating | Natural Gas
F1 | Residential | Market | Single Family - LI - Gas | Existing | Appliances | Natural Gas
F2 | Residential | Market | Single Family - LI - Gas | Existing | Appliances | Natural Gas
F3 | Residential | Market | Single Family - LI - Gas | Existing | Appliances | Natural Gas
F4 | Residential | Market | Single Family - LI - Gas | Existing | Appliances | Natural Gas
F1 | Residential | Market | Single Family - LI - Gas | Existing | Miscellaneous | Natural Gas
F2 | Residential | Market | Single Family - LI - Gas | Existing | Miscellaneous | Natural Gas
F3 | Residential | Market | Single Family - LI - Gas | Existing | Miscellaneous | Natural Gas
F4 | Residential | Market | Single Family - LI - Gas | Existing | Miscellaneous | Natural Gas
F1 | Residential | Central System | Single Family - LI - Gas | Existing | Cooling | Electric
F2 | Residential | Central System | Single Family - LI - Gas | Existing | Cooling | Electric
F3 | Residential | Central System | Single Family - LI - Gas | Existing | Cooling | Electric
F4 | Residential | Central System | Single Family - LI - Gas | Existing | Cooling | Electric
F1 | Residential | Central System | Single Family - LI - Gas | Existing | Space Heating | Electric
F2 | Residential | Central System | Single Family - LI - Gas | Existing | Space Heating | Electric
F3 | Residential | Central System | Single Family - LI - Gas | Existing | Space Heating | Electric
F4 | Residential | Central System | Single Family - LI - Gas | Existing | Space Heating | Electric
F1 | Residential | Central System | Single Family - LI - Gas | Existing | Space Heating | Natural Gas
F2 | Residential | Central System | Single Family - LI - Gas | Existing | Space Heating | Natural Gas
F3 | Residential | Central System | Single Family - LI - Gas | Existing | Space Heating | Natural Gas
F4 | Residential | Central System | Single Family - LI - Gas | Existing | Space Heating | Natural Gas
F1 | Residential | Resistance | Single Family - LI - Gas | Existing | Cooling | Electric
F2 | Residential | Resistance | Single Family - LI - Gas | Existing | Cooling | Electric
F3 | Residential | Resistance | Single Family - LI - Gas | Existing | Cooling | Electric
F4 | Residential | Resistance | Single Family - LI - Gas | Existing | Cooling | Electric
F1 | Residential | Resistance | Single Family - LI - Gas | Existing | Space Heating | Electric
F2 | Residential | Resistance | Single Family - LI - Gas | Existing | Space Heating | Electric
F3 | Residential | Resistance | Single Family - LI - Gas | Existing | Space Heating | Electric
F4 | Residential | Resistance | Single Family - LI - Gas | Existing | Space Heating | Electric
F1 | Residential | Heat Pump | Single Family - LI - Gas | Existing | Cooling | Electric
F2 | Residential | Heat Pump | Single Family - LI - Gas | Existing | Cooling | Electric
F3 | Residential | Heat Pump | Single Family - LI - Gas | Existing | Cooling | Electric
F4 | Residential | Heat Pump | Single Family - LI - Gas | Existing | Cooling | Electric
F1 | Residential | Heat Pump | Single Family - LI - Gas | Existing | Space Heating | Electric
F2 | Residential | Heat Pump | Single Family - LI - Gas | Existing | Space Heating | Electric
F3 | Residential | Heat Pump | Single Family - LI - Gas | Existing | Space Heating | Electric
F4 | Residential | Heat Pump | Single Family - LI - Gas | Existing | Space Heating | Electric
F1 | Residential | All | Single Family - LI - Gas | New | Cooling | Electric
F2 | Residential | All | Single Family - LI - Gas | New | Cooling | Electric
F3 | Residential | All | Single Family - LI - Gas | New | Cooling | Electric
F4 | Residential | All | Single Family - LI - Gas | New | Cooling | Electric
F1 | Residential | All | Single Family - LI - Gas | New | Space Heating | Electric
F2 | Residential | All | Single Family - LI - Gas | New | Space Heating | Electric
F3 | Residential | All | Single Family - LI - Gas | New | Space Heating | Electric
F4 | Residential | All | Single Family - LI - Gas | New | Space Heating | Electric
F1 | Residential | All | Single Family - LI - Gas | New | Water Heating | Electric
F2 | Residential | All | Single Family - LI - Gas | New | Water Heating | Electric
F3 | Residential | All | Single Family - LI - Gas | New | Water Heating | Electric
F4 | Residential | All | Single Family - LI - Gas | New | Water Heating | Electric
F1 | Residential | All | Single Family - LI - Gas | New | Interior Lighting | Electric
F2 | Residential | All | Single Family - LI - Gas | New | Interior Lighting | Electric
F3 | Residential | All | Single Family - LI - Gas | New | Interior Lighting | Electric
F4 | Residential | All | Single Family - LI - Gas | New | Interior Lighting | Electric
F1 | Residential | All | Single Family - LI - Gas | New | Exterior Lighting | Electric
F2 | Residential | All | Single Family - LI - Gas | New | Exterior Lighting | Electric
F3 | Residential | All | Single Family - LI - Gas | New | Exterior Lighting | Electric
F4 | Residential | All | Single Family - LI - Gas | New | Exterior Lighting | Electric
F1 | Residential | All | Single Family - LI - Gas | New | Appliances | Electric
F2 | Residential | All | Single Family - LI - Gas | New | Appliances | Electric
F3 | Residential | All | Single Family - LI - Gas | New | Appliances | Electric
F4 | Residential | All | Single Family - LI - Gas | New | Appliances | Electric
F1 | Residential | All | Single Family - LI - Gas | New | Electronics | Electric
F2 | Residential | All | Single Family - LI - Gas | New | Electronics | Electric
F3 | Residential | All | Single Family - LI - Gas | New | Electronics | Electric
F4 | Residential | All | Single Family - LI - Gas | New | Electronics | Electric
F1 | Residential | All | Single Family - LI - Gas | New | Miscellaneous | Electric
F2 | Residential | All | Single Family - LI - Gas | New | Miscellaneous | Electric
F3 | Residential | All | Single Family - LI - Gas | New | Miscellaneous | Electric
F4 | Residential | All | Single Family - LI - Gas | New | Miscellaneous | Electric
F1 | Residential | All | Single Family - LI - Gas | New | Generation | Electric
F2 | Residential | All | Single Family - LI - Gas | New | Generation | Electric
F3 | Residential | All | Single Family - LI - Gas | New | Generation | Electric
F4 | Residential | All | Single Family - LI - Gas | New | Generation | Electric
F1 | Residential | All | Single Family - LI - Gas | New | Space Heating | Natural Gas
F2 | Residential | All | Single Family - LI - Gas | New | Space Heating | Natural Gas
F3 | Residential | All | Single Family - LI - Gas | New | Space Heating | Natural Gas
F4 | Residential | All | Single Family - LI - Gas | New | Space Heating | Natural Gas
F1 | Residential | All | Single Family - LI - Gas | New | Water Heating | Natural Gas
F2 | Residential | All | Single Family - LI - Gas | New | Water Heating | Natural Gas
F3 | Residential | All | Single Family - LI - Gas | New | Water Heating | Natural Gas
F4 | Residential | All | Single Family - LI - Gas | New | Water Heating | Natural Gas
F1 | Residential | All | Single Family - LI - Gas | New | Appliances | Natural Gas
F2 | Residential | All | Single Family - LI - Gas | New | Appliances | Natural Gas
F3 | Residential | All | Single Family - LI - Gas | New | Appliances | Natural Gas
F4 | Residential | All | Single Family - LI - Gas | New | Appliances | Natural Gas
F1 | Residential | All | Single Family - LI - Gas | New | Miscellaneous | Natural Gas
F2 | Residential | All | Single Family - LI - Gas | New | Miscellaneous | Natural Gas
F3 | Residential | All | Single Family - LI - Gas | New | Miscellaneous | Natural Gas
F4 | Residential | All | Single Family - LI - Gas | New | Miscellaneous | Natural Gas
F1 | Residential | Market | Single Family - LI - Gas | New | Cooling | Electric
F2 | Residential | Market | Single Family - LI - Gas | New | Cooling | Electric
F3 | Residential | Market | Single Family - LI - Gas | New | Cooling | Electric
F4 | Residential | Market | Single Family - LI - Gas | New | Cooling | Electric
F1 | Residential | Market | Single Family - LI - Gas | New | Space Heating | Electric
F2 | Residential | Market | Single Family - LI - Gas | New | Space Heating | Electric
F3 | Residential | Market | Single Family - LI - Gas | New | Space Heating | Electric
F4 | Residential | Market | Single Family - LI - Gas | New | Space Heating | Electric
F1 | Residential | Market | Single Family - LI - Gas | New | Water Heating | Electric
F2 | Residential | Market | Single Family - LI - Gas | New | Water Heating | Electric
F3 | Residential | Market | Single Family - LI - Gas | New | Water Heating | Electric
F4 | Residential | Market | Single Family - LI - Gas | New | Water Heating | Electric
F1 | Residential | Market | Single Family - LI - Gas | New | Interior Lighting | Electric
F2 | Residential | Market | Single Family - LI - Gas | New | Interior Lighting | Electric
F3 | Residential | Market | Single Family - LI - Gas | New | Interior Lighting | Electric
F4 | Residential | Market | Single Family - LI - Gas | New | Interior Lighting | Electric
F1 | Residential | Market | Single Family - LI - Gas | New | Exterior Lighting | Electric
F2 | Residential | Market | Single Family - LI - Gas | New | Exterior Lighting | Electric
F3 | Residential | Market | Single Family - LI - Gas | New | Exterior Lighting | Electric
F4 | Residential | Market | Single Family - LI - Gas | New | Exterior Lighting | Electric
F1 | Residential | Market | Single Family - LI - Gas | New | Appliances | Electric
F2 | Residential | Market | Single Family - LI - Gas | New | Appliances | Electric
F3 | Residential | Market | Single Family - LI - Gas | New | Appliances | Electric
F4 | Residential | Market | Single Family - LI - Gas | New | Appliances | Electric
F1 | Residential | Market | Single Family - LI - Gas | New | Electronics | Electric
F2 | Residential | Market | Single Family - LI - Gas | New | Electronics | Electric
F3 | Residential | Market | Single Family - LI - Gas | New | Electronics | Electric
F4 | Residential | Market | Single Family - LI - Gas | New | Electronics | Electric
F1 | Residential | Market | Single Family - LI - Gas | New | Miscellaneous | Electric
F2 | Residential | Market | Single Family - LI - Gas | New | Miscellaneous | Electric
F3 | Residential | Market | Single Family - LI - Gas | New | Miscellaneous | Electric
F4 | Residential | Market | Single Family - LI - Gas | New | Miscellaneous | Electric
F1 | Residential | Market | Single Family - LI - Gas | New | Generation | Electric
F2 | Residential | Market | Single Family - LI - Gas | New | Generation | Electric
F3 | Residential | Market | Single Family - LI - Gas | New | Generation | Electric
F4 | Residential | Market | Single Family - LI - Gas | New | Generation | Electric
F1 | Residential | Market | Single Family - LI - Gas | New | Space Heating | Natural Gas
F2 | Residential | Market | Single Family - LI - Gas | New | Space Heating | Natural Gas
F3 | Residential | Market | Single Family - LI - Gas | New | Space Heating | Natural Gas
F4 | Residential | Market | Single Family - LI - Gas | New | Space Heating | Natural Gas
F1 | Residential | Market | Single Family - LI - Gas | New | Water Heating | Natural Gas
F2 | Residential | Market | Single Family - LI - Gas | New | Water Heating | Natural Gas
F3 | Residential | Market | Single Family - LI - Gas | New | Water Heating | Natural Gas
F4 | Residential | Market | Single Family - LI - Gas | New | Water Heating | Natural Gas
F1 | Residential | Market | Single Family - LI - Gas | New | Appliances | Natural Gas
F2 | Residential | Market | Single Family - LI - Gas | New | Appliances | Natural Gas
F3 | Residential | Market | Single Family - LI - Gas | New | Appliances | Natural Gas
F4 | Residential | Market | Single Family - LI - Gas | New | Appliances | Natural Gas
F1 | Residential | Market | Single Family - LI - Gas | New | Miscellaneous | Natural Gas
F2 | Residential | Market | Single Family - LI - Gas | New | Miscellaneous | Natural Gas
F3 | Residential | Market | Single Family - LI - Gas | New | Miscellaneous | Natural Gas
F4 | Residential | Market | Single Family - LI - Gas | New | Miscellaneous | Natural Gas
F1 | Residential | Central System | Single Family - LI - Gas | New | Cooling | Electric
F2 | Residential | Central System | Single Family - LI - Gas | New | Cooling | Electric
F3 | Residential | Central System | Single Family - LI - Gas | New | Cooling | Electric
F4 | Residential | Central System | Single Family - LI - Gas | New | Cooling | Electric
F1 | Residential | Central System | Single Family - LI - Gas | New | Space Heating | Electric
F2 | Residential | Central System | Single Family - LI - Gas | New | Space Heating | Electric
F3 | Residential | Central System | Single Family - LI - Gas | New | Space Heating | Electric
F4 | Residential | Central System | Single Family - LI - Gas | New | Space Heating | Electric
F1 | Residential | Central System | Single Family - LI - Gas | New | Space Heating | Natural Gas
F2 | Residential | Central System | Single Family - LI - Gas | New | Space Heating | Natural Gas
F3 | Residential | Central System | Single Family - LI - Gas | New | Space Heating | Natural Gas
F4 | Residential | Central System | Single Family - LI - Gas | New | Space Heating | Natural Gas
F1 | Residential | Resistance | Single Family - LI - Gas | New | Cooling | Electric
F2 | Residential | Resistance | Single Family - LI - Gas | New | Cooling | Electric
F3 | Residential | Resistance | Single Family - LI - Gas | New | Cooling | Electric
F4 | Residential | Resistance | Single Family - LI - Gas | New | Cooling | Electric
F1 | Residential | Resistance | Single Family - LI - Gas | New | Space Heating | Electric
F2 | Residential | Resistance | Single Family - LI - Gas | New | Space Heating | Electric
F3 | Residential | Resistance | Single Family - LI - Gas | New | Space Heating | Electric
F4 | Residential | Resistance | Single Family - LI - Gas | New | Space Heating | Electric
F1 | Residential | Heat Pump | Single Family - LI - Gas | New | Cooling | Electric
F2 | Residential | Heat Pump | Single Family - LI - Gas | New | Cooling | Electric
F3 | Residential | Heat Pump | Single Family - LI - Gas | New | Cooling | Electric
F4 | Residential | Heat Pump | Single Family - LI - Gas | New | Cooling | Electric
F1 | Residential | Heat Pump | Single Family - LI - Gas | New | Space Heating | Electric
F2 | Residential | Heat Pump | Single Family - LI - Gas | New | Space Heating | Electric
F3 | Residential | Heat Pump | Single Family - LI - Gas | New | Space Heating | Electric
F4 | Residential | Heat Pump | Single Family - LI - Gas | New | Space Heating | Electric
F1 | Residential | All | Multifamily - Gas | Existing | Cooling | Electric
F2 | Residential | All | Multifamily - Gas | Existing | Cooling | Electric
F3 | Residential | All | Multifamily - Gas | Existing | Cooling | Electric
F4 | Residential | All | Multifamily - Gas | Existing | Cooling | Electric
F1 | Residential | All | Multifamily - Gas | Existing | Space Heating | Electric
F2 | Residential | All | Multifamily - Gas | Existing | Space Heating | Electric
F3 | Residential | All | Multifamily - Gas | Existing | Space Heating | Electric
F4 | Residential | All | Multifamily - Gas | Existing | Space Heating | Electric
F1 | Residential | All | Multifamily - Gas | Existing | Water Heating | Electric
F2 | Residential | All | Multifamily - Gas | Existing | Water Heating | Electric
F3 | Residential | All | Multifamily - Gas | Existing | Water Heating | Electric
F4 | Residential | All | Multifamily - Gas | Existing | Water Heating | Electric
F1 | Residential | All | Multifamily - Gas | Existing | Interior Lighting | Electric
F2 | Residential | All | Multifamily - Gas | Existing | Interior Lighting | Electric
F3 | Residential | All | Multifamily - Gas | Existing | Interior Lighting | Electric
F4 | Residential | All | Multifamily - Gas | Existing | Interior Lighting | Electric
F1 | Residential | All | Multifamily - Gas | Existing | Exterior Lighting | Electric
F2 | Residential | All | Multifamily - Gas | Existing | Exterior Lighting | Electric
F3 | Residential | All | Multifamily - Gas | Existing | Exterior Lighting | Electric
F4 | Residential | All | Multifamily - Gas | Existing | Exterior Lighting | Electric
F1 | Residential | All | Multifamily - Gas | Existing | Appliances | Electric
F2 | Residential | All | Multifamily - Gas | Existing | Appliances | Electric
F3 | Residential | All | Multifamily - Gas | Existing | Appliances | Electric
F4 | Residential | All | Multifamily - Gas | Existing | Appliances | Electric
F1 | Residential | All | Multifamily - Gas | Existing | Electronics | Electric
F2 | Residential | All | Multifamily - Gas | Existing | Electronics | Electric
F3 | Residential | All | Multifamily - Gas | Existing | Electronics | Electric
F4 | Residential | All | Multifamily - Gas | Existing | Electronics | Electric
F1 | Residential | All | Multifamily - Gas | Existing | Miscellaneous | Electric
F2 | Residential | All | Multifamily - Gas | Existing | Miscellaneous | Electric
F3 | Residential | All | Multifamily - Gas | Existing | Miscellaneous | Electric
F4 | Residential | All | Multifamily - Gas | Existing | Miscellaneous | Electric
F1 | Residential | All | Multifamily - Gas | Existing | Generation | Electric
F2 | Residential | All | Multifamily - Gas | Existing | Generation | Electric
F3 | Residential | All | Multifamily - Gas | Existing | Generation | Electric
F4 | Residential | All | Multifamily - Gas | Existing | Generation | Electric
F1 | Residential | All | Multifamily - Gas | Existing | Space Heating | Natural Gas
F2 | Residential | All | Multifamily - Gas | Existing | Space Heating | Natural Gas
F3 | Residential | All | Multifamily - Gas | Existing | Space Heating | Natural Gas
F4 | Residential | All | Multifamily - Gas | Existing | Space Heating | Natural Gas
F1 | Residential | All | Multifamily - Gas | Existing | Water Heating | Natural Gas
F2 | Residential | All | Multifamily - Gas | Existing | Water Heating | Natural Gas
F3 | Residential | All | Multifamily - Gas | Existing | Water Heating | Natural Gas
F4 | Residential | All | Multifamily - Gas | Existing | Water Heating | Natural Gas
F1 | Residential | All | Multifamily - Gas | Existing | Appliances | Natural Gas
F2 | Residential | All | Multifamily - Gas | Existing | Appliances | Natural Gas
F3 | Residential | All | Multifamily - Gas | Existing | Appliances | Natural Gas
F4 | Residential | All | Multifamily - Gas | Existing | Appliances | Natural Gas
F1 | Residential | All | Multifamily - Gas | Existing | Miscellaneous | Natural Gas
F2 | Residential | All | Multifamily - Gas | Existing | Miscellaneous | Natural Gas
F3 | Residential | All | Multifamily - Gas | Existing | Miscellaneous | Natural Gas
F4 | Residential | All | Multifamily - Gas | Existing | Miscellaneous | Natural Gas
F1 | Residential | Market | Multifamily - Gas | Existing | Cooling | Electric
F2 | Residential | Market | Multifamily - Gas | Existing | Cooling | Electric
F3 | Residential | Market | Multifamily - Gas | Existing | Cooling | Electric
F4 | Residential | Market | Multifamily - Gas | Existing | Cooling | Electric
F1 | Residential | Market | Multifamily - Gas | Existing | Space Heating | Electric
F2 | Residential | Market | Multifamily - Gas | Existing | Space Heating | Electric
F3 | Residential | Market | Multifamily - Gas | Existing | Space Heating | Electric
F4 | Residential | Market | Multifamily - Gas | Existing | Space Heating | Electric
F1 | Residential | Market | Multifamily - Gas | Existing | Water Heating | Electric
F2 | Residential | Market | Multifamily - Gas | Existing | Water Heating | Electric
F3 | Residential | Market | Multifamily - Gas | Existing | Water Heating | Electric
F4 | Residential | Market | Multifamily - Gas | Existing | Water Heating | Electric
F1 | Residential | Market | Multifamily - Gas | Existing | Interior Lighting | Electric
F2 | Residential | Market | Multifamily - Gas | Existing | Interior Lighting | Electric
F3 | Residential | Market | Multifamily - Gas | Existing | Interior Lighting | Electric
F4 | Residential | Market | Multifamily - Gas | Existing | Interior Lighting | Electric
F1 | Residential | Market | Multifamily - Gas | Existing | Exterior Lighting | Electric
F2 | Residential | Market | Multifamily - Gas | Existing | Exterior Lighting | Electric
F3 | Residential | Market | Multifamily - Gas | Existing | Exterior Lighting | Electric
F4 | Residential | Market | Multifamily - Gas | Existing | Exterior Lighting | Electric
F1 | Residential | Market | Multifamily - Gas | Existing | Appliances | Electric
F2 | Residential | Market | Multifamily - Gas | Existing | Appliances | Electric
F3 | Residential | Market | Multifamily - Gas | Existing | Appliances | Electric
F4 | Residential | Market | Multifamily - Gas | Existing | Appliances | Electric
F1 | Residential | Market | Multifamily - Gas | Existing | Electronics | Electric
F2 | Residential | Market | Multifamily - Gas | Existing | Electronics | Electric
F3 | Residential | Market | Multifamily - Gas | Existing | Electronics | Electric
F4 | Residential | Market | Multifamily - Gas | Existing | Electronics | Electric
F1 | Residential | Market | Multifamily - Gas | Existing | Miscellaneous | Electric
F2 | Residential | Market | Multifamily - Gas | Existing | Miscellaneous | Electric
F3 | Residential | Market | Multifamily - Gas | Existing | Miscellaneous | Electric
F4 | Residential | Market | Multifamily - Gas | Existing | Miscellaneous | Electric
F1 | Residential | Market | Multifamily - Gas | Existing | Generation | Electric
F2 | Residential | Market | Multifamily - Gas | Existing | Generation | Electric
F3 | Residential | Market | Multifamily - Gas | Existing | Generation | Electric
F4 | Residential | Market | Multifamily - Gas | Existing | Generation | Electric
F1 | Residential | Market | Multifamily - Gas | Existing | Space Heating | Natural Gas
F2 | Residential | Market | Multifamily - Gas | Existing | Space Heating | Natural Gas
F3 | Residential | Market | Multifamily - Gas | Existing | Space Heating | Natural Gas
F4 | Residential | Market | Multifamily - Gas | Existing | Space Heating | Natural Gas
F1 | Residential | Market | Multifamily - Gas | Existing | Water Heating | Natural Gas
F2 | Residential | Market | Multifamily - Gas | Existing | Water Heating | Natural Gas
F3 | Residential | Market | Multifamily - Gas | Existing | Water Heating | Natural Gas
F4 | Residential | Market | Multifamily - Gas | Existing | Water Heating | Natural Gas
F1 | Residential | Market | Multifamily - Gas | Existing | Appliances | Natural Gas
F2 | Residential | Market | Multifamily - Gas | Existing | Appliances | Natural Gas
F3 | Residential | Market | Multifamily - Gas | Existing | Appliances | Natural Gas
F4 | Residential | Market | Multifamily - Gas | Existing | Appliances | Natural Gas
F1 | Residential | Market | Multifamily - Gas | Existing | Miscellaneous | Natural Gas
F2 | Residential | Market | Multifamily - Gas | Existing | Miscellaneous | Natural Gas
F3 | Residential | Market | Multifamily - Gas | Existing | Miscellaneous | Natural Gas
F4 | Residential | Market | Multifamily - Gas | Existing | Miscellaneous | Natural Gas
F1 | Residential | Central System | Multifamily - Gas | Existing | Cooling | Electric
F2 | Residential | Central System | Multifamily - Gas | Existing | Cooling | Electric
F3 | Residential | Central System | Multifamily - Gas | Existing | Cooling | Electric
F4 | Residential | Central System | Multifamily - Gas | Existing | Cooling | Electric
F1 | Residential | Central System | Multifamily - Gas | Existing | Space Heating | Electric
F2 | Residential | Central System | Multifamily - Gas | Existing | Space Heating | Electric
F3 | Residential | Central System | Multifamily - Gas | Existing | Space Heating | Electric
F4 | Residential | Central System | Multifamily - Gas | Existing | Space Heating | Electric
F1 | Residential | Central System | Multifamily - Gas | Existing | Space Heating | Natural Gas
F2 | Residential | Central System | Multifamily - Gas | Existing | Space Heating | Natural Gas
F3 | Residential | Central System | Multifamily - Gas | Existing | Space Heating | Natural Gas
F4 | Residential | Central System | Multifamily - Gas | Existing | Space Heating | Natural Gas
F1 | Residential | Resistance | Multifamily - Gas | Existing | Cooling | Electric
F2 | Residential | Resistance | Multifamily - Gas | Existing | Cooling | Electric
F3 | Residential | Resistance | Multifamily - Gas | Existing | Cooling | Electric
F4 | Residential | Resistance | Multifamily - Gas | Existing | Cooling | Electric
F1 | Residential | Resistance | Multifamily - Gas | Existing | Space Heating | Electric
F2 | Residential | Resistance | Multifamily - Gas | Existing | Space Heating | Electric
F3 | Residential | Resistance | Multifamily - Gas | Existing | Space Heating | Electric
F4 | Residential | Resistance | Multifamily - Gas | Existing | Space Heating | Electric
F1 | Residential | Heat Pump | Multifamily - Gas | Existing | Cooling | Electric
F2 | Residential | Heat Pump | Multifamily - Gas | Existing | Cooling | Electric
F3 | Residential | Heat Pump | Multifamily - Gas | Existing | Cooling | Electric
F4 | Residential | Heat Pump | Multifamily - Gas | Existing | Cooling | Electric
F1 | Residential | Heat Pump | Multifamily - Gas | Existing | Space Heating | Electric
F2 | Residential | Heat Pump | Multifamily - Gas | Existing | Space Heating | Electric
F3 | Residential | Heat Pump | Multifamily - Gas | Existing | Space Heating | Electric
F4 | Residential | Heat Pump | Multifamily - Gas | Existing | Space Heating | Electric
F1 | Residential | All | Multifamily - Gas | New | Cooling | Electric
F2 | Residential | All | Multifamily - Gas | New | Cooling | Electric
F3 | Residential | All | Multifamily - Gas | New | Cooling | Electric
F4 | Residential | All | Multifamily - Gas | New | Cooling | Electric
F1 | Residential | All | Multifamily - Gas | New | Space Heating | Electric
F2 | Residential | All | Multifamily - Gas | New | Space Heating | Electric
F3 | Residential | All | Multifamily - Gas | New | Space Heating | Electric
F4 | Residential | All | Multifamily - Gas | New | Space Heating | Electric
F1 | Residential | All | Multifamily - Gas | New | Water Heating | Electric
F2 | Residential | All | Multifamily - Gas | New | Water Heating | Electric
F3 | Residential | All | Multifamily - Gas | New | Water Heating | Electric
F4 | Residential | All | Multifamily - Gas | New | Water Heating | Electric
F1 | Residential | All | Multifamily - Gas | New | Interior Lighting | Electric
F2 | Residential | All | Multifamily - Gas | New | Interior Lighting | Electric
F3 | Residential | All | Multifamily - Gas | New | Interior Lighting | Electric
F4 | Residential | All | Multifamily - Gas | New | Interior Lighting | Electric
F1 | Residential | All | Multifamily - Gas | New | Exterior Lighting | Electric
F2 | Residential | All | Multifamily - Gas | New | Exterior Lighting | Electric
F3 | Residential | All | Multifamily - Gas | New | Exterior Lighting | Electric
F4 | Residential | All | Multifamily - Gas | New | Exterior Lighting | Electric
F1 | Residential | All | Multifamily - Gas | New | Appliances | Electric
F2 | Residential | All | Multifamily - Gas | New | Appliances | Electric
F3 | Residential | All | Multifamily - Gas | New | Appliances | Electric
F4 | Residential | All | Multifamily - Gas | New | Appliances | Electric
F1 | Residential | All | Multifamily - Gas | New | Electronics | Electric
F2 | Residential | All | Multifamily - Gas | New | Electronics | Electric
F3 | Residential | All | Multifamily - Gas | New | Electronics | Electric
F4 | Residential | All | Multifamily - Gas | New | Electronics | Electric
F1 | Residential | All | Multifamily - Gas | New | Miscellaneous | Electric
F2 | Residential | All | Multifamily - Gas | New | Miscellaneous | Electric
F3 | Residential | All | Multifamily - Gas | New | Miscellaneous | Electric
F4 | Residential | All | Multifamily - Gas | New | Miscellaneous | Electric
F1 | Residential | All | Multifamily - Gas | New | Generation | Electric
F2 | Residential | All | Multifamily - Gas | New | Generation | Electric
F3 | Residential | All | Multifamily - Gas | New | Generation | Electric
F4 | Residential | All | Multifamily - Gas | New | Generation | Electric
F1 | Residential | All | Multifamily - Gas | New | Space Heating | Natural Gas
F2 | Residential | All | Multifamily - Gas | New | Space Heating | Natural Gas
F3 | Residential | All | Multifamily - Gas | New | Space Heating | Natural Gas
F4 | Residential | All | Multifamily - Gas | New | Space Heating | Natural Gas
F1 | Residential | All | Multifamily - Gas | New | Water Heating | Natural Gas
F2 | Residential | All | Multifamily - Gas | New | Water Heating | Natural Gas
F3 | Residential | All | Multifamily - Gas | New | Water Heating | Natural Gas
F4 | Residential | All | Multifamily - Gas | New | Water Heating | Natural Gas
F1 | Residential | All | Multifamily - Gas | New | Appliances | Natural Gas
F2 | Residential | All | Multifamily - Gas | New | Appliances | Natural Gas
F3 | Residential | All | Multifamily - Gas | New | Appliances | Natural Gas
F4 | Residential | All | Multifamily - Gas | New | Appliances | Natural Gas
F1 | Residential | All | Multifamily - Gas | New | Miscellaneous | Natural Gas
F2 | Residential | All | Multifamily - Gas | New | Miscellaneous | Natural Gas
F3 | Residential | All | Multifamily - Gas | New | Miscellaneous | Natural Gas
F4 | Residential | All | Multifamily - Gas | New | Miscellaneous | Natural Gas
F1 | Residential | Market | Multifamily - Gas | New | Cooling | Electric
F2 | Residential | Market | Multifamily - Gas | New | Cooling | Electric
F3 | Residential | Market | Multifamily - Gas | New | Cooling | Electric
F4 | Residential | Market | Multifamily - Gas | New | Cooling | Electric
F1 | Residential | Market | Multifamily - Gas | New | Space Heating | Electric
F2 | Residential | Market | Multifamily - Gas | New | Space Heating | Electric
F3 | Residential | Market | Multifamily - Gas | New | Space Heating | Electric
F4 | Residential | Market | Multifamily - Gas | New | Space Heating | Electric
F1 | Residential | Market | Multifamily - Gas | New | Water Heating | Electric
F2 | Residential | Market | Multifamily - Gas | New | Water Heating | Electric
F3 | Residential | Market | Multifamily - Gas | New | Water Heating | Electric
F4 | Residential | Market | Multifamily - Gas | New | Water Heating | Electric
F1 | Residential | Market | Multifamily - Gas | New | Interior Lighting | Electric
F2 | Residential | Market | Multifamily - Gas | New | Interior Lighting | Electric
F3 | Residential | Market | Multifamily - Gas | New | Interior Lighting | Electric
F4 | Residential | Market | Multifamily - Gas | New | Interior Lighting | Electric
F1 | Residential | Market | Multifamily - Gas | New | Exterior Lighting | Electric
F2 | Residential | Market | Multifamily - Gas | New | Exterior Lighting | Electric
F3 | Residential | Market | Multifamily - Gas | New | Exterior Lighting | Electric
F4 | Residential | Market | Multifamily - Gas | New | Exterior Lighting | Electric
F1 | Residential | Market | Multifamily - Gas | New | Appliances | Electric
F2 | Residential | Market | Multifamily - Gas | New | Appliances | Electric
F3 | Residential | Market | Multifamily - Gas | New | Appliances | Electric
F4 | Residential | Market | Multifamily - Gas | New | Appliances | Electric
F1 | Residential | Market | Multifamily - Gas | New | Electronics | Electric
F2 | Residential | Market | Multifamily - Gas | New | Electronics | Electric
F3 | Residential | Market | Multifamily - Gas | New | Electronics | Electric
F4 | Residential | Market | Multifamily - Gas | New | Electronics | Electric
F1 | Residential | Market | Multifamily - Gas | New | Miscellaneous | Electric
F2 | Residential | Market | Multifamily - Gas | New | Miscellaneous | Electric
F3 | Residential | Market | Multifamily - Gas | New | Miscellaneous | Electric
F4 | Residential | Market | Multifamily - Gas | New | Miscellaneous | Electric
F1 | Residential | Market | Multifamily - Gas | New | Generation | Electric
F2 | Residential | Market | Multifamily - Gas | New | Generation | Electric
F3 | Residential | Market | Multifamily - Gas | New | Generation | Electric
F4 | Residential | Market | Multifamily - Gas | New | Generation | Electric
F1 | Residential | Market | Multifamily - Gas | New | Space Heating | Natural Gas
F2 | Residential | Market | Multifamily - Gas | New | Space Heating | Natural Gas
F3 | Residential | Market | Multifamily - Gas | New | Space Heating | Natural Gas
F4 | Residential | Market | Multifamily - Gas | New | Space Heating | Natural Gas
F1 | Residential | Market | Multifamily - Gas | New | Water Heating | Natural Gas
F2 | Residential | Market | Multifamily - Gas | New | Water Heating | Natural Gas
F3 | Residential | Market | Multifamily - Gas | New | Water Heating | Natural Gas
F4 | Residential | Market | Multifamily - Gas | New | Water Heating | Natural Gas
F1 | Residential | Market | Multifamily - Gas | New | Appliances | Natural Gas
F2 | Residential | Market | Multifamily - Gas | New | Appliances | Natural Gas
F3 | Residential | Market | Multifamily - Gas | New | Appliances | Natural Gas
F4 | Residential | Market | Multifamily - Gas | New | Appliances | Natural Gas
F1 | Residential | Market | Multifamily - Gas | New | Miscellaneous | Natural Gas
F2 | Residential | Market | Multifamily - Gas | New | Miscellaneous | Natural Gas
F3 | Residential | Market | Multifamily - Gas | New | Miscellaneous | Natural Gas
F4 | Residential | Market | Multifamily - Gas | New | Miscellaneous | Natural Gas
F1 | Residential | Central System | Multifamily - Gas | New | Cooling | Electric
F2 | Residential | Central System | Multifamily - Gas | New | Cooling | Electric
F3 | Residential | Central System | Multifamily - Gas | New | Cooling | Electric
F4 | Residential | Central System | Multifamily - Gas | New | Cooling | Electric
F1 | Residential | Central System | Multifamily - Gas | New | Space Heating | Electric
F2 | Residential | Central System | Multifamily - Gas | New | Space Heating | Electric
F3 | Residential | Central System | Multifamily - Gas | New | Space Heating | Electric
F4 | Residential | Central System | Multifamily - Gas | New | Space Heating | Electric
F1 | Residential | Central System | Multifamily - Gas | New | Space Heating | Natural Gas
F2 | Residential | Central System | Multifamily - Gas | New | Space Heating | Natural Gas
F3 | Residential | Central System | Multifamily - Gas | New | Space Heating | Natural Gas
F4 | Residential | Central System | Multifamily - Gas | New | Space Heating | Natural Gas
F1 | Residential | Resistance | Multifamily - Gas | New | Cooling | Electric
F2 | Residential | Resistance | Multifamily - Gas | New | Cooling | Electric
F3 | Residential | Resistance | Multifamily - Gas | New | Cooling | Electric
F4 | Residential | Resistance | Multifamily - Gas | New | Cooling | Electric
F1 | Residential | Resistance | Multifamily - Gas | New | Space Heating | Electric
F2 | Residential | Resistance | Multifamily - Gas | New | Space Heating | Electric
F3 | Residential | Resistance | Multifamily - Gas | New | Space Heating | Electric
F4 | Residential | Resistance | Multifamily - Gas | New | Space Heating | Electric
F1 | Residential | Heat Pump | Multifamily - Gas | New | Cooling | Electric
F2 | Residential | Heat Pump | Multifamily - Gas | New | Cooling | Electric
F3 | Residential | Heat Pump | Multifamily - Gas | New | Cooling | Electric
F4 | Residential | Heat Pump | Multifamily - Gas | New | Cooling | Electric
F1 | Residential | Heat Pump | Multifamily - Gas | New | Space Heating | Electric
F2 | Residential | Heat Pump | Multifamily - Gas | New | Space Heating | Electric
F3 | Residential | Heat Pump | Multifamily - Gas | New | Space Heating | Electric
F4 | Residential | Heat Pump | Multifamily - Gas | New | Space Heating | Electric
F1 | Residential | All | Multifamily - LI - Gas | Existing | Cooling | Electric
F2 | Residential | All | Multifamily - LI - Gas | Existing | Cooling | Electric
F3 | Residential | All | Multifamily - LI - Gas | Existing | Cooling | Electric
F4 | Residential | All | Multifamily - LI - Gas | Existing | Cooling | Electric
F1 | Residential | All | Multifamily - LI - Gas | Existing | Space Heating | Electric
F2 | Residential | All | Multifamily - LI - Gas | Existing | Space Heating | Electric
F3 | Residential | All | Multifamily - LI - Gas | Existing | Space Heating | Electric
F4 | Residential | All | Multifamily - LI - Gas | Existing | Space Heating | Electric
F1 | Residential | All | Multifamily - LI - Gas | Existing | Water Heating | Electric
F2 | Residential | All | Multifamily - LI - Gas | Existing | Water Heating | Electric
F3 | Residential | All | Multifamily - LI - Gas | Existing | Water Heating | Electric
F4 | Residential | All | Multifamily - LI - Gas | Existing | Water Heating | Electric
F1 | Residential | All | Multifamily - LI - Gas | Existing | Interior Lighting | Electric
F2 | Residential | All | Multifamily - LI - Gas | Existing | Interior Lighting | Electric
F3 | Residential | All | Multifamily - LI - Gas | Existing | Interior Lighting | Electric
F4 | Residential | All | Multifamily - LI - Gas | Existing | Interior Lighting | Electric
F1 | Residential | All | Multifamily - LI - Gas | Existing | Exterior Lighting | Electric
F2 | Residential | All | Multifamily - LI - Gas | Existing | Exterior Lighting | Electric
F3 | Residential | All | Multifamily - LI - Gas | Existing | Exterior Lighting | Electric
F4 | Residential | All | Multifamily - LI - Gas | Existing | Exterior Lighting | Electric
F1 | Residential | All | Multifamily - LI - Gas | Existing | Appliances | Electric
F2 | Residential | All | Multifamily - LI - Gas | Existing | Appliances | Electric
F3 | Residential | All | Multifamily - LI - Gas | Existing | Appliances | Electric
F4 | Residential | All | Multifamily - LI - Gas | Existing | Appliances | Electric
F1 | Residential | All | Multifamily - LI - Gas | Existing | Electronics | Electric
F2 | Residential | All | Multifamily - LI - Gas | Existing | Electronics | Electric
F3 | Residential | All | Multifamily - LI - Gas | Existing | Electronics | Electric
F4 | Residential | All | Multifamily - LI - Gas | Existing | Electronics | Electric
F1 | Residential | All | Multifamily - LI - Gas | Existing | Miscellaneous | Electric
F2 | Residential | All | Multifamily - LI - Gas | Existing | Miscellaneous | Electric
F3 | Residential | All | Multifamily - LI - Gas | Existing | Miscellaneous | Electric
F4 | Residential | All | Multifamily - LI - Gas | Existing | Miscellaneous | Electric
F1 | Residential | All | Multifamily - LI - Gas | Existing | Generation | Electric
F2 | Residential | All | Multifamily - LI - Gas | Existing | Generation | Electric
F3 | Residential | All | Multifamily - LI - Gas | Existing | Generation | Electric
F4 | Residential | All | Multifamily - LI - Gas | Existing | Generation | Electric
F1 | Residential | All | Multifamily - LI - Gas | Existing | Space Heating | Natural Gas
F2 | Residential | All | Multifamily - LI - Gas | Existing | Space Heating | Natural Gas
F3 | Residential | All | Multifamily - LI - Gas | Existing | Space Heating | Natural Gas
F4 | Residential | All | Multifamily - LI - Gas | Existing | Space Heating | Natural Gas
F1 | Residential | All | Multifamily - LI - Gas | Existing | Water Heating | Natural Gas
F2 | Residential | All | Multifamily - LI - Gas | Existing | Water Heating | Natural Gas
F3 | Residential | All | Multifamily - LI - Gas | Existing | Water Heating | Natural Gas
F4 | Residential | All | Multifamily - LI - Gas | Existing | Water Heating | Natural Gas
F1 | Residential | All | Multifamily - LI - Gas | Existing | Appliances | Natural Gas
F2 | Residential | All | Multifamily - LI - Gas | Existing | Appliances | Natural Gas
F3 | Residential | All | Multifamily - LI - Gas | Existing | Appliances | Natural Gas
F4 | Residential | All | Multifamily - LI - Gas | Existing | Appliances | Natural Gas
F1 | Residential | All | Multifamily - LI - Gas | Existing | Miscellaneous | Natural Gas
F2 | Residential | All | Multifamily - LI - Gas | Existing | Miscellaneous | Natural Gas
F3 | Residential | All | Multifamily - LI - Gas | Existing | Miscellaneous | Natural Gas
F4 | Residential | All | Multifamily - LI - Gas | Existing | Miscellaneous | Natural Gas
F1 | Residential | Market | Multifamily - LI - Gas | Existing | Cooling | Electric
F2 | Residential | Market | Multifamily - LI - Gas | Existing | Cooling | Electric
F3 | Residential | Market | Multifamily - LI - Gas | Existing | Cooling | Electric
F4 | Residential | Market | Multifamily - LI - Gas | Existing | Cooling | Electric
F1 | Residential | Market | Multifamily - LI - Gas | Existing | Space Heating | Electric
F2 | Residential | Market | Multifamily - LI - Gas | Existing | Space Heating | Electric
F3 | Residential | Market | Multifamily - LI - Gas | Existing | Space Heating | Electric
F4 | Residential | Market | Multifamily - LI - Gas | Existing | Space Heating | Electric
F1 | Residential | Market | Multifamily - LI - Gas | Existing | Water Heating | Electric
F2 | Residential | Market | Multifamily - LI - Gas | Existing | Water Heating | Electric
F3 | Residential | Market | Multifamily - LI - Gas | Existing | Water Heating | Electric
F4 | Residential | Market | Multifamily - LI - Gas | Existing | Water Heating | Electric
F1 | Residential | Market | Multifamily - LI - Gas | Existing | Interior Lighting | Electric
F2 | Residential | Market | Multifamily - LI - Gas | Existing | Interior Lighting | Electric
F3 | Residential | Market | Multifamily - LI - Gas | Existing | Interior Lighting | Electric
F4 | Residential | Market | Multifamily - LI - Gas | Existing | Interior Lighting | Electric
F1 | Residential | Market | Multifamily - LI - Gas | Existing | Exterior Lighting | Electric
F2 | Residential | Market | Multifamily - LI - Gas | Existing | Exterior Lighting | Electric
F3 | Residential | Market | Multifamily - LI - Gas | Existing | Exterior Lighting | Electric
F4 | Residential | Market | Multifamily - LI - Gas | Existing | Exterior Lighting | Electric
F1 | Residential | Market | Multifamily - LI - Gas | Existing | Appliances | Electric
F2 | Residential | Market | Multifamily - LI - Gas | Existing | Appliances | Electric
F3 | Residential | Market | Multifamily - LI - Gas | Existing | Appliances | Electric
F4 | Residential | Market | Multifamily - LI - Gas | Existing | Appliances | Electric
F1 | Residential | Market | Multifamily - LI - Gas | Existing | Electronics | Electric
F2 | Residential | Market | Multifamily - LI - Gas | Existing | Electronics | Electric
F3 | Residential | Market | Multifamily - LI - Gas | Existing | Electronics | Electric
F4 | Residential | Market | Multifamily - LI - Gas | Existing | Electronics | Electric
F1 | Residential | Market | Multifamily - LI - Gas | Existing | Miscellaneous | Electric
F2 | Residential | Market | Multifamily - LI - Gas | Existing | Miscellaneous | Electric
F3 | Residential | Market | Multifamily - LI - Gas | Existing | Miscellaneous | Electric
F4 | Residential | Market | Multifamily - LI - Gas | Existing | Miscellaneous | Electric
F1 | Residential | Market | Multifamily - LI - Gas | Existing | Generation | Electric
F2 | Residential | Market | Multifamily - LI - Gas | Existing | Generation | Electric
F3 | Residential | Market | Multifamily - LI - Gas | Existing | Generation | Electric
F4 | Residential | Market | Multifamily - LI - Gas | Existing | Generation | Electric
F1 | Residential | Market | Multifamily - LI - Gas | Existing | Space Heating | Natural Gas
F2 | Residential | Market | Multifamily - LI - Gas | Existing | Space Heating | Natural Gas
F3 | Residential | Market | Multifamily - LI - Gas | Existing | Space Heating | Natural Gas
F4 | Residential | Market | Multifamily - LI - Gas | Existing | Space Heating | Natural Gas
F1 | Residential | Market | Multifamily - LI - Gas | Existing | Water Heating | Natural Gas
F2 | Residential | Market | Multifamily - LI - Gas | Existing | Water Heating | Natural Gas
F3 | Residential | Market | Multifamily - LI - Gas | Existing | Water Heating | Natural Gas
F4 | Residential | Market | Multifamily - LI - Gas | Existing | Water Heating | Natural Gas
F1 | Residential | Market | Multifamily - LI - Gas | Existing | Appliances | Natural Gas
F2 | Residential | Market | Multifamily - LI - Gas | Existing | Appliances | Natural Gas
F3 | Residential | Market | Multifamily - LI - Gas | Existing | Appliances | Natural Gas
F4 | Residential | Market | Multifamily - LI - Gas | Existing | Appliances | Natural Gas
F1 | Residential | Market | Multifamily - LI - Gas | Existing | Miscellaneous | Natural Gas
F2 | Residential | Market | Multifamily - LI - Gas | Existing | Miscellaneous | Natural Gas
F3 | Residential | Market | Multifamily - LI - Gas | Existing | Miscellaneous | Natural Gas
F4 | Residential | Market | Multifamily - LI - Gas | Existing | Miscellaneous | Natural Gas
F1 | Residential | Central System | Multifamily - LI - Gas | Existing | Cooling | Electric
F2 | Residential | Central System | Multifamily - LI - Gas | Existing | Cooling | Electric
F3 | Residential | Central System | Multifamily - LI - Gas | Existing | Cooling | Electric
F4 | Residential | Central System | Multifamily - LI - Gas | Existing | Cooling | Electric
F1 | Residential | Central System | Multifamily - LI - Gas | Existing | Space Heating | Electric
F2 | Residential | Central System | Multifamily - LI - Gas | Existing | Space Heating | Electric
F3 | Residential | Central System | Multifamily - LI - Gas | Existing | Space Heating | Electric
F4 | Residential | Central System | Multifamily - LI - Gas | Existing | Space Heating | Electric
F1 | Residential | Central System | Multifamily - LI - Gas | Existing | Space Heating | Natural Gas
F2 | Residential | Central System | Multifamily - LI - Gas | Existing | Space Heating | Natural Gas
F3 | Residential | Central System | Multifamily - LI - Gas | Existing | Space Heating | Natural Gas
F4 | Residential | Central System | Multifamily - LI - Gas | Existing | Space Heating | Natural Gas
F1 | Residential | Resistance | Multifamily - LI - Gas | Existing | Cooling | Electric
F2 | Residential | Resistance | Multifamily - LI - Gas | Existing | Cooling | Electric
F3 | Residential | Resistance | Multifamily - LI - Gas | Existing | Cooling | Electric
F4 | Residential | Resistance | Multifamily - LI - Gas | Existing | Cooling | Electric
F1 | Residential | Resistance | Multifamily - LI - Gas | Existing | Space Heating | Electric
F2 | Residential | Resistance | Multifamily - LI - Gas | Existing | Space Heating | Electric
F3 | Residential | Resistance | Multifamily - LI - Gas | Existing | Space Heating | Electric
F4 | Residential | Resistance | Multifamily - LI - Gas | Existing | Space Heating | Electric
F1 | Residential | Heat Pump | Multifamily - LI - Gas | Existing | Cooling | Electric
F2 | Residential | Heat Pump | Multifamily - LI - Gas | Existing | Cooling | Electric
F3 | Residential | Heat Pump | Multifamily - LI - Gas | Existing | Cooling | Electric
F4 | Residential | Heat Pump | Multifamily - LI - Gas | Existing | Cooling | Electric
F1 | Residential | Heat Pump | Multifamily - LI - Gas | Existing | Space Heating | Electric
F2 | Residential | Heat Pump | Multifamily - LI - Gas | Existing | Space Heating | Electric
F3 | Residential | Heat Pump | Multifamily - LI - Gas | Existing | Space Heating | Electric
F4 | Residential | Heat Pump | Multifamily - LI - Gas | Existing | Space Heating | Electric
F1 | Residential | All | Multifamily - LI - Gas | New | Cooling | Electric
F2 | Residential | All | Multifamily - LI - Gas | New | Cooling | Electric
F3 | Residential | All | Multifamily - LI - Gas | New | Cooling | Electric
F4 | Residential | All | Multifamily - LI - Gas | New | Cooling | Electric
F1 | Residential | All | Multifamily - LI - Gas | New | Space Heating | Electric
F2 | Residential | All | Multifamily - LI - Gas | New | Space Heating | Electric
F3 | Residential | All | Multifamily - LI - Gas | New | Space Heating | Electric
F4 | Residential | All | Multifamily - LI - Gas | New | Space Heating | Electric
F1 | Residential | All | Multifamily - LI - Gas | New | Water Heating | Electric
F2 | Residential | All | Multifamily - LI - Gas | New | Water Heating | Electric
F3 | Residential | All | Multifamily - LI - Gas | New | Water Heating | Electric
F4 | Residential | All | Multifamily - LI - Gas | New | Water Heating | Electric
F1 | Residential | All | Multifamily - LI - Gas | New | Interior Lighting | Electric
F2 | Residential | All | Multifamily - LI - Gas | New | Interior Lighting | Electric
F3 | Residential | All | Multifamily - LI - Gas | New | Interior Lighting | Electric
F4 | Residential | All | Multifamily - LI - Gas | New | Interior Lighting | Electric
F1 | Residential | All | Multifamily - LI - Gas | New | Exterior Lighting | Electric
F2 | Residential | All | Multifamily - LI - Gas | New | Exterior Lighting | Electric
F3 | Residential | All | Multifamily - LI - Gas | New | Exterior Lighting | Electric
F4 | Residential | All | Multifamily - LI - Gas | New | Exterior Lighting | Electric
F1 | Residential | All | Multifamily - LI - Gas | New | Appliances | Electric
F2 | Residential | All | Multifamily - LI - Gas | New | Appliances | Electric
F3 | Residential | All | Multifamily - LI - Gas | New | Appliances | Electric
F4 | Residential | All | Multifamily - LI - Gas | New | Appliances | Electric
F1 | Residential | All | Multifamily - LI - Gas | New | Electronics | Electric
F2 | Residential | All | Multifamily - LI - Gas | New | Electronics | Electric
F3 | Residential | All | Multifamily - LI - Gas | New | Electronics | Electric
F4 | Residential | All | Multifamily - LI - Gas | New | Electronics | Electric
F1 | Residential | All | Multifamily - LI - Gas | New | Miscellaneous | Electric
F2 | Residential | All | Multifamily - LI - Gas | New | Miscellaneous | Electric
F3 | Residential | All | Multifamily - LI - Gas | New | Miscellaneous | Electric
F4 | Residential | All | Multifamily - LI - Gas | New | Miscellaneous | Electric
F1 | Residential | All | Multifamily - LI - Gas | New | Generation | Electric
F2 | Residential | All | Multifamily - LI - Gas | New | Generation | Electric
F3 | Residential | All | Multifamily - LI - Gas | New | Generation | Electric
F4 | Residential | All | Multifamily - LI - Gas | New | Generation | Electric
F1 | Residential | All | Multifamily - LI - Gas | New | Space Heating | Natural Gas
F2 | Residential | All | Multifamily - LI - Gas | New | Space Heating | Natural Gas
F3 | Residential | All | Multifamily - LI - Gas | New | Space Heating | Natural Gas
F4 | Residential | All | Multifamily - LI - Gas | New | Space Heating | Natural Gas
F1 | Residential | All | Multifamily - LI - Gas | New | Water Heating | Natural Gas
F2 | Residential | All | Multifamily - LI - Gas | New | Water Heating | Natural Gas
F3 | Residential | All | Multifamily - LI - Gas | New | Water Heating | Natural Gas
F4 | Residential | All | Multifamily - LI - Gas | New | Water Heating | Natural Gas
F1 | Residential | All | Multifamily - LI - Gas | New | Appliances | Natural Gas
F2 | Residential | All | Multifamily - LI - Gas | New | Appliances | Natural Gas
F3 | Residential | All | Multifamily - LI - Gas | New | Appliances | Natural Gas
F4 | Residential | All | Multifamily - LI - Gas | New | Appliances | Natural Gas
F1 | Residential | All | Multifamily - LI - Gas | New | Miscellaneous | Natural Gas
F2 | Residential | All | Multifamily - LI - Gas | New | Miscellaneous | Natural Gas
F3 | Residential | All | Multifamily - LI - Gas | New | Miscellaneous | Natural Gas
F4 | Residential | All | Multifamily - LI - Gas | New | Miscellaneous | Natural Gas
F1 | Residential | Market | Multifamily - LI - Gas | New | Cooling | Electric
F2 | Residential | Market | Multifamily - LI - Gas | New | Cooling | Electric
F3 | Residential | Market | Multifamily - LI - Gas | New | Cooling | Electric
F4 | Residential | Market | Multifamily - LI - Gas | New | Cooling | Electric
F1 | Residential | Market | Multifamily - LI - Gas | New | Space Heating | Electric
F2 | Residential | Market | Multifamily - LI - Gas | New | Space Heating | Electric
F3 | Residential | Market | Multifamily - LI - Gas | New | Space Heating | Electric
F4 | Residential | Market | Multifamily - LI - Gas | New | Space Heating | Electric
F1 | Residential | Market | Multifamily - LI - Gas | New | Water Heating | Electric
F2 | Residential | Market | Multifamily - LI - Gas | New | Water Heating | Electric
F3 | Residential | Market | Multifamily - LI - Gas | New | Water Heating | Electric
F4 | Residential | Market | Multifamily - LI - Gas | New | Water Heating | Electric
F1 | Residential | Market | Multifamily - LI - Gas | New | Interior Lighting | Electric
F2 | Residential | Market | Multifamily - LI - Gas | New | Interior Lighting | Electric
F3 | Residential | Market | Multifamily - LI - Gas | New | Interior Lighting | Electric
F4 | Residential | Market | Multifamily - LI - Gas | New | Interior Lighting | Electric
F1 | Residential | Market | Multifamily - LI - Gas | New | Exterior Lighting | Electric
F2 | Residential | Market | Multifamily - LI - Gas | New | Exterior Lighting | Electric
F3 | Residential | Market | Multifamily - LI - Gas | New | Exterior Lighting | Electric
F4 | Residential | Market | Multifamily - LI - Gas | New | Exterior Lighting | Electric
F1 | Residential | Market | Multifamily - LI - Gas | New | Appliances | Electric
F2 | Residential | Market | Multifamily - LI - Gas | New | Appliances | Electric
F3 | Residential | Market | Multifamily - LI - Gas | New | Appliances | Electric
F4 | Residential | Market | Multifamily - LI - Gas | New | Appliances | Electric
F1 | Residential | Market | Multifamily - LI - Gas | New | Electronics | Electric
F2 | Residential | Market | Multifamily - LI - Gas | New | Electronics | Electric
F3 | Residential | Market | Multifamily - LI - Gas | New | Electronics | Electric
F4 | Residential | Market | Multifamily - LI - Gas | New | Electronics | Electric
F1 | Residential | Market | Multifamily - LI - Gas | New | Miscellaneous | Electric
F2 | Residential | Market | Multifamily - LI - Gas | New | Miscellaneous | Electric
F3 | Residential | Market | Multifamily - LI - Gas | New | Miscellaneous | Electric
F4 | Residential | Market | Multifamily - LI - Gas | New | Miscellaneous | Electric
F1 | Residential | Market | Multifamily - LI - Gas | New | Generation | Electric
F2 | Residential | Market | Multifamily - LI - Gas | New | Generation | Electric
F3 | Residential | Market | Multifamily - LI - Gas | New | Generation | Electric
F4 | Residential | Market | Multifamily - LI - Gas | New | Generation | Electric
F1 | Residential | Market | Multifamily - LI - Gas | New | Space Heating | Natural Gas
F2 | Residential | Market | Multifamily - LI - Gas | New | Space Heating | Natural Gas
F3 | Residential | Market | Multifamily - LI - Gas | New | Space Heating | Natural Gas
F4 | Residential | Market | Multifamily - LI - Gas | New | Space Heating | Natural Gas
F1 | Residential | Market | Multifamily - LI - Gas | New | Water Heating | Natural Gas
F2 | Residential | Market | Multifamily - LI - Gas | New | Water Heating | Natural Gas
F3 | Residential | Market | Multifamily - LI - Gas | New | Water Heating | Natural Gas
F4 | Residential | Market | Multifamily - LI - Gas | New | Water Heating | Natural Gas
F1 | Residential | Market | Multifamily - LI - Gas | New | Appliances | Natural Gas
F2 | Residential | Market | Multifamily - LI - Gas | New | Appliances | Natural Gas
F3 | Residential | Market | Multifamily - LI - Gas | New | Appliances | Natural Gas
F4 | Residential | Market | Multifamily - LI - Gas | New | Appliances | Natural Gas
F1 | Residential | Market | Multifamily - LI - Gas | New | Miscellaneous | Natural Gas
F2 | Residential | Market | Multifamily - LI - Gas | New | Miscellaneous | Natural Gas
F3 | Residential | Market | Multifamily - LI - Gas | New | Miscellaneous | Natural Gas
F4 | Residential | Market | Multifamily - LI - Gas | New | Miscellaneous | Natural Gas
F1 | Residential | Central System | Multifamily - LI - Gas | New | Cooling | Electric
F2 | Residential | Central System | Multifamily - LI - Gas | New | Cooling | Electric
F3 | Residential | Central System | Multifamily - LI - Gas | New | Cooling | Electric
F4 | Residential | Central System | Multifamily - LI - Gas | New | Cooling | Electric
F1 | Residential | Central System | Multifamily - LI - Gas | New | Space Heating | Electric
F2 | Residential | Central System | Multifamily - LI - Gas | New | Space Heating | Electric
F3 | Residential | Central System | Multifamily - LI - Gas | New | Space Heating | Electric
F4 | Residential | Central System | Multifamily - LI - Gas | New | Space Heating | Electric
F1 | Residential | Central System | Multifamily - LI - Gas | New | Space Heating | Natural Gas
F2 | Residential | Central System | Multifamily - LI - Gas | New | Space Heating | Natural Gas
F3 | Residential | Central System | Multifamily - LI - Gas | New | Space Heating | Natural Gas
F4 | Residential | Central System | Multifamily - LI - Gas | New | Space Heating | Natural Gas
F1 | Residential | Resistance | Multifamily - LI - Gas | New | Cooling | Electric
F2 | Residential | Resistance | Multifamily - LI - Gas | New | Cooling | Electric
F3 | Residential | Resistance | Multifamily - LI - Gas | New | Cooling | Electric
F4 | Residential | Resistance | Multifamily - LI - Gas | New | Cooling | Electric
F1 | Residential | Resistance | Multifamily - LI - Gas | New | Space Heating | Electric
F2 | Residential | Resistance | Multifamily - LI - Gas | New | Space Heating | Electric
F3 | Residential | Resistance | Multifamily - LI - Gas | New | Space Heating | Electric
F4 | Residential | Resistance | Multifamily - LI - Gas | New | Space Heating | Electric
F1 | Residential | Heat Pump | Multifamily - LI - Gas | New | Cooling | Electric
F2 | Residential | Heat Pump | Multifamily - LI - Gas | New | Cooling | Electric
F3 | Residential | Heat Pump | Multifamily - LI - Gas | New | Cooling | Electric
F4 | Residential | Heat Pump | Multifamily - LI - Gas | New | Cooling | Electric
F1 | Residential | Heat Pump | Multifamily - LI - Gas | New | Space Heating | Electric
F2 | Residential | Heat Pump | Multifamily - LI - Gas | New | Space Heating | Electric
F3 | Residential | Heat Pump | Multifamily - LI - Gas | New | Space Heating | Electric
F4 | Residential | Heat Pump | Multifamily - LI - Gas | New | Space Heating | Electric
F1 | Residential | All | Single Family - Dual | Existing | Cooling | Electric
F2 | Residential | All | Single Family - Dual | Existing | Cooling | Electric
F3 | Residential | All | Single Family - Dual | Existing | Cooling | Electric
F4 | Residential | All | Single Family - Dual | Existing | Cooling | Electric
F1 | Residential | All | Single Family - Dual | Existing | Space Heating | Electric
F2 | Residential | All | Single Family - Dual | Existing | Space Heating | Electric
F3 | Residential | All | Single Family - Dual | Existing | Space Heating | Electric
F4 | Residential | All | Single Family - Dual | Existing | Space Heating | Electric
F1 | Residential | All | Single Family - Dual | Existing | Water Heating | Electric
F2 | Residential | All | Single Family - Dual | Existing | Water Heating | Electric
F3 | Residential | All | Single Family - Dual | Existing | Water Heating | Electric
F4 | Residential | All | Single Family - Dual | Existing | Water Heating | Electric
F1 | Residential | All | Single Family - Dual | Existing | Interior Lighting | Electric
F2 | Residential | All | Single Family - Dual | Existing | Interior Lighting | Electric
F3 | Residential | All | Single Family - Dual | Existing | Interior Lighting | Electric
F4 | Residential | All | Single Family - Dual | Existing | Interior Lighting | Electric
F1 | Residential | All | Single Family - Dual | Existing | Exterior Lighting | Electric
F2 | Residential | All | Single Family - Dual | Existing | Exterior Lighting | Electric
F3 | Residential | All | Single Family - Dual | Existing | Exterior Lighting | Electric
F4 | Residential | All | Single Family - Dual | Existing | Exterior Lighting | Electric
F1 | Residential | All | Single Family - Dual | Existing | Appliances | Electric
F2 | Residential | All | Single Family - Dual | Existing | Appliances | Electric
F3 | Residential | All | Single Family - Dual | Existing | Appliances | Electric
F4 | Residential | All | Single Family - Dual | Existing | Appliances | Electric
F1 | Residential | All | Single Family - Dual | Existing | Electronics | Electric
F2 | Residential | All | Single Family - Dual | Existing | Electronics | Electric
F3 | Residential | All | Single Family - Dual | Existing | Electronics | Electric
F4 | Residential | All | Single Family - Dual | Existing | Electronics | Electric
F1 | Residential | All | Single Family - Dual | Existing | Miscellaneous | Electric
F2 | Residential | All | Single Family - Dual | Existing | Miscellaneous | Electric
F3 | Residential | All | Single Family - Dual | Existing | Miscellaneous | Electric
F4 | Residential | All | Single Family - Dual | Existing | Miscellaneous | Electric
F1 | Residential | All | Single Family - Dual | Existing | Generation | Electric
F2 | Residential | All | Single Family - Dual | Existing | Generation | Electric
F3 | Residential | All | Single Family - Dual | Existing | Generation | Electric
F4 | Residential | All | Single Family - Dual | Existing | Generation | Electric
F1 | Residential | All | Single Family - Dual | Existing | Space Heating | Natural Gas
F2 | Residential | All | Single Family - Dual | Existing | Space Heating | Natural Gas
F3 | Residential | All | Single Family - Dual | Existing | Space Heating | Natural Gas
F4 | Residential | All | Single Family - Dual | Existing | Space Heating | Natural Gas
F1 | Residential | All | Single Family - Dual | Existing | Water Heating | Natural Gas
F2 | Residential | All | Single Family - Dual | Existing | Water Heating | Natural Gas
F3 | Residential | All | Single Family - Dual | Existing | Water Heating | Natural Gas
F4 | Residential | All | Single Family - Dual | Existing | Water Heating | Natural Gas
F1 | Residential | All | Single Family - Dual | Existing | Appliances | Natural Gas
F2 | Residential | All | Single Family - Dual | Existing | Appliances | Natural Gas
F3 | Residential | All | Single Family - Dual | Existing | Appliances | Natural Gas
F4 | Residential | All | Single Family - Dual | Existing | Appliances | Natural Gas
F1 | Residential | All | Single Family - Dual | Existing | Miscellaneous | Natural Gas
F2 | Residential | All | Single Family - Dual | Existing | Miscellaneous | Natural Gas
F3 | Residential | All | Single Family - Dual | Existing | Miscellaneous | Natural Gas
F4 | Residential | All | Single Family - Dual | Existing | Miscellaneous | Natural Gas
F1 | Residential | Market | Single Family - Dual | Existing | Cooling | Electric
F2 | Residential | Market | Single Family - Dual | Existing | Cooling | Electric
F3 | Residential | Market | Single Family - Dual | Existing | Cooling | Electric
F4 | Residential | Market | Single Family - Dual | Existing | Cooling | Electric
F1 | Residential | Market | Single Family - Dual | Existing | Space Heating | Electric
F2 | Residential | Market | Single Family - Dual | Existing | Space Heating | Electric
F3 | Residential | Market | Single Family - Dual | Existing | Space Heating | Electric
F4 | Residential | Market | Single Family - Dual | Existing | Space Heating | Electric
F1 | Residential | Market | Single Family - Dual | Existing | Water Heating | Electric
F2 | Residential | Market | Single Family - Dual | Existing | Water Heating | Electric
F3 | Residential | Market | Single Family - Dual | Existing | Water Heating | Electric
F4 | Residential | Market | Single Family - Dual | Existing | Water Heating | Electric
F1 | Residential | Market | Single Family - Dual | Existing | Interior Lighting | Electric
F2 | Residential | Market | Single Family - Dual | Existing | Interior Lighting | Electric
F3 | Residential | Market | Single Family - Dual | Existing | Interior Lighting | Electric
F4 | Residential | Market | Single Family - Dual | Existing | Interior Lighting | Electric
F1 | Residential | Market | Single Family - Dual | Existing | Exterior Lighting | Electric
F2 | Residential | Market | Single Family - Dual | Existing | Exterior Lighting | Electric
F3 | Residential | Market | Single Family - Dual | Existing | Exterior Lighting | Electric
F4 | Residential | Market | Single Family - Dual | Existing | Exterior Lighting | Electric
F1 | Residential | Market | Single Family - Dual | Existing | Appliances | Electric
F2 | Residential | Market | Single Family - Dual | Existing | Appliances | Electric
F3 | Residential | Market | Single Family - Dual | Existing | Appliances | Electric
F4 | Residential | Market | Single Family - Dual | Existing | Appliances | Electric
F1 | Residential | Market | Single Family - Dual | Existing | Electronics | Electric
F2 | Residential | Market | Single Family - Dual | Existing | Electronics | Electric
F3 | Residential | Market | Single Family - Dual | Existing | Electronics | Electric
F4 | Residential | Market | Single Family - Dual | Existing | Electronics | Electric
F1 | Residential | Market | Single Family - Dual | Existing | Miscellaneous | Electric
F2 | Residential | Market | Single Family - Dual | Existing | Miscellaneous | Electric
F3 | Residential | Market | Single Family - Dual | Existing | Miscellaneous | Electric
F4 | Residential | Market | Single Family - Dual | Existing | Miscellaneous | Electric
F1 | Residential | Market | Single Family - Dual | Existing | Generation | Electric
F2 | Residential | Market | Single Family - Dual | Existing | Generation | Electric
F3 | Residential | Market | Single Family - Dual | Existing | Generation | Electric
F4 | Residential | Market | Single Family - Dual | Existing | Generation | Electric
F1 | Residential | Market | Single Family - Dual | Existing | Space Heating | Natural Gas
F2 | Residential | Market | Single Family - Dual | Existing | Space Heating | Natural Gas
F3 | Residential | Market | Single Family - Dual | Existing | Space Heating | Natural Gas
F4 | Residential | Market | Single Family - Dual | Existing | Space Heating | Natural Gas
F1 | Residential | Market | Single Family - Dual | Existing | Water Heating | Natural Gas
F2 | Residential | Market | Single Family - Dual | Existing | Water Heating | Natural Gas
F3 | Residential | Market | Single Family - Dual | Existing | Water Heating | Natural Gas
F4 | Residential | Market | Single Family - Dual | Existing | Water Heating | Natural Gas
F1 | Residential | Market | Single Family - Dual | Existing | Appliances | Natural Gas
F2 | Residential | Market | Single Family - Dual | Existing | Appliances | Natural Gas
F3 | Residential | Market | Single Family - Dual | Existing | Appliances | Natural Gas
F4 | Residential | Market | Single Family - Dual | Existing | Appliances | Natural Gas
F1 | Residential | Market | Single Family - Dual | Existing | Miscellaneous | Natural Gas
F2 | Residential | Market | Single Family - Dual | Existing | Miscellaneous | Natural Gas
F3 | Residential | Market | Single Family - Dual | Existing | Miscellaneous | Natural Gas
F4 | Residential | Market | Single Family - Dual | Existing | Miscellaneous | Natural Gas
F1 | Residential | Central System | Single Family - Dual | Existing | Cooling | Electric
F2 | Residential | Central System | Single Family - Dual | Existing | Cooling | Electric
F3 | Residential | Central System | Single Family - Dual | Existing | Cooling | Electric
F4 | Residential | Central System | Single Family - Dual | Existing | Cooling | Electric
F1 | Residential | Central System | Single Family - Dual | Existing | Space Heating | Electric
F2 | Residential | Central System | Single Family - Dual | Existing | Space Heating | Electric
F3 | Residential | Central System | Single Family - Dual | Existing | Space Heating | Electric
F4 | Residential | Central System | Single Family - Dual | Existing | Space Heating | Electric
F1 | Residential | Central System | Single Family - Dual | Existing | Space Heating | Natural Gas
F2 | Residential | Central System | Single Family - Dual | Existing | Space Heating | Natural Gas
F3 | Residential | Central System | Single Family - Dual | Existing | Space Heating | Natural Gas
F4 | Residential | Central System | Single Family - Dual | Existing | Space Heating | Natural Gas
F1 | Residential | Resistance | Single Family - Dual | Existing | Cooling | Electric
F2 | Residential | Resistance | Single Family - Dual | Existing | Cooling | Electric
F3 | Residential | Resistance | Single Family - Dual | Existing | Cooling | Electric
F4 | Residential | Resistance | Single Family - Dual | Existing | Cooling | Electric
F1 | Residential | Resistance | Single Family - Dual | Existing | Space Heating | Electric
F2 | Residential | Resistance | Single Family - Dual | Existing | Space Heating | Electric
F3 | Residential | Resistance | Single Family - Dual | Existing | Space Heating | Electric
F4 | Residential | Resistance | Single Family - Dual | Existing | Space Heating | Electric
F1 | Residential | Heat Pump | Single Family - Dual | Existing | Cooling | Electric
F2 | Residential | Heat Pump | Single Family - Dual | Existing | Cooling | Electric
F3 | Residential | Heat Pump | Single Family - Dual | Existing | Cooling | Electric
F4 | Residential | Heat Pump | Single Family - Dual | Existing | Cooling | Electric
F1 | Residential | Heat Pump | Single Family - Dual | Existing | Space Heating | Electric
F2 | Residential | Heat Pump | Single Family - Dual | Existing | Space Heating | Electric
F3 | Residential | Heat Pump | Single Family - Dual | Existing | Space Heating | Electric
F4 | Residential | Heat Pump | Single Family - Dual | Existing | Space Heating | Electric
F1 | Residential | All | Single Family - Dual | New | Cooling | Electric
F2 | Residential | All | Single Family - Dual | New | Cooling | Electric
F3 | Residential | All | Single Family - Dual | New | Cooling | Electric
F4 | Residential | All | Single Family - Dual | New | Cooling | Electric
F1 | Residential | All | Single Family - Dual | New | Space Heating | Electric
F2 | Residential | All | Single Family - Dual | New | Space Heating | Electric
F3 | Residential | All | Single Family - Dual | New | Space Heating | Electric
F4 | Residential | All | Single Family - Dual | New | Space Heating | Electric
F1 | Residential | All | Single Family - Dual | New | Water Heating | Electric
F2 | Residential | All | Single Family - Dual | New | Water Heating | Electric
F3 | Residential | All | Single Family - Dual | New | Water Heating | Electric
F4 | Residential | All | Single Family - Dual | New | Water Heating | Electric
F1 | Residential | All | Single Family - Dual | New | Interior Lighting | Electric
F2 | Residential | All | Single Family - Dual | New | Interior Lighting | Electric
F3 | Residential | All | Single Family - Dual | New | Interior Lighting | Electric
F4 | Residential | All | Single Family - Dual | New | Interior Lighting | Electric
F1 | Residential | All | Single Family - Dual | New | Exterior Lighting | Electric
F2 | Residential | All | Single Family - Dual | New | Exterior Lighting | Electric
F3 | Residential | All | Single Family - Dual | New | Exterior Lighting | Electric
F4 | Residential | All | Single Family - Dual | New | Exterior Lighting | Electric
F1 | Residential | All | Single Family - Dual | New | Appliances | Electric
F2 | Residential | All | Single Family - Dual | New | Appliances | Electric
F3 | Residential | All | Single Family - Dual | New | Appliances | Electric
F4 | Residential | All | Single Family - Dual | New | Appliances | Electric
F1 | Residential | All | Single Family - Dual | New | Electronics | Electric
F2 | Residential | All | Single Family - Dual | New | Electronics | Electric
F3 | Residential | All | Single Family - Dual | New | Electronics | Electric
F4 | Residential | All | Single Family - Dual | New | Electronics | Electric
F1 | Residential | All | Single Family - Dual | New | Miscellaneous | Electric
F2 | Residential | All | Single Family - Dual | New | Miscellaneous | Electric
F3 | Residential | All | Single Family - Dual | New | Miscellaneous | Electric
F4 | Residential | All | Single Family - Dual | New | Miscellaneous | Electric
F1 | Residential | All | Single Family - Dual | New | Generation | Electric
F2 | Residential | All | Single Family - Dual | New | Generation | Electric
F3 | Residential | All | Single Family - Dual | New | Generation | Electric
F4 | Residential | All | Single Family - Dual | New | Generation | Electric
F1 | Residential | All | Single Family - Dual | New | Space Heating | Natural Gas
F2 | Residential | All | Single Family - Dual | New | Space Heating | Natural Gas
F3 | Residential | All | Single Family - Dual | New | Space Heating | Natural Gas
F4 | Residential | All | Single Family - Dual | New | Space Heating | Natural Gas
F1 | Residential | All | Single Family - Dual | New | Water Heating | Natural Gas
F2 | Residential | All | Single Family - Dual | New | Water Heating | Natural Gas
F3 | Residential | All | Single Family - Dual | New | Water Heating | Natural Gas
F4 | Residential | All | Single Family - Dual | New | Water Heating | Natural Gas
F1 | Residential | All | Single Family - Dual | New | Appliances | Natural Gas
F2 | Residential | All | Single Family - Dual | New | Appliances | Natural Gas
F3 | Residential | All | Single Family - Dual | New | Appliances | Natural Gas
F4 | Residential | All | Single Family - Dual | New | Appliances | Natural Gas
F1 | Residential | All | Single Family - Dual | New | Miscellaneous | Natural Gas
F2 | Residential | All | Single Family - Dual | New | Miscellaneous | Natural Gas
F3 | Residential | All | Single Family - Dual | New | Miscellaneous | Natural Gas
F4 | Residential | All | Single Family - Dual | New | Miscellaneous | Natural Gas
F1 | Residential | Market | Single Family - Dual | New | Cooling | Electric
F2 | Residential | Market | Single Family - Dual | New | Cooling | Electric
F3 | Residential | Market | Single Family - Dual | New | Cooling | Electric
F4 | Residential | Market | Single Family - Dual | New | Cooling | Electric
F1 | Residential | Market | Single Family - Dual | New | Space Heating | Electric
F2 | Residential | Market | Single Family - Dual | New | Space Heating | Electric
F3 | Residential | Market | Single Family - Dual | New | Space Heating | Electric
F4 | Residential | Market | Single Family - Dual | New | Space Heating | Electric
F1 | Residential | Market | Single Family - Dual | New | Water Heating | Electric
F2 | Residential | Market | Single Family - Dual | New | Water Heating | Electric
F3 | Residential | Market | Single Family - Dual | New | Water Heating | Electric
F4 | Residential | Market | Single Family - Dual | New | Water Heating | Electric
F1 | Residential | Market | Single Family - Dual | New | Interior Lighting | Electric
F2 | Residential | Market | Single Family - Dual | New | Interior Lighting | Electric
F3 | Residential | Market | Single Family - Dual | New | Interior Lighting | Electric
F4 | Residential | Market | Single Family - Dual | New | Interior Lighting | Electric
F1 | Residential | Market | Single Family - Dual | New | Exterior Lighting | Electric
F2 | Residential | Market | Single Family - Dual | New | Exterior Lighting | Electric
F3 | Residential | Market | Single Family - Dual | New | Exterior Lighting | Electric
F4 | Residential | Market | Single Family - Dual | New | Exterior Lighting | Electric
F1 | Residential | Market | Single Family - Dual | New | Appliances | Electric
F2 | Residential | Market | Single Family - Dual | New | Appliances | Electric
F3 | Residential | Market | Single Family - Dual | New | Appliances | Electric
F4 | Residential | Market | Single Family - Dual | New | Appliances | Electric
F1 | Residential | Market | Single Family - Dual | New | Electronics | Electric
F2 | Residential | Market | Single Family - Dual | New | Electronics | Electric
F3 | Residential | Market | Single Family - Dual | New | Electronics | Electric
F4 | Residential | Market | Single Family - Dual | New | Electronics | Electric
F1 | Residential | Market | Single Family - Dual | New | Miscellaneous | Electric
F2 | Residential | Market | Single Family - Dual | New | Miscellaneous | Electric
F3 | Residential | Market | Single Family - Dual | New | Miscellaneous | Electric
F4 | Residential | Market | Single Family - Dual | New | Miscellaneous | Electric
F1 | Residential | Market | Single Family - Dual | New | Generation | Electric
F2 | Residential | Market | Single Family - Dual | New | Generation | Electric
F3 | Residential | Market | Single Family - Dual | New | Generation | Electric
F4 | Residential | Market | Single Family - Dual | New | Generation | Electric
F1 | Residential | Market | Single Family - Dual | New | Space Heating | Natural Gas
F2 | Residential | Market | Single Family - Dual | New | Space Heating | Natural Gas
F3 | Residential | Market | Single Family - Dual | New | Space Heating | Natural Gas
F4 | Residential | Market | Single Family - Dual | New | Space Heating | Natural Gas
F1 | Residential | Market | Single Family - Dual | New | Water Heating | Natural Gas
F2 | Residential | Market | Single Family - Dual | New | Water Heating | Natural Gas
F3 | Residential | Market | Single Family - Dual | New | Water Heating | Natural Gas
F4 | Residential | Market | Single Family - Dual | New | Water Heating | Natural Gas
F1 | Residential | Market | Single Family - Dual | New | Appliances | Natural Gas
F2 | Residential | Market | Single Family - Dual | New | Appliances | Natural Gas
F3 | Residential | Market | Single Family - Dual | New | Appliances | Natural Gas
F4 | Residential | Market | Single Family - Dual | New | Appliances | Natural Gas
F1 | Residential | Market | Single Family - Dual | New | Miscellaneous | Natural Gas
F2 | Residential | Market | Single Family - Dual | New | Miscellaneous | Natural Gas
F3 | Residential | Market | Single Family - Dual | New | Miscellaneous | Natural Gas
F4 | Residential | Market | Single Family - Dual | New | Miscellaneous | Natural Gas
F1 | Residential | Central System | Single Family - Dual | New | Cooling | Electric
F2 | Residential | Central System | Single Family - Dual | New | Cooling | Electric
F3 | Residential | Central System | Single Family - Dual | New | Cooling | Electric
F4 | Residential | Central System | Single Family - Dual | New | Cooling | Electric
F1 | Residential | Central System | Single Family - Dual | New | Space Heating | Electric
F2 | Residential | Central System | Single Family - Dual | New | Space Heating | Electric
F3 | Residential | Central System | Single Family - Dual | New | Space Heating | Electric
F4 | Residential | Central System | Single Family - Dual | New | Space Heating | Electric
F1 | Residential | Central System | Single Family - Dual | New | Space Heating | Natural Gas
F2 | Residential | Central System | Single Family - Dual | New | Space Heating | Natural Gas
F3 | Residential | Central System | Single Family - Dual | New | Space Heating | Natural Gas
F4 | Residential | Central System | Single Family - Dual | New | Space Heating | Natural Gas
F1 | Residential | Resistance | Single Family - Dual | New | Cooling | Electric
F2 | Residential | Resistance | Single Family - Dual | New | Cooling | Electric
F3 | Residential | Resistance | Single Family - Dual | New | Cooling | Electric
F4 | Residential | Resistance | Single Family - Dual | New | Cooling | Electric
F1 | Residential | Resistance | Single Family - Dual | New | Space Heating | Electric
F2 | Residential | Resistance | Single Family - Dual | New | Space Heating | Electric
F3 | Residential | Resistance | Single Family - Dual | New | Space Heating | Electric
F4 | Residential | Resistance | Single Family - Dual | New | Space Heating | Electric
F1 | Residential | Heat Pump | Single Family - Dual | New | Cooling | Electric
F2 | Residential | Heat Pump | Single Family - Dual | New | Cooling | Electric
F3 | Residential | Heat Pump | Single Family - Dual | New | Cooling | Electric
F4 | Residential | Heat Pump | Single Family - Dual | New | Cooling | Electric
F1 | Residential | Heat Pump | Single Family - Dual | New | Space Heating | Electric
F2 | Residential | Heat Pump | Single Family - Dual | New | Space Heating | Electric
F3 | Residential | Heat Pump | Single Family - Dual | New | Space Heating | Electric
F4 | Residential | Heat Pump | Single Family - Dual | New | Space Heating | Electric
F1 | Residential | All | Single Family - LI - Dual | Existing | Cooling | Electric
F2 | Residential | All | Single Family - LI - Dual | Existing | Cooling | Electric
F3 | Residential | All | Single Family - LI - Dual | Existing | Cooling | Electric
F4 | Residential | All | Single Family - LI - Dual | Existing | Cooling | Electric
F1 | Residential | All | Single Family - LI - Dual | Existing | Space Heating | Electric
F2 | Residential | All | Single Family - LI - Dual | Existing | Space Heating | Electric
F3 | Residential | All | Single Family - LI - Dual | Existing | Space Heating | Electric
F4 | Residential | All | Single Family - LI - Dual | Existing | Space Heating | Electric
F1 | Residential | All | Single Family - LI - Dual | Existing | Water Heating | Electric
F2 | Residential | All | Single Family - LI - Dual | Existing | Water Heating | Electric
F3 | Residential | All | Single Family - LI - Dual | Existing | Water Heating | Electric
F4 | Residential | All | Single Family - LI - Dual | Existing | Water Heating | Electric
F1 | Residential | All | Single Family - LI - Dual | Existing | Interior Lighting | Electric
F2 | Residential | All | Single Family - LI - Dual | Existing | Interior Lighting | Electric
F3 | Residential | All | Single Family - LI - Dual | Existing | Interior Lighting | Electric
F4 | Residential | All | Single Family - LI - Dual | Existing | Interior Lighting | Electric
F1 | Residential | All | Single Family - LI - Dual | Existing | Exterior Lighting | Electric
F2 | Residential | All | Single Family - LI - Dual | Existing | Exterior Lighting | Electric
F3 | Residential | All | Single Family - LI - Dual | Existing | Exterior Lighting | Electric
F4 | Residential | All | Single Family - LI - Dual | Existing | Exterior Lighting | Electric
F1 | Residential | All | Single Family - LI - Dual | Existing | Appliances | Electric
F2 | Residential | All | Single Family - LI - Dual | Existing | Appliances | Electric
F3 | Residential | All | Single Family - LI - Dual | Existing | Appliances | Electric
F4 | Residential | All | Single Family - LI - Dual | Existing | Appliances | Electric
F1 | Residential | All | Single Family - LI - Dual | Existing | Electronics | Electric
F2 | Residential | All | Single Family - LI - Dual | Existing | Electronics | Electric
F3 | Residential | All | Single Family - LI - Dual | Existing | Electronics | Electric
F4 | Residential | All | Single Family - LI - Dual | Existing | Electronics | Electric
F1 | Residential | All | Single Family - LI - Dual | Existing | Miscellaneous | Electric
F2 | Residential | All | Single Family - LI - Dual | Existing | Miscellaneous | Electric
F3 | Residential | All | Single Family - LI - Dual | Existing | Miscellaneous | Electric
F4 | Residential | All | Single Family - LI - Dual | Existing | Miscellaneous | Electric
F1 | Residential | All | Single Family - LI - Dual | Existing | Generation | Electric
F2 | Residential | All | Single Family - LI - Dual | Existing | Generation | Electric
F3 | Residential | All | Single Family - LI - Dual | Existing | Generation | Electric
F4 | Residential | All | Single Family - LI - Dual | Existing | Generation | Electric
F1 | Residential | All | Single Family - LI - Dual | Existing | Space Heating | Natural Gas
F2 | Residential | All | Single Family - LI - Dual | Existing | Space Heating | Natural Gas
F3 | Residential | All | Single Family - LI - Dual | Existing | Space Heating | Natural Gas
F4 | Residential | All | Single Family - LI - Dual | Existing | Space Heating | Natural Gas
F1 | Residential | All | Single Family - LI - Dual | Existing | Water Heating | Natural Gas
F2 | Residential | All | Single Family - LI - Dual | Existing | Water Heating | Natural Gas
F3 | Residential | All | Single Family - LI - Dual | Existing | Water Heating | Natural Gas
F4 | Residential | All | Single Family - LI - Dual | Existing | Water Heating | Natural Gas
F1 | Residential | All | Single Family - LI - Dual | Existing | Appliances | Natural Gas
F2 | Residential | All | Single Family - LI - Dual | Existing | Appliances | Natural Gas
F3 | Residential | All | Single Family - LI - Dual | Existing | Appliances | Natural Gas
F4 | Residential | All | Single Family - LI - Dual | Existing | Appliances | Natural Gas
F1 | Residential | All | Single Family - LI - Dual | Existing | Miscellaneous | Natural Gas
F2 | Residential | All | Single Family - LI - Dual | Existing | Miscellaneous | Natural Gas
F3 | Residential | All | Single Family - LI - Dual | Existing | Miscellaneous | Natural Gas
F4 | Residential | All | Single Family - LI - Dual | Existing | Miscellaneous | Natural Gas
F1 | Residential | Market | Single Family - LI - Dual | Existing | Cooling | Electric
F2 | Residential | Market | Single Family - LI - Dual | Existing | Cooling | Electric
F3 | Residential | Market | Single Family - LI - Dual | Existing | Cooling | Electric
F4 | Residential | Market | Single Family - LI - Dual | Existing | Cooling | Electric
F1 | Residential | Market | Single Family - LI - Dual | Existing | Space Heating | Electric
F2 | Residential | Market | Single Family - LI - Dual | Existing | Space Heating | Electric
F3 | Residential | Market | Single Family - LI - Dual | Existing | Space Heating | Electric
F4 | Residential | Market | Single Family - LI - Dual | Existing | Space Heating | Electric
F1 | Residential | Market | Single Family - LI - Dual | Existing | Water Heating | Electric
F2 | Residential | Market | Single Family - LI - Dual | Existing | Water Heating | Electric
F3 | Residential | Market | Single Family - LI - Dual | Existing | Water Heating | Electric
F4 | Residential | Market | Single Family - LI - Dual | Existing | Water Heating | Electric
F1 | Residential | Market | Single Family - LI - Dual | Existing | Interior Lighting | Electric
F2 | Residential | Market | Single Family - LI - Dual | Existing | Interior Lighting | Electric
F3 | Residential | Market | Single Family - LI - Dual | Existing | Interior Lighting | Electric
F4 | Residential | Market | Single Family - LI - Dual | Existing | Interior Lighting | Electric
F1 | Residential | Market | Single Family - LI - Dual | Existing | Exterior Lighting | Electric
F2 | Residential | Market | Single Family - LI - Dual | Existing | Exterior Lighting | Electric
F3 | Residential | Market | Single Family - LI - Dual | Existing | Exterior Lighting | Electric
F4 | Residential | Market | Single Family - LI - Dual | Existing | Exterior Lighting | Electric
F1 | Residential | Market | Single Family - LI - Dual | Existing | Appliances | Electric
F2 | Residential | Market | Single Family - LI - Dual | Existing | Appliances | Electric
F3 | Residential | Market | Single Family - LI - Dual | Existing | Appliances | Electric
F4 | Residential | Market | Single Family - LI - Dual | Existing | Appliances | Electric
F1 | Residential | Market | Single Family - LI - Dual | Existing | Electronics | Electric
F2 | Residential | Market | Single Family - LI - Dual | Existing | Electronics | Electric
F3 | Residential | Market | Single Family - LI - Dual | Existing | Electronics | Electric
F4 | Residential | Market | Single Family - LI - Dual | Existing | Electronics | Electric
F1 | Residential | Market | Single Family - LI - Dual | Existing | Miscellaneous | Electric
F2 | Residential | Market | Single Family - LI - Dual | Existing | Miscellaneous | Electric
F3 | Residential | Market | Single Family - LI - Dual | Existing | Miscellaneous | Electric
F4 | Residential | Market | Single Family - LI - Dual | Existing | Miscellaneous | Electric
F1 | Residential | Market | Single Family - LI - Dual | Existing | Generation | Electric
F2 | Residential | Market | Single Family - LI - Dual | Existing | Generation | Electric
F3 | Residential | Market | Single Family - LI - Dual | Existing | Generation | Electric
F4 | Residential | Market | Single Family - LI - Dual | Existing | Generation | Electric
F1 | Residential | Market | Single Family - LI - Dual | Existing | Space Heating | Natural Gas
F2 | Residential | Market | Single Family - LI - Dual | Existing | Space Heating | Natural Gas
F3 | Residential | Market | Single Family - LI - Dual | Existing | Space Heating | Natural Gas
F4 | Residential | Market | Single Family - LI - Dual | Existing | Space Heating | Natural Gas
F1 | Residential | Market | Single Family - LI - Dual | Existing | Water Heating | Natural Gas
F2 | Residential | Market | Single Family - LI - Dual | Existing | Water Heating | Natural Gas
F3 | Residential | Market | Single Family - LI - Dual | Existing | Water Heating | Natural Gas
F4 | Residential | Market | Single Family - LI - Dual | Existing | Water Heating | Natural Gas
F1 | Residential | Market | Single Family - LI - Dual | Existing | Appliances | Natural Gas
F2 | Residential | Market | Single Family - LI - Dual | Existing | Appliances | Natural Gas
F3 | Residential | Market | Single Family - LI - Dual | Existing | Appliances | Natural Gas
F4 | Residential | Market | Single Family - LI - Dual | Existing | Appliances | Natural Gas
F1 | Residential | Market | Single Family - LI - Dual | Existing | Miscellaneous | Natural Gas
F2 | Residential | Market | Single Family - LI - Dual | Existing | Miscellaneous | Natural Gas
F3 | Residential | Market | Single Family - LI - Dual | Existing | Miscellaneous | Natural Gas
F4 | Residential | Market | Single Family - LI - Dual | Existing | Miscellaneous | Natural Gas
F1 | Residential | Central System | Single Family - LI - Dual | Existing | Cooling | Electric
F2 | Residential | Central System | Single Family - LI - Dual | Existing | Cooling | Electric
F3 | Residential | Central System | Single Family - LI - Dual | Existing | Cooling | Electric
F4 | Residential | Central System | Single Family - LI - Dual | Existing | Cooling | Electric
F1 | Residential | Central System | Single Family - LI - Dual | Existing | Space Heating | Electric
F2 | Residential | Central System | Single Family - LI - Dual | Existing | Space Heating | Electric
F3 | Residential | Central System | Single Family - LI - Dual | Existing | Space Heating | Electric
F4 | Residential | Central System | Single Family - LI - Dual | Existing | Space Heating | Electric
F1 | Residential | Central System | Single Family - LI - Dual | Existing | Space Heating | Natural Gas
F2 | Residential | Central System | Single Family - LI - Dual | Existing | Space Heating | Natural Gas
F3 | Residential | Central System | Single Family - LI - Dual | Existing | Space Heating | Natural Gas
F4 | Residential | Central System | Single Family - LI - Dual | Existing | Space Heating | Natural Gas
F1 | Residential | Resistance | Single Family - LI - Dual | Existing | Cooling | Electric
F2 | Residential | Resistance | Single Family - LI - Dual | Existing | Cooling | Electric
F3 | Residential | Resistance | Single Family - LI - Dual | Existing | Cooling | Electric
F4 | Residential | Resistance | Single Family - LI - Dual | Existing | Cooling | Electric
F1 | Residential | Resistance | Single Family - LI - Dual | Existing | Space Heating | Electric
F2 | Residential | Resistance | Single Family - LI - Dual | Existing | Space Heating | Electric
F3 | Residential | Resistance | Single Family - LI - Dual | Existing | Space Heating | Electric
F4 | Residential | Resistance | Single Family - LI - Dual | Existing | Space Heating | Electric
F1 | Residential | Heat Pump | Single Family - LI - Dual | Existing | Cooling | Electric
F2 | Residential | Heat Pump | Single Family - LI - Dual | Existing | Cooling | Electric
F3 | Residential | Heat Pump | Single Family - LI - Dual | Existing | Cooling | Electric
F4 | Residential | Heat Pump | Single Family - LI - Dual | Existing | Cooling | Electric
F1 | Residential | Heat Pump | Single Family - LI - Dual | Existing | Space Heating | Electric
F2 | Residential | Heat Pump | Single Family - LI - Dual | Existing | Space Heating | Electric
F3 | Residential | Heat Pump | Single Family - LI - Dual | Existing | Space Heating | Electric
F4 | Residential | Heat Pump | Single Family - LI - Dual | Existing | Space Heating | Electric
F1 | Residential | All | Single Family - LI - Dual | New | Cooling | Electric
F2 | Residential | All | Single Family - LI - Dual | New | Cooling | Electric
F3 | Residential | All | Single Family - LI - Dual | New | Cooling | Electric
F4 | Residential | All | Single Family - LI - Dual | New | Cooling | Electric
F1 | Residential | All | Single Family - LI - Dual | New | Space Heating | Electric
F2 | Residential | All | Single Family - LI - Dual | New | Space Heating | Electric
F3 | Residential | All | Single Family - LI - Dual | New | Space Heating | Electric
F4 | Residential | All | Single Family - LI - Dual | New | Space Heating | Electric
F1 | Residential | All | Single Family - LI - Dual | New | Water Heating | Electric
F2 | Residential | All | Single Family - LI - Dual | New | Water Heating | Electric
F3 | Residential | All | Single Family - LI - Dual | New | Water Heating | Electric
F4 | Residential | All | Single Family - LI - Dual | New | Water Heating | Electric
F1 | Residential | All | Single Family - LI - Dual | New | Interior Lighting | Electric
F2 | Residential | All | Single Family - LI - Dual | New | Interior Lighting | Electric
F3 | Residential | All | Single Family - LI - Dual | New | Interior Lighting | Electric
F4 | Residential | All | Single Family - LI - Dual | New | Interior Lighting | Electric
F1 | Residential | All | Single Family - LI - Dual | New | Exterior Lighting | Electric
F2 | Residential | All | Single Family - LI - Dual | New | Exterior Lighting | Electric
F3 | Residential | All | Single Family - LI - Dual | New | Exterior Lighting | Electric
F4 | Residential | All | Single Family - LI - Dual | New | Exterior Lighting | Electric
F1 | Residential | All | Single Family - LI - Dual | New | Appliances | Electric
F2 | Residential | All | Single Family - LI - Dual | New | Appliances | Electric
F3 | Residential | All | Single Family - LI - Dual | New | Appliances | Electric
F4 | Residential | All | Single Family - LI - Dual | New | Appliances | Electric
F1 | Residential | All | Single Family - LI - Dual | New | Electronics | Electric
F2 | Residential | All | Single Family - LI - Dual | New | Electronics | Electric
F3 | Residential | All | Single Family - LI - Dual | New | Electronics | Electric
F4 | Residential | All | Single Family - LI - Dual | New | Electronics | Electric
F1 | Residential | All | Single Family - LI - Dual | New | Miscellaneous | Electric
F2 | Residential | All | Single Family - LI - Dual | New | Miscellaneous | Electric
F3 | Residential | All | Single Family - LI - Dual | New | Miscellaneous | Electric
F4 | Residential | All | Single Family - LI - Dual | New | Miscellaneous | Electric
F1 | Residential | All | Single Family - LI - Dual | New | Generation | Electric
F2 | Residential | All | Single Family - LI - Dual | New | Generation | Electric
F3 | Residential | All | Single Family - LI - Dual | New | Generation | Electric
F4 | Residential | All | Single Family - LI - Dual | New | Generation | Electric
F1 | Residential | All | Single Family - LI - Dual | New | Space Heating | Natural Gas
F2 | Residential | All | Single Family - LI - Dual | New | Space Heating | Natural Gas
F3 | Residential | All | Single Family - LI - Dual | New | Space Heating | Natural Gas
F4 | Residential | All | Single Family - LI - Dual | New | Space Heating | Natural Gas
F1 | Residential | All | Single Family - LI - Dual | New | Water Heating | Natural Gas
F2 | Residential | All | Single Family - LI - Dual | New | Water Heating | Natural Gas
F3 | Residential | All | Single Family - LI - Dual | New | Water Heating | Natural Gas
F4 | Residential | All | Single Family - LI - Dual | New | Water Heating | Natural Gas
F1 | Residential | All | Single Family - LI - Dual | New | Appliances | Natural Gas
F2 | Residential | All | Single Family - LI - Dual | New | Appliances | Natural Gas
F3 | Residential | All | Single Family - LI - Dual | New | Appliances | Natural Gas
F4 | Residential | All | Single Family - LI - Dual | New | Appliances | Natural Gas
F1 | Residential | All | Single Family - LI - Dual | New | Miscellaneous | Natural Gas
F2 | Residential | All | Single Family - LI - Dual | New | Miscellaneous | Natural Gas
F3 | Residential | All | Single Family - LI - Dual | New | Miscellaneous | Natural Gas
F4 | Residential | All | Single Family - LI - Dual | New | Miscellaneous | Natural Gas
F1 | Residential | Market | Single Family - LI - Dual | New | Cooling | Electric
F2 | Residential | Market | Single Family - LI - Dual | New | Cooling | Electric
F3 | Residential | Market | Single Family - LI - Dual | New | Cooling | Electric
F4 | Residential | Market | Single Family - LI - Dual | New | Cooling | Electric
F1 | Residential | Market | Single Family - LI - Dual | New | Space Heating | Electric
F2 | Residential | Market | Single Family - LI - Dual | New | Space Heating | Electric
F3 | Residential | Market | Single Family - LI - Dual | New | Space Heating | Electric
F4 | Residential | Market | Single Family - LI - Dual | New | Space Heating | Electric
F1 | Residential | Market | Single Family - LI - Dual | New | Water Heating | Electric
F2 | Residential | Market | Single Family - LI - Dual | New | Water Heating | Electric
F3 | Residential | Market | Single Family - LI - Dual | New | Water Heating | Electric
F4 | Residential | Market | Single Family - LI - Dual | New | Water Heating | Electric
F1 | Residential | Market | Single Family - LI - Dual | New | Interior Lighting | Electric
F2 | Residential | Market | Single Family - LI - Dual | New | Interior Lighting | Electric
F3 | Residential | Market | Single Family - LI - Dual | New | Interior Lighting | Electric
F4 | Residential | Market | Single Family - LI - Dual | New | Interior Lighting | Electric
F1 | Residential | Market | Single Family - LI - Dual | New | Exterior Lighting | Electric
F2 | Residential | Market | Single Family - LI - Dual | New | Exterior Lighting | Electric
F3 | Residential | Market | Single Family - LI - Dual | New | Exterior Lighting | Electric
F4 | Residential | Market | Single Family - LI - Dual | New | Exterior Lighting | Electric
F1 | Residential | Market | Single Family - LI - Dual | New | Appliances | Electric
F2 | Residential | Market | Single Family - LI - Dual | New | Appliances | Electric
F3 | Residential | Market | Single Family - LI - Dual | New | Appliances | Electric
F4 | Residential | Market | Single Family - LI - Dual | New | Appliances | Electric
F1 | Residential | Market | Single Family - LI - Dual | New | Electronics | Electric
F2 | Residential | Market | Single Family - LI - Dual | New | Electronics | Electric
F3 | Residential | Market | Single Family - LI - Dual | New | Electronics | Electric
F4 | Residential | Market | Single Family - LI - Dual | New | Electronics | Electric
F1 | Residential | Market | Single Family - LI - Dual | New | Miscellaneous | Electric
F2 | Residential | Market | Single Family - LI - Dual | New | Miscellaneous | Electric
F3 | Residential | Market | Single Family - LI - Dual | New | Miscellaneous | Electric
F4 | Residential | Market | Single Family - LI - Dual | New | Miscellaneous | Electric
F1 | Residential | Market | Single Family - LI - Dual | New | Generation | Electric
F2 | Residential | Market | Single Family - LI - Dual | New | Generation | Electric
F3 | Residential | Market | Single Family - LI - Dual | New | Generation | Electric
F4 | Residential | Market | Single Family - LI - Dual | New | Generation | Electric
F1 | Residential | Market | Single Family - LI - Dual | New | Space Heating | Natural Gas
F2 | Residential | Market | Single Family - LI - Dual | New | Space Heating | Natural Gas
F3 | Residential | Market | Single Family - LI - Dual | New | Space Heating | Natural Gas
F4 | Residential | Market | Single Family - LI - Dual | New | Space Heating | Natural Gas
F1 | Residential | Market | Single Family - LI - Dual | New | Water Heating | Natural Gas
F2 | Residential | Market | Single Family - LI - Dual | New | Water Heating | Natural Gas
F3 | Residential | Market | Single Family - LI - Dual | New | Water Heating | Natural Gas
F4 | Residential | Market | Single Family - LI - Dual | New | Water Heating | Natural Gas
F1 | Residential | Market | Single Family - LI - Dual | New | Appliances | Natural Gas
F2 | Residential | Market | Single Family - LI - Dual | New | Appliances | Natural Gas
F3 | Residential | Market | Single Family - LI - Dual | New | Appliances | Natural Gas
F4 | Residential | Market | Single Family - LI - Dual | New | Appliances | Natural Gas
F1 | Residential | Market | Single Family - LI - Dual | New | Miscellaneous | Natural Gas
F2 | Residential | Market | Single Family - LI - Dual | New | Miscellaneous | Natural Gas
F3 | Residential | Market | Single Family - LI - Dual | New | Miscellaneous | Natural Gas
F4 | Residential | Market | Single Family - LI - Dual | New | Miscellaneous | Natural Gas
F1 | Residential | Central System | Single Family - LI - Dual | New | Cooling | Electric
F2 | Residential | Central System | Single Family - LI - Dual | New | Cooling | Electric
F3 | Residential | Central System | Single Family - LI - Dual | New | Cooling | Electric
F4 | Residential | Central System | Single Family - LI - Dual | New | Cooling | Electric
F1 | Residential | Central System | Single Family - LI - Dual | New | Space Heating | Electric
F2 | Residential | Central System | Single Family - LI - Dual | New | Space Heating | Electric
F3 | Residential | Central System | Single Family - LI - Dual | New | Space Heating | Electric
F4 | Residential | Central System | Single Family - LI - Dual | New | Space Heating | Electric
F1 | Residential | Central System | Single Family - LI - Dual | New | Space Heating | Natural Gas
F2 | Residential | Central System | Single Family - LI - Dual | New | Space Heating | Natural Gas
F3 | Residential | Central System | Single Family - LI - Dual | New | Space Heating | Natural Gas
F4 | Residential | Central System | Single Family - LI - Dual | New | Space Heating | Natural Gas
F1 | Residential | Resistance | Single Family - LI - Dual | New | Cooling | Electric
F2 | Residential | Resistance | Single Family - LI - Dual | New | Cooling | Electric
F3 | Residential | Resistance | Single Family - LI - Dual | New | Cooling | Electric
F4 | Residential | Resistance | Single Family - LI - Dual | New | Cooling | Electric
F1 | Residential | Resistance | Single Family - LI - Dual | New | Space Heating | Electric
F2 | Residential | Resistance | Single Family - LI - Dual | New | Space Heating | Electric
F3 | Residential | Resistance | Single Family - LI - Dual | New | Space Heating | Electric
F4 | Residential | Resistance | Single Family - LI - Dual | New | Space Heating | Electric
F1 | Residential | Heat Pump | Single Family - LI - Dual | New | Cooling | Electric
F2 | Residential | Heat Pump | Single Family - LI - Dual | New | Cooling | Electric
F3 | Residential | Heat Pump | Single Family - LI - Dual | New | Cooling | Electric
F4 | Residential | Heat Pump | Single Family - LI - Dual | New | Cooling | Electric
F1 | Residential | Heat Pump | Single Family - LI - Dual | New | Space Heating | Electric
F2 | Residential | Heat Pump | Single Family - LI - Dual | New | Space Heating | Electric
F3 | Residential | Heat Pump | Single Family - LI - Dual | New | Space Heating | Electric
F4 | Residential | Heat Pump | Single Family - LI - Dual | New | Space Heating | Electric
F1 | Residential | All | Multifamily - Dual | Existing | Cooling | Electric
F2 | Residential | All | Multifamily - Dual | Existing | Cooling | Electric
F3 | Residential | All | Multifamily - Dual | Existing | Cooling | Electric
F4 | Residential | All | Multifamily - Dual | Existing | Cooling | Electric
F1 | Residential | All | Multifamily - Dual | Existing | Space Heating | Electric
F2 | Residential | All | Multifamily - Dual | Existing | Space Heating | Electric
F3 | Residential | All | Multifamily - Dual | Existing | Space Heating | Electric
F4 | Residential | All | Multifamily - Dual | Existing | Space Heating | Electric
F1 | Residential | All | Multifamily - Dual | Existing | Water Heating | Electric
F2 | Residential | All | Multifamily - Dual | Existing | Water Heating | Electric
F3 | Residential | All | Multifamily - Dual | Existing | Water Heating | Electric
F4 | Residential | All | Multifamily - Dual | Existing | Water Heating | Electric
F1 | Residential | All | Multifamily - Dual | Existing | Interior Lighting | Electric
F2 | Residential | All | Multifamily - Dual | Existing | Interior Lighting | Electric
F3 | Residential | All | Multifamily - Dual | Existing | Interior Lighting | Electric
F4 | Residential | All | Multifamily - Dual | Existing | Interior Lighting | Electric
F1 | Residential | All | Multifamily - Dual | Existing | Exterior Lighting | Electric
F2 | Residential | All | Multifamily - Dual | Existing | Exterior Lighting | Electric
F3 | Residential | All | Multifamily - Dual | Existing | Exterior Lighting | Electric
F4 | Residential | All | Multifamily - Dual | Existing | Exterior Lighting | Electric
F1 | Residential | All | Multifamily - Dual | Existing | Appliances | Electric
F2 | Residential | All | Multifamily - Dual | Existing | Appliances | Electric
F3 | Residential | All | Multifamily - Dual | Existing | Appliances | Electric
F4 | Residential | All | Multifamily - Dual | Existing | Appliances | Electric
F1 | Residential | All | Multifamily - Dual | Existing | Electronics | Electric
F2 | Residential | All | Multifamily - Dual | Existing | Electronics | Electric
F3 | Residential | All | Multifamily - Dual | Existing | Electronics | Electric
F4 | Residential | All | Multifamily - Dual | Existing | Electronics | Electric
F1 | Residential | All | Multifamily - Dual | Existing | Miscellaneous | Electric
F2 | Residential | All | Multifamily - Dual | Existing | Miscellaneous | Electric
F3 | Residential | All | Multifamily - Dual | Existing | Miscellaneous | Electric
F4 | Residential | All | Multifamily - Dual | Existing | Miscellaneous | Electric
F1 | Residential | All | Multifamily - Dual | Existing | Generation | Electric
F2 | Residential | All | Multifamily - Dual | Existing | Generation | Electric
F3 | Residential | All | Multifamily - Dual | Existing | Generation | Electric
F4 | Residential | All | Multifamily - Dual | Existing | Generation | Electric
F1 | Residential | All | Multifamily - Dual | Existing | Space Heating | Natural Gas
F2 | Residential | All | Multifamily - Dual | Existing | Space Heating | Natural Gas
F3 | Residential | All | Multifamily - Dual | Existing | Space Heating | Natural Gas
F4 | Residential | All | Multifamily - Dual | Existing | Space Heating | Natural Gas
F1 | Residential | All | Multifamily - Dual | Existing | Water Heating | Natural Gas
F2 | Residential | All | Multifamily - Dual | Existing | Water Heating | Natural Gas
F3 | Residential | All | Multifamily - Dual | Existing | Water Heating | Natural Gas
F4 | Residential | All | Multifamily - Dual | Existing | Water Heating | Natural Gas
F1 | Residential | All | Multifamily - Dual | Existing | Appliances | Natural Gas
F2 | Residential | All | Multifamily - Dual | Existing | Appliances | Natural Gas
F3 | Residential | All | Multifamily - Dual | Existing | Appliances | Natural Gas
F4 | Residential | All | Multifamily - Dual | Existing | Appliances | Natural Gas
F1 | Residential | All | Multifamily - Dual | Existing | Miscellaneous | Natural Gas
F2 | Residential | All | Multifamily - Dual | Existing | Miscellaneous | Natural Gas
F3 | Residential | All | Multifamily - Dual | Existing | Miscellaneous | Natural Gas
F4 | Residential | All | Multifamily - Dual | Existing | Miscellaneous | Natural Gas
F1 | Residential | Market | Multifamily - Dual | Existing | Cooling | Electric
F2 | Residential | Market | Multifamily - Dual | Existing | Cooling | Electric
F3 | Residential | Market | Multifamily - Dual | Existing | Cooling | Electric
F4 | Residential | Market | Multifamily - Dual | Existing | Cooling | Electric
F1 | Residential | Market | Multifamily - Dual | Existing | Space Heating | Electric
F2 | Residential | Market | Multifamily - Dual | Existing | Space Heating | Electric
F3 | Residential | Market | Multifamily - Dual | Existing | Space Heating | Electric
F4 | Residential | Market | Multifamily - Dual | Existing | Space Heating | Electric
F1 | Residential | Market | Multifamily - Dual | Existing | Water Heating | Electric
F2 | Residential | Market | Multifamily - Dual | Existing | Water Heating | Electric
F3 | Residential | Market | Multifamily - Dual | Existing | Water Heating | Electric
F4 | Residential | Market | Multifamily - Dual | Existing | Water Heating | Electric
F1 | Residential | Market | Multifamily - Dual | Existing | Interior Lighting | Electric
F2 | Residential | Market | Multifamily - Dual | Existing | Interior Lighting | Electric
F3 | Residential | Market | Multifamily - Dual | Existing | Interior Lighting | Electric
F4 | Residential | Market | Multifamily - Dual | Existing | Interior Lighting | Electric
F1 | Residential | Market | Multifamily - Dual | Existing | Exterior Lighting | Electric
F2 | Residential | Market | Multifamily - Dual | Existing | Exterior Lighting | Electric
F3 | Residential | Market | Multifamily - Dual | Existing | Exterior Lighting | Electric
F4 | Residential | Market | Multifamily - Dual | Existing | Exterior Lighting | Electric
F1 | Residential | Market | Multifamily - Dual | Existing | Appliances | Electric
F2 | Residential | Market | Multifamily - Dual | Existing | Appliances | Electric
F3 | Residential | Market | Multifamily - Dual | Existing | Appliances | Electric
F4 | Residential | Market | Multifamily - Dual | Existing | Appliances | Electric
F1 | Residential | Market | Multifamily - Dual | Existing | Electronics | Electric
F2 | Residential | Market | Multifamily - Dual | Existing | Electronics | Electric
F3 | Residential | Market | Multifamily - Dual | Existing | Electronics | Electric
F4 | Residential | Market | Multifamily - Dual | Existing | Electronics | Electric
F1 | Residential | Market | Multifamily - Dual | Existing | Miscellaneous | Electric
F2 | Residential | Market | Multifamily - Dual | Existing | Miscellaneous | Electric
F3 | Residential | Market | Multifamily - Dual | Existing | Miscellaneous | Electric
F4 | Residential | Market | Multifamily - Dual | Existing | Miscellaneous | Electric
F1 | Residential | Market | Multifamily - Dual | Existing | Generation | Electric
F2 | Residential | Market | Multifamily - Dual | Existing | Generation | Electric
F3 | Residential | Market | Multifamily - Dual | Existing | Generation | Electric
F4 | Residential | Market | Multifamily - Dual | Existing | Generation | Electric
F1 | Residential | Market | Multifamily - Dual | Existing | Space Heating | Natural Gas
F2 | Residential | Market | Multifamily - Dual | Existing | Space Heating | Natural Gas
F3 | Residential | Market | Multifamily - Dual | Existing | Space Heating | Natural Gas
F4 | Residential | Market | Multifamily - Dual | Existing | Space Heating | Natural Gas
F1 | Residential | Market | Multifamily - Dual | Existing | Water Heating | Natural Gas
F2 | Residential | Market | Multifamily - Dual | Existing | Water Heating | Natural Gas
F3 | Residential | Market | Multifamily - Dual | Existing | Water Heating | Natural Gas
F4 | Residential | Market | Multifamily - Dual | Existing | Water Heating | Natural Gas
F1 | Residential | Market | Multifamily - Dual | Existing | Appliances | Natural Gas
F2 | Residential | Market | Multifamily - Dual | Existing | Appliances | Natural Gas
F3 | Residential | Market | Multifamily - Dual | Existing | Appliances | Natural Gas
F4 | Residential | Market | Multifamily - Dual | Existing | Appliances | Natural Gas
F1 | Residential | Market | Multifamily - Dual | Existing | Miscellaneous | Natural Gas
F2 | Residential | Market | Multifamily - Dual | Existing | Miscellaneous | Natural Gas
F3 | Residential | Market | Multifamily - Dual | Existing | Miscellaneous | Natural Gas
F4 | Residential | Market | Multifamily - Dual | Existing | Miscellaneous | Natural Gas
F1 | Residential | Central System | Multifamily - Dual | Existing | Cooling | Electric
F2 | Residential | Central System | Multifamily - Dual | Existing | Cooling | Electric
F3 | Residential | Central System | Multifamily - Dual | Existing | Cooling | Electric
F4 | Residential | Central System | Multifamily - Dual | Existing | Cooling | Electric
F1 | Residential | Central System | Multifamily - Dual | Existing | Space Heating | Electric
F2 | Residential | Central System | Multifamily - Dual | Existing | Space Heating | Electric
F3 | Residential | Central System | Multifamily - Dual | Existing | Space Heating | Electric
F4 | Residential | Central System | Multifamily - Dual | Existing | Space Heating | Electric
F1 | Residential | Central System | Multifamily - Dual | Existing | Space Heating | Natural Gas
F2 | Residential | Central System | Multifamily - Dual | Existing | Space Heating | Natural Gas
F3 | Residential | Central System | Multifamily - Dual | Existing | Space Heating | Natural Gas
F4 | Residential | Central System | Multifamily - Dual | Existing | Space Heating | Natural Gas
F1 | Residential | Resistance | Multifamily - Dual | Existing | Cooling | Electric
F2 | Residential | Resistance | Multifamily - Dual | Existing | Cooling | Electric
F3 | Residential | Resistance | Multifamily - Dual | Existing | Cooling | Electric
F4 | Residential | Resistance | Multifamily - Dual | Existing | Cooling | Electric
F1 | Residential | Resistance | Multifamily - Dual | Existing | Space Heating | Electric
F2 | Residential | Resistance | Multifamily - Dual | Existing | Space Heating | Electric
F3 | Residential | Resistance | Multifamily - Dual | Existing | Space Heating | Electric
F4 | Residential | Resistance | Multifamily - Dual | Existing | Space Heating | Electric
F1 | Residential | Heat Pump | Multifamily - Dual | Existing | Cooling | Electric
F2 | Residential | Heat Pump | Multifamily - Dual | Existing | Cooling | Electric
F3 | Residential | Heat Pump | Multifamily - Dual | Existing | Cooling | Electric
F4 | Residential | Heat Pump | Multifamily - Dual | Existing | Cooling | Electric
F1 | Residential | Heat Pump | Multifamily - Dual | Existing | Space Heating | Electric
F2 | Residential | Heat Pump | Multifamily - Dual | Existing | Space Heating | Electric
F3 | Residential | Heat Pump | Multifamily - Dual | Existing | Space Heating | Electric
F4 | Residential | Heat Pump | Multifamily - Dual | Existing | Space Heating | Electric
F1 | Residential | All | Multifamily - Dual | New | Cooling | Electric
F2 | Residential | All | Multifamily - Dual | New | Cooling | Electric
F3 | Residential | All | Multifamily - Dual | New | Cooling | Electric
F4 | Residential | All | Multifamily - Dual | New | Cooling | Electric
F1 | Residential | All | Multifamily - Dual | New | Space Heating | Electric
F2 | Residential | All | Multifamily - Dual | New | Space Heating | Electric
F3 | Residential | All | Multifamily - Dual | New | Space Heating | Electric
F4 | Residential | All | Multifamily - Dual | New | Space Heating | Electric
F1 | Residential | All | Multifamily - Dual | New | Water Heating | Electric
F2 | Residential | All | Multifamily - Dual | New | Water Heating | Electric
F3 | Residential | All | Multifamily - Dual | New | Water Heating | Electric
F4 | Residential | All | Multifamily - Dual | New | Water Heating | Electric
F1 | Residential | All | Multifamily - Dual | New | Interior Lighting | Electric
F2 | Residential | All | Multifamily - Dual | New | Interior Lighting | Electric
F3 | Residential | All | Multifamily - Dual | New | Interior Lighting | Electric
F4 | Residential | All | Multifamily - Dual | New | Interior Lighting | Electric
F1 | Residential | All | Multifamily - Dual | New | Exterior Lighting | Electric
F2 | Residential | All | Multifamily - Dual | New | Exterior Lighting | Electric
F3 | Residential | All | Multifamily - Dual | New | Exterior Lighting | Electric
F4 | Residential | All | Multifamily - Dual | New | Exterior Lighting | Electric
F1 | Residential | All | Multifamily - Dual | New | Appliances | Electric
F2 | Residential | All | Multifamily - Dual | New | Appliances | Electric
F3 | Residential | All | Multifamily - Dual | New | Appliances | Electric
F4 | Residential | All | Multifamily - Dual | New | Appliances | Electric
F1 | Residential | All | Multifamily - Dual | New | Electronics | Electric
F2 | Residential | All | Multifamily - Dual | New | Electronics | Electric
F3 | Residential | All | Multifamily - Dual | New | Electronics | Electric
F4 | Residential | All | Multifamily - Dual | New | Electronics | Electric
F1 | Residential | All | Multifamily - Dual | New | Miscellaneous | Electric
F2 | Residential | All | Multifamily - Dual | New | Miscellaneous | Electric
F3 | Residential | All | Multifamily - Dual | New | Miscellaneous | Electric
F4 | Residential | All | Multifamily - Dual | New | Miscellaneous | Electric
F1 | Residential | All | Multifamily - Dual | New | Generation | Electric
F2 | Residential | All | Multifamily - Dual | New | Generation | Electric
F3 | Residential | All | Multifamily - Dual | New | Generation | Electric
F4 | Residential | All | Multifamily - Dual | New | Generation | Electric
F1 | Residential | All | Multifamily - Dual | New | Space Heating | Natural Gas
F2 | Residential | All | Multifamily - Dual | New | Space Heating | Natural Gas
F3 | Residential | All | Multifamily - Dual | New | Space Heating | Natural Gas
F4 | Residential | All | Multifamily - Dual | New | Space Heating | Natural Gas
F1 | Residential | All | Multifamily - Dual | New | Water Heating | Natural Gas
F2 | Residential | All | Multifamily - Dual | New | Water Heating | Natural Gas
F3 | Residential | All | Multifamily - Dual | New | Water Heating | Natural Gas
F4 | Residential | All | Multifamily - Dual | New | Water Heating | Natural Gas
F1 | Residential | All | Multifamily - Dual | New | Appliances | Natural Gas
F2 | Residential | All | Multifamily - Dual | New | Appliances | Natural Gas
F3 | Residential | All | Multifamily - Dual | New | Appliances | Natural Gas
F4 | Residential | All | Multifamily - Dual | New | Appliances | Natural Gas
F1 | Residential | All | Multifamily - Dual | New | Miscellaneous | Natural Gas
F2 | Residential | All | Multifamily - Dual | New | Miscellaneous | Natural Gas
F3 | Residential | All | Multifamily - Dual | New | Miscellaneous | Natural Gas
F4 | Residential | All | Multifamily - Dual | New | Miscellaneous | Natural Gas
F1 | Residential | Market | Multifamily - Dual | New | Cooling | Electric
F2 | Residential | Market | Multifamily - Dual | New | Cooling | Electric
F3 | Residential | Market | Multifamily - Dual | New | Cooling | Electric
F4 | Residential | Market | Multifamily - Dual | New | Cooling | Electric
F1 | Residential | Market | Multifamily - Dual | New | Space Heating | Electric
F2 | Residential | Market | Multifamily - Dual | New | Space Heating | Electric
F3 | Residential | Market | Multifamily - Dual | New | Space Heating | Electric
F4 | Residential | Market | Multifamily - Dual | New | Space Heating | Electric
F1 | Residential | Market | Multifamily - Dual | New | Water Heating | Electric
F2 | Residential | Market | Multifamily - Dual | New | Water Heating | Electric
F3 | Residential | Market | Multifamily - Dual | New | Water Heating | Electric
F4 | Residential | Market | Multifamily - Dual | New | Water Heating | Electric
F1 | Residential | Market | Multifamily - Dual | New | Interior Lighting | Electric
F2 | Residential | Market | Multifamily - Dual | New | Interior Lighting | Electric
F3 | Residential | Market | Multifamily - Dual | New | Interior Lighting | Electric
F4 | Residential | Market | Multifamily - Dual | New | Interior Lighting | Electric
F1 | Residential | Market | Multifamily - Dual | New | Exterior Lighting | Electric
F2 | Residential | Market | Multifamily - Dual | New | Exterior Lighting | Electric
F3 | Residential | Market | Multifamily - Dual | New | Exterior Lighting | Electric
F4 | Residential | Market | Multifamily - Dual | New | Exterior Lighting | Electric
F1 | Residential | Market | Multifamily - Dual | New | Appliances | Electric
F2 | Residential | Market | Multifamily - Dual | New | Appliances | Electric
F3 | Residential | Market | Multifamily - Dual | New | Appliances | Electric
F4 | Residential | Market | Multifamily - Dual | New | Appliances | Electric
F1 | Residential | Market | Multifamily - Dual | New | Electronics | Electric
F2 | Residential | Market | Multifamily - Dual | New | Electronics | Electric
F3 | Residential | Market | Multifamily - Dual | New | Electronics | Electric
F4 | Residential | Market | Multifamily - Dual | New | Electronics | Electric
F1 | Residential | Market | Multifamily - Dual | New | Miscellaneous | Electric
F2 | Residential | Market | Multifamily - Dual | New | Miscellaneous | Electric
F3 | Residential | Market | Multifamily - Dual | New | Miscellaneous | Electric
F4 | Residential | Market | Multifamily - Dual | New | Miscellaneous | Electric
F1 | Residential | Market | Multifamily - Dual | New | Generation | Electric
F2 | Residential | Market | Multifamily - Dual | New | Generation | Electric
F3 | Residential | Market | Multifamily - Dual | New | Generation | Electric
F4 | Residential | Market | Multifamily - Dual | New | Generation | Electric
F1 | Residential | Market | Multifamily - Dual | New | Space Heating | Natural Gas
F2 | Residential | Market | Multifamily - Dual | New | Space Heating | Natural Gas
F3 | Residential | Market | Multifamily - Dual | New | Space Heating | Natural Gas
F4 | Residential | Market | Multifamily - Dual | New | Space Heating | Natural Gas
F1 | Residential | Market | Multifamily - Dual | New | Water Heating | Natural Gas
F2 | Residential | Market | Multifamily - Dual | New | Water Heating | Natural Gas
F3 | Residential | Market | Multifamily - Dual | New | Water Heating | Natural Gas
F4 | Residential | Market | Multifamily - Dual | New | Water Heating | Natural Gas
F1 | Residential | Market | Multifamily - Dual | New | Appliances | Natural Gas
F2 | Residential | Market | Multifamily - Dual | New | Appliances | Natural Gas
F3 | Residential | Market | Multifamily - Dual | New | Appliances | Natural Gas
F4 | Residential | Market | Multifamily - Dual | New | Appliances | Natural Gas
F1 | Residential | Market | Multifamily - Dual | New | Miscellaneous | Natural Gas
F2 | Residential | Market | Multifamily - Dual | New | Miscellaneous | Natural Gas
F3 | Residential | Market | Multifamily - Dual | New | Miscellaneous | Natural Gas
F4 | Residential | Market | Multifamily - Dual | New | Miscellaneous | Natural Gas
F1 | Residential | Central System | Multifamily - Dual | New | Cooling | Electric
F2 | Residential | Central System | Multifamily - Dual | New | Cooling | Electric
F3 | Residential | Central System | Multifamily - Dual | New | Cooling | Electric
F4 | Residential | Central System | Multifamily - Dual | New | Cooling | Electric
F1 | Residential | Central System | Multifamily - Dual | New | Space Heating | Electric
F2 | Residential | Central System | Multifamily - Dual | New | Space Heating | Electric
F3 | Residential | Central System | Multifamily - Dual | New | Space Heating | Electric
F4 | Residential | Central System | Multifamily - Dual | New | Space Heating | Electric
F1 | Residential | Central System | Multifamily - Dual | New | Space Heating | Natural Gas
F2 | Residential | Central System | Multifamily - Dual | New | Space Heating | Natural Gas
F3 | Residential | Central System | Multifamily - Dual | New | Space Heating | Natural Gas
F4 | Residential | Central System | Multifamily - Dual | New | Space Heating | Natural Gas
F1 | Residential | Resistance | Multifamily - Dual | New | Cooling | Electric
F2 | Residential | Resistance | Multifamily - Dual | New | Cooling | Electric
F3 | Residential | Resistance | Multifamily - Dual | New | Cooling | Electric
F4 | Residential | Resistance | Multifamily - Dual | New | Cooling | Electric
F1 | Residential | Resistance | Multifamily - Dual | New | Space Heating | Electric
F2 | Residential | Resistance | Multifamily - Dual | New | Space Heating | Electric
F3 | Residential | Resistance | Multifamily - Dual | New | Space Heating | Electric
F4 | Residential | Resistance | Multifamily - Dual | New | Space Heating | Electric
F1 | Residential | Heat Pump | Multifamily - Dual | New | Cooling | Electric
F2 | Residential | Heat Pump | Multifamily - Dual | New | Cooling | Electric
F3 | Residential | Heat Pump | Multifamily - Dual | New | Cooling | Electric
F4 | Residential | Heat Pump | Multifamily - Dual | New | Cooling | Electric
F1 | Residential | Heat Pump | Multifamily - Dual | New | Space Heating | Electric
F2 | Residential | Heat Pump | Multifamily - Dual | New | Space Heating | Electric
F3 | Residential | Heat Pump | Multifamily - Dual | New | Space Heating | Electric
F4 | Residential | Heat Pump | Multifamily - Dual | New | Space Heating | Electric
F1 | Residential | All | Multifamily - LI - Dual | Existing | Cooling | Electric
F2 | Residential | All | Multifamily - LI - Dual | Existing | Cooling | Electric
F3 | Residential | All | Multifamily - LI - Dual | Existing | Cooling | Electric
F4 | Residential | All | Multifamily - LI - Dual | Existing | Cooling | Electric
F1 | Residential | All | Multifamily - LI - Dual | Existing | Space Heating | Electric
F2 | Residential | All | Multifamily - LI - Dual | Existing | Space Heating | Electric
F3 | Residential | All | Multifamily - LI - Dual | Existing | Space Heating | Electric
F4 | Residential | All | Multifamily - LI - Dual | Existing | Space Heating | Electric
F1 | Residential | All | Multifamily - LI - Dual | Existing | Water Heating | Electric
F2 | Residential | All | Multifamily - LI - Dual | Existing | Water Heating | Electric
F3 | Residential | All | Multifamily - LI - Dual | Existing | Water Heating | Electric
F4 | Residential | All | Multifamily - LI - Dual | Existing | Water Heating | Electric
F1 | Residential | All | Multifamily - LI - Dual | Existing | Interior Lighting | Electric
F2 | Residential | All | Multifamily - LI - Dual | Existing | Interior Lighting | Electric
F3 | Residential | All | Multifamily - LI - Dual | Existing | Interior Lighting | Electric
F4 | Residential | All | Multifamily - LI - Dual | Existing | Interior Lighting | Electric
F1 | Residential | All | Multifamily - LI - Dual | Existing | Exterior Lighting | Electric
F2 | Residential | All | Multifamily - LI - Dual | Existing | Exterior Lighting | Electric
F3 | Residential | All | Multifamily - LI - Dual | Existing | Exterior Lighting | Electric
F4 | Residential | All | Multifamily - LI - Dual | Existing | Exterior Lighting | Electric
F1 | Residential | All | Multifamily - LI - Dual | Existing | Appliances | Electric
F2 | Residential | All | Multifamily - LI - Dual | Existing | Appliances | Electric
F3 | Residential | All | Multifamily - LI - Dual | Existing | Appliances | Electric
F4 | Residential | All | Multifamily - LI - Dual | Existing | Appliances | Electric
F1 | Residential | All | Multifamily - LI - Dual | Existing | Electronics | Electric
F2 | Residential | All | Multifamily - LI - Dual | Existing | Electronics | Electric
F3 | Residential | All | Multifamily - LI - Dual | Existing | Electronics | Electric
F4 | Residential | All | Multifamily - LI - Dual | Existing | Electronics | Electric
F1 | Residential | All | Multifamily - LI - Dual | Existing | Miscellaneous | Electric
F2 | Residential | All | Multifamily - LI - Dual | Existing | Miscellaneous | Electric
F3 | Residential | All | Multifamily - LI - Dual | Existing | Miscellaneous | Electric
F4 | Residential | All | Multifamily - LI - Dual | Existing | Miscellaneous | Electric
F1 | Residential | All | Multifamily - LI - Dual | Existing | Generation | Electric
F2 | Residential | All | Multifamily - LI - Dual | Existing | Generation | Electric
F3 | Residential | All | Multifamily - LI - Dual | Existing | Generation | Electric
F4 | Residential | All | Multifamily - LI - Dual | Existing | Generation | Electric
F1 | Residential | All | Multifamily - LI - Dual | Existing | Space Heating | Natural Gas
F2 | Residential | All | Multifamily - LI - Dual | Existing | Space Heating | Natural Gas
F3 | Residential | All | Multifamily - LI - Dual | Existing | Space Heating | Natural Gas
F4 | Residential | All | Multifamily - LI - Dual | Existing | Space Heating | Natural Gas
F1 | Residential | All | Multifamily - LI - Dual | Existing | Water Heating | Natural Gas
F2 | Residential | All | Multifamily - LI - Dual | Existing | Water Heating | Natural Gas
F3 | Residential | All | Multifamily - LI - Dual | Existing | Water Heating | Natural Gas
F4 | Residential | All | Multifamily - LI - Dual | Existing | Water Heating | Natural Gas
F1 | Residential | All | Multifamily - LI - Dual | Existing | Appliances | Natural Gas
F2 | Residential | All | Multifamily - LI - Dual | Existing | Appliances | Natural Gas
F3 | Residential | All | Multifamily - LI - Dual | Existing | Appliances | Natural Gas
F4 | Residential | All | Multifamily - LI - Dual | Existing | Appliances | Natural Gas
F1 | Residential | All | Multifamily - LI - Dual | Existing | Miscellaneous | Natural Gas
F2 | Residential | All | Multifamily - LI - Dual | Existing | Miscellaneous | Natural Gas
F3 | Residential | All | Multifamily - LI - Dual | Existing | Miscellaneous | Natural Gas
F4 | Residential | All | Multifamily - LI - Dual | Existing | Miscellaneous | Natural Gas
F1 | Residential | Market | Multifamily - LI - Dual | Existing | Cooling | Electric
F2 | Residential | Market | Multifamily - LI - Dual | Existing | Cooling | Electric
F3 | Residential | Market | Multifamily - LI - Dual | Existing | Cooling | Electric
F4 | Residential | Market | Multifamily - LI - Dual | Existing | Cooling | Electric
F1 | Residential | Market | Multifamily - LI - Dual | Existing | Space Heating | Electric
F2 | Residential | Market | Multifamily - LI - Dual | Existing | Space Heating | Electric
F3 | Residential | Market | Multifamily - LI - Dual | Existing | Space Heating | Electric
F4 | Residential | Market | Multifamily - LI - Dual | Existing | Space Heating | Electric
F1 | Residential | Market | Multifamily - LI - Dual | Existing | Water Heating | Electric
F2 | Residential | Market | Multifamily - LI - Dual | Existing | Water Heating | Electric
F3 | Residential | Market | Multifamily - LI - Dual | Existing | Water Heating | Electric
F4 | Residential | Market | Multifamily - LI - Dual | Existing | Water Heating | Electric
F1 | Residential | Market | Multifamily - LI - Dual | Existing | Interior Lighting | Electric
F2 | Residential | Market | Multifamily - LI - Dual | Existing | Interior Lighting | Electric
F3 | Residential | Market | Multifamily - LI - Dual | Existing | Interior Lighting | Electric
F4 | Residential | Market | Multifamily - LI - Dual | Existing | Interior Lighting | Electric
F1 | Residential | Market | Multifamily - LI - Dual | Existing | Exterior Lighting | Electric
F2 | Residential | Market | Multifamily - LI - Dual | Existing | Exterior Lighting | Electric
F3 | Residential | Market | Multifamily - LI - Dual | Existing | Exterior Lighting | Electric
F4 | Residential | Market | Multifamily - LI - Dual | Existing | Exterior Lighting | Electric
F1 | Residential | Market | Multifamily - LI - Dual | Existing | Appliances | Electric
F2 | Residential | Market | Multifamily - LI - Dual | Existing | Appliances | Electric
F3 | Residential | Market | Multifamily - LI - Dual | Existing | Appliances | Electric
F4 | Residential | Market | Multifamily - LI - Dual | Existing | Appliances | Electric
F1 | Residential | Market | Multifamily - LI - Dual | Existing | Electronics | Electric
F2 | Residential | Market | Multifamily - LI - Dual | Existing | Electronics | Electric
F3 | Residential | Market | Multifamily - LI - Dual | Existing | Electronics | Electric
F4 | Residential | Market | Multifamily - LI - Dual | Existing | Electronics | Electric
F1 | Residential | Market | Multifamily - LI - Dual | Existing | Miscellaneous | Electric
F2 | Residential | Market | Multifamily - LI - Dual | Existing | Miscellaneous | Electric
F3 | Residential | Market | Multifamily - LI - Dual | Existing | Miscellaneous | Electric
F4 | Residential | Market | Multifamily - LI - Dual | Existing | Miscellaneous | Electric
F1 | Residential | Market | Multifamily - LI - Dual | Existing | Generation | Electric
F2 | Residential | Market | Multifamily - LI - Dual | Existing | Generation | Electric
F3 | Residential | Market | Multifamily - LI - Dual | Existing | Generation | Electric
F4 | Residential | Market | Multifamily - LI - Dual | Existing | Generation | Electric
F1 | Residential | Market | Multifamily - LI - Dual | Existing | Space Heating | Natural Gas
F2 | Residential | Market | Multifamily - LI - Dual | Existing | Space Heating | Natural Gas
F3 | Residential | Market | Multifamily - LI - Dual | Existing | Space Heating | Natural Gas
F4 | Residential | Market | Multifamily - LI - Dual | Existing | Space Heating | Natural Gas
F1 | Residential | Market | Multifamily - LI - Dual | Existing | Water Heating | Natural Gas
F2 | Residential | Market | Multifamily - LI - Dual | Existing | Water Heating | Natural Gas
F3 | Residential | Market | Multifamily - LI - Dual | Existing | Water Heating | Natural Gas
F4 | Residential | Market | Multifamily - LI - Dual | Existing | Water Heating | Natural Gas
F1 | Residential | Market | Multifamily - LI - Dual | Existing | Appliances | Natural Gas
F2 | Residential | Market | Multifamily - LI - Dual | Existing | Appliances | Natural Gas
F3 | Residential | Market | Multifamily - LI - Dual | Existing | Appliances | Natural Gas
F4 | Residential | Market | Multifamily - LI - Dual | Existing | Appliances | Natural Gas
F1 | Residential | Market | Multifamily - LI - Dual | Existing | Miscellaneous | Natural Gas
F2 | Residential | Market | Multifamily - LI - Dual | Existing | Miscellaneous | Natural Gas
F3 | Residential | Market | Multifamily - LI - Dual | Existing | Miscellaneous | Natural Gas
F4 | Residential | Market | Multifamily - LI - Dual | Existing | Miscellaneous | Natural Gas
F1 | Residential | Central System | Multifamily - LI - Dual | Existing | Cooling | Electric
F2 | Residential | Central System | Multifamily - LI - Dual | Existing | Cooling | Electric
F3 | Residential | Central System | Multifamily - LI - Dual | Existing | Cooling | Electric
F4 | Residential | Central System | Multifamily - LI - Dual | Existing | Cooling | Electric
F1 | Residential | Central System | Multifamily - LI - Dual | Existing | Space Heating | Electric
F2 | Residential | Central System | Multifamily - LI - Dual | Existing | Space Heating | Electric
F3 | Residential | Central System | Multifamily - LI - Dual | Existing | Space Heating | Electric
F4 | Residential | Central System | Multifamily - LI - Dual | Existing | Space Heating | Electric
F1 | Residential | Central System | Multifamily - LI - Dual | Existing | Space Heating | Natural Gas
F2 | Residential | Central System | Multifamily - LI - Dual | Existing | Space Heating | Natural Gas
F3 | Residential | Central System | Multifamily - LI - Dual | Existing | Space Heating | Natural Gas
F4 | Residential | Central System | Multifamily - LI - Dual | Existing | Space Heating | Natural Gas
F1 | Residential | Resistance | Multifamily - LI - Dual | Existing | Cooling | Electric
F2 | Residential | Resistance | Multifamily - LI - Dual | Existing | Cooling | Electric
F3 | Residential | Resistance | Multifamily - LI - Dual | Existing | Cooling | Electric
F4 | Residential | Resistance | Multifamily - LI - Dual | Existing | Cooling | Electric
F1 | Residential | Resistance | Multifamily - LI - Dual | Existing | Space Heating | Electric
F2 | Residential | Resistance | Multifamily - LI - Dual | Existing | Space Heating | Electric
F3 | Residential | Resistance | Multifamily - LI - Dual | Existing | Space Heating | Electric
F4 | Residential | Resistance | Multifamily - LI - Dual | Existing | Space Heating | Electric
F1 | Residential | Heat Pump | Multifamily - LI - Dual | Existing | Cooling | Electric
F2 | Residential | Heat Pump | Multifamily - LI - Dual | Existing | Cooling | Electric
F3 | Residential | Heat Pump | Multifamily - LI - Dual | Existing | Cooling | Electric
F4 | Residential | Heat Pump | Multifamily - LI - Dual | Existing | Cooling | Electric
F1 | Residential | Heat Pump | Multifamily - LI - Dual | Existing | Space Heating | Electric
F2 | Residential | Heat Pump | Multifamily - LI - Dual | Existing | Space Heating | Electric
F3 | Residential | Heat Pump | Multifamily - LI - Dual | Existing | Space Heating | Electric
F4 | Residential | Heat Pump | Multifamily - LI - Dual | Existing | Space Heating | Electric
F1 | Residential | All | Multifamily - LI - Dual | New | Cooling | Electric
F2 | Residential | All | Multifamily - LI - Dual | New | Cooling | Electric
F3 | Residential | All | Multifamily - LI - Dual | New | Cooling | Electric
F4 | Residential | All | Multifamily - LI - Dual | New | Cooling | Electric
F1 | Residential | All | Multifamily - LI - Dual | New | Space Heating | Electric
F2 | Residential | All | Multifamily - LI - Dual | New | Space Heating | Electric
F3 | Residential | All | Multifamily - LI - Dual | New | Space Heating | Electric
F4 | Residential | All | Multifamily - LI - Dual | New | Space Heating | Electric
F1 | Residential | All | Multifamily - LI - Dual | New | Water Heating | Electric
F2 | Residential | All | Multifamily - LI - Dual | New | Water Heating | Electric
F3 | Residential | All | Multifamily - LI - Dual | New | Water Heating | Electric
F4 | Residential | All | Multifamily - LI - Dual | New | Water Heating | Electric
F1 | Residential | All | Multifamily - LI - Dual | New | Interior Lighting | Electric
F2 | Residential | All | Multifamily - LI - Dual | New | Interior Lighting | Electric
F3 | Residential | All | Multifamily - LI - Dual | New | Interior Lighting | Electric
F4 | Residential | All | Multifamily - LI - Dual | New | Interior Lighting | Electric
F1 | Residential | All | Multifamily - LI - Dual | New | Exterior Lighting | Electric
F2 | Residential | All | Multifamily - LI - Dual | New | Exterior Lighting | Electric
F3 | Residential | All | Multifamily - LI - Dual | New | Exterior Lighting | Electric
F4 | Residential | All | Multifamily - LI - Dual | New | Exterior Lighting | Electric
F1 | Residential | All | Multifamily - LI - Dual | New | Appliances | Electric
F2 | Residential | All | Multifamily - LI - Dual | New | Appliances | Electric
F3 | Residential | All | Multifamily - LI - Dual | New | Appliances | Electric
F4 | Residential | All | Multifamily - LI - Dual | New | Appliances | Electric
F1 | Residential | All | Multifamily - LI - Dual | New | Electronics | Electric
F2 | Residential | All | Multifamily - LI - Dual | New | Electronics | Electric
F3 | Residential | All | Multifamily - LI - Dual | New | Electronics | Electric
F4 | Residential | All | Multifamily - LI - Dual | New | Electronics | Electric
F1 | Residential | All | Multifamily - LI - Dual | New | Miscellaneous | Electric
F2 | Residential | All | Multifamily - LI - Dual | New | Miscellaneous | Electric
F3 | Residential | All | Multifamily - LI - Dual | New | Miscellaneous | Electric
F4 | Residential | All | Multifamily - LI - Dual | New | Miscellaneous | Electric
F1 | Residential | All | Multifamily - LI - Dual | New | Generation | Electric
F2 | Residential | All | Multifamily - LI - Dual | New | Generation | Electric
F3 | Residential | All | Multifamily - LI - Dual | New | Generation | Electric
F4 | Residential | All | Multifamily - LI - Dual | New | Generation | Electric
F1 | Residential | All | Multifamily - LI - Dual | New | Space Heating | Natural Gas
F2 | Residential | All | Multifamily - LI - Dual | New | Space Heating | Natural Gas
F3 | Residential | All | Multifamily - LI - Dual | New | Space Heating | Natural Gas
F4 | Residential | All | Multifamily - LI - Dual | New | Space Heating | Natural Gas
F1 | Residential | All | Multifamily - LI - Dual | New | Water Heating | Natural Gas
F2 | Residential | All | Multifamily - LI - Dual | New | Water Heating | Natural Gas
F3 | Residential | All | Multifamily - LI - Dual | New | Water Heating | Natural Gas
F4 | Residential | All | Multifamily - LI - Dual | New | Water Heating | Natural Gas
F1 | Residential | All | Multifamily - LI - Dual | New | Appliances | Natural Gas
F2 | Residential | All | Multifamily - LI - Dual | New | Appliances | Natural Gas
F3 | Residential | All | Multifamily - LI - Dual | New | Appliances | Natural Gas
F4 | Residential | All | Multifamily - LI - Dual | New | Appliances | Natural Gas
F1 | Residential | All | Multifamily - LI - Dual | New | Miscellaneous | Natural Gas
F2 | Residential | All | Multifamily - LI - Dual | New | Miscellaneous | Natural Gas
F3 | Residential | All | Multifamily - LI - Dual | New | Miscellaneous | Natural Gas
F4 | Residential | All | Multifamily - LI - Dual | New | Miscellaneous | Natural Gas
F1 | Residential | Market | Multifamily - LI - Dual | New | Cooling | Electric
F2 | Residential | Market | Multifamily - LI - Dual | New | Cooling | Electric
F3 | Residential | Market | Multifamily - LI - Dual | New | Cooling | Electric
F4 | Residential | Market | Multifamily - LI - Dual | New | Cooling | Electric
F1 | Residential | Market | Multifamily - LI - Dual | New | Space Heating | Electric
F2 | Residential | Market | Multifamily - LI - Dual | New | Space Heating | Electric
F3 | Residential | Market | Multifamily - LI - Dual | New | Space Heating | Electric
F4 | Residential | Market | Multifamily - LI - Dual | New | Space Heating | Electric
F1 | Residential | Market | Multifamily - LI - Dual | New | Water Heating | Electric
F2 | Residential | Market | Multifamily - LI - Dual | New | Water Heating | Electric
F3 | Residential | Market | Multifamily - LI - Dual | New | Water Heating | Electric
F4 | Residential | Market | Multifamily - LI - Dual | New | Water Heating | Electric
F1 | Residential | Market | Multifamily - LI - Dual | New | Interior Lighting | Electric
F2 | Residential | Market | Multifamily - LI - Dual | New | Interior Lighting | Electric
F3 | Residential | Market | Multifamily - LI - Dual | New | Interior Lighting | Electric
F4 | Residential | Market | Multifamily - LI - Dual | New | Interior Lighting | Electric
F1 | Residential | Market | Multifamily - LI - Dual | New | Exterior Lighting | Electric
F2 | Residential | Market | Multifamily - LI - Dual | New | Exterior Lighting | Electric
F3 | Residential | Market | Multifamily - LI - Dual | New | Exterior Lighting | Electric
F4 | Residential | Market | Multifamily - LI - Dual | New | Exterior Lighting | Electric
F1 | Residential | Market | Multifamily - LI - Dual | New | Appliances | Electric
F2 | Residential | Market | Multifamily - LI - Dual | New | Appliances | Electric
F3 | Residential | Market | Multifamily - LI - Dual | New | Appliances | Electric
F4 | Residential | Market | Multifamily - LI - Dual | New | Appliances | Electric
F1 | Residential | Market | Multifamily - LI - Dual | New | Electronics | Electric
F2 | Residential | Market | Multifamily - LI - Dual | New | Electronics | Electric
F3 | Residential | Market | Multifamily - LI - Dual | New | Electronics | Electric
F4 | Residential | Market | Multifamily - LI - Dual | New | Electronics | Electric
F1 | Residential | Market | Multifamily - LI - Dual | New | Miscellaneous | Electric
F2 | Residential | Market | Multifamily - LI - Dual | New | Miscellaneous | Electric
F3 | Residential | Market | Multifamily - LI - Dual | New | Miscellaneous | Electric
F4 | Residential | Market | Multifamily - LI - Dual | New | Miscellaneous | Electric
F1 | Residential | Market | Multifamily - LI - Dual | New | Generation | Electric
F2 | Residential | Market | Multifamily - LI - Dual | New | Generation | Electric
F3 | Residential | Market | Multifamily - LI - Dual | New | Generation | Electric
F4 | Residential | Market | Multifamily - LI - Dual | New | Generation | Electric
F1 | Residential | Market | Multifamily - LI - Dual | New | Space Heating | Natural Gas
F2 | Residential | Market | Multifamily - LI - Dual | New | Space Heating | Natural Gas
F3 | Residential | Market | Multifamily - LI - Dual | New | Space Heating | Natural Gas
F4 | Residential | Market | Multifamily - LI - Dual | New | Space Heating | Natural Gas
F1 | Residential | Market | Multifamily - LI - Dual | New | Water Heating | Natural Gas
F2 | Residential | Market | Multifamily - LI - Dual | New | Water Heating | Natural Gas
F3 | Residential | Market | Multifamily - LI - Dual | New | Water Heating | Natural Gas
F4 | Residential | Market | Multifamily - LI - Dual | New | Water Heating | Natural Gas
F1 | Residential | Market | Multifamily - LI - Dual | New | Appliances | Natural Gas
F2 | Residential | Market | Multifamily - LI - Dual | New | Appliances | Natural Gas
F3 | Residential | Market | Multifamily - LI - Dual | New | Appliances | Natural Gas
F4 | Residential | Market | Multifamily - LI - Dual | New | Appliances | Natural Gas
F1 | Residential | Market | Multifamily - LI - Dual | New | Miscellaneous | Natural Gas
F2 | Residential | Market | Multifamily - LI - Dual | New | Miscellaneous | Natural Gas
F3 | Residential | Market | Multifamily - LI - Dual | New | Miscellaneous | Natural Gas
F4 | Residential | Market | Multifamily - LI - Dual | New | Miscellaneous | Natural Gas
F1 | Residential | Central System | Multifamily - LI - Dual | New | Cooling | Electric
F2 | Residential | Central System | Multifamily - LI - Dual | New | Cooling | Electric
F3 | Residential | Central System | Multifamily - LI - Dual | New | Cooling | Electric
F4 | Residential | Central System | Multifamily - LI - Dual | New | Cooling | Electric
F1 | Residential | Central System | Multifamily - LI - Dual | New | Space Heating | Electric
F2 | Residential | Central System | Multifamily - LI - Dual | New | Space Heating | Electric
F3 | Residential | Central System | Multifamily - LI - Dual | New | Space Heating | Electric
F4 | Residential | Central System | Multifamily - LI - Dual | New | Space Heating | Electric
F1 | Residential | Central System | Multifamily - LI - Dual | New | Space Heating | Natural Gas
F2 | Residential | Central System | Multifamily - LI - Dual | New | Space Heating | Natural Gas
F3 | Residential | Central System | Multifamily - LI - Dual | New | Space Heating | Natural Gas
F4 | Residential | Central System | Multifamily - LI - Dual | New | Space Heating | Natural Gas
F1 | Residential | Resistance | Multifamily - LI - Dual | New | Cooling | Electric
F2 | Residential | Resistance | Multifamily - LI - Dual | New | Cooling | Electric
F3 | Residential | Resistance | Multifamily - LI - Dual | New | Cooling | Electric
F4 | Residential | Resistance | Multifamily - LI - Dual | New | Cooling | Electric
F1 | Residential | Resistance | Multifamily - LI - Dual | New | Space Heating | Electric
F2 | Residential | Resistance | Multifamily - LI - Dual | New | Space Heating | Electric
F3 | Residential | Resistance | Multifamily - LI - Dual | New | Space Heating | Electric
F4 | Residential | Resistance | Multifamily - LI - Dual | New | Space Heating | Electric
F1 | Residential | Heat Pump | Multifamily - LI - Dual | New | Cooling | Electric
F2 | Residential | Heat Pump | Multifamily - LI - Dual | New | Cooling | Electric
F3 | Residential | Heat Pump | Multifamily - LI - Dual | New | Cooling | Electric
F4 | Residential | Heat Pump | Multifamily - LI - Dual | New | Cooling | Electric
F1 | Residential | Heat Pump | Multifamily - LI - Dual | New | Space Heating | Electric
F2 | Residential | Heat Pump | Multifamily - LI - Dual | New | Space Heating | Electric
F3 | Residential | Heat Pump | Multifamily - LI - Dual | New | Space Heating | Electric
F4 | Residential | Heat Pump | Multifamily - LI - Dual | New | Space Heating | Electric

## Sys Costs (hidden)
Forecast
Base Year | 2018
Forecast End | 2040
Utility Economics
Utility Discount Rate | 3%
Participant Discount Rate | 6.742%
System Cost |  |  | System Vintage
Cost
Year
Year | 2018 | 2019 | 2020 | 2021 | 2022 | 2023 | 2024 | 2025 | 2026 | 2027 | 2028 | 2029 | 2030 | 2031 | 2032 | 2033 | 2034 | 2035 | 2036 | 2037 | 2038 | 2039 | 2040 | 2041 | 2042 | 2043 | 2044 | 2045 | 2046 | 2047 | 2048
Equipment Options - Component 1
Equipment | Label | Min. Lifetime | Max. Lifetime | On Market | Off Market | Available | On Date | Off Date
1 | [5 empty] | 0:00 | 0 | 0
2 | [5 empty] | 0:00 | 0 | 0
3 | [5 empty] | 0:00 | 0 | 0
4 | [5 empty] | 0:00 | 0 | 0
5 | [5 empty] | 0:00 | 0 | 0
6 | [5 empty] | 0:00 | 0 | 0
7 | [5 empty] | 0:00 | 0 | 0
8 | [5 empty] | 0:00 | 0 | 0
9 | [5 empty] | 0:00 | 0 | 0
10 | [5 empty] | 0:00 | 0 | 0
Purchase Shares - Component 1
Equipment | Year 0 | Year 1 | Year 2 | Year 3 | Year 4 | Year 5 | Year 6 | Year 7 | Year 8 | Year 9 | Year 10 | Year 11 | Year 12 | Year 13 | Year 14 | Year 15 | Year 16 | Year 17 | Year 18 | Year 19 | Year 20 | Year 21 | Year 22 | Year 23 | Year 24 | Year 25 | Year 26 | Year 27 | Year 28 | Year 29 | Year 30
1 | bar: Year 0 to Year 30
2 | bar: Year 0 to Year 30
3 | bar: Year 0 to Year 30
4 | bar: Year 0 to Year 30
5 | bar: Year 0 to Year 30
6 | bar: Year 0 to Year 30
7 | bar: Year 0 to Year 30
8 | bar: Year 0 to Year 30
9 | bar: Year 0 to Year 30
10 | bar: Year 0 to Year 30
Annualized Cost of Operation - Utility - Component 1
Equipment | Year 0 | Year 1 | Year 2 | Year 3 | Year 4 | Year 5 | Year 6 | Year 7 | Year 8 | Year 9 | Year 10 | Year 11 | Year 12 | Year 13 | Year 14 | Year 15 | Year 16 | Year 17 | Year 18 | Year 19 | Year 20 | Year 21 | Year 22 | Year 23 | Year 24 | Year 25 | Year 26 | Year 27 | Year 28 | Year 29 | Year 30
1 | 0 | 0 | 0 | 0 | 0 | 0 | 0 | 0 | 0 | 0 | 0 | 0 | 0 | 0 | 0 | 0 | 0 | 0 | 0 | 0 | 0 | 0 | 0 | 0 | 0 | 0 | 0 | 0 | 0 | 0 | 0
2 | 0 | 0 | 0 | 0 | 0 | 0 | 0 | 0 | 0 | 0 | 0 | 0 | 0 | 0 | 0 | 0 | 0 | 0 | 0 | 0 | 0 | 0 | 0 | 0 | 0 | 0 | 0 | 0 | 0 | 0 | 0
3 | 0 | 0 | 0 | 0 | 0 | 0 | 0 | 0 | 0 | 0 | 0 | 0 | 0 | 0 | 0 | 0 | 0 | 0 | 0 | 0 | 0 | 0 | 0 | 0 | 0 | 0 | 0 | 0 | 0 | 0 | 0
4 | 0 | 0 | 0 | 0 | 0 | 0 | 0 | 0 | 0 | 0 | 0 | 0 | 0 | 0 | 0 | 0 | 0 | 0 | 0 | 0 | 0 | 0 | 0 | 0 | 0 | 0 | 0 | 0 | 0 | 0 | 0
5 | 0 | 0 | 0 | 0 | 0 | 0 | 0 | 0 | 0 | 0 | 0 | 0 | 0 | 0 | 0 | 0 | 0 | 0 | 0 | 0 | 0 | 0 | 0 | 0 | 0 | 0 | 0 | 0 | 0 | 0 | 0
6 | 0 | 0 | 0 | 0 | 0 | 0 | 0 | 0 | 0 | 0 | 0 | 0 | 0 | 0 | 0 | 0 | 0 | 0 | 0 | 0 | 0 | 0 | 0 | 0 | 0 | 0 | 0 | 0 | 0 | 0 | 0
7 | 0 | 0 | 0 | 0 | 0 | 0 | 0 | 0 | 0 | 0 | 0 | 0 | 0 | 0 | 0 | 0 | 0 | 0 | 0 | 0 | 0 | 0 | 0 | 0 | 0 | 0 | 0 | 0 | 0 | 0 | 0
8 | 0 | 0 | 0 | 0 | 0 | 0 | 0 | 0 | 0 | 0 | 0 | 0 | 0 | 0 | 0 | 0 | 0 | 0 | 0 | 0 | 0 | 0 | 0 | 0 | 0 | 0 | 0 | 0 | 0 | 0 | 0
9 | 0 | 0 | 0 | 0 | 0 | 0 | 0 | 0 | 0 | 0 | 0 | 0 | 0 | 0 | 0 | 0 | 0 | 0 | 0 | 0 | 0 | 0 | 0 | 0 | 0 | 0 | 0 | 0 | 0 | 0 | 0
10 | 0 | 0 | 0 | 0 | 0 | 0 | 0 | 0 | 0 | 0 | 0 | 0 | 0 | 0 | 0 | 0 | 0 | 0 | 0 | 0 | 0 | 0 | 0 | 0 | 0 | 0 | 0 | 0 | 0 | 0 | 0
Annualized Sales from Operation - Utility - Component 1
Equipment | Year 0 | Year 1 | Year 2 | Year 3 | Year 4 | Year 5 | Year 6 | Year 7 | Year 8 | Year 9 | Year 10 | Year 11 | Year 12 | Year 13 | Year 14 | Year 15 | Year 16 | Year 17 | Year 18 | Year 19 | Year 20 | Year 21 | Year 22 | Year 23 | Year 24 | Year 25 | Year 26 | Year 27 | Year 28 | Year 29 | Year 30
1 | 0 | 0 | 0 | 0 | 0 | 0 | 0 | 0 | 0 | 0 | 0 | 0 | 0 | 0 | 0 | 0 | 0 | 0 | 0 | 0 | 0 | 0 | 0 | 0 | 0 | 0 | 0 | 0 | 0 | 0 | 0
2 | 0 | 0 | 0 | 0 | 0 | 0 | 0 | 0 | 0 | 0 | 0 | 0 | 0 | 0 | 0 | 0 | 0 | 0 | 0 | 0 | 0 | 0 | 0 | 0 | 0 | 0 | 0 | 0 | 0 | 0 | 0
3 | 0 | 0 | 0 | 0 | 0 | 0 | 0 | 0 | 0 | 0 | 0 | 0 | 0 | 0 | 0 | 0 | 0 | 0 | 0 | 0 | 0 | 0 | 0 | 0 | 0 | 0 | 0 | 0 | 0 | 0 | 0
4 | 0 | 0 | 0 | 0 | 0 | 0 | 0 | 0 | 0 | 0 | 0 | 0 | 0 | 0 | 0 | 0 | 0 | 0 | 0 | 0 | 0 | 0 | 0 | 0 | 0 | 0 | 0 | 0 | 0 | 0 | 0
5 | 0 | 0 | 0 | 0 | 0 | 0 | 0 | 0 | 0 | 0 | 0 | 0 | 0 | 0 | 0 | 0 | 0 | 0 | 0 | 0 | 0 | 0 | 0 | 0 | 0 | 0 | 0 | 0 | 0 | 0 | 0
6 | 0 | 0 | 0 | 0 | 0 | 0 | 0 | 0 | 0 | 0 | 0 | 0 | 0 | 0 | 0 | 0 | 0 | 0 | 0 | 0 | 0 | 0 | 0 | 0 | 0 | 0 | 0 | 0 | 0 | 0 | 0
7 | 0 | 0 | 0 | 0 | 0 | 0 | 0 | 0 | 0 | 0 | 0 | 0 | 0 | 0 | 0 | 0 | 0 | 0 | 0 | 0 | 0 | 0 | 0 | 0 | 0 | 0 | 0 | 0 | 0 | 0 | 0
8 | 0 | 0 | 0 | 0 | 0 | 0 | 0 | 0 | 0 | 0 | 0 | 0 | 0 | 0 | 0 | 0 | 0 | 0 | 0 | 0 | 0 | 0 | 0 | 0 | 0 | 0 | 0 | 0 | 0 | 0 | 0
9 | 0 | 0 | 0 | 0 | 0 | 0 | 0 | 0 | 0 | 0 | 0 | 0 | 0 | 0 | 0 | 0 | 0 | 0 | 0 | 0 | 0 | 0 | 0 | 0 | 0 | 0 | 0 | 0 | 0 | 0 | 0
10 | 0 | 0 | 0 | 0 | 0 | 0 | 0 | 0 | 0 | 0 | 0 | 0 | 0 | 0 | 0 | 0 | 0 | 0 | 0 | 0 | 0 | 0 | 0 | 0 | 0 | 0 | 0 | 0 | 0 | 0 | 0
Annualized Cost of Equipment - Utility - Component 1
Equipment | Year 0 | Year 1 | Year 2 | Year 3 | Year 4 | Year 5 | Year 6 | Year 7 | Year 8 | Year 9 | Year 10 | Year 11 | Year 12 | Year 13 | Year 14 | Year 15 | Year 16 | Year 17 | Year 18 | Year 19 | Year 20 | Year 21 | Year 22 | Year 23 | Year 24 | Year 25 | Year 26 | Year 27 | Year 28 | Year 29 | Year 30
1 | 0 | 0 | 0 | 0 | 0 | 0 | 0 | 0 | 0 | 0 | 0 | 0 | 0 | 0 | 0 | 0 | 0 | 0 | 0 | 0 | 0 | 0 | 0 | 0 | 0 | 0 | 0 | 0 | 0 | 0 | 0
2 | 0 | 0 | 0 | 0 | 0 | 0 | 0 | 0 | 0 | 0 | 0 | 0 | 0 | 0 | 0 | 0 | 0 | 0 | 0 | 0 | 0 | 0 | 0 | 0 | 0 | 0 | 0 | 0 | 0 | 0 | 0
3 | 0 | 0 | 0 | 0 | 0 | 0 | 0 | 0 | 0 | 0 | 0 | 0 | 0 | 0 | 0 | 0 | 0 | 0 | 0 | 0 | 0 | 0 | 0 | 0 | 0 | 0 | 0 | 0 | 0 | 0 | 0
4 | 0 | 0 | 0 | 0 | 0 | 0 | 0 | 0 | 0 | 0 | 0 | 0 | 0 | 0 | 0 | 0 | 0 | 0 | 0 | 0 | 0 | 0 | 0 | 0 | 0 | 0 | 0 | 0 | 0 | 0 | 0
5 | 0 | 0 | 0 | 0 | 0 | 0 | 0 | 0 | 0 | 0 | 0 | 0 | 0 | 0 | 0 | 0 | 0 | 0 | 0 | 0 | 0 | 0 | 0 | 0 | 0 | 0 | 0 | 0 | 0 | 0 | 0
6 | 0 | 0 | 0 | 0 | 0 | 0 | 0 | 0 | 0 | 0 | 0 | 0 | 0 | 0 | 0 | 0 | 0 | 0 | 0 | 0 | 0 | 0 | 0 | 0 | 0 | 0 | 0 | 0 | 0 | 0 | 0
7 | 0 | 0 | 0 | 0 | 0 | 0 | 0 | 0 | 0 | 0 | 0 | 0 | 0 | 0 | 0 | 0 | 0 | 0 | 0 | 0 | 0 | 0 | 0 | 0 | 0 | 0 | 0 | 0 | 0 | 0 | 0
8 | 0 | 0 | 0 | 0 | 0 | 0 | 0 | 0 | 0 | 0 | 0 | 0 | 0 | 0 | 0 | 0 | 0 | 0 | 0 | 0 | 0 | 0 | 0 | 0 | 0 | 0 | 0 | 0 | 0 | 0 | 0
9 | 0 | 0 | 0 | 0 | 0 | 0 | 0 | 0 | 0 | 0 | 0 | 0 | 0 | 0 | 0 | 0 | 0 | 0 | 0 | 0 | 0 | 0 | 0 | 0 | 0 | 0 | 0 | 0 | 0 | 0 | 0
10 | 0 | 0 | 0 | 0 | 0 | 0 | 0 | 0 | 0 | 0 | 0 | 0 | 0 | 0 | 0 | 0 | 0 | 0 | 0 | 0 | 0 | 0 | 0 | 0 | 0 | 0 | 0 | 0 | 0 | 0 | 0
Annualized Cost of Operation - Participant - Component 1
Equipment | Year 0 | Year 1 | Year 2 | Year 3 | Year 4 | Year 5 | Year 6 | Year 7 | Year 8 | Year 9 | Year 10 | Year 11 | Year 12 | Year 13 | Year 14 | Year 15 | Year 16 | Year 17 | Year 18 | Year 19 | Year 20 | Year 21 | Year 22 | Year 23 | Year 24 | Year 25 | Year 26 | Year 27 | Year 28 | Year 29 | Year 30
1 | 0 | 0 | 0 | 0 | 0 | 0 | 0 | 0 | 0 | 0 | 0 | 0 | 0 | 0 | 0 | 0 | 0 | 0 | 0 | 0 | 0 | 0 | 0 | 0 | 0 | 0 | 0 | 0 | 0 | 0 | 0
2 | 0 | 0 | 0 | 0 | 0 | 0 | 0 | 0 | 0 | 0 | 0 | 0 | 0 | 0 | 0 | 0 | 0 | 0 | 0 | 0 | 0 | 0 | 0 | 0 | 0 | 0 | 0 | 0 | 0 | 0 | 0
3 | 0 | 0 | 0 | 0 | 0 | 0 | 0 | 0 | 0 | 0 | 0 | 0 | 0 | 0 | 0 | 0 | 0 | 0 | 0 | 0 | 0 | 0 | 0 | 0 | 0 | 0 | 0 | 0 | 0 | 0 | 0
4 | 0 | 0 | 0 | 0 | 0 | 0 | 0 | 0 | 0 | 0 | 0 | 0 | 0 | 0 | 0 | 0 | 0 | 0 | 0 | 0 | 0 | 0 | 0 | 0 | 0 | 0 | 0 | 0 | 0 | 0 | 0
5 | 0 | 0 | 0 | 0 | 0 | 0 | 0 | 0 | 0 | 0 | 0 | 0 | 0 | 0 | 0 | 0 | 0 | 0 | 0 | 0 | 0 | 0 | 0 | 0 | 0 | 0 | 0 | 0 | 0 | 0 | 0
6 | 0 | 0 | 0 | 0 | 0 | 0 | 0 | 0 | 0 | 0 | 0 | 0 | 0 | 0 | 0 | 0 | 0 | 0 | 0 | 0 | 0 | 0 | 0 | 0 | 0 | 0 | 0 | 0 | 0 | 0 | 0
7 | 0 | 0 | 0 | 0 | 0 | 0 | 0 | 0 | 0 | 0 | 0 | 0 | 0 | 0 | 0 | 0 | 0 | 0 | 0 | 0 | 0 | 0 | 0 | 0 | 0 | 0 | 0 | 0 | 0 | 0 | 0
8 | 0 | 0 | 0 | 0 | 0 | 0 | 0 | 0 | 0 | 0 | 0 | 0 | 0 | 0 | 0 | 0 | 0 | 0 | 0 | 0 | 0 | 0 | 0 | 0 | 0 | 0 | 0 | 0 | 0 | 0 | 0
9 | 0 | 0 | 0 | 0 | 0 | 0 | 0 | 0 | 0 | 0 | 0 | 0 | 0 | 0 | 0 | 0 | 0 | 0 | 0 | 0 | 0 | 0 | 0 | 0 | 0 | 0 | 0 | 0 | 0 | 0 | 0
10 | 0 | 0 | 0 | 0 | 0 | 0 | 0 | 0 | 0 | 0 | 0 | 0 | 0 | 0 | 0 | 0 | 0 | 0 | 0 | 0 | 0 | 0 | 0 | 0 | 0 | 0 | 0 | 0 | 0 | 0 | 0
Annualized Cost of Equipment - Participant - Component 1
Equipment | Year 0 | Year 1 | Year 2 | Year 3 | Year 4 | Year 5 | Year 6 | Year 7 | Year 8 | Year 9 | Year 10 | Year 11 | Year 12 | Year 13 | Year 14 | Year 15 | Year 16 | Year 17 | Year 18 | Year 19 | Year 20 | Year 21 | Year 22 | Year 23 | Year 24 | Year 25 | Year 26 | Year 27 | Year 28 | Year 29 | Year 30
1 | 0 | 0 | 0 | 0 | 0 | 0 | 0 | 0 | 0 | 0 | 0 | 0 | 0 | 0 | 0 | 0 | 0 | 0 | 0 | 0 | 0 | 0 | 0 | 0 | 0 | 0 | 0 | 0 | 0 | 0 | 0
2 | 0 | 0 | 0 | 0 | 0 | 0 | 0 | 0 | 0 | 0 | 0 | 0 | 0 | 0 | 0 | 0 | 0 | 0 | 0 | 0 | 0 | 0 | 0 | 0 | 0 | 0 | 0 | 0 | 0 | 0 | 0
3 | 0 | 0 | 0 | 0 | 0 | 0 | 0 | 0 | 0 | 0 | 0 | 0 | 0 | 0 | 0 | 0 | 0 | 0 | 0 | 0 | 0 | 0 | 0 | 0 | 0 | 0 | 0 | 0 | 0 | 0 | 0
4 | 0 | 0 | 0 | 0 | 0 | 0 | 0 | 0 | 0 | 0 | 0 | 0 | 0 | 0 | 0 | 0 | 0 | 0 | 0 | 0 | 0 | 0 | 0 | 0 | 0 | 0 | 0 | 0 | 0 | 0 | 0
5 | 0 | 0 | 0 | 0 | 0 | 0 | 0 | 0 | 0 | 0 | 0 | 0 | 0 | 0 | 0 | 0 | 0 | 0 | 0 | 0 | 0 | 0 | 0 | 0 | 0 | 0 | 0 | 0 | 0 | 0 | 0
6 | 0 | 0 | 0 | 0 | 0 | 0 | 0 | 0 | 0 | 0 | 0 | 0 | 0 | 0 | 0 | 0 | 0 | 0 | 0 | 0 | 0 | 0 | 0 | 0 | 0 | 0 | 0 | 0 | 0 | 0 | 0
7 | 0 | 0 | 0 | 0 | 0 | 0 | 0 | 0 | 0 | 0 | 0 | 0 | 0 | 0 | 0 | 0 | 0 | 0 | 0 | 0 | 0 | 0 | 0 | 0 | 0 | 0 | 0 | 0 | 0 | 0 | 0
8 | 0 | 0 | 0 | 0 | 0 | 0 | 0 | 0 | 0 | 0 | 0 | 0 | 0 | 0 | 0 | 0 | 0 | 0 | 0 | 0 | 0 | 0 | 0 | 0 | 0 | 0 | 0 | 0 | 0 | 0 | 0
9 | 0 | 0 | 0 | 0 | 0 | 0 | 0 | 0 | 0 | 0 | 0 | 0 | 0 | 0 | 0 | 0 | 0 | 0 | 0 | 0 | 0 | 0 | 0 | 0 | 0 | 0 | 0 | 0 | 0 | 0 | 0
10 | 0 | 0 | 0 | 0 | 0 | 0 | 0 | 0 | 0 | 0 | 0 | 0 | 0 | 0 | 0 | 0 | 0 | 0 | 0 | 0 | 0 | 0 | 0 | 0 | 0 | 0 | 0 | 0 | 0 | 0 | 0
Annualized kBTUs - Component 1
Equipment | Year 0 | Year 1 | Year 2 | Year 3 | Year 4 | Year 5 | Year 6 | Year 7 | Year 8 | Year 9 | Year 10 | Year 11 | Year 12 | Year 13 | Year 14 | Year 15 | Year 16 | Year 17 | Year 18 | Year 19 | Year 20 | Year 21 | Year 22 | Year 23 | Year 24 | Year 25 | Year 26 | Year 27 | Year 28 | Year 29 | Year 30
1 | 0 | 0 | 0 | 0 | 0 | 0 | 0 | 0 | 0 | 0 | 0 | 0 | 0 | 0 | 0 | 0 | 0 | 0 | 0 | 0 | 0 | 0 | 0 | 0 | 0 | 0 | 0 | 0 | 0 | 0 | 0
2 | 0 | 0 | 0 | 0 | 0 | 0 | 0 | 0 | 0 | 0 | 0 | 0 | 0 | 0 | 0 | 0 | 0 | 0 | 0 | 0 | 0 | 0 | 0 | 0 | 0 | 0 | 0 | 0 | 0 | 0 | 0
3 | 0 | 0 | 0 | 0 | 0 | 0 | 0 | 0 | 0 | 0 | 0 | 0 | 0 | 0 | 0 | 0 | 0 | 0 | 0 | 0 | 0 | 0 | 0 | 0 | 0 | 0 | 0 | 0 | 0 | 0 | 0
4 | 0 | 0 | 0 | 0 | 0 | 0 | 0 | 0 | 0 | 0 | 0 | 0 | 0 | 0 | 0 | 0 | 0 | 0 | 0 | 0 | 0 | 0 | 0 | 0 | 0 | 0 | 0 | 0 | 0 | 0 | 0
5 | 0 | 0 | 0 | 0 | 0 | 0 | 0 | 0 | 0 | 0 | 0 | 0 | 0 | 0 | 0 | 0 | 0 | 0 | 0 | 0 | 0 | 0 | 0 | 0 | 0 | 0 | 0 | 0 | 0 | 0 | 0
6 | 0 | 0 | 0 | 0 | 0 | 0 | 0 | 0 | 0 | 0 | 0 | 0 | 0 | 0 | 0 | 0 | 0 | 0 | 0 | 0 | 0 | 0 | 0 | 0 | 0 | 0 | 0 | 0 | 0 | 0 | 0
7 | 0 | 0 | 0 | 0 | 0 | 0 | 0 | 0 | 0 | 0 | 0 | 0 | 0 | 0 | 0 | 0 | 0 | 0 | 0 | 0 | 0 | 0 | 0 | 0 | 0 | 0 | 0 | 0 | 0 | 0 | 0
8 | 0 | 0 | 0 | 0 | 0 | 0 | 0 | 0 | 0 | 0 | 0 | 0 | 0 | 0 | 0 | 0 | 0 | 0 | 0 | 0 | 0 | 0 | 0 | 0 | 0 | 0 | 0 | 0 | 0 | 0 | 0
9 | 0 | 0 | 0 | 0 | 0 | 0 | 0 | 0 | 0 | 0 | 0 | 0 | 0 | 0 | 0 | 0 | 0 | 0 | 0 | 0 | 0 | 0 | 0 | 0 | 0 | 0 | 0 | 0 | 0 | 0 | 0
10 | 0 | 0 | 0 | 0 | 0 | 0 | 0 | 0 | 0 | 0 | 0 | 0 | 0 | 0 | 0 | 0 | 0 | 0 | 0 | 0 | 0 | 0 | 0 | 0 | 0 | 0 | 0 | 0 | 0 | 0 | 0
On Market - Component 1
Equipment | Year 0 | Year 1 | Year 2 | Year 3 | Year 4 | Year 5 | Year 6 | Year 7 | Year 8 | Year 9 | Year 10 | Year 11 | Year 12 | Year 13 | Year 14 | Year 15 | Year 16 | Year 17 | Year 18 | Year 19 | Year 20 | Year 21 | Year 22 | Year 23 | Year 24 | Year 25 | Year 26 | Year 27 | Year 28 | Year 29 | Year 30
1 | 0 | 0 | 0 | 0 | 0 | 0 | 0 | 0 | 0 | 0 | 0 | 0 | 0 | 0 | 0 | 0 | 0 | 0 | 0 | 0 | 0 | 0 | 0 | 0 | 0 | 0 | 0 | 0 | 0 | 0 | 0
2 | 0 | 0 | 0 | 0 | 0 | 0 | 0 | 0 | 0 | 0 | 0 | 0 | 0 | 0 | 0 | 0 | 0 | 0 | 0 | 0 | 0 | 0 | 0 | 0 | 0 | 0 | 0 | 0 | 0 | 0 | 0
3 | 0 | 0 | 0 | 0 | 0 | 0 | 0 | 0 | 0 | 0 | 0 | 0 | 0 | 0 | 0 | 0 | 0 | 0 | 0 | 0 | 0 | 0 | 0 | 0 | 0 | 0 | 0 | 0 | 0 | 0 | 0
4 | 0 | 0 | 0 | 0 | 0 | 0 | 0 | 0 | 0 | 0 | 0 | 0 | 0 | 0 | 0 | 0 | 0 | 0 | 0 | 0 | 0 | 0 | 0 | 0 | 0 | 0 | 0 | 0 | 0 | 0 | 0
5 | 0 | 0 | 0 | 0 | 0 | 0 | 0 | 0 | 0 | 0 | 0 | 0 | 0 | 0 | 0 | 0 | 0 | 0 | 0 | 0 | 0 | 0 | 0 | 0 | 0 | 0 | 0 | 0 | 0 | 0 | 0
6 | 0 | 0 | 0 | 0 | 0 | 0 | 0 | 0 | 0 | 0 | 0 | 0 | 0 | 0 | 0 | 0 | 0 | 0 | 0 | 0 | 0 | 0 | 0 | 0 | 0 | 0 | 0 | 0 | 0 | 0 | 0
7 | 0 | 0 | 0 | 0 | 0 | 0 | 0 | 0 | 0 | 0 | 0 | 0 | 0 | 0 | 0 | 0 | 0 | 0 | 0 | 0 | 0 | 0 | 0 | 0 | 0 | 0 | 0 | 0 | 0 | 0 | 0
8 | 0 | 0 | 0 | 0 | 0 | 0 | 0 | 0 | 0 | 0 | 0 | 0 | 0 | 0 | 0 | 0 | 0 | 0 | 0 | 0 | 0 | 0 | 0 | 0 | 0 | 0 | 0 | 0 | 0 | 0 | 0
9 | 0 | 0 | 0 | 0 | 0 | 0 | 0 | 0 | 0 | 0 | 0 | 0 | 0 | 0 | 0 | 0 | 0 | 0 | 0 | 0 | 0 | 0 | 0 | 0 | 0 | 0 | 0 | 0 | 0 | 0 | 0
10 | 0 | 0 | 0 | 0 | 0 | 0 | 0 | 0 | 0 | 0 | 0 | 0 | 0 | 0 | 0 | 0 | 0 | 0 | 0 | 0 | 0 | 0 | 0 | 0 | 0 | 0 | 0 | 0 | 0 | 0 | 0
Technical kBTUs - Component 1
Value | Year 0 | Year 1 | Year 2 | Year 3 | Year 4 | Year 5 | Year 6 | Year 7 | Year 8 | Year 9 | Year 10 | Year 11 | Year 12 | Year 13 | Year 14 | Year 15 | Year 16 | Year 17 | Year 18 | Year 19 | Year 20 | Year 21 | Year 22 | Year 23 | Year 24 | Year 25 | Year 26 | Year 27 | Year 28 | Year 29 | Year 30
Annualized kBTUs | 0 | 0 | 0 | 0 | 0 | 0 | 0 | 0 | 0 | 0 | 0 | 0 | 0 | 0 | 0 | 0 | 0 | 0 | 0 | 0 | 0 | 0 | 0 | 0 | 0 | 0 | 0 | 0 | 0 | 0 | 0
Lifetimes - Component 1
Scenario | Year 0 | Year 1 | Year 2 | Year 3 | Year 4 | Year 5 | Year 6 | Year 7 | Year 8 | Year 9 | Year 10 | Year 11 | Year 12 | Year 13 | Year 14 | Year 15 | Year 16 | Year 17 | Year 18 | Year 19 | Year 20 | Year 21 | Year 22 | Year 23 | Year 24 | Year 25 | Year 26 | Year 27 | Year 28 | Year 29 | Year 30
NC - Min. Lifetime | 0 | 0 | 0 | 0 | 0 | 0 | 0 | 0 | 0 | 0 | 0 | 0 | 0 | 0 | 0 | 0 | 0 | 0 | 0 | 0 | 0 | 0 | 0 | 0 | 0 | 0 | 0 | 0 | 0 | 0 | 0
NC - Max. Lifetime | 0 | 0 | 0 | 0 | 0 | 0 | 0 | 0 | 0 | 0 | 0 | 0 | 0 | 0 | 0 | 0 | 0 | 0 | 0 | 0 | 0 | 0 | 0 | 0 | 0 | 0 | 0 | 0 | 0 | 0 | 0
Equipment Options - Component 2
Equipment | Year 0: Label; Year 1: Min. Lifetime; Year 2: Max. Lifetime; Year 3: On Market; Year 4: Off Market; Year 5: Available; Year 6: On Date; Year 7: Off Date
1 | Year 5: 0:00; Year 6: 0; Year 7: 0
2 | Year 5: 0:00; Year 6: 0; Year 7: 0
3 | Year 5: 0:00; Year 6: 0; Year 7: 0
4 | Year 5: 0:00; Year 6: 0; Year 7: 0
5 | Year 5: 0:00; Year 6: 0; Year 7: 0
6 | Year 5: 0:00; Year 6: 0; Year 7: 0
7 | Year 5: 0:00; Year 6: 0; Year 7: 0
8 | Year 5: 0:00; Year 6: 0; Year 7: 0
9 | Year 5: 0:00; Year 6: 0; Year 7: 0
10 | Year 5: 0:00; Year 6: 0; Year 7: 0
Purchase Shares - Component 2
Equipment | Year 0 | Year 1 | Year 2 | Year 3 | Year 4 | Year 5 | Year 6 | Year 7 | Year 8 | Year 9 | Year 10 | Year 11 | Year 12 | Year 13 | Year 14 | Year 15 | Year 16 | Year 17 | Year 18 | Year 19 | Year 20 | Year 21 | Year 22 | Year 23 | Year 24 | Year 25 | Year 26 | Year 27 | Year 28 | Year 29 | Year 30
1 | bar: Year 0 to Year 30
2 | bar: Year 0 to Year 30
3 | bar: Year 0 to Year 30
4 | bar: Year 0 to Year 30
5 | bar: Year 0 to Year 30
6 | bar: Year 0 to Year 30
7 | bar: Year 0 to Year 30
8 | bar: Year 0 to Year 30
9 | bar: Year 0 to Year 30
10 | bar: Year 0 to Year 30
Annualized Cost of Operation - Utility - Component 2
Equipment | Year 0 | Year 1 | Year 2 | Year 3 | Year 4 | Year 5 | Year 6 | Year 7 | Year 8 | Year 9 | Year 10 | Year 11 | Year 12 | Year 13 | Year 14 | Year 15 | Year 16 | Year 17 | Year 18 | Year 19 | Year 20 | Year 21 | Year 22 | Year 23 | Year 24 | Year 25 | Year 26 | Year 27 | Year 28 | Year 29 | Year 30
1 | 0 | 0 | 0 | 0 | 0 | 0 | 0 | 0 | 0 | 0 | 0 | 0 | 0 | 0 | 0 | 0 | 0 | 0 | 0 | 0 | 0 | 0 | 0 | 0 | 0 | 0 | 0 | 0 | 0 | 0 | 0
2 | 0 | 0 | 0 | 0 | 0 | 0 | 0 | 0 | 0 | 0 | 0 | 0 | 0 | 0 | 0 | 0 | 0 | 0 | 0 | 0 | 0 | 0 | 0 | 0 | 0 | 0 | 0 | 0 | 0 | 0 | 0
3 | 0 | 0 | 0 | 0 | 0 | 0 | 0 | 0 | 0 | 0 | 0 | 0 | 0 | 0 | 0 | 0 | 0 | 0 | 0 | 0 | 0 | 0 | 0 | 0 | 0 | 0 | 0 | 0 | 0 | 0 | 0
4 | 0 | 0 | 0 | 0 | 0 | 0 | 0 | 0 | 0 | 0 | 0 | 0 | 0 | 0 | 0 | 0 | 0 | 0 | 0 | 0 | 0 | 0 | 0 | 0 | 0 | 0 | 0 | 0 | 0 | 0 | 0
5 | 0 | 0 | 0 | 0 | 0 | 0 | 0 | 0 | 0 | 0 | 0 | 0 | 0 | 0 | 0 | 0 | 0 | 0 | 0 | 0 | 0 | 0 | 0 | 0 | 0 | 0 | 0 | 0 | 0 | 0 | 0
6 | 0 | 0 | 0 | 0 | 0 | 0 | 0 | 0 | 0 | 0 | 0 | 0 | 0 | 0 | 0 | 0 | 0 | 0 | 0 | 0 | 0 | 0 | 0 | 0 | 0 | 0 | 0 | 0 | 0 | 0 | 0
7 | 0 | 0 | 0 | 0 | 0 | 0 | 0 | 0 | 0 | 0 | 0 | 0 | 0 | 0 | 0 | 0 | 0 | 0 | 0 | 0 | 0 | 0 | 0 | 0 | 0 | 0 | 0 | 0 | 0 | 0 | 0
8 | 0 | 0 | 0 | 0 | 0 | 0 | 0 | 0 | 0 | 0 | 0 | 0 | 0 | 0 | 0 | 0 | 0 | 0 | 0 | 0 | 0 | 0 | 0 | 0 | 0 | 0 | 0 | 0 | 0 | 0 | 0
9 | 0 | 0 | 0 | 0 | 0 | 0 | 0 | 0 | 0 | 0 | 0 | 0 | 0 | 0 | 0 | 0 | 0 | 0 | 0 | 0 | 0 | 0 | 0 | 0 | 0 | 0 | 0 | 0 | 0 | 0 | 0
10 | 0 | 0 | 0 | 0 | 0 | 0 | 0 | 0 | 0 | 0 | 0 | 0 | 0 | 0 | 0 | 0 | 0 | 0 | 0 | 0 | 0 | 0 | 0 | 0 | 0 | 0 | 0 | 0 | 0 | 0 | 0
Annualized Sales from Operation - Utility - Component 2
Equipment | Year 0 | Year 1 | Year 2 | Year 3 | Year 4 | Year 5 | Year 6 | Year 7 | Year 8 | Year 9 | Year 10 | Year 11 | Year 12 | Year 13 | Year 14 | Year 15 | Year 16 | Year 17 | Year 18 | Year 19 | Year 20 | Year 21 | Year 22 | Year 23 | Year 24 | Year 25 | Year 26 | Year 27 | Year 28 | Year 29 | Year 30
1 | 0 | 0 | 0 | 0 | 0 | 0 | 0 | 0 | 0 | 0 | 0 | 0 | 0 | 0 | 0 | 0 | 0 | 0 | 0 | 0 | 0 | 0 | 0 | 0 | 0 | 0 | 0 | 0 | 0 | 0 | 0
2 | 0 | 0 | 0 | 0 | 0 | 0 | 0 | 0 | 0 | 0 | 0 | 0 | 0 | 0 | 0 | 0 | 0 | 0 | 0 | 0 | 0 | 0 | 0 | 0 | 0 | 0 | 0 | 0 | 0 | 0 | 0
3 | 0 | 0 | 0 | 0 | 0 | 0 | 0 | 0 | 0 | 0 | 0 | 0 | 0 | 0 | 0 | 0 | 0 | 0 | 0 | 0 | 0 | 0 | 0 | 0 | 0 | 0 | 0 | 0 | 0 | 0 | 0
4 | 0 | 0 | 0 | 0 | 0 | 0 | 0 | 0 | 0 | 0 | 0 | 0 | 0 | 0 | 0 | 0 | 0 | 0 | 0 | 0 | 0 | 0 | 0 | 0 | 0 | 0 | 0 | 0 | 0 | 0 | 0
5 | 0 | 0 | 0 | 0 | 0 | 0 | 0 | 0 | 0 | 0 | 0 | 0 | 0 | 0 | 0 | 0 | 0 | 0 | 0 | 0 | 0 | 0 | 0 | 0 | 0 | 0 | 0 | 0 | 0 | 0 | 0
6 | 0 | 0 | 0 | 0 | 0 | 0 | 0 | 0 | 0 | 0 | 0 | 0 | 0 | 0 | 0 | 0 | 0 | 0 | 0 | 0 | 0 | 0 | 0 | 0 | 0 | 0 | 0 | 0 | 0 | 0 | 0
7 | 0 | 0 | 0 | 0 | 0 | 0 | 0 | 0 | 0 | 0 | 0 | 0 | 0 | 0 | 0 | 0 | 0 | 0 | 0 | 0 | 0 | 0 | 0 | 0 | 0 | 0 | 0 | 0 | 0 | 0 | 0
8 | 0 | 0 | 0 | 0 | 0 | 0 | 0 | 0 | 0 | 0 | 0 | 0 | 0 | 0 | 0 | 0 | 0 | 0 | 0 | 0 | 0 | 0 | 0 | 0 | 0 | 0 | 0 | 0 | 0 | 0 | 0
9 | 0 | 0 | 0 | 0 | 0 | 0 | 0 | 0 | 0 | 0 | 0 | 0 | 0 | 0 | 0 | 0 | 0 | 0 | 0 | 0 | 0 | 0 | 0 | 0 | 0 | 0 | 0 | 0 | 0 | 0 | 0
10 | 0 | 0 | 0 | 0 | 0 | 0 | 0 | 0 | 0 | 0 | 0 | 0 | 0 | 0 | 0 | 0 | 0 | 0 | 0 | 0 | 0 | 0 | 0 | 0 | 0 | 0 | 0 | 0 | 0 | 0 | 0
Annualized Cost of Equipment - Utility - Component 2
Equipment | Year 0 | Year 1 | Year 2 | Year 3 | Year 4 | Year 5 | Year 6 | Year 7 | Year 8 | Year 9 | Year 10 | Year 11 | Year 12 | Year 13 | Year 14 | Year 15 | Year 16 | Year 17 | Year 18 | Year 19 | Year 20 | Year 21 | Year 22 | Year 23 | Year 24 | Year 25 | Year 26 | Year 27 | Year 28 | Year 29 | Year 30
1 | 0 | 0 | 0 | 0 | 0 | 0 | 0 | 0 | 0 | 0 | 0 | 0 | 0 | 0 | 0 | 0 | 0 | 0 | 0 | 0 | 0 | 0 | 0 | 0 | 0 | 0 | 0 | 0 | 0 | 0 | 0
2 | 0 | 0 | 0 | 0 | 0 | 0 | 0 | 0 | 0 | 0 | 0 | 0 | 0 | 0 | 0 | 0 | 0 | 0 | 0 | 0 | 0 | 0 | 0 | 0 | 0 | 0 | 0 | 0 | 0 | 0 | 0
3 | 0 | 0 | 0 | 0 | 0 | 0 | 0 | 0 | 0 | 0 | 0 | 0 | 0 | 0 | 0 | 0 | 0 | 0 | 0 | 0 | 0 | 0 | 0 | 0 | 0 | 0 | 0 | 0 | 0 | 0 | 0
4 | 0 | 0 | 0 | 0 | 0 | 0 | 0 | 0 | 0 | 0 | 0 | 0 | 0 | 0 | 0 | 0 | 0 | 0 | 0 | 0 | 0 | 0 | 0 | 0 | 0 | 0 | 0 | 0 | 0 | 0 | 0
5 | 0 | 0 | 0 | 0 | 0 | 0 | 0 | 0 | 0 | 0 | 0 | 0 | 0 | 0 | 0 | 0 | 0 | 0 | 0 | 0 | 0 | 0 | 0 | 0 | 0 | 0 | 0 | 0 | 0 | 0 | 0
6 | 0 | 0 | 0 | 0 | 0 | 0 | 0 | 0 | 0 | 0 | 0 | 0 | 0 | 0 | 0 | 0 | 0 | 0 | 0 | 0 | 0 | 0 | 0 | 0 | 0 | 0 | 0 | 0 | 0 | 0 | 0
7 | 0 | 0 | 0 | 0 | 0 | 0 | 0 | 0 | 0 | 0 | 0 | 0 | 0 | 0 | 0 | 0 | 0 | 0 | 0 | 0 | 0 | 0 | 0 | 0 | 0 | 0 | 0 | 0 | 0 | 0 | 0
8 | 0 | 0 | 0 | 0 | 0 | 0 | 0 | 0 | 0 | 0 | 0 | 0 | 0 | 0 | 0 | 0 | 0 | 0 | 0 | 0 | 0 | 0 | 0 | 0 | 0 | 0 | 0 | 0 | 0 | 0 | 0
9 | 0 | 0 | 0 | 0 | 0 | 0 | 0 | 0 | 0 | 0 | 0 | 0 | 0 | 0 | 0 | 0 | 0 | 0 | 0 | 0 | 0 | 0 | 0 | 0 | 0 | 0 | 0 | 0 | 0 | 0 | 0
10 | 0 | 0 | 0 | 0 | 0 | 0 | 0 | 0 | 0 | 0 | 0 | 0 | 0 | 0 | 0 | 0 | 0 | 0 | 0 | 0 | 0 | 0 | 0 | 0 | 0 | 0 | 0 | 0 | 0 | 0 | 0
Annualized Cost of Operation - Participant - Component 2
Equipment | Year 0 | Year 1 | Year 2 | Year 3 | Year 4 | Year 5 | Year 6 | Year 7 | Year 8 | Year 9 | Year 10 | Year 11 | Year 12 | Year 13 | Year 14 | Year 15 | Year 16 | Year 17 | Year 18 | Year 19 | Year 20 | Year 21 | Year 22 | Year 23 | Year 24 | Year 25 | Year 26 | Year 27 | Year 28 | Year 29 | Year 30
1 | 0 | 0 | 0 | 0 | 0 | 0 | 0 | 0 | 0 | 0 | 0 | 0 | 0 | 0 | 0 | 0 | 0 | 0 | 0 | 0 | 0 | 0 | 0 | 0 | 0 | 0 | 0 | 0 | 0 | 0 | 0
2 | 0 | 0 | 0 | 0 | 0 | 0 | 0 | 0 | 0 | 0 | 0 | 0 | 0 | 0 | 0 | 0 | 0 | 0 | 0 | 0 | 0 | 0 | 0 | 0 | 0 | 0 | 0 | 0 | 0 | 0 | 0
3 | 0 | 0 | 0 | 0 | 0 | 0 | 0 | 0 | 0 | 0 | 0 | 0 | 0 | 0 | 0 | 0 | 0 | 0 | 0 | 0 | 0 | 0 | 0 | 0 | 0 | 0 | 0 | 0 | 0 | 0 | 0
4 | 0 | 0 | 0 | 0 | 0 | 0 | 0 | 0 | 0 | 0 | 0 | 0 | 0 | 0 | 0 | 0 | 0 | 0 | 0 | 0 | 0 | 0 | 0 | 0 | 0 | 0 | 0 | 0 | 0 | 0 | 0
5 | 0 | 0 | 0 | 0 | 0 | 0 | 0 | 0 | 0 | 0 | 0 | 0 | 0 | 0 | 0 | 0 | 0 | 0 | 0 | 0 | 0 | 0 | 0 | 0 | 0 | 0 | 0 | 0 | 0 | 0 | 0
6 | 0 | 0 | 0 | 0 | 0 | 0 | 0 | 0 | 0 | 0 | 0 | 0 | 0 | 0 | 0 | 0 | 0 | 0 | 0 | 0 | 0 | 0 | 0 | 0 | 0 | 0 | 0 | 0 | 0 | 0 | 0
7 | 0 | 0 | 0 | 0 | 0 | 0 | 0 | 0 | 0 | 0 | 0 | 0 | 0 | 0 | 0 | 0 | 0 | 0 | 0 | 0 | 0 | 0 | 0 | 0 | 0 | 0 | 0 | 0 | 0 | 0 | 0
8 | 0 | 0 | 0 | 0 | 0 | 0 | 0 | 0 | 0 | 0 | 0 | 0 | 0 | 0 | 0 | 0 | 0 | 0 | 0 | 0 | 0 | 0 | 0 | 0 | 0 | 0 | 0 | 0 | 0 | 0 | 0
9 | 0 | 0 | 0 | 0 | 0 | 0 | 0 | 0 | 0 | 0 | 0 | 0 | 0 | 0 | 0 | 0 | 0 | 0 | 0 | 0 | 0 | 0 | 0 | 0 | 0 | 0 | 0 | 0 | 0 | 0 | 0
10 | 0 | 0 | 0 | 0 | 0 | 0 | 0 | 0 | 0 | 0 | 0 | 0 | 0 | 0 | 0 | 0 | 0 | 0 | 0 | 0 | 0 | 0 | 0 | 0 | 0 | 0 | 0 | 0 | 0 | 0 | 0
Annualized Cost of Equipment - Participant - Component 2
Equipment | Year 0 | Year 1 | Year 2 | Year 3 | Year 4 | Year 5 | Year 6 | Year 7 | Year 8 | Year 9 | Year 10 | Year 11 | Year 12 | Year 13 | Year 14 | Year 15 | Year 16 | Year 17 | Year 18 | Year 19 | Year 20 | Year 21 | Year 22 | Year 23 | Year 24 | Year 25 | Year 26 | Year 27 | Year 28 | Year 29 | Year 30
1 | 0 | 0 | 0 | 0 | 0 | 0 | 0 | 0 | 0 | 0 | 0 | 0 | 0 | 0 | 0 | 0 | 0 | 0 | 0 | 0 | 0 | 0 | 0 | 0 | 0 | 0 | 0 | 0 | 0 | 0 | 0
2 | 0 | 0 | 0 | 0 | 0 | 0 | 0 | 0 | 0 | 0 | 0 | 0 | 0 | 0 | 0 | 0 | 0 | 0 | 0 | 0 | 0 | 0 | 0 | 0 | 0 | 0 | 0 | 0 | 0 | 0 | 0
3 | 0 | 0 | 0 | 0 | 0 | 0 | 0 | 0 | 0 | 0 | 0 | 0 | 0 | 0 | 0 | 0 | 0 | 0 | 0 | 0 | 0 | 0 | 0 | 0 | 0 | 0 | 0 | 0 | 0 | 0 | 0
4 | 0 | 0 | 0 | 0 | 0 | 0 | 0 | 0 | 0 | 0 | 0 | 0 | 0 | 0 | 0 | 0 | 0 | 0 | 0 | 0 | 0 | 0 | 0 | 0 | 0 | 0 | 0 | 0 | 0 | 0 | 0
5 | 0 | 0 | 0 | 0 | 0 | 0 | 0 | 0 | 0 | 0 | 0 | 0 | 0 | 0 | 0 | 0 | 0 | 0 | 0 | 0 | 0 | 0 | 0 | 0 | 0 | 0 | 0 | 0 | 0 | 0 | 0
6 | 0 | 0 | 0 | 0 | 0 | 0 | 0 | 0 | 0 | 0 | 0 | 0 | 0 | 0 | 0 | 0 | 0 | 0 | 0 | 0 | 0 | 0 | 0 | 0 | 0 | 0 | 0 | 0 | 0 | 0 | 0
7 | 0 | 0 | 0 | 0 | 0 | 0 | 0 | 0 | 0 | 0 | 0 | 0 | 0 | 0 | 0 | 0 | 0 | 0 | 0 | 0 | 0 | 0 | 0 | 0 | 0 | 0 | 0 | 0 | 0 | 0 | 0
8 | 0 | 0 | 0 | 0 | 0 | 0 | 0 | 0 | 0 | 0 | 0 | 0 | 0 | 0 | 0 | 0 | 0 | 0 | 0 | 0 | 0 | 0 | 0 | 0 | 0 | 0 | 0 | 0 | 0 | 0 | 0
9 | 0 | 0 | 0 | 0 | 0 | 0 | 0 | 0 | 0 | 0 | 0 | 0 | 0 | 0 | 0 | 0 | 0 | 0 | 0 | 0 | 0 | 0 | 0 | 0 | 0 | 0 | 0 | 0 | 0 | 0 | 0
10 | 0 | 0 | 0 | 0 | 0 | 0 | 0 | 0 | 0 | 0 | 0 | 0 | 0 | 0 | 0 | 0 | 0 | 0 | 0 | 0 | 0 | 0 | 0 | 0 | 0 | 0 | 0 | 0 | 0 | 0 | 0
Annualized kBTUs - Component 2
Equipment | Year 0 | Year 1 | Year 2 | Year 3 | Year 4 | Year 5 | Year 6 | Year 7 | Year 8 | Year 9 | Year 10 | Year 11 | Year 12 | Year 13 | Year 14 | Year 15 | Year 16 | Year 17 | Year 18 | Year 19 | Year 20 | Year 21 | Year 22 | Year 23 | Year 24 | Year 25 | Year 26 | Year 27 | Year 28 | Year 29 | Year 30
1 | 0 | 0 | 0 | 0 | 0 | 0 | 0 | 0 | 0 | 0 | 0 | 0 | 0 | 0 | 0 | 0 | 0 | 0 | 0 | 0 | 0 | 0 | 0 | 0 | 0 | 0 | 0 | 0 | 0 | 0 | 0
2 | 0 | 0 | 0 | 0 | 0 | 0 | 0 | 0 | 0 | 0 | 0 | 0 | 0 | 0 | 0 | 0 | 0 | 0 | 0 | 0 | 0 | 0 | 0 | 0 | 0 | 0 | 0 | 0 | 0 | 0 | 0
3 | 0 | 0 | 0 | 0 | 0 | 0 | 0 | 0 | 0 | 0 | 0 | 0 | 0 | 0 | 0 | 0 | 0 | 0 | 0 | 0 | 0 | 0 | 0 | 0 | 0 | 0 | 0 | 0 | 0 | 0 | 0
4 | 0 | 0 | 0 | 0 | 0 | 0 | 0 | 0 | 0 | 0 | 0 | 0 | 0 | 0 | 0 | 0 | 0 | 0 | 0 | 0 | 0 | 0 | 0 | 0 | 0 | 0 | 0 | 0 | 0 | 0 | 0
5 | 0 | 0 | 0 | 0 | 0 | 0 | 0 | 0 | 0 | 0 | 0 | 0 | 0 | 0 | 0 | 0 | 0 | 0 | 0 | 0 | 0 | 0 | 0 | 0 | 0 | 0 | 0 | 0 | 0 | 0 | 0
6 | 0 | 0 | 0 | 0 | 0 | 0 | 0 | 0 | 0 | 0 | 0 | 0 | 0 | 0 | 0 | 0 | 0 | 0 | 0 | 0 | 0 | 0 | 0 | 0 | 0 | 0 | 0 | 0 | 0 | 0 | 0
7 | 0 | 0 | 0 | 0 | 0 | 0 | 0 | 0 | 0 | 0 | 0 | 0 | 0 | 0 | 0 | 0 | 0 | 0 | 0 | 0 | 0 | 0 | 0 | 0 | 0 | 0 | 0 | 0 | 0 | 0 | 0
8 | 0 | 0 | 0 | 0 | 0 | 0 | 0 | 0 | 0 | 0 | 0 | 0 | 0 | 0 | 0 | 0 | 0 | 0 | 0 | 0 | 0 | 0 | 0 | 0 | 0 | 0 | 0 | 0 | 0 | 0 | 0
9 | 0 | 0 | 0 | 0 | 0 | 0 | 0 | 0 | 0 | 0 | 0 | 0 | 0 | 0 | 0 | 0 | 0 | 0 | 0 | 0 | 0 | 0 | 0 | 0 | 0 | 0 | 0 | 0 | 0 | 0 | 0
10 | 0 | 0 | 0 | 0 | 0 | 0 | 0 | 0 | 0 | 0 | 0 | 0 | 0 | 0 | 0 | 0 | 0 | 0 | 0 | 0 | 0 | 0 | 0 | 0 | 0 | 0 | 0 | 0 | 0 | 0 | 0
On Market - Component 2
Equipment | Year 0 | Year 1 | Year 2 | Year 3 | Year 4 | Year 5 | Year 6 | Year 7 | Year 8 | Year 9 | Year 10 | Year 11 | Year 12 | Year 13 | Year 14 | Year 15 | Year 16 | Year 17 | Year 18 | Year 19 | Year 20 | Year 21 | Year 22 | Year 23 | Year 24 | Year 25 | Year 26 | Year 27 | Year 28 | Year 29 | Year 30
1 | 0 | 0 | 0 | 0 | 0 | 0 | 0 | 0 | 0 | 0 | 0 | 0 | 0 | 0 | 0 | 0 | 0 | 0 | 0 | 0 | 0 | 0 | 0 | 0 | 0 | 0 | 0 | 0 | 0 | 0 | 0
2 | 0 | 0 | 0 | 0 | 0 | 0 | 0 | 0 | 0 | 0 | 0 | 0 | 0 | 0 | 0 | 0 | 0 | 0 | 0 | 0 | 0 | 0 | 0 | 0 | 0 | 0 | 0 | 0 | 0 | 0 | 0
3 | 0 | 0 | 0 | 0 | 0 | 0 | 0 | 0 | 0 | 0 | 0 | 0 | 0 | 0 | 0 | 0 | 0 | 0 | 0 | 0 | 0 | 0 | 0 | 0 | 0 | 0 | 0 | 0 | 0 | 0 | 0
4 | 0 | 0 | 0 | 0 | 0 | 0 | 0 | 0 | 0 | 0 | 0 | 0 | 0 | 0 | 0 | 0 | 0 | 0 | 0 | 0 | 0 | 0 | 0 | 0 | 0 | 0 | 0 | 0 | 0 | 0 | 0
5 | 0 | 0 | 0 | 0 | 0 | 0 | 0 | 0 | 0 | 0 | 0 | 0 | 0 | 0 | 0 | 0 | 0 | 0 | 0 | 0 | 0 | 0 | 0 | 0 | 0 | 0 | 0 | 0 | 0 | 0 | 0
6 | 0 | 0 | 0 | 0 | 0 | 0 | 0 | 0 | 0 | 0 | 0 | 0 | 0 | 0 | 0 | 0 | 0 | 0 | 0 | 0 | 0 | 0 | 0 | 0 | 0 | 0 | 0 | 0 | 0 | 0 | 0
7 | 0 | 0 | 0 | 0 | 0 | 0 | 0 | 0 | 0 | 0 | 0 | 0 | 0 | 0 | 0 | 0 | 0 | 0 | 0 | 0 | 0 | 0 | 0 | 0 | 0 | 0 | 0 | 0 | 0 | 0 | 0
8 | 0 | 0 | 0 | 0 | 0 | 0 | 0 | 0 | 0 | 0 | 0 | 0 | 0 | 0 | 0 | 0 | 0 | 0 | 0 | 0 | 0 | 0 | 0 | 0 | 0 | 0 | 0 | 0 | 0 | 0 | 0
9 | 0 | 0 | 0 | 0 | 0 | 0 | 0 | 0 | 0 | 0 | 0 | 0 | 0 | 0 | 0 | 0 | 0 | 0 | 0 | 0 | 0 | 0 | 0 | 0 | 0 | 0 | 0 | 0 | 0 | 0 | 0
10 | 0 | 0 | 0 | 0 | 0 | 0 | 0 | 0 | 0 | 0 | 0 | 0 | 0 | 0 | 0 | 0 | 0 | 0 | 0 | 0 | 0 | 0 | 0 | 0 | 0 | 0 | 0 | 0 | 0 | 0 | 0
Technical kBTUs - Component 2
Value | Year 0 | Year 1 | Year 2 | Year 3 | Year 4 | Year 5 | Year 6 | Year 7 | Year 8 | Year 9 | Year 10 | Year 11 | Year 12 | Year 13 | Year 14 | Year 15 | Year 16 | Year 17 | Year 18 | Year 19 | Year 20 | Year 21 | Year 22 | Year 23 | Year 24 | Year 25 | Year 26 | Year 27 | Year 28 | Year 29 | Year 30
Annualized kBTUs | 0 | 0 | 0 | 0 | 0 | 0 | 0 | 0 | 0 | 0 | 0 | 0 | 0 | 0 | 0 | 0 | 0 | 0 | 0 | 0 | 0 | 0 | 0 | 0 | 0 | 0 | 0 | 0 | 0 | 0 | 0
Lifetimes - Component 2
Scenario | Year 0 | Year 1 | Year 2 | Year 3 | Year 4 | Year 5 | Year 6 | Year 7 | Year 8 | Year 9 | Year 10 | Year 11 | Year 12 | Year 13 | Year 14 | Year 15 | Year 16 | Year 17 | Year 18 | Year 19 | Year 20 | Year 21 | Year 22 | Year 23 | Year 24 | Year 25 | Year 26 | Year 27 | Year 28 | Year 29 | Year 30
NC - Min. Lifetime | 0 | 0 | 0 | 0 | 0 | 0 | 0 | 0 | 0 | 0 | 0 | 0 | 0 | 0 | 0 | 0 | 0 | 0 | 0 | 0 | 0 | 0 | 0 | 0 | 0 | 0 | 0 | 0 | 0 | 0 | 0
NC - Max. Lifetime | 0 | 0 | 0 | 0 | 0 | 0 | 0 | 0 | 0 | 0 | 0 | 0 | 0 | 0 | 0 | 0 | 0 | 0 | 0 | 0 | 0 | 0 | 0 | 0 | 0 | 0 | 0 | 0 | 0 | 0 | 0
Equipment Options - Component 3
Equipment | Year 0: Label; Year 1: Min. Lifetime; Year 2: Max. Lifetime; Year 3: On Market; Year 4: Off Market; Year 5: Available; Year 6: On Date; Year 7: Off Date
1 | Year 5: 0:00; Year 6: 0; Year 7: 0
2 | Year 5: 0:00; Year 6: 0; Year 7: 0
3 | Year 5: 0:00; Year 6: 0; Year 7: 0
4 | Year 5: 0:00; Year 6: 0; Year 7: 0
5 | Year 5: 0:00; Year 6: 0; Year 7: 0
6 | Year 5: 0:00; Year 6: 0; Year 7: 0
7 | Year 5: 0:00; Year 6: 0; Year 7: 0
8 | Year 5: 0:00; Year 6: 0; Year 7: 0
9 | Year 5: 0:00; Year 6: 0; Year 7: 0
10 | Year 5: 0:00; Year 6: 0; Year 7: 0
Purchase Shares - Component 3
Equipment | Year 0 | Year 1 | Year 2 | Year 3 | Year 4 | Year 5 | Year 6 | Year 7 | Year 8 | Year 9 | Year 10 | Year 11 | Year 12 | Year 13 | Year 14 | Year 15 | Year 16 | Year 17 | Year 18 | Year 19 | Year 20 | Year 21 | Year 22 | Year 23 | Year 24 | Year 25 | Year 26 | Year 27 | Year 28 | Year 29 | Year 30
1 | bar: Year 0 to Year 30
2 | bar: Year 0 to Year 30
3 | bar: Year 0 to Year 30
4 | bar: Year 0 to Year 30
5 | bar: Year 0 to Year 30
6 | bar: Year 0 to Year 30
7 | bar: Year 0 to Year 30
8 | bar: Year 0 to Year 30
9 | bar: Year 0 to Year 30
10 | bar: Year 0 to Year 30
Annualized Cost of Operation - Utility - Component 3
Equipment | Year 0 | Year 1 | Year 2 | Year 3 | Year 4 | Year 5 | Year 6 | Year 7 | Year 8 | Year 9 | Year 10 | Year 11 | Year 12 | Year 13 | Year 14 | Year 15 | Year 16 | Year 17 | Year 18 | Year 19 | Year 20 | Year 21 | Year 22 | Year 23 | Year 24 | Year 25 | Year 26 | Year 27 | Year 28 | Year 29 | Year 30
1 | 0 | 0 | 0 | 0 | 0 | 0 | 0 | 0 | 0 | 0 | 0 | 0 | 0 | 0 | 0 | 0 | 0 | 0 | 0 | 0 | 0 | 0 | 0 | 0 | 0 | 0 | 0 | 0 | 0 | 0 | 0
2 | 0 | 0 | 0 | 0 | 0 | 0 | 0 | 0 | 0 | 0 | 0 | 0 | 0 | 0 | 0 | 0 | 0 | 0 | 0 | 0 | 0 | 0 | 0 | 0 | 0 | 0 | 0 | 0 | 0 | 0 | 0
3 | 0 | 0 | 0 | 0 | 0 | 0 | 0 | 0 | 0 | 0 | 0 | 0 | 0 | 0 | 0 | 0 | 0 | 0 | 0 | 0 | 0 | 0 | 0 | 0 | 0 | 0 | 0 | 0 | 0 | 0 | 0
4 | 0 | 0 | 0 | 0 | 0 | 0 | 0 | 0 | 0 | 0 | 0 | 0 | 0 | 0 | 0 | 0 | 0 | 0 | 0 | 0 | 0 | 0 | 0 | 0 | 0 | 0 | 0 | 0 | 0 | 0 | 0
5 | 0 | 0 | 0 | 0 | 0 | 0 | 0 | 0 | 0 | 0 | 0 | 0 | 0 | 0 | 0 | 0 | 0 | 0 | 0 | 0 | 0 | 0 | 0 | 0 | 0 | 0 | 0 | 0 | 0 | 0 | 0
6 | 0 | 0 | 0 | 0 | 0 | 0 | 0 | 0 | 0 | 0 | 0 | 0 | 0 | 0 | 0 | 0 | 0 | 0 | 0 | 0 | 0 | 0 | 0 | 0 | 0 | 0 | 0 | 0 | 0 | 0 | 0
7 | 0 | 0 | 0 | 0 | 0 | 0 | 0 | 0 | 0 | 0 | 0 | 0 | 0 | 0 | 0 | 0 | 0 | 0 | 0 | 0 | 0 | 0 | 0 | 0 | 0 | 0 | 0 | 0 | 0 | 0 | 0
8 | 0 | 0 | 0 | 0 | 0 | 0 | 0 | 0 | 0 | 0 | 0 | 0 | 0 | 0 | 0 | 0 | 0 | 0 | 0 | 0 | 0 | 0 | 0 | 0 | 0 | 0 | 0 | 0 | 0 | 0 | 0
9 | 0 | 0 | 0 | 0 | 0 | 0 | 0 | 0 | 0 | 0 | 0 | 0 | 0 | 0 | 0 | 0 | 0 | 0 | 0 | 0 | 0 | 0 | 0 | 0 | 0 | 0 | 0 | 0 | 0 | 0 | 0
10 | 0 | 0 | 0 | 0 | 0 | 0 | 0 | 0 | 0 | 0 | 0 | 0 | 0 | 0 | 0 | 0 | 0 | 0 | 0 | 0 | 0 | 0 | 0 | 0 | 0 | 0 | 0 | 0 | 0 | 0 | 0
Annualized Sales from Operation - Utility - Component 3
Equipment | Year 0 | Year 1 | Year 2 | Year 3 | Year 4 | Year 5 | Year 6 | Year 7 | Year 8 | Year 9 | Year 10 | Year 11 | Year 12 | Year 13 | Year 14 | Year 15 | Year 16 | Year 17 | Year 18 | Year 19 | Year 20 | Year 21 | Year 22 | Year 23 | Year 24 | Year 25 | Year 26 | Year 27 | Year 28 | Year 29 | Year 30
1 | 0 | 0 | 0 | 0 | 0 | 0 | 0 | 0 | 0 | 0 | 0 | 0 | 0 | 0 | 0 | 0 | 0 | 0 | 0 | 0 | 0 | 0 | 0 | 0 | 0 | 0 | 0 | 0 | 0 | 0 | 0
2 | 0 | 0 | 0 | 0 | 0 | 0 | 0 | 0 | 0 | 0 | 0 | 0 | 0 | 0 | 0 | 0 | 0 | 0 | 0 | 0 | 0 | 0 | 0 | 0 | 0 | 0 | 0 | 0 | 0 | 0 | 0
3 | 0 | 0 | 0 | 0 | 0 | 0 | 0 | 0 | 0 | 0 | 0 | 0 | 0 | 0 | 0 | 0 | 0 | 0 | 0 | 0 | 0 | 0 | 0 | 0 | 0 | 0 | 0 | 0 | 0 | 0 | 0
4 | 0 | 0 | 0 | 0 | 0 | 0 | 0 | 0 | 0 | 0 | 0 | 0 | 0 | 0 | 0 | 0 | 0 | 0 | 0 | 0 | 0 | 0 | 0 | 0 | 0 | 0 | 0 | 0 | 0 | 0 | 0
5 | 0 | 0 | 0 | 0 | 0 | 0 | 0 | 0 | 0 | 0 | 0 | 0 | 0 | 0 | 0 | 0 | 0 | 0 | 0 | 0 | 0 | 0 | 0 | 0 | 0 | 0 | 0 | 0 | 0 | 0 | 0
6 | 0 | 0 | 0 | 0 | 0 | 0 | 0 | 0 | 0 | 0 | 0 | 0 | 0 | 0 | 0 | 0 | 0 | 0 | 0 | 0 | 0 | 0 | 0 | 0 | 0 | 0 | 0 | 0 | 0 | 0 | 0
7 | 0 | 0 | 0 | 0 | 0 | 0 | 0 | 0 | 0 | 0 | 0 | 0 | 0 | 0 | 0 | 0 | 0 | 0 | 0 | 0 | 0 | 0 | 0 | 0 | 0 | 0 | 0 | 0 | 0 | 0 | 0
8 | 0 | 0 | 0 | 0 | 0 | 0 | 0 | 0 | 0 | 0 | 0 | 0 | 0 | 0 | 0 | 0 | 0 | 0 | 0 | 0 | 0 | 0 | 0 | 0 | 0 | 0 | 0 | 0 | 0 | 0 | 0
9 | 0 | 0 | 0 | 0 | 0 | 0 | 0 | 0 | 0 | 0 | 0 | 0 | 0 | 0 | 0 | 0 | 0 | 0 | 0 | 0 | 0 | 0 | 0 | 0 | 0 | 0 | 0 | 0 | 0 | 0 | 0
10 | 0 | 0 | 0 | 0 | 0 | 0 | 0 | 0 | 0 | 0 | 0 | 0 | 0 | 0 | 0 | 0 | 0 | 0 | 0 | 0 | 0 | 0 | 0 | 0 | 0 | 0 | 0 | 0 | 0 | 0 | 0
Annualized Cost of Equipment - Utility - Component 3
Equipment | Year 0 | Year 1 | Year 2 | Year 3 | Year 4 | Year 5 | Year 6 | Year 7 | Year 8 | Year 9 | Year 10 | Year 11 | Year 12 | Year 13 | Year 14 | Year 15 | Year 16 | Year 17 | Year 18 | Year 19 | Year 20 | Year 21 | Year 22 | Year 23 | Year 24 | Year 25 | Year 26 | Year 27 | Year 28 | Year 29 | Year 30
1 | 0 | 0 | 0 | 0 | 0 | 0 | 0 | 0 | 0 | 0 | 0 | 0 | 0 | 0 | 0 | 0 | 0 | 0 | 0 | 0 | 0 | 0 | 0 | 0 | 0 | 0 | 0 | 0 | 0 | 0 | 0
2 | 0 | 0 | 0 | 0 | 0 | 0 | 0 | 0 | 0 | 0 | 0 | 0 | 0 | 0 | 0 | 0 | 0 | 0 | 0 | 0 | 0 | 0 | 0 | 0 | 0 | 0 | 0 | 0 | 0 | 0 | 0
3 | 0 | 0 | 0 | 0 | 0 | 0 | 0 | 0 | 0 | 0 | 0 | 0 | 0 | 0 | 0 | 0 | 0 | 0 | 0 | 0 | 0 | 0 | 0 | 0 | 0 | 0 | 0 | 0 | 0 | 0 | 0
4 | 0 | 0 | 0 | 0 | 0 | 0 | 0 | 0 | 0 | 0 | 0 | 0 | 0 | 0 | 0 | 0 | 0 | 0 | 0 | 0 | 0 | 0 | 0 | 0 | 0 | 0 | 0 | 0 | 0 | 0 | 0
5 | 0 | 0 | 0 | 0 | 0 | 0 | 0 | 0 | 0 | 0 | 0 | 0 | 0 | 0 | 0 | 0 | 0 | 0 | 0 | 0 | 0 | 0 | 0 | 0 | 0 | 0 | 0 | 0 | 0 | 0 | 0
6 | 0 | 0 | 0 | 0 | 0 | 0 | 0 | 0 | 0 | 0 | 0 | 0 | 0 | 0 | 0 | 0 | 0 | 0 | 0 | 0 | 0 | 0 | 0 | 0 | 0 | 0 | 0 | 0 | 0 | 0 | 0
7 | 0 | 0 | 0 | 0 | 0 | 0 | 0 | 0 | 0 | 0 | 0 | 0 | 0 | 0 | 0 | 0 | 0 | 0 | 0 | 0 | 0 | 0 | 0 | 0 | 0 | 0 | 0 | 0 | 0 | 0 | 0
8 | 0 | 0 | 0 | 0 | 0 | 0 | 0 | 0 | 0 | 0 | 0 | 0 | 0 | 0 | 0 | 0 | 0 | 0 | 0 | 0 | 0 | 0 | 0 | 0 | 0 | 0 | 0 | 0 | 0 | 0 | 0
9 | 0 | 0 | 0 | 0 | 0 | 0 | 0 | 0 | 0 | 0 | 0 | 0 | 0 | 0 | 0 | 0 | 0 | 0 | 0 | 0 | 0 | 0 | 0 | 0 | 0 | 0 | 0 | 0 | 0 | 0 | 0
10 | 0 | 0 | 0 | 0 | 0 | 0 | 0 | 0 | 0 | 0 | 0 | 0 | 0 | 0 | 0 | 0 | 0 | 0 | 0 | 0 | 0 | 0 | 0 | 0 | 0 | 0 | 0 | 0 | 0 | 0 | 0
Annualized Cost of Operation - Participant - Component 3
Equipment | Year 0 | Year 1 | Year 2 | Year 3 | Year 4 | Year 5 | Year 6 | Year 7 | Year 8 | Year 9 | Year 10 | Year 11 | Year 12 | Year 13 | Year 14 | Year 15 | Year 16 | Year 17 | Year 18 | Year 19 | Year 20 | Year 21 | Year 22 | Year 23 | Year 24 | Year 25 | Year 26 | Year 27 | Year 28 | Year 29 | Year 30
1 | 0 | 0 | 0 | 0 | 0 | 0 | 0 | 0 | 0 | 0 | 0 | 0 | 0 | 0 | 0 | 0 | 0 | 0 | 0 | 0 | 0 | 0 | 0 | 0 | 0 | 0 | 0 | 0 | 0 | 0 | 0
2 | 0 | 0 | 0 | 0 | 0 | 0 | 0 | 0 | 0 | 0 | 0 | 0 | 0 | 0 | 0 | 0 | 0 | 0 | 0 | 0 | 0 | 0 | 0 | 0 | 0 | 0 | 0 | 0 | 0 | 0 | 0
3 | 0 | 0 | 0 | 0 | 0 | 0 | 0 | 0 | 0 | 0 | 0 | 0 | 0 | 0 | 0 | 0 | 0 | 0 | 0 | 0 | 0 | 0 | 0 | 0 | 0 | 0 | 0 | 0 | 0 | 0 | 0
4 | 0 | 0 | 0 | 0 | 0 | 0 | 0 | 0 | 0 | 0 | 0 | 0 | 0 | 0 | 0 | 0 | 0 | 0 | 0 | 0 | 0 | 0 | 0 | 0 | 0 | 0 | 0 | 0 | 0 | 0 | 0
5 | 0 | 0 | 0 | 0 | 0 | 0 | 0 | 0 | 0 | 0 | 0 | 0 | 0 | 0 | 0 | 0 | 0 | 0 | 0 | 0 | 0 | 0 | 0 | 0 | 0 | 0 | 0 | 0 | 0 | 0 | 0
6 | 0 | 0 | 0 | 0 | 0 | 0 | 0 | 0 | 0 | 0 | 0 | 0 | 0 | 0 | 0 | 0 | 0 | 0 | 0 | 0 | 0 | 0 | 0 | 0 | 0 | 0 | 0 | 0 | 0 | 0 | 0
7 | 0 | 0 | 0 | 0 | 0 | 0 | 0 | 0 | 0 | 0 | 0 | 0 | 0 | 0 | 0 | 0 | 0 | 0 | 0 | 0 | 0 | 0 | 0 | 0 | 0 | 0 | 0 | 0 | 0 | 0 | 0
8 | 0 | 0 | 0 | 0 | 0 | 0 | 0 | 0 | 0 | 0 | 0 | 0 | 0 | 0 | 0 | 0 | 0 | 0 | 0 | 0 | 0 | 0 | 0 | 0 | 0 | 0 | 0 | 0 | 0 | 0 | 0
9 | 0 | 0 | 0 | 0 | 0 | 0 | 0 | 0 | 0 | 0 | 0 | 0 | 0 | 0 | 0 | 0 | 0 | 0 | 0 | 0 | 0 | 0 | 0 | 0 | 0 | 0 | 0 | 0 | 0 | 0 | 0
10 | 0 | 0 | 0 | 0 | 0 | 0 | 0 | 0 | 0 | 0 | 0 | 0 | 0 | 0 | 0 | 0 | 0 | 0 | 0 | 0 | 0 | 0 | 0 | 0 | 0 | 0 | 0 | 0 | 0 | 0 | 0
Annualized Cost of Equipment - Participant - Component 3
Equipment | Year 0 | Year 1 | Year 2 | Year 3 | Year 4 | Year 5 | Year 6 | Year 7 | Year 8 | Year 9 | Year 10 | Year 11 | Year 12 | Year 13 | Year 14 | Year 15 | Year 16 | Year 17 | Year 18 | Year 19 | Year 20 | Year 21 | Year 22 | Year 23 | Year 24 | Year 25 | Year 26 | Year 27 | Year 28 | Year 29 | Year 30
1 | 0 | 0 | 0 | 0 | 0 | 0 | 0 | 0 | 0 | 0 | 0 | 0 | 0 | 0 | 0 | 0 | 0 | 0 | 0 | 0 | 0 | 0 | 0 | 0 | 0 | 0 | 0 | 0 | 0 | 0 | 0
2 | 0 | 0 | 0 | 0 | 0 | 0 | 0 | 0 | 0 | 0 | 0 | 0 | 0 | 0 | 0 | 0 | 0 | 0 | 0 | 0 | 0 | 0 | 0 | 0 | 0 | 0 | 0 | 0 | 0 | 0 | 0
3 | 0 | 0 | 0 | 0 | 0 | 0 | 0 | 0 | 0 | 0 | 0 | 0 | 0 | 0 | 0 | 0 | 0 | 0 | 0 | 0 | 0 | 0 | 0 | 0 | 0 | 0 | 0 | 0 | 0 | 0 | 0
4 | 0 | 0 | 0 | 0 | 0 | 0 | 0 | 0 | 0 | 0 | 0 | 0 | 0 | 0 | 0 | 0 | 0 | 0 | 0 | 0 | 0 | 0 | 0 | 0 | 0 | 0 | 0 | 0 | 0 | 0 | 0
5 | 0 | 0 | 0 | 0 | 0 | 0 | 0 | 0 | 0 | 0 | 0 | 0 | 0 | 0 | 0 | 0 | 0 | 0 | 0 | 0 | 0 | 0 | 0 | 0 | 0 | 0 | 0 | 0 | 0 | 0 | 0
6 | 0 | 0 | 0 | 0 | 0 | 0 | 0 | 0 | 0 | 0 | 0 | 0 | 0 | 0 | 0 | 0 | 0 | 0 | 0 | 0 | 0 | 0 | 0 | 0 | 0 | 0 | 0 | 0 | 0 | 0 | 0
7 | 0 | 0 | 0 | 0 | 0 | 0 | 0 | 0 | 0 | 0 | 0 | 0 | 0 | 0 | 0 | 0 | 0 | 0 | 0 | 0 | 0 | 0 | 0 | 0 | 0 | 0 | 0 | 0 | 0 | 0 | 0
8 | 0 | 0 | 0 | 0 | 0 | 0 | 0 | 0 | 0 | 0 | 0 | 0 | 0 | 0 | 0 | 0 | 0 | 0 | 0 | 0 | 0 | 0 | 0 | 0 | 0 | 0 | 0 | 0 | 0 | 0 | 0
9 | 0 | 0 | 0 | 0 | 0 | 0 | 0 | 0 | 0 | 0 | 0 | 0 | 0 | 0 | 0 | 0 | 0 | 0 | 0 | 0 | 0 | 0 | 0 | 0 | 0 | 0 | 0 | 0 | 0 | 0 | 0
10 | 0 | 0 | 0 | 0 | 0 | 0 | 0 | 0 | 0 | 0 | 0 | 0 | 0 | 0 | 0 | 0 | 0 | 0 | 0 | 0 | 0 | 0 | 0 | 0 | 0 | 0 | 0 | 0 | 0 | 0 | 0
Annualized kBTUs - Component 3
Equipment | Year 0 | Year 1 | Year 2 | Year 3 | Year 4 | Year 5 | Year 6 | Year 7 | Year 8 | Year 9 | Year 10 | Year 11 | Year 12 | Year 13 | Year 14 | Year 15 | Year 16 | Year 17 | Year 18 | Year 19 | Year 20 | Year 21 | Year 22 | Year 23 | Year 24 | Year 25 | Year 26 | Year 27 | Year 28 | Year 29 | Year 30
1 | 0 | 0 | 0 | 0 | 0 | 0 | 0 | 0 | 0 | 0 | 0 | 0 | 0 | 0 | 0 | 0 | 0 | 0 | 0 | 0 | 0 | 0 | 0 | 0 | 0 | 0 | 0 | 0 | 0 | 0 | 0
2 | 0 | 0 | 0 | 0 | 0 | 0 | 0 | 0 | 0 | 0 | 0 | 0 | 0 | 0 | 0 | 0 | 0 | 0 | 0 | 0 | 0 | 0 | 0 | 0 | 0 | 0 | 0 | 0 | 0 | 0 | 0
3 | 0 | 0 | 0 | 0 | 0 | 0 | 0 | 0 | 0 | 0 | 0 | 0 | 0 | 0 | 0 | 0 | 0 | 0 | 0 | 0 | 0 | 0 | 0 | 0 | 0 | 0 | 0 | 0 | 0 | 0 | 0
4 | 0 | 0 | 0 | 0 | 0 | 0 | 0 | 0 | 0 | 0 | 0 | 0 | 0 | 0 | 0 | 0 | 0 | 0 | 0 | 0 | 0 | 0 | 0 | 0 | 0 | 0 | 0 | 0 | 0 | 0 | 0
5 | 0 | 0 | 0 | 0 | 0 | 0 | 0 | 0 | 0 | 0 | 0 | 0 | 0 | 0 | 0 | 0 | 0 | 0 | 0 | 0 | 0 | 0 | 0 | 0 | 0 | 0 | 0 | 0 | 0 | 0 | 0
6 | 0 | 0 | 0 | 0 | 0 | 0 | 0 | 0 | 0 | 0 | 0 | 0 | 0 | 0 | 0 | 0 | 0 | 0 | 0 | 0 | 0 | 0 | 0 | 0 | 0 | 0 | 0 | 0 | 0 | 0 | 0
7 | 0 | 0 | 0 | 0 | 0 | 0 | 0 | 0 | 0 | 0 | 0 | 0 | 0 | 0 | 0 | 0 | 0 | 0 | 0 | 0 | 0 | 0 | 0 | 0 | 0 | 0 | 0 | 0 | 0 | 0 | 0
8 | 0 | 0 | 0 | 0 | 0 | 0 | 0 | 0 | 0 | 0 | 0 | 0 | 0 | 0 | 0 | 0 | 0 | 0 | 0 | 0 | 0 | 0 | 0 | 0 | 0 | 0 | 0 | 0 | 0 | 0 | 0
9 | 0 | 0 | 0 | 0 | 0 | 0 | 0 | 0 | 0 | 0 | 0 | 0 | 0 | 0 | 0 | 0 | 0 | 0 | 0 | 0 | 0 | 0 | 0 | 0 | 0 | 0 | 0 | 0 | 0 | 0 | 0
10 | 0 | 0 | 0 | 0 | 0 | 0 | 0 | 0 | 0 | 0 | 0 | 0 | 0 | 0 | 0 | 0 | 0 | 0 | 0 | 0 | 0 | 0 | 0 | 0 | 0 | 0 | 0 | 0 | 0 | 0 | 0
On Market - Component 3
Equipment | Year 0 | Year 1 | Year 2 | Year 3 | Year 4 | Year 5 | Year 6 | Year 7 | Year 8 | Year 9 | Year 10 | Year 11 | Year 12 | Year 13 | Year 14 | Year 15 | Year 16 | Year 17 | Year 18 | Year 19 | Year 20 | Year 21 | Year 22 | Year 23 | Year 24 | Year 25 | Year 26 | Year 27 | Year 28 | Year 29 | Year 30
1 | 0 | 0 | 0 | 0 | 0 | 0 | 0 | 0 | 0 | 0 | 0 | 0 | 0 | 0 | 0 | 0 | 0 | 0 | 0 | 0 | 0 | 0 | 0 | 0 | 0 | 0 | 0 | 0 | 0 | 0 | 0
2 | 0 | 0 | 0 | 0 | 0 | 0 | 0 | 0 | 0 | 0 | 0 | 0 | 0 | 0 | 0 | 0 | 0 | 0 | 0 | 0 | 0 | 0 | 0 | 0 | 0 | 0 | 0 | 0 | 0 | 0 | 0
3 | 0 | 0 | 0 | 0 | 0 | 0 | 0 | 0 | 0 | 0 | 0 | 0 | 0 | 0 | 0 | 0 | 0 | 0 | 0 | 0 | 0 | 0 | 0 | 0 | 0 | 0 | 0 | 0 | 0 | 0 | 0
4 | 0 | 0 | 0 | 0 | 0 | 0 | 0 | 0 | 0 | 0 | 0 | 0 | 0 | 0 | 0 | 0 | 0 | 0 | 0 | 0 | 0 | 0 | 0 | 0 | 0 | 0 | 0 | 0 | 0 | 0 | 0
5 | 0 | 0 | 0 | 0 | 0 | 0 | 0 | 0 | 0 | 0 | 0 | 0 | 0 | 0 | 0 | 0 | 0 | 0 | 0 | 0 | 0 | 0 | 0 | 0 | 0 | 0 | 0 | 0 | 0 | 0 | 0
6 | 0 | 0 | 0 | 0 | 0 | 0 | 0 | 0 | 0 | 0 | 0 | 0 | 0 | 0 | 0 | 0 | 0 | 0 | 0 | 0 | 0 | 0 | 0 | 0 | 0 | 0 | 0 | 0 | 0 | 0 | 0
7 | 0 | 0 | 0 | 0 | 0 | 0 | 0 | 0 | 0 | 0 | 0 | 0 | 0 | 0 | 0 | 0 | 0 | 0 | 0 | 0 | 0 | 0 | 0 | 0 | 0 | 0 | 0 | 0 | 0 | 0 | 0
8 | 0 | 0 | 0 | 0 | 0 | 0 | 0 | 0 | 0 | 0 | 0 | 0 | 0 | 0 | 0 | 0 | 0 | 0 | 0 | 0 | 0 | 0 | 0 | 0 | 0 | 0 | 0 | 0 | 0 | 0 | 0
9 | 0 | 0 | 0 | 0 | 0 | 0 | 0 | 0 | 0 | 0 | 0 | 0 | 0 | 0 | 0 | 0 | 0 | 0 | 0 | 0 | 0 | 0 | 0 | 0 | 0 | 0 | 0 | 0 | 0 | 0 | 0
10 | 0 | 0 | 0 | 0 | 0 | 0 | 0 | 0 | 0 | 0 | 0 | 0 | 0 | 0 | 0 | 0 | 0 | 0 | 0 | 0 | 0 | 0 | 0 | 0 | 0 | 0 | 0 | 0 | 0 | 0 | 0
Technical kBTUs - Component 3
Value | Year 0 | Year 1 | Year 2 | Year 3 | Year 4 | Year 5 | Year 6 | Year 7 | Year 8 | Year 9 | Year 10 | Year 11 | Year 12 | Year 13 | Year 14 | Year 15 | Year 16 | Year 17 | Year 18 | Year 19 | Year 20 | Year 21 | Year 22 | Year 23 | Year 24 | Year 25 | Year 26 | Year 27 | Year 28 | Year 29 | Year 30
Annualized kBTUs | 0 | 0 | 0 | 0 | 0 | 0 | 0 | 0 | 0 | 0 | 0 | 0 | 0 | 0 | 0 | 0 | 0 | 0 | 0 | 0 | 0 | 0 | 0 | 0 | 0 | 0 | 0 | 0 | 0 | 0 | 0
Lifetimes - Component 3
Scenario | Year 0 | Year 1 | Year 2 | Year 3 | Year 4 | Year 5 | Year 6 | Year 7 | Year 8 | Year 9 | Year 10 | Year 11 | Year 12 | Year 13 | Year 14 | Year 15 | Year 16 | Year 17 | Year 18 | Year 19 | Year 20 | Year 21 | Year 22 | Year 23 | Year 24 | Year 25 | Year 26 | Year 27 | Year 28 | Year 29 | Year 30
NC - Min. Lifetime | 0 | 0 | 0 | 0 | 0 | 0 | 0 | 0 | 0 | 0 | 0 | 0 | 0 | 0 | 0 | 0 | 0 | 0 | 0 | 0 | 0 | 0 | 0 | 0 | 0 | 0 | 0 | 0 | 0 | 0 | 0
NC - Max. Lifetime | 0 | 0 | 0 | 0 | 0 | 0 | 0 | 0 | 0 | 0 | 0 | 0 | 0 | 0 | 0 | 0 | 0 | 0 | 0 | 0 | 0 | 0 | 0 | 0 | 0 | 0 | 0 | 0 | 0 | 0 | 0
Equipment Options - Component 4
Equipment | Year 0: Label; Year 1: Min. Lifetime; Year 2: Max. Lifetime; Year 3: On Market; Year 4: Off Market; Year 5: Available; Year 6: On Date; Year 7: Off Date
1 | Year 5: 0:00; Year 6: 0; Year 7: 0
2 | Year 5: 0:00; Year 6: 0; Year 7: 0
3 | Year 5: 0:00; Year 6: 0; Year 7: 0
4 | Year 5: 0:00; Year 6: 0; Year 7: 0
5 | Year 5: 0:00; Year 6: 0; Year 7: 0
6 | Year 5: 0:00; Year 6: 0; Year 7: 0
7 | Year 5: 0:00; Year 6: 0; Year 7: 0
8 | Year 5: 0:00; Year 6: 0; Year 7: 0
9 | Year 5: 0:00; Year 6: 0; Year 7: 0
10 | Year 5: 0:00; Year 6: 0; Year 7: 0
Purchase Shares - Component 4
Equipment | Year 0 | Year 1 | Year 2 | Year 3 | Year 4 | Year 5 | Year 6 | Year 7 | Year 8 | Year 9 | Year 10 | Year 11 | Year 12 | Year 13 | Year 14 | Year 15 | Year 16 | Year 17 | Year 18 | Year 19 | Year 20 | Year 21 | Year 22 | Year 23 | Year 24 | Year 25 | Year 26 | Year 27 | Year 28 | Year 29 | Year 30
1 | bar: Year 0 to Year 30
2 | bar: Year 0 to Year 30
3 | bar: Year 0 to Year 30
4 | bar: Year 0 to Year 30
5 | bar: Year 0 to Year 30
6 | bar: Year 0 to Year 30
7 | bar: Year 0 to Year 30
8 | bar: Year 0 to Year 30
9 | bar: Year 0 to Year 30
10 | bar: Year 0 to Year 30
Annualized Cost of Operation - Utility - Component 4
Equipment | Year 0 | Year 1 | Year 2 | Year 3 | Year 4 | Year 5 | Year 6 | Year 7 | Year 8 | Year 9 | Year 10 | Year 11 | Year 12 | Year 13 | Year 14 | Year 15 | Year 16 | Year 17 | Year 18 | Year 19 | Year 20 | Year 21 | Year 22 | Year 23 | Year 24 | Year 25 | Year 26 | Year 27 | Year 28 | Year 29 | Year 30
1 | 0 | 0 | 0 | 0 | 0 | 0 | 0 | 0 | 0 | 0 | 0 | 0 | 0 | 0 | 0 | 0 | 0 | 0 | 0 | 0 | 0 | 0 | 0 | 0 | 0 | 0 | 0 | 0 | 0 | 0 | 0
2 | 0 | 0 | 0 | 0 | 0 | 0 | 0 | 0 | 0 | 0 | 0 | 0 | 0 | 0 | 0 | 0 | 0 | 0 | 0 | 0 | 0 | 0 | 0 | 0 | 0 | 0 | 0 | 0 | 0 | 0 | 0
3 | 0 | 0 | 0 | 0 | 0 | 0 | 0 | 0 | 0 | 0 | 0 | 0 | 0 | 0 | 0 | 0 | 0 | 0 | 0 | 0 | 0 | 0 | 0 | 0 | 0 | 0 | 0 | 0 | 0 | 0 | 0
4 | 0 | 0 | 0 | 0 | 0 | 0 | 0 | 0 | 0 | 0 | 0 | 0 | 0 | 0 | 0 | 0 | 0 | 0 | 0 | 0 | 0 | 0 | 0 | 0 | 0 | 0 | 0 | 0 | 0 | 0 | 0
5 | 0 | 0 | 0 | 0 | 0 | 0 | 0 | 0 | 0 | 0 | 0 | 0 | 0 | 0 | 0 | 0 | 0 | 0 | 0 | 0 | 0 | 0 | 0 | 0 | 0 | 0 | 0 | 0 | 0 | 0 | 0
6 | 0 | 0 | 0 | 0 | 0 | 0 | 0 | 0 | 0 | 0 | 0 | 0 | 0 | 0 | 0 | 0 | 0 | 0 | 0 | 0 | 0 | 0 | 0 | 0 | 0 | 0 | 0 | 0 | 0 | 0 | 0
7 | 0 | 0 | 0 | 0 | 0 | 0 | 0 | 0 | 0 | 0 | 0 | 0 | 0 | 0 | 0 | 0 | 0 | 0 | 0 | 0 | 0 | 0 | 0 | 0 | 0 | 0 | 0 | 0 | 0 | 0 | 0
8 | 0 | 0 | 0 | 0 | 0 | 0 | 0 | 0 | 0 | 0 | 0 | 0 | 0 | 0 | 0 | 0 | 0 | 0 | 0 | 0 | 0 | 0 | 0 | 0 | 0 | 0 | 0 | 0 | 0 | 0 | 0
9 | 0 | 0 | 0 | 0 | 0 | 0 | 0 | 0 | 0 | 0 | 0 | 0 | 0 | 0 | 0 | 0 | 0 | 0 | 0 | 0 | 0 | 0 | 0 | 0 | 0 | 0 | 0 | 0 | 0 | 0 | 0
10 | 0 | 0 | 0 | 0 | 0 | 0 | 0 | 0 | 0 | 0 | 0 | 0 | 0 | 0 | 0 | 0 | 0 | 0 | 0 | 0 | 0 | 0 | 0 | 0 | 0 | 0 | 0 | 0 | 0 | 0 | 0
Annualized Sales from Operation - Utility - Component 4
Equipment | Year 0 | Year 1 | Year 2 | Year 3 | Year 4 | Year 5 | Year 6 | Year 7 | Year 8 | Year 9 | Year 10 | Year 11 | Year 12 | Year 13 | Year 14 | Year 15 | Year 16 | Year 17 | Year 18 | Year 19 | Year 20 | Year 21 | Year 22 | Year 23 | Year 24 | Year 25 | Year 26 | Year 27 | Year 28 | Year 29 | Year 30
1 | 0 | 0 | 0 | 0 | 0 | 0 | 0 | 0 | 0 | 0 | 0 | 0 | 0 | 0 | 0 | 0 | 0 | 0 | 0 | 0 | 0 | 0 | 0 | 0 | 0 | 0 | 0 | 0 | 0 | 0 | 0
2 | 0 | 0 | 0 | 0 | 0 | 0 | 0 | 0 | 0 | 0 | 0 | 0 | 0 | 0 | 0 | 0 | 0 | 0 | 0 | 0 | 0 | 0 | 0 | 0 | 0 | 0 | 0 | 0 | 0 | 0 | 0
3 | 0 | 0 | 0 | 0 | 0 | 0 | 0 | 0 | 0 | 0 | 0 | 0 | 0 | 0 | 0 | 0 | 0 | 0 | 0 | 0 | 0 | 0 | 0 | 0 | 0 | 0 | 0 | 0 | 0 | 0 | 0
4 | 0 | 0 | 0 | 0 | 0 | 0 | 0 | 0 | 0 | 0 | 0 | 0 | 0 | 0 | 0 | 0 | 0 | 0 | 0 | 0 | 0 | 0 | 0 | 0 | 0 | 0 | 0 | 0 | 0 | 0 | 0
5 | 0 | 0 | 0 | 0 | 0 | 0 | 0 | 0 | 0 | 0 | 0 | 0 | 0 | 0 | 0 | 0 | 0 | 0 | 0 | 0 | 0 | 0 | 0 | 0 | 0 | 0 | 0 | 0 | 0 | 0 | 0
6 | 0 | 0 | 0 | 0 | 0 | 0 | 0 | 0 | 0 | 0 | 0 | 0 | 0 | 0 | 0 | 0 | 0 | 0 | 0 | 0 | 0 | 0 | 0 | 0 | 0 | 0 | 0 | 0 | 0 | 0 | 0
7 | 0 | 0 | 0 | 0 | 0 | 0 | 0 | 0 | 0 | 0 | 0 | 0 | 0 | 0 | 0 | 0 | 0 | 0 | 0 | 0 | 0 | 0 | 0 | 0 | 0 | 0 | 0 | 0 | 0 | 0 | 0
8 | 0 | 0 | 0 | 0 | 0 | 0 | 0 | 0 | 0 | 0 | 0 | 0 | 0 | 0 | 0 | 0 | 0 | 0 | 0 | 0 | 0 | 0 | 0 | 0 | 0 | 0 | 0 | 0 | 0 | 0 | 0
9 | 0 | 0 | 0 | 0 | 0 | 0 | 0 | 0 | 0 | 0 | 0 | 0 | 0 | 0 | 0 | 0 | 0 | 0 | 0 | 0 | 0 | 0 | 0 | 0 | 0 | 0 | 0 | 0 | 0 | 0 | 0
10 | 0 | 0 | 0 | 0 | 0 | 0 | 0 | 0 | 0 | 0 | 0 | 0 | 0 | 0 | 0 | 0 | 0 | 0 | 0 | 0 | 0 | 0 | 0 | 0 | 0 | 0 | 0 | 0 | 0 | 0 | 0
Annualized Cost of Equipment - Utility - Component 4
Equipment | Year 0 | Year 1 | Year 2 | Year 3 | Year 4 | Year 5 | Year 6 | Year 7 | Year 8 | Year 9 | Year 10 | Year 11 | Year 12 | Year 13 | Year 14 | Year 15 | Year 16 | Year 17 | Year 18 | Year 19 | Year 20 | Year 21 | Year 22 | Year 23 | Year 24 | Year 25 | Year 26 | Year 27 | Year 28 | Year 29 | Year 30
1 | 0 | 0 | 0 | 0 | 0 | 0 | 0 | 0 | 0 | 0 | 0 | 0 | 0 | 0 | 0 | 0 | 0 | 0 | 0 | 0 | 0 | 0 | 0 | 0 | 0 | 0 | 0 | 0 | 0 | 0 | 0
2 | 0 | 0 | 0 | 0 | 0 | 0 | 0 | 0 | 0 | 0 | 0 | 0 | 0 | 0 | 0 | 0 | 0 | 0 | 0 | 0 | 0 | 0 | 0 | 0 | 0 | 0 | 0 | 0 | 0 | 0 | 0
3 | 0 | 0 | 0 | 0 | 0 | 0 | 0 | 0 | 0 | 0 | 0 | 0 | 0 | 0 | 0 | 0 | 0 | 0 | 0 | 0 | 0 | 0 | 0 | 0 | 0 | 0 | 0 | 0 | 0 | 0 | 0
4 | 0 | 0 | 0 | 0 | 0 | 0 | 0 | 0 | 0 | 0 | 0 | 0 | 0 | 0 | 0 | 0 | 0 | 0 | 0 | 0 | 0 | 0 | 0 | 0 | 0 | 0 | 0 | 0 | 0 | 0 | 0
5 | 0 | 0 | 0 | 0 | 0 | 0 | 0 | 0 | 0 | 0 | 0 | 0 | 0 | 0 | 0 | 0 | 0 | 0 | 0 | 0 | 0 | 0 | 0 | 0 | 0 | 0 | 0 | 0 | 0 | 0 | 0
6 | 0 | 0 | 0 | 0 | 0 | 0 | 0 | 0 | 0 | 0 | 0 | 0 | 0 | 0 | 0 | 0 | 0 | 0 | 0 | 0 | 0 | 0 | 0 | 0 | 0 | 0 | 0 | 0 | 0 | 0 | 0
7 | 0 | 0 | 0 | 0 | 0 | 0 | 0 | 0 | 0 | 0 | 0 | 0 | 0 | 0 | 0 | 0 | 0 | 0 | 0 | 0 | 0 | 0 | 0 | 0 | 0 | 0 | 0 | 0 | 0 | 0 | 0
8 | 0 | 0 | 0 | 0 | 0 | 0 | 0 | 0 | 0 | 0 | 0 | 0 | 0 | 0 | 0 | 0 | 0 | 0 | 0 | 0 | 0 | 0 | 0 | 0 | 0 | 0 | 0 | 0 | 0 | 0 | 0
9 | 0 | 0 | 0 | 0 | 0 | 0 | 0 | 0 | 0 | 0 | 0 | 0 | 0 | 0 | 0 | 0 | 0 | 0 | 0 | 0 | 0 | 0 | 0 | 0 | 0 | 0 | 0 | 0 | 0 | 0 | 0
10 | 0 | 0 | 0 | 0 | 0 | 0 | 0 | 0 | 0 | 0 | 0 | 0 | 0 | 0 | 0 | 0 | 0 | 0 | 0 | 0 | 0 | 0 | 0 | 0 | 0 | 0 | 0 | 0 | 0 | 0 | 0
Annualized Cost of Operation - Participant - Component 4
Equipment | Year 0 | Year 1 | Year 2 | Year 3 | Year 4 | Year 5 | Year 6 | Year 7 | Year 8 | Year 9 | Year 10 | Year 11 | Year 12 | Year 13 | Year 14 | Year 15 | Year 16 | Year 17 | Year 18 | Year 19 | Year 20 | Year 21 | Year 22 | Year 23 | Year 24 | Year 25 | Year 26 | Year 27 | Year 28 | Year 29 | Year 30
1 | 0 | 0 | 0 | 0 | 0 | 0 | 0 | 0 | 0 | 0 | 0 | 0 | 0 | 0 | 0 | 0 | 0 | 0 | 0 | 0 | 0 | 0 | 0 | 0 | 0 | 0 | 0 | 0 | 0 | 0 | 0
2 | 0 | 0 | 0 | 0 | 0 | 0 | 0 | 0 | 0 | 0 | 0 | 0 | 0 | 0 | 0 | 0 | 0 | 0 | 0 | 0 | 0 | 0 | 0 | 0 | 0 | 0 | 0 | 0 | 0 | 0 | 0
3 | 0 | 0 | 0 | 0 | 0 | 0 | 0 | 0 | 0 | 0 | 0 | 0 | 0 | 0 | 0 | 0 | 0 | 0 | 0 | 0 | 0 | 0 | 0 | 0 | 0 | 0 | 0 | 0 | 0 | 0 | 0
4 | 0 | 0 | 0 | 0 | 0 | 0 | 0 | 0 | 0 | 0 | 0 | 0 | 0 | 0 | 0 | 0 | 0 | 0 | 0 | 0 | 0 | 0 | 0 | 0 | 0 | 0 | 0 | 0 | 0 | 0 | 0
5 | 0 | 0 | 0 | 0 | 0 | 0 | 0 | 0 | 0 | 0 | 0 | 0 | 0 | 0 | 0 | 0 | 0 | 0 | 0 | 0 | 0 | 0 | 0 | 0 | 0 | 0 | 0 | 0 | 0 | 0 | 0
6 | 0 | 0 | 0 | 0 | 0 | 0 | 0 | 0 | 0 | 0 | 0 | 0 | 0 | 0 | 0 | 0 | 0 | 0 | 0 | 0 | 0 | 0 | 0 | 0 | 0 | 0 | 0 | 0 | 0 | 0 | 0
7 | 0 | 0 | 0 | 0 | 0 | 0 | 0 | 0 | 0 | 0 | 0 | 0 | 0 | 0 | 0 | 0 | 0 | 0 | 0 | 0 | 0 | 0 | 0 | 0 | 0 | 0 | 0 | 0 | 0 | 0 | 0
8 | 0 | 0 | 0 | 0 | 0 | 0 | 0 | 0 | 0 | 0 | 0 | 0 | 0 | 0 | 0 | 0 | 0 | 0 | 0 | 0 | 0 | 0 | 0 | 0 | 0 | 0 | 0 | 0 | 0 | 0 | 0
9 | 0 | 0 | 0 | 0 | 0 | 0 | 0 | 0 | 0 | 0 | 0 | 0 | 0 | 0 | 0 | 0 | 0 | 0 | 0 | 0 | 0 | 0 | 0 | 0 | 0 | 0 | 0 | 0 | 0 | 0 | 0
10 | 0 | 0 | 0 | 0 | 0 | 0 | 0 | 0 | 0 | 0 | 0 | 0 | 0 | 0 | 0 | 0 | 0 | 0 | 0 | 0 | 0 | 0 | 0 | 0 | 0 | 0 | 0 | 0 | 0 | 0 | 0
Annualized Cost of Equipment - Participant - Component 4
Equipment | Year 0 | Year 1 | Year 2 | Year 3 | Year 4 | Year 5 | Year 6 | Year 7 | Year 8 | Year 9 | Year 10 | Year 11 | Year 12 | Year 13 | Year 14 | Year 15 | Year 16 | Year 17 | Year 18 | Year 19 | Year 20 | Year 21 | Year 22 | Year 23 | Year 24 | Year 25 | Year 26 | Year 27 | Year 28 | Year 29 | Year 30
1 | 0 | 0 | 0 | 0 | 0 | 0 | 0 | 0 | 0 | 0 | 0 | 0 | 0 | 0 | 0 | 0 | 0 | 0 | 0 | 0 | 0 | 0 | 0 | 0 | 0 | 0 | 0 | 0 | 0 | 0 | 0
2 | 0 | 0 | 0 | 0 | 0 | 0 | 0 | 0 | 0 | 0 | 0 | 0 | 0 | 0 | 0 | 0 | 0 | 0 | 0 | 0 | 0 | 0 | 0 | 0 | 0 | 0 | 0 | 0 | 0 | 0 | 0
3 | 0 | 0 | 0 | 0 | 0 | 0 | 0 | 0 | 0 | 0 | 0 | 0 | 0 | 0 | 0 | 0 | 0 | 0 | 0 | 0 | 0 | 0 | 0 | 0 | 0 | 0 | 0 | 0 | 0 | 0 | 0
4 | 0 | 0 | 0 | 0 | 0 | 0 | 0 | 0 | 0 | 0 | 0 | 0 | 0 | 0 | 0 | 0 | 0 | 0 | 0 | 0 | 0 | 0 | 0 | 0 | 0 | 0 | 0 | 0 | 0 | 0 | 0
5 | 0 | 0 | 0 | 0 | 0 | 0 | 0 | 0 | 0 | 0 | 0 | 0 | 0 | 0 | 0 | 0 | 0 | 0 | 0 | 0 | 0 | 0 | 0 | 0 | 0 | 0 | 0 | 0 | 0 | 0 | 0
6 | 0 | 0 | 0 | 0 | 0 | 0 | 0 | 0 | 0 | 0 | 0 | 0 | 0 | 0 | 0 | 0 | 0 | 0 | 0 | 0 | 0 | 0 | 0 | 0 | 0 | 0 | 0 | 0 | 0 | 0 | 0
7 | 0 | 0 | 0 | 0 | 0 | 0 | 0 | 0 | 0 | 0 | 0 | 0 | 0 | 0 | 0 | 0 | 0 | 0 | 0 | 0 | 0 | 0 | 0 | 0 | 0 | 0 | 0 | 0 | 0 | 0 | 0
8 | 0 | 0 | 0 | 0 | 0 | 0 | 0 | 0 | 0 | 0 | 0 | 0 | 0 | 0 | 0 | 0 | 0 | 0 | 0 | 0 | 0 | 0 | 0 | 0 | 0 | 0 | 0 | 0 | 0 | 0 | 0
9 | 0 | 0 | 0 | 0 | 0 | 0 | 0 | 0 | 0 | 0 | 0 | 0 | 0 | 0 | 0 | 0 | 0 | 0 | 0 | 0 | 0 | 0 | 0 | 0 | 0 | 0 | 0 | 0 | 0 | 0 | 0
10 | 0 | 0 | 0 | 0 | 0 | 0 | 0 | 0 | 0 | 0 | 0 | 0 | 0 | 0 | 0 | 0 | 0 | 0 | 0 | 0 | 0 | 0 | 0 | 0 | 0 | 0 | 0 | 0 | 0 | 0 | 0
Annualized kBTUs - Component 4
Equipment | Year 0 | Year 1 | Year 2 | Year 3 | Year 4 | Year 5 | Year 6 | Year 7 | Year 8 | Year 9 | Year 10 | Year 11 | Year 12 | Year 13 | Year 14 | Year 15 | Year 16 | Year 17 | Year 18 | Year 19 | Year 20 | Year 21 | Year 22 | Year 23 | Year 24 | Year 25 | Year 26 | Year 27 | Year 28 | Year 29 | Year 30
1 | 0 | 0 | 0 | 0 | 0 | 0 | 0 | 0 | 0 | 0 | 0 | 0 | 0 | 0 | 0 | 0 | 0 | 0 | 0 | 0 | 0 | 0 | 0 | 0 | 0 | 0 | 0 | 0 | 0 | 0 | 0
2 | 0 | 0 | 0 | 0 | 0 | 0 | 0 | 0 | 0 | 0 | 0 | 0 | 0 | 0 | 0 | 0 | 0 | 0 | 0 | 0 | 0 | 0 | 0 | 0 | 0 | 0 | 0 | 0 | 0 | 0 | 0
3 | 0 | 0 | 0 | 0 | 0 | 0 | 0 | 0 | 0 | 0 | 0 | 0 | 0 | 0 | 0 | 0 | 0 | 0 | 0 | 0 | 0 | 0 | 0 | 0 | 0 | 0 | 0 | 0 | 0 | 0 | 0
4 | 0 | 0 | 0 | 0 | 0 | 0 | 0 | 0 | 0 | 0 | 0 | 0 | 0 | 0 | 0 | 0 | 0 | 0 | 0 | 0 | 0 | 0 | 0 | 0 | 0 | 0 | 0 | 0 | 0 | 0 | 0
5 | 0 | 0 | 0 | 0 | 0 | 0 | 0 | 0 | 0 | 0 | 0 | 0 | 0 | 0 | 0 | 0 | 0 | 0 | 0 | 0 | 0 | 0 | 0 | 0 | 0 | 0 | 0 | 0 | 0 | 0 | 0
6 | 0 | 0 | 0 | 0 | 0 | 0 | 0 | 0 | 0 | 0 | 0 | 0 | 0 | 0 | 0 | 0 | 0 | 0 | 0 | 0 | 0 | 0 | 0 | 0 | 0 | 0 | 0 | 0 | 0 | 0 | 0
7 | 0 | 0 | 0 | 0 | 0 | 0 | 0 | 0 | 0 | 0 | 0 | 0 | 0 | 0 | 0 | 0 | 0 | 0 | 0 | 0 | 0 | 0 | 0 | 0 | 0 | 0 | 0 | 0 | 0 | 0 | 0
8 | 0 | 0 | 0 | 0 | 0 | 0 | 0 | 0 | 0 | 0 | 0 | 0 | 0 | 0 | 0 | 0 | 0 | 0 | 0 | 0 | 0 | 0 | 0 | 0 | 0 | 0 | 0 | 0 | 0 | 0 | 0
9 | 0 | 0 | 0 | 0 | 0 | 0 | 0 | 0 | 0 | 0 | 0 | 0 | 0 | 0 | 0 | 0 | 0 | 0 | 0 | 0 | 0 | 0 | 0 | 0 | 0 | 0 | 0 | 0 | 0 | 0 | 0
10 | 0 | 0 | 0 | 0 | 0 | 0 | 0 | 0 | 0 | 0 | 0 | 0 | 0 | 0 | 0 | 0 | 0 | 0 | 0 | 0 | 0 | 0 | 0 | 0 | 0 | 0 | 0 | 0 | 0 | 0 | 0
On Market - Component 4
Equipment | Year 0 | Year 1 | Year 2 | Year 3 | Year 4 | Year 5 | Year 6 | Year 7 | Year 8 | Year 9 | Year 10 | Year 11 | Year 12 | Year 13 | Year 14 | Year 15 | Year 16 | Year 17 | Year 18 | Year 19 | Year 20 | Year 21 | Year 22 | Year 23 | Year 24 | Year 25 | Year 26 | Year 27 | Year 28 | Year 29 | Year 30
1 | 0 | 0 | 0 | 0 | 0 | 0 | 0 | 0 | 0 | 0 | 0 | 0 | 0 | 0 | 0 | 0 | 0 | 0 | 0 | 0 | 0 | 0 | 0 | 0 | 0 | 0 | 0 | 0 | 0 | 0 | 0
2 | 0 | 0 | 0 | 0 | 0 | 0 | 0 | 0 | 0 | 0 | 0 | 0 | 0 | 0 | 0 | 0 | 0 | 0 | 0 | 0 | 0 | 0 | 0 | 0 | 0 | 0 | 0 | 0 | 0 | 0 | 0
3 | 0 | 0 | 0 | 0 | 0 | 0 | 0 | 0 | 0 | 0 | 0 | 0 | 0 | 0 | 0 | 0 | 0 | 0 | 0 | 0 | 0 | 0 | 0 | 0 | 0 | 0 | 0 | 0 | 0 | 0 | 0
4 | 0 | 0 | 0 | 0 | 0 | 0 | 0 | 0 | 0 | 0 | 0 | 0 | 0 | 0 | 0 | 0 | 0 | 0 | 0 | 0 | 0 | 0 | 0 | 0 | 0 | 0 | 0 | 0 | 0 | 0 | 0
5 | 0 | 0 | 0 | 0 | 0 | 0 | 0 | 0 | 0 | 0 | 0 | 0 | 0 | 0 | 0 | 0 | 0 | 0 | 0 | 0 | 0 | 0 | 0 | 0 | 0 | 0 | 0 | 0 | 0 | 0 | 0
6 | 0 | 0 | 0 | 0 | 0 | 0 | 0 | 0 | 0 | 0 | 0 | 0 | 0 | 0 | 0 | 0 | 0 | 0 | 0 | 0 | 0 | 0 | 0 | 0 | 0 | 0 | 0 | 0 | 0 | 0 | 0
7 | 0 | 0 | 0 | 0 | 0 | 0 | 0 | 0 | 0 | 0 | 0 | 0 | 0 | 0 | 0 | 0 | 0 | 0 | 0 | 0 | 0 | 0 | 0 | 0 | 0 | 0 | 0 | 0 | 0 | 0 | 0
8 | 0 | 0 | 0 | 0 | 0 | 0 | 0 | 0 | 0 | 0 | 0 | 0 | 0 | 0 | 0 | 0 | 0 | 0 | 0 | 0 | 0 | 0 | 0 | 0 | 0 | 0 | 0 | 0 | 0 | 0 | 0
9 | 0 | 0 | 0 | 0 | 0 | 0 | 0 | 0 | 0 | 0 | 0 | 0 | 0 | 0 | 0 | 0 | 0 | 0 | 0 | 0 | 0 | 0 | 0 | 0 | 0 | 0 | 0 | 0 | 0 | 0 | 0
10 | 0 | 0 | 0 | 0 | 0 | 0 | 0 | 0 | 0 | 0 | 0 | 0 | 0 | 0 | 0 | 0 | 0 | 0 | 0 | 0 | 0 | 0 | 0 | 0 | 0 | 0 | 0 | 0 | 0 | 0 | 0
Technical kBTUs - Component 4
Value | Year 0 | Year 1 | Year 2 | Year 3 | Year 4 | Year 5 | Year 6 | Year 7 | Year 8 | Year 9 | Year 10 | Year 11 | Year 12 | Year 13 | Year 14 | Year 15 | Year 16 | Year 17 | Year 18 | Year 19 | Year 20 | Year 21 | Year 22 | Year 23 | Year 24 | Year 25 | Year 26 | Year 27 | Year 28 | Year 29 | Year 30
Annualized kBTUs | 0 | 0 | 0 | 0 | 0 | 0 | 0 | 0 | 0 | 0 | 0 | 0 | 0 | 0 | 0 | 0 | 0 | 0 | 0 | 0 | 0 | 0 | 0 | 0 | 0 | 0 | 0 | 0 | 0 | 0 | 0
Lifetimes - Component 4
Scenario | Year 0 | Year 1 | Year 2 | Year 3 | Year 4 | Year 5 | Year 6 | Year 7 | Year 8 | Year 9 | Year 10 | Year 11 | Year 12 | Year 13 | Year 14 | Year 15 | Year 16 | Year 17 | Year 18 | Year 19 | Year 20 | Year 21 | Year 22 | Year 23 | Year 24 | Year 25 | Year 26 | Year 27 | Year 28 | Year 29 | Year 30
NC - Min. Lifetime | 0 | 0 | 0 | 0 | 0 | 0 | 0 | 0 | 0 | 0 | 0 | 0 | 0 | 0 | 0 | 0 | 0 | 0 | 0 | 0 | 0 | 0 | 0 | 0 | 0 | 0 | 0 | 0 | 0 | 0 | 0
NC - Max. Lifetime | 0 | 0 | 0 | 0 | 0 | 0 | 0 | 0 | 0 | 0 | 0 | 0 | 0 | 0 | 0 | 0 | 0 | 0 | 0 | 0 | 0 | 0 | 0 | 0 | 0 | 0 | 0 | 0 | 0 | 0 | 0
Equipment Options - Component 5
Equipment | Year 0: Label; Year 1: Min. Lifetime; Year 2: Max. Lifetime; Year 3: On Market; Year 4: Off Market; Year 5: Available; Year 6: On Date; Year 7: Off Date
1 | Year 5: 0:00; Year 6: 0; Year 7: 0
2 | Year 5: 0:00; Year 6: 0; Year 7: 0
3 | Year 5: 0:00; Year 6: 0; Year 7: 0
4 | Year 5: 0:00; Year 6: 0; Year 7: 0
5 | Year 5: 0:00; Year 6: 0; Year 7: 0
6 | Year 5: 0:00; Year 6: 0; Year 7: 0
7 | Year 5: 0:00; Year 6: 0; Year 7: 0
8 | Year 5: 0:00; Year 6: 0; Year 7: 0
9 | Year 5: 0:00; Year 6: 0; Year 7: 0
10 | Year 5: 0:00; Year 6: 0; Year 7: 0
Purchase Shares - Component 5
Equipment | Year 0 | Year 1 | Year 2 | Year 3 | Year 4 | Year 5 | Year 6 | Year 7 | Year 8 | Year 9 | Year 10 | Year 11 | Year 12 | Year 13 | Year 14 | Year 15 | Year 16 | Year 17 | Year 18 | Year 19 | Year 20 | Year 21 | Year 22 | Year 23 | Year 24 | Year 25 | Year 26 | Year 27 | Year 28 | Year 29 | Year 30
1 | bar: Year 0 to Year 30
2 | bar: Year 0 to Year 30
3 | bar: Year 0 to Year 30
4 | bar: Year 0 to Year 30
5 | bar: Year 0 to Year 30
6 | bar: Year 0 to Year 30
7 | bar: Year 0 to Year 30
8 | bar: Year 0 to Year 30
9 | bar: Year 0 to Year 30
10 | bar: Year 0 to Year 30
Annualized Cost of Operation - Utility - Component 5
Equipment | Year 0 | Year 1 | Year 2 | Year 3 | Year 4 | Year 5 | Year 6 | Year 7 | Year 8 | Year 9 | Year 10 | Year 11 | Year 12 | Year 13 | Year 14 | Year 15 | Year 16 | Year 17 | Year 18 | Year 19 | Year 20 | Year 21 | Year 22 | Year 23 | Year 24 | Year 25 | Year 26 | Year 27 | Year 28 | Year 29 | Year 30
1 | 0 | 0 | 0 | 0 | 0 | 0 | 0 | 0 | 0 | 0 | 0 | 0 | 0 | 0 | 0 | 0 | 0 | 0 | 0 | 0 | 0 | 0 | 0 | 0 | 0 | 0 | 0 | 0 | 0 | 0 | 0
2 | 0 | 0 | 0 | 0 | 0 | 0 | 0 | 0 | 0 | 0 | 0 | 0 | 0 | 0 | 0 | 0 | 0 | 0 | 0 | 0 | 0 | 0 | 0 | 0 | 0 | 0 | 0 | 0 | 0 | 0 | 0
3 | 0 | 0 | 0 | 0 | 0 | 0 | 0 | 0 | 0 | 0 | 0 | 0 | 0 | 0 | 0 | 0 | 0 | 0 | 0 | 0 | 0 | 0 | 0 | 0 | 0 | 0 | 0 | 0 | 0 | 0 | 0
4 | 0 | 0 | 0 | 0 | 0 | 0 | 0 | 0 | 0 | 0 | 0 | 0 | 0 | 0 | 0 | 0 | 0 | 0 | 0 | 0 | 0 | 0 | 0 | 0 | 0 | 0 | 0 | 0 | 0 | 0 | 0
5 | 0 | 0 | 0 | 0 | 0 | 0 | 0 | 0 | 0 | 0 | 0 | 0 | 0 | 0 | 0 | 0 | 0 | 0 | 0 | 0 | 0 | 0 | 0 | 0 | 0 | 0 | 0 | 0 | 0 | 0 | 0
6 | 0 | 0 | 0 | 0 | 0 | 0 | 0 | 0 | 0 | 0 | 0 | 0 | 0 | 0 | 0 | 0 | 0 | 0 | 0 | 0 | 0 | 0 | 0 | 0 | 0 | 0 | 0 | 0 | 0 | 0 | 0
7 | 0 | 0 | 0 | 0 | 0 | 0 | 0 | 0 | 0 | 0 | 0 | 0 | 0 | 0 | 0 | 0 | 0 | 0 | 0 | 0 | 0 | 0 | 0 | 0 | 0 | 0 | 0 | 0 | 0 | 0 | 0
8 | 0 | 0 | 0 | 0 | 0 | 0 | 0 | 0 | 0 | 0 | 0 | 0 | 0 | 0 | 0 | 0 | 0 | 0 | 0 | 0 | 0 | 0 | 0 | 0 | 0 | 0 | 0 | 0 | 0 | 0 | 0
9 | 0 | 0 | 0 | 0 | 0 | 0 | 0 | 0 | 0 | 0 | 0 | 0 | 0 | 0 | 0 | 0 | 0 | 0 | 0 | 0 | 0 | 0 | 0 | 0 | 0 | 0 | 0 | 0 | 0 | 0 | 0
10 | 0 | 0 | 0 | 0 | 0 | 0 | 0 | 0 | 0 | 0 | 0 | 0 | 0 | 0 | 0 | 0 | 0 | 0 | 0 | 0 | 0 | 0 | 0 | 0 | 0 | 0 | 0 | 0 | 0 | 0 | 0
Annualized Sales from Operation - Utility - Component 5
Equipment | Year 0 | Year 1 | Year 2 | Year 3 | Year 4 | Year 5 | Year 6 | Year 7 | Year 8 | Year 9 | Year 10 | Year 11 | Year 12 | Year 13 | Year 14 | Year 15 | Year 16 | Year 17 | Year 18 | Year 19 | Year 20 | Year 21 | Year 22 | Year 23 | Year 24 | Year 25 | Year 26 | Year 27 | Year 28 | Year 29 | Year 30
1 | 0 | 0 | 0 | 0 | 0 | 0 | 0 | 0 | 0 | 0 | 0 | 0 | 0 | 0 | 0 | 0 | 0 | 0 | 0 | 0 | 0 | 0 | 0 | 0 | 0 | 0 | 0 | 0 | 0 | 0 | 0
2 | 0 | 0 | 0 | 0 | 0 | 0 | 0 | 0 | 0 | 0 | 0 | 0 | 0 | 0 | 0 | 0 | 0 | 0 | 0 | 0 | 0 | 0 | 0 | 0 | 0 | 0 | 0 | 0 | 0 | 0 | 0
3 | 0 | 0 | 0 | 0 | 0 | 0 | 0 | 0 | 0 | 0 | 0 | 0 | 0 | 0 | 0 | 0 | 0 | 0 | 0 | 0 | 0 | 0 | 0 | 0 | 0 | 0 | 0 | 0 | 0 | 0 | 0
4 | 0 | 0 | 0 | 0 | 0 | 0 | 0 | 0 | 0 | 0 | 0 | 0 | 0 | 0 | 0 | 0 | 0 | 0 | 0 | 0 | 0 | 0 | 0 | 0 | 0 | 0 | 0 | 0 | 0 | 0 | 0
5 | 0 | 0 | 0 | 0 | 0 | 0 | 0 | 0 | 0 | 0 | 0 | 0 | 0 | 0 | 0 | 0 | 0 | 0 | 0 | 0 | 0 | 0 | 0 | 0 | 0 | 0 | 0 | 0 | 0 | 0 | 0
6 | 0 | 0 | 0 | 0 | 0 | 0 | 0 | 0 | 0 | 0 | 0 | 0 | 0 | 0 | 0 | 0 | 0 | 0 | 0 | 0 | 0 | 0 | 0 | 0 | 0 | 0 | 0 | 0 | 0 | 0 | 0
7 | 0 | 0 | 0 | 0 | 0 | 0 | 0 | 0 | 0 | 0 | 0 | 0 | 0 | 0 | 0 | 0 | 0 | 0 | 0 | 0 | 0 | 0 | 0 | 0 | 0 | 0 | 0 | 0 | 0 | 0 | 0
8 | 0 | 0 | 0 | 0 | 0 | 0 | 0 | 0 | 0 | 0 | 0 | 0 | 0 | 0 | 0 | 0 | 0 | 0 | 0 | 0 | 0 | 0 | 0 | 0 | 0 | 0 | 0 | 0 | 0 | 0 | 0
9 | 0 | 0 | 0 | 0 | 0 | 0 | 0 | 0 | 0 | 0 | 0 | 0 | 0 | 0 | 0 | 0 | 0 | 0 | 0 | 0 | 0 | 0 | 0 | 0 | 0 | 0 | 0 | 0 | 0 | 0 | 0
10 | 0 | 0 | 0 | 0 | 0 | 0 | 0 | 0 | 0 | 0 | 0 | 0 | 0 | 0 | 0 | 0 | 0 | 0 | 0 | 0 | 0 | 0 | 0 | 0 | 0 | 0 | 0 | 0 | 0 | 0 | 0
Annualized Cost of Equipment - Utility - Component 5
Equipment | Year 0 | Year 1 | Year 2 | Year 3 | Year 4 | Year 5 | Year 6 | Year 7 | Year 8 | Year 9 | Year 10 | Year 11 | Year 12 | Year 13 | Year 14 | Year 15 | Year 16 | Year 17 | Year 18 | Year 19 | Year 20 | Year 21 | Year 22 | Year 23 | Year 24 | Year 25 | Year 26 | Year 27 | Year 28 | Year 29 | Year 30
1 | 0 | 0 | 0 | 0 | 0 | 0 | 0 | 0 | 0 | 0 | 0 | 0 | 0 | 0 | 0 | 0 | 0 | 0 | 0 | 0 | 0 | 0 | 0 | 0 | 0 | 0 | 0 | 0 | 0 | 0 | 0
2 | 0 | 0 | 0 | 0 | 0 | 0 | 0 | 0 | 0 | 0 | 0 | 0 | 0 | 0 | 0 | 0 | 0 | 0 | 0 | 0 | 0 | 0 | 0 | 0 | 0 | 0 | 0 | 0 | 0 | 0 | 0
3 | 0 | 0 | 0 | 0 | 0 | 0 | 0 | 0 | 0 | 0 | 0 | 0 | 0 | 0 | 0 | 0 | 0 | 0 | 0 | 0 | 0 | 0 | 0 | 0 | 0 | 0 | 0 | 0 | 0 | 0 | 0
4 | 0 | 0 | 0 | 0 | 0 | 0 | 0 | 0 | 0 | 0 | 0 | 0 | 0 | 0 | 0 | 0 | 0 | 0 | 0 | 0 | 0 | 0 | 0 | 0 | 0 | 0 | 0 | 0 | 0 | 0 | 0
5 | 0 | 0 | 0 | 0 | 0 | 0 | 0 | 0 | 0 | 0 | 0 | 0 | 0 | 0 | 0 | 0 | 0 | 0 | 0 | 0 | 0 | 0 | 0 | 0 | 0 | 0 | 0 | 0 | 0 | 0 | 0
6 | 0 | 0 | 0 | 0 | 0 | 0 | 0 | 0 | 0 | 0 | 0 | 0 | 0 | 0 | 0 | 0 | 0 | 0 | 0 | 0 | 0 | 0 | 0 | 0 | 0 | 0 | 0 | 0 | 0 | 0 | 0
7 | 0 | 0 | 0 | 0 | 0 | 0 | 0 | 0 | 0 | 0 | 0 | 0 | 0 | 0 | 0 | 0 | 0 | 0 | 0 | 0 | 0 | 0 | 0 | 0 | 0 | 0 | 0 | 0 | 0 | 0 | 0
8 | 0 | 0 | 0 | 0 | 0 | 0 | 0 | 0 | 0 | 0 | 0 | 0 | 0 | 0 | 0 | 0 | 0 | 0 | 0 | 0 | 0 | 0 | 0 | 0 | 0 | 0 | 0 | 0 | 0 | 0 | 0
9 | 0 | 0 | 0 | 0 | 0 | 0 | 0 | 0 | 0 | 0 | 0 | 0 | 0 | 0 | 0 | 0 | 0 | 0 | 0 | 0 | 0 | 0 | 0 | 0 | 0 | 0 | 0 | 0 | 0 | 0 | 0
10 | 0 | 0 | 0 | 0 | 0 | 0 | 0 | 0 | 0 | 0 | 0 | 0 | 0 | 0 | 0 | 0 | 0 | 0 | 0 | 0 | 0 | 0 | 0 | 0 | 0 | 0 | 0 | 0 | 0 | 0 | 0
Annualized Cost of Operation - Participant - Component 5
Equipment | Year 0 | Year 1 | Year 2 | Year 3 | Year 4 | Year 5 | Year 6 | Year 7 | Year 8 | Year 9 | Year 10 | Year 11 | Year 12 | Year 13 | Year 14 | Year 15 | Year 16 | Year 17 | Year 18 | Year 19 | Year 20 | Year 21 | Year 22 | Year 23 | Year 24 | Year 25 | Year 26 | Year 27 | Year 28 | Year 29 | Year 30
1 | 0 | 0 | 0 | 0 | 0 | 0 | 0 | 0 | 0 | 0 | 0 | 0 | 0 | 0 | 0 | 0 | 0 | 0 | 0 | 0 | 0 | 0 | 0 | 0 | 0 | 0 | 0 | 0 | 0 | 0 | 0
2 | 0 | 0 | 0 | 0 | 0 | 0 | 0 | 0 | 0 | 0 | 0 | 0 | 0 | 0 | 0 | 0 | 0 | 0 | 0 | 0 | 0 | 0 | 0 | 0 | 0 | 0 | 0 | 0 | 0 | 0 | 0
3 | 0 | 0 | 0 | 0 | 0 | 0 | 0 | 0 | 0 | 0 | 0 | 0 | 0 | 0 | 0 | 0 | 0 | 0 | 0 | 0 | 0 | 0 | 0 | 0 | 0 | 0 | 0 | 0 | 0 | 0 | 0
4 | 0 | 0 | 0 | 0 | 0 | 0 | 0 | 0 | 0 | 0 | 0 | 0 | 0 | 0 | 0 | 0 | 0 | 0 | 0 | 0 | 0 | 0 | 0 | 0 | 0 | 0 | 0 | 0 | 0 | 0 | 0
5 | 0 | 0 | 0 | 0 | 0 | 0 | 0 | 0 | 0 | 0 | 0 | 0 | 0 | 0 | 0 | 0 | 0 | 0 | 0 | 0 | 0 | 0 | 0 | 0 | 0 | 0 | 0 | 0 | 0 | 0 | 0
6 | 0 | 0 | 0 | 0 | 0 | 0 | 0 | 0 | 0 | 0 | 0 | 0 | 0 | 0 | 0 | 0 | 0 | 0 | 0 | 0 | 0 | 0 | 0 | 0 | 0 | 0 | 0 | 0 | 0 | 0 | 0
7 | 0 | 0 | 0 | 0 | 0 | 0 | 0 | 0 | 0 | 0 | 0 | 0 | 0 | 0 | 0 | 0 | 0 | 0 | 0 | 0 | 0 | 0 | 0 | 0 | 0 | 0 | 0 | 0 | 0 | 0 | 0
8 | 0 | 0 | 0 | 0 | 0 | 0 | 0 | 0 | 0 | 0 | 0 | 0 | 0 | 0 | 0 | 0 | 0 | 0 | 0 | 0 | 0 | 0 | 0 | 0 | 0 | 0 | 0 | 0 | 0 | 0 | 0
9 | 0 | 0 | 0 | 0 | 0 | 0 | 0 | 0 | 0 | 0 | 0 | 0 | 0 | 0 | 0 | 0 | 0 | 0 | 0 | 0 | 0 | 0 | 0 | 0 | 0 | 0 | 0 | 0 | 0 | 0 | 0
10 | 0 | 0 | 0 | 0 | 0 | 0 | 0 | 0 | 0 | 0 | 0 | 0 | 0 | 0 | 0 | 0 | 0 | 0 | 0 | 0 | 0 | 0 | 0 | 0 | 0 | 0 | 0 | 0 | 0 | 0 | 0
Annualized Cost of Equipment - Participant - Component 5
Equipment | Year 0 | Year 1 | Year 2 | Year 3 | Year 4 | Year 5 | Year 6 | Year 7 | Year 8 | Year 9 | Year 10 | Year 11 | Year 12 | Year 13 | Year 14 | Year 15 | Year 16 | Year 17 | Year 18 | Year 19 | Year 20 | Year 21 | Year 22 | Year 23 | Year 24 | Year 25 | Year 26 | Year 27 | Year 28 | Year 29 | Year 30
1 | 0 | 0 | 0 | 0 | 0 | 0 | 0 | 0 | 0 | 0 | 0 | 0 | 0 | 0 | 0 | 0 | 0 | 0 | 0 | 0 | 0 | 0 | 0 | 0 | 0 | 0 | 0 | 0 | 0 | 0 | 0
2 | 0 | 0 | 0 | 0 | 0 | 0 | 0 | 0 | 0 | 0 | 0 | 0 | 0 | 0 | 0 | 0 | 0 | 0 | 0 | 0 | 0 | 0 | 0 | 0 | 0 | 0 | 0 | 0 | 0 | 0 | 0
3 | 0 | 0 | 0 | 0 | 0 | 0 | 0 | 0 | 0 | 0 | 0 | 0 | 0 | 0 | 0 | 0 | 0 | 0 | 0 | 0 | 0 | 0 | 0 | 0 | 0 | 0 | 0 | 0 | 0 | 0 | 0
4 | 0 | 0 | 0 | 0 | 0 | 0 | 0 | 0 | 0 | 0 | 0 | 0 | 0 | 0 | 0 | 0 | 0 | 0 | 0 | 0 | 0 | 0 | 0 | 0 | 0 | 0 | 0 | 0 | 0 | 0 | 0
5 | 0 | 0 | 0 | 0 | 0 | 0 | 0 | 0 | 0 | 0 | 0 | 0 | 0 | 0 | 0 | 0 | 0 | 0 | 0 | 0 | 0 | 0 | 0 | 0 | 0 | 0 | 0 | 0 | 0 | 0 | 0
6 | 0 | 0 | 0 | 0 | 0 | 0 | 0 | 0 | 0 | 0 | 0 | 0 | 0 | 0 | 0 | 0 | 0 | 0 | 0 | 0 | 0 | 0 | 0 | 0 | 0 | 0 | 0 | 0 | 0 | 0 | 0
7 | 0 | 0 | 0 | 0 | 0 | 0 | 0 | 0 | 0 | 0 | 0 | 0 | 0 | 0 | 0 | 0 | 0 | 0 | 0 | 0 | 0 | 0 | 0 | 0 | 0 | 0 | 0 | 0 | 0 | 0 | 0
8 | 0 | 0 | 0 | 0 | 0 | 0 | 0 | 0 | 0 | 0 | 0 | 0 | 0 | 0 | 0 | 0 | 0 | 0 | 0 | 0 | 0 | 0 | 0 | 0 | 0 | 0 | 0 | 0 | 0 | 0 | 0
9 | 0 | 0 | 0 | 0 | 0 | 0 | 0 | 0 | 0 | 0 | 0 | 0 | 0 | 0 | 0 | 0 | 0 | 0 | 0 | 0 | 0 | 0 | 0 | 0 | 0 | 0 | 0 | 0 | 0 | 0 | 0
10 | 0 | 0 | 0 | 0 | 0 | 0 | 0 | 0 | 0 | 0 | 0 | 0 | 0 | 0 | 0 | 0 | 0 | 0 | 0 | 0 | 0 | 0 | 0 | 0 | 0 | 0 | 0 | 0 | 0 | 0 | 0
Annualized kBTUs - Component 5
Equipment | Year 0 | Year 1 | Year 2 | Year 3 | Year 4 | Year 5 | Year 6 | Year 7 | Year 8 | Year 9 | Year 10 | Year 11 | Year 12 | Year 13 | Year 14 | Year 15 | Year 16 | Year 17 | Year 18 | Year 19 | Year 20 | Year 21 | Year 22 | Year 23 | Year 24 | Year 25 | Year 26 | Year 27 | Year 28 | Year 29 | Year 30
1 | 0 | 0 | 0 | 0 | 0 | 0 | 0 | 0 | 0 | 0 | 0 | 0 | 0 | 0 | 0 | 0 | 0 | 0 | 0 | 0 | 0 | 0 | 0 | 0 | 0 | 0 | 0 | 0 | 0 | 0 | 0
2 | 0 | 0 | 0 | 0 | 0 | 0 | 0 | 0 | 0 | 0 | 0 | 0 | 0 | 0 | 0 | 0 | 0 | 0 | 0 | 0 | 0 | 0 | 0 | 0 | 0 | 0 | 0 | 0 | 0 | 0 | 0
3 | 0 | 0 | 0 | 0 | 0 | 0 | 0 | 0 | 0 | 0 | 0 | 0 | 0 | 0 | 0 | 0 | 0 | 0 | 0 | 0 | 0 | 0 | 0 | 0 | 0 | 0 | 0 | 0 | 0 | 0 | 0
4 | 0 | 0 | 0 | 0 | 0 | 0 | 0 | 0 | 0 | 0 | 0 | 0 | 0 | 0 | 0 | 0 | 0 | 0 | 0 | 0 | 0 | 0 | 0 | 0 | 0 | 0 | 0 | 0 | 0 | 0 | 0
5 | 0 | 0 | 0 | 0 | 0 | 0 | 0 | 0 | 0 | 0 | 0 | 0 | 0 | 0 | 0 | 0 | 0 | 0 | 0 | 0 | 0 | 0 | 0 | 0 | 0 | 0 | 0 | 0 | 0 | 0 | 0
6 | 0 | 0 | 0 | 0 | 0 | 0 | 0 | 0 | 0 | 0 | 0 | 0 | 0 | 0 | 0 | 0 | 0 | 0 | 0 | 0 | 0 | 0 | 0 | 0 | 0 | 0 | 0 | 0 | 0 | 0 | 0
7 | 0 | 0 | 0 | 0 | 0 | 0 | 0 | 0 | 0 | 0 | 0 | 0 | 0 | 0 | 0 | 0 | 0 | 0 | 0 | 0 | 0 | 0 | 0 | 0 | 0 | 0 | 0 | 0 | 0 | 0 | 0
8 | 0 | 0 | 0 | 0 | 0 | 0 | 0 | 0 | 0 | 0 | 0 | 0 | 0 | 0 | 0 | 0 | 0 | 0 | 0 | 0 | 0 | 0 | 0 | 0 | 0 | 0 | 0 | 0 | 0 | 0 | 0
9 | 0 | 0 | 0 | 0 | 0 | 0 | 0 | 0 | 0 | 0 | 0 | 0 | 0 | 0 | 0 | 0 | 0 | 0 | 0 | 0 | 0 | 0 | 0 | 0 | 0 | 0 | 0 | 0 | 0 | 0 | 0
10 | 0 | 0 | 0 | 0 | 0 | 0 | 0 | 0 | 0 | 0 | 0 | 0 | 0 | 0 | 0 | 0 | 0 | 0 | 0 | 0 | 0 | 0 | 0 | 0 | 0 | 0 | 0 | 0 | 0 | 0 | 0
On Market - Component 5
Equipment | Year 0 | Year 1 | Year 2 | Year 3 | Year 4 | Year 5 | Year 6 | Year 7 | Year 8 | Year 9 | Year 10 | Year 11 | Year 12 | Year 13 | Year 14 | Year 15 | Year 16 | Year 17 | Year 18 | Year 19 | Year 20 | Year 21 | Year 22 | Year 23 | Year 24 | Year 25 | Year 26 | Year 27 | Year 28 | Year 29 | Year 30
1 | 0 | 0 | 0 | 0 | 0 | 0 | 0 | 0 | 0 | 0 | 0 | 0 | 0 | 0 | 0 | 0 | 0 | 0 | 0 | 0 | 0 | 0 | 0 | 0 | 0 | 0 | 0 | 0 | 0 | 0 | 0
2 | 0 | 0 | 0 | 0 | 0 | 0 | 0 | 0 | 0 | 0 | 0 | 0 | 0 | 0 | 0 | 0 | 0 | 0 | 0 | 0 | 0 | 0 | 0 | 0 | 0 | 0 | 0 | 0 | 0 | 0 | 0
3 | 0 | 0 | 0 | 0 | 0 | 0 | 0 | 0 | 0 | 0 | 0 | 0 | 0 | 0 | 0 | 0 | 0 | 0 | 0 | 0 | 0 | 0 | 0 | 0 | 0 | 0 | 0 | 0 | 0 | 0 | 0
4 | 0 | 0 | 0 | 0 | 0 | 0 | 0 | 0 | 0 | 0 | 0 | 0 | 0 | 0 | 0 | 0 | 0 | 0 | 0 | 0 | 0 | 0 | 0 | 0 | 0 | 0 | 0 | 0 | 0 | 0 | 0
5 | 0 | 0 | 0 | 0 | 0 | 0 | 0 | 0 | 0 | 0 | 0 | 0 | 0 | 0 | 0 | 0 | 0 | 0 | 0 | 0 | 0 | 0 | 0 | 0 | 0 | 0 | 0 | 0 | 0 | 0 | 0
6 | 0 | 0 | 0 | 0 | 0 | 0 | 0 | 0 | 0 | 0 | 0 | 0 | 0 | 0 | 0 | 0 | 0 | 0 | 0 | 0 | 0 | 0 | 0 | 0 | 0 | 0 | 0 | 0 | 0 | 0 | 0
7 | 0 | 0 | 0 | 0 | 0 | 0 | 0 | 0 | 0 | 0 | 0 | 0 | 0 | 0 | 0 | 0 | 0 | 0 | 0 | 0 | 0 | 0 | 0 | 0 | 0 | 0 | 0 | 0 | 0 | 0 | 0
8 | 0 | 0 | 0 | 0 | 0 | 0 | 0 | 0 | 0 | 0 | 0 | 0 | 0 | 0 | 0 | 0 | 0 | 0 | 0 | 0 | 0 | 0 | 0 | 0 | 0 | 0 | 0 | 0 | 0 | 0 | 0
9 | 0 | 0 | 0 | 0 | 0 | 0 | 0 | 0 | 0 | 0 | 0 | 0 | 0 | 0 | 0 | 0 | 0 | 0 | 0 | 0 | 0 | 0 | 0 | 0 | 0 | 0 | 0 | 0 | 0 | 0 | 0
10 | 0 | 0 | 0 | 0 | 0 | 0 | 0 | 0 | 0 | 0 | 0 | 0 | 0 | 0 | 0 | 0 | 0 | 0 | 0 | 0 | 0 | 0 | 0 | 0 | 0 | 0 | 0 | 0 | 0 | 0 | 0
Technical kBTUs - Component 5
Value | Year 0 | Year 1 | Year 2 | Year 3 | Year 4 | Year 5 | Year 6 | Year 7 | Year 8 | Year 9 | Year 10 | Year 11 | Year 12 | Year 13 | Year 14 | Year 15 | Year 16 | Year 17 | Year 18 | Year 19 | Year 20 | Year 21 | Year 22 | Year 23 | Year 24 | Year 25 | Year 26 | Year 27 | Year 28 | Year 29 | Year 30
Annualized kBTUs | 0 | 0 | 0 | 0 | 0 | 0 | 0 | 0 | 0 | 0 | 0 | 0 | 0 | 0 | 0 | 0 | 0 | 0 | 0 | 0 | 0 | 0 | 0 | 0 | 0 | 0 | 0 | 0 | 0 | 0 | 0
Lifetimes - Component 5
Scenario | Year 0 | Year 1 | Year 2 | Year 3 | Year 4 | Year 5 | Year 6 | Year 7 | Year 8 | Year 9 | Year 10 | Year 11 | Year 12 | Year 13 | Year 14 | Year 15 | Year 16 | Year 17 | Year 18 | Year 19 | Year 20 | Year 21 | Year 22 | Year 23 | Year 24 | Year 25 | Year 26 | Year 27 | Year 28 | Year 29 | Year 30
NC - Min. Lifetime | 0 | 0 | 0 | 0 | 0 | 0 | 0 | 0 | 0 | 0 | 0 | 0 | 0 | 0 | 0 | 0 | 0 | 0 | 0 | 0 | 0 | 0 | 0 | 0 | 0 | 0 | 0 | 0 | 0 | 0 | 0
NC - Max. Lifetime | 0 | 0 | 0 | 0 | 0 | 0 | 0 | 0 | 0 | 0 | 0 | 0 | 0 | 0 | 0 | 0 | 0 | 0 | 0 | 0 | 0 | 0 | 0 | 0 | 0 | 0 | 0 | 0 | 0 | 0 | 0
New Construction Costs
Scenario | Year 0 | Year 1 | Year 2 | Year 3 | Year 4 | Year 5 | Year 6 | Year 7 | Year 8 | Year 9 | Year 10 | Year 11 | Year 12 | Year 13 | Year 14 | Year 15 | Year 16 | Year 17 | Year 18 | Year 19 | Year 20 | Year 21 | Year 22 | Year 23 | Year 24 | Year 25 | Year 26 | Year 27 | Year 28 | Year 29 | Year 30
Average Min. Lifetime - NC | 0 | 0 | 0 | 0 | 0 | 0 | 0 | 0 | 0 | 0 | 0 | 0 | 0 | 0 | 0 | 0 | 0 | 0 | 0 | 0 | 0 | 0 | 0 | 0 | 0 | 0 | 0 | 0 | 0 | 0 | 0
Average Max. Lifetime - NC | 0 | 0 | 0 | 0 | 0 | 0 | 0 | 0 | 0 | 0 | 0 | 0 | 0 | 0 | 0 | 0 | 0 | 0 | 0 | 0 | 0 | 0 | 0 | 0 | 0 | 0 | 0 | 0 | 0 | 0 | 0
Annualized Install Cost - Utility - NC | 0 | 0 | 0 | 0 | 0 | 0 | 0 | 0 | 0 | 0 | 0 | 0 | 0 | 0 | 0 | 0 | 0 | 0 | 0 | 0 | 0 | 0 | 0 | 0 | 0 | 0 | 0 | 0 | 0 | 0 | 0
Annualized Install Cost - Participant | 0 | 0 | 0 | 0 | 0 | 0 | 0 | 0 | 0 | 0 | 0 | 0 | 0 | 0 | 0 | 0 | 0 | 0 | 0 | 0 | 0 | 0 | 0 | 0 | 0 | 0 | 0 | 0 | 0 | 0 | 0
System Results
Value | Year 0 | Year 1 | Year 2 | Year 3 | Year 4 | Year 5 | Year 6 | Year 7 | Year 8 | Year 9 | Year 10 | Year 11 | Year 12 | Year 13 | Year 14 | Year 15 | Year 16 | Year 17 | Year 18 | Year 19 | Year 20 | Year 21 | Year 22 | Year 23 | Year 24 | Year 25 | Year 26 | Year 27 | Year 28 | Year 29 | Year 30
Utility - Cost of Operation | 0 | 0 | 0 | 0 | 0 | 0 | 0 | 0 | 0 | 0 | 0 | 0 | 0 | 0 | 0 | 0 | 0 | 0 | 0 | 0 | 0 | 0 | 0 | 0 | 0 | 0 | 0 | 0 | 0 | 0 | 0
Utility - Value of Sales | 0 | 0 | 0 | 0 | 0 | 0 | 0 | 0 | 0 | 0 | 0 | 0 | 0 | 0 | 0 | 0 | 0 | 0 | 0 | 0 | 0 | 0 | 0 | 0 | 0 | 0 | 0 | 0 | 0 | 0 | 0
Utility - Cost of Equipment | 0 | 0 | 0 | 0 | 0 | 0 | 0 | 0 | 0 | 0 | 0 | 0 | 0 | 0 | 0 | 0 | 0 | 0 | 0 | 0 | 0 | 0 | 0 | 0 | 0 | 0 | 0 | 0 | 0 | 0 | 0
Participant - Cost of Operation | 0 | 0 | 0 | 0 | 0 | 0 | 0 | 0 | 0 | 0 | 0 | 0 | 0 | 0 | 0 | 0 | 0 | 0 | 0 | 0 | 0 | 0 | 0 | 0 | 0 | 0 | 0 | 0 | 0 | 0 | 0
Participant - Cost of Equipment | 0 | 0 | 0 | 0 | 0 | 0 | 0 | 0 | 0 | 0 | 0 | 0 | 0 | 0 | 0 | 0 | 0 | 0 | 0 | 0 | 0 | 0 | 0 | 0 | 0 | 0 | 0 | 0 | 0 | 0 | 0
Annualized kBTUs | 0 | 0 | 0 | 0 | 0 | 0 | 0 | 0 | 0 | 0 | 0 | 0 | 0 | 0 | 0 | 0 | 0 | 0 | 0 | 0 | 0 | 0 | 0 | 0 | 0 | 0 | 0 | 0 | 0 | 0 | 0

## Sys Economics (hidden)
Forecast
Base Year | 2013
Forecast Start | 2015
Forecast End | 2035
Utility Economics
Test | TRC | 0
Incentive Rate | 100%
Admin Adder | 42.8%
Baseline Purchase Shares
Use Logit Model | 0%
Grow adoption | 0%
Allow decline | 100%
Achievable Case | Economic Potential
System Settings
System | Label | First Year On Market | Last Year On Market | Availability | Use Logit Model | Allow Growth | Allow decline | Available | On Date | Off Date
System 1 |  |  |  |  | 0% | 0% | 100% | FALSE | 0 | 0
System 2 |  |  |  |  | 0% | 0% | 100% | FALSE | 0 | 0
System 3 |  |  |  |  | 0% | 100% | 0% | FALSE | 0 | 0
System 4 |  |  |  |  | 0% | 100% | 0% | FALSE | 0 | 0
System 5 |  |  |  |  | 0% | 100% | 0% | FALSE | 0 | 0
Potential Factors - MAP
System | Year 0 | Year 1 | Year 2 | Year 3 | Year 4 | Year 5 | Year 6 | Year 7 | Year 8 | Year 9 | Year 10 | Year 11 | Year 12 | Year 13 | Year 14 | Year 15 | Year 16 | Year 17 | Year 18 | Year 19 | Year 20 | Year 21 | Year 22 | Year 23 | Year 24 | Year 25 | Year 26 | Year 27 | Year 28 | Year 29 | Year 30
System 1 | bar: Year 0 to Year 30
System 2 | bar: Year 0 to Year 30
System 3 | bar: Year 0 to Year 30
System 4 | bar: Year 0 to Year 30
System 5 | bar: Year 0 to Year 30
Potential Factors - RAP
System | Year 0 | Year 1 | Year 2 | Year 3 | Year 4 | Year 5 | Year 6 | Year 7 | Year 8 | Year 9 | Year 10 | Year 11 | Year 12 | Year 13 | Year 14 | Year 15 | Year 16 | Year 17 | Year 18 | Year 19 | Year 20 | Year 21 | Year 22 | Year 23 | Year 24 | Year 25 | Year 26 | Year 27 | Year 28 | Year 29 | Year 30
System 1 | bar: Year 0 to Year 30
System 2 | bar: Year 0 to Year 30
System 3 | bar: Year 0 to Year 30
System 4 | bar: Year 0 to Year 30
System 5 | bar: Year 0 to Year 30
System Purchase Shares
System | Year 0 | Year 1 | Year 2 | Year 3 | Year 4 | Year 5 | Year 6 | Year 7 | Year 8 | Year 9 | Year 10 | Year 11 | Year 12 | Year 13 | Year 14 | Year 15 | Year 16 | Year 17 | Year 18 | Year 19 | Year 20 | Year 21 | Year 22 | Year 23 | Year 24 | Year 25 | Year 26 | Year 27 | Year 28 | Year 29 | Year 30
System 1 | 0% | 0% | 0% | 0% | 0% | 0% | 0% | 0% | 0% | 0% | 0% | 0% | 0% | 0% | 0% | 0% | 0% | 0% | 0% | 0% | 0% | 0% | 0% | 22.29% | 22.29% | 22.29% | 22.29% | 22.29% | 22.29% | 22.29% | 22.29%
System 2 | bar: Year 0 to Year 30
System 3 | 0% | 0% | 0% | 0% | 0% | 0% | 0% | 0% | 0% | 0% | 0% | 0% | 0% | 0% | 0% | 0% | 0% | 0% | 0% | 0% | 0% | 0% | 0% | 21.79% | 21.79% | 21.79% | 21.79% | 21.79% | 21.79% | 21.79% | 21.79%
System 4 | bar: Year 0 to Year 30
System 5 | 0% | 0% | 0% | 0% | 0% | 0% | 0% | 0% | 0% | 0% | 0% | 0% | 0% | 0% | 0% | 0% | 0% | 0% | 0% | 0% | 0% | 0% | 0% | 55.86% | 55.86% | 55.86% | 55.86% | 55.86% | 55.86% | 55.86% | 55.86%
Total Shares | 0% | 0% | 0% | 0% | 0% | 0% | 0% | 0% | 0% | 0% | 0% | 0% | 0% | 0% | 0% | 0% | 0% | 0% | 0% | 0% | 0% | 0% | 0% | 99.93% | 99.93% | 99.93% | 99.93% | 99.93% | 99.93% | 99.93% | 99.93%
Availabl Shares | 0% | 0% | 0% | 0% | 0% | 0% | 0% | 0% | 0% | 0% | 0% | 0% | 0% | 0% | 0% | 0% | 0% | 0% | 0% | 0% | 0% | 0% | 0% | 99.93% | 99.93% | 99.93% | 99.93% | 99.93% | 99.93% | 99.93% | 99.93%
Utility - Cost of Operation
System | Year 0 | Year 1 | Year 2 | Year 3 | Year 4 | Year 5 | Year 6 | Year 7 | Year 8 | Year 9 | Year 10 | Year 11 | Year 12 | Year 13 | Year 14 | Year 15 | Year 16 | Year 17 | Year 18 | Year 19 | Year 20 | Year 21 | Year 22 | Year 23 | Year 24 | Year 25 | Year 26 | Year 27 | Year 28 | Year 29 | Year 30
System 1 | 0 | 0 | 0 | 0 | 0 | 0 | 0 | 0 | 0 | 0 | 0 | 0 | 0 | 0 | 0 | 0 | 0 | 0 | 0 | 0 | 0 | 0 | 0 | 0 | 0 | 0 | 0 | 0 | 0 | 0 | 0
System 2 | 0 | 0 | 0 | 0 | 0 | 0 | 0 | 0 | 0 | 0 | 0 | 0 | 0 | 0 | 0 | 0 | 0 | 0 | 0 | 0 | 0 | 0 | 0 | 0 | 0 | 0 | 0 | 0 | 0 | 0 | 0
System 3 | 0 | 0 | 0 | 0 | 0 | 0 | 0 | 0 | 0 | 0 | 0 | 0 | 0 | 0 | 0 | 0 | 0 | 0 | 0 | 0 | 0 | 0 | 0 | 0 | 0 | 0 | 0 | 0 | 0 | 0 | 0
System 4 | 0 | 0 | 0 | 0 | 0 | 0 | 0 | 0 | 0 | 0 | 0 | 0 | 0 | 0 | 0 | 0 | 0 | 0 | 0 | 0 | 0 | 0 | 0 | 0 | 0 | 0 | 0 | 0 | 0 | 0 | 0
System 5 | 0 | 0 | 0 | 0 | 0 | 0 | 0 | 0 | 0 | 0 | 0 | 0 | 0 | 0 | 0 | 0 | 0 | 0 | 0 | 0 | 0 | 0 | 0 | 0 | 0 | 0 | 0 | 0 | 0 | 0 | 0
Utility - Value of Sales
System | Year 0 | Year 1 | Year 2 | Year 3 | Year 4 | Year 5 | Year 6 | Year 7 | Year 8 | Year 9 | Year 10 | Year 11 | Year 12 | Year 13 | Year 14 | Year 15 | Year 16 | Year 17 | Year 18 | Year 19 | Year 20 | Year 21 | Year 22 | Year 23 | Year 24 | Year 25 | Year 26 | Year 27 | Year 28 | Year 29 | Year 30
System 1 | 0 | 0 | 0 | 0 | 0 | 0 | 0 | 0 | 0 | 0 | 0 | 0 | 0 | 0 | 0 | 0 | 0 | 0 | 0 | 0 | 0 | 0 | 0 | 0 | 0 | 0 | 0 | 0 | 0 | 0 | 0
System 2 | 0 | 0 | 0 | 0 | 0 | 0 | 0 | 0 | 0 | 0 | 0 | 0 | 0 | 0 | 0 | 0 | 0 | 0 | 0 | 0 | 0 | 0 | 0 | 0 | 0 | 0 | 0 | 0 | 0 | 0 | 0
System 3 | 0 | 0 | 0 | 0 | 0 | 0 | 0 | 0 | 0 | 0 | 0 | 0 | 0 | 0 | 0 | 0 | 0 | 0 | 0 | 0 | 0 | 0 | 0 | 0 | 0 | 0 | 0 | 0 | 0 | 0 | 0
System 4 | 0.50744 | 0.51289 | 0.51841 | 0.52358 | 0.52943 | 0.5348 | 0.54001 | 0.54443 | 0.54944 | 0.55459 | 0.56038 | 0.56652 | 0.57218 | 0 | 0 | 0 | 0 | 0 | 0 | 0 | 0 | 0 | 0 | 0 | 0 | 0 | 0 | 0 | 0 | 0 | 0
System 5 | 0 | 0 | 0 | 0 | 0 | 0 | 0 | 0 | 0 | 0 | 0 | 0 | 0 | 0 | 0 | 0 | 0 | 0 | 0 | 0 | 0 | 0 | 0 | 0 | 0 | 0 | 0 | 0 | 0 | 0 | 0
| 0 | 0 | 0 | 0 | 0 | 0 | 0 | 0 | 0 | 0 | 0 | 0 | 0 | 0 | 0 | 0 | 0 | 0 | 0 | 0 | 0 | 0 | 0
Utility - Cost of Equipment
System | Year 0 | Year 1 | Year 2 | Year 3 | Year 4 | Year 5 | Year 6 | Year 7 | Year 8 | Year 9 | Year 10 | Year 11 | Year 12 | Year 13 | Year 14 | Year 15 | Year 16 | Year 17 | Year 18 | Year 19 | Year 20 | Year 21 | Year 22 | Year 23 | Year 24 | Year 25 | Year 26 | Year 27 | Year 28 | Year 29 | Year 30
System 1 | 0 | 0 | 0 | 0 | 0 | 0 | 0 | 0 | 0 | 0 | 0 | 0 | 0 | 0 | 0 | 0 | 0 | 0 | 0 | 0 | 0 | 0 | 0 | 0 | 0 | 0 | 0 | 0 | 0 | 0 | 0
System 2 | 0 | 0 | 0 | 0 | 0 | 0 | 0 | 0 | 0 | 0 | 0 | 0 | 0 | 0 | 0 | 0 | 0 | 0 | 0 | 0 | 0 | 0 | 0 | 0 | 0 | 0 | 0 | 0 | 0 | 0 | 0
System 3 | 0 | 0 | 0 | 0 | 0 | 0 | 0 | 0 | 0 | 0 | 0 | 0 | 0 | 0 | 0 | 0 | 0 | 0 | 0 | 0 | 0 | 0 | 0 | 0 | 0 | 0 | 0 | 0 | 0 | 0 | 0
System 4 | 0 | 0 | 0 | 0 | 0 | 0 | 0 | 0 | 0 | 0 | 0 | 0 | 0 | 0 | 0 | 0 | 0 | 0 | 0 | 0 | 0 | 0 | 0 | 0 | 0 | 0 | 0 | 0 | 0 | 0 | 0
System 5 | 0 | 0 | 0 | 0 | 0 | 0 | 0 | 0 | 0 | 0 | 0 | 0 | 0 | 0 | 0 | 0 | 0 | 0 | 0 | 0 | 0 | 0 | 0 | 0 | 0 | 0 | 0 | 0 | 0 | 0 | 0
Participant - Cost of Operation
System | Year 0 | Year 1 | Year 2 | Year 3 | Year 4 | Year 5 | Year 6 | Year 7 | Year 8 | Year 9 | Year 10 | Year 11 | Year 12 | Year 13 | Year 14 | Year 15 | Year 16 | Year 17 | Year 18 | Year 19 | Year 20 | Year 21 | Year 22 | Year 23 | Year 24 | Year 25 | Year 26 | Year 27 | Year 28 | Year 29 | Year 30
System 1 | 0 | 0 | 0 | 0 | 0 | 0 | 0 | 0 | 0 | 0 | 0 | 0 | 0 | 0 | 0 | 0 | 0 | 0 | 0 | 0 | 0 | 0 | 0 | 0 | 0 | 0 | 0 | 0 | 0 | 0 | 0
System 2 | 0 | 0 | 0 | 0 | 0 | 0 | 0 | 0 | 0 | 0 | 0 | 0 | 0 | 0 | 0 | 0 | 0 | 0 | 0 | 0 | 0 | 0 | 0 | 0 | 0 | 0 | 0 | 0 | 0 | 0 | 0
System 3 | 0 | 0 | 0 | 0 | 0 | 0 | 0 | 0 | 0 | 0 | 0 | 0 | 0 | 0 | 0 | 0 | 0 | 0 | 0 | 0 | 0 | 0 | 0 | 0 | 0 | 0 | 0 | 0 | 0 | 0 | 0
System 4 | 0 | 0 | 0 | 0 | 0 | 0 | 0 | 0 | 0 | 0 | 0 | 0 | 0 | 0 | 0 | 0 | 0 | 0 | 0 | 0 | 0 | 0 | 0 | 0 | 0 | 0 | 0 | 0 | 0 | 0 | 0
System 5 | 0 | 0 | 0 | 0 | 0 | 0 | 0 | 0 | 0 | 0 | 0 | 0 | 0 | 0 | 0 | 0 | 0 | 0 | 0 | 0 | 0 | 0 | 0 | 0 | 0 | 0 | 0 | 0 | 0 | 0 | 0
Participant - Cost of Equipment
System | Year 0 | Year 1 | Year 2 | Year 3 | Year 4 | Year 5 | Year 6 | Year 7 | Year 8 | Year 9 | Year 10 | Year 11 | Year 12 | Year 13 | Year 14 | Year 15 | Year 16 | Year 17 | Year 18 | Year 19 | Year 20 | Year 21 | Year 22 | Year 23 | Year 24 | Year 25 | Year 26 | Year 27 | Year 28 | Year 29 | Year 30
System 1 | 0 | 0 | 0 | 0 | 0 | 0 | 0 | 0 | 0 | 0 | 0 | 0 | 0 | 0 | 0 | 0 | 0 | 0 | 0 | 0 | 0 | 0 | 0 | 0 | 0 | 0 | 0 | 0 | 0 | 0 | 0
System 2 | 0 | 0 | 0 | 0 | 0 | 0 | 0 | 0 | 0 | 0 | 0 | 0 | 0 | 0 | 0 | 0 | 0 | 0 | 0 | 0 | 0 | 0 | 0 | 0 | 0 | 0 | 0 | 0 | 0 | 0 | 0
System 3 | 0 | 0 | 0 | 0 | 0 | 0 | 0 | 0 | 0 | 0 | 0 | 0 | 0 | 0 | 0 | 0 | 0 | 0 | 0 | 0 | 0 | 0 | 0 | 0 | 0 | 0 | 0 | 0 | 0 | 0 | 0
System 4 | 0 | 0 | 0 | 0 | 0 | 0 | 0 | 0 | 0 | 0 | 0 | 0 | 0 | 0 | 0 | 0 | 0 | 0 | 0 | 0 | 0 | 0 | 0 | 0 | 0 | 0 | 0 | 0 | 0 | 0 | 0
System 5 | 0 | 0 | 0 | 0 | 0 | 0 | 0 | 0 | 0 | 0 | 0 | 0 | 0 | 0 | 0 | 0 | 0 | 0 | 0 | 0 | 0 | 0 | 0 | 0 | 0 | 0 | 0 | 0 | 0 | 0 | 0
System - Annual kBTUs
System | Year 0 | Year 1 | Year 2 | Year 3 | Year 4 | Year 5 | Year 6 | Year 7 | Year 8 | Year 9 | Year 10 | Year 11 | Year 12 | Year 13 | Year 14 | Year 15 | Year 16 | Year 17 | Year 18 | Year 19 | Year 20 | Year 21 | Year 22 | Year 23 | Year 24 | Year 25 | Year 26 | Year 27 | Year 28 | Year 29 | Year 30
1 | 0 | 0 | 0 | 0 | 0 | 0 | 0 | 0 | 0 | 0 | 0 | 0 | 0 | 0 | 0 | 0 | 0 | 0 | 0 | 0 | 0 | 0 | 0 | 0 | 0 | 0 | 0 | 0 | 0 | 0 | 0
2 | 0 | 0 | 0 | 0 | 0 | 0 | 0 | 0 | 0 | 0 | 0 | 0 | 0 | 0 | 0 | 0 | 0 | 0 | 0 | 0 | 0 | 0 | 0 | 0 | 0 | 0 | 0 | 0 | 0 | 0 | 0
3 | 0 | 0 | 0 | 0 | 0 | 0 | 0 | 0 | 0 | 0 | 0 | 0 | 0 | 0 | 0 | 0 | 0 | 0 | 0 | 0 | 0 | 0 | 0 | 0 | 0 | 0 | 0 | 0 | 0 | 0 | 0
4 | 0 | 0 | 0 | 0 | 0 | 0 | 0 | 0 | 0 | 0 | 0 | 0 | 0 | 0 | 0 | 0 | 0 | 0 | 0 | 0 | 0 | 0 | 0 | 0 | 0 | 0 | 0 | 0 | 0 | 0 | 0
5 | 0 | 0 | 0 | 0 | 0 | 0 | 0 | 0 | 0 | 0 | 0 | 0 | 0 | 0 | 0 | 0 | 0 | 0 | 0 | 0 | 0 | 0 | 0 | 0 | 0 | 0 | 0 | 0 | 0 | 0 | 0
Year
| Year 0 | Year 1 | Year 2 | Year 3 | Year 4 | Year 5 | Year 6 | Year 7 | Year 8 | Year 9 | Year 10 | Year 11 | Year 12 | Year 13 | Year 14 | Year 15 | Year 16 | Year 17 | Year 18 | Year 19 | Year 20 | Year 21 | Year 22 | Year 23 | Year 24 | Year 25 | Year 26 | Year 27 | Year 28 | Year 29 | Year 30
Year | 2013 | 2014 | 2015 | 2016 | 2017 | 2018 | 2019 | 2020 | 2021 | 2022 | 2023 | 2024 | 2025 | 2026 | 2027 | 2028 | 2029 | 2030 | 2031 | 2032 | 2033 | 2034 | 2035 | 2036 | 2037 | 2038 | 2039 | 2040 | 2041 | 2042 | 2043
Index | 0 | 1 | 2 | 3 | 4 | 5 | 6 | 7 | 8 | 9 | 10 | 11 | 12 | 13 | 14 | 15 | 16 | 17 | 18 | 19 | 20 | 21 | 22 | 23 | 24 | 25 | 26 | 27 | 28 | 29 | 30
On Market
Equipment | Year 0 | Year 1 | Year 2 | Year 3 | Year 4 | Year 5 | Year 6 | Year 7 | Year 8 | Year 9 | Year 10 | Year 11 | Year 12 | Year 13 | Year 14 | Year 15 | Year 16 | Year 17 | Year 18 | Year 19 | Year 20 | Year 21 | Year 22 | Year 23 | Year 24 | Year 25 | Year 26 | Year 27 | Year 28 | Year 29 | Year 30
1 | FALSE | FALSE | FALSE | FALSE | FALSE | FALSE | FALSE | FALSE | FALSE | FALSE | FALSE | FALSE | FALSE | FALSE | FALSE | FALSE | FALSE | FALSE | FALSE | FALSE | FALSE | FALSE | FALSE | FALSE | FALSE | FALSE | FALSE | FALSE | FALSE | FALSE | FALSE
2 | FALSE | FALSE | FALSE | FALSE | FALSE | FALSE | FALSE | FALSE | FALSE | FALSE | FALSE | FALSE | FALSE | FALSE | FALSE | FALSE | FALSE | FALSE | FALSE | FALSE | FALSE | FALSE | FALSE | FALSE | FALSE | FALSE | FALSE | FALSE | FALSE | FALSE | FALSE
3 | FALSE | FALSE | FALSE | FALSE | FALSE | FALSE | FALSE | FALSE | FALSE | FALSE | FALSE | FALSE | FALSE | FALSE | FALSE | FALSE | FALSE | FALSE | FALSE | FALSE | FALSE | FALSE | FALSE | FALSE | FALSE | FALSE | FALSE | FALSE | FALSE | FALSE | FALSE
4 | FALSE | FALSE | FALSE | FALSE | FALSE | FALSE | FALSE | FALSE | FALSE | FALSE | FALSE | FALSE | FALSE | FALSE | FALSE | FALSE | FALSE | FALSE | FALSE | FALSE | FALSE | FALSE | FALSE | FALSE | FALSE | FALSE | FALSE | FALSE | FALSE | FALSE | FALSE
5 | FALSE | FALSE | FALSE | FALSE | FALSE | FALSE | FALSE | FALSE | FALSE | FALSE | FALSE | FALSE | FALSE | FALSE | FALSE | FALSE | FALSE | FALSE | FALSE | FALSE | FALSE | FALSE | FALSE | FALSE | FALSE | FALSE | FALSE | FALSE | FALSE | FALSE | FALSE
Base Unit | #N/A | #N/A | #N/A | #N/A | #N/A | #N/A | #N/A | #N/A | #N/A | #N/A | #N/A | #N/A | #N/A | #N/A | #N/A | #N/A | #N/A | #N/A | #N/A | #N/A | #N/A | #N/A | #N/A | #N/A | #N/A | #N/A | #N/A | #N/A | #N/A | #N/A | #N/A
Options Available | 0 | 0 | 0 | 0 | 0 | 0 | 0 | 0 | 0 | 0 | 0 | 0 | 0 | 0 | 0 | 0 | 0 | 0 | 0 | 0 | 0 | 0 | 0 | 0 | 0 | 0 | 0 | 0 | 0 | 0 | 0
Total Resource Cost Test
Equipment | Year 0 | Year 1 | Year 2 | Year 3 | Year 4 | Year 5 | Year 6 | Year 7 | Year 8 | Year 9 | Year 10 | Year 11 | Year 12 | Year 13 | Year 14 | Year 15 | Year 16 | Year 17 | Year 18 | Year 19 | Year 20 | Year 21 | Year 22 | Year 23 | Year 24 | Year 25 | Year 26 | Year 27 | Year 28 | Year 29 | Year 30
1 | 0 | 0 | 0 | 0 | 0 | 0 | 0 | 0 | 0 | 0 | 0 | 0 | 0 | 0 | 0 | 0 | 0 | 0 | 0 | 0 | 0 | 0 | 0 | 0 | 0 | 0 | 0 | 0 | 0 | 0 | 0
2 | 0 | 0 | 0 | 0 | 0 | 0 | 0 | 0 | 0 | 0 | 0 | 0 | 0 | 0 | 0 | 0 | 0 | 0 | 0 | 0 | 0 | 0 | 0 | 0 | 0 | 0 | 0 | 0 | 0 | 0 | 0
3 | 0 | 0 | 0 | 0 | 0 | 0 | 0 | 0 | 0 | 0 | 0 | 0 | 0 | 0 | 0 | 0 | 0 | 0 | 0 | 0 | 0 | 0 | 0 | 0 | 0 | 0 | 0 | 0 | 0 | 0 | 0
4 | 0 | 0 | 0 | 0 | 0 | 0 | 0 | 0 | 0 | 0 | 0 | 0 | 0 | 0 | 0 | 0 | 0 | 0 | 0 | 0 | 0 | 0 | 0 | 0 | 0 | 0 | 0 | 0 | 0 | 0 | 0
5 | 0 | 0 | 0 | 0 | 0 | 0 | 0 | 0 | 0 | 0 | 0 | 0 | 0 | 0 | 0 | 0 | 0 | 0 | 0 | 0 | 0 | 0 | 0 | 0 | 0 | 0 | 0 | 0 | 0 | 0 | 0
Economical | bar: Year 0 to Year 30
Economical kBTUs | 0 | 0 | 0 | 0 | 0 | 0 | 0 | 0 | 0 | 0 | 0 | 0 | 0 | 0 | 0 | 0 | 0 | 0 | 0 | 0 | 0 | 0 | 0 | 0 | 0 | 0 | 0 | 0 | 0 | 0 | 0
Program Administrator Cost Test
Equipment | Year 0 | Year 1 | Year 2 | Year 3 | Year 4 | Year 5 | Year 6 | Year 7 | Year 8 | Year 9 | Year 10 | Year 11 | Year 12 | Year 13 | Year 14 | Year 15 | Year 16 | Year 17 | Year 18 | Year 19 | Year 20 | Year 21 | Year 22 | Year 23 | Year 24 | Year 25 | Year 26 | Year 27 | Year 28 | Year 29 | Year 30
1 | 0 | 0 | 0 | 0 | 0 | 0 | 0 | 0 | 0 | 0 | 0 | 0 | 0 | 0 | 0 | 0 | 0 | 0 | 0 | 0 | 0 | 0 | 0 | 0 | 0 | 0 | 0 | 0 | 0 | 0 | 0
2 | 0 | 0 | 0 | 0 | 0 | 0 | 0 | 0 | 0 | 0 | 0 | 0 | 0 | 0 | 0 | 0 | 0 | 0 | 0 | 0 | 0 | 0 | 0 | 0 | 0 | 0 | 0 | 0 | 0 | 0 | 0
3 | 0 | 0 | 0 | 0 | 0 | 0 | 0 | 0 | 0 | 0 | 0 | 0 | 0 | 0 | 0 | 0 | 0 | 0 | 0 | 0 | 0 | 0 | 0 | 0 | 0 | 0 | 0 | 0 | 0 | 0 | 0
4 | 0 | 0 | 0 | 0 | 0 | 0 | 0 | 0 | 0 | 0 | 0 | 0 | 0 | 0 | 0 | 0 | 0 | 0 | 0 | 0 | 0 | 0 | 0 | 0 | 0 | 0 | 0 | 0 | 0 | 0 | 0
5 | 0 | 0 | 0 | 0 | 0 | 0 | 0 | 0 | 0 | 0 | 0 | 0 | 0 | 0 | 0 | 0 | 0 | 0 | 0 | 0 | 0 | 0 | 0 | 0 | 0 | 0 | 0 | 0 | 0 | 0 | 0
Economical | bar: Year 0 to Year 30
Economical kBTUs | 0 | 0 | 0 | 0 | 0 | 0 | 0 | 0 | 0 | 0 | 0 | 0 | 0 | 0 | 0 | 0 | 0 | 0 | 0 | 0 | 0 | 0 | 0 | 0 | 0 | 0 | 0 | 0 | 0 | 0 | 0
Participant Cost Test
Equipment | Year 0 | Year 1 | Year 2 | Year 3 | Year 4 | Year 5 | Year 6 | Year 7 | Year 8 | Year 9 | Year 10 | Year 11 | Year 12 | Year 13 | Year 14 | Year 15 | Year 16 | Year 17 | Year 18 | Year 19 | Year 20 | Year 21 | Year 22 | Year 23 | Year 24 | Year 25 | Year 26 | Year 27 | Year 28 | Year 29 | Year 30
1 | 0 | 0 | 0 | 0 | 0 | 0 | 0 | 0 | 0 | 0 | 0 | 0 | 0 | 0 | 0 | 0 | 0 | 0 | 0 | 0 | 0 | 0 | 0 | 0 | 0 | 0 | 0 | 0 | 0 | 0 | 0
2 | 0 | 0 | 0 | 0 | 0 | 0 | 0 | 0 | 0 | 0 | 0 | 0 | 0 | 0 | 0 | 0 | 0 | 0 | 0 | 0 | 0 | 0 | 0 | 0 | 0 | 0 | 0 | 0 | 0 | 0 | 0
3 | 0 | 0 | 0 | 0 | 0 | 0 | 0 | 0 | 0 | 0 | 0 | 0 | 0 | 0 | 0 | 0 | 0 | 0 | 0 | 0 | 0 | 0 | 0 | 0 | 0 | 0 | 0 | 0 | 0 | 0 | 0
4 | 0 | 0 | 0 | 0 | 0 | 0 | 0 | 0 | 0 | 0 | 0 | 0 | 0 | 0 | 0 | 0 | 0 | 0 | 0 | 0 | 0 | 0 | 0 | 0 | 0 | 0 | 0 | 0 | 0 | 0 | 0
5 | 0 | 0 | 0 | 0 | 0 | 0 | 0 | 0 | 0 | 0 | 0 | 0 | 0 | 0 | 0 | 0 | 0 | 0 | 0 | 0 | 0 | 0 | 0 | 0 | 0 | 0 | 0 | 0 | 0 | 0 | 0
Economical | bar: Year 0 to Year 30
Economical kBTUs | 0 | 0 | 0 | 0 | 0 | 0 | 0 | 0 | 0 | 0 | 0 | 0 | 0 | 0 | 0 | 0 | 0 | 0 | 0 | 0 | 0 | 0 | 0 | 0 | 0 | 0 | 0 | 0 | 0 | 0 | 0
Ratepayer Impact Measure Test
Equipment | Year 0 | Year 1 | Year 2 | Year 3 | Year 4 | Year 5 | Year 6 | Year 7 | Year 8 | Year 9 | Year 10 | Year 11 | Year 12 | Year 13 | Year 14 | Year 15 | Year 16 | Year 17 | Year 18 | Year 19 | Year 20 | Year 21 | Year 22 | Year 23 | Year 24 | Year 25 | Year 26 | Year 27 | Year 28 | Year 29 | Year 30
1 | 0 | 0 | 0 | 0 | 0 | 0 | 0 | 0 | 0 | 0 | 0 | 0 | 0 | 0 | 0 | 0 | 0 | 0 | 0 | 0 | 0 | 0 | 0 | 0 | 0 | 0 | 0 | 0 | 0 | 0 | 0
2 | 0 | 0 | 0 | 0 | 0 | 0 | 0 | 0 | 0 | 0 | 0 | 0 | 0 | 0 | 0 | 0 | 0 | 0 | 0 | 0 | 0 | 0 | 0 | 0 | 0 | 0 | 0 | 0 | 0 | 0 | 0
3 | 0 | 0 | 0 | 0 | 0 | 0 | 0 | 0 | 0 | 0 | 0 | 0 | 0 | 0 | 0 | 0 | 0 | 0 | 0 | 0 | 0 | 0 | 0 | 0 | 0 | 0 | 0 | 0 | 0 | 0 | 0
4 | -0.50744 | -0.51289 | -0.51841 | -0.52358 | -0.52943 | -0.5348 | -0.54001 | -0.54443 | -0.54944 | -0.55459 | -0.56038 | -0.56652 | -0.57218 | 0 | 0 | 0 | 0 | 0 | 0 | 0 | 0 | 0 | 0 | 0 | 0 | 0 | 0 | 0 | 0 | 0 | 0
5 | 0 | 0 | 0 | 0 | 0 | 0 | 0 | 0 | 0 | 0 | 0 | 0 | 0 | 0 | 0 | 0 | 0 | 0 | 0 | 0 | 0 | 0 | 0 | 0 | 0 | 0 | 0 | 0 | 0 | 0 | 0
Economical | bar: Year 0 to Year 30
Economical kBTUs | 0 | 0 | 0 | 0 | 0 | 0 | 0 | 0 | 0 | 0 | 0 | 0 | 0 | 0 | 0 | 0 | 0 | 0 | 0 | 0 | 0 | 0 | 0 | 0 | 0 | 0 | 0 | 0 | 0 | 0 | 0
Technical Model Rank
System | Year 0 | Year 1 | Year 2 | Year 3 | Year 4 | Year 5 | Year 6 | Year 7 | Year 8 | Year 9 | Year 10 | Year 11 | Year 12 | Year 13 | Year 14 | Year 15 | Year 16 | Year 17 | Year 18 | Year 19 | Year 20 | Year 21 | Year 22 | Year 23 | Year 24 | Year 25 | Year 26 | Year 27 | Year 28 | Year 29 | Year 30
1 | 0 | 0 | 0 | 0 | 0 | 0 | 0 | 0 | 0 | 0 | 0 | 0 | 0 | 0 | 0 | 0 | 0 | 0 | 0 | 0 | 0 | 0 | 0 | 0 | 0 | 0 | 0 | 0 | 0 | 0 | 0
2 | 0 | 0 | 0 | 0 | 0 | 0 | 0 | 0 | 0 | 0 | 0 | 0 | 0 | 0 | 0 | 0 | 0 | 0 | 0 | 0 | 0 | 0 | 0 | 0 | 0 | 0 | 0 | 0 | 0 | 0 | 0
3 | 0 | 0 | 0 | 0 | 0 | 0 | 0 | 0 | 0 | 0 | 0 | 0 | 0 | 0 | 0 | 0 | 0 | 0 | 0 | 0 | 0 | 0 | 0 | 0 | 0 | 0 | 0 | 0 | 0 | 0 | 0
4 | 0 | 0 | 0 | 0 | 0 | 0 | 0 | 0 | 0 | 0 | 0 | 0 | 0 | 0 | 0 | 0 | 0 | 0 | 0 | 0 | 0 | 0 | 0 | 0 | 0 | 0 | 0 | 0 | 0 | 0 | 0
5 | 0 | 0 | 0 | 0 | 0 | 0 | 0 | 0 | 0 | 0 | 0 | 0 | 0 | 0 | 0 | 0 | 0 | 0 | 0 | 0 | 0 | 0 | 0 | 0 | 0 | 0 | 0 | 0 | 0 | 0 | 0
Economic Model Rank
System | Year 0 | Year 1 | Year 2 | Year 3 | Year 4 | Year 5 | Year 6 | Year 7 | Year 8 | Year 9 | Year 10 | Year 11 | Year 12 | Year 13 | Year 14 | Year 15 | Year 16 | Year 17 | Year 18 | Year 19 | Year 20 | Year 21 | Year 22 | Year 23 | Year 24 | Year 25 | Year 26 | Year 27 | Year 28 | Year 29 | Year 30
1 | 0 | 0 | 0 | 0 | 0 | 0 | 0 | 0 | 0 | 0 | 0 | 0 | 0 | 0 | 0 | 0 | 0 | 0 | 0 | 0 | 0 | 0 | 0 | 0 | 0 | 0 | 0 | 0 | 0 | 0 | 0
2 | 0 | 0 | 0 | 0 | 0 | 0 | 0 | 0 | 0 | 0 | 0 | 0 | 0 | 0 | 0 | 0 | 0 | 0 | 0 | 0 | 0 | 0 | 0 | 0 | 0 | 0 | 0 | 0 | 0 | 0 | 0
3 | 0 | 0 | 0 | 0 | 0 | 0 | 0 | 0 | 0 | 0 | 0 | 0 | 0 | 0 | 0 | 0 | 0 | 0 | 0 | 0 | 0 | 0 | 0 | 0 | 0 | 0 | 0 | 0 | 0 | 0 | 0
4 | 0 | 0 | 0 | 0 | 0 | 0 | 0 | 0 | 0 | 0 | 0 | 0 | 0 | 0 | 0 | 0 | 0 | 0 | 0 | 0 | 0 | 0 | 0 | 0 | 0 | 0 | 0 | 0 | 0 | 0 | 0
5 | 0 | 0 | 0 | 0 | 0 | 0 | 0 | 0 | 0 | 0 | 0 | 0 | 0 | 0 | 0 | 0 | 0 | 0 | 0 | 0 | 0 | 0 | 0 | 0 | 0 | 0 | 0 | 0 | 0 | 0 | 0
Major Unit
Scenario | Year 0 | Year 1 | Year 2 | Year 3 | Year 4 | Year 5 | Year 6 | Year 7 | Year 8 | Year 9 | Year 10 | Year 11 | Year 12 | Year 13 | Year 14 | Year 15 | Year 16 | Year 17 | Year 18 | Year 19 | Year 20 | Year 21 | Year 22 | Year 23 | Year 24 | Year 25 | Year 26 | Year 27 | Year 28 | Year 29 | Year 30
Economic | bar: Year 0 to Year 30
Economic kBTUs | 0 | 0 | 0 | 0 | 0 | 0 | 0 | 0 | 0 | 0 | 0 | 0 | 0 | 0 | 0 | 0 | 0 | 0 | 0 | 0 | 0 | 0 | 0 | 0 | 0 | 0 | 0 | 0 | 0 | 0 | 0
Technical | bar: Year 0 to Year 30
Savings against Economic Unit
Scenario | Year 0 | Year 1 | Year 2 | Year 3 | Year 4 | Year 5 | Year 6 | Year 7 | Year 8 | Year 9 | Year 10 | Year 11 | Year 12 | Year 13 | Year 14 | Year 15 | Year 16 | Year 17 | Year 18 | Year 19 | Year 20 | Year 21 | Year 22 | Year 23 | Year 24 | Year 25 | Year 26 | Year 27 | Year 28 | Year 29 | Year 30
1 | 0 | 0 | 0 | 0 | 0 | 0 | 0 | 0 | 0 | 0 | 0 | 0 | 0 | 0 | 0 | 0 | 0 | 0 | 0 | 0 | 0 | 0 | 0 | 0 | 0 | 0 | 0 | 0 | 0 | 0 | 0
2 | 0 | 0 | 0 | 0 | 0 | 0 | 0 | 0 | 0 | 0 | 0 | 0 | 0 | 0 | 0 | 0 | 0 | 0 | 0 | 0 | 0 | 0 | 0 | 0 | 0 | 0 | 0 | 0 | 0 | 0 | 0
3 | 0 | 0 | 0 | 0 | 0 | 0 | 0 | 0 | 0 | 0 | 0 | 0 | 0 | 0 | 0 | 0 | 0 | 0 | 0 | 0 | 0 | 0 | 0 | 0 | 0 | 0 | 0 | 0 | 0 | 0 | 0
4 | 0 | 0 | 0 | 0 | 0 | 0 | 0 | 0 | 0 | 0 | 0 | 0 | 0 | 0 | 0 | 0 | 0 | 0 | 0 | 0 | 0 | 0 | 0 | 0 | 0 | 0 | 0 | 0 | 0 | 0 | 0
5 | 0 | 0 | 0 | 0 | 0 | 0 | 0 | 0 | 0 | 0 | 0 | 0 | 0 | 0 | 0 | 0 | 0 | 0 | 0 | 0 | 0 | 0 | 0 | 0 | 0 | 0 | 0 | 0 | 0 | 0 | 0
Logit Model
System | Year 0: Actual Shares; Year 1: Annualized Cost; Year 2: Desirability Index; Year 3: Logit; Year 4: Uncalibrated Shares; Year 5: Coefficient; Year 6: Calibrated Desirability Index; Year 7: Calibrated Logit; Year 8: Coefficients available in base year; Year 9: Linear Interpolated Coefficients
1 | Year 0: 0%; Year 1: 0; Year 2: 0; Year 3: 0; Year 4: 0%; Year 5: 0; Year 6: 0; Year 7: 0; Year 8: 0; Year 9: 0
2 | Year 0: 0%; Year 1: 0; Year 2: 0; Year 3: 0; Year 4: 0%; Year 5: 0; Year 6: 0; Year 7: 0; Year 8: 0; Year 9: 0
3 | Year 0: 0%; Year 1: 0; Year 2: 0; Year 3: 0; Year 4: 0%; Year 5: 0; Year 6: 0; Year 7: 0; Year 8: 0; Year 9: 0
4 | Year 0: 0%; Year 1: 0; Year 2: 0; Year 3: 0; Year 4: 0%; Year 5: 0; Year 6: 0; Year 7: 0; Year 8: 0; Year 9: 0
5 | Year 0: 0%; Year 1: 0; Year 2: 0; Year 3: 0; Year 4: 0%; Year 5: 0; Year 6: 0; Year 7: 0; Year 8: 0; Year 9: 0
Nothing | Year 0: 100%; Year 1: 0; Year 2: 0; Year 3: 1; Year 4: #N/A; Year 5: #N/A; Year 6: #N/A; Year 7: #N/A; Year 8: #N/A; Year 9: 0
|  |  |  | 1 |  |  |  | #N/A
Calibrated Logit of Desirability Index
1 | 0 | 0 | 0 | 0 | 0 | 0 | 0 | 0 | 0 | 0 | 0 | 0 | 0 | 0 | 0 | 0 | 0 | 0 | 0 | 0 | 0 | 0 | 0 | 0 | 0 | 0 | 0 | 0 | 0 | 0 | 0
2 | 0 | 0 | 0 | 0 | 0 | 0 | 0 | 0 | 0 | 0 | 0 | 0 | 0 | 0 | 0 | 0 | 0 | 0 | 0 | 0 | 0 | 0 | 0 | 0 | 0 | 0 | 0 | 0 | 0 | 0 | 0
3 | 0 | 0 | 0 | 0 | 0 | 0 | 0 | 0 | 0 | 0 | 0 | 0 | 0 | 0 | 0 | 0 | 0 | 0 | 0 | 0 | 0 | 0 | 0 | 0 | 0 | 0 | 0 | 0 | 0 | 0 | 0
4 | 0 | 0 | 0 | 0 | 0 | 0 | 0 | 0 | 0 | 0 | 0 | 0 | 0 | 0 | 0 | 0 | 0 | 0 | 0 | 0 | 0 | 0 | 0 | 0 | 0 | 0 | 0 | 0 | 0 | 0 | 0
5 | 0 | 0 | 0 | 0 | 0 | 0 | 0 | 0 | 0 | 0 | 0 | 0 | 0 | 0 | 0 | 0 | 0 | 0 | 0 | 0 | 0 | 0 | 0 | 0 | 0 | 0 | 0 | 0 | 0 | 0 | 0
Nothing | 0 | 0 | 0 | 0 | 0 | 0 | 0 | 0 | 0 | 0 | 0 | 0 | 0 | 0 | 0 | 0 | 0 | 0 | 0 | 0 | 0 | 0 | 0 | 0 | 0 | 0 | 0 | 0 | 0 | 0 | 0
Total | 0 | 0 | 0 | 0 | 0 | 0 | 0 | 0 | 0 | 0 | 0 | 0 | 0 | 0 | 0 | 0 | 0 | 0 | 0 | 0 | 0 | 0 | 0 | 0 | 0 | 0 | 0 | 0 | 0 | 0 | 0
Linear Interpolated Purchase Shares
1 | bar: Year 0 to Year 30
2 | bar: Year 0 to Year 30
3 | bar: Year 0 to Year 30
4 | bar: Year 0 to Year 30
5 | bar: Year 0 to Year 30
Nothing | bar: Year 0 to Year 30
Baseline Forecast Purchase Shares
Equipment | Year 0 | Year 1 | Year 2 | Year 3 | Year 4 | Year 5 | Year 6 | Year 7 | Year 8 | Year 9 | Year 10 | Year 11 | Year 12 | Year 13 | Year 14 | Year 15 | Year 16 | Year 17 | Year 18 | Year 19 | Year 20 | Year 21 | Year 22 | Year 23 | Year 24 | Year 25 | Year 26 | Year 27 | Year 28 | Year 29 | Year 30
1 | 0% | 0% | 0% | 0% | 0% | 0% | 0% | 0% | 0% | 0% | 0% | 0% | 0% | 0% | 0% | 0% | 0% | 0% | 0% | 0% | 0% | 0% | 0% | 22.29% | 22.29% | 22.29% | 22.29% | 22.29% | 22.29% | 22.29% | 22.29%
2 | bar: Year 0 to Year 30
3 | 0% | 0% | 0% | 0% | 0% | 0% | 0% | 0% | 0% | 0% | 0% | 0% | 0% | 0% | 0% | 0% | 0% | 0% | 0% | 0% | 0% | 0% | 0% | 21.79% | 21.79% | 21.79% | 21.79% | 21.79% | 21.79% | 21.79% | 21.79%
4 | bar: Year 0 to Year 30
5 | 0% | 0% | 0% | 0% | 0% | 0% | 0% | 0% | 0% | 0% | 0% | 0% | 0% | 0% | 0% | 0% | 0% | 0% | 0% | 0% | 0% | 0% | 0% | 55.86% | 55.86% | 55.86% | 55.86% | 55.86% | 55.86% | 55.86% | 55.86%
Technical Potential Purchase Shares (Sorted)
Equipment | Year 0 | Year 1 | Year 2 | Year 3 | Year 4 | Year 5 | Year 6 | Year 7 | Year 8 | Year 9 | Year 10 | Year 11 | Year 12 | Year 13 | Year 14 | Year 15 | Year 16 | Year 17 | Year 18 | Year 19 | Year 20 | Year 21 | Year 22 | Year 23 | Year 24 | Year 25 | Year 26 | Year 27 | Year 28 | Year 29 | Year 30
1 | bar: Year 0 to Year 30
2 | bar: Year 0 to Year 30
3 | bar: Year 0 to Year 30
4 | bar: Year 0 to Year 30
5 | bar: Year 0 to Year 30
Economic Potential Purchase Shares (Sorted)
Equipment | Year 0 | Year 1 | Year 2 | Year 3 | Year 4 | Year 5 | Year 6 | Year 7 | Year 8 | Year 9 | Year 10 | Year 11 | Year 12 | Year 13 | Year 14 | Year 15 | Year 16 | Year 17 | Year 18 | Year 19 | Year 20 | Year 21 | Year 22 | Year 23 | Year 24 | Year 25 | Year 26 | Year 27 | Year 28 | Year 29 | Year 30
1 | bar: Year 0 to Year 30
2 | bar: Year 0 to Year 30
3 | bar: Year 0 to Year 30
4 | bar: Year 0 to Year 30
5 | bar: Year 0 to Year 30
Technical Potential Purchase Shares (Actual)
Equipment | Year 0 | Year 1 | Year 2 | Year 3 | Year 4 | Year 5 | Year 6 | Year 7 | Year 8 | Year 9 | Year 10 | Year 11 | Year 12 | Year 13 | Year 14 | Year 15 | Year 16 | Year 17 | Year 18 | Year 19 | Year 20 | Year 21 | Year 22 | Year 23 | Year 24 | Year 25 | Year 26 | Year 27 | Year 28 | Year 29 | Year 30
1 | bar: Year 0 to Year 30
2 | bar: Year 0 to Year 30
3 | bar: Year 0 to Year 30
4 | bar: Year 0 to Year 30
5 | bar: Year 0 to Year 30
Economic Potential Purchase Shares (Actual)
Equipment | Year 0 | Year 1 | Year 2 | Year 3 | Year 4 | Year 5 | Year 6 | Year 7 | Year 8 | Year 9 | Year 10 | Year 11 | Year 12 | Year 13 | Year 14 | Year 15 | Year 16 | Year 17 | Year 18 | Year 19 | Year 20 | Year 21 | Year 22 | Year 23 | Year 24 | Year 25 | Year 26 | Year 27 | Year 28 | Year 29 | Year 30
1 | bar: Year 0 to Year 30
2 | bar: Year 0 to Year 30
3 | bar: Year 0 to Year 30
4 | bar: Year 0 to Year 30
5 | bar: Year 0 to Year 30
Maximum Achievable Potential Purchase Shares
Equipment | Year 0 | Year 1 | Year 2 | Year 3 | Year 4 | Year 5 | Year 6 | Year 7 | Year 8 | Year 9 | Year 10 | Year 11 | Year 12 | Year 13 | Year 14 | Year 15 | Year 16 | Year 17 | Year 18 | Year 19 | Year 20 | Year 21 | Year 22 | Year 23 | Year 24 | Year 25 | Year 26 | Year 27 | Year 28 | Year 29 | Year 30
1 | 0% | 0% | 0% | 0% | 0% | 0% | 0% | 0% | 0% | 0% | 0% | 0% | 0% | 0% | 0% | 0% | 0% | 0% | 0% | 0% | 0% | 0% | 0% | 22.29% | 22.29% | 22.29% | 22.29% | 22.29% | 22.29% | 22.29% | 22.29%
2 | bar: Year 0 to Year 30
3 | 0% | 0% | 0% | 0% | 0% | 0% | 0% | 0% | 0% | 0% | 0% | 0% | 0% | 0% | 0% | 0% | 0% | 0% | 0% | 0% | 0% | 0% | 0% | 21.79% | 21.79% | 21.79% | 21.79% | 21.79% | 21.79% | 21.79% | 21.79%
4 | bar: Year 0 to Year 30
5 | 0% | 0% | 0% | 0% | 0% | 0% | 0% | 0% | 0% | 0% | 0% | 0% | 0% | 0% | 0% | 0% | 0% | 0% | 0% | 0% | 0% | 0% | 0% | 55.86% | 55.86% | 55.86% | 55.86% | 55.86% | 55.86% | 55.86% | 55.86%
Realistic Achievable Potential Purchase Shares
Equipment | Year 0 | Year 1 | Year 2 | Year 3 | Year 4 | Year 5 | Year 6 | Year 7 | Year 8 | Year 9 | Year 10 | Year 11 | Year 12 | Year 13 | Year 14 | Year 15 | Year 16 | Year 17 | Year 18 | Year 19 | Year 20 | Year 21 | Year 22 | Year 23 | Year 24 | Year 25 | Year 26 | Year 27 | Year 28 | Year 29 | Year 30
1 | 0% | 0% | 0% | 0% | 0% | 0% | 0% | 0% | 0% | 0% | 0% | 0% | 0% | 0% | 0% | 0% | 0% | 0% | 0% | 0% | 0% | 0% | 0% | 22.29% | 22.29% | 22.29% | 22.29% | 22.29% | 22.29% | 22.29% | 22.29%
2 | bar: Year 0 to Year 30
3 | 0% | 0% | 0% | 0% | 0% | 0% | 0% | 0% | 0% | 0% | 0% | 0% | 0% | 0% | 0% | 0% | 0% | 0% | 0% | 0% | 0% | 0% | 0% | 21.79% | 21.79% | 21.79% | 21.79% | 21.79% | 21.79% | 21.79% | 21.79%
4 | bar: Year 0 to Year 30
5 | 0% | 0% | 0% | 0% | 0% | 0% | 0% | 0% | 0% | 0% | 0% | 0% | 0% | 0% | 0% | 0% | 0% | 0% | 0% | 0% | 0% | 0% | 0% | 55.86% | 55.86% | 55.86% | 55.86% | 55.86% | 55.86% | 55.86% | 55.86%
Codes & Standards Forecast Purchase Shares
Equipment | Year 0 | Year 1 | Year 2 | Year 3 | Year 4 | Year 5 | Year 6 | Year 7 | Year 8 | Year 9 | Year 10 | Year 11 | Year 12 | Year 13 | Year 14 | Year 15 | Year 16 | Year 17 | Year 18 | Year 19 | Year 20 | Year 21 | Year 22 | Year 23 | Year 24 | Year 25 | Year 26 | Year 27 | Year 28 | Year 29 | Year 30
1 | 0% | 0% | 0% | 0% | 0% | 0% | 0% | 0% | 0% | 0% | 0% | 0% | 0% | 0% | 0% | 0% | 0% | 0% | 0% | 0% | 0% | 0% | 0% | 22.29% | 22.29% | 22.29% | 22.29% | 22.29% | 22.29% | 22.29% | 22.29%
2 | bar: Year 0 to Year 30
3 | 0% | 0% | 0% | 0% | 0% | 0% | 0% | 0% | 0% | 0% | 0% | 0% | 0% | 0% | 0% | 0% | 0% | 0% | 0% | 0% | 0% | 0% | 0% | 21.79% | 21.79% | 21.79% | 21.79% | 21.79% | 21.79% | 21.79% | 21.79%
4 | bar: Year 0 to Year 30
5 | 0% | 0% | 0% | 0% | 0% | 0% | 0% | 0% | 0% | 0% | 0% | 0% | 0% | 0% | 0% | 0% | 0% | 0% | 0% | 0% | 0% | 0% | 0% | 55.86% | 55.86% | 55.86% | 55.86% | 55.86% | 55.86% | 55.86% | 55.86%
Checks
Invalid Economic Test Chosen | Year 0: FALSE; Year 1: OK
Base Year Shares for Unavailable System | Year 0: FALSE; Year 1: OK

## Sys Forecast (hidden)
Model Year:
0
Row Offset
165
Units
| Year | Year 0 | Year 1 | Year 2 | Year 3 | Year 4 | Year 5 | Year 6 | Year 7 | Year 8 | Year 9 | Year 10 | Year 11 | Year 12 | Year 13 | Year 14 | Year 15 | Year 16 | Year 17 | Year 18 | Year 19 | Year 20 | Year 21 | Year 22 | Year 23 | Year 24 | Year 25 | Year 26 | Year 27 | Year 28 | Year 29 | Year 30 | Year 31 | Year 32 | Year 33 | Year 34 | Year 35
| Market Size | 0 | 0 | 0 | 0 | 0 | 0 | 0 | 0 | 0 | 0 | 0 | 0 | 0 | 0 | 0 | 0 | 0 | 0 | 0 | 0 | 0 | 0 | 0 | 0 | 0 | 0 | 0 | 0 | 0 | 0 | 0 | 0 | 0 | 0 | 0 | 0
S1 Purchase Shares | bar: Year 0 to Year 35
S2 Purchase Shares | bar: Year 0 to Year 35
S3 Purchase Shares | bar: Year 0 to Year 35
S4 Purchase Shares | bar: Year 0 to Year 35
S5 Purchase Shares | bar: Year 0 to Year 35
Base Year Systems
|  | Saturation | Count
| S1 Purchase Shares | Year 0: 0%; Year 1: 0
| S2 Purchase Shares | Year 0: 0%; Year 1: 0
| S3 Purchase Shares | Year 0: 0%; Year 1: 0
| S4 Purchase Shares | Year 0: 0%; Year 1: 0
| S5 Purchase Shares | Year 0: 0%; Year 1: 0
Turnover
|  | Year 0 | Year 1 | Year 2 | Year 3 | Year 4 | Year 5 | Year 6 | Year 7 | Year 8 | Year 9 | Year 10 | Year 11 | Year 12 | Year 13 | Year 14 | Year 15 | Year 16 | Year 17 | Year 18 | Year 19 | Year 20 | Year 21 | Year 22 | Year 23 | Year 24 | Year 25 | Year 26 | Year 27 | Year 28 | Year 29 | Year 30
| System 1 | 0 | 0 | 0 | 0 | 0 | 0 | 0 | 0 | 0 | 0 | 0 | 0 | 0 | 0 | 0 | 0 | 0 | 0 | 0 | 0 | 0 | 0 | 0 | 0 | 0 | 0 | 0 | 0 | 0 | 0 | 0
| System 2 | 0 | 0 | 0 | 0 | 0 | 0 | 0 | 0 | 0 | 0 | 0 | 0 | 0 | 0 | 0 | 0 | 0 | 0 | 0 | 0 | 0 | 0 | 0 | 0 | 0 | 0 | 0 | 0 | 0 | 0 | 0
| System 3 | 0 | 0 | 0 | 0 | 0 | 0 | 0 | 0 | 0 | 0 | 0 | 0 | 0 | 0 | 0 | 0 | 0 | 0 | 0 | 0 | 0 | 0 | 0 | 0 | 0 | 0 | 0 | 0 | 0 | 0 | 0
| System 4 | 0 | 0 | 0 | 0 | 0 | 0 | 0 | 0 | 0 | 0 | 0 | 0 | 0 | 0 | 0 | 0 | 0 | 0 | 0 | 0 | 0 | 0 | 0 | 0 | 0 | 0 | 0 | 0 | 0 | 0 | 0
| System 5 | 0 | 0 | 0 | 0 | 0 | 0 | 0 | 0 | 0 | 0 | 0 | 0 | 0 | 0 | 0 | 0 | 0 | 0 | 0 | 0 | 0 | 0 | 0 | 0 | 0 | 0 | 0 | 0 | 0 | 0 | 0
| Total: | 0 | 0 | 0 | 0 | 0 | 0 | 0 | 0 | 0 | 0 | 0 | 0 | 0 | 0 | 0 | 0 | 0 | 0 | 0 | 0 | 0 | 0 | 0 | 0 | 0 | 0 | 0 | 0 | 0 | 0 | 0
S1C1 |  | Year 0: System 1 Technology 1
Technology Variables
| Tech Key | Year 0: 0
| Peak Factor (S) | Year 0: 0
| Peak Factor (W) | Year 0: 0
| Min Vintage Lifetime | Year 0: 0
| Max Vintage Lifetime | Year 0: 0
| Turnover Style | Year 0: 0
Technology Variables
| Equipment | Year 0: Label; Year 1: Min Lifetime; Year 2: Max Lifetime; Year 3: Degradation; Year 4: Usage; Year 5: Available
| E1 | Year 1: 0; Year 2: 0; Year 3: 0%; Year 4: 0; Year 5: FALSE
| E2 | Year 1: 0; Year 2: 0; Year 3: 0%; Year 4: 0; Year 5: FALSE
| E3 | Year 1: 0; Year 2: 0; Year 3: 0%; Year 4: 0; Year 5: FALSE
| E4 | Year 1: 0; Year 2: 0; Year 3: 0%; Year 4: 0; Year 5: FALSE
| E5 | Year 1: 0; Year 2: 0; Year 3: 0%; Year 4: 0; Year 5: FALSE
| E6 | Year 1: 0; Year 2: 0; Year 3: 0%; Year 4: 0; Year 5: FALSE
| E7 | Year 1: 0; Year 2: 0; Year 3: 0%; Year 4: 0; Year 5: FALSE
| E8 | Year 1: 0; Year 2: 0; Year 3: 0%; Year 4: 0; Year 5: FALSE
| E9 | Year 1: 0; Year 2: 0; Year 3: 0%; Year 4: 0; Year 5: FALSE
| E10 | Year 1: 0; Year 2: 0; Year 3: 0%; Year 4: 0; Year 5: FALSE
Original Forecast Results
| Year | Year 0 | Year 1 | Year 2 | Year 3 | Year 4 | Year 5 | Year 6 | Year 7 | Year 8 | Year 9 | Year 10 | Year 11 | Year 12 | Year 13 | Year 14 | Year 15 | Year 16 | Year 17 | Year 18 | Year 19 | Year 20 | Year 21 | Year 22 | Year 23 | Year 24 | Year 25 | Year 26 | Year 27 | Year 28 | Year 29 | Year 30 | Key
| Units | 0 | 0 | 0 | 0 | 0 | 0 | 0 | 0 | 0 | 0 | 0 | 0 | 0 | 0 | 0 | 0 | 0 | 0 | 0 | 0 | 0 | 0 | 0 | 0 | 0 | 0 | 0 | 0 | 0 | 0 | 0 | #REF! |  |  |  |  | 301957.8232
| Usage | 0 | 0 | 0 | 0 | 0 | 0 | 0 | 0 | 0 | 0 | 0 | 0 | 0 | 0 | 0 | 0 | 0 | 0 | 0 | 0 | 0 | 0 | 0 | 0 | 0 | 0 | 0 | 0 | 0 | 0 | 0 | #REF! |  |  |  |  | 1698.6543
| Peak Demand (S) | 0 | 0 | 0 | 0 | 0 | 0 | 0 | 0 | 0 | 0 | 0 | 0 | 0 | 0 | 0 | 0 | 0 | 0 | 0 | 0 | 0 | 0 | 0 | 0 | 0 | 0 | 0 | 0 | 0 | 0 | 0 | #REF! |  |  |  |  | 0
| Peak Demand (W) | 0 | 0 | 0 | 0 | 0 | 0 | 0 | 0 | 0 | 0 | 0 | 0 | 0 | 0 | 0 | 0 | 0 | 0 | 0 | 0 | 0 | 0 | 0 | 0 | 0 | 0 | 0 | 0 | 0 | 0 | 0 | #REF! |  |  |  |  | 884.6119
| Turnover | 0 | 0 | 0 | 0 | 0 | 0 | 0 | 0 | 0 | 0 | 0 | 0 | 0 | 0 | 0 | 0 | 0 | 0 | 0 | 0 | 0 | 0 | 0 | 0 | 0 | 0 | 0 | 0 | 0 | 0 | 0 | #REF! |  |  |  |  | 6885.4476
| Avg. Replacement Usage | 0 | 0 | 0 | 0 | 0 | 0 | 0 | 0 | 0 | 0 | 0 | 0 | 0 | 0 | 0 | 0 | 0 | 0 | 0 | 0 | 0 | 0 | 0 | 0 | 0 | 0 | 0 | 0 | 0 | 0 | 0 | #REF! |  |  |  |  | 5638.8522
| Avg. Replacement Demand (S) | 0 | 0 | 0 | 0 | 0 | 0 | 0 | 0 | 0 | 0 | 0 | 0 | 0 | 0 | 0 | 0 | 0 | 0 | 0 | 0 | 0 | 0 | 0 | 0 | 0 | 0 | 0 | 0 | 0 | 0 | 0 | #REF! |  |  |  |  | 0
| Avg. Replacement Demand (W) | 0 | 0 | 0 | 0 | 0 | 0 | 0 | 0 | 0 | 0 | 0 | 0 | 0 | 0 | 0 | 0 | 0 | 0 | 0 | 0 | 0 | 0 | 0 | 0 | 0 | 0 | 0 | 0 | 0 | 0 | 0 | #REF! |  |  |  |  | 2.9366
Tech Forecast Stock
| Year | Year 0 | Year 1 | Year 2 | Year 3 | Year 4 | Year 5 | Year 6 | Year 7 | Year 8 | Year 9 | Year 10 | Year 11 | Year 12 | Year 13 | Year 14 | Year 15 | Year 16 | Year 17 | Year 18 | Year 19 | Year 20 | Year 21 | Year 22 | Year 23 | Year 24 | Year 25 | Year 26 | Year 27 | Year 28 | Year 29 | Year 30
| E1 | 0 | 0 | 0 | 0 | 0 | 0 | 0 | 0 | 0 | 0 | 0 | 0 | 0 | 0 | 0 | 0 | 0 | 0 | 0 | 0 | 0 | 0 | 0 | 0 | 0 | 0 | 0 | 0 | 0 | 0 | 0
| E2 | 0 | 0 | 0 | 0 | 0 | 0 | 0 | 0 | 0 | 0 | 0 | 0 | 0 | 0 | 0 | 0 | 0 | 0 | 0 | 0 | 0 | 0 | 0 | 0 | 0 | 0 | 0 | 0 | 0 | 0 | 0
| E3 | 0 | 0 | 0 | 0 | 0 | 0 | 0 | 0 | 0 | 0 | 0 | 0 | 0 | 0 | 0 | 0 | 0 | 0 | 0 | 0 | 0 | 0 | 0 | 0 | 0 | 0 | 0 | 0 | 0 | 0 | 0
| E4 | 0 | 0 | 0 | 0 | 0 | 0 | 0 | 0 | 0 | 0 | 0 | 0 | 0 | 0 | 0 | 0 | 0 | 0 | 0 | 0 | 0 | 0 | 0 | 0 | 0 | 0 | 0 | 0 | 0 | 0 | 0
| E5 | 0 | 0 | 0 | 0 | 0 | 0 | 0 | 0 | 0 | 0 | 0 | 0 | 0 | 0 | 0 | 0 | 0 | 0 | 0 | 0 | 0 | 0 | 0 | 0 | 0 | 0 | 0 | 0 | 0 | 0 | 0
| E6 | 0 | 0 | 0 | 0 | 0 | 0 | 0 | 0 | 0 | 0 | 0 | 0 | 0 | 0 | 0 | 0 | 0 | 0 | 0 | 0 | 0 | 0 | 0 | 0 | 0 | 0 | 0 | 0 | 0 | 0 | 0
| E7 | 0 | 0 | 0 | 0 | 0 | 0 | 0 | 0 | 0 | 0 | 0 | 0 | 0 | 0 | 0 | 0 | 0 | 0 | 0 | 0 | 0 | 0 | 0 | 0 | 0 | 0 | 0 | 0 | 0 | 0 | 0
| E8 | 0 | 0 | 0 | 0 | 0 | 0 | 0 | 0 | 0 | 0 | 0 | 0 | 0 | 0 | 0 | 0 | 0 | 0 | 0 | 0 | 0 | 0 | 0 | 0 | 0 | 0 | 0 | 0 | 0 | 0 | 0
| E9 | 0 | 0 | 0 | 0 | 0 | 0 | 0 | 0 | 0 | 0 | 0 | 0 | 0 | 0 | 0 | 0 | 0 | 0 | 0 | 0 | 0 | 0 | 0 | 0 | 0 | 0 | 0 | 0 | 0 | 0 | 0
| E10 | 0 | 0 | 0 | 0 | 0 | 0 | 0 | 0 | 0 | 0 | 0 | 0 | 0 | 0 | 0 | 0 | 0 | 0 | 0 | 0 | 0 | 0 | 0 | 0 | 0 | 0 | 0 | 0 | 0 | 0 | 0
| Vintage | 0 | 0 | 0 | 0 | 0 | 0 | 0 | 0 | 0 | 0 | 0 | 0 | 0 | 0 | 0 | 0 | 0 | 0 | 0 | 0 | 0 | 0 | 0 | 0 | 0 | 0 | 0 | 0 | 0 | 0 | 0
Stock for Switching
| Year | Year 0 | Year 1 | Year 2 | Year 3 | Year 4 | Year 5 | Year 6 | Year 7 | Year 8 | Year 9 | Year 10 | Year 11 | Year 12 | Year 13 | Year 14 | Year 15 | Year 16 | Year 17 | Year 18 | Year 19 | Year 20 | Year 21 | Year 22 | Year 23 | Year 24 | Year 25 | Year 26 | Year 27 | Year 28 | Year 29 | Year 30
| E1 | 0 | 0 | 0 | 0 | 0 | 0 | 0 | 0 | 0 | 0 | 0 | 0 | 0 | 0 | 0 | 0 | 0 | 0 | 0 | 0 | 0 | 0 | 0 | 0 | 0 | 0 | 0 | 0 | 0 | 0 | 0 | 0_E1_SysStock
| E2 | 0 | 0 | 0 | 0 | 0 | 0 | 0 | 0 | 0 | 0 | 0 | 0 | 0 | 0 | 0 | 0 | 0 | 0 | 0 | 0 | 0 | 0 | 0 | 0 | 0 | 0 | 0 | 0 | 0 | 0 | 0 | 0_E2_SysStock
| E3 | 0 | 0 | 0 | 0 | 0 | 0 | 0 | 0 | 0 | 0 | 0 | 0 | 0 | 0 | 0 | 0 | 0 | 0 | 0 | 0 | 0 | 0 | 0 | 0 | 0 | 0 | 0 | 0 | 0 | 0 | 0 | 0_E3_SysStock
| E4 | 0 | 0 | 0 | 0 | 0 | 0 | 0 | 0 | 0 | 0 | 0 | 0 | 0 | 0 | 0 | 0 | 0 | 0 | 0 | 0 | 0 | 0 | 0 | 0 | 0 | 0 | 0 | 0 | 0 | 0 | 0 | 0_E4_SysStock
| E5 | 0 | 0 | 0 | 0 | 0 | 0 | 0 | 0 | 0 | 0 | 0 | 0 | 0 | 0 | 0 | 0 | 0 | 0 | 0 | 0 | 0 | 0 | 0 | 0 | 0 | 0 | 0 | 0 | 0 | 0 | 0 | 0_E5_SysStock
| E6 | 0 | 0 | 0 | 0 | 0 | 0 | 0 | 0 | 0 | 0 | 0 | 0 | 0 | 0 | 0 | 0 | 0 | 0 | 0 | 0 | 0 | 0 | 0 | 0 | 0 | 0 | 0 | 0 | 0 | 0 | 0 | 0_E6_SysStock
| E7 | 0 | 0 | 0 | 0 | 0 | 0 | 0 | 0 | 0 | 0 | 0 | 0 | 0 | 0 | 0 | 0 | 0 | 0 | 0 | 0 | 0 | 0 | 0 | 0 | 0 | 0 | 0 | 0 | 0 | 0 | 0 | 0_E7_SysStock
| E8 | 0 | 0 | 0 | 0 | 0 | 0 | 0 | 0 | 0 | 0 | 0 | 0 | 0 | 0 | 0 | 0 | 0 | 0 | 0 | 0 | 0 | 0 | 0 | 0 | 0 | 0 | 0 | 0 | 0 | 0 | 0 | 0_E8_SysStock
| E9 | 0 | 0 | 0 | 0 | 0 | 0 | 0 | 0 | 0 | 0 | 0 | 0 | 0 | 0 | 0 | 0 | 0 | 0 | 0 | 0 | 0 | 0 | 0 | 0 | 0 | 0 | 0 | 0 | 0 | 0 | 0 | 0_E9_SysStock
| E10 | 0 | 0 | 0 | 0 | 0 | 0 | 0 | 0 | 0 | 0 | 0 | 0 | 0 | 0 | 0 | 0 | 0 | 0 | 0 | 0 | 0 | 0 | 0 | 0 | 0 | 0 | 0 | 0 | 0 | 0 | 0 | 0_E10_SysStock
| Vintage | 0 | 0 | 0 | 0 | 0 | 0 | 0 | 0 | 0 | 0 | 0 | 0 | 0 | 0 | 0 | 0 | 0 | 0 | 0 | 0 | 0 | 0 | 0 | 0 | 0 | 0 | 0 | 0 | 0 | 0 | 0 | 0_Vintage_SysStock
Tech Forecast Purchases
| Year | Year 0 | Year 1 | Year 2 | Year 3 | Year 4 | Year 5 | Year 6 | Year 7 | Year 8 | Year 9 | Year 10 | Year 11 | Year 12 | Year 13 | Year 14 | Year 15 | Year 16 | Year 17 | Year 18 | Year 19 | Year 20 | Year 21 | Year 22 | Year 23 | Year 24 | Year 25 | Year 26 | Year 27 | Year 28 | Year 29 | Year 30
| E1 | 0 | 0 | 0 | 0 | 0 | 0 | 0 | 0 | 0 | 0 | 0 | 0 | 0 | 0 | 0 | 0 | 0 | 0 | 0 | 0 | 0 | 0 | 0 | 0 | 0 | 0 | 0 | 0 | 0 | 0 | 0
| E2 | 0 | 0 | 0 | 0 | 0 | 0 | 0 | 0 | 0 | 0 | 0 | 0 | 0 | 0 | 0 | 0 | 0 | 0 | 0 | 0 | 0 | 0 | 0 | 0 | 0 | 0 | 0 | 0 | 0 | 0 | 0
| E3 | 0 | 0 | 0 | 0 | 0 | 0 | 0 | 0 | 0 | 0 | 0 | 0 | 0 | 0 | 0 | 0 | 0 | 0 | 0 | 0 | 0 | 0 | 0 | 0 | 0 | 0 | 0 | 0 | 0 | 0 | 0
| E4 | 0 | 0 | 0 | 0 | 0 | 0 | 0 | 0 | 0 | 0 | 0 | 0 | 0 | 0 | 0 | 0 | 0 | 0 | 0 | 0 | 0 | 0 | 0 | 0 | 0 | 0 | 0 | 0 | 0 | 0 | 0
| E5 | 0 | 0 | 0 | 0 | 0 | 0 | 0 | 0 | 0 | 0 | 0 | 0 | 0 | 0 | 0 | 0 | 0 | 0 | 0 | 0 | 0 | 0 | 0 | 0 | 0 | 0 | 0 | 0 | 0 | 0 | 0
| E6 | 0 | 0 | 0 | 0 | 0 | 0 | 0 | 0 | 0 | 0 | 0 | 0 | 0 | 0 | 0 | 0 | 0 | 0 | 0 | 0 | 0 | 0 | 0 | 0 | 0 | 0 | 0 | 0 | 0 | 0 | 0
| E7 | 0 | 0 | 0 | 0 | 0 | 0 | 0 | 0 | 0 | 0 | 0 | 0 | 0 | 0 | 0 | 0 | 0 | 0 | 0 | 0 | 0 | 0 | 0 | 0 | 0 | 0 | 0 | 0 | 0 | 0 | 0
| E8 | 0 | 0 | 0 | 0 | 0 | 0 | 0 | 0 | 0 | 0 | 0 | 0 | 0 | 0 | 0 | 0 | 0 | 0 | 0 | 0 | 0 | 0 | 0 | 0 | 0 | 0 | 0 | 0 | 0 | 0 | 0
| E9 | 0 | 0 | 0 | 0 | 0 | 0 | 0 | 0 | 0 | 0 | 0 | 0 | 0 | 0 | 0 | 0 | 0 | 0 | 0 | 0 | 0 | 0 | 0 | 0 | 0 | 0 | 0 | 0 | 0 | 0 | 0
| E10 | 0 | 0 | 0 | 0 | 0 | 0 | 0 | 0 | 0 | 0 | 0 | 0 | 0 | 0 | 0 | 0 | 0 | 0 | 0 | 0 | 0 | 0 | 0 | 0 | 0 | 0 | 0 | 0 | 0 | 0 | 0
Potential to Switch
| Year | Year 0 | Year 1 | Year 2 | Year 3 | Year 4 | Year 5 | Year 6 | Year 7 | Year 8 | Year 9 | Year 10 | Year 11 | Year 12 | Year 13 | Year 14 | Year 15 | Year 16 | Year 17 | Year 18 | Year 19 | Year 20 | Year 21 | Year 22 | Year 23 | Year 24 | Year 25 | Year 26 | Year 27 | Year 28 | Year 29 | Year 30
| E1 | 0 | 0 | 0 | 0 | 0 | 0 | 0 | 0 | 0 | 0 | 0 | 0 | 0 | 0 | 0 | 0 | 0 | 0 | 0 | 0 | 0 | 0 | 0 | 0 | 0 | 0 | 0 | 0 | 0 | 0 | 0 | 0_E1_Switched Out
| E2 | 0 | 0 | 0 | 0 | 0 | 0 | 0 | 0 | 0 | 0 | 0 | 0 | 0 | 0 | 0 | 0 | 0 | 0 | 0 | 0 | 0 | 0 | 0 | 0 | 0 | 0 | 0 | 0 | 0 | 0 | 0 | 0_E2_Switched Out
| E3 | 0 | 0 | 0 | 0 | 0 | 0 | 0 | 0 | 0 | 0 | 0 | 0 | 0 | 0 | 0 | 0 | 0 | 0 | 0 | 0 | 0 | 0 | 0 | 0 | 0 | 0 | 0 | 0 | 0 | 0 | 0 | 0_E3_Switched Out
| E4 | 0 | 0 | 0 | 0 | 0 | 0 | 0 | 0 | 0 | 0 | 0 | 0 | 0 | 0 | 0 | 0 | 0 | 0 | 0 | 0 | 0 | 0 | 0 | 0 | 0 | 0 | 0 | 0 | 0 | 0 | 0 | 0_E4_Switched Out
| E5 | 0 | 0 | 0 | 0 | 0 | 0 | 0 | 0 | 0 | 0 | 0 | 0 | 0 | 0 | 0 | 0 | 0 | 0 | 0 | 0 | 0 | 0 | 0 | 0 | 0 | 0 | 0 | 0 | 0 | 0 | 0 | 0_E5_Switched Out
| E6 | 0 | 0 | 0 | 0 | 0 | 0 | 0 | 0 | 0 | 0 | 0 | 0 | 0 | 0 | 0 | 0 | 0 | 0 | 0 | 0 | 0 | 0 | 0 | 0 | 0 | 0 | 0 | 0 | 0 | 0 | 0 | 0_E6_Switched Out
| E7 | 0 | 0 | 0 | 0 | 0 | 0 | 0 | 0 | 0 | 0 | 0 | 0 | 0 | 0 | 0 | 0 | 0 | 0 | 0 | 0 | 0 | 0 | 0 | 0 | 0 | 0 | 0 | 0 | 0 | 0 | 0 | 0_E7_Switched Out
| E8 | 0 | 0 | 0 | 0 | 0 | 0 | 0 | 0 | 0 | 0 | 0 | 0 | 0 | 0 | 0 | 0 | 0 | 0 | 0 | 0 | 0 | 0 | 0 | 0 | 0 | 0 | 0 | 0 | 0 | 0 | 0 | 0_E8_Switched Out
| E9 | 0 | 0 | 0 | 0 | 0 | 0 | 0 | 0 | 0 | 0 | 0 | 0 | 0 | 0 | 0 | 0 | 0 | 0 | 0 | 0 | 0 | 0 | 0 | 0 | 0 | 0 | 0 | 0 | 0 | 0 | 0 | 0_E9_Switched Out
| E10 | 0 | 0 | 0 | 0 | 0 | 0 | 0 | 0 | 0 | 0 | 0 | 0 | 0 | 0 | 0 | 0 | 0 | 0 | 0 | 0 | 0 | 0 | 0 | 0 | 0 | 0 | 0 | 0 | 0 | 0 | 0 | 0_E10_Switched Out
Units Out
| E1 | 0 | 0 | 0 | 0 | 0 | 0 | 0 | 0 | 0 | 0 | 0 | 0 | 0 | 0 | 0 | 0 | 0 | 0 | 0 | 0 | 0 | 0 | 0 | 0 | 0 | 0 | 0 | 0 | 0 | 0 | 0
| E2 | 0 | 0 | 0 | 0 | 0 | 0 | 0 | 0 | 0 | 0 | 0 | 0 | 0 | 0 | 0 | 0 | 0 | 0 | 0 | 0 | 0 | 0 | 0 | 0 | 0 | 0 | 0 | 0 | 0 | 0 | 0
| E3 | 0 | 0 | 0 | 0 | 0 | 0 | 0 | 0 | 0 | 0 | 0 | 0 | 0 | 0 | 0 | 0 | 0 | 0 | 0 | 0 | 0 | 0 | 0 | 0 | 0 | 0 | 0 | 0 | 0 | 0 | 0
| E4 | 0 | 0 | 0 | 0 | 0 | 0 | 0 | 0 | 0 | 0 | 0 | 0 | 0 | 0 | 0 | 0 | 0 | 0 | 0 | 0 | 0 | 0 | 0 | 0 | 0 | 0 | 0 | 0 | 0 | 0 | 0
| E5 | 0 | 0 | 0 | 0 | 0 | 0 | 0 | 0 | 0 | 0 | 0 | 0 | 0 | 0 | 0 | 0 | 0 | 0 | 0 | 0 | 0 | 0 | 0 | 0 | 0 | 0 | 0 | 0 | 0 | 0 | 0
| E6 | 0 | 0 | 0 | 0 | 0 | 0 | 0 | 0 | 0 | 0 | 0 | 0 | 0 | 0 | 0 | 0 | 0 | 0 | 0 | 0 | 0 | 0 | 0 | 0 | 0 | 0 | 0 | 0 | 0 | 0 | 0
| E7 | 0 | 0 | 0 | 0 | 0 | 0 | 0 | 0 | 0 | 0 | 0 | 0 | 0 | 0 | 0 | 0 | 0 | 0 | 0 | 0 | 0 | 0 | 0 | 0 | 0 | 0 | 0 | 0 | 0 | 0 | 0
| E8 | 0 | 0 | 0 | 0 | 0 | 0 | 0 | 0 | 0 | 0 | 0 | 0 | 0 | 0 | 0 | 0 | 0 | 0 | 0 | 0 | 0 | 0 | 0 | 0 | 0 | 0 | 0 | 0 | 0 | 0 | 0
| E9 | 0 | 0 | 0 | 0 | 0 | 0 | 0 | 0 | 0 | 0 | 0 | 0 | 0 | 0 | 0 | 0 | 0 | 0 | 0 | 0 | 0 | 0 | 0 | 0 | 0 | 0 | 0 | 0 | 0 | 0 | 0
| E10 | 0 | 0 | 0 | 0 | 0 | 0 | 0 | 0 | 0 | 0 | 0 | 0 | 0 | 0 | 0 | 0 | 0 | 0 | 0 | 0 | 0 | 0 | 0 | 0 | 0 | 0 | 0 | 0 | 0 | 0 | 0
| Vintage | 0 | 0 | 0 | 0 | 0 | 0 | 0 | 0 | 0 | 0 | 0 | 0 | 0 | 0 | 0 | 0 | 0 | 0 | 0 | 0 | 0 | 0 | 0 | 0 | 0 | 0 | 0 | 0 | 0 | 0 | 0
Tech Purchase Shares
| Year | Year 0 | Year 1 | Year 2 | Year 3 | Year 4 | Year 5 | Year 6 | Year 7 | Year 8 | Year 9 | Year 10 | Year 11 | Year 12 | Year 13 | Year 14 | Year 15 | Year 16 | Year 17 | Year 18 | Year 19 | Year 20 | Year 21 | Year 22 | Year 23 | Year 24 | Year 25 | Year 26 | Year 27 | Year 28 | Year 29 | Year 30
E1 | bar: Year 0 to Year 30
E2 | bar: Year 0 to Year 30
E3 | bar: Year 0 to Year 30
E4 | bar: Year 0 to Year 30
E5 | bar: Year 0 to Year 30
E6 | bar: Year 0 to Year 30
E7 | bar: Year 0 to Year 30
E8 | bar: Year 0 to Year 30
E9 | bar: Year 0 to Year 30
E10 | bar: Year 0 to Year 30
Units In from Switching
| E1 | 0 | 0 | 0 | 0 | 0 | 0 | 0 | 0 | 0 | 0 | 0 | 0 | 0 | 0 | 0 | 0 | 0 | 0 | 0 | 0 | 0 | 0 | 0 | 0 | 0 | 0 | 0 | 0 | 0 | 0 | 0
| E2 | 0 | 0 | 0 | 0 | 0 | 0 | 0 | 0 | 0 | 0 | 0 | 0 | 0 | 0 | 0 | 0 | 0 | 0 | 0 | 0 | 0 | 0 | 0 | 0 | 0 | 0 | 0 | 0 | 0 | 0 | 0
| E3 | 0 | 0 | 0 | 0 | 0 | 0 | 0 | 0 | 0 | 0 | 0 | 0 | 0 | 0 | 0 | 0 | 0 | 0 | 0 | 0 | 0 | 0 | 0 | 0 | 0 | 0 | 0 | 0 | 0 | 0 | 0
| E4 | 0 | 0 | 0 | 0 | 0 | 0 | 0 | 0 | 0 | 0 | 0 | 0 | 0 | 0 | 0 | 0 | 0 | 0 | 0 | 0 | 0 | 0 | 0 | 0 | 0 | 0 | 0 | 0 | 0 | 0 | 0
| E5 | 0 | 0 | 0 | 0 | 0 | 0 | 0 | 0 | 0 | 0 | 0 | 0 | 0 | 0 | 0 | 0 | 0 | 0 | 0 | 0 | 0 | 0 | 0 | 0 | 0 | 0 | 0 | 0 | 0 | 0 | 0
| E6 | 0 | 0 | 0 | 0 | 0 | 0 | 0 | 0 | 0 | 0 | 0 | 0 | 0 | 0 | 0 | 0 | 0 | 0 | 0 | 0 | 0 | 0 | 0 | 0 | 0 | 0 | 0 | 0 | 0 | 0 | 0
| E7 | 0 | 0 | 0 | 0 | 0 | 0 | 0 | 0 | 0 | 0 | 0 | 0 | 0 | 0 | 0 | 0 | 0 | 0 | 0 | 0 | 0 | 0 | 0 | 0 | 0 | 0 | 0 | 0 | 0 | 0 | 0
| E8 | 0 | 0 | 0 | 0 | 0 | 0 | 0 | 0 | 0 | 0 | 0 | 0 | 0 | 0 | 0 | 0 | 0 | 0 | 0 | 0 | 0 | 0 | 0 | 0 | 0 | 0 | 0 | 0 | 0 | 0 | 0
| E9 | 0 | 0 | 0 | 0 | 0 | 0 | 0 | 0 | 0 | 0 | 0 | 0 | 0 | 0 | 0 | 0 | 0 | 0 | 0 | 0 | 0 | 0 | 0 | 0 | 0 | 0 | 0 | 0 | 0 | 0 | 0
| E10 | 0 | 0 | 0 | 0 | 0 | 0 | 0 | 0 | 0 | 0 | 0 | 0 | 0 | 0 | 0 | 0 | 0 | 0 | 0 | 0 | 0 | 0 | 0 | 0 | 0 | 0 | 0 | 0 | 0 | 0 | 0
| Vintage | 0 | 0 | 0 | 0 | 0 | 0 | 0 | 0 | 0 | 0 | 0 | 0 | 0 | 0 | 0 | 0 | 0 | 0 | 0 | 0 | 0 | 0 | 0 | 0 | 0 | 0 | 0 | 0 | 0 | 0 | 0
Net Change
| Year | Year 0 | Year 1 | Year 2 | Year 3 | Year 4 | Year 5 | Year 6 | Year 7 | Year 8 | Year 9 | Year 10 | Year 11 | Year 12 | Year 13 | Year 14 | Year 15 | Year 16 | Year 17 | Year 18 | Year 19 | Year 20 | Year 21 | Year 22 | Year 23 | Year 24 | Year 25 | Year 26 | Year 27 | Year 28 | Year 29 | Year 30 | Key
| Units | 0 | 0 | 0 | 0 | 0 | 0 | 0 | 0 | 0 | 0 | 0 | 0 | 0 | 0 | 0 | 0 | 0 | 0 | 0 | 0 | 0 | 0 | 0 | 0 | 0 | 0 | 0 | 0 | 0 | 0 | 0 | 0_Units |  |  |  |  | 301957.8232
| Usage | 0 | 0 | 0 | 0 | 0 | 0 | 0 | 0 | 0 | 0 | 0 | 0 | 0 | 0 | 0 | 0 | 0 | 0 | 0 | 0 | 0 | 0 | 0 | 0 | 0 | 0 | 0 | 0 | 0 | 0 | 0 | 0_Usage |  |  |  |  | 1698.6543
| Peak Demand (S) | 0 | 0 | 0 | 0 | 0 | 0 | 0 | 0 | 0 | 0 | 0 | 0 | 0 | 0 | 0 | 0 | 0 | 0 | 0 | 0 | 0 | 0 | 0 | 0 | 0 | 0 | 0 | 0 | 0 | 0 | 0 | 0_Peak Demand (S) |  |  |  |  | 0
| Peak Demand (W) | 0 | 0 | 0 | 0 | 0 | 0 | 0 | 0 | 0 | 0 | 0 | 0 | 0 | 0 | 0 | 0 | 0 | 0 | 0 | 0 | 0 | 0 | 0 | 0 | 0 | 0 | 0 | 0 | 0 | 0 | 0 | 0_Peak Demand (W) |  |  |  |  | 884.6119
| Turnover | 0 | 0 | 0 | 0 | 0 | 0 | 0 | 0 | 0 | 0 | 0 | 0 | 0 | 0 | 0 | 0 | 0 | 0 | 0 | 0 | 0 | 0 | 0 | 0 | 0 | 0 | 0 | 0 | 0 | 0 | 0 | 0_Turnover |  |  |  |  | 6885.4476
| Avg. Replacement Usage | 0 | 0 | 0 | 0 | 0 | 0 | 0 | 0 | 0 | 0 | 0 | 0 | 0 | 0 | 0 | 0 | 0 | 0 | 0 | 0 | 0 | 0 | 0 | 0 | 0 | 0 | 0 | 0 | 0 | 0 | 0 | 0_Avg. Replacement Usage |  |  |  |  | 5638.8522
| Avg. Replacement Demand (S) | 0 | 0 | 0 | 0 | 0 | 0 | 0 | 0 | 0 | 0 | 0 | 0 | 0 | 0 | 0 | 0 | 0 | 0 | 0 | 0 | 0 | 0 | 0 | 0 | 0 | 0 | 0 | 0 | 0 | 0 | 0 | 0_Avg. Replacement Demand (S) |  |  |  |  | 0
| Avg. Replacement Demand (W) | 0 | 0 | 0 | 0 | 0 | 0 | 0 | 0 | 0 | 0 | 0 | 0 | 0 | 0 | 0 | 0 | 0 | 0 | 0 | 0 | 0 | 0 | 0 | 0 | 0 | 0 | 0 | 0 | 0 | 0 | 0 | 0_Avg. Replacement Demand (W) |  |  |  |  | 2.9366
Purchases
| Year | Year 0 | Year 1 | Year 2 | Year 3 | Year 4 | Year 5 | Year 6 | Year 7 | Year 8 | Year 9 | Year 10 | Year 11 | Year 12 | Year 13 | Year 14 | Year 15 | Year 16 | Year 17 | Year 18 | Year 19 | Year 20 | Year 21 | Year 22 | Year 23 | Year 24 | Year 25 | Year 26 | Year 27 | Year 28 | Year 29 | Year 30
| E1 | 0 | 0 | 0 | 0 | 0 | 0 | 0 | 0 | 0 | 0 | 0 | 0 | 0 | 0 | 0 | 0 | 0 | 0 | 0 | 0 | 0 | 0 | 0 | 0 | 0 | 0 | 0 | 0 | 0 | 0 | 0 | 0_E1_Purchases |  |  |  |  | 6885.4476
| E2 | 0 | 0 | 0 | 0 | 0 | 0 | 0 | 0 | 0 | 0 | 0 | 0 | 0 | 0 | 0 | 0 | 0 | 0 | 0 | 0 | 0 | 0 | 0 | 0 | 0 | 0 | 0 | 0 | 0 | 0 | 0 | 0_E2_Purchases |  |  |  |  | 0
| E3 | 0 | 0 | 0 | 0 | 0 | 0 | 0 | 0 | 0 | 0 | 0 | 0 | 0 | 0 | 0 | 0 | 0 | 0 | 0 | 0 | 0 | 0 | 0 | 0 | 0 | 0 | 0 | 0 | 0 | 0 | 0 | 0_E3_Purchases |  |  |  |  | 0
| E4 | 0 | 0 | 0 | 0 | 0 | 0 | 0 | 0 | 0 | 0 | 0 | 0 | 0 | 0 | 0 | 0 | 0 | 0 | 0 | 0 | 0 | 0 | 0 | 0 | 0 | 0 | 0 | 0 | 0 | 0 | 0 | 0_E4_Purchases |  |  |  |  | 0
| E5 | 0 | 0 | 0 | 0 | 0 | 0 | 0 | 0 | 0 | 0 | 0 | 0 | 0 | 0 | 0 | 0 | 0 | 0 | 0 | 0 | 0 | 0 | 0 | 0 | 0 | 0 | 0 | 0 | 0 | 0 | 0 | 0_E5_Purchases |  |  |  |  | 0
| E6 | 0 | 0 | 0 | 0 | 0 | 0 | 0 | 0 | 0 | 0 | 0 | 0 | 0 | 0 | 0 | 0 | 0 | 0 | 0 | 0 | 0 | 0 | 0 | 0 | 0 | 0 | 0 | 0 | 0 | 0 | 0 | 0_E6_Purchases |  |  |  |  | 0
| E7 | 0 | 0 | 0 | 0 | 0 | 0 | 0 | 0 | 0 | 0 | 0 | 0 | 0 | 0 | 0 | 0 | 0 | 0 | 0 | 0 | 0 | 0 | 0 | 0 | 0 | 0 | 0 | 0 | 0 | 0 | 0 | 0_E7_Purchases |  |  |  |  | 0
| E8 | 0 | 0 | 0 | 0 | 0 | 0 | 0 | 0 | 0 | 0 | 0 | 0 | 0 | 0 | 0 | 0 | 0 | 0 | 0 | 0 | 0 | 0 | 0 | 0 | 0 | 0 | 0 | 0 | 0 | 0 | 0 | 0_E8_Purchases |  |  |  |  | 0
| E9 | 0 | 0 | 0 | 0 | 0 | 0 | 0 | 0 | 0 | 0 | 0 | 0 | 0 | 0 | 0 | 0 | 0 | 0 | 0 | 0 | 0 | 0 | 0 | 0 | 0 | 0 | 0 | 0 | 0 | 0 | 0 | 0_E9_Purchases |  |  |  |  | 0
| E10 | 0 | 0 | 0 | 0 | 0 | 0 | 0 | 0 | 0 | 0 | 0 | 0 | 0 | 0 | 0 | 0 | 0 | 0 | 0 | 0 | 0 | 0 | 0 | 0 | 0 | 0 | 0 | 0 | 0 | 0 | 0 | 0_E10_Purchases |  |  |  |  | 0
Stock
| Year | Year 0 | Year 1 | Year 2 | Year 3 | Year 4 | Year 5 | Year 6 | Year 7 | Year 8 | Year 9 | Year 10 | Year 11 | Year 12 | Year 13 | Year 14 | Year 15 | Year 16 | Year 17 | Year 18 | Year 19 | Year 20 | Year 21 | Year 22 | Year 23 | Year 24 | Year 25 | Year 26 | Year 27 | Year 28 | Year 29 | Year 30
| E1 | 0 | 0 | 0 | 0 | 0 | 0 | 0 | 0 | 0 | 0 | 0 | 0 | 0 | 0 | 0 | 0 | 0 | 0 | 0 | 0 | 0 | 0 | 0 | 0 | 0 | 0 | 0 | 0 | 0 | 0 | 0 | 0_E1_Stock |  |  |  |  | 13576.6093
| E2 | 0 | 0 | 0 | 0 | 0 | 0 | 0 | 0 | 0 | 0 | 0 | 0 | 0 | 0 | 0 | 0 | 0 | 0 | 0 | 0 | 0 | 0 | 0 | 0 | 0 | 0 | 0 | 0 | 0 | 0 | 0 | 0_E2_Stock |  |  |  |  | 0
| E3 | 0 | 0 | 0 | 0 | 0 | 0 | 0 | 0 | 0 | 0 | 0 | 0 | 0 | 0 | 0 | 0 | 0 | 0 | 0 | 0 | 0 | 0 | 0 | 0 | 0 | 0 | 0 | 0 | 0 | 0 | 0 | 0_E3_Stock |  |  |  |  | 0
| E4 | 0 | 0 | 0 | 0 | 0 | 0 | 0 | 0 | 0 | 0 | 0 | 0 | 0 | 0 | 0 | 0 | 0 | 0 | 0 | 0 | 0 | 0 | 0 | 0 | 0 | 0 | 0 | 0 | 0 | 0 | 0 | 0_E4_Stock |  |  |  |  | 0
| E5 | 0 | 0 | 0 | 0 | 0 | 0 | 0 | 0 | 0 | 0 | 0 | 0 | 0 | 0 | 0 | 0 | 0 | 0 | 0 | 0 | 0 | 0 | 0 | 0 | 0 | 0 | 0 | 0 | 0 | 0 | 0 | 0_E5_Stock |  |  |  |  | 0
| E6 | 0 | 0 | 0 | 0 | 0 | 0 | 0 | 0 | 0 | 0 | 0 | 0 | 0 | 0 | 0 | 0 | 0 | 0 | 0 | 0 | 0 | 0 | 0 | 0 | 0 | 0 | 0 | 0 | 0 | 0 | 0 | 0_E6_Stock |  |  |  |  | 0
| E7 | 0 | 0 | 0 | 0 | 0 | 0 | 0 | 0 | 0 | 0 | 0 | 0 | 0 | 0 | 0 | 0 | 0 | 0 | 0 | 0 | 0 | 0 | 0 | 0 | 0 | 0 | 0 | 0 | 0 | 0 | 0 | 0_E7_Stock |  |  |  |  | 0
| E8 | 0 | 0 | 0 | 0 | 0 | 0 | 0 | 0 | 0 | 0 | 0 | 0 | 0 | 0 | 0 | 0 | 0 | 0 | 0 | 0 | 0 | 0 | 0 | 0 | 0 | 0 | 0 | 0 | 0 | 0 | 0 | 0_E8_Stock |  |  |  |  | 0
| E9 | 0 | 0 | 0 | 0 | 0 | 0 | 0 | 0 | 0 | 0 | 0 | 0 | 0 | 0 | 0 | 0 | 0 | 0 | 0 | 0 | 0 | 0 | 0 | 0 | 0 | 0 | 0 | 0 | 0 | 0 | 0 | 0_E9_Stock |  |  |  |  | 0
| E10 | 0 | 0 | 0 | 0 | 0 | 0 | 0 | 0 | 0 | 0 | 0 | 0 | 0 | 0 | 0 | 0 | 0 | 0 | 0 | 0 | 0 | 0 | 0 | 0 | 0 | 0 | 0 | 0 | 0 | 0 | 0 | 0_E10_Stock |  |  |  |  | 0
| Vintage | 0 | 0 | 0 | 0 | 0 | 0 | 0 | 0 | 0 | 0 | 0 | 0 | 0 | 0 | 0 | 0 | 0 | 0 | 0 | 0 | 0 | 0 | 0 | 0 | 0 | 0 | 0 | 0 | 0 | 0 | 0 | 0_Vintage_Stock |  |  |  |  | 288381.2139
S1C2 |  | Year 0: System 1 Technology 2
Technology Variables
| Tech Key | Year 0: 0
| Peak Factor (S) | Year 0: 0
| Peak Factor (W) | Year 0: 0
| Min Vintage Lifetime | Year 0: 0
| Max Vintage Lifetime | Year 0: 0
| Turnover Style | Year 0: 0
Technology Variables
| Equipment | Year 0: Label; Year 1: Min Lifetime; Year 2: Max Lifetime; Year 3: Degradation; Year 4: Usage; Year 5: Available
| E1 | Year 1: 0; Year 2: 0; Year 3: 0%; Year 4: 0; Year 5: FALSE
| E2 | Year 1: 0; Year 2: 0; Year 3: 0%; Year 4: 0; Year 5: FALSE
| E3 | Year 1: 0; Year 2: 0; Year 3: 0%; Year 4: 0; Year 5: FALSE
| E4 | Year 1: 0; Year 2: 0; Year 3: 0%; Year 4: 0; Year 5: FALSE
| E5 | Year 1: 0; Year 2: 0; Year 3: 0%; Year 4: 0; Year 5: FALSE
| E6 | Year 1: 0; Year 2: 0; Year 3: 0%; Year 4: 0; Year 5: FALSE
| E7 | Year 1: 0; Year 2: 0; Year 3: 0%; Year 4: 0; Year 5: FALSE
| E8 | Year 1: 0; Year 2: 0; Year 3: 0%; Year 4: 0; Year 5: FALSE
| E9 | Year 1: 0; Year 2: 0; Year 3: 0%; Year 4: 0; Year 5: FALSE
| E10 | Year 1: 0; Year 2: 0; Year 3: 0%; Year 4: 0; Year 5: FALSE
Original Forecast Results
| Year | Year 0 | Year 1 | Year 2 | Year 3 | Year 4 | Year 5 | Year 6 | Year 7 | Year 8 | Year 9 | Year 10 | Year 11 | Year 12 | Year 13 | Year 14 | Year 15 | Year 16 | Year 17 | Year 18 | Year 19 | Year 20 | Year 21 | Year 22 | Year 23 | Year 24 | Year 25 | Year 26 | Year 27 | Year 28 | Year 29 | Year 30 | Key
| Units | 0 | 0 | 0 | 0 | 0 | 0 | 0 | 0 | 0 | 0 | 0 | 0 | 0 | 0 | 0 | 0 | 0 | 0 | 0 | 0 | 0 | 0 | 0 | 0 | 0 | 0 | 0 | 0 | 0 | 0 | 0 | #REF! |  |  |  |  | 301957.8232
| Usage | 0 | 0 | 0 | 0 | 0 | 0 | 0 | 0 | 0 | 0 | 0 | 0 | 0 | 0 | 0 | 0 | 0 | 0 | 0 | 0 | 0 | 0 | 0 | 0 | 0 | 0 | 0 | 0 | 0 | 0 | 0 | #REF! |  |  |  |  | 1698.6543
| Peak Demand (S) | 0 | 0 | 0 | 0 | 0 | 0 | 0 | 0 | 0 | 0 | 0 | 0 | 0 | 0 | 0 | 0 | 0 | 0 | 0 | 0 | 0 | 0 | 0 | 0 | 0 | 0 | 0 | 0 | 0 | 0 | 0 | #REF! |  |  |  |  | 0
| Peak Demand (W) | 0 | 0 | 0 | 0 | 0 | 0 | 0 | 0 | 0 | 0 | 0 | 0 | 0 | 0 | 0 | 0 | 0 | 0 | 0 | 0 | 0 | 0 | 0 | 0 | 0 | 0 | 0 | 0 | 0 | 0 | 0 | #REF! |  |  |  |  | 884.6119
| Turnover | 0 | 0 | 0 | 0 | 0 | 0 | 0 | 0 | 0 | 0 | 0 | 0 | 0 | 0 | 0 | 0 | 0 | 0 | 0 | 0 | 0 | 0 | 0 | 0 | 0 | 0 | 0 | 0 | 0 | 0 | 0 | #REF! |  |  |  |  | 6885.4476
| Avg. Replacement Usage | 0 | 0 | 0 | 0 | 0 | 0 | 0 | 0 | 0 | 0 | 0 | 0 | 0 | 0 | 0 | 0 | 0 | 0 | 0 | 0 | 0 | 0 | 0 | 0 | 0 | 0 | 0 | 0 | 0 | 0 | 0 | #REF! |  |  |  |  | 5638.8522
| Avg. Replacement Demand (S) | 0 | 0 | 0 | 0 | 0 | 0 | 0 | 0 | 0 | 0 | 0 | 0 | 0 | 0 | 0 | 0 | 0 | 0 | 0 | 0 | 0 | 0 | 0 | 0 | 0 | 0 | 0 | 0 | 0 | 0 | 0 | #REF! |  |  |  |  | 0
| Avg. Replacement Demand (W) | 0 | 0 | 0 | 0 | 0 | 0 | 0 | 0 | 0 | 0 | 0 | 0 | 0 | 0 | 0 | 0 | 0 | 0 | 0 | 0 | 0 | 0 | 0 | 0 | 0 | 0 | 0 | 0 | 0 | 0 | 0 | #REF! |  |  |  |  | 2.9366
Tech Forecast Stock
| Year | Year 0 | Year 1 | Year 2 | Year 3 | Year 4 | Year 5 | Year 6 | Year 7 | Year 8 | Year 9 | Year 10 | Year 11 | Year 12 | Year 13 | Year 14 | Year 15 | Year 16 | Year 17 | Year 18 | Year 19 | Year 20 | Year 21 | Year 22 | Year 23 | Year 24 | Year 25 | Year 26 | Year 27 | Year 28 | Year 29 | Year 30
| E1 | 0 | 0 | 0 | 0 | 0 | 0 | 0 | 0 | 0 | 0 | 0 | 0 | 0 | 0 | 0 | 0 | 0 | 0 | 0 | 0 | 0 | 0 | 0 | 0 | 0 | 0 | 0 | 0 | 0 | 0 | 0
| E2 | 0 | 0 | 0 | 0 | 0 | 0 | 0 | 0 | 0 | 0 | 0 | 0 | 0 | 0 | 0 | 0 | 0 | 0 | 0 | 0 | 0 | 0 | 0 | 0 | 0 | 0 | 0 | 0 | 0 | 0 | 0
| E3 | 0 | 0 | 0 | 0 | 0 | 0 | 0 | 0 | 0 | 0 | 0 | 0 | 0 | 0 | 0 | 0 | 0 | 0 | 0 | 0 | 0 | 0 | 0 | 0 | 0 | 0 | 0 | 0 | 0 | 0 | 0
| E4 | 0 | 0 | 0 | 0 | 0 | 0 | 0 | 0 | 0 | 0 | 0 | 0 | 0 | 0 | 0 | 0 | 0 | 0 | 0 | 0 | 0 | 0 | 0 | 0 | 0 | 0 | 0 | 0 | 0 | 0 | 0
| E5 | 0 | 0 | 0 | 0 | 0 | 0 | 0 | 0 | 0 | 0 | 0 | 0 | 0 | 0 | 0 | 0 | 0 | 0 | 0 | 0 | 0 | 0 | 0 | 0 | 0 | 0 | 0 | 0 | 0 | 0 | 0
| E6 | 0 | 0 | 0 | 0 | 0 | 0 | 0 | 0 | 0 | 0 | 0 | 0 | 0 | 0 | 0 | 0 | 0 | 0 | 0 | 0 | 0 | 0 | 0 | 0 | 0 | 0 | 0 | 0 | 0 | 0 | 0
| E7 | 0 | 0 | 0 | 0 | 0 | 0 | 0 | 0 | 0 | 0 | 0 | 0 | 0 | 0 | 0 | 0 | 0 | 0 | 0 | 0 | 0 | 0 | 0 | 0 | 0 | 0 | 0 | 0 | 0 | 0 | 0
| E8 | 0 | 0 | 0 | 0 | 0 | 0 | 0 | 0 | 0 | 0 | 0 | 0 | 0 | 0 | 0 | 0 | 0 | 0 | 0 | 0 | 0 | 0 | 0 | 0 | 0 | 0 | 0 | 0 | 0 | 0 | 0
| E9 | 0 | 0 | 0 | 0 | 0 | 0 | 0 | 0 | 0 | 0 | 0 | 0 | 0 | 0 | 0 | 0 | 0 | 0 | 0 | 0 | 0 | 0 | 0 | 0 | 0 | 0 | 0 | 0 | 0 | 0 | 0
| E10 | 0 | 0 | 0 | 0 | 0 | 0 | 0 | 0 | 0 | 0 | 0 | 0 | 0 | 0 | 0 | 0 | 0 | 0 | 0 | 0 | 0 | 0 | 0 | 0 | 0 | 0 | 0 | 0 | 0 | 0 | 0
| Vintage | 0 | 0 | 0 | 0 | 0 | 0 | 0 | 0 | 0 | 0 | 0 | 0 | 0 | 0 | 0 | 0 | 0 | 0 | 0 | 0 | 0 | 0 | 0 | 0 | 0 | 0 | 0 | 0 | 0 | 0 | 0
|  | 0 | 0 | 0 | 0 | 0 | 0 | 0 | 0 | 0 | 0 | 0 | 0 | 0 | 0 | 0 | 0 | 0 | 0 | 0 | 0 | 0 | 0 | 0
Stock for Switching
| Year | Year 0 | Year 1 | Year 2 | Year 3 | Year 4 | Year 5 | Year 6 | Year 7 | Year 8 | Year 9 | Year 10 | Year 11 | Year 12 | Year 13 | Year 14 | Year 15 | Year 16 | Year 17 | Year 18 | Year 19 | Year 20 | Year 21 | Year 22 | Year 23 | Year 24 | Year 25 | Year 26 | Year 27 | Year 28 | Year 29 | Year 30
| E1 | 0 | 0 | 0 | 0 | 0 | 0 | 0 | 0 | 0 | 0 | 0 | 0 | 0 | 0 | 0 | 0 | 0 | 0 | 0 | 0 | 0 | 0 | 0 | 0 | 0 | 0 | 0 | 0 | 0 | 0 | 0 | 0_E1_SysStock
| E2 | 0 | 0 | 0 | 0 | 0 | 0 | 0 | 0 | 0 | 0 | 0 | 0 | 0 | 0 | 0 | 0 | 0 | 0 | 0 | 0 | 0 | 0 | 0 | 0 | 0 | 0 | 0 | 0 | 0 | 0 | 0 | 0_E2_SysStock
| E3 | 0 | 0 | 0 | 0 | 0 | 0 | 0 | 0 | 0 | 0 | 0 | 0 | 0 | 0 | 0 | 0 | 0 | 0 | 0 | 0 | 0 | 0 | 0 | 0 | 0 | 0 | 0 | 0 | 0 | 0 | 0 | 0_E3_SysStock
| E4 | 0 | 0 | 0 | 0 | 0 | 0 | 0 | 0 | 0 | 0 | 0 | 0 | 0 | 0 | 0 | 0 | 0 | 0 | 0 | 0 | 0 | 0 | 0 | 0 | 0 | 0 | 0 | 0 | 0 | 0 | 0 | 0_E4_SysStock
| E5 | 0 | 0 | 0 | 0 | 0 | 0 | 0 | 0 | 0 | 0 | 0 | 0 | 0 | 0 | 0 | 0 | 0 | 0 | 0 | 0 | 0 | 0 | 0 | 0 | 0 | 0 | 0 | 0 | 0 | 0 | 0 | 0_E5_SysStock
| E6 | 0 | 0 | 0 | 0 | 0 | 0 | 0 | 0 | 0 | 0 | 0 | 0 | 0 | 0 | 0 | 0 | 0 | 0 | 0 | 0 | 0 | 0 | 0 | 0 | 0 | 0 | 0 | 0 | 0 | 0 | 0 | 0_E6_SysStock
| E7 | 0 | 0 | 0 | 0 | 0 | 0 | 0 | 0 | 0 | 0 | 0 | 0 | 0 | 0 | 0 | 0 | 0 | 0 | 0 | 0 | 0 | 0 | 0 | 0 | 0 | 0 | 0 | 0 | 0 | 0 | 0 | 0_E7_SysStock
| E8 | 0 | 0 | 0 | 0 | 0 | 0 | 0 | 0 | 0 | 0 | 0 | 0 | 0 | 0 | 0 | 0 | 0 | 0 | 0 | 0 | 0 | 0 | 0 | 0 | 0 | 0 | 0 | 0 | 0 | 0 | 0 | 0_E8_SysStock
| E9 | 0 | 0 | 0 | 0 | 0 | 0 | 0 | 0 | 0 | 0 | 0 | 0 | 0 | 0 | 0 | 0 | 0 | 0 | 0 | 0 | 0 | 0 | 0 | 0 | 0 | 0 | 0 | 0 | 0 | 0 | 0 | 0_E9_SysStock
| E10 | 0 | 0 | 0 | 0 | 0 | 0 | 0 | 0 | 0 | 0 | 0 | 0 | 0 | 0 | 0 | 0 | 0 | 0 | 0 | 0 | 0 | 0 | 0 | 0 | 0 | 0 | 0 | 0 | 0 | 0 | 0 | 0_E10_SysStock
| Vintage | 0 | 0 | 0 | 0 | 0 | 0 | 0 | 0 | 0 | 0 | 0 | 0 | 0 | 0 | 0 | 0 | 0 | 0 | 0 | 0 | 0 | 0 | 0 | 0 | 0 | 0 | 0 | 0 | 0 | 0 | 0 | 0_Vintage_SysStock
|  | 0 | 0 | 0 | 0 | 0 | 0 | 0 | 0 | 0 | 0 | 0 | 0 | 0 | 0 | 0 | 0 | 0 | 0 | 0 | 0 | 0 | 0 | 0
Tech Forecast Purchases
| Year | Year 0 | Year 1 | Year 2 | Year 3 | Year 4 | Year 5 | Year 6 | Year 7 | Year 8 | Year 9 | Year 10 | Year 11 | Year 12 | Year 13 | Year 14 | Year 15 | Year 16 | Year 17 | Year 18 | Year 19 | Year 20 | Year 21 | Year 22 | Year 23 | Year 24 | Year 25 | Year 26 | Year 27 | Year 28 | Year 29 | Year 30
| E1 | 0 | 0 | 0 | 0 | 0 | 0 | 0 | 0 | 0 | 0 | 0 | 0 | 0 | 0 | 0 | 0 | 0 | 0 | 0 | 0 | 0 | 0 | 0 | 0 | 0 | 0 | 0 | 0 | 0 | 0 | 0
| E2 | 0 | 0 | 0 | 0 | 0 | 0 | 0 | 0 | 0 | 0 | 0 | 0 | 0 | 0 | 0 | 0 | 0 | 0 | 0 | 0 | 0 | 0 | 0 | 0 | 0 | 0 | 0 | 0 | 0 | 0 | 0
| E3 | 0 | 0 | 0 | 0 | 0 | 0 | 0 | 0 | 0 | 0 | 0 | 0 | 0 | 0 | 0 | 0 | 0 | 0 | 0 | 0 | 0 | 0 | 0 | 0 | 0 | 0 | 0 | 0 | 0 | 0 | 0
| E4 | 0 | 0 | 0 | 0 | 0 | 0 | 0 | 0 | 0 | 0 | 0 | 0 | 0 | 0 | 0 | 0 | 0 | 0 | 0 | 0 | 0 | 0 | 0 | 0 | 0 | 0 | 0 | 0 | 0 | 0 | 0
| E5 | 0 | 0 | 0 | 0 | 0 | 0 | 0 | 0 | 0 | 0 | 0 | 0 | 0 | 0 | 0 | 0 | 0 | 0 | 0 | 0 | 0 | 0 | 0 | 0 | 0 | 0 | 0 | 0 | 0 | 0 | 0
| E6 | 0 | 0 | 0 | 0 | 0 | 0 | 0 | 0 | 0 | 0 | 0 | 0 | 0 | 0 | 0 | 0 | 0 | 0 | 0 | 0 | 0 | 0 | 0 | 0 | 0 | 0 | 0 | 0 | 0 | 0 | 0
| E7 | 0 | 0 | 0 | 0 | 0 | 0 | 0 | 0 | 0 | 0 | 0 | 0 | 0 | 0 | 0 | 0 | 0 | 0 | 0 | 0 | 0 | 0 | 0 | 0 | 0 | 0 | 0 | 0 | 0 | 0 | 0
| E8 | 0 | 0 | 0 | 0 | 0 | 0 | 0 | 0 | 0 | 0 | 0 | 0 | 0 | 0 | 0 | 0 | 0 | 0 | 0 | 0 | 0 | 0 | 0 | 0 | 0 | 0 | 0 | 0 | 0 | 0 | 0
| E9 | 0 | 0 | 0 | 0 | 0 | 0 | 0 | 0 | 0 | 0 | 0 | 0 | 0 | 0 | 0 | 0 | 0 | 0 | 0 | 0 | 0 | 0 | 0 | 0 | 0 | 0 | 0 | 0 | 0 | 0 | 0
| E10 | 0 | 0 | 0 | 0 | 0 | 0 | 0 | 0 | 0 | 0 | 0 | 0 | 0 | 0 | 0 | 0 | 0 | 0 | 0 | 0 | 0 | 0 | 0 | 0 | 0 | 0 | 0 | 0 | 0 | 0 | 0
Potential to Switch
| Year | Year 0 | Year 1 | Year 2 | Year 3 | Year 4 | Year 5 | Year 6 | Year 7 | Year 8 | Year 9 | Year 10 | Year 11 | Year 12 | Year 13 | Year 14 | Year 15 | Year 16 | Year 17 | Year 18 | Year 19 | Year 20 | Year 21 | Year 22 | Year 23 | Year 24 | Year 25 | Year 26 | Year 27 | Year 28 | Year 29 | Year 30
| E1 | 0 | 0 | 0 | 0 | 0 | 0 | 0 | 0 | 0 | 0 | 0 | 0 | 0 | 0 | 0 | 0 | 0 | 0 | 0 | 0 | 0 | 0 | 0 | 0 | 0 | 0 | 0 | 0 | 0 | 0 | 0 | 0_E1_Switched Out
| E2 | 0 | 0 | 0 | 0 | 0 | 0 | 0 | 0 | 0 | 0 | 0 | 0 | 0 | 0 | 0 | 0 | 0 | 0 | 0 | 0 | 0 | 0 | 0 | 0 | 0 | 0 | 0 | 0 | 0 | 0 | 0 | 0_E2_Switched Out
| E3 | 0 | 0 | 0 | 0 | 0 | 0 | 0 | 0 | 0 | 0 | 0 | 0 | 0 | 0 | 0 | 0 | 0 | 0 | 0 | 0 | 0 | 0 | 0 | 0 | 0 | 0 | 0 | 0 | 0 | 0 | 0 | 0_E3_Switched Out
| E4 | 0 | 0 | 0 | 0 | 0 | 0 | 0 | 0 | 0 | 0 | 0 | 0 | 0 | 0 | 0 | 0 | 0 | 0 | 0 | 0 | 0 | 0 | 0 | 0 | 0 | 0 | 0 | 0 | 0 | 0 | 0 | 0_E4_Switched Out
| E5 | 0 | 0 | 0 | 0 | 0 | 0 | 0 | 0 | 0 | 0 | 0 | 0 | 0 | 0 | 0 | 0 | 0 | 0 | 0 | 0 | 0 | 0 | 0 | 0 | 0 | 0 | 0 | 0 | 0 | 0 | 0 | 0_E5_Switched Out
| E6 | 0 | 0 | 0 | 0 | 0 | 0 | 0 | 0 | 0 | 0 | 0 | 0 | 0 | 0 | 0 | 0 | 0 | 0 | 0 | 0 | 0 | 0 | 0 | 0 | 0 | 0 | 0 | 0 | 0 | 0 | 0 | 0_E6_Switched Out
| E7 | 0 | 0 | 0 | 0 | 0 | 0 | 0 | 0 | 0 | 0 | 0 | 0 | 0 | 0 | 0 | 0 | 0 | 0 | 0 | 0 | 0 | 0 | 0 | 0 | 0 | 0 | 0 | 0 | 0 | 0 | 0 | 0_E7_Switched Out
| E8 | 0 | 0 | 0 | 0 | 0 | 0 | 0 | 0 | 0 | 0 | 0 | 0 | 0 | 0 | 0 | 0 | 0 | 0 | 0 | 0 | 0 | 0 | 0 | 0 | 0 | 0 | 0 | 0 | 0 | 0 | 0 | 0_E8_Switched Out
| E9 | 0 | 0 | 0 | 0 | 0 | 0 | 0 | 0 | 0 | 0 | 0 | 0 | 0 | 0 | 0 | 0 | 0 | 0 | 0 | 0 | 0 | 0 | 0 | 0 | 0 | 0 | 0 | 0 | 0 | 0 | 0 | 0_E9_Switched Out
| E10 | 0 | 0 | 0 | 0 | 0 | 0 | 0 | 0 | 0 | 0 | 0 | 0 | 0 | 0 | 0 | 0 | 0 | 0 | 0 | 0 | 0 | 0 | 0 | 0 | 0 | 0 | 0 | 0 | 0 | 0 | 0 | 0_E10_Switched Out
Units Out
| E1 | 0 | 0 | 0 | 0 | 0 | 0 | 0 | 0 | 0 | 0 | 0 | 0 | 0 | 0 | 0 | 0 | 0 | 0 | 0 | 0 | 0 | 0 | 0 | 0 | 0 | 0 | 0 | 0 | 0 | 0 | 0
| E2 | 0 | 0 | 0 | 0 | 0 | 0 | 0 | 0 | 0 | 0 | 0 | 0 | 0 | 0 | 0 | 0 | 0 | 0 | 0 | 0 | 0 | 0 | 0 | 0 | 0 | 0 | 0 | 0 | 0 | 0 | 0
| E3 | 0 | 0 | 0 | 0 | 0 | 0 | 0 | 0 | 0 | 0 | 0 | 0 | 0 | 0 | 0 | 0 | 0 | 0 | 0 | 0 | 0 | 0 | 0 | 0 | 0 | 0 | 0 | 0 | 0 | 0 | 0
| E4 | 0 | 0 | 0 | 0 | 0 | 0 | 0 | 0 | 0 | 0 | 0 | 0 | 0 | 0 | 0 | 0 | 0 | 0 | 0 | 0 | 0 | 0 | 0 | 0 | 0 | 0 | 0 | 0 | 0 | 0 | 0
| E5 | 0 | 0 | 0 | 0 | 0 | 0 | 0 | 0 | 0 | 0 | 0 | 0 | 0 | 0 | 0 | 0 | 0 | 0 | 0 | 0 | 0 | 0 | 0 | 0 | 0 | 0 | 0 | 0 | 0 | 0 | 0
| E6 | 0 | 0 | 0 | 0 | 0 | 0 | 0 | 0 | 0 | 0 | 0 | 0 | 0 | 0 | 0 | 0 | 0 | 0 | 0 | 0 | 0 | 0 | 0 | 0 | 0 | 0 | 0 | 0 | 0 | 0 | 0
| E7 | 0 | 0 | 0 | 0 | 0 | 0 | 0 | 0 | 0 | 0 | 0 | 0 | 0 | 0 | 0 | 0 | 0 | 0 | 0 | 0 | 0 | 0 | 0 | 0 | 0 | 0 | 0 | 0 | 0 | 0 | 0
| E8 | 0 | 0 | 0 | 0 | 0 | 0 | 0 | 0 | 0 | 0 | 0 | 0 | 0 | 0 | 0 | 0 | 0 | 0 | 0 | 0 | 0 | 0 | 0 | 0 | 0 | 0 | 0 | 0 | 0 | 0 | 0
| E9 | 0 | 0 | 0 | 0 | 0 | 0 | 0 | 0 | 0 | 0 | 0 | 0 | 0 | 0 | 0 | 0 | 0 | 0 | 0 | 0 | 0 | 0 | 0 | 0 | 0 | 0 | 0 | 0 | 0 | 0 | 0
| E10 | 0 | 0 | 0 | 0 | 0 | 0 | 0 | 0 | 0 | 0 | 0 | 0 | 0 | 0 | 0 | 0 | 0 | 0 | 0 | 0 | 0 | 0 | 0 | 0 | 0 | 0 | 0 | 0 | 0 | 0 | 0
| Vintage | 0 | 0 | 0 | 0 | 0 | 0 | 0 | 0 | 0 | 0 | 0 | 0 | 0 | 0 | 0 | 0 | 0 | 0 | 0 | 0 | 0 | 0 | 0 | 0 | 0 | 0 | 0 | 0 | 0 | 0 | 0
Tech Purchase Shares
| Year | Year 0 | Year 1 | Year 2 | Year 3 | Year 4 | Year 5 | Year 6 | Year 7 | Year 8 | Year 9 | Year 10 | Year 11 | Year 12 | Year 13 | Year 14 | Year 15 | Year 16 | Year 17 | Year 18 | Year 19 | Year 20 | Year 21 | Year 22 | Year 23 | Year 24 | Year 25 | Year 26 | Year 27 | Year 28 | Year 29 | Year 30
E1 | bar: Year 0 to Year 30
E2 | bar: Year 0 to Year 30
E3 | bar: Year 0 to Year 30
E4 | bar: Year 0 to Year 30
E5 | bar: Year 0 to Year 30
E6 | bar: Year 0 to Year 30
E7 | bar: Year 0 to Year 30
E8 | bar: Year 0 to Year 30
E9 | bar: Year 0 to Year 30
E10 | bar: Year 0 to Year 30
Units In from Switching
| E1 | 0 | 0 | 0 | 0 | 0 | 0 | 0 | 0 | 0 | 0 | 0 | 0 | 0 | 0 | 0 | 0 | 0 | 0 | 0 | 0 | 0 | 0 | 0 | 0 | 0 | 0 | 0 | 0 | 0 | 0 | 0
| E2 | 0 | 0 | 0 | 0 | 0 | 0 | 0 | 0 | 0 | 0 | 0 | 0 | 0 | 0 | 0 | 0 | 0 | 0 | 0 | 0 | 0 | 0 | 0 | 0 | 0 | 0 | 0 | 0 | 0 | 0 | 0
| E3 | 0 | 0 | 0 | 0 | 0 | 0 | 0 | 0 | 0 | 0 | 0 | 0 | 0 | 0 | 0 | 0 | 0 | 0 | 0 | 0 | 0 | 0 | 0 | 0 | 0 | 0 | 0 | 0 | 0 | 0 | 0
| E4 | 0 | 0 | 0 | 0 | 0 | 0 | 0 | 0 | 0 | 0 | 0 | 0 | 0 | 0 | 0 | 0 | 0 | 0 | 0 | 0 | 0 | 0 | 0 | 0 | 0 | 0 | 0 | 0 | 0 | 0 | 0
| E5 | 0 | 0 | 0 | 0 | 0 | 0 | 0 | 0 | 0 | 0 | 0 | 0 | 0 | 0 | 0 | 0 | 0 | 0 | 0 | 0 | 0 | 0 | 0 | 0 | 0 | 0 | 0 | 0 | 0 | 0 | 0
| E6 | 0 | 0 | 0 | 0 | 0 | 0 | 0 | 0 | 0 | 0 | 0 | 0 | 0 | 0 | 0 | 0 | 0 | 0 | 0 | 0 | 0 | 0 | 0 | 0 | 0 | 0 | 0 | 0 | 0 | 0 | 0
| E7 | 0 | 0 | 0 | 0 | 0 | 0 | 0 | 0 | 0 | 0 | 0 | 0 | 0 | 0 | 0 | 0 | 0 | 0 | 0 | 0 | 0 | 0 | 0 | 0 | 0 | 0 | 0 | 0 | 0 | 0 | 0
| E8 | 0 | 0 | 0 | 0 | 0 | 0 | 0 | 0 | 0 | 0 | 0 | 0 | 0 | 0 | 0 | 0 | 0 | 0 | 0 | 0 | 0 | 0 | 0 | 0 | 0 | 0 | 0 | 0 | 0 | 0 | 0
| E9 | 0 | 0 | 0 | 0 | 0 | 0 | 0 | 0 | 0 | 0 | 0 | 0 | 0 | 0 | 0 | 0 | 0 | 0 | 0 | 0 | 0 | 0 | 0 | 0 | 0 | 0 | 0 | 0 | 0 | 0 | 0
| E10 | 0 | 0 | 0 | 0 | 0 | 0 | 0 | 0 | 0 | 0 | 0 | 0 | 0 | 0 | 0 | 0 | 0 | 0 | 0 | 0 | 0 | 0 | 0 | 0 | 0 | 0 | 0 | 0 | 0 | 0 | 0
| Vintage | 0 | 0 | 0 | 0 | 0 | 0 | 0 | 0 | 0 | 0 | 0 | 0 | 0 | 0 | 0 | 0 | 0 | 0 | 0 | 0 | 0 | 0 | 0 | 0 | 0 | 0 | 0 | 0 | 0 | 0 | 0
Net Change
| Year | Year 0 | Year 1 | Year 2 | Year 3 | Year 4 | Year 5 | Year 6 | Year 7 | Year 8 | Year 9 | Year 10 | Year 11 | Year 12 | Year 13 | Year 14 | Year 15 | Year 16 | Year 17 | Year 18 | Year 19 | Year 20 | Year 21 | Year 22 | Year 23 | Year 24 | Year 25 | Year 26 | Year 27 | Year 28 | Year 29 | Year 30 | Key
| Units | 0 | 0 | 0 | 0 | 0 | 0 | 0 | 0 | 0 | 0 | 0 | 0 | 0 | 0 | 0 | 0 | 0 | 0 | 0 | 0 | 0 | 0 | 0 | 0 | 0 | 0 | 0 | 0 | 0 | 0 | 0 | 0_Units |  |  |  |  | 301957.8232
| Usage | 0 | 0 | 0 | 0 | 0 | 0 | 0 | 0 | 0 | 0 | 0 | 0 | 0 | 0 | 0 | 0 | 0 | 0 | 0 | 0 | 0 | 0 | 0 | 0 | 0 | 0 | 0 | 0 | 0 | 0 | 0 | 0_Usage |  |  |  |  | 1698.6543
| Peak Demand (S) | 0 | 0 | 0 | 0 | 0 | 0 | 0 | 0 | 0 | 0 | 0 | 0 | 0 | 0 | 0 | 0 | 0 | 0 | 0 | 0 | 0 | 0 | 0 | 0 | 0 | 0 | 0 | 0 | 0 | 0 | 0 | 0_Peak Demand (S) |  |  |  |  | 0
| Peak Demand (W) | 0 | 0 | 0 | 0 | 0 | 0 | 0 | 0 | 0 | 0 | 0 | 0 | 0 | 0 | 0 | 0 | 0 | 0 | 0 | 0 | 0 | 0 | 0 | 0 | 0 | 0 | 0 | 0 | 0 | 0 | 0 | 0_Peak Demand (W) |  |  |  |  | 884.6119
| Turnover | 0 | 0 | 0 | 0 | 0 | 0 | 0 | 0 | 0 | 0 | 0 | 0 | 0 | 0 | 0 | 0 | 0 | 0 | 0 | 0 | 0 | 0 | 0 | 0 | 0 | 0 | 0 | 0 | 0 | 0 | 0 | 0_Turnover |  |  |  |  | 6885.4476
| Avg. Replacement Usage | 0 | 0 | 0 | 0 | 0 | 0 | 0 | 0 | 0 | 0 | 0 | 0 | 0 | 0 | 0 | 0 | 0 | 0 | 0 | 0 | 0 | 0 | 0 | 0 | 0 | 0 | 0 | 0 | 0 | 0 | 0 | 0_Avg. Replacement Usage |  |  |  |  | 5638.8522
| Avg. Replacement Demand (S) | 0 | 0 | 0 | 0 | 0 | 0 | 0 | 0 | 0 | 0 | 0 | 0 | 0 | 0 | 0 | 0 | 0 | 0 | 0 | 0 | 0 | 0 | 0 | 0 | 0 | 0 | 0 | 0 | 0 | 0 | 0 | 0_Avg. Replacement Demand (S) |  |  |  |  | 0
| Avg. Replacement Demand (W) | 0 | 0 | 0 | 0 | 0 | 0 | 0 | 0 | 0 | 0 | 0 | 0 | 0 | 0 | 0 | 0 | 0 | 0 | 0 | 0 | 0 | 0 | 0 | 0 | 0 | 0 | 0 | 0 | 0 | 0 | 0 | 0_Avg. Replacement Demand (W) |  |  |  |  | 2.9366
Purchases
| Year | Year 0 | Year 1 | Year 2 | Year 3 | Year 4 | Year 5 | Year 6 | Year 7 | Year 8 | Year 9 | Year 10 | Year 11 | Year 12 | Year 13 | Year 14 | Year 15 | Year 16 | Year 17 | Year 18 | Year 19 | Year 20 | Year 21 | Year 22 | Year 23 | Year 24 | Year 25 | Year 26 | Year 27 | Year 28 | Year 29 | Year 30
| E1 | 0 | 0 | 0 | 0 | 0 | 0 | 0 | 0 | 0 | 0 | 0 | 0 | 0 | 0 | 0 | 0 | 0 | 0 | 0 | 0 | 0 | 0 | 0 | 0 | 0 | 0 | 0 | 0 | 0 | 0 | 0 | 0_E1_Purchases |  |  |  |  | 6885.4476
| E2 | 0 | 0 | 0 | 0 | 0 | 0 | 0 | 0 | 0 | 0 | 0 | 0 | 0 | 0 | 0 | 0 | 0 | 0 | 0 | 0 | 0 | 0 | 0 | 0 | 0 | 0 | 0 | 0 | 0 | 0 | 0 | 0_E2_Purchases |  |  |  |  | 0
| E3 | 0 | 0 | 0 | 0 | 0 | 0 | 0 | 0 | 0 | 0 | 0 | 0 | 0 | 0 | 0 | 0 | 0 | 0 | 0 | 0 | 0 | 0 | 0 | 0 | 0 | 0 | 0 | 0 | 0 | 0 | 0 | 0_E3_Purchases |  |  |  |  | 0
| E4 | 0 | 0 | 0 | 0 | 0 | 0 | 0 | 0 | 0 | 0 | 0 | 0 | 0 | 0 | 0 | 0 | 0 | 0 | 0 | 0 | 0 | 0 | 0 | 0 | 0 | 0 | 0 | 0 | 0 | 0 | 0 | 0_E4_Purchases |  |  |  |  | 0
| E5 | 0 | 0 | 0 | 0 | 0 | 0 | 0 | 0 | 0 | 0 | 0 | 0 | 0 | 0 | 0 | 0 | 0 | 0 | 0 | 0 | 0 | 0 | 0 | 0 | 0 | 0 | 0 | 0 | 0 | 0 | 0 | 0_E5_Purchases |  |  |  |  | 0
| E6 | 0 | 0 | 0 | 0 | 0 | 0 | 0 | 0 | 0 | 0 | 0 | 0 | 0 | 0 | 0 | 0 | 0 | 0 | 0 | 0 | 0 | 0 | 0 | 0 | 0 | 0 | 0 | 0 | 0 | 0 | 0 | 0_E6_Purchases |  |  |  |  | 0
| E7 | 0 | 0 | 0 | 0 | 0 | 0 | 0 | 0 | 0 | 0 | 0 | 0 | 0 | 0 | 0 | 0 | 0 | 0 | 0 | 0 | 0 | 0 | 0 | 0 | 0 | 0 | 0 | 0 | 0 | 0 | 0 | 0_E7_Purchases |  |  |  |  | 0
| E8 | 0 | 0 | 0 | 0 | 0 | 0 | 0 | 0 | 0 | 0 | 0 | 0 | 0 | 0 | 0 | 0 | 0 | 0 | 0 | 0 | 0 | 0 | 0 | 0 | 0 | 0 | 0 | 0 | 0 | 0 | 0 | 0_E8_Purchases |  |  |  |  | 0
| E9 | 0 | 0 | 0 | 0 | 0 | 0 | 0 | 0 | 0 | 0 | 0 | 0 | 0 | 0 | 0 | 0 | 0 | 0 | 0 | 0 | 0 | 0 | 0 | 0 | 0 | 0 | 0 | 0 | 0 | 0 | 0 | 0_E9_Purchases |  |  |  |  | 0
| E10 | 0 | 0 | 0 | 0 | 0 | 0 | 0 | 0 | 0 | 0 | 0 | 0 | 0 | 0 | 0 | 0 | 0 | 0 | 0 | 0 | 0 | 0 | 0 | 0 | 0 | 0 | 0 | 0 | 0 | 0 | 0 | 0_E10_Purchases |  |  |  |  | 0
Stock
| Year | Year 0 | Year 1 | Year 2 | Year 3 | Year 4 | Year 5 | Year 6 | Year 7 | Year 8 | Year 9 | Year 10 | Year 11 | Year 12 | Year 13 | Year 14 | Year 15 | Year 16 | Year 17 | Year 18 | Year 19 | Year 20 | Year 21 | Year 22 | Year 23 | Year 24 | Year 25 | Year 26 | Year 27 | Year 28 | Year 29 | Year 30
| E1 | 0 | 0 | 0 | 0 | 0 | 0 | 0 | 0 | 0 | 0 | 0 | 0 | 0 | 0 | 0 | 0 | 0 | 0 | 0 | 0 | 0 | 0 | 0 | 0 | 0 | 0 | 0 | 0 | 0 | 0 | 0 | 0_E1_Stock |  |  |  |  | 13576.6093
| E2 | 0 | 0 | 0 | 0 | 0 | 0 | 0 | 0 | 0 | 0 | 0 | 0 | 0 | 0 | 0 | 0 | 0 | 0 | 0 | 0 | 0 | 0 | 0 | 0 | 0 | 0 | 0 | 0 | 0 | 0 | 0 | 0_E2_Stock |  |  |  |  | 0
| E3 | 0 | 0 | 0 | 0 | 0 | 0 | 0 | 0 | 0 | 0 | 0 | 0 | 0 | 0 | 0 | 0 | 0 | 0 | 0 | 0 | 0 | 0 | 0 | 0 | 0 | 0 | 0 | 0 | 0 | 0 | 0 | 0_E3_Stock |  |  |  |  | 0
| E4 | 0 | 0 | 0 | 0 | 0 | 0 | 0 | 0 | 0 | 0 | 0 | 0 | 0 | 0 | 0 | 0 | 0 | 0 | 0 | 0 | 0 | 0 | 0 | 0 | 0 | 0 | 0 | 0 | 0 | 0 | 0 | 0_E4_Stock |  |  |  |  | 0
| E5 | 0 | 0 | 0 | 0 | 0 | 0 | 0 | 0 | 0 | 0 | 0 | 0 | 0 | 0 | 0 | 0 | 0 | 0 | 0 | 0 | 0 | 0 | 0 | 0 | 0 | 0 | 0 | 0 | 0 | 0 | 0 | 0_E5_Stock |  |  |  |  | 0
| E6 | 0 | 0 | 0 | 0 | 0 | 0 | 0 | 0 | 0 | 0 | 0 | 0 | 0 | 0 | 0 | 0 | 0 | 0 | 0 | 0 | 0 | 0 | 0 | 0 | 0 | 0 | 0 | 0 | 0 | 0 | 0 | 0_E6_Stock |  |  |  |  | 0
| E7 | 0 | 0 | 0 | 0 | 0 | 0 | 0 | 0 | 0 | 0 | 0 | 0 | 0 | 0 | 0 | 0 | 0 | 0 | 0 | 0 | 0 | 0 | 0 | 0 | 0 | 0 | 0 | 0 | 0 | 0 | 0 | 0_E7_Stock |  |  |  |  | 0
| E8 | 0 | 0 | 0 | 0 | 0 | 0 | 0 | 0 | 0 | 0 | 0 | 0 | 0 | 0 | 0 | 0 | 0 | 0 | 0 | 0 | 0 | 0 | 0 | 0 | 0 | 0 | 0 | 0 | 0 | 0 | 0 | 0_E8_Stock |  |  |  |  | 0
| E9 | 0 | 0 | 0 | 0 | 0 | 0 | 0 | 0 | 0 | 0 | 0 | 0 | 0 | 0 | 0 | 0 | 0 | 0 | 0 | 0 | 0 | 0 | 0 | 0 | 0 | 0 | 0 | 0 | 0 | 0 | 0 | 0_E9_Stock |  |  |  |  | 0
| E10 | 0 | 0 | 0 | 0 | 0 | 0 | 0 | 0 | 0 | 0 | 0 | 0 | 0 | 0 | 0 | 0 | 0 | 0 | 0 | 0 | 0 | 0 | 0 | 0 | 0 | 0 | 0 | 0 | 0 | 0 | 0 | 0_E10_Stock |  |  |  |  | 0
| Vintage | 0 | 0 | 0 | 0 | 0 | 0 | 0 | 0 | 0 | 0 | 0 | 0 | 0 | 0 | 0 | 0 | 0 | 0 | 0 | 0 | 0 | 0 | 0 | 0 | 0 | 0 | 0 | 0 | 0 | 0 | 0 | 0_Vintage_Stock |  |  |  |  | 288381.2139
S1C3 |  | Year 0: System 1 Technology 3
Technology Variables
| Tech Key | Year 0: 0
| Peak Factor (S) | Year 0: 0
| Peak Factor (W) | Year 0: 0
| Min Vintage Lifetime | Year 0: 0
| Max Vintage Lifetime | Year 0: 0
| Turnover Style | Year 0: 0
Technology Variables
| Equipment | Year 0: Label; Year 1: Min Lifetime; Year 2: Max Lifetime; Year 3: Degradation; Year 4: Usage; Year 5: Available
| E1 | Year 1: 0; Year 2: 0; Year 3: 0%; Year 4: 0; Year 5: FALSE
| E2 | Year 1: 0; Year 2: 0; Year 3: 0%; Year 4: 0; Year 5: FALSE
| E3 | Year 1: 0; Year 2: 0; Year 3: 0%; Year 4: 0; Year 5: FALSE
| E4 | Year 1: 0; Year 2: 0; Year 3: 0%; Year 4: 0; Year 5: FALSE
| E5 | Year 1: 0; Year 2: 0; Year 3: 0%; Year 4: 0; Year 5: FALSE
| E6 | Year 1: 0; Year 2: 0; Year 3: 0%; Year 4: 0; Year 5: FALSE
| E7 | Year 1: 0; Year 2: 0; Year 3: 0%; Year 4: 0; Year 5: FALSE
| E8 | Year 1: 0; Year 2: 0; Year 3: 0%; Year 4: 0; Year 5: FALSE
| E9 | Year 1: 0; Year 2: 0; Year 3: 0%; Year 4: 0; Year 5: FALSE
| E10 | Year 1: 0; Year 2: 0; Year 3: 0%; Year 4: 0; Year 5: FALSE
Original Forecast Results
| Year | Year 0 | Year 1 | Year 2 | Year 3 | Year 4 | Year 5 | Year 6 | Year 7 | Year 8 | Year 9 | Year 10 | Year 11 | Year 12 | Year 13 | Year 14 | Year 15 | Year 16 | Year 17 | Year 18 | Year 19 | Year 20 | Year 21 | Year 22 | Year 23 | Year 24 | Year 25 | Year 26 | Year 27 | Year 28 | Year 29 | Year 30 | Key
| Units | 0 | 0 | 0 | 0 | 0 | 0 | 0 | 0 | 0 | 0 | 0 | 0 | 0 | 0 | 0 | 0 | 0 | 0 | 0 | 0 | 0 | 0 | 0 | 0 | 0 | 0 | 0 | 0 | 0 | 0 | 0 | #REF! |  |  |  |  | 301957.8232
| Usage | 0 | 0 | 0 | 0 | 0 | 0 | 0 | 0 | 0 | 0 | 0 | 0 | 0 | 0 | 0 | 0 | 0 | 0 | 0 | 0 | 0 | 0 | 0 | 0 | 0 | 0 | 0 | 0 | 0 | 0 | 0 | #REF! |  |  |  |  | 1698.6543
| Peak Demand (S) | 0 | 0 | 0 | 0 | 0 | 0 | 0 | 0 | 0 | 0 | 0 | 0 | 0 | 0 | 0 | 0 | 0 | 0 | 0 | 0 | 0 | 0 | 0 | 0 | 0 | 0 | 0 | 0 | 0 | 0 | 0 | #REF! |  |  |  |  | 0
| Peak Demand (W) | 0 | 0 | 0 | 0 | 0 | 0 | 0 | 0 | 0 | 0 | 0 | 0 | 0 | 0 | 0 | 0 | 0 | 0 | 0 | 0 | 0 | 0 | 0 | 0 | 0 | 0 | 0 | 0 | 0 | 0 | 0 | #REF! |  |  |  |  | 884.6119
| Turnover | 0 | 0 | 0 | 0 | 0 | 0 | 0 | 0 | 0 | 0 | 0 | 0 | 0 | 0 | 0 | 0 | 0 | 0 | 0 | 0 | 0 | 0 | 0 | 0 | 0 | 0 | 0 | 0 | 0 | 0 | 0 | #REF! |  |  |  |  | 6885.4476
| Avg. Replacement Usage | 0 | 0 | 0 | 0 | 0 | 0 | 0 | 0 | 0 | 0 | 0 | 0 | 0 | 0 | 0 | 0 | 0 | 0 | 0 | 0 | 0 | 0 | 0 | 0 | 0 | 0 | 0 | 0 | 0 | 0 | 0 | #REF! |  |  |  |  | 5638.8522
| Avg. Replacement Demand (S) | 0 | 0 | 0 | 0 | 0 | 0 | 0 | 0 | 0 | 0 | 0 | 0 | 0 | 0 | 0 | 0 | 0 | 0 | 0 | 0 | 0 | 0 | 0 | 0 | 0 | 0 | 0 | 0 | 0 | 0 | 0 | #REF! |  |  |  |  | 0
| Avg. Replacement Demand (W) | 0 | 0 | 0 | 0 | 0 | 0 | 0 | 0 | 0 | 0 | 0 | 0 | 0 | 0 | 0 | 0 | 0 | 0 | 0 | 0 | 0 | 0 | 0 | 0 | 0 | 0 | 0 | 0 | 0 | 0 | 0 | #REF! |  |  |  |  | 2.9366
Tech Forecast Stock
| Year | Year 0 | Year 1 | Year 2 | Year 3 | Year 4 | Year 5 | Year 6 | Year 7 | Year 8 | Year 9 | Year 10 | Year 11 | Year 12 | Year 13 | Year 14 | Year 15 | Year 16 | Year 17 | Year 18 | Year 19 | Year 20 | Year 21 | Year 22 | Year 23 | Year 24 | Year 25 | Year 26 | Year 27 | Year 28 | Year 29 | Year 30
| E1 | 0 | 0 | 0 | 0 | 0 | 0 | 0 | 0 | 0 | 0 | 0 | 0 | 0 | 0 | 0 | 0 | 0 | 0 | 0 | 0 | 0 | 0 | 0 | 0 | 0 | 0 | 0 | 0 | 0 | 0 | 0
| E2 | 0 | 0 | 0 | 0 | 0 | 0 | 0 | 0 | 0 | 0 | 0 | 0 | 0 | 0 | 0 | 0 | 0 | 0 | 0 | 0 | 0 | 0 | 0 | 0 | 0 | 0 | 0 | 0 | 0 | 0 | 0
| E3 | 0 | 0 | 0 | 0 | 0 | 0 | 0 | 0 | 0 | 0 | 0 | 0 | 0 | 0 | 0 | 0 | 0 | 0 | 0 | 0 | 0 | 0 | 0 | 0 | 0 | 0 | 0 | 0 | 0 | 0 | 0
| E4 | 0 | 0 | 0 | 0 | 0 | 0 | 0 | 0 | 0 | 0 | 0 | 0 | 0 | 0 | 0 | 0 | 0 | 0 | 0 | 0 | 0 | 0 | 0 | 0 | 0 | 0 | 0 | 0 | 0 | 0 | 0
| E5 | 0 | 0 | 0 | 0 | 0 | 0 | 0 | 0 | 0 | 0 | 0 | 0 | 0 | 0 | 0 | 0 | 0 | 0 | 0 | 0 | 0 | 0 | 0 | 0 | 0 | 0 | 0 | 0 | 0 | 0 | 0
| E6 | 0 | 0 | 0 | 0 | 0 | 0 | 0 | 0 | 0 | 0 | 0 | 0 | 0 | 0 | 0 | 0 | 0 | 0 | 0 | 0 | 0 | 0 | 0 | 0 | 0 | 0 | 0 | 0 | 0 | 0 | 0
| E7 | 0 | 0 | 0 | 0 | 0 | 0 | 0 | 0 | 0 | 0 | 0 | 0 | 0 | 0 | 0 | 0 | 0 | 0 | 0 | 0 | 0 | 0 | 0 | 0 | 0 | 0 | 0 | 0 | 0 | 0 | 0
| E8 | 0 | 0 | 0 | 0 | 0 | 0 | 0 | 0 | 0 | 0 | 0 | 0 | 0 | 0 | 0 | 0 | 0 | 0 | 0 | 0 | 0 | 0 | 0 | 0 | 0 | 0 | 0 | 0 | 0 | 0 | 0
| E9 | 0 | 0 | 0 | 0 | 0 | 0 | 0 | 0 | 0 | 0 | 0 | 0 | 0 | 0 | 0 | 0 | 0 | 0 | 0 | 0 | 0 | 0 | 0 | 0 | 0 | 0 | 0 | 0 | 0 | 0 | 0
| E10 | 0 | 0 | 0 | 0 | 0 | 0 | 0 | 0 | 0 | 0 | 0 | 0 | 0 | 0 | 0 | 0 | 0 | 0 | 0 | 0 | 0 | 0 | 0 | 0 | 0 | 0 | 0 | 0 | 0 | 0 | 0
| Vintage | 0 | 0 | 0 | 0 | 0 | 0 | 0 | 0 | 0 | 0 | 0 | 0 | 0 | 0 | 0 | 0 | 0 | 0 | 0 | 0 | 0 | 0 | 0 | 0 | 0 | 0 | 0 | 0 | 0 | 0 | 0
Stock for Switching
| Year | Year 0 | Year 1 | Year 2 | Year 3 | Year 4 | Year 5 | Year 6 | Year 7 | Year 8 | Year 9 | Year 10 | Year 11 | Year 12 | Year 13 | Year 14 | Year 15 | Year 16 | Year 17 | Year 18 | Year 19 | Year 20 | Year 21 | Year 22 | Year 23 | Year 24 | Year 25 | Year 26 | Year 27 | Year 28 | Year 29 | Year 30
| E1 | 0 | 0 | 0 | 0 | 0 | 0 | 0 | 0 | 0 | 0 | 0 | 0 | 0 | 0 | 0 | 0 | 0 | 0 | 0 | 0 | 0 | 0 | 0 | 0 | 0 | 0 | 0 | 0 | 0 | 0 | 0 | 0_E1_SysStock
| E2 | 0 | 0 | 0 | 0 | 0 | 0 | 0 | 0 | 0 | 0 | 0 | 0 | 0 | 0 | 0 | 0 | 0 | 0 | 0 | 0 | 0 | 0 | 0 | 0 | 0 | 0 | 0 | 0 | 0 | 0 | 0 | 0_E2_SysStock
| E3 | 0 | 0 | 0 | 0 | 0 | 0 | 0 | 0 | 0 | 0 | 0 | 0 | 0 | 0 | 0 | 0 | 0 | 0 | 0 | 0 | 0 | 0 | 0 | 0 | 0 | 0 | 0 | 0 | 0 | 0 | 0 | 0_E3_SysStock
| E4 | 0 | 0 | 0 | 0 | 0 | 0 | 0 | 0 | 0 | 0 | 0 | 0 | 0 | 0 | 0 | 0 | 0 | 0 | 0 | 0 | 0 | 0 | 0 | 0 | 0 | 0 | 0 | 0 | 0 | 0 | 0 | 0_E4_SysStock
| E5 | 0 | 0 | 0 | 0 | 0 | 0 | 0 | 0 | 0 | 0 | 0 | 0 | 0 | 0 | 0 | 0 | 0 | 0 | 0 | 0 | 0 | 0 | 0 | 0 | 0 | 0 | 0 | 0 | 0 | 0 | 0 | 0_E5_SysStock
| E6 | 0 | 0 | 0 | 0 | 0 | 0 | 0 | 0 | 0 | 0 | 0 | 0 | 0 | 0 | 0 | 0 | 0 | 0 | 0 | 0 | 0 | 0 | 0 | 0 | 0 | 0 | 0 | 0 | 0 | 0 | 0 | 0_E6_SysStock
| E7 | 0 | 0 | 0 | 0 | 0 | 0 | 0 | 0 | 0 | 0 | 0 | 0 | 0 | 0 | 0 | 0 | 0 | 0 | 0 | 0 | 0 | 0 | 0 | 0 | 0 | 0 | 0 | 0 | 0 | 0 | 0 | 0_E7_SysStock
| E8 | 0 | 0 | 0 | 0 | 0 | 0 | 0 | 0 | 0 | 0 | 0 | 0 | 0 | 0 | 0 | 0 | 0 | 0 | 0 | 0 | 0 | 0 | 0 | 0 | 0 | 0 | 0 | 0 | 0 | 0 | 0 | 0_E8_SysStock
| E9 | 0 | 0 | 0 | 0 | 0 | 0 | 0 | 0 | 0 | 0 | 0 | 0 | 0 | 0 | 0 | 0 | 0 | 0 | 0 | 0 | 0 | 0 | 0 | 0 | 0 | 0 | 0 | 0 | 0 | 0 | 0 | 0_E9_SysStock
| E10 | 0 | 0 | 0 | 0 | 0 | 0 | 0 | 0 | 0 | 0 | 0 | 0 | 0 | 0 | 0 | 0 | 0 | 0 | 0 | 0 | 0 | 0 | 0 | 0 | 0 | 0 | 0 | 0 | 0 | 0 | 0 | 0_E10_SysStock
| Vintage | 0 | 0 | 0 | 0 | 0 | 0 | 0 | 0 | 0 | 0 | 0 | 0 | 0 | 0 | 0 | 0 | 0 | 0 | 0 | 0 | 0 | 0 | 0 | 0 | 0 | 0 | 0 | 0 | 0 | 0 | 0 | 0_Vintage_SysStock
Tech Forecast Purchases
| Year | Year 0 | Year 1 | Year 2 | Year 3 | Year 4 | Year 5 | Year 6 | Year 7 | Year 8 | Year 9 | Year 10 | Year 11 | Year 12 | Year 13 | Year 14 | Year 15 | Year 16 | Year 17 | Year 18 | Year 19 | Year 20 | Year 21 | Year 22 | Year 23 | Year 24 | Year 25 | Year 26 | Year 27 | Year 28 | Year 29 | Year 30
| E1 | 0 | 0 | 0 | 0 | 0 | 0 | 0 | 0 | 0 | 0 | 0 | 0 | 0 | 0 | 0 | 0 | 0 | 0 | 0 | 0 | 0 | 0 | 0 | 0 | 0 | 0 | 0 | 0 | 0 | 0 | 0
| E2 | 0 | 0 | 0 | 0 | 0 | 0 | 0 | 0 | 0 | 0 | 0 | 0 | 0 | 0 | 0 | 0 | 0 | 0 | 0 | 0 | 0 | 0 | 0 | 0 | 0 | 0 | 0 | 0 | 0 | 0 | 0
| E3 | 0 | 0 | 0 | 0 | 0 | 0 | 0 | 0 | 0 | 0 | 0 | 0 | 0 | 0 | 0 | 0 | 0 | 0 | 0 | 0 | 0 | 0 | 0 | 0 | 0 | 0 | 0 | 0 | 0 | 0 | 0
| E4 | 0 | 0 | 0 | 0 | 0 | 0 | 0 | 0 | 0 | 0 | 0 | 0 | 0 | 0 | 0 | 0 | 0 | 0 | 0 | 0 | 0 | 0 | 0 | 0 | 0 | 0 | 0 | 0 | 0 | 0 | 0
| E5 | 0 | 0 | 0 | 0 | 0 | 0 | 0 | 0 | 0 | 0 | 0 | 0 | 0 | 0 | 0 | 0 | 0 | 0 | 0 | 0 | 0 | 0 | 0 | 0 | 0 | 0 | 0 | 0 | 0 | 0 | 0
| E6 | 0 | 0 | 0 | 0 | 0 | 0 | 0 | 0 | 0 | 0 | 0 | 0 | 0 | 0 | 0 | 0 | 0 | 0 | 0 | 0 | 0 | 0 | 0 | 0 | 0 | 0 | 0 | 0 | 0 | 0 | 0
| E7 | 0 | 0 | 0 | 0 | 0 | 0 | 0 | 0 | 0 | 0 | 0 | 0 | 0 | 0 | 0 | 0 | 0 | 0 | 0 | 0 | 0 | 0 | 0 | 0 | 0 | 0 | 0 | 0 | 0 | 0 | 0
| E8 | 0 | 0 | 0 | 0 | 0 | 0 | 0 | 0 | 0 | 0 | 0 | 0 | 0 | 0 | 0 | 0 | 0 | 0 | 0 | 0 | 0 | 0 | 0 | 0 | 0 | 0 | 0 | 0 | 0 | 0 | 0
| E9 | 0 | 0 | 0 | 0 | 0 | 0 | 0 | 0 | 0 | 0 | 0 | 0 | 0 | 0 | 0 | 0 | 0 | 0 | 0 | 0 | 0 | 0 | 0 | 0 | 0 | 0 | 0 | 0 | 0 | 0 | 0
| E10 | 0 | 0 | 0 | 0 | 0 | 0 | 0 | 0 | 0 | 0 | 0 | 0 | 0 | 0 | 0 | 0 | 0 | 0 | 0 | 0 | 0 | 0 | 0 | 0 | 0 | 0 | 0 | 0 | 0 | 0 | 0
Potential to Switch
| Year | Year 0 | Year 1 | Year 2 | Year 3 | Year 4 | Year 5 | Year 6 | Year 7 | Year 8 | Year 9 | Year 10 | Year 11 | Year 12 | Year 13 | Year 14 | Year 15 | Year 16 | Year 17 | Year 18 | Year 19 | Year 20 | Year 21 | Year 22 | Year 23 | Year 24 | Year 25 | Year 26 | Year 27 | Year 28 | Year 29 | Year 30
| E1 | 0 | 0 | 0 | 0 | 0 | 0 | 0 | 0 | 0 | 0 | 0 | 0 | 0 | 0 | 0 | 0 | 0 | 0 | 0 | 0 | 0 | 0 | 0 | 0 | 0 | 0 | 0 | 0 | 0 | 0 | 0 | 0_E1_Switched Out
| E2 | 0 | 0 | 0 | 0 | 0 | 0 | 0 | 0 | 0 | 0 | 0 | 0 | 0 | 0 | 0 | 0 | 0 | 0 | 0 | 0 | 0 | 0 | 0 | 0 | 0 | 0 | 0 | 0 | 0 | 0 | 0 | 0_E2_Switched Out
| E3 | 0 | 0 | 0 | 0 | 0 | 0 | 0 | 0 | 0 | 0 | 0 | 0 | 0 | 0 | 0 | 0 | 0 | 0 | 0 | 0 | 0 | 0 | 0 | 0 | 0 | 0 | 0 | 0 | 0 | 0 | 0 | 0_E3_Switched Out
| E4 | 0 | 0 | 0 | 0 | 0 | 0 | 0 | 0 | 0 | 0 | 0 | 0 | 0 | 0 | 0 | 0 | 0 | 0 | 0 | 0 | 0 | 0 | 0 | 0 | 0 | 0 | 0 | 0 | 0 | 0 | 0 | 0_E4_Switched Out
| E5 | 0 | 0 | 0 | 0 | 0 | 0 | 0 | 0 | 0 | 0 | 0 | 0 | 0 | 0 | 0 | 0 | 0 | 0 | 0 | 0 | 0 | 0 | 0 | 0 | 0 | 0 | 0 | 0 | 0 | 0 | 0 | 0_E5_Switched Out
| E6 | 0 | 0 | 0 | 0 | 0 | 0 | 0 | 0 | 0 | 0 | 0 | 0 | 0 | 0 | 0 | 0 | 0 | 0 | 0 | 0 | 0 | 0 | 0 | 0 | 0 | 0 | 0 | 0 | 0 | 0 | 0 | 0_E6_Switched Out
| E7 | 0 | 0 | 0 | 0 | 0 | 0 | 0 | 0 | 0 | 0 | 0 | 0 | 0 | 0 | 0 | 0 | 0 | 0 | 0 | 0 | 0 | 0 | 0 | 0 | 0 | 0 | 0 | 0 | 0 | 0 | 0 | 0_E7_Switched Out
| E8 | 0 | 0 | 0 | 0 | 0 | 0 | 0 | 0 | 0 | 0 | 0 | 0 | 0 | 0 | 0 | 0 | 0 | 0 | 0 | 0 | 0 | 0 | 0 | 0 | 0 | 0 | 0 | 0 | 0 | 0 | 0 | 0_E8_Switched Out
| E9 | 0 | 0 | 0 | 0 | 0 | 0 | 0 | 0 | 0 | 0 | 0 | 0 | 0 | 0 | 0 | 0 | 0 | 0 | 0 | 0 | 0 | 0 | 0 | 0 | 0 | 0 | 0 | 0 | 0 | 0 | 0 | 0_E9_Switched Out
| E10 | 0 | 0 | 0 | 0 | 0 | 0 | 0 | 0 | 0 | 0 | 0 | 0 | 0 | 0 | 0 | 0 | 0 | 0 | 0 | 0 | 0 | 0 | 0 | 0 | 0 | 0 | 0 | 0 | 0 | 0 | 0 | 0_E10_Switched Out
Units Out
| E1 | 0 | 0 | 0 | 0 | 0 | 0 | 0 | 0 | 0 | 0 | 0 | 0 | 0 | 0 | 0 | 0 | 0 | 0 | 0 | 0 | 0 | 0 | 0 | 0 | 0 | 0 | 0 | 0 | 0 | 0 | 0
| E2 | 0 | 0 | 0 | 0 | 0 | 0 | 0 | 0 | 0 | 0 | 0 | 0 | 0 | 0 | 0 | 0 | 0 | 0 | 0 | 0 | 0 | 0 | 0 | 0 | 0 | 0 | 0 | 0 | 0 | 0 | 0
| E3 | 0 | 0 | 0 | 0 | 0 | 0 | 0 | 0 | 0 | 0 | 0 | 0 | 0 | 0 | 0 | 0 | 0 | 0 | 0 | 0 | 0 | 0 | 0 | 0 | 0 | 0 | 0 | 0 | 0 | 0 | 0
| E4 | 0 | 0 | 0 | 0 | 0 | 0 | 0 | 0 | 0 | 0 | 0 | 0 | 0 | 0 | 0 | 0 | 0 | 0 | 0 | 0 | 0 | 0 | 0 | 0 | 0 | 0 | 0 | 0 | 0 | 0 | 0
| E5 | 0 | 0 | 0 | 0 | 0 | 0 | 0 | 0 | 0 | 0 | 0 | 0 | 0 | 0 | 0 | 0 | 0 | 0 | 0 | 0 | 0 | 0 | 0 | 0 | 0 | 0 | 0 | 0 | 0 | 0 | 0
| E6 | 0 | 0 | 0 | 0 | 0 | 0 | 0 | 0 | 0 | 0 | 0 | 0 | 0 | 0 | 0 | 0 | 0 | 0 | 0 | 0 | 0 | 0 | 0 | 0 | 0 | 0 | 0 | 0 | 0 | 0 | 0
| E7 | 0 | 0 | 0 | 0 | 0 | 0 | 0 | 0 | 0 | 0 | 0 | 0 | 0 | 0 | 0 | 0 | 0 | 0 | 0 | 0 | 0 | 0 | 0 | 0 | 0 | 0 | 0 | 0 | 0 | 0 | 0
| E8 | 0 | 0 | 0 | 0 | 0 | 0 | 0 | 0 | 0 | 0 | 0 | 0 | 0 | 0 | 0 | 0 | 0 | 0 | 0 | 0 | 0 | 0 | 0 | 0 | 0 | 0 | 0 | 0 | 0 | 0 | 0
| E9 | 0 | 0 | 0 | 0 | 0 | 0 | 0 | 0 | 0 | 0 | 0 | 0 | 0 | 0 | 0 | 0 | 0 | 0 | 0 | 0 | 0 | 0 | 0 | 0 | 0 | 0 | 0 | 0 | 0 | 0 | 0
| E10 | 0 | 0 | 0 | 0 | 0 | 0 | 0 | 0 | 0 | 0 | 0 | 0 | 0 | 0 | 0 | 0 | 0 | 0 | 0 | 0 | 0 | 0 | 0 | 0 | 0 | 0 | 0 | 0 | 0 | 0 | 0
| Vintage | 0 | 0 | 0 | 0 | 0 | 0 | 0 | 0 | 0 | 0 | 0 | 0 | 0 | 0 | 0 | 0 | 0 | 0 | 0 | 0 | 0 | 0 | 0 | 0 | 0 | 0 | 0 | 0 | 0 | 0 | 0
Tech Purchase Shares
| Year | Year 0 | Year 1 | Year 2 | Year 3 | Year 4 | Year 5 | Year 6 | Year 7 | Year 8 | Year 9 | Year 10 | Year 11 | Year 12 | Year 13 | Year 14 | Year 15 | Year 16 | Year 17 | Year 18 | Year 19 | Year 20 | Year 21 | Year 22 | Year 23 | Year 24 | Year 25 | Year 26 | Year 27 | Year 28 | Year 29 | Year 30
E1 | bar: Year 0 to Year 30
E2 | bar: Year 0 to Year 30
E3 | bar: Year 0 to Year 30
E4 | bar: Year 0 to Year 30
E5 | bar: Year 0 to Year 30
E6 | bar: Year 0 to Year 30
E7 | bar: Year 0 to Year 30
E8 | bar: Year 0 to Year 30
E9 | bar: Year 0 to Year 30
E10 | bar: Year 0 to Year 30
Units In from Switching
| E1 | 0 | 0 | 0 | 0 | 0 | 0 | 0 | 0 | 0 | 0 | 0 | 0 | 0 | 0 | 0 | 0 | 0 | 0 | 0 | 0 | 0 | 0 | 0 | 0 | 0 | 0 | 0 | 0 | 0 | 0 | 0
| E2 | 0 | 0 | 0 | 0 | 0 | 0 | 0 | 0 | 0 | 0 | 0 | 0 | 0 | 0 | 0 | 0 | 0 | 0 | 0 | 0 | 0 | 0 | 0 | 0 | 0 | 0 | 0 | 0 | 0 | 0 | 0
| E3 | 0 | 0 | 0 | 0 | 0 | 0 | 0 | 0 | 0 | 0 | 0 | 0 | 0 | 0 | 0 | 0 | 0 | 0 | 0 | 0 | 0 | 0 | 0 | 0 | 0 | 0 | 0 | 0 | 0 | 0 | 0
| E4 | 0 | 0 | 0 | 0 | 0 | 0 | 0 | 0 | 0 | 0 | 0 | 0 | 0 | 0 | 0 | 0 | 0 | 0 | 0 | 0 | 0 | 0 | 0 | 0 | 0 | 0 | 0 | 0 | 0 | 0 | 0
| E5 | 0 | 0 | 0 | 0 | 0 | 0 | 0 | 0 | 0 | 0 | 0 | 0 | 0 | 0 | 0 | 0 | 0 | 0 | 0 | 0 | 0 | 0 | 0 | 0 | 0 | 0 | 0 | 0 | 0 | 0 | 0
| E6 | 0 | 0 | 0 | 0 | 0 | 0 | 0 | 0 | 0 | 0 | 0 | 0 | 0 | 0 | 0 | 0 | 0 | 0 | 0 | 0 | 0 | 0 | 0 | 0 | 0 | 0 | 0 | 0 | 0 | 0 | 0
| E7 | 0 | 0 | 0 | 0 | 0 | 0 | 0 | 0 | 0 | 0 | 0 | 0 | 0 | 0 | 0 | 0 | 0 | 0 | 0 | 0 | 0 | 0 | 0 | 0 | 0 | 0 | 0 | 0 | 0 | 0 | 0
| E8 | 0 | 0 | 0 | 0 | 0 | 0 | 0 | 0 | 0 | 0 | 0 | 0 | 0 | 0 | 0 | 0 | 0 | 0 | 0 | 0 | 0 | 0 | 0 | 0 | 0 | 0 | 0 | 0 | 0 | 0 | 0
| E9 | 0 | 0 | 0 | 0 | 0 | 0 | 0 | 0 | 0 | 0 | 0 | 0 | 0 | 0 | 0 | 0 | 0 | 0 | 0 | 0 | 0 | 0 | 0 | 0 | 0 | 0 | 0 | 0 | 0 | 0 | 0
| E10 | 0 | 0 | 0 | 0 | 0 | 0 | 0 | 0 | 0 | 0 | 0 | 0 | 0 | 0 | 0 | 0 | 0 | 0 | 0 | 0 | 0 | 0 | 0 | 0 | 0 | 0 | 0 | 0 | 0 | 0 | 0
| Vintage | 0 | 0 | 0 | 0 | 0 | 0 | 0 | 0 | 0 | 0 | 0 | 0 | 0 | 0 | 0 | 0 | 0 | 0 | 0 | 0 | 0 | 0 | 0 | 0 | 0 | 0 | 0 | 0 | 0 | 0 | 0
Net Change
| Year | Year 0 | Year 1 | Year 2 | Year 3 | Year 4 | Year 5 | Year 6 | Year 7 | Year 8 | Year 9 | Year 10 | Year 11 | Year 12 | Year 13 | Year 14 | Year 15 | Year 16 | Year 17 | Year 18 | Year 19 | Year 20 | Year 21 | Year 22 | Year 23 | Year 24 | Year 25 | Year 26 | Year 27 | Year 28 | Year 29 | Year 30 | Key
| Units | 0 | 0 | 0 | 0 | 0 | 0 | 0 | 0 | 0 | 0 | 0 | 0 | 0 | 0 | 0 | 0 | 0 | 0 | 0 | 0 | 0 | 0 | 0 | 0 | 0 | 0 | 0 | 0 | 0 | 0 | 0 | 0_Units |  |  |  |  | 301957.8232
| Usage | 0 | 0 | 0 | 0 | 0 | 0 | 0 | 0 | 0 | 0 | 0 | 0 | 0 | 0 | 0 | 0 | 0 | 0 | 0 | 0 | 0 | 0 | 0 | 0 | 0 | 0 | 0 | 0 | 0 | 0 | 0 | 0_Usage |  |  |  |  | 1698.6543
| Peak Demand (S) | 0 | 0 | 0 | 0 | 0 | 0 | 0 | 0 | 0 | 0 | 0 | 0 | 0 | 0 | 0 | 0 | 0 | 0 | 0 | 0 | 0 | 0 | 0 | 0 | 0 | 0 | 0 | 0 | 0 | 0 | 0 | 0_Peak Demand (S) |  |  |  |  | 0
| Peak Demand (W) | 0 | 0 | 0 | 0 | 0 | 0 | 0 | 0 | 0 | 0 | 0 | 0 | 0 | 0 | 0 | 0 | 0 | 0 | 0 | 0 | 0 | 0 | 0 | 0 | 0 | 0 | 0 | 0 | 0 | 0 | 0 | 0_Peak Demand (W) |  |  |  |  | 884.6119
| Turnover | 0 | 0 | 0 | 0 | 0 | 0 | 0 | 0 | 0 | 0 | 0 | 0 | 0 | 0 | 0 | 0 | 0 | 0 | 0 | 0 | 0 | 0 | 0 | 0 | 0 | 0 | 0 | 0 | 0 | 0 | 0 | 0_Turnover |  |  |  |  | 6885.4476
| Avg. Replacement Usage | 0 | 0 | 0 | 0 | 0 | 0 | 0 | 0 | 0 | 0 | 0 | 0 | 0 | 0 | 0 | 0 | 0 | 0 | 0 | 0 | 0 | 0 | 0 | 0 | 0 | 0 | 0 | 0 | 0 | 0 | 0 | 0_Avg. Replacement Usage |  |  |  |  | 5638.8522
| Avg. Replacement Demand (S) | 0 | 0 | 0 | 0 | 0 | 0 | 0 | 0 | 0 | 0 | 0 | 0 | 0 | 0 | 0 | 0 | 0 | 0 | 0 | 0 | 0 | 0 | 0 | 0 | 0 | 0 | 0 | 0 | 0 | 0 | 0 | 0_Avg. Replacement Demand (S) |  |  |  |  | 0
| Avg. Replacement Demand (W) | 0 | 0 | 0 | 0 | 0 | 0 | 0 | 0 | 0 | 0 | 0 | 0 | 0 | 0 | 0 | 0 | 0 | 0 | 0 | 0 | 0 | 0 | 0 | 0 | 0 | 0 | 0 | 0 | 0 | 0 | 0 | 0_Avg. Replacement Demand (W) |  |  |  |  | 2.9366
Purchases
| Year | Year 0 | Year 1 | Year 2 | Year 3 | Year 4 | Year 5 | Year 6 | Year 7 | Year 8 | Year 9 | Year 10 | Year 11 | Year 12 | Year 13 | Year 14 | Year 15 | Year 16 | Year 17 | Year 18 | Year 19 | Year 20 | Year 21 | Year 22 | Year 23 | Year 24 | Year 25 | Year 26 | Year 27 | Year 28 | Year 29 | Year 30
| E1 | 0 | 0 | 0 | 0 | 0 | 0 | 0 | 0 | 0 | 0 | 0 | 0 | 0 | 0 | 0 | 0 | 0 | 0 | 0 | 0 | 0 | 0 | 0 | 0 | 0 | 0 | 0 | 0 | 0 | 0 | 0 | 0_E1_Purchases |  |  |  |  | 6885.4476
| E2 | 0 | 0 | 0 | 0 | 0 | 0 | 0 | 0 | 0 | 0 | 0 | 0 | 0 | 0 | 0 | 0 | 0 | 0 | 0 | 0 | 0 | 0 | 0 | 0 | 0 | 0 | 0 | 0 | 0 | 0 | 0 | 0_E2_Purchases |  |  |  |  | 0
| E3 | 0 | 0 | 0 | 0 | 0 | 0 | 0 | 0 | 0 | 0 | 0 | 0 | 0 | 0 | 0 | 0 | 0 | 0 | 0 | 0 | 0 | 0 | 0 | 0 | 0 | 0 | 0 | 0 | 0 | 0 | 0 | 0_E3_Purchases |  |  |  |  | 0
| E4 | 0 | 0 | 0 | 0 | 0 | 0 | 0 | 0 | 0 | 0 | 0 | 0 | 0 | 0 | 0 | 0 | 0 | 0 | 0 | 0 | 0 | 0 | 0 | 0 | 0 | 0 | 0 | 0 | 0 | 0 | 0 | 0_E4_Purchases |  |  |  |  | 0
| E5 | 0 | 0 | 0 | 0 | 0 | 0 | 0 | 0 | 0 | 0 | 0 | 0 | 0 | 0 | 0 | 0 | 0 | 0 | 0 | 0 | 0 | 0 | 0 | 0 | 0 | 0 | 0 | 0 | 0 | 0 | 0 | 0_E5_Purchases |  |  |  |  | 0
| E6 | 0 | 0 | 0 | 0 | 0 | 0 | 0 | 0 | 0 | 0 | 0 | 0 | 0 | 0 | 0 | 0 | 0 | 0 | 0 | 0 | 0 | 0 | 0 | 0 | 0 | 0 | 0 | 0 | 0 | 0 | 0 | 0_E6_Purchases |  |  |  |  | 0
| E7 | 0 | 0 | 0 | 0 | 0 | 0 | 0 | 0 | 0 | 0 | 0 | 0 | 0 | 0 | 0 | 0 | 0 | 0 | 0 | 0 | 0 | 0 | 0 | 0 | 0 | 0 | 0 | 0 | 0 | 0 | 0 | 0_E7_Purchases |  |  |  |  | 0
| E8 | 0 | 0 | 0 | 0 | 0 | 0 | 0 | 0 | 0 | 0 | 0 | 0 | 0 | 0 | 0 | 0 | 0 | 0 | 0 | 0 | 0 | 0 | 0 | 0 | 0 | 0 | 0 | 0 | 0 | 0 | 0 | 0_E8_Purchases |  |  |  |  | 0
| E9 | 0 | 0 | 0 | 0 | 0 | 0 | 0 | 0 | 0 | 0 | 0 | 0 | 0 | 0 | 0 | 0 | 0 | 0 | 0 | 0 | 0 | 0 | 0 | 0 | 0 | 0 | 0 | 0 | 0 | 0 | 0 | 0_E9_Purchases |  |  |  |  | 0
| E10 | 0 | 0 | 0 | 0 | 0 | 0 | 0 | 0 | 0 | 0 | 0 | 0 | 0 | 0 | 0 | 0 | 0 | 0 | 0 | 0 | 0 | 0 | 0 | 0 | 0 | 0 | 0 | 0 | 0 | 0 | 0 | 0_E10_Purchases |  |  |  |  | 0
Stock
| Year | Year 0 | Year 1 | Year 2 | Year 3 | Year 4 | Year 5 | Year 6 | Year 7 | Year 8 | Year 9 | Year 10 | Year 11 | Year 12 | Year 13 | Year 14 | Year 15 | Year 16 | Year 17 | Year 18 | Year 19 | Year 20 | Year 21 | Year 22 | Year 23 | Year 24 | Year 25 | Year 26 | Year 27 | Year 28 | Year 29 | Year 30
| E1 | 0 | 0 | 0 | 0 | 0 | 0 | 0 | 0 | 0 | 0 | 0 | 0 | 0 | 0 | 0 | 0 | 0 | 0 | 0 | 0 | 0 | 0 | 0 | 0 | 0 | 0 | 0 | 0 | 0 | 0 | 0 | 0_E1_Stock |  |  |  |  | 13576.6093
| E2 | 0 | 0 | 0 | 0 | 0 | 0 | 0 | 0 | 0 | 0 | 0 | 0 | 0 | 0 | 0 | 0 | 0 | 0 | 0 | 0 | 0 | 0 | 0 | 0 | 0 | 0 | 0 | 0 | 0 | 0 | 0 | 0_E2_Stock |  |  |  |  | 0
| E3 | 0 | 0 | 0 | 0 | 0 | 0 | 0 | 0 | 0 | 0 | 0 | 0 | 0 | 0 | 0 | 0 | 0 | 0 | 0 | 0 | 0 | 0 | 0 | 0 | 0 | 0 | 0 | 0 | 0 | 0 | 0 | 0_E3_Stock |  |  |  |  | 0
| E4 | 0 | 0 | 0 | 0 | 0 | 0 | 0 | 0 | 0 | 0 | 0 | 0 | 0 | 0 | 0 | 0 | 0 | 0 | 0 | 0 | 0 | 0 | 0 | 0 | 0 | 0 | 0 | 0 | 0 | 0 | 0 | 0_E4_Stock |  |  |  |  | 0
| E5 | 0 | 0 | 0 | 0 | 0 | 0 | 0 | 0 | 0 | 0 | 0 | 0 | 0 | 0 | 0 | 0 | 0 | 0 | 0 | 0 | 0 | 0 | 0 | 0 | 0 | 0 | 0 | 0 | 0 | 0 | 0 | 0_E5_Stock |  |  |  |  | 0
| E6 | 0 | 0 | 0 | 0 | 0 | 0 | 0 | 0 | 0 | 0 | 0 | 0 | 0 | 0 | 0 | 0 | 0 | 0 | 0 | 0 | 0 | 0 | 0 | 0 | 0 | 0 | 0 | 0 | 0 | 0 | 0 | 0_E6_Stock |  |  |  |  | 0
| E7 | 0 | 0 | 0 | 0 | 0 | 0 | 0 | 0 | 0 | 0 | 0 | 0 | 0 | 0 | 0 | 0 | 0 | 0 | 0 | 0 | 0 | 0 | 0 | 0 | 0 | 0 | 0 | 0 | 0 | 0 | 0 | 0_E7_Stock |  |  |  |  | 0
| E8 | 0 | 0 | 0 | 0 | 0 | 0 | 0 | 0 | 0 | 0 | 0 | 0 | 0 | 0 | 0 | 0 | 0 | 0 | 0 | 0 | 0 | 0 | 0 | 0 | 0 | 0 | 0 | 0 | 0 | 0 | 0 | 0_E8_Stock |  |  |  |  | 0
| E9 | 0 | 0 | 0 | 0 | 0 | 0 | 0 | 0 | 0 | 0 | 0 | 0 | 0 | 0 | 0 | 0 | 0 | 0 | 0 | 0 | 0 | 0 | 0 | 0 | 0 | 0 | 0 | 0 | 0 | 0 | 0 | 0_E9_Stock |  |  |  |  | 0
| E10 | 0 | 0 | 0 | 0 | 0 | 0 | 0 | 0 | 0 | 0 | 0 | 0 | 0 | 0 | 0 | 0 | 0 | 0 | 0 | 0 | 0 | 0 | 0 | 0 | 0 | 0 | 0 | 0 | 0 | 0 | 0 | 0_E10_Stock |  |  |  |  | 0
| Vintage | 0 | 0 | 0 | 0 | 0 | 0 | 0 | 0 | 0 | 0 | 0 | 0 | 0 | 0 | 0 | 0 | 0 | 0 | 0 | 0 | 0 | 0 | 0 | 0 | 0 | 0 | 0 | 0 | 0 | 0 | 0 | 0_Vintage_Stock |  |  |  |  | 288381.2139
S1C4 |  | Year 0: System 1 Technology 4
Technology Variables
| Tech Key | Year 0: 0
| Peak Factor (S) | Year 0: 0
| Peak Factor (W) | Year 0: 0
| Min Vintage Lifetime | Year 0: 0
| Max Vintage Lifetime | Year 0: 0
| Turnover Style | Year 0: 0
Technology Variables
| Equipment | Year 0: Label; Year 1: Min Lifetime; Year 2: Max Lifetime; Year 3: Degradation; Year 4: Usage; Year 5: Available
| E1 | Year 1: 0; Year 2: 0; Year 3: 0%; Year 4: 0; Year 5: FALSE
| E2 | Year 1: 0; Year 2: 0; Year 3: 0%; Year 4: 0; Year 5: FALSE
| E3 | Year 1: 0; Year 2: 0; Year 3: 0%; Year 4: 0; Year 5: FALSE
| E4 | Year 1: 0; Year 2: 0; Year 3: 0%; Year 4: 0; Year 5: FALSE
| E5 | Year 1: 0; Year 2: 0; Year 3: 0%; Year 4: 0; Year 5: FALSE
| E6 | Year 1: 0; Year 2: 0; Year 3: 0%; Year 4: 0; Year 5: FALSE
| E7 | Year 1: 0; Year 2: 0; Year 3: 0%; Year 4: 0; Year 5: FALSE
| E8 | Year 1: 0; Year 2: 0; Year 3: 0%; Year 4: 0; Year 5: FALSE
| E9 | Year 1: 0; Year 2: 0; Year 3: 0%; Year 4: 0; Year 5: FALSE
| E10 | Year 1: 0; Year 2: 0; Year 3: 0%; Year 4: 0; Year 5: FALSE
Original Forecast Results
| Year | Year 0 | Year 1 | Year 2 | Year 3 | Year 4 | Year 5 | Year 6 | Year 7 | Year 8 | Year 9 | Year 10 | Year 11 | Year 12 | Year 13 | Year 14 | Year 15 | Year 16 | Year 17 | Year 18 | Year 19 | Year 20 | Year 21 | Year 22 | Year 23 | Year 24 | Year 25 | Year 26 | Year 27 | Year 28 | Year 29 | Year 30 | Key
| Units | 0 | 0 | 0 | 0 | 0 | 0 | 0 | 0 | 0 | 0 | 0 | 0 | 0 | 0 | 0 | 0 | 0 | 0 | 0 | 0 | 0 | 0 | 0 | 0 | 0 | 0 | 0 | 0 | 0 | 0 | 0 | #REF! |  |  |  |  | 301957.8232
| Usage | 0 | 0 | 0 | 0 | 0 | 0 | 0 | 0 | 0 | 0 | 0 | 0 | 0 | 0 | 0 | 0 | 0 | 0 | 0 | 0 | 0 | 0 | 0 | 0 | 0 | 0 | 0 | 0 | 0 | 0 | 0 | #REF! |  |  |  |  | 1698.6543
| Peak Demand (S) | 0 | 0 | 0 | 0 | 0 | 0 | 0 | 0 | 0 | 0 | 0 | 0 | 0 | 0 | 0 | 0 | 0 | 0 | 0 | 0 | 0 | 0 | 0 | 0 | 0 | 0 | 0 | 0 | 0 | 0 | 0 | #REF! |  |  |  |  | 0
| Peak Demand (W) | 0 | 0 | 0 | 0 | 0 | 0 | 0 | 0 | 0 | 0 | 0 | 0 | 0 | 0 | 0 | 0 | 0 | 0 | 0 | 0 | 0 | 0 | 0 | 0 | 0 | 0 | 0 | 0 | 0 | 0 | 0 | #REF! |  |  |  |  | 884.6119
| Turnover | 0 | 0 | 0 | 0 | 0 | 0 | 0 | 0 | 0 | 0 | 0 | 0 | 0 | 0 | 0 | 0 | 0 | 0 | 0 | 0 | 0 | 0 | 0 | 0 | 0 | 0 | 0 | 0 | 0 | 0 | 0 | #REF! |  |  |  |  | 6885.4476
| Avg. Replacement Usage | 0 | 0 | 0 | 0 | 0 | 0 | 0 | 0 | 0 | 0 | 0 | 0 | 0 | 0 | 0 | 0 | 0 | 0 | 0 | 0 | 0 | 0 | 0 | 0 | 0 | 0 | 0 | 0 | 0 | 0 | 0 | #REF! |  |  |  |  | 5638.8522
| Avg. Replacement Demand (S) | 0 | 0 | 0 | 0 | 0 | 0 | 0 | 0 | 0 | 0 | 0 | 0 | 0 | 0 | 0 | 0 | 0 | 0 | 0 | 0 | 0 | 0 | 0 | 0 | 0 | 0 | 0 | 0 | 0 | 0 | 0 | #REF! |  |  |  |  | 0
| Avg. Replacement Demand (W) | 0 | 0 | 0 | 0 | 0 | 0 | 0 | 0 | 0 | 0 | 0 | 0 | 0 | 0 | 0 | 0 | 0 | 0 | 0 | 0 | 0 | 0 | 0 | 0 | 0 | 0 | 0 | 0 | 0 | 0 | 0 | #REF! |  |  |  |  | 2.9366
Tech Forecast Stock
| Year | Year 0 | Year 1 | Year 2 | Year 3 | Year 4 | Year 5 | Year 6 | Year 7 | Year 8 | Year 9 | Year 10 | Year 11 | Year 12 | Year 13 | Year 14 | Year 15 | Year 16 | Year 17 | Year 18 | Year 19 | Year 20 | Year 21 | Year 22 | Year 23 | Year 24 | Year 25 | Year 26 | Year 27 | Year 28 | Year 29 | Year 30
| E1 | 0 | 0 | 0 | 0 | 0 | 0 | 0 | 0 | 0 | 0 | 0 | 0 | 0 | 0 | 0 | 0 | 0 | 0 | 0 | 0 | 0 | 0 | 0 | 0 | 0 | 0 | 0 | 0 | 0 | 0 | 0
| E2 | 0 | 0 | 0 | 0 | 0 | 0 | 0 | 0 | 0 | 0 | 0 | 0 | 0 | 0 | 0 | 0 | 0 | 0 | 0 | 0 | 0 | 0 | 0 | 0 | 0 | 0 | 0 | 0 | 0 | 0 | 0
| E3 | 0 | 0 | 0 | 0 | 0 | 0 | 0 | 0 | 0 | 0 | 0 | 0 | 0 | 0 | 0 | 0 | 0 | 0 | 0 | 0 | 0 | 0 | 0 | 0 | 0 | 0 | 0 | 0 | 0 | 0 | 0
| E4 | 0 | 0 | 0 | 0 | 0 | 0 | 0 | 0 | 0 | 0 | 0 | 0 | 0 | 0 | 0 | 0 | 0 | 0 | 0 | 0 | 0 | 0 | 0 | 0 | 0 | 0 | 0 | 0 | 0 | 0 | 0
| E5 | 0 | 0 | 0 | 0 | 0 | 0 | 0 | 0 | 0 | 0 | 0 | 0 | 0 | 0 | 0 | 0 | 0 | 0 | 0 | 0 | 0 | 0 | 0 | 0 | 0 | 0 | 0 | 0 | 0 | 0 | 0
| E6 | 0 | 0 | 0 | 0 | 0 | 0 | 0 | 0 | 0 | 0 | 0 | 0 | 0 | 0 | 0 | 0 | 0 | 0 | 0 | 0 | 0 | 0 | 0 | 0 | 0 | 0 | 0 | 0 | 0 | 0 | 0
| E7 | 0 | 0 | 0 | 0 | 0 | 0 | 0 | 0 | 0 | 0 | 0 | 0 | 0 | 0 | 0 | 0 | 0 | 0 | 0 | 0 | 0 | 0 | 0 | 0 | 0 | 0 | 0 | 0 | 0 | 0 | 0
| E8 | 0 | 0 | 0 | 0 | 0 | 0 | 0 | 0 | 0 | 0 | 0 | 0 | 0 | 0 | 0 | 0 | 0 | 0 | 0 | 0 | 0 | 0 | 0 | 0 | 0 | 0 | 0 | 0 | 0 | 0 | 0
| E9 | 0 | 0 | 0 | 0 | 0 | 0 | 0 | 0 | 0 | 0 | 0 | 0 | 0 | 0 | 0 | 0 | 0 | 0 | 0 | 0 | 0 | 0 | 0 | 0 | 0 | 0 | 0 | 0 | 0 | 0 | 0
| E10 | 0 | 0 | 0 | 0 | 0 | 0 | 0 | 0 | 0 | 0 | 0 | 0 | 0 | 0 | 0 | 0 | 0 | 0 | 0 | 0 | 0 | 0 | 0 | 0 | 0 | 0 | 0 | 0 | 0 | 0 | 0
| Vintage | 0 | 0 | 0 | 0 | 0 | 0 | 0 | 0 | 0 | 0 | 0 | 0 | 0 | 0 | 0 | 0 | 0 | 0 | 0 | 0 | 0 | 0 | 0 | 0 | 0 | 0 | 0 | 0 | 0 | 0 | 0
Stock for Switching
| Year | Year 0 | Year 1 | Year 2 | Year 3 | Year 4 | Year 5 | Year 6 | Year 7 | Year 8 | Year 9 | Year 10 | Year 11 | Year 12 | Year 13 | Year 14 | Year 15 | Year 16 | Year 17 | Year 18 | Year 19 | Year 20 | Year 21 | Year 22 | Year 23 | Year 24 | Year 25 | Year 26 | Year 27 | Year 28 | Year 29 | Year 30
| E1 | 0 | 0 | 0 | 0 | 0 | 0 | 0 | 0 | 0 | 0 | 0 | 0 | 0 | 0 | 0 | 0 | 0 | 0 | 0 | 0 | 0 | 0 | 0 | 0 | 0 | 0 | 0 | 0 | 0 | 0 | 0 | 0_E1_SysStock
| E2 | 0 | 0 | 0 | 0 | 0 | 0 | 0 | 0 | 0 | 0 | 0 | 0 | 0 | 0 | 0 | 0 | 0 | 0 | 0 | 0 | 0 | 0 | 0 | 0 | 0 | 0 | 0 | 0 | 0 | 0 | 0 | 0_E2_SysStock
| E3 | 0 | 0 | 0 | 0 | 0 | 0 | 0 | 0 | 0 | 0 | 0 | 0 | 0 | 0 | 0 | 0 | 0 | 0 | 0 | 0 | 0 | 0 | 0 | 0 | 0 | 0 | 0 | 0 | 0 | 0 | 0 | 0_E3_SysStock
| E4 | 0 | 0 | 0 | 0 | 0 | 0 | 0 | 0 | 0 | 0 | 0 | 0 | 0 | 0 | 0 | 0 | 0 | 0 | 0 | 0 | 0 | 0 | 0 | 0 | 0 | 0 | 0 | 0 | 0 | 0 | 0 | 0_E4_SysStock
| E5 | 0 | 0 | 0 | 0 | 0 | 0 | 0 | 0 | 0 | 0 | 0 | 0 | 0 | 0 | 0 | 0 | 0 | 0 | 0 | 0 | 0 | 0 | 0 | 0 | 0 | 0 | 0 | 0 | 0 | 0 | 0 | 0_E5_SysStock
| E6 | 0 | 0 | 0 | 0 | 0 | 0 | 0 | 0 | 0 | 0 | 0 | 0 | 0 | 0 | 0 | 0 | 0 | 0 | 0 | 0 | 0 | 0 | 0 | 0 | 0 | 0 | 0 | 0 | 0 | 0 | 0 | 0_E6_SysStock
| E7 | 0 | 0 | 0 | 0 | 0 | 0 | 0 | 0 | 0 | 0 | 0 | 0 | 0 | 0 | 0 | 0 | 0 | 0 | 0 | 0 | 0 | 0 | 0 | 0 | 0 | 0 | 0 | 0 | 0 | 0 | 0 | 0_E7_SysStock
| E8 | 0 | 0 | 0 | 0 | 0 | 0 | 0 | 0 | 0 | 0 | 0 | 0 | 0 | 0 | 0 | 0 | 0 | 0 | 0 | 0 | 0 | 0 | 0 | 0 | 0 | 0 | 0 | 0 | 0 | 0 | 0 | 0_E8_SysStock
| E9 | 0 | 0 | 0 | 0 | 0 | 0 | 0 | 0 | 0 | 0 | 0 | 0 | 0 | 0 | 0 | 0 | 0 | 0 | 0 | 0 | 0 | 0 | 0 | 0 | 0 | 0 | 0 | 0 | 0 | 0 | 0 | 0_E9_SysStock
| E10 | 0 | 0 | 0 | 0 | 0 | 0 | 0 | 0 | 0 | 0 | 0 | 0 | 0 | 0 | 0 | 0 | 0 | 0 | 0 | 0 | 0 | 0 | 0 | 0 | 0 | 0 | 0 | 0 | 0 | 0 | 0 | 0_E10_SysStock
| Vintage | 0 | 0 | 0 | 0 | 0 | 0 | 0 | 0 | 0 | 0 | 0 | 0 | 0 | 0 | 0 | 0 | 0 | 0 | 0 | 0 | 0 | 0 | 0 | 0 | 0 | 0 | 0 | 0 | 0 | 0 | 0 | 0_Vintage_SysStock
Tech Forecast Purchases
| Year | Year 0 | Year 1 | Year 2 | Year 3 | Year 4 | Year 5 | Year 6 | Year 7 | Year 8 | Year 9 | Year 10 | Year 11 | Year 12 | Year 13 | Year 14 | Year 15 | Year 16 | Year 17 | Year 18 | Year 19 | Year 20 | Year 21 | Year 22 | Year 23 | Year 24 | Year 25 | Year 26 | Year 27 | Year 28 | Year 29 | Year 30
| E1 | 0 | 0 | 0 | 0 | 0 | 0 | 0 | 0 | 0 | 0 | 0 | 0 | 0 | 0 | 0 | 0 | 0 | 0 | 0 | 0 | 0 | 0 | 0 | 0 | 0 | 0 | 0 | 0 | 0 | 0 | 0
| E2 | 0 | 0 | 0 | 0 | 0 | 0 | 0 | 0 | 0 | 0 | 0 | 0 | 0 | 0 | 0 | 0 | 0 | 0 | 0 | 0 | 0 | 0 | 0 | 0 | 0 | 0 | 0 | 0 | 0 | 0 | 0
| E3 | 0 | 0 | 0 | 0 | 0 | 0 | 0 | 0 | 0 | 0 | 0 | 0 | 0 | 0 | 0 | 0 | 0 | 0 | 0 | 0 | 0 | 0 | 0 | 0 | 0 | 0 | 0 | 0 | 0 | 0 | 0
| E4 | 0 | 0 | 0 | 0 | 0 | 0 | 0 | 0 | 0 | 0 | 0 | 0 | 0 | 0 | 0 | 0 | 0 | 0 | 0 | 0 | 0 | 0 | 0 | 0 | 0 | 0 | 0 | 0 | 0 | 0 | 0
| E5 | 0 | 0 | 0 | 0 | 0 | 0 | 0 | 0 | 0 | 0 | 0 | 0 | 0 | 0 | 0 | 0 | 0 | 0 | 0 | 0 | 0 | 0 | 0 | 0 | 0 | 0 | 0 | 0 | 0 | 0 | 0
| E6 | 0 | 0 | 0 | 0 | 0 | 0 | 0 | 0 | 0 | 0 | 0 | 0 | 0 | 0 | 0 | 0 | 0 | 0 | 0 | 0 | 0 | 0 | 0 | 0 | 0 | 0 | 0 | 0 | 0 | 0 | 0
| E7 | 0 | 0 | 0 | 0 | 0 | 0 | 0 | 0 | 0 | 0 | 0 | 0 | 0 | 0 | 0 | 0 | 0 | 0 | 0 | 0 | 0 | 0 | 0 | 0 | 0 | 0 | 0 | 0 | 0 | 0 | 0
| E8 | 0 | 0 | 0 | 0 | 0 | 0 | 0 | 0 | 0 | 0 | 0 | 0 | 0 | 0 | 0 | 0 | 0 | 0 | 0 | 0 | 0 | 0 | 0 | 0 | 0 | 0 | 0 | 0 | 0 | 0 | 0
| E9 | 0 | 0 | 0 | 0 | 0 | 0 | 0 | 0 | 0 | 0 | 0 | 0 | 0 | 0 | 0 | 0 | 0 | 0 | 0 | 0 | 0 | 0 | 0 | 0 | 0 | 0 | 0 | 0 | 0 | 0 | 0
| E10 | 0 | 0 | 0 | 0 | 0 | 0 | 0 | 0 | 0 | 0 | 0 | 0 | 0 | 0 | 0 | 0 | 0 | 0 | 0 | 0 | 0 | 0 | 0 | 0 | 0 | 0 | 0 | 0 | 0 | 0 | 0
Potential to Switch
| Year | Year 0 | Year 1 | Year 2 | Year 3 | Year 4 | Year 5 | Year 6 | Year 7 | Year 8 | Year 9 | Year 10 | Year 11 | Year 12 | Year 13 | Year 14 | Year 15 | Year 16 | Year 17 | Year 18 | Year 19 | Year 20 | Year 21 | Year 22 | Year 23 | Year 24 | Year 25 | Year 26 | Year 27 | Year 28 | Year 29 | Year 30
| E1 | 0 | 0 | 0 | 0 | 0 | 0 | 0 | 0 | 0 | 0 | 0 | 0 | 0 | 0 | 0 | 0 | 0 | 0 | 0 | 0 | 0 | 0 | 0 | 0 | 0 | 0 | 0 | 0 | 0 | 0 | 0 | 0_E1_Switched Out
| E2 | 0 | 0 | 0 | 0 | 0 | 0 | 0 | 0 | 0 | 0 | 0 | 0 | 0 | 0 | 0 | 0 | 0 | 0 | 0 | 0 | 0 | 0 | 0 | 0 | 0 | 0 | 0 | 0 | 0 | 0 | 0 | 0_E2_Switched Out
| E3 | 0 | 0 | 0 | 0 | 0 | 0 | 0 | 0 | 0 | 0 | 0 | 0 | 0 | 0 | 0 | 0 | 0 | 0 | 0 | 0 | 0 | 0 | 0 | 0 | 0 | 0 | 0 | 0 | 0 | 0 | 0 | 0_E3_Switched Out
| E4 | 0 | 0 | 0 | 0 | 0 | 0 | 0 | 0 | 0 | 0 | 0 | 0 | 0 | 0 | 0 | 0 | 0 | 0 | 0 | 0 | 0 | 0 | 0 | 0 | 0 | 0 | 0 | 0 | 0 | 0 | 0 | 0_E4_Switched Out
| E5 | 0 | 0 | 0 | 0 | 0 | 0 | 0 | 0 | 0 | 0 | 0 | 0 | 0 | 0 | 0 | 0 | 0 | 0 | 0 | 0 | 0 | 0 | 0 | 0 | 0 | 0 | 0 | 0 | 0 | 0 | 0 | 0_E5_Switched Out
| E6 | 0 | 0 | 0 | 0 | 0 | 0 | 0 | 0 | 0 | 0 | 0 | 0 | 0 | 0 | 0 | 0 | 0 | 0 | 0 | 0 | 0 | 0 | 0 | 0 | 0 | 0 | 0 | 0 | 0 | 0 | 0 | 0_E6_Switched Out
| E7 | 0 | 0 | 0 | 0 | 0 | 0 | 0 | 0 | 0 | 0 | 0 | 0 | 0 | 0 | 0 | 0 | 0 | 0 | 0 | 0 | 0 | 0 | 0 | 0 | 0 | 0 | 0 | 0 | 0 | 0 | 0 | 0_E7_Switched Out
| E8 | 0 | 0 | 0 | 0 | 0 | 0 | 0 | 0 | 0 | 0 | 0 | 0 | 0 | 0 | 0 | 0 | 0 | 0 | 0 | 0 | 0 | 0 | 0 | 0 | 0 | 0 | 0 | 0 | 0 | 0 | 0 | 0_E8_Switched Out
| E9 | 0 | 0 | 0 | 0 | 0 | 0 | 0 | 0 | 0 | 0 | 0 | 0 | 0 | 0 | 0 | 0 | 0 | 0 | 0 | 0 | 0 | 0 | 0 | 0 | 0 | 0 | 0 | 0 | 0 | 0 | 0 | 0_E9_Switched Out
| E10 | 0 | 0 | 0 | 0 | 0 | 0 | 0 | 0 | 0 | 0 | 0 | 0 | 0 | 0 | 0 | 0 | 0 | 0 | 0 | 0 | 0 | 0 | 0 | 0 | 0 | 0 | 0 | 0 | 0 | 0 | 0 | 0_E10_Switched Out
Units Out
| E1 | 0 | 0 | 0 | 0 | 0 | 0 | 0 | 0 | 0 | 0 | 0 | 0 | 0 | 0 | 0 | 0 | 0 | 0 | 0 | 0 | 0 | 0 | 0 | 0 | 0 | 0 | 0 | 0 | 0 | 0 | 0
| E2 | 0 | 0 | 0 | 0 | 0 | 0 | 0 | 0 | 0 | 0 | 0 | 0 | 0 | 0 | 0 | 0 | 0 | 0 | 0 | 0 | 0 | 0 | 0 | 0 | 0 | 0 | 0 | 0 | 0 | 0 | 0
| E3 | 0 | 0 | 0 | 0 | 0 | 0 | 0 | 0 | 0 | 0 | 0 | 0 | 0 | 0 | 0 | 0 | 0 | 0 | 0 | 0 | 0 | 0 | 0 | 0 | 0 | 0 | 0 | 0 | 0 | 0 | 0
| E4 | 0 | 0 | 0 | 0 | 0 | 0 | 0 | 0 | 0 | 0 | 0 | 0 | 0 | 0 | 0 | 0 | 0 | 0 | 0 | 0 | 0 | 0 | 0 | 0 | 0 | 0 | 0 | 0 | 0 | 0 | 0
| E5 | 0 | 0 | 0 | 0 | 0 | 0 | 0 | 0 | 0 | 0 | 0 | 0 | 0 | 0 | 0 | 0 | 0 | 0 | 0 | 0 | 0 | 0 | 0 | 0 | 0 | 0 | 0 | 0 | 0 | 0 | 0
| E6 | 0 | 0 | 0 | 0 | 0 | 0 | 0 | 0 | 0 | 0 | 0 | 0 | 0 | 0 | 0 | 0 | 0 | 0 | 0 | 0 | 0 | 0 | 0 | 0 | 0 | 0 | 0 | 0 | 0 | 0 | 0
| E7 | 0 | 0 | 0 | 0 | 0 | 0 | 0 | 0 | 0 | 0 | 0 | 0 | 0 | 0 | 0 | 0 | 0 | 0 | 0 | 0 | 0 | 0 | 0 | 0 | 0 | 0 | 0 | 0 | 0 | 0 | 0
| E8 | 0 | 0 | 0 | 0 | 0 | 0 | 0 | 0 | 0 | 0 | 0 | 0 | 0 | 0 | 0 | 0 | 0 | 0 | 0 | 0 | 0 | 0 | 0 | 0 | 0 | 0 | 0 | 0 | 0 | 0 | 0
| E9 | 0 | 0 | 0 | 0 | 0 | 0 | 0 | 0 | 0 | 0 | 0 | 0 | 0 | 0 | 0 | 0 | 0 | 0 | 0 | 0 | 0 | 0 | 0 | 0 | 0 | 0 | 0 | 0 | 0 | 0 | 0
| E10 | 0 | 0 | 0 | 0 | 0 | 0 | 0 | 0 | 0 | 0 | 0 | 0 | 0 | 0 | 0 | 0 | 0 | 0 | 0 | 0 | 0 | 0 | 0 | 0 | 0 | 0 | 0 | 0 | 0 | 0 | 0
| Vintage | 0 | 0 | 0 | 0 | 0 | 0 | 0 | 0 | 0 | 0 | 0 | 0 | 0 | 0 | 0 | 0 | 0 | 0 | 0 | 0 | 0 | 0 | 0 | 0 | 0 | 0 | 0 | 0 | 0 | 0 | 0
Tech Purchase Shares
| Year | Year 0 | Year 1 | Year 2 | Year 3 | Year 4 | Year 5 | Year 6 | Year 7 | Year 8 | Year 9 | Year 10 | Year 11 | Year 12 | Year 13 | Year 14 | Year 15 | Year 16 | Year 17 | Year 18 | Year 19 | Year 20 | Year 21 | Year 22 | Year 23 | Year 24 | Year 25 | Year 26 | Year 27 | Year 28 | Year 29 | Year 30
E1 | bar: Year 0 to Year 30
E2 | bar: Year 0 to Year 30
E3 | bar: Year 0 to Year 30
E4 | bar: Year 0 to Year 30
E5 | bar: Year 0 to Year 30
E6 | bar: Year 0 to Year 30
E7 | bar: Year 0 to Year 30
E8 | bar: Year 0 to Year 30
E9 | bar: Year 0 to Year 30
E10 | bar: Year 0 to Year 30
Units In from Switching
| E1 | 0 | 0 | 0 | 0 | 0 | 0 | 0 | 0 | 0 | 0 | 0 | 0 | 0 | 0 | 0 | 0 | 0 | 0 | 0 | 0 | 0 | 0 | 0 | 0 | 0 | 0 | 0 | 0 | 0 | 0 | 0
| E2 | 0 | 0 | 0 | 0 | 0 | 0 | 0 | 0 | 0 | 0 | 0 | 0 | 0 | 0 | 0 | 0 | 0 | 0 | 0 | 0 | 0 | 0 | 0 | 0 | 0 | 0 | 0 | 0 | 0 | 0 | 0
| E3 | 0 | 0 | 0 | 0 | 0 | 0 | 0 | 0 | 0 | 0 | 0 | 0 | 0 | 0 | 0 | 0 | 0 | 0 | 0 | 0 | 0 | 0 | 0 | 0 | 0 | 0 | 0 | 0 | 0 | 0 | 0
| E4 | 0 | 0 | 0 | 0 | 0 | 0 | 0 | 0 | 0 | 0 | 0 | 0 | 0 | 0 | 0 | 0 | 0 | 0 | 0 | 0 | 0 | 0 | 0 | 0 | 0 | 0 | 0 | 0 | 0 | 0 | 0
| E5 | 0 | 0 | 0 | 0 | 0 | 0 | 0 | 0 | 0 | 0 | 0 | 0 | 0 | 0 | 0 | 0 | 0 | 0 | 0 | 0 | 0 | 0 | 0 | 0 | 0 | 0 | 0 | 0 | 0 | 0 | 0
| E6 | 0 | 0 | 0 | 0 | 0 | 0 | 0 | 0 | 0 | 0 | 0 | 0 | 0 | 0 | 0 | 0 | 0 | 0 | 0 | 0 | 0 | 0 | 0 | 0 | 0 | 0 | 0 | 0 | 0 | 0 | 0
| E7 | 0 | 0 | 0 | 0 | 0 | 0 | 0 | 0 | 0 | 0 | 0 | 0 | 0 | 0 | 0 | 0 | 0 | 0 | 0 | 0 | 0 | 0 | 0 | 0 | 0 | 0 | 0 | 0 | 0 | 0 | 0
| E8 | 0 | 0 | 0 | 0 | 0 | 0 | 0 | 0 | 0 | 0 | 0 | 0 | 0 | 0 | 0 | 0 | 0 | 0 | 0 | 0 | 0 | 0 | 0 | 0 | 0 | 0 | 0 | 0 | 0 | 0 | 0
| E9 | 0 | 0 | 0 | 0 | 0 | 0 | 0 | 0 | 0 | 0 | 0 | 0 | 0 | 0 | 0 | 0 | 0 | 0 | 0 | 0 | 0 | 0 | 0 | 0 | 0 | 0 | 0 | 0 | 0 | 0 | 0
| E10 | 0 | 0 | 0 | 0 | 0 | 0 | 0 | 0 | 0 | 0 | 0 | 0 | 0 | 0 | 0 | 0 | 0 | 0 | 0 | 0 | 0 | 0 | 0 | 0 | 0 | 0 | 0 | 0 | 0 | 0 | 0
| Vintage | 0 | 0 | 0 | 0 | 0 | 0 | 0 | 0 | 0 | 0 | 0 | 0 | 0 | 0 | 0 | 0 | 0 | 0 | 0 | 0 | 0 | 0 | 0 | 0 | 0 | 0 | 0 | 0 | 0 | 0 | 0
Net Change
| Year | Year 0 | Year 1 | Year 2 | Year 3 | Year 4 | Year 5 | Year 6 | Year 7 | Year 8 | Year 9 | Year 10 | Year 11 | Year 12 | Year 13 | Year 14 | Year 15 | Year 16 | Year 17 | Year 18 | Year 19 | Year 20 | Year 21 | Year 22 | Year 23 | Year 24 | Year 25 | Year 26 | Year 27 | Year 28 | Year 29 | Year 30 | Key
| Units | 0 | 0 | 0 | 0 | 0 | 0 | 0 | 0 | 0 | 0 | 0 | 0 | 0 | 0 | 0 | 0 | 0 | 0 | 0 | 0 | 0 | 0 | 0 | 0 | 0 | 0 | 0 | 0 | 0 | 0 | 0 | 0_Units |  |  |  |  | 301957.8232
| Usage | 0 | 0 | 0 | 0 | 0 | 0 | 0 | 0 | 0 | 0 | 0 | 0 | 0 | 0 | 0 | 0 | 0 | 0 | 0 | 0 | 0 | 0 | 0 | 0 | 0 | 0 | 0 | 0 | 0 | 0 | 0 | 0_Usage |  |  |  |  | 1698.6543
| Peak Demand (S) | 0 | 0 | 0 | 0 | 0 | 0 | 0 | 0 | 0 | 0 | 0 | 0 | 0 | 0 | 0 | 0 | 0 | 0 | 0 | 0 | 0 | 0 | 0 | 0 | 0 | 0 | 0 | 0 | 0 | 0 | 0 | 0_Peak Demand (S) |  |  |  |  | 0
| Peak Demand (W) | 0 | 0 | 0 | 0 | 0 | 0 | 0 | 0 | 0 | 0 | 0 | 0 | 0 | 0 | 0 | 0 | 0 | 0 | 0 | 0 | 0 | 0 | 0 | 0 | 0 | 0 | 0 | 0 | 0 | 0 | 0 | 0_Peak Demand (W) |  |  |  |  | 884.6119
| Turnover | 0 | 0 | 0 | 0 | 0 | 0 | 0 | 0 | 0 | 0 | 0 | 0 | 0 | 0 | 0 | 0 | 0 | 0 | 0 | 0 | 0 | 0 | 0 | 0 | 0 | 0 | 0 | 0 | 0 | 0 | 0 | 0_Turnover |  |  |  |  | 6885.4476
| Avg. Replacement Usage | 0 | 0 | 0 | 0 | 0 | 0 | 0 | 0 | 0 | 0 | 0 | 0 | 0 | 0 | 0 | 0 | 0 | 0 | 0 | 0 | 0 | 0 | 0 | 0 | 0 | 0 | 0 | 0 | 0 | 0 | 0 | 0_Avg. Replacement Usage |  |  |  |  | 5638.8522
| Avg. Replacement Demand (S) | 0 | 0 | 0 | 0 | 0 | 0 | 0 | 0 | 0 | 0 | 0 | 0 | 0 | 0 | 0 | 0 | 0 | 0 | 0 | 0 | 0 | 0 | 0 | 0 | 0 | 0 | 0 | 0 | 0 | 0 | 0 | 0_Avg. Replacement Demand (S) |  |  |  |  | 0
| Avg. Replacement Demand (W) | 0 | 0 | 0 | 0 | 0 | 0 | 0 | 0 | 0 | 0 | 0 | 0 | 0 | 0 | 0 | 0 | 0 | 0 | 0 | 0 | 0 | 0 | 0 | 0 | 0 | 0 | 0 | 0 | 0 | 0 | 0 | 0_Avg. Replacement Demand (W) |  |  |  |  | 2.9366
Purchases
| Year | Year 0 | Year 1 | Year 2 | Year 3 | Year 4 | Year 5 | Year 6 | Year 7 | Year 8 | Year 9 | Year 10 | Year 11 | Year 12 | Year 13 | Year 14 | Year 15 | Year 16 | Year 17 | Year 18 | Year 19 | Year 20 | Year 21 | Year 22 | Year 23 | Year 24 | Year 25 | Year 26 | Year 27 | Year 28 | Year 29 | Year 30
| E1 | 0 | 0 | 0 | 0 | 0 | 0 | 0 | 0 | 0 | 0 | 0 | 0 | 0 | 0 | 0 | 0 | 0 | 0 | 0 | 0 | 0 | 0 | 0 | 0 | 0 | 0 | 0 | 0 | 0 | 0 | 0 | 0_E1_Purchases |  |  |  |  | 6885.4476
| E2 | 0 | 0 | 0 | 0 | 0 | 0 | 0 | 0 | 0 | 0 | 0 | 0 | 0 | 0 | 0 | 0 | 0 | 0 | 0 | 0 | 0 | 0 | 0 | 0 | 0 | 0 | 0 | 0 | 0 | 0 | 0 | 0_E2_Purchases |  |  |  |  | 0
| E3 | 0 | 0 | 0 | 0 | 0 | 0 | 0 | 0 | 0 | 0 | 0 | 0 | 0 | 0 | 0 | 0 | 0 | 0 | 0 | 0 | 0 | 0 | 0 | 0 | 0 | 0 | 0 | 0 | 0 | 0 | 0 | 0_E3_Purchases |  |  |  |  | 0
| E4 | 0 | 0 | 0 | 0 | 0 | 0 | 0 | 0 | 0 | 0 | 0 | 0 | 0 | 0 | 0 | 0 | 0 | 0 | 0 | 0 | 0 | 0 | 0 | 0 | 0 | 0 | 0 | 0 | 0 | 0 | 0 | 0_E4_Purchases |  |  |  |  | 0
| E5 | 0 | 0 | 0 | 0 | 0 | 0 | 0 | 0 | 0 | 0 | 0 | 0 | 0 | 0 | 0 | 0 | 0 | 0 | 0 | 0 | 0 | 0 | 0 | 0 | 0 | 0 | 0 | 0 | 0 | 0 | 0 | 0_E5_Purchases |  |  |  |  | 0
| E6 | 0 | 0 | 0 | 0 | 0 | 0 | 0 | 0 | 0 | 0 | 0 | 0 | 0 | 0 | 0 | 0 | 0 | 0 | 0 | 0 | 0 | 0 | 0 | 0 | 0 | 0 | 0 | 0 | 0 | 0 | 0 | 0_E6_Purchases |  |  |  |  | 0
| E7 | 0 | 0 | 0 | 0 | 0 | 0 | 0 | 0 | 0 | 0 | 0 | 0 | 0 | 0 | 0 | 0 | 0 | 0 | 0 | 0 | 0 | 0 | 0 | 0 | 0 | 0 | 0 | 0 | 0 | 0 | 0 | 0_E7_Purchases |  |  |  |  | 0
| E8 | 0 | 0 | 0 | 0 | 0 | 0 | 0 | 0 | 0 | 0 | 0 | 0 | 0 | 0 | 0 | 0 | 0 | 0 | 0 | 0 | 0 | 0 | 0 | 0 | 0 | 0 | 0 | 0 | 0 | 0 | 0 | 0_E8_Purchases |  |  |  |  | 0
| E9 | 0 | 0 | 0 | 0 | 0 | 0 | 0 | 0 | 0 | 0 | 0 | 0 | 0 | 0 | 0 | 0 | 0 | 0 | 0 | 0 | 0 | 0 | 0 | 0 | 0 | 0 | 0 | 0 | 0 | 0 | 0 | 0_E9_Purchases |  |  |  |  | 0
| E10 | 0 | 0 | 0 | 0 | 0 | 0 | 0 | 0 | 0 | 0 | 0 | 0 | 0 | 0 | 0 | 0 | 0 | 0 | 0 | 0 | 0 | 0 | 0 | 0 | 0 | 0 | 0 | 0 | 0 | 0 | 0 | 0_E10_Purchases |  |  |  |  | 0
Stock
| Year | Year 0 | Year 1 | Year 2 | Year 3 | Year 4 | Year 5 | Year 6 | Year 7 | Year 8 | Year 9 | Year 10 | Year 11 | Year 12 | Year 13 | Year 14 | Year 15 | Year 16 | Year 17 | Year 18 | Year 19 | Year 20 | Year 21 | Year 22 | Year 23 | Year 24 | Year 25 | Year 26 | Year 27 | Year 28 | Year 29 | Year 30
| E1 | 0 | 0 | 0 | 0 | 0 | 0 | 0 | 0 | 0 | 0 | 0 | 0 | 0 | 0 | 0 | 0 | 0 | 0 | 0 | 0 | 0 | 0 | 0 | 0 | 0 | 0 | 0 | 0 | 0 | 0 | 0 | 0_E1_Stock |  |  |  |  | 13576.6093
| E2 | 0 | 0 | 0 | 0 | 0 | 0 | 0 | 0 | 0 | 0 | 0 | 0 | 0 | 0 | 0 | 0 | 0 | 0 | 0 | 0 | 0 | 0 | 0 | 0 | 0 | 0 | 0 | 0 | 0 | 0 | 0 | 0_E2_Stock |  |  |  |  | 0
| E3 | 0 | 0 | 0 | 0 | 0 | 0 | 0 | 0 | 0 | 0 | 0 | 0 | 0 | 0 | 0 | 0 | 0 | 0 | 0 | 0 | 0 | 0 | 0 | 0 | 0 | 0 | 0 | 0 | 0 | 0 | 0 | 0_E3_Stock |  |  |  |  | 0
| E4 | 0 | 0 | 0 | 0 | 0 | 0 | 0 | 0 | 0 | 0 | 0 | 0 | 0 | 0 | 0 | 0 | 0 | 0 | 0 | 0 | 0 | 0 | 0 | 0 | 0 | 0 | 0 | 0 | 0 | 0 | 0 | 0_E4_Stock |  |  |  |  | 0
| E5 | 0 | 0 | 0 | 0 | 0 | 0 | 0 | 0 | 0 | 0 | 0 | 0 | 0 | 0 | 0 | 0 | 0 | 0 | 0 | 0 | 0 | 0 | 0 | 0 | 0 | 0 | 0 | 0 | 0 | 0 | 0 | 0_E5_Stock |  |  |  |  | 0
| E6 | 0 | 0 | 0 | 0 | 0 | 0 | 0 | 0 | 0 | 0 | 0 | 0 | 0 | 0 | 0 | 0 | 0 | 0 | 0 | 0 | 0 | 0 | 0 | 0 | 0 | 0 | 0 | 0 | 0 | 0 | 0 | 0_E6_Stock |  |  |  |  | 0
| E7 | 0 | 0 | 0 | 0 | 0 | 0 | 0 | 0 | 0 | 0 | 0 | 0 | 0 | 0 | 0 | 0 | 0 | 0 | 0 | 0 | 0 | 0 | 0 | 0 | 0 | 0 | 0 | 0 | 0 | 0 | 0 | 0_E7_Stock |  |  |  |  | 0
| E8 | 0 | 0 | 0 | 0 | 0 | 0 | 0 | 0 | 0 | 0 | 0 | 0 | 0 | 0 | 0 | 0 | 0 | 0 | 0 | 0 | 0 | 0 | 0 | 0 | 0 | 0 | 0 | 0 | 0 | 0 | 0 | 0_E8_Stock |  |  |  |  | 0
| E9 | 0 | 0 | 0 | 0 | 0 | 0 | 0 | 0 | 0 | 0 | 0 | 0 | 0 | 0 | 0 | 0 | 0 | 0 | 0 | 0 | 0 | 0 | 0 | 0 | 0 | 0 | 0 | 0 | 0 | 0 | 0 | 0_E9_Stock |  |  |  |  | 0
| E10 | 0 | 0 | 0 | 0 | 0 | 0 | 0 | 0 | 0 | 0 | 0 | 0 | 0 | 0 | 0 | 0 | 0 | 0 | 0 | 0 | 0 | 0 | 0 | 0 | 0 | 0 | 0 | 0 | 0 | 0 | 0 | 0_E10_Stock |  |  |  |  | 0
| Vintage | 0 | 0 | 0 | 0 | 0 | 0 | 0 | 0 | 0 | 0 | 0 | 0 | 0 | 0 | 0 | 0 | 0 | 0 | 0 | 0 | 0 | 0 | 0 | 0 | 0 | 0 | 0 | 0 | 0 | 0 | 0 | 0_Vintage_Stock |  |  |  |  | 288381.2139
S1C5 |  | Year 0: System 1 Technology 5
Technology Variables
| Tech Key | Year 0: 0
| Peak Factor (S) | Year 0: 0
| Peak Factor (W) | Year 0: 0
| Min Vintage Lifetime | Year 0: 0
| Max Vintage Lifetime | Year 0: 0
| Turnover Style | Year 0: 0
Technology Variables
| Equipment | Year 0: Label; Year 1: Min Lifetime; Year 2: Max Lifetime; Year 3: Degradation; Year 4: Usage; Year 5: Available
| E1 | Year 1: 0; Year 2: 0; Year 3: 0%; Year 4: 0; Year 5: FALSE
| E2 | Year 1: 0; Year 2: 0; Year 3: 0%; Year 4: 0; Year 5: FALSE
| E3 | Year 1: 0; Year 2: 0; Year 3: 0%; Year 4: 0; Year 5: FALSE
| E4 | Year 1: 0; Year 2: 0; Year 3: 0%; Year 4: 0; Year 5: FALSE
| E5 | Year 1: 0; Year 2: 0; Year 3: 0%; Year 4: 0; Year 5: FALSE
| E6 | Year 1: 0; Year 2: 0; Year 3: 0%; Year 4: 0; Year 5: FALSE
| E7 | Year 1: 0; Year 2: 0; Year 3: 0%; Year 4: 0; Year 5: FALSE
| E8 | Year 1: 0; Year 2: 0; Year 3: 0%; Year 4: 0; Year 5: FALSE
| E9 | Year 1: 0; Year 2: 0; Year 3: 0%; Year 4: 0; Year 5: FALSE
| E10 | Year 1: 0; Year 2: 0; Year 3: 0%; Year 4: 0; Year 5: FALSE
Original Forecast Results
| Year | Year 0 | Year 1 | Year 2 | Year 3 | Year 4 | Year 5 | Year 6 | Year 7 | Year 8 | Year 9 | Year 10 | Year 11 | Year 12 | Year 13 | Year 14 | Year 15 | Year 16 | Year 17 | Year 18 | Year 19 | Year 20 | Year 21 | Year 22 | Year 23 | Year 24 | Year 25 | Year 26 | Year 27 | Year 28 | Year 29 | Year 30 | Key
| Units | 0 | 0 | 0 | 0 | 0 | 0 | 0 | 0 | 0 | 0 | 0 | 0 | 0 | 0 | 0 | 0 | 0 | 0 | 0 | 0 | 0 | 0 | 0 | 0 | 0 | 0 | 0 | 0 | 0 | 0 | 0 | #REF! |  |  |  |  | 301957.8232
| Usage | 0 | 0 | 0 | 0 | 0 | 0 | 0 | 0 | 0 | 0 | 0 | 0 | 0 | 0 | 0 | 0 | 0 | 0 | 0 | 0 | 0 | 0 | 0 | 0 | 0 | 0 | 0 | 0 | 0 | 0 | 0 | #REF! |  |  |  |  | 1698.6543
| Peak Demand (S) | 0 | 0 | 0 | 0 | 0 | 0 | 0 | 0 | 0 | 0 | 0 | 0 | 0 | 0 | 0 | 0 | 0 | 0 | 0 | 0 | 0 | 0 | 0 | 0 | 0 | 0 | 0 | 0 | 0 | 0 | 0 | #REF! |  |  |  |  | 0
| Peak Demand (W) | 0 | 0 | 0 | 0 | 0 | 0 | 0 | 0 | 0 | 0 | 0 | 0 | 0 | 0 | 0 | 0 | 0 | 0 | 0 | 0 | 0 | 0 | 0 | 0 | 0 | 0 | 0 | 0 | 0 | 0 | 0 | #REF! |  |  |  |  | 884.6119
| Turnover | 0 | 0 | 0 | 0 | 0 | 0 | 0 | 0 | 0 | 0 | 0 | 0 | 0 | 0 | 0 | 0 | 0 | 0 | 0 | 0 | 0 | 0 | 0 | 0 | 0 | 0 | 0 | 0 | 0 | 0 | 0 | #REF! |  |  |  |  | 6885.4476
| Avg. Replacement Usage | 0 | 0 | 0 | 0 | 0 | 0 | 0 | 0 | 0 | 0 | 0 | 0 | 0 | 0 | 0 | 0 | 0 | 0 | 0 | 0 | 0 | 0 | 0 | 0 | 0 | 0 | 0 | 0 | 0 | 0 | 0 | #REF! |  |  |  |  | 5638.8522
| Avg. Replacement Demand (S) | 0 | 0 | 0 | 0 | 0 | 0 | 0 | 0 | 0 | 0 | 0 | 0 | 0 | 0 | 0 | 0 | 0 | 0 | 0 | 0 | 0 | 0 | 0 | 0 | 0 | 0 | 0 | 0 | 0 | 0 | 0 | #REF! |  |  |  |  | 0
| Avg. Replacement Demand (W) | 0 | 0 | 0 | 0 | 0 | 0 | 0 | 0 | 0 | 0 | 0 | 0 | 0 | 0 | 0 | 0 | 0 | 0 | 0 | 0 | 0 | 0 | 0 | 0 | 0 | 0 | 0 | 0 | 0 | 0 | 0 | #REF! |  |  |  |  | 2.9366
Tech Forecast Stock
| Year | Year 0 | Year 1 | Year 2 | Year 3 | Year 4 | Year 5 | Year 6 | Year 7 | Year 8 | Year 9 | Year 10 | Year 11 | Year 12 | Year 13 | Year 14 | Year 15 | Year 16 | Year 17 | Year 18 | Year 19 | Year 20 | Year 21 | Year 22 | Year 23 | Year 24 | Year 25 | Year 26 | Year 27 | Year 28 | Year 29 | Year 30
| E1 | 0 | 0 | 0 | 0 | 0 | 0 | 0 | 0 | 0 | 0 | 0 | 0 | 0 | 0 | 0 | 0 | 0 | 0 | 0 | 0 | 0 | 0 | 0 | 0 | 0 | 0 | 0 | 0 | 0 | 0 | 0
| E2 | 0 | 0 | 0 | 0 | 0 | 0 | 0 | 0 | 0 | 0 | 0 | 0 | 0 | 0 | 0 | 0 | 0 | 0 | 0 | 0 | 0 | 0 | 0 | 0 | 0 | 0 | 0 | 0 | 0 | 0 | 0
| E3 | 0 | 0 | 0 | 0 | 0 | 0 | 0 | 0 | 0 | 0 | 0 | 0 | 0 | 0 | 0 | 0 | 0 | 0 | 0 | 0 | 0 | 0 | 0 | 0 | 0 | 0 | 0 | 0 | 0 | 0 | 0
| E4 | 0 | 0 | 0 | 0 | 0 | 0 | 0 | 0 | 0 | 0 | 0 | 0 | 0 | 0 | 0 | 0 | 0 | 0 | 0 | 0 | 0 | 0 | 0 | 0 | 0 | 0 | 0 | 0 | 0 | 0 | 0
| E5 | 0 | 0 | 0 | 0 | 0 | 0 | 0 | 0 | 0 | 0 | 0 | 0 | 0 | 0 | 0 | 0 | 0 | 0 | 0 | 0 | 0 | 0 | 0 | 0 | 0 | 0 | 0 | 0 | 0 | 0 | 0
| E6 | 0 | 0 | 0 | 0 | 0 | 0 | 0 | 0 | 0 | 0 | 0 | 0 | 0 | 0 | 0 | 0 | 0 | 0 | 0 | 0 | 0 | 0 | 0 | 0 | 0 | 0 | 0 | 0 | 0 | 0 | 0
| E7 | 0 | 0 | 0 | 0 | 0 | 0 | 0 | 0 | 0 | 0 | 0 | 0 | 0 | 0 | 0 | 0 | 0 | 0 | 0 | 0 | 0 | 0 | 0 | 0 | 0 | 0 | 0 | 0 | 0 | 0 | 0
| E8 | 0 | 0 | 0 | 0 | 0 | 0 | 0 | 0 | 0 | 0 | 0 | 0 | 0 | 0 | 0 | 0 | 0 | 0 | 0 | 0 | 0 | 0 | 0 | 0 | 0 | 0 | 0 | 0 | 0 | 0 | 0
| E9 | 0 | 0 | 0 | 0 | 0 | 0 | 0 | 0 | 0 | 0 | 0 | 0 | 0 | 0 | 0 | 0 | 0 | 0 | 0 | 0 | 0 | 0 | 0 | 0 | 0 | 0 | 0 | 0 | 0 | 0 | 0
| E10 | 0 | 0 | 0 | 0 | 0 | 0 | 0 | 0 | 0 | 0 | 0 | 0 | 0 | 0 | 0 | 0 | 0 | 0 | 0 | 0 | 0 | 0 | 0 | 0 | 0 | 0 | 0 | 0 | 0 | 0 | 0
| Vintage | 0 | 0 | 0 | 0 | 0 | 0 | 0 | 0 | 0 | 0 | 0 | 0 | 0 | 0 | 0 | 0 | 0 | 0 | 0 | 0 | 0 | 0 | 0 | 0 | 0 | 0 | 0 | 0 | 0 | 0 | 0
Stock for Switching
| Year | Year 0 | Year 1 | Year 2 | Year 3 | Year 4 | Year 5 | Year 6 | Year 7 | Year 8 | Year 9 | Year 10 | Year 11 | Year 12 | Year 13 | Year 14 | Year 15 | Year 16 | Year 17 | Year 18 | Year 19 | Year 20 | Year 21 | Year 22 | Year 23 | Year 24 | Year 25 | Year 26 | Year 27 | Year 28 | Year 29 | Year 30
| E1 | 0 | 0 | 0 | 0 | 0 | 0 | 0 | 0 | 0 | 0 | 0 | 0 | 0 | 0 | 0 | 0 | 0 | 0 | 0 | 0 | 0 | 0 | 0 | 0 | 0 | 0 | 0 | 0 | 0 | 0 | 0 | 0_E1_SysStock
| E2 | 0 | 0 | 0 | 0 | 0 | 0 | 0 | 0 | 0 | 0 | 0 | 0 | 0 | 0 | 0 | 0 | 0 | 0 | 0 | 0 | 0 | 0 | 0 | 0 | 0 | 0 | 0 | 0 | 0 | 0 | 0 | 0_E2_SysStock
| E3 | 0 | 0 | 0 | 0 | 0 | 0 | 0 | 0 | 0 | 0 | 0 | 0 | 0 | 0 | 0 | 0 | 0 | 0 | 0 | 0 | 0 | 0 | 0 | 0 | 0 | 0 | 0 | 0 | 0 | 0 | 0 | 0_E3_SysStock
| E4 | 0 | 0 | 0 | 0 | 0 | 0 | 0 | 0 | 0 | 0 | 0 | 0 | 0 | 0 | 0 | 0 | 0 | 0 | 0 | 0 | 0 | 0 | 0 | 0 | 0 | 0 | 0 | 0 | 0 | 0 | 0 | 0_E4_SysStock
| E5 | 0 | 0 | 0 | 0 | 0 | 0 | 0 | 0 | 0 | 0 | 0 | 0 | 0 | 0 | 0 | 0 | 0 | 0 | 0 | 0 | 0 | 0 | 0 | 0 | 0 | 0 | 0 | 0 | 0 | 0 | 0 | 0_E5_SysStock
| E6 | 0 | 0 | 0 | 0 | 0 | 0 | 0 | 0 | 0 | 0 | 0 | 0 | 0 | 0 | 0 | 0 | 0 | 0 | 0 | 0 | 0 | 0 | 0 | 0 | 0 | 0 | 0 | 0 | 0 | 0 | 0 | 0_E6_SysStock
| E7 | 0 | 0 | 0 | 0 | 0 | 0 | 0 | 0 | 0 | 0 | 0 | 0 | 0 | 0 | 0 | 0 | 0 | 0 | 0 | 0 | 0 | 0 | 0 | 0 | 0 | 0 | 0 | 0 | 0 | 0 | 0 | 0_E7_SysStock
| E8 | 0 | 0 | 0 | 0 | 0 | 0 | 0 | 0 | 0 | 0 | 0 | 0 | 0 | 0 | 0 | 0 | 0 | 0 | 0 | 0 | 0 | 0 | 0 | 0 | 0 | 0 | 0 | 0 | 0 | 0 | 0 | 0_E8_SysStock
| E9 | 0 | 0 | 0 | 0 | 0 | 0 | 0 | 0 | 0 | 0 | 0 | 0 | 0 | 0 | 0 | 0 | 0 | 0 | 0 | 0 | 0 | 0 | 0 | 0 | 0 | 0 | 0 | 0 | 0 | 0 | 0 | 0_E9_SysStock
| E10 | 0 | 0 | 0 | 0 | 0 | 0 | 0 | 0 | 0 | 0 | 0 | 0 | 0 | 0 | 0 | 0 | 0 | 0 | 0 | 0 | 0 | 0 | 0 | 0 | 0 | 0 | 0 | 0 | 0 | 0 | 0 | 0_E10_SysStock
| Vintage | 0 | 0 | 0 | 0 | 0 | 0 | 0 | 0 | 0 | 0 | 0 | 0 | 0 | 0 | 0 | 0 | 0 | 0 | 0 | 0 | 0 | 0 | 0 | 0 | 0 | 0 | 0 | 0 | 0 | 0 | 0 | 0_Vintage_SysStock
Tech Forecast Purchases
| Year | Year 0 | Year 1 | Year 2 | Year 3 | Year 4 | Year 5 | Year 6 | Year 7 | Year 8 | Year 9 | Year 10 | Year 11 | Year 12 | Year 13 | Year 14 | Year 15 | Year 16 | Year 17 | Year 18 | Year 19 | Year 20 | Year 21 | Year 22 | Year 23 | Year 24 | Year 25 | Year 26 | Year 27 | Year 28 | Year 29 | Year 30
| E1 | 0 | 0 | 0 | 0 | 0 | 0 | 0 | 0 | 0 | 0 | 0 | 0 | 0 | 0 | 0 | 0 | 0 | 0 | 0 | 0 | 0 | 0 | 0 | 0 | 0 | 0 | 0 | 0 | 0 | 0 | 0
| E2 | 0 | 0 | 0 | 0 | 0 | 0 | 0 | 0 | 0 | 0 | 0 | 0 | 0 | 0 | 0 | 0 | 0 | 0 | 0 | 0 | 0 | 0 | 0 | 0 | 0 | 0 | 0 | 0 | 0 | 0 | 0
| E3 | 0 | 0 | 0 | 0 | 0 | 0 | 0 | 0 | 0 | 0 | 0 | 0 | 0 | 0 | 0 | 0 | 0 | 0 | 0 | 0 | 0 | 0 | 0 | 0 | 0 | 0 | 0 | 0 | 0 | 0 | 0
| E4 | 0 | 0 | 0 | 0 | 0 | 0 | 0 | 0 | 0 | 0 | 0 | 0 | 0 | 0 | 0 | 0 | 0 | 0 | 0 | 0 | 0 | 0 | 0 | 0 | 0 | 0 | 0 | 0 | 0 | 0 | 0
| E5 | 0 | 0 | 0 | 0 | 0 | 0 | 0 | 0 | 0 | 0 | 0 | 0 | 0 | 0 | 0 | 0 | 0 | 0 | 0 | 0 | 0 | 0 | 0 | 0 | 0 | 0 | 0 | 0 | 0 | 0 | 0
| E6 | 0 | 0 | 0 | 0 | 0 | 0 | 0 | 0 | 0 | 0 | 0 | 0 | 0 | 0 | 0 | 0 | 0 | 0 | 0 | 0 | 0 | 0 | 0 | 0 | 0 | 0 | 0 | 0 | 0 | 0 | 0
| E7 | 0 | 0 | 0 | 0 | 0 | 0 | 0 | 0 | 0 | 0 | 0 | 0 | 0 | 0 | 0 | 0 | 0 | 0 | 0 | 0 | 0 | 0 | 0 | 0 | 0 | 0 | 0 | 0 | 0 | 0 | 0
| E8 | 0 | 0 | 0 | 0 | 0 | 0 | 0 | 0 | 0 | 0 | 0 | 0 | 0 | 0 | 0 | 0 | 0 | 0 | 0 | 0 | 0 | 0 | 0 | 0 | 0 | 0 | 0 | 0 | 0 | 0 | 0
| E9 | 0 | 0 | 0 | 0 | 0 | 0 | 0 | 0 | 0 | 0 | 0 | 0 | 0 | 0 | 0 | 0 | 0 | 0 | 0 | 0 | 0 | 0 | 0 | 0 | 0 | 0 | 0 | 0 | 0 | 0 | 0
| E10 | 0 | 0 | 0 | 0 | 0 | 0 | 0 | 0 | 0 | 0 | 0 | 0 | 0 | 0 | 0 | 0 | 0 | 0 | 0 | 0 | 0 | 0 | 0 | 0 | 0 | 0 | 0 | 0 | 0 | 0 | 0
Potential to Switch
| Year | Year 0 | Year 1 | Year 2 | Year 3 | Year 4 | Year 5 | Year 6 | Year 7 | Year 8 | Year 9 | Year 10 | Year 11 | Year 12 | Year 13 | Year 14 | Year 15 | Year 16 | Year 17 | Year 18 | Year 19 | Year 20 | Year 21 | Year 22 | Year 23 | Year 24 | Year 25 | Year 26 | Year 27 | Year 28 | Year 29 | Year 30
| E1 | 0 | 0 | 0 | 0 | 0 | 0 | 0 | 0 | 0 | 0 | 0 | 0 | 0 | 0 | 0 | 0 | 0 | 0 | 0 | 0 | 0 | 0 | 0 | 0 | 0 | 0 | 0 | 0 | 0 | 0 | 0 | 0_E1_Switched Out
| E2 | 0 | 0 | 0 | 0 | 0 | 0 | 0 | 0 | 0 | 0 | 0 | 0 | 0 | 0 | 0 | 0 | 0 | 0 | 0 | 0 | 0 | 0 | 0 | 0 | 0 | 0 | 0 | 0 | 0 | 0 | 0 | 0_E2_Switched Out
| E3 | 0 | 0 | 0 | 0 | 0 | 0 | 0 | 0 | 0 | 0 | 0 | 0 | 0 | 0 | 0 | 0 | 0 | 0 | 0 | 0 | 0 | 0 | 0 | 0 | 0 | 0 | 0 | 0 | 0 | 0 | 0 | 0_E3_Switched Out
| E4 | 0 | 0 | 0 | 0 | 0 | 0 | 0 | 0 | 0 | 0 | 0 | 0 | 0 | 0 | 0 | 0 | 0 | 0 | 0 | 0 | 0 | 0 | 0 | 0 | 0 | 0 | 0 | 0 | 0 | 0 | 0 | 0_E4_Switched Out
| E5 | 0 | 0 | 0 | 0 | 0 | 0 | 0 | 0 | 0 | 0 | 0 | 0 | 0 | 0 | 0 | 0 | 0 | 0 | 0 | 0 | 0 | 0 | 0 | 0 | 0 | 0 | 0 | 0 | 0 | 0 | 0 | 0_E5_Switched Out
| E6 | 0 | 0 | 0 | 0 | 0 | 0 | 0 | 0 | 0 | 0 | 0 | 0 | 0 | 0 | 0 | 0 | 0 | 0 | 0 | 0 | 0 | 0 | 0 | 0 | 0 | 0 | 0 | 0 | 0 | 0 | 0 | 0_E6_Switched Out
| E7 | 0 | 0 | 0 | 0 | 0 | 0 | 0 | 0 | 0 | 0 | 0 | 0 | 0 | 0 | 0 | 0 | 0 | 0 | 0 | 0 | 0 | 0 | 0 | 0 | 0 | 0 | 0 | 0 | 0 | 0 | 0 | 0_E7_Switched Out
| E8 | 0 | 0 | 0 | 0 | 0 | 0 | 0 | 0 | 0 | 0 | 0 | 0 | 0 | 0 | 0 | 0 | 0 | 0 | 0 | 0 | 0 | 0 | 0 | 0 | 0 | 0 | 0 | 0 | 0 | 0 | 0 | 0_E8_Switched Out
| E9 | 0 | 0 | 0 | 0 | 0 | 0 | 0 | 0 | 0 | 0 | 0 | 0 | 0 | 0 | 0 | 0 | 0 | 0 | 0 | 0 | 0 | 0 | 0 | 0 | 0 | 0 | 0 | 0 | 0 | 0 | 0 | 0_E9_Switched Out
| E10 | 0 | 0 | 0 | 0 | 0 | 0 | 0 | 0 | 0 | 0 | 0 | 0 | 0 | 0 | 0 | 0 | 0 | 0 | 0 | 0 | 0 | 0 | 0 | 0 | 0 | 0 | 0 | 0 | 0 | 0 | 0 | 0_E10_Switched Out
Units Out
| E1 | 0 | 0 | 0 | 0 | 0 | 0 | 0 | 0 | 0 | 0 | 0 | 0 | 0 | 0 | 0 | 0 | 0 | 0 | 0 | 0 | 0 | 0 | 0 | 0 | 0 | 0 | 0 | 0 | 0 | 0 | 0
| E2 | 0 | 0 | 0 | 0 | 0 | 0 | 0 | 0 | 0 | 0 | 0 | 0 | 0 | 0 | 0 | 0 | 0 | 0 | 0 | 0 | 0 | 0 | 0 | 0 | 0 | 0 | 0 | 0 | 0 | 0 | 0
| E3 | 0 | 0 | 0 | 0 | 0 | 0 | 0 | 0 | 0 | 0 | 0 | 0 | 0 | 0 | 0 | 0 | 0 | 0 | 0 | 0 | 0 | 0 | 0 | 0 | 0 | 0 | 0 | 0 | 0 | 0 | 0
| E4 | 0 | 0 | 0 | 0 | 0 | 0 | 0 | 0 | 0 | 0 | 0 | 0 | 0 | 0 | 0 | 0 | 0 | 0 | 0 | 0 | 0 | 0 | 0 | 0 | 0 | 0 | 0 | 0 | 0 | 0 | 0
| E5 | 0 | 0 | 0 | 0 | 0 | 0 | 0 | 0 | 0 | 0 | 0 | 0 | 0 | 0 | 0 | 0 | 0 | 0 | 0 | 0 | 0 | 0 | 0 | 0 | 0 | 0 | 0 | 0 | 0 | 0 | 0
| E6 | 0 | 0 | 0 | 0 | 0 | 0 | 0 | 0 | 0 | 0 | 0 | 0 | 0 | 0 | 0 | 0 | 0 | 0 | 0 | 0 | 0 | 0 | 0 | 0 | 0 | 0 | 0 | 0 | 0 | 0 | 0
| E7 | 0 | 0 | 0 | 0 | 0 | 0 | 0 | 0 | 0 | 0 | 0 | 0 | 0 | 0 | 0 | 0 | 0 | 0 | 0 | 0 | 0 | 0 | 0 | 0 | 0 | 0 | 0 | 0 | 0 | 0 | 0
| E8 | 0 | 0 | 0 | 0 | 0 | 0 | 0 | 0 | 0 | 0 | 0 | 0 | 0 | 0 | 0 | 0 | 0 | 0 | 0 | 0 | 0 | 0 | 0 | 0 | 0 | 0 | 0 | 0 | 0 | 0 | 0
| E9 | 0 | 0 | 0 | 0 | 0 | 0 | 0 | 0 | 0 | 0 | 0 | 0 | 0 | 0 | 0 | 0 | 0 | 0 | 0 | 0 | 0 | 0 | 0 | 0 | 0 | 0 | 0 | 0 | 0 | 0 | 0
| E10 | 0 | 0 | 0 | 0 | 0 | 0 | 0 | 0 | 0 | 0 | 0 | 0 | 0 | 0 | 0 | 0 | 0 | 0 | 0 | 0 | 0 | 0 | 0 | 0 | 0 | 0 | 0 | 0 | 0 | 0 | 0
| Vintage | 0 | 0 | 0 | 0 | 0 | 0 | 0 | 0 | 0 | 0 | 0 | 0 | 0 | 0 | 0 | 0 | 0 | 0 | 0 | 0 | 0 | 0 | 0 | 0 | 0 | 0 | 0 | 0 | 0 | 0 | 0
Tech Purchase Shares
| Year | Year 0 | Year 1 | Year 2 | Year 3 | Year 4 | Year 5 | Year 6 | Year 7 | Year 8 | Year 9 | Year 10 | Year 11 | Year 12 | Year 13 | Year 14 | Year 15 | Year 16 | Year 17 | Year 18 | Year 19 | Year 20 | Year 21 | Year 22 | Year 23 | Year 24 | Year 25 | Year 26 | Year 27 | Year 28 | Year 29 | Year 30
E1 | bar: Year 0 to Year 30
E2 | bar: Year 0 to Year 30
E3 | bar: Year 0 to Year 30
E4 | bar: Year 0 to Year 30
E5 | bar: Year 0 to Year 30
E6 | bar: Year 0 to Year 30
E7 | bar: Year 0 to Year 30
E8 | bar: Year 0 to Year 30
E9 | bar: Year 0 to Year 30
E10 | bar: Year 0 to Year 30
Units In from Switching
| E1 | 0 | 0 | 0 | 0 | 0 | 0 | 0 | 0 | 0 | 0 | 0 | 0 | 0 | 0 | 0 | 0 | 0 | 0 | 0 | 0 | 0 | 0 | 0 | 0 | 0 | 0 | 0 | 0 | 0 | 0 | 0
| E2 | 0 | 0 | 0 | 0 | 0 | 0 | 0 | 0 | 0 | 0 | 0 | 0 | 0 | 0 | 0 | 0 | 0 | 0 | 0 | 0 | 0 | 0 | 0 | 0 | 0 | 0 | 0 | 0 | 0 | 0 | 0
| E3 | 0 | 0 | 0 | 0 | 0 | 0 | 0 | 0 | 0 | 0 | 0 | 0 | 0 | 0 | 0 | 0 | 0 | 0 | 0 | 0 | 0 | 0 | 0 | 0 | 0 | 0 | 0 | 0 | 0 | 0 | 0
| E4 | 0 | 0 | 0 | 0 | 0 | 0 | 0 | 0 | 0 | 0 | 0 | 0 | 0 | 0 | 0 | 0 | 0 | 0 | 0 | 0 | 0 | 0 | 0 | 0 | 0 | 0 | 0 | 0 | 0 | 0 | 0
| E5 | 0 | 0 | 0 | 0 | 0 | 0 | 0 | 0 | 0 | 0 | 0 | 0 | 0 | 0 | 0 | 0 | 0 | 0 | 0 | 0 | 0 | 0 | 0 | 0 | 0 | 0 | 0 | 0 | 0 | 0 | 0
| E6 | 0 | 0 | 0 | 0 | 0 | 0 | 0 | 0 | 0 | 0 | 0 | 0 | 0 | 0 | 0 | 0 | 0 | 0 | 0 | 0 | 0 | 0 | 0 | 0 | 0 | 0 | 0 | 0 | 0 | 0 | 0
| E7 | 0 | 0 | 0 | 0 | 0 | 0 | 0 | 0 | 0 | 0 | 0 | 0 | 0 | 0 | 0 | 0 | 0 | 0 | 0 | 0 | 0 | 0 | 0 | 0 | 0 | 0 | 0 | 0 | 0 | 0 | 0
| E8 | 0 | 0 | 0 | 0 | 0 | 0 | 0 | 0 | 0 | 0 | 0 | 0 | 0 | 0 | 0 | 0 | 0 | 0 | 0 | 0 | 0 | 0 | 0 | 0 | 0 | 0 | 0 | 0 | 0 | 0 | 0
| E9 | 0 | 0 | 0 | 0 | 0 | 0 | 0 | 0 | 0 | 0 | 0 | 0 | 0 | 0 | 0 | 0 | 0 | 0 | 0 | 0 | 0 | 0 | 0 | 0 | 0 | 0 | 0 | 0 | 0 | 0 | 0
| E10 | 0 | 0 | 0 | 0 | 0 | 0 | 0 | 0 | 0 | 0 | 0 | 0 | 0 | 0 | 0 | 0 | 0 | 0 | 0 | 0 | 0 | 0 | 0 | 0 | 0 | 0 | 0 | 0 | 0 | 0 | 0
| Vintage | 0 | 0 | 0 | 0 | 0 | 0 | 0 | 0 | 0 | 0 | 0 | 0 | 0 | 0 | 0 | 0 | 0 | 0 | 0 | 0 | 0 | 0 | 0 | 0 | 0 | 0 | 0 | 0 | 0 | 0 | 0
Net Change
| Year | Year 0 | Year 1 | Year 2 | Year 3 | Year 4 | Year 5 | Year 6 | Year 7 | Year 8 | Year 9 | Year 10 | Year 11 | Year 12 | Year 13 | Year 14 | Year 15 | Year 16 | Year 17 | Year 18 | Year 19 | Year 20 | Year 21 | Year 22 | Year 23 | Year 24 | Year 25 | Year 26 | Year 27 | Year 28 | Year 29 | Year 30 | Key
| Units | 0 | 0 | 0 | 0 | 0 | 0 | 0 | 0 | 0 | 0 | 0 | 0 | 0 | 0 | 0 | 0 | 0 | 0 | 0 | 0 | 0 | 0 | 0 | 0 | 0 | 0 | 0 | 0 | 0 | 0 | 0 | 0_Units |  |  |  |  | 301957.8232
| Usage | 0 | 0 | 0 | 0 | 0 | 0 | 0 | 0 | 0 | 0 | 0 | 0 | 0 | 0 | 0 | 0 | 0 | 0 | 0 | 0 | 0 | 0 | 0 | 0 | 0 | 0 | 0 | 0 | 0 | 0 | 0 | 0_Usage |  |  |  |  | 1698.6543
| Peak Demand (S) | 0 | 0 | 0 | 0 | 0 | 0 | 0 | 0 | 0 | 0 | 0 | 0 | 0 | 0 | 0 | 0 | 0 | 0 | 0 | 0 | 0 | 0 | 0 | 0 | 0 | 0 | 0 | 0 | 0 | 0 | 0 | 0_Peak Demand (S) |  |  |  |  | 0
| Peak Demand (W) | 0 | 0 | 0 | 0 | 0 | 0 | 0 | 0 | 0 | 0 | 0 | 0 | 0 | 0 | 0 | 0 | 0 | 0 | 0 | 0 | 0 | 0 | 0 | 0 | 0 | 0 | 0 | 0 | 0 | 0 | 0 | 0_Peak Demand (W) |  |  |  |  | 884.6119
| Turnover | 0 | 0 | 0 | 0 | 0 | 0 | 0 | 0 | 0 | 0 | 0 | 0 | 0 | 0 | 0 | 0 | 0 | 0 | 0 | 0 | 0 | 0 | 0 | 0 | 0 | 0 | 0 | 0 | 0 | 0 | 0 | 0_Turnover |  |  |  |  | 6885.4476
| Avg. Replacement Usage | 0 | 0 | 0 | 0 | 0 | 0 | 0 | 0 | 0 | 0 | 0 | 0 | 0 | 0 | 0 | 0 | 0 | 0 | 0 | 0 | 0 | 0 | 0 | 0 | 0 | 0 | 0 | 0 | 0 | 0 | 0 | 0_Avg. Replacement Usage |  |  |  |  | 5638.8522
| Avg. Replacement Demand (S) | 0 | 0 | 0 | 0 | 0 | 0 | 0 | 0 | 0 | 0 | 0 | 0 | 0 | 0 | 0 | 0 | 0 | 0 | 0 | 0 | 0 | 0 | 0 | 0 | 0 | 0 | 0 | 0 | 0 | 0 | 0 | 0_Avg. Replacement Demand (S) |  |  |  |  | 0
| Avg. Replacement Demand (W) | 0 | 0 | 0 | 0 | 0 | 0 | 0 | 0 | 0 | 0 | 0 | 0 | 0 | 0 | 0 | 0 | 0 | 0 | 0 | 0 | 0 | 0 | 0 | 0 | 0 | 0 | 0 | 0 | 0 | 0 | 0 | 0_Avg. Replacement Demand (W) |  |  |  |  | 2.9366
Purchases
| Year | Year 0 | Year 1 | Year 2 | Year 3 | Year 4 | Year 5 | Year 6 | Year 7 | Year 8 | Year 9 | Year 10 | Year 11 | Year 12 | Year 13 | Year 14 | Year 15 | Year 16 | Year 17 | Year 18 | Year 19 | Year 20 | Year 21 | Year 22 | Year 23 | Year 24 | Year 25 | Year 26 | Year 27 | Year 28 | Year 29 | Year 30
| E1 | 0 | 0 | 0 | 0 | 0 | 0 | 0 | 0 | 0 | 0 | 0 | 0 | 0 | 0 | 0 | 0 | 0 | 0 | 0 | 0 | 0 | 0 | 0 | 0 | 0 | 0 | 0 | 0 | 0 | 0 | 0 | 0_E1_Purchases |  |  |  |  | 6885.4476
| E2 | 0 | 0 | 0 | 0 | 0 | 0 | 0 | 0 | 0 | 0 | 0 | 0 | 0 | 0 | 0 | 0 | 0 | 0 | 0 | 0 | 0 | 0 | 0 | 0 | 0 | 0 | 0 | 0 | 0 | 0 | 0 | 0_E2_Purchases |  |  |  |  | 0
| E3 | 0 | 0 | 0 | 0 | 0 | 0 | 0 | 0 | 0 | 0 | 0 | 0 | 0 | 0 | 0 | 0 | 0 | 0 | 0 | 0 | 0 | 0 | 0 | 0 | 0 | 0 | 0 | 0 | 0 | 0 | 0 | 0_E3_Purchases |  |  |  |  | 0
| E4 | 0 | 0 | 0 | 0 | 0 | 0 | 0 | 0 | 0 | 0 | 0 | 0 | 0 | 0 | 0 | 0 | 0 | 0 | 0 | 0 | 0 | 0 | 0 | 0 | 0 | 0 | 0 | 0 | 0 | 0 | 0 | 0_E4_Purchases |  |  |  |  | 0
| E5 | 0 | 0 | 0 | 0 | 0 | 0 | 0 | 0 | 0 | 0 | 0 | 0 | 0 | 0 | 0 | 0 | 0 | 0 | 0 | 0 | 0 | 0 | 0 | 0 | 0 | 0 | 0 | 0 | 0 | 0 | 0 | 0_E5_Purchases |  |  |  |  | 0
| E6 | 0 | 0 | 0 | 0 | 0 | 0 | 0 | 0 | 0 | 0 | 0 | 0 | 0 | 0 | 0 | 0 | 0 | 0 | 0 | 0 | 0 | 0 | 0 | 0 | 0 | 0 | 0 | 0 | 0 | 0 | 0 | 0_E6_Purchases |  |  |  |  | 0
| E7 | 0 | 0 | 0 | 0 | 0 | 0 | 0 | 0 | 0 | 0 | 0 | 0 | 0 | 0 | 0 | 0 | 0 | 0 | 0 | 0 | 0 | 0 | 0 | 0 | 0 | 0 | 0 | 0 | 0 | 0 | 0 | 0_E7_Purchases |  |  |  |  | 0
| E8 | 0 | 0 | 0 | 0 | 0 | 0 | 0 | 0 | 0 | 0 | 0 | 0 | 0 | 0 | 0 | 0 | 0 | 0 | 0 | 0 | 0 | 0 | 0 | 0 | 0 | 0 | 0 | 0 | 0 | 0 | 0 | 0_E8_Purchases |  |  |  |  | 0
| E9 | 0 | 0 | 0 | 0 | 0 | 0 | 0 | 0 | 0 | 0 | 0 | 0 | 0 | 0 | 0 | 0 | 0 | 0 | 0 | 0 | 0 | 0 | 0 | 0 | 0 | 0 | 0 | 0 | 0 | 0 | 0 | 0_E9_Purchases |  |  |  |  | 0
| E10 | 0 | 0 | 0 | 0 | 0 | 0 | 0 | 0 | 0 | 0 | 0 | 0 | 0 | 0 | 0 | 0 | 0 | 0 | 0 | 0 | 0 | 0 | 0 | 0 | 0 | 0 | 0 | 0 | 0 | 0 | 0 | 0_E10_Purchases |  |  |  |  | 0
Stock
| Year | Year 0 | Year 1 | Year 2 | Year 3 | Year 4 | Year 5 | Year 6 | Year 7 | Year 8 | Year 9 | Year 10 | Year 11 | Year 12 | Year 13 | Year 14 | Year 15 | Year 16 | Year 17 | Year 18 | Year 19 | Year 20 | Year 21 | Year 22 | Year 23 | Year 24 | Year 25 | Year 26 | Year 27 | Year 28 | Year 29 | Year 30
| E1 | 0 | 0 | 0 | 0 | 0 | 0 | 0 | 0 | 0 | 0 | 0 | 0 | 0 | 0 | 0 | 0 | 0 | 0 | 0 | 0 | 0 | 0 | 0 | 0 | 0 | 0 | 0 | 0 | 0 | 0 | 0 | 0_E1_Stock |  |  |  |  | 13576.6093
| E2 | 0 | 0 | 0 | 0 | 0 | 0 | 0 | 0 | 0 | 0 | 0 | 0 | 0 | 0 | 0 | 0 | 0 | 0 | 0 | 0 | 0 | 0 | 0 | 0 | 0 | 0 | 0 | 0 | 0 | 0 | 0 | 0_E2_Stock |  |  |  |  | 0
| E3 | 0 | 0 | 0 | 0 | 0 | 0 | 0 | 0 | 0 | 0 | 0 | 0 | 0 | 0 | 0 | 0 | 0 | 0 | 0 | 0 | 0 | 0 | 0 | 0 | 0 | 0 | 0 | 0 | 0 | 0 | 0 | 0_E3_Stock |  |  |  |  | 0
| E4 | 0 | 0 | 0 | 0 | 0 | 0 | 0 | 0 | 0 | 0 | 0 | 0 | 0 | 0 | 0 | 0 | 0 | 0 | 0 | 0 | 0 | 0 | 0 | 0 | 0 | 0 | 0 | 0 | 0 | 0 | 0 | 0_E4_Stock |  |  |  |  | 0
| E5 | 0 | 0 | 0 | 0 | 0 | 0 | 0 | 0 | 0 | 0 | 0 | 0 | 0 | 0 | 0 | 0 | 0 | 0 | 0 | 0 | 0 | 0 | 0 | 0 | 0 | 0 | 0 | 0 | 0 | 0 | 0 | 0_E5_Stock |  |  |  |  | 0
| E6 | 0 | 0 | 0 | 0 | 0 | 0 | 0 | 0 | 0 | 0 | 0 | 0 | 0 | 0 | 0 | 0 | 0 | 0 | 0 | 0 | 0 | 0 | 0 | 0 | 0 | 0 | 0 | 0 | 0 | 0 | 0 | 0_E6_Stock |  |  |  |  | 0
| E7 | 0 | 0 | 0 | 0 | 0 | 0 | 0 | 0 | 0 | 0 | 0 | 0 | 0 | 0 | 0 | 0 | 0 | 0 | 0 | 0 | 0 | 0 | 0 | 0 | 0 | 0 | 0 | 0 | 0 | 0 | 0 | 0_E7_Stock |  |  |  |  | 0
| E8 | 0 | 0 | 0 | 0 | 0 | 0 | 0 | 0 | 0 | 0 | 0 | 0 | 0 | 0 | 0 | 0 | 0 | 0 | 0 | 0 | 0 | 0 | 0 | 0 | 0 | 0 | 0 | 0 | 0 | 0 | 0 | 0_E8_Stock |  |  |  |  | 0
| E9 | 0 | 0 | 0 | 0 | 0 | 0 | 0 | 0 | 0 | 0 | 0 | 0 | 0 | 0 | 0 | 0 | 0 | 0 | 0 | 0 | 0 | 0 | 0 | 0 | 0 | 0 | 0 | 0 | 0 | 0 | 0 | 0_E9_Stock |  |  |  |  | 0
| E10 | 0 | 0 | 0 | 0 | 0 | 0 | 0 | 0 | 0 | 0 | 0 | 0 | 0 | 0 | 0 | 0 | 0 | 0 | 0 | 0 | 0 | 0 | 0 | 0 | 0 | 0 | 0 | 0 | 0 | 0 | 0 | 0_E10_Stock |  |  |  |  | 0
| Vintage | 0 | 0 | 0 | 0 | 0 | 0 | 0 | 0 | 0 | 0 | 0 | 0 | 0 | 0 | 0 | 0 | 0 | 0 | 0 | 0 | 0 | 0 | 0 | 0 | 0 | 0 | 0 | 0 | 0 | 0 | 0 | 0_Vintage_Stock |  |  |  |  | 288381.2139
S2C1 |  | Year 0: System 2 Technology 1
Technology Variables
| Tech Key | Year 0: 0
| Peak Factor (S) | Year 0: 0
| Peak Factor (W) | Year 0: 0
| Min Vintage Lifetime | Year 0: 0
| Max Vintage Lifetime | Year 0: 0
| Turnover Style | Year 0: 0
Technology Variables
| Equipment | Year 0: Label; Year 1: Min Lifetime; Year 2: Max Lifetime; Year 3: Degradation; Year 4: Usage; Year 5: Available
| E1 | Year 1: 0; Year 2: 0; Year 3: 0%; Year 4: 0; Year 5: FALSE
| E2 | Year 1: 0; Year 2: 0; Year 3: 0%; Year 4: 0; Year 5: FALSE
| E3 | Year 1: 0; Year 2: 0; Year 3: 0%; Year 4: 0; Year 5: FALSE
| E4 | Year 1: 0; Year 2: 0; Year 3: 0%; Year 4: 0; Year 5: FALSE
| E5 | Year 1: 0; Year 2: 0; Year 3: 0%; Year 4: 0; Year 5: FALSE
| E6 | Year 1: 0; Year 2: 0; Year 3: 0%; Year 4: 0; Year 5: FALSE
| E7 | Year 1: 0; Year 2: 0; Year 3: 0%; Year 4: 0; Year 5: FALSE
| E8 | Year 1: 0; Year 2: 0; Year 3: 0%; Year 4: 0; Year 5: FALSE
| E9 | Year 1: 0; Year 2: 0; Year 3: 0%; Year 4: 0; Year 5: FALSE
| E10 | Year 1: 0; Year 2: 0; Year 3: 0%; Year 4: 0; Year 5: FALSE
Original Forecast Results
| Year | Year 0 | Year 1 | Year 2 | Year 3 | Year 4 | Year 5 | Year 6 | Year 7 | Year 8 | Year 9 | Year 10 | Year 11 | Year 12 | Year 13 | Year 14 | Year 15 | Year 16 | Year 17 | Year 18 | Year 19 | Year 20 | Year 21 | Year 22 | Year 23 | Year 24 | Year 25 | Year 26 | Year 27 | Year 28 | Year 29 | Year 30 | Key
| Units | 0 | 0 | 0 | 0 | 0 | 0 | 0 | 0 | 0 | 0 | 0 | 0 | 0 | 0 | 0 | 0 | 0 | 0 | 0 | 0 | 0 | 0 | 0 | 0 | 0 | 0 | 0 | 0 | 0 | 0 | 0 | #REF! |  |  |  |  | 301957.8232
| Usage | 0 | 0 | 0 | 0 | 0 | 0 | 0 | 0 | 0 | 0 | 0 | 0 | 0 | 0 | 0 | 0 | 0 | 0 | 0 | 0 | 0 | 0 | 0 | 0 | 0 | 0 | 0 | 0 | 0 | 0 | 0 | #REF! |  |  |  |  | 1698.6543
| Peak Demand (S) | 0 | 0 | 0 | 0 | 0 | 0 | 0 | 0 | 0 | 0 | 0 | 0 | 0 | 0 | 0 | 0 | 0 | 0 | 0 | 0 | 0 | 0 | 0 | 0 | 0 | 0 | 0 | 0 | 0 | 0 | 0 | #REF! |  |  |  |  | 0
| Peak Demand (W) | 0 | 0 | 0 | 0 | 0 | 0 | 0 | 0 | 0 | 0 | 0 | 0 | 0 | 0 | 0 | 0 | 0 | 0 | 0 | 0 | 0 | 0 | 0 | 0 | 0 | 0 | 0 | 0 | 0 | 0 | 0 | #REF! |  |  |  |  | 884.6119
| Turnover | 0 | 0 | 0 | 0 | 0 | 0 | 0 | 0 | 0 | 0 | 0 | 0 | 0 | 0 | 0 | 0 | 0 | 0 | 0 | 0 | 0 | 0 | 0 | 0 | 0 | 0 | 0 | 0 | 0 | 0 | 0 | #REF! |  |  |  |  | 6885.4476
| Avg. Replacement Usage | 0 | 0 | 0 | 0 | 0 | 0 | 0 | 0 | 0 | 0 | 0 | 0 | 0 | 0 | 0 | 0 | 0 | 0 | 0 | 0 | 0 | 0 | 0 | 0 | 0 | 0 | 0 | 0 | 0 | 0 | 0 | #REF! |  |  |  |  | 5638.8522
| Avg. Replacement Demand (S) | 0 | 0 | 0 | 0 | 0 | 0 | 0 | 0 | 0 | 0 | 0 | 0 | 0 | 0 | 0 | 0 | 0 | 0 | 0 | 0 | 0 | 0 | 0 | 0 | 0 | 0 | 0 | 0 | 0 | 0 | 0 | #REF! |  |  |  |  | 0
| Avg. Replacement Demand (W) | 0 | 0 | 0 | 0 | 0 | 0 | 0 | 0 | 0 | 0 | 0 | 0 | 0 | 0 | 0 | 0 | 0 | 0 | 0 | 0 | 0 | 0 | 0 | 0 | 0 | 0 | 0 | 0 | 0 | 0 | 0 | #REF! |  |  |  |  | 2.9366
Tech Forecast Stock
| Year | Year 0 | Year 1 | Year 2 | Year 3 | Year 4 | Year 5 | Year 6 | Year 7 | Year 8 | Year 9 | Year 10 | Year 11 | Year 12 | Year 13 | Year 14 | Year 15 | Year 16 | Year 17 | Year 18 | Year 19 | Year 20 | Year 21 | Year 22 | Year 23 | Year 24 | Year 25 | Year 26 | Year 27 | Year 28 | Year 29 | Year 30
| E1 | 0 | 0 | 0 | 0 | 0 | 0 | 0 | 0 | 0 | 0 | 0 | 0 | 0 | 0 | 0 | 0 | 0 | 0 | 0 | 0 | 0 | 0 | 0 | 0 | 0 | 0 | 0 | 0 | 0 | 0 | 0
| E2 | 0 | 0 | 0 | 0 | 0 | 0 | 0 | 0 | 0 | 0 | 0 | 0 | 0 | 0 | 0 | 0 | 0 | 0 | 0 | 0 | 0 | 0 | 0 | 0 | 0 | 0 | 0 | 0 | 0 | 0 | 0
| E3 | 0 | 0 | 0 | 0 | 0 | 0 | 0 | 0 | 0 | 0 | 0 | 0 | 0 | 0 | 0 | 0 | 0 | 0 | 0 | 0 | 0 | 0 | 0 | 0 | 0 | 0 | 0 | 0 | 0 | 0 | 0
| E4 | 0 | 0 | 0 | 0 | 0 | 0 | 0 | 0 | 0 | 0 | 0 | 0 | 0 | 0 | 0 | 0 | 0 | 0 | 0 | 0 | 0 | 0 | 0 | 0 | 0 | 0 | 0 | 0 | 0 | 0 | 0
| E5 | 0 | 0 | 0 | 0 | 0 | 0 | 0 | 0 | 0 | 0 | 0 | 0 | 0 | 0 | 0 | 0 | 0 | 0 | 0 | 0 | 0 | 0 | 0 | 0 | 0 | 0 | 0 | 0 | 0 | 0 | 0
| E6 | 0 | 0 | 0 | 0 | 0 | 0 | 0 | 0 | 0 | 0 | 0 | 0 | 0 | 0 | 0 | 0 | 0 | 0 | 0 | 0 | 0 | 0 | 0 | 0 | 0 | 0 | 0 | 0 | 0 | 0 | 0
| E7 | 0 | 0 | 0 | 0 | 0 | 0 | 0 | 0 | 0 | 0 | 0 | 0 | 0 | 0 | 0 | 0 | 0 | 0 | 0 | 0 | 0 | 0 | 0 | 0 | 0 | 0 | 0 | 0 | 0 | 0 | 0
| E8 | 0 | 0 | 0 | 0 | 0 | 0 | 0 | 0 | 0 | 0 | 0 | 0 | 0 | 0 | 0 | 0 | 0 | 0 | 0 | 0 | 0 | 0 | 0 | 0 | 0 | 0 | 0 | 0 | 0 | 0 | 0
| E9 | 0 | 0 | 0 | 0 | 0 | 0 | 0 | 0 | 0 | 0 | 0 | 0 | 0 | 0 | 0 | 0 | 0 | 0 | 0 | 0 | 0 | 0 | 0 | 0 | 0 | 0 | 0 | 0 | 0 | 0 | 0
| E10 | 0 | 0 | 0 | 0 | 0 | 0 | 0 | 0 | 0 | 0 | 0 | 0 | 0 | 0 | 0 | 0 | 0 | 0 | 0 | 0 | 0 | 0 | 0 | 0 | 0 | 0 | 0 | 0 | 0 | 0 | 0
| Vintage | 0 | 0 | 0 | 0 | 0 | 0 | 0 | 0 | 0 | 0 | 0 | 0 | 0 | 0 | 0 | 0 | 0 | 0 | 0 | 0 | 0 | 0 | 0 | 0 | 0 | 0 | 0 | 0 | 0 | 0 | 0
Stock for Switching
| Year | Year 0 | Year 1 | Year 2 | Year 3 | Year 4 | Year 5 | Year 6 | Year 7 | Year 8 | Year 9 | Year 10 | Year 11 | Year 12 | Year 13 | Year 14 | Year 15 | Year 16 | Year 17 | Year 18 | Year 19 | Year 20 | Year 21 | Year 22 | Year 23 | Year 24 | Year 25 | Year 26 | Year 27 | Year 28 | Year 29 | Year 30
| E1 | 0 | 0 | 0 | 0 | 0 | 0 | 0 | 0 | 0 | 0 | 0 | 0 | 0 | 0 | 0 | 0 | 0 | 0 | 0 | 0 | 0 | 0 | 0 | 0 | 0 | 0 | 0 | 0 | 0 | 0 | 0 | 0_E1_SysStock
| E2 | 0 | 0 | 0 | 0 | 0 | 0 | 0 | 0 | 0 | 0 | 0 | 0 | 0 | 0 | 0 | 0 | 0 | 0 | 0 | 0 | 0 | 0 | 0 | 0 | 0 | 0 | 0 | 0 | 0 | 0 | 0 | 0_E2_SysStock
| E3 | 0 | 0 | 0 | 0 | 0 | 0 | 0 | 0 | 0 | 0 | 0 | 0 | 0 | 0 | 0 | 0 | 0 | 0 | 0 | 0 | 0 | 0 | 0 | 0 | 0 | 0 | 0 | 0 | 0 | 0 | 0 | 0_E3_SysStock
| E4 | 0 | 0 | 0 | 0 | 0 | 0 | 0 | 0 | 0 | 0 | 0 | 0 | 0 | 0 | 0 | 0 | 0 | 0 | 0 | 0 | 0 | 0 | 0 | 0 | 0 | 0 | 0 | 0 | 0 | 0 | 0 | 0_E4_SysStock
| E5 | 0 | 0 | 0 | 0 | 0 | 0 | 0 | 0 | 0 | 0 | 0 | 0 | 0 | 0 | 0 | 0 | 0 | 0 | 0 | 0 | 0 | 0 | 0 | 0 | 0 | 0 | 0 | 0 | 0 | 0 | 0 | 0_E5_SysStock
| E6 | 0 | 0 | 0 | 0 | 0 | 0 | 0 | 0 | 0 | 0 | 0 | 0 | 0 | 0 | 0 | 0 | 0 | 0 | 0 | 0 | 0 | 0 | 0 | 0 | 0 | 0 | 0 | 0 | 0 | 0 | 0 | 0_E6_SysStock
| E7 | 0 | 0 | 0 | 0 | 0 | 0 | 0 | 0 | 0 | 0 | 0 | 0 | 0 | 0 | 0 | 0 | 0 | 0 | 0 | 0 | 0 | 0 | 0 | 0 | 0 | 0 | 0 | 0 | 0 | 0 | 0 | 0_E7_SysStock
| E8 | 0 | 0 | 0 | 0 | 0 | 0 | 0 | 0 | 0 | 0 | 0 | 0 | 0 | 0 | 0 | 0 | 0 | 0 | 0 | 0 | 0 | 0 | 0 | 0 | 0 | 0 | 0 | 0 | 0 | 0 | 0 | 0_E8_SysStock
| E9 | 0 | 0 | 0 | 0 | 0 | 0 | 0 | 0 | 0 | 0 | 0 | 0 | 0 | 0 | 0 | 0 | 0 | 0 | 0 | 0 | 0 | 0 | 0 | 0 | 0 | 0 | 0 | 0 | 0 | 0 | 0 | 0_E9_SysStock
| E10 | 0 | 0 | 0 | 0 | 0 | 0 | 0 | 0 | 0 | 0 | 0 | 0 | 0 | 0 | 0 | 0 | 0 | 0 | 0 | 0 | 0 | 0 | 0 | 0 | 0 | 0 | 0 | 0 | 0 | 0 | 0 | 0_E10_SysStock
| Vintage | 0 | 0 | 0 | 0 | 0 | 0 | 0 | 0 | 0 | 0 | 0 | 0 | 0 | 0 | 0 | 0 | 0 | 0 | 0 | 0 | 0 | 0 | 0 | 0 | 0 | 0 | 0 | 0 | 0 | 0 | 0 | 0_Vintage_SysStock
Tech Forecast Purchases
| Year | Year 0 | Year 1 | Year 2 | Year 3 | Year 4 | Year 5 | Year 6 | Year 7 | Year 8 | Year 9 | Year 10 | Year 11 | Year 12 | Year 13 | Year 14 | Year 15 | Year 16 | Year 17 | Year 18 | Year 19 | Year 20 | Year 21 | Year 22 | Year 23 | Year 24 | Year 25 | Year 26 | Year 27 | Year 28 | Year 29 | Year 30
| E1 | 0 | 0 | 0 | 0 | 0 | 0 | 0 | 0 | 0 | 0 | 0 | 0 | 0 | 0 | 0 | 0 | 0 | 0 | 0 | 0 | 0 | 0 | 0 | 0 | 0 | 0 | 0 | 0 | 0 | 0 | 0
| E2 | 0 | 0 | 0 | 0 | 0 | 0 | 0 | 0 | 0 | 0 | 0 | 0 | 0 | 0 | 0 | 0 | 0 | 0 | 0 | 0 | 0 | 0 | 0 | 0 | 0 | 0 | 0 | 0 | 0 | 0 | 0
| E3 | 0 | 0 | 0 | 0 | 0 | 0 | 0 | 0 | 0 | 0 | 0 | 0 | 0 | 0 | 0 | 0 | 0 | 0 | 0 | 0 | 0 | 0 | 0 | 0 | 0 | 0 | 0 | 0 | 0 | 0 | 0
| E4 | 0 | 0 | 0 | 0 | 0 | 0 | 0 | 0 | 0 | 0 | 0 | 0 | 0 | 0 | 0 | 0 | 0 | 0 | 0 | 0 | 0 | 0 | 0 | 0 | 0 | 0 | 0 | 0 | 0 | 0 | 0
| E5 | 0 | 0 | 0 | 0 | 0 | 0 | 0 | 0 | 0 | 0 | 0 | 0 | 0 | 0 | 0 | 0 | 0 | 0 | 0 | 0 | 0 | 0 | 0 | 0 | 0 | 0 | 0 | 0 | 0 | 0 | 0
| E6 | 0 | 0 | 0 | 0 | 0 | 0 | 0 | 0 | 0 | 0 | 0 | 0 | 0 | 0 | 0 | 0 | 0 | 0 | 0 | 0 | 0 | 0 | 0 | 0 | 0 | 0 | 0 | 0 | 0 | 0 | 0
| E7 | 0 | 0 | 0 | 0 | 0 | 0 | 0 | 0 | 0 | 0 | 0 | 0 | 0 | 0 | 0 | 0 | 0 | 0 | 0 | 0 | 0 | 0 | 0 | 0 | 0 | 0 | 0 | 0 | 0 | 0 | 0
| E8 | 0 | 0 | 0 | 0 | 0 | 0 | 0 | 0 | 0 | 0 | 0 | 0 | 0 | 0 | 0 | 0 | 0 | 0 | 0 | 0 | 0 | 0 | 0 | 0 | 0 | 0 | 0 | 0 | 0 | 0 | 0
| E9 | 0 | 0 | 0 | 0 | 0 | 0 | 0 | 0 | 0 | 0 | 0 | 0 | 0 | 0 | 0 | 0 | 0 | 0 | 0 | 0 | 0 | 0 | 0 | 0 | 0 | 0 | 0 | 0 | 0 | 0 | 0
| E10 | 0 | 0 | 0 | 0 | 0 | 0 | 0 | 0 | 0 | 0 | 0 | 0 | 0 | 0 | 0 | 0 | 0 | 0 | 0 | 0 | 0 | 0 | 0 | 0 | 0 | 0 | 0 | 0 | 0 | 0 | 0
Potential to Switch
| Year | Year 0 | Year 1 | Year 2 | Year 3 | Year 4 | Year 5 | Year 6 | Year 7 | Year 8 | Year 9 | Year 10 | Year 11 | Year 12 | Year 13 | Year 14 | Year 15 | Year 16 | Year 17 | Year 18 | Year 19 | Year 20 | Year 21 | Year 22 | Year 23 | Year 24 | Year 25 | Year 26 | Year 27 | Year 28 | Year 29 | Year 30
| E1 | 0 | 0 | 0 | 0 | 0 | 0 | 0 | 0 | 0 | 0 | 0 | 0 | 0 | 0 | 0 | 0 | 0 | 0 | 0 | 0 | 0 | 0 | 0 | 0 | 0 | 0 | 0 | 0 | 0 | 0 | 0 | 0_E1_Switched Out
| E2 | 0 | 0 | 0 | 0 | 0 | 0 | 0 | 0 | 0 | 0 | 0 | 0 | 0 | 0 | 0 | 0 | 0 | 0 | 0 | 0 | 0 | 0 | 0 | 0 | 0 | 0 | 0 | 0 | 0 | 0 | 0 | 0_E2_Switched Out
| E3 | 0 | 0 | 0 | 0 | 0 | 0 | 0 | 0 | 0 | 0 | 0 | 0 | 0 | 0 | 0 | 0 | 0 | 0 | 0 | 0 | 0 | 0 | 0 | 0 | 0 | 0 | 0 | 0 | 0 | 0 | 0 | 0_E3_Switched Out
| E4 | 0 | 0 | 0 | 0 | 0 | 0 | 0 | 0 | 0 | 0 | 0 | 0 | 0 | 0 | 0 | 0 | 0 | 0 | 0 | 0 | 0 | 0 | 0 | 0 | 0 | 0 | 0 | 0 | 0 | 0 | 0 | 0_E4_Switched Out
| E5 | 0 | 0 | 0 | 0 | 0 | 0 | 0 | 0 | 0 | 0 | 0 | 0 | 0 | 0 | 0 | 0 | 0 | 0 | 0 | 0 | 0 | 0 | 0 | 0 | 0 | 0 | 0 | 0 | 0 | 0 | 0 | 0_E5_Switched Out
| E6 | 0 | 0 | 0 | 0 | 0 | 0 | 0 | 0 | 0 | 0 | 0 | 0 | 0 | 0 | 0 | 0 | 0 | 0 | 0 | 0 | 0 | 0 | 0 | 0 | 0 | 0 | 0 | 0 | 0 | 0 | 0 | 0_E6_Switched Out
| E7 | 0 | 0 | 0 | 0 | 0 | 0 | 0 | 0 | 0 | 0 | 0 | 0 | 0 | 0 | 0 | 0 | 0 | 0 | 0 | 0 | 0 | 0 | 0 | 0 | 0 | 0 | 0 | 0 | 0 | 0 | 0 | 0_E7_Switched Out
| E8 | 0 | 0 | 0 | 0 | 0 | 0 | 0 | 0 | 0 | 0 | 0 | 0 | 0 | 0 | 0 | 0 | 0 | 0 | 0 | 0 | 0 | 0 | 0 | 0 | 0 | 0 | 0 | 0 | 0 | 0 | 0 | 0_E8_Switched Out
| E9 | 0 | 0 | 0 | 0 | 0 | 0 | 0 | 0 | 0 | 0 | 0 | 0 | 0 | 0 | 0 | 0 | 0 | 0 | 0 | 0 | 0 | 0 | 0 | 0 | 0 | 0 | 0 | 0 | 0 | 0 | 0 | 0_E9_Switched Out
| E10 | 0 | 0 | 0 | 0 | 0 | 0 | 0 | 0 | 0 | 0 | 0 | 0 | 0 | 0 | 0 | 0 | 0 | 0 | 0 | 0 | 0 | 0 | 0 | 0 | 0 | 0 | 0 | 0 | 0 | 0 | 0 | 0_E10_Switched Out
Units Out
| E1 | 0 | 0 | 0 | 0 | 0 | 0 | 0 | 0 | 0 | 0 | 0 | 0 | 0 | 0 | 0 | 0 | 0 | 0 | 0 | 0 | 0 | 0 | 0 | 0 | 0 | 0 | 0 | 0 | 0 | 0 | 0
| E2 | 0 | 0 | 0 | 0 | 0 | 0 | 0 | 0 | 0 | 0 | 0 | 0 | 0 | 0 | 0 | 0 | 0 | 0 | 0 | 0 | 0 | 0 | 0 | 0 | 0 | 0 | 0 | 0 | 0 | 0 | 0
| E3 | 0 | 0 | 0 | 0 | 0 | 0 | 0 | 0 | 0 | 0 | 0 | 0 | 0 | 0 | 0 | 0 | 0 | 0 | 0 | 0 | 0 | 0 | 0 | 0 | 0 | 0 | 0 | 0 | 0 | 0 | 0
| E4 | 0 | 0 | 0 | 0 | 0 | 0 | 0 | 0 | 0 | 0 | 0 | 0 | 0 | 0 | 0 | 0 | 0 | 0 | 0 | 0 | 0 | 0 | 0 | 0 | 0 | 0 | 0 | 0 | 0 | 0 | 0
| E5 | 0 | 0 | 0 | 0 | 0 | 0 | 0 | 0 | 0 | 0 | 0 | 0 | 0 | 0 | 0 | 0 | 0 | 0 | 0 | 0 | 0 | 0 | 0 | 0 | 0 | 0 | 0 | 0 | 0 | 0 | 0
| E6 | 0 | 0 | 0 | 0 | 0 | 0 | 0 | 0 | 0 | 0 | 0 | 0 | 0 | 0 | 0 | 0 | 0 | 0 | 0 | 0 | 0 | 0 | 0 | 0 | 0 | 0 | 0 | 0 | 0 | 0 | 0
| E7 | 0 | 0 | 0 | 0 | 0 | 0 | 0 | 0 | 0 | 0 | 0 | 0 | 0 | 0 | 0 | 0 | 0 | 0 | 0 | 0 | 0 | 0 | 0 | 0 | 0 | 0 | 0 | 0 | 0 | 0 | 0
| E8 | 0 | 0 | 0 | 0 | 0 | 0 | 0 | 0 | 0 | 0 | 0 | 0 | 0 | 0 | 0 | 0 | 0 | 0 | 0 | 0 | 0 | 0 | 0 | 0 | 0 | 0 | 0 | 0 | 0 | 0 | 0
| E9 | 0 | 0 | 0 | 0 | 0 | 0 | 0 | 0 | 0 | 0 | 0 | 0 | 0 | 0 | 0 | 0 | 0 | 0 | 0 | 0 | 0 | 0 | 0 | 0 | 0 | 0 | 0 | 0 | 0 | 0 | 0
| E10 | 0 | 0 | 0 | 0 | 0 | 0 | 0 | 0 | 0 | 0 | 0 | 0 | 0 | 0 | 0 | 0 | 0 | 0 | 0 | 0 | 0 | 0 | 0 | 0 | 0 | 0 | 0 | 0 | 0 | 0 | 0
| Vintage | 0 | 0 | 0 | 0 | 0 | 0 | 0 | 0 | 0 | 0 | 0 | 0 | 0 | 0 | 0 | 0 | 0 | 0 | 0 | 0 | 0 | 0 | 0 | 0 | 0 | 0 | 0 | 0 | 0 | 0 | 0
Tech Purchase Shares
| Year | Year 0 | Year 1 | Year 2 | Year 3 | Year 4 | Year 5 | Year 6 | Year 7 | Year 8 | Year 9 | Year 10 | Year 11 | Year 12 | Year 13 | Year 14 | Year 15 | Year 16 | Year 17 | Year 18 | Year 19 | Year 20 | Year 21 | Year 22 | Year 23 | Year 24 | Year 25 | Year 26 | Year 27 | Year 28 | Year 29 | Year 30
E1 | bar: Year 0 to Year 30
E2 | bar: Year 0 to Year 30
E3 | bar: Year 0 to Year 30
E4 | bar: Year 0 to Year 30
E5 | bar: Year 0 to Year 30
E6 | bar: Year 0 to Year 30
E7 | bar: Year 0 to Year 30
E8 | bar: Year 0 to Year 30
E9 | bar: Year 0 to Year 30
E10 | bar: Year 0 to Year 30
Units In from Switching
| E1 | 0 | 0 | 0 | 0 | 0 | 0 | 0 | 0 | 0 | 0 | 0 | 0 | 0 | 0 | 0 | 0 | 0 | 0 | 0 | 0 | 0 | 0 | 0 | 0 | 0 | 0 | 0 | 0 | 0 | 0 | 0
| E2 | 0 | 0 | 0 | 0 | 0 | 0 | 0 | 0 | 0 | 0 | 0 | 0 | 0 | 0 | 0 | 0 | 0 | 0 | 0 | 0 | 0 | 0 | 0 | 0 | 0 | 0 | 0 | 0 | 0 | 0 | 0
| E3 | 0 | 0 | 0 | 0 | 0 | 0 | 0 | 0 | 0 | 0 | 0 | 0 | 0 | 0 | 0 | 0 | 0 | 0 | 0 | 0 | 0 | 0 | 0 | 0 | 0 | 0 | 0 | 0 | 0 | 0 | 0
| E4 | 0 | 0 | 0 | 0 | 0 | 0 | 0 | 0 | 0 | 0 | 0 | 0 | 0 | 0 | 0 | 0 | 0 | 0 | 0 | 0 | 0 | 0 | 0 | 0 | 0 | 0 | 0 | 0 | 0 | 0 | 0
| E5 | 0 | 0 | 0 | 0 | 0 | 0 | 0 | 0 | 0 | 0 | 0 | 0 | 0 | 0 | 0 | 0 | 0 | 0 | 0 | 0 | 0 | 0 | 0 | 0 | 0 | 0 | 0 | 0 | 0 | 0 | 0
| E6 | 0 | 0 | 0 | 0 | 0 | 0 | 0 | 0 | 0 | 0 | 0 | 0 | 0 | 0 | 0 | 0 | 0 | 0 | 0 | 0 | 0 | 0 | 0 | 0 | 0 | 0 | 0 | 0 | 0 | 0 | 0
| E7 | 0 | 0 | 0 | 0 | 0 | 0 | 0 | 0 | 0 | 0 | 0 | 0 | 0 | 0 | 0 | 0 | 0 | 0 | 0 | 0 | 0 | 0 | 0 | 0 | 0 | 0 | 0 | 0 | 0 | 0 | 0
| E8 | 0 | 0 | 0 | 0 | 0 | 0 | 0 | 0 | 0 | 0 | 0 | 0 | 0 | 0 | 0 | 0 | 0 | 0 | 0 | 0 | 0 | 0 | 0 | 0 | 0 | 0 | 0 | 0 | 0 | 0 | 0
| E9 | 0 | 0 | 0 | 0 | 0 | 0 | 0 | 0 | 0 | 0 | 0 | 0 | 0 | 0 | 0 | 0 | 0 | 0 | 0 | 0 | 0 | 0 | 0 | 0 | 0 | 0 | 0 | 0 | 0 | 0 | 0
| E10 | 0 | 0 | 0 | 0 | 0 | 0 | 0 | 0 | 0 | 0 | 0 | 0 | 0 | 0 | 0 | 0 | 0 | 0 | 0 | 0 | 0 | 0 | 0 | 0 | 0 | 0 | 0 | 0 | 0 | 0 | 0
| Vintage | 0 | 0 | 0 | 0 | 0 | 0 | 0 | 0 | 0 | 0 | 0 | 0 | 0 | 0 | 0 | 0 | 0 | 0 | 0 | 0 | 0 | 0 | 0 | 0 | 0 | 0 | 0 | 0 | 0 | 0 | 0
Net Change
| Year | Year 0 | Year 1 | Year 2 | Year 3 | Year 4 | Year 5 | Year 6 | Year 7 | Year 8 | Year 9 | Year 10 | Year 11 | Year 12 | Year 13 | Year 14 | Year 15 | Year 16 | Year 17 | Year 18 | Year 19 | Year 20 | Year 21 | Year 22 | Year 23 | Year 24 | Year 25 | Year 26 | Year 27 | Year 28 | Year 29 | Year 30 | Key
| Units | 0 | 0 | 0 | 0 | 0 | 0 | 0 | 0 | 0 | 0 | 0 | 0 | 0 | 0 | 0 | 0 | 0 | 0 | 0 | 0 | 0 | 0 | 0 | 0 | 0 | 0 | 0 | 0 | 0 | 0 | 0 | 0_Units |  |  |  |  | 301957.8232
| Usage | 0 | 0 | 0 | 0 | 0 | 0 | 0 | 0 | 0 | 0 | 0 | 0 | 0 | 0 | 0 | 0 | 0 | 0 | 0 | 0 | 0 | 0 | 0 | 0 | 0 | 0 | 0 | 0 | 0 | 0 | 0 | 0_Usage |  |  |  |  | 1698.6543
| Peak Demand (S) | 0 | 0 | 0 | 0 | 0 | 0 | 0 | 0 | 0 | 0 | 0 | 0 | 0 | 0 | 0 | 0 | 0 | 0 | 0 | 0 | 0 | 0 | 0 | 0 | 0 | 0 | 0 | 0 | 0 | 0 | 0 | 0_Peak Demand (S) |  |  |  |  | 0
| Peak Demand (W) | 0 | 0 | 0 | 0 | 0 | 0 | 0 | 0 | 0 | 0 | 0 | 0 | 0 | 0 | 0 | 0 | 0 | 0 | 0 | 0 | 0 | 0 | 0 | 0 | 0 | 0 | 0 | 0 | 0 | 0 | 0 | 0_Peak Demand (W) |  |  |  |  | 884.6119
| Turnover | 0 | 0 | 0 | 0 | 0 | 0 | 0 | 0 | 0 | 0 | 0 | 0 | 0 | 0 | 0 | 0 | 0 | 0 | 0 | 0 | 0 | 0 | 0 | 0 | 0 | 0 | 0 | 0 | 0 | 0 | 0 | 0_Turnover |  |  |  |  | 6885.4476
| Avg. Replacement Usage | 0 | 0 | 0 | 0 | 0 | 0 | 0 | 0 | 0 | 0 | 0 | 0 | 0 | 0 | 0 | 0 | 0 | 0 | 0 | 0 | 0 | 0 | 0 | 0 | 0 | 0 | 0 | 0 | 0 | 0 | 0 | 0_Avg. Replacement Usage |  |  |  |  | 5638.8522
| Avg. Replacement Demand (S) | 0 | 0 | 0 | 0 | 0 | 0 | 0 | 0 | 0 | 0 | 0 | 0 | 0 | 0 | 0 | 0 | 0 | 0 | 0 | 0 | 0 | 0 | 0 | 0 | 0 | 0 | 0 | 0 | 0 | 0 | 0 | 0_Avg. Replacement Demand (S) |  |  |  |  | 0
| Avg. Replacement Demand (W) | 0 | 0 | 0 | 0 | 0 | 0 | 0 | 0 | 0 | 0 | 0 | 0 | 0 | 0 | 0 | 0 | 0 | 0 | 0 | 0 | 0 | 0 | 0 | 0 | 0 | 0 | 0 | 0 | 0 | 0 | 0 | 0_Avg. Replacement Demand (W) |  |  |  |  | 2.9366
Purchases
| Year | Year 0 | Year 1 | Year 2 | Year 3 | Year 4 | Year 5 | Year 6 | Year 7 | Year 8 | Year 9 | Year 10 | Year 11 | Year 12 | Year 13 | Year 14 | Year 15 | Year 16 | Year 17 | Year 18 | Year 19 | Year 20 | Year 21 | Year 22 | Year 23 | Year 24 | Year 25 | Year 26 | Year 27 | Year 28 | Year 29 | Year 30
| E1 | 0 | 0 | 0 | 0 | 0 | 0 | 0 | 0 | 0 | 0 | 0 | 0 | 0 | 0 | 0 | 0 | 0 | 0 | 0 | 0 | 0 | 0 | 0 | 0 | 0 | 0 | 0 | 0 | 0 | 0 | 0 | 0_E1_Purchases |  |  |  |  | 6885.4476
| E2 | 0 | 0 | 0 | 0 | 0 | 0 | 0 | 0 | 0 | 0 | 0 | 0 | 0 | 0 | 0 | 0 | 0 | 0 | 0 | 0 | 0 | 0 | 0 | 0 | 0 | 0 | 0 | 0 | 0 | 0 | 0 | 0_E2_Purchases |  |  |  |  | 0
| E3 | 0 | 0 | 0 | 0 | 0 | 0 | 0 | 0 | 0 | 0 | 0 | 0 | 0 | 0 | 0 | 0 | 0 | 0 | 0 | 0 | 0 | 0 | 0 | 0 | 0 | 0 | 0 | 0 | 0 | 0 | 0 | 0_E3_Purchases |  |  |  |  | 0
| E4 | 0 | 0 | 0 | 0 | 0 | 0 | 0 | 0 | 0 | 0 | 0 | 0 | 0 | 0 | 0 | 0 | 0 | 0 | 0 | 0 | 0 | 0 | 0 | 0 | 0 | 0 | 0 | 0 | 0 | 0 | 0 | 0_E4_Purchases |  |  |  |  | 0
| E5 | 0 | 0 | 0 | 0 | 0 | 0 | 0 | 0 | 0 | 0 | 0 | 0 | 0 | 0 | 0 | 0 | 0 | 0 | 0 | 0 | 0 | 0 | 0 | 0 | 0 | 0 | 0 | 0 | 0 | 0 | 0 | 0_E5_Purchases |  |  |  |  | 0
| E6 | 0 | 0 | 0 | 0 | 0 | 0 | 0 | 0 | 0 | 0 | 0 | 0 | 0 | 0 | 0 | 0 | 0 | 0 | 0 | 0 | 0 | 0 | 0 | 0 | 0 | 0 | 0 | 0 | 0 | 0 | 0 | 0_E6_Purchases |  |  |  |  | 0
| E7 | 0 | 0 | 0 | 0 | 0 | 0 | 0 | 0 | 0 | 0 | 0 | 0 | 0 | 0 | 0 | 0 | 0 | 0 | 0 | 0 | 0 | 0 | 0 | 0 | 0 | 0 | 0 | 0 | 0 | 0 | 0 | 0_E7_Purchases |  |  |  |  | 0
| E8 | 0 | 0 | 0 | 0 | 0 | 0 | 0 | 0 | 0 | 0 | 0 | 0 | 0 | 0 | 0 | 0 | 0 | 0 | 0 | 0 | 0 | 0 | 0 | 0 | 0 | 0 | 0 | 0 | 0 | 0 | 0 | 0_E8_Purchases |  |  |  |  | 0
| E9 | 0 | 0 | 0 | 0 | 0 | 0 | 0 | 0 | 0 | 0 | 0 | 0 | 0 | 0 | 0 | 0 | 0 | 0 | 0 | 0 | 0 | 0 | 0 | 0 | 0 | 0 | 0 | 0 | 0 | 0 | 0 | 0_E9_Purchases |  |  |  |  | 0
| E10 | 0 | 0 | 0 | 0 | 0 | 0 | 0 | 0 | 0 | 0 | 0 | 0 | 0 | 0 | 0 | 0 | 0 | 0 | 0 | 0 | 0 | 0 | 0 | 0 | 0 | 0 | 0 | 0 | 0 | 0 | 0 | 0_E10_Purchases |  |  |  |  | 0
Stock
| Year | Year 0 | Year 1 | Year 2 | Year 3 | Year 4 | Year 5 | Year 6 | Year 7 | Year 8 | Year 9 | Year 10 | Year 11 | Year 12 | Year 13 | Year 14 | Year 15 | Year 16 | Year 17 | Year 18 | Year 19 | Year 20 | Year 21 | Year 22 | Year 23 | Year 24 | Year 25 | Year 26 | Year 27 | Year 28 | Year 29 | Year 30
| E1 | 0 | 0 | 0 | 0 | 0 | 0 | 0 | 0 | 0 | 0 | 0 | 0 | 0 | 0 | 0 | 0 | 0 | 0 | 0 | 0 | 0 | 0 | 0 | 0 | 0 | 0 | 0 | 0 | 0 | 0 | 0 | 0_E1_Stock |  |  |  |  | 13576.6093
| E2 | 0 | 0 | 0 | 0 | 0 | 0 | 0 | 0 | 0 | 0 | 0 | 0 | 0 | 0 | 0 | 0 | 0 | 0 | 0 | 0 | 0 | 0 | 0 | 0 | 0 | 0 | 0 | 0 | 0 | 0 | 0 | 0_E2_Stock |  |  |  |  | 0
| E3 | 0 | 0 | 0 | 0 | 0 | 0 | 0 | 0 | 0 | 0 | 0 | 0 | 0 | 0 | 0 | 0 | 0 | 0 | 0 | 0 | 0 | 0 | 0 | 0 | 0 | 0 | 0 | 0 | 0 | 0 | 0 | 0_E3_Stock |  |  |  |  | 0
| E4 | 0 | 0 | 0 | 0 | 0 | 0 | 0 | 0 | 0 | 0 | 0 | 0 | 0 | 0 | 0 | 0 | 0 | 0 | 0 | 0 | 0 | 0 | 0 | 0 | 0 | 0 | 0 | 0 | 0 | 0 | 0 | 0_E4_Stock |  |  |  |  | 0
| E5 | 0 | 0 | 0 | 0 | 0 | 0 | 0 | 0 | 0 | 0 | 0 | 0 | 0 | 0 | 0 | 0 | 0 | 0 | 0 | 0 | 0 | 0 | 0 | 0 | 0 | 0 | 0 | 0 | 0 | 0 | 0 | 0_E5_Stock |  |  |  |  | 0
| E6 | 0 | 0 | 0 | 0 | 0 | 0 | 0 | 0 | 0 | 0 | 0 | 0 | 0 | 0 | 0 | 0 | 0 | 0 | 0 | 0 | 0 | 0 | 0 | 0 | 0 | 0 | 0 | 0 | 0 | 0 | 0 | 0_E6_Stock |  |  |  |  | 0
| E7 | 0 | 0 | 0 | 0 | 0 | 0 | 0 | 0 | 0 | 0 | 0 | 0 | 0 | 0 | 0 | 0 | 0 | 0 | 0 | 0 | 0 | 0 | 0 | 0 | 0 | 0 | 0 | 0 | 0 | 0 | 0 | 0_E7_Stock |  |  |  |  | 0
| E8 | 0 | 0 | 0 | 0 | 0 | 0 | 0 | 0 | 0 | 0 | 0 | 0 | 0 | 0 | 0 | 0 | 0 | 0 | 0 | 0 | 0 | 0 | 0 | 0 | 0 | 0 | 0 | 0 | 0 | 0 | 0 | 0_E8_Stock |  |  |  |  | 0
| E9 | 0 | 0 | 0 | 0 | 0 | 0 | 0 | 0 | 0 | 0 | 0 | 0 | 0 | 0 | 0 | 0 | 0 | 0 | 0 | 0 | 0 | 0 | 0 | 0 | 0 | 0 | 0 | 0 | 0 | 0 | 0 | 0_E9_Stock |  |  |  |  | 0
| E10 | 0 | 0 | 0 | 0 | 0 | 0 | 0 | 0 | 0 | 0 | 0 | 0 | 0 | 0 | 0 | 0 | 0 | 0 | 0 | 0 | 0 | 0 | 0 | 0 | 0 | 0 | 0 | 0 | 0 | 0 | 0 | 0_E10_Stock |  |  |  |  | 0
| Vintage | 0 | 0 | 0 | 0 | 0 | 0 | 0 | 0 | 0 | 0 | 0 | 0 | 0 | 0 | 0 | 0 | 0 | 0 | 0 | 0 | 0 | 0 | 0 | 0 | 0 | 0 | 0 | 0 | 0 | 0 | 0 | 0_Vintage_Stock |  |  |  |  | 288381.2139
S2C2 |  | Year 0: System 2 Technology 2
Technology Variables
| Tech Key | Year 0: 0
| Peak Factor (S) | Year 0: 0
| Peak Factor (W) | Year 0: 0
| Min Vintage Lifetime | Year 0: 0
| Max Vintage Lifetime | Year 0: 0
| Turnover Style | Year 0: 0
Technology Variables
| Equipment | Year 0: Label; Year 1: Min Lifetime; Year 2: Max Lifetime; Year 3: Degradation; Year 4: Usage; Year 5: Available
| E1 | Year 1: 0; Year 2: 0; Year 3: 0%; Year 4: 0; Year 5: FALSE
| E2 | Year 1: 0; Year 2: 0; Year 3: 0%; Year 4: 0; Year 5: FALSE
| E3 | Year 1: 0; Year 2: 0; Year 3: 0%; Year 4: 0; Year 5: FALSE
| E4 | Year 1: 0; Year 2: 0; Year 3: 0%; Year 4: 0; Year 5: FALSE
| E5 | Year 1: 0; Year 2: 0; Year 3: 0%; Year 4: 0; Year 5: FALSE
| E6 | Year 1: 0; Year 2: 0; Year 3: 0%; Year 4: 0; Year 5: FALSE
| E7 | Year 1: 0; Year 2: 0; Year 3: 0%; Year 4: 0; Year 5: FALSE
| E8 | Year 1: 0; Year 2: 0; Year 3: 0%; Year 4: 0; Year 5: FALSE
| E9 | Year 1: 0; Year 2: 0; Year 3: 0%; Year 4: 0; Year 5: FALSE
| E10 | Year 1: 0; Year 2: 0; Year 3: 0%; Year 4: 0; Year 5: FALSE
Original Forecast Results
| Year | Year 0 | Year 1 | Year 2 | Year 3 | Year 4 | Year 5 | Year 6 | Year 7 | Year 8 | Year 9 | Year 10 | Year 11 | Year 12 | Year 13 | Year 14 | Year 15 | Year 16 | Year 17 | Year 18 | Year 19 | Year 20 | Year 21 | Year 22 | Year 23 | Year 24 | Year 25 | Year 26 | Year 27 | Year 28 | Year 29 | Year 30 | Key
| Units | 0 | 0 | 0 | 0 | 0 | 0 | 0 | 0 | 0 | 0 | 0 | 0 | 0 | 0 | 0 | 0 | 0 | 0 | 0 | 0 | 0 | 0 | 0 | 0 | 0 | 0 | 0 | 0 | 0 | 0 | 0 | #REF! |  |  |  |  | 301957.8232
| Usage | 0 | 0 | 0 | 0 | 0 | 0 | 0 | 0 | 0 | 0 | 0 | 0 | 0 | 0 | 0 | 0 | 0 | 0 | 0 | 0 | 0 | 0 | 0 | 0 | 0 | 0 | 0 | 0 | 0 | 0 | 0 | #REF! |  |  |  |  | 1698.6543
| Peak Demand (S) | 0 | 0 | 0 | 0 | 0 | 0 | 0 | 0 | 0 | 0 | 0 | 0 | 0 | 0 | 0 | 0 | 0 | 0 | 0 | 0 | 0 | 0 | 0 | 0 | 0 | 0 | 0 | 0 | 0 | 0 | 0 | #REF! |  |  |  |  | 0
| Peak Demand (W) | 0 | 0 | 0 | 0 | 0 | 0 | 0 | 0 | 0 | 0 | 0 | 0 | 0 | 0 | 0 | 0 | 0 | 0 | 0 | 0 | 0 | 0 | 0 | 0 | 0 | 0 | 0 | 0 | 0 | 0 | 0 | #REF! |  |  |  |  | 884.6119
| Turnover | 0 | 0 | 0 | 0 | 0 | 0 | 0 | 0 | 0 | 0 | 0 | 0 | 0 | 0 | 0 | 0 | 0 | 0 | 0 | 0 | 0 | 0 | 0 | 0 | 0 | 0 | 0 | 0 | 0 | 0 | 0 | #REF! |  |  |  |  | 6885.4476
| Avg. Replacement Usage | 0 | 0 | 0 | 0 | 0 | 0 | 0 | 0 | 0 | 0 | 0 | 0 | 0 | 0 | 0 | 0 | 0 | 0 | 0 | 0 | 0 | 0 | 0 | 0 | 0 | 0 | 0 | 0 | 0 | 0 | 0 | #REF! |  |  |  |  | 5638.8522
| Avg. Replacement Demand (S) | 0 | 0 | 0 | 0 | 0 | 0 | 0 | 0 | 0 | 0 | 0 | 0 | 0 | 0 | 0 | 0 | 0 | 0 | 0 | 0 | 0 | 0 | 0 | 0 | 0 | 0 | 0 | 0 | 0 | 0 | 0 | #REF! |  |  |  |  | 0
| Avg. Replacement Demand (W) | 0 | 0 | 0 | 0 | 0 | 0 | 0 | 0 | 0 | 0 | 0 | 0 | 0 | 0 | 0 | 0 | 0 | 0 | 0 | 0 | 0 | 0 | 0 | 0 | 0 | 0 | 0 | 0 | 0 | 0 | 0 | #REF! |  |  |  |  | 2.9366
Tech Forecast Stock
| Year | Year 0 | Year 1 | Year 2 | Year 3 | Year 4 | Year 5 | Year 6 | Year 7 | Year 8 | Year 9 | Year 10 | Year 11 | Year 12 | Year 13 | Year 14 | Year 15 | Year 16 | Year 17 | Year 18 | Year 19 | Year 20 | Year 21 | Year 22 | Year 23 | Year 24 | Year 25 | Year 26 | Year 27 | Year 28 | Year 29 | Year 30
| E1 | 0 | 0 | 0 | 0 | 0 | 0 | 0 | 0 | 0 | 0 | 0 | 0 | 0 | 0 | 0 | 0 | 0 | 0 | 0 | 0 | 0 | 0 | 0 | 0 | 0 | 0 | 0 | 0 | 0 | 0 | 0
| E2 | 0 | 0 | 0 | 0 | 0 | 0 | 0 | 0 | 0 | 0 | 0 | 0 | 0 | 0 | 0 | 0 | 0 | 0 | 0 | 0 | 0 | 0 | 0 | 0 | 0 | 0 | 0 | 0 | 0 | 0 | 0
| E3 | 0 | 0 | 0 | 0 | 0 | 0 | 0 | 0 | 0 | 0 | 0 | 0 | 0 | 0 | 0 | 0 | 0 | 0 | 0 | 0 | 0 | 0 | 0 | 0 | 0 | 0 | 0 | 0 | 0 | 0 | 0
| E4 | 0 | 0 | 0 | 0 | 0 | 0 | 0 | 0 | 0 | 0 | 0 | 0 | 0 | 0 | 0 | 0 | 0 | 0 | 0 | 0 | 0 | 0 | 0 | 0 | 0 | 0 | 0 | 0 | 0 | 0 | 0
| E5 | 0 | 0 | 0 | 0 | 0 | 0 | 0 | 0 | 0 | 0 | 0 | 0 | 0 | 0 | 0 | 0 | 0 | 0 | 0 | 0 | 0 | 0 | 0 | 0 | 0 | 0 | 0 | 0 | 0 | 0 | 0
| E6 | 0 | 0 | 0 | 0 | 0 | 0 | 0 | 0 | 0 | 0 | 0 | 0 | 0 | 0 | 0 | 0 | 0 | 0 | 0 | 0 | 0 | 0 | 0 | 0 | 0 | 0 | 0 | 0 | 0 | 0 | 0
| E7 | 0 | 0 | 0 | 0 | 0 | 0 | 0 | 0 | 0 | 0 | 0 | 0 | 0 | 0 | 0 | 0 | 0 | 0 | 0 | 0 | 0 | 0 | 0 | 0 | 0 | 0 | 0 | 0 | 0 | 0 | 0
| E8 | 0 | 0 | 0 | 0 | 0 | 0 | 0 | 0 | 0 | 0 | 0 | 0 | 0 | 0 | 0 | 0 | 0 | 0 | 0 | 0 | 0 | 0 | 0 | 0 | 0 | 0 | 0 | 0 | 0 | 0 | 0
| E9 | 0 | 0 | 0 | 0 | 0 | 0 | 0 | 0 | 0 | 0 | 0 | 0 | 0 | 0 | 0 | 0 | 0 | 0 | 0 | 0 | 0 | 0 | 0 | 0 | 0 | 0 | 0 | 0 | 0 | 0 | 0
| E10 | 0 | 0 | 0 | 0 | 0 | 0 | 0 | 0 | 0 | 0 | 0 | 0 | 0 | 0 | 0 | 0 | 0 | 0 | 0 | 0 | 0 | 0 | 0 | 0 | 0 | 0 | 0 | 0 | 0 | 0 | 0
| Vintage | 0 | 0 | 0 | 0 | 0 | 0 | 0 | 0 | 0 | 0 | 0 | 0 | 0 | 0 | 0 | 0 | 0 | 0 | 0 | 0 | 0 | 0 | 0 | 0 | 0 | 0 | 0 | 0 | 0 | 0 | 0
Stock for Switching
| Year | Year 0 | Year 1 | Year 2 | Year 3 | Year 4 | Year 5 | Year 6 | Year 7 | Year 8 | Year 9 | Year 10 | Year 11 | Year 12 | Year 13 | Year 14 | Year 15 | Year 16 | Year 17 | Year 18 | Year 19 | Year 20 | Year 21 | Year 22 | Year 23 | Year 24 | Year 25 | Year 26 | Year 27 | Year 28 | Year 29 | Year 30
| E1 | 0 | 0 | 0 | 0 | 0 | 0 | 0 | 0 | 0 | 0 | 0 | 0 | 0 | 0 | 0 | 0 | 0 | 0 | 0 | 0 | 0 | 0 | 0 | 0 | 0 | 0 | 0 | 0 | 0 | 0 | 0 | 0_E1_SysStock
| E2 | 0 | 0 | 0 | 0 | 0 | 0 | 0 | 0 | 0 | 0 | 0 | 0 | 0 | 0 | 0 | 0 | 0 | 0 | 0 | 0 | 0 | 0 | 0 | 0 | 0 | 0 | 0 | 0 | 0 | 0 | 0 | 0_E2_SysStock
| E3 | 0 | 0 | 0 | 0 | 0 | 0 | 0 | 0 | 0 | 0 | 0 | 0 | 0 | 0 | 0 | 0 | 0 | 0 | 0 | 0 | 0 | 0 | 0 | 0 | 0 | 0 | 0 | 0 | 0 | 0 | 0 | 0_E3_SysStock
| E4 | 0 | 0 | 0 | 0 | 0 | 0 | 0 | 0 | 0 | 0 | 0 | 0 | 0 | 0 | 0 | 0 | 0 | 0 | 0 | 0 | 0 | 0 | 0 | 0 | 0 | 0 | 0 | 0 | 0 | 0 | 0 | 0_E4_SysStock
| E5 | 0 | 0 | 0 | 0 | 0 | 0 | 0 | 0 | 0 | 0 | 0 | 0 | 0 | 0 | 0 | 0 | 0 | 0 | 0 | 0 | 0 | 0 | 0 | 0 | 0 | 0 | 0 | 0 | 0 | 0 | 0 | 0_E5_SysStock
| E6 | 0 | 0 | 0 | 0 | 0 | 0 | 0 | 0 | 0 | 0 | 0 | 0 | 0 | 0 | 0 | 0 | 0 | 0 | 0 | 0 | 0 | 0 | 0 | 0 | 0 | 0 | 0 | 0 | 0 | 0 | 0 | 0_E6_SysStock
| E7 | 0 | 0 | 0 | 0 | 0 | 0 | 0 | 0 | 0 | 0 | 0 | 0 | 0 | 0 | 0 | 0 | 0 | 0 | 0 | 0 | 0 | 0 | 0 | 0 | 0 | 0 | 0 | 0 | 0 | 0 | 0 | 0_E7_SysStock
| E8 | 0 | 0 | 0 | 0 | 0 | 0 | 0 | 0 | 0 | 0 | 0 | 0 | 0 | 0 | 0 | 0 | 0 | 0 | 0 | 0 | 0 | 0 | 0 | 0 | 0 | 0 | 0 | 0 | 0 | 0 | 0 | 0_E8_SysStock
| E9 | 0 | 0 | 0 | 0 | 0 | 0 | 0 | 0 | 0 | 0 | 0 | 0 | 0 | 0 | 0 | 0 | 0 | 0 | 0 | 0 | 0 | 0 | 0 | 0 | 0 | 0 | 0 | 0 | 0 | 0 | 0 | 0_E9_SysStock
| E10 | 0 | 0 | 0 | 0 | 0 | 0 | 0 | 0 | 0 | 0 | 0 | 0 | 0 | 0 | 0 | 0 | 0 | 0 | 0 | 0 | 0 | 0 | 0 | 0 | 0 | 0 | 0 | 0 | 0 | 0 | 0 | 0_E10_SysStock
| Vintage | 0 | 0 | 0 | 0 | 0 | 0 | 0 | 0 | 0 | 0 | 0 | 0 | 0 | 0 | 0 | 0 | 0 | 0 | 0 | 0 | 0 | 0 | 0 | 0 | 0 | 0 | 0 | 0 | 0 | 0 | 0 | 0_Vintage_SysStock
Tech Forecast Purchases
| Year | Year 0 | Year 1 | Year 2 | Year 3 | Year 4 | Year 5 | Year 6 | Year 7 | Year 8 | Year 9 | Year 10 | Year 11 | Year 12 | Year 13 | Year 14 | Year 15 | Year 16 | Year 17 | Year 18 | Year 19 | Year 20 | Year 21 | Year 22 | Year 23 | Year 24 | Year 25 | Year 26 | Year 27 | Year 28 | Year 29 | Year 30
| E1 | 0 | 0 | 0 | 0 | 0 | 0 | 0 | 0 | 0 | 0 | 0 | 0 | 0 | 0 | 0 | 0 | 0 | 0 | 0 | 0 | 0 | 0 | 0 | 0 | 0 | 0 | 0 | 0 | 0 | 0 | 0
| E2 | 0 | 0 | 0 | 0 | 0 | 0 | 0 | 0 | 0 | 0 | 0 | 0 | 0 | 0 | 0 | 0 | 0 | 0 | 0 | 0 | 0 | 0 | 0 | 0 | 0 | 0 | 0 | 0 | 0 | 0 | 0
| E3 | 0 | 0 | 0 | 0 | 0 | 0 | 0 | 0 | 0 | 0 | 0 | 0 | 0 | 0 | 0 | 0 | 0 | 0 | 0 | 0 | 0 | 0 | 0 | 0 | 0 | 0 | 0 | 0 | 0 | 0 | 0
| E4 | 0 | 0 | 0 | 0 | 0 | 0 | 0 | 0 | 0 | 0 | 0 | 0 | 0 | 0 | 0 | 0 | 0 | 0 | 0 | 0 | 0 | 0 | 0 | 0 | 0 | 0 | 0 | 0 | 0 | 0 | 0
| E5 | 0 | 0 | 0 | 0 | 0 | 0 | 0 | 0 | 0 | 0 | 0 | 0 | 0 | 0 | 0 | 0 | 0 | 0 | 0 | 0 | 0 | 0 | 0 | 0 | 0 | 0 | 0 | 0 | 0 | 0 | 0
| E6 | 0 | 0 | 0 | 0 | 0 | 0 | 0 | 0 | 0 | 0 | 0 | 0 | 0 | 0 | 0 | 0 | 0 | 0 | 0 | 0 | 0 | 0 | 0 | 0 | 0 | 0 | 0 | 0 | 0 | 0 | 0
| E7 | 0 | 0 | 0 | 0 | 0 | 0 | 0 | 0 | 0 | 0 | 0 | 0 | 0 | 0 | 0 | 0 | 0 | 0 | 0 | 0 | 0 | 0 | 0 | 0 | 0 | 0 | 0 | 0 | 0 | 0 | 0
| E8 | 0 | 0 | 0 | 0 | 0 | 0 | 0 | 0 | 0 | 0 | 0 | 0 | 0 | 0 | 0 | 0 | 0 | 0 | 0 | 0 | 0 | 0 | 0 | 0 | 0 | 0 | 0 | 0 | 0 | 0 | 0
| E9 | 0 | 0 | 0 | 0 | 0 | 0 | 0 | 0 | 0 | 0 | 0 | 0 | 0 | 0 | 0 | 0 | 0 | 0 | 0 | 0 | 0 | 0 | 0 | 0 | 0 | 0 | 0 | 0 | 0 | 0 | 0
| E10 | 0 | 0 | 0 | 0 | 0 | 0 | 0 | 0 | 0 | 0 | 0 | 0 | 0 | 0 | 0 | 0 | 0 | 0 | 0 | 0 | 0 | 0 | 0 | 0 | 0 | 0 | 0 | 0 | 0 | 0 | 0
Potential to Switch
| Year | Year 0 | Year 1 | Year 2 | Year 3 | Year 4 | Year 5 | Year 6 | Year 7 | Year 8 | Year 9 | Year 10 | Year 11 | Year 12 | Year 13 | Year 14 | Year 15 | Year 16 | Year 17 | Year 18 | Year 19 | Year 20 | Year 21 | Year 22 | Year 23 | Year 24 | Year 25 | Year 26 | Year 27 | Year 28 | Year 29 | Year 30
| E1 | 0 | 0 | 0 | 0 | 0 | 0 | 0 | 0 | 0 | 0 | 0 | 0 | 0 | 0 | 0 | 0 | 0 | 0 | 0 | 0 | 0 | 0 | 0 | 0 | 0 | 0 | 0 | 0 | 0 | 0 | 0 | 0_E1_Switched Out
| E2 | 0 | 0 | 0 | 0 | 0 | 0 | 0 | 0 | 0 | 0 | 0 | 0 | 0 | 0 | 0 | 0 | 0 | 0 | 0 | 0 | 0 | 0 | 0 | 0 | 0 | 0 | 0 | 0 | 0 | 0 | 0 | 0_E2_Switched Out
| E3 | 0 | 0 | 0 | 0 | 0 | 0 | 0 | 0 | 0 | 0 | 0 | 0 | 0 | 0 | 0 | 0 | 0 | 0 | 0 | 0 | 0 | 0 | 0 | 0 | 0 | 0 | 0 | 0 | 0 | 0 | 0 | 0_E3_Switched Out
| E4 | 0 | 0 | 0 | 0 | 0 | 0 | 0 | 0 | 0 | 0 | 0 | 0 | 0 | 0 | 0 | 0 | 0 | 0 | 0 | 0 | 0 | 0 | 0 | 0 | 0 | 0 | 0 | 0 | 0 | 0 | 0 | 0_E4_Switched Out
| E5 | 0 | 0 | 0 | 0 | 0 | 0 | 0 | 0 | 0 | 0 | 0 | 0 | 0 | 0 | 0 | 0 | 0 | 0 | 0 | 0 | 0 | 0 | 0 | 0 | 0 | 0 | 0 | 0 | 0 | 0 | 0 | 0_E5_Switched Out
| E6 | 0 | 0 | 0 | 0 | 0 | 0 | 0 | 0 | 0 | 0 | 0 | 0 | 0 | 0 | 0 | 0 | 0 | 0 | 0 | 0 | 0 | 0 | 0 | 0 | 0 | 0 | 0 | 0 | 0 | 0 | 0 | 0_E6_Switched Out
| E7 | 0 | 0 | 0 | 0 | 0 | 0 | 0 | 0 | 0 | 0 | 0 | 0 | 0 | 0 | 0 | 0 | 0 | 0 | 0 | 0 | 0 | 0 | 0 | 0 | 0 | 0 | 0 | 0 | 0 | 0 | 0 | 0_E7_Switched Out
| E8 | 0 | 0 | 0 | 0 | 0 | 0 | 0 | 0 | 0 | 0 | 0 | 0 | 0 | 0 | 0 | 0 | 0 | 0 | 0 | 0 | 0 | 0 | 0 | 0 | 0 | 0 | 0 | 0 | 0 | 0 | 0 | 0_E8_Switched Out
| E9 | 0 | 0 | 0 | 0 | 0 | 0 | 0 | 0 | 0 | 0 | 0 | 0 | 0 | 0 | 0 | 0 | 0 | 0 | 0 | 0 | 0 | 0 | 0 | 0 | 0 | 0 | 0 | 0 | 0 | 0 | 0 | 0_E9_Switched Out
| E10 | 0 | 0 | 0 | 0 | 0 | 0 | 0 | 0 | 0 | 0 | 0 | 0 | 0 | 0 | 0 | 0 | 0 | 0 | 0 | 0 | 0 | 0 | 0 | 0 | 0 | 0 | 0 | 0 | 0 | 0 | 0 | 0_E10_Switched Out
Units Out
| E1 | 0 | 0 | 0 | 0 | 0 | 0 | 0 | 0 | 0 | 0 | 0 | 0 | 0 | 0 | 0 | 0 | 0 | 0 | 0 | 0 | 0 | 0 | 0 | 0 | 0 | 0 | 0 | 0 | 0 | 0 | 0
| E2 | 0 | 0 | 0 | 0 | 0 | 0 | 0 | 0 | 0 | 0 | 0 | 0 | 0 | 0 | 0 | 0 | 0 | 0 | 0 | 0 | 0 | 0 | 0 | 0 | 0 | 0 | 0 | 0 | 0 | 0 | 0
| E3 | 0 | 0 | 0 | 0 | 0 | 0 | 0 | 0 | 0 | 0 | 0 | 0 | 0 | 0 | 0 | 0 | 0 | 0 | 0 | 0 | 0 | 0 | 0 | 0 | 0 | 0 | 0 | 0 | 0 | 0 | 0
| E4 | 0 | 0 | 0 | 0 | 0 | 0 | 0 | 0 | 0 | 0 | 0 | 0 | 0 | 0 | 0 | 0 | 0 | 0 | 0 | 0 | 0 | 0 | 0 | 0 | 0 | 0 | 0 | 0 | 0 | 0 | 0
| E5 | 0 | 0 | 0 | 0 | 0 | 0 | 0 | 0 | 0 | 0 | 0 | 0 | 0 | 0 | 0 | 0 | 0 | 0 | 0 | 0 | 0 | 0 | 0 | 0 | 0 | 0 | 0 | 0 | 0 | 0 | 0
| E6 | 0 | 0 | 0 | 0 | 0 | 0 | 0 | 0 | 0 | 0 | 0 | 0 | 0 | 0 | 0 | 0 | 0 | 0 | 0 | 0 | 0 | 0 | 0 | 0 | 0 | 0 | 0 | 0 | 0 | 0 | 0
| E7 | 0 | 0 | 0 | 0 | 0 | 0 | 0 | 0 | 0 | 0 | 0 | 0 | 0 | 0 | 0 | 0 | 0 | 0 | 0 | 0 | 0 | 0 | 0 | 0 | 0 | 0 | 0 | 0 | 0 | 0 | 0
| E8 | 0 | 0 | 0 | 0 | 0 | 0 | 0 | 0 | 0 | 0 | 0 | 0 | 0 | 0 | 0 | 0 | 0 | 0 | 0 | 0 | 0 | 0 | 0 | 0 | 0 | 0 | 0 | 0 | 0 | 0 | 0
| E9 | 0 | 0 | 0 | 0 | 0 | 0 | 0 | 0 | 0 | 0 | 0 | 0 | 0 | 0 | 0 | 0 | 0 | 0 | 0 | 0 | 0 | 0 | 0 | 0 | 0 | 0 | 0 | 0 | 0 | 0 | 0
| E10 | 0 | 0 | 0 | 0 | 0 | 0 | 0 | 0 | 0 | 0 | 0 | 0 | 0 | 0 | 0 | 0 | 0 | 0 | 0 | 0 | 0 | 0 | 0 | 0 | 0 | 0 | 0 | 0 | 0 | 0 | 0
| Vintage | 0 | 0 | 0 | 0 | 0 | 0 | 0 | 0 | 0 | 0 | 0 | 0 | 0 | 0 | 0 | 0 | 0 | 0 | 0 | 0 | 0 | 0 | 0 | 0 | 0 | 0 | 0 | 0 | 0 | 0 | 0
Tech Purchase Shares
| Year | Year 0 | Year 1 | Year 2 | Year 3 | Year 4 | Year 5 | Year 6 | Year 7 | Year 8 | Year 9 | Year 10 | Year 11 | Year 12 | Year 13 | Year 14 | Year 15 | Year 16 | Year 17 | Year 18 | Year 19 | Year 20 | Year 21 | Year 22 | Year 23 | Year 24 | Year 25 | Year 26 | Year 27 | Year 28 | Year 29 | Year 30
E1 | bar: Year 0 to Year 30
E2 | bar: Year 0 to Year 30
E3 | bar: Year 0 to Year 30
E4 | bar: Year 0 to Year 30
E5 | bar: Year 0 to Year 30
E6 | bar: Year 0 to Year 30
E7 | bar: Year 0 to Year 30
E8 | bar: Year 0 to Year 30
E9 | bar: Year 0 to Year 30
E10 | bar: Year 0 to Year 30
Units In from Switching
| E1 | 0 | 0 | 0 | 0 | 0 | 0 | 0 | 0 | 0 | 0 | 0 | 0 | 0 | 0 | 0 | 0 | 0 | 0 | 0 | 0 | 0 | 0 | 0 | 0 | 0 | 0 | 0 | 0 | 0 | 0 | 0
| E2 | 0 | 0 | 0 | 0 | 0 | 0 | 0 | 0 | 0 | 0 | 0 | 0 | 0 | 0 | 0 | 0 | 0 | 0 | 0 | 0 | 0 | 0 | 0 | 0 | 0 | 0 | 0 | 0 | 0 | 0 | 0
| E3 | 0 | 0 | 0 | 0 | 0 | 0 | 0 | 0 | 0 | 0 | 0 | 0 | 0 | 0 | 0 | 0 | 0 | 0 | 0 | 0 | 0 | 0 | 0 | 0 | 0 | 0 | 0 | 0 | 0 | 0 | 0
| E4 | 0 | 0 | 0 | 0 | 0 | 0 | 0 | 0 | 0 | 0 | 0 | 0 | 0 | 0 | 0 | 0 | 0 | 0 | 0 | 0 | 0 | 0 | 0 | 0 | 0 | 0 | 0 | 0 | 0 | 0 | 0
| E5 | 0 | 0 | 0 | 0 | 0 | 0 | 0 | 0 | 0 | 0 | 0 | 0 | 0 | 0 | 0 | 0 | 0 | 0 | 0 | 0 | 0 | 0 | 0 | 0 | 0 | 0 | 0 | 0 | 0 | 0 | 0
| E6 | 0 | 0 | 0 | 0 | 0 | 0 | 0 | 0 | 0 | 0 | 0 | 0 | 0 | 0 | 0 | 0 | 0 | 0 | 0 | 0 | 0 | 0 | 0 | 0 | 0 | 0 | 0 | 0 | 0 | 0 | 0
| E7 | 0 | 0 | 0 | 0 | 0 | 0 | 0 | 0 | 0 | 0 | 0 | 0 | 0 | 0 | 0 | 0 | 0 | 0 | 0 | 0 | 0 | 0 | 0 | 0 | 0 | 0 | 0 | 0 | 0 | 0 | 0
| E8 | 0 | 0 | 0 | 0 | 0 | 0 | 0 | 0 | 0 | 0 | 0 | 0 | 0 | 0 | 0 | 0 | 0 | 0 | 0 | 0 | 0 | 0 | 0 | 0 | 0 | 0 | 0 | 0 | 0 | 0 | 0
| E9 | 0 | 0 | 0 | 0 | 0 | 0 | 0 | 0 | 0 | 0 | 0 | 0 | 0 | 0 | 0 | 0 | 0 | 0 | 0 | 0 | 0 | 0 | 0 | 0 | 0 | 0 | 0 | 0 | 0 | 0 | 0
| E10 | 0 | 0 | 0 | 0 | 0 | 0 | 0 | 0 | 0 | 0 | 0 | 0 | 0 | 0 | 0 | 0 | 0 | 0 | 0 | 0 | 0 | 0 | 0 | 0 | 0 | 0 | 0 | 0 | 0 | 0 | 0
| Vintage | 0 | 0 | 0 | 0 | 0 | 0 | 0 | 0 | 0 | 0 | 0 | 0 | 0 | 0 | 0 | 0 | 0 | 0 | 0 | 0 | 0 | 0 | 0 | 0 | 0 | 0 | 0 | 0 | 0 | 0 | 0
Net Change
| Year | Year 0 | Year 1 | Year 2 | Year 3 | Year 4 | Year 5 | Year 6 | Year 7 | Year 8 | Year 9 | Year 10 | Year 11 | Year 12 | Year 13 | Year 14 | Year 15 | Year 16 | Year 17 | Year 18 | Year 19 | Year 20 | Year 21 | Year 22 | Year 23 | Year 24 | Year 25 | Year 26 | Year 27 | Year 28 | Year 29 | Year 30 | Key
| Units | 0 | 0 | 0 | 0 | 0 | 0 | 0 | 0 | 0 | 0 | 0 | 0 | 0 | 0 | 0 | 0 | 0 | 0 | 0 | 0 | 0 | 0 | 0 | 0 | 0 | 0 | 0 | 0 | 0 | 0 | 0 | 0_Units |  |  |  |  | 301957.8232
| Usage | 0 | 0 | 0 | 0 | 0 | 0 | 0 | 0 | 0 | 0 | 0 | 0 | 0 | 0 | 0 | 0 | 0 | 0 | 0 | 0 | 0 | 0 | 0 | 0 | 0 | 0 | 0 | 0 | 0 | 0 | 0 | 0_Usage |  |  |  |  | 1698.6543
| Peak Demand (S) | 0 | 0 | 0 | 0 | 0 | 0 | 0 | 0 | 0 | 0 | 0 | 0 | 0 | 0 | 0 | 0 | 0 | 0 | 0 | 0 | 0 | 0 | 0 | 0 | 0 | 0 | 0 | 0 | 0 | 0 | 0 | 0_Peak Demand (S) |  |  |  |  | 0
| Peak Demand (W) | 0 | 0 | 0 | 0 | 0 | 0 | 0 | 0 | 0 | 0 | 0 | 0 | 0 | 0 | 0 | 0 | 0 | 0 | 0 | 0 | 0 | 0 | 0 | 0 | 0 | 0 | 0 | 0 | 0 | 0 | 0 | 0_Peak Demand (W) |  |  |  |  | 884.6119
| Turnover | 0 | 0 | 0 | 0 | 0 | 0 | 0 | 0 | 0 | 0 | 0 | 0 | 0 | 0 | 0 | 0 | 0 | 0 | 0 | 0 | 0 | 0 | 0 | 0 | 0 | 0 | 0 | 0 | 0 | 0 | 0 | 0_Turnover |  |  |  |  | 6885.4476
| Avg. Replacement Usage | 0 | 0 | 0 | 0 | 0 | 0 | 0 | 0 | 0 | 0 | 0 | 0 | 0 | 0 | 0 | 0 | 0 | 0 | 0 | 0 | 0 | 0 | 0 | 0 | 0 | 0 | 0 | 0 | 0 | 0 | 0 | 0_Avg. Replacement Usage |  |  |  |  | 5638.8522
| Avg. Replacement Demand (S) | 0 | 0 | 0 | 0 | 0 | 0 | 0 | 0 | 0 | 0 | 0 | 0 | 0 | 0 | 0 | 0 | 0 | 0 | 0 | 0 | 0 | 0 | 0 | 0 | 0 | 0 | 0 | 0 | 0 | 0 | 0 | 0_Avg. Replacement Demand (S) |  |  |  |  | 0
| Avg. Replacement Demand (W) | 0 | 0 | 0 | 0 | 0 | 0 | 0 | 0 | 0 | 0 | 0 | 0 | 0 | 0 | 0 | 0 | 0 | 0 | 0 | 0 | 0 | 0 | 0 | 0 | 0 | 0 | 0 | 0 | 0 | 0 | 0 | 0_Avg. Replacement Demand (W) |  |  |  |  | 2.9366
Purchases
| Year | Year 0 | Year 1 | Year 2 | Year 3 | Year 4 | Year 5 | Year 6 | Year 7 | Year 8 | Year 9 | Year 10 | Year 11 | Year 12 | Year 13 | Year 14 | Year 15 | Year 16 | Year 17 | Year 18 | Year 19 | Year 20 | Year 21 | Year 22 | Year 23 | Year 24 | Year 25 | Year 26 | Year 27 | Year 28 | Year 29 | Year 30
| E1 | 0 | 0 | 0 | 0 | 0 | 0 | 0 | 0 | 0 | 0 | 0 | 0 | 0 | 0 | 0 | 0 | 0 | 0 | 0 | 0 | 0 | 0 | 0 | 0 | 0 | 0 | 0 | 0 | 0 | 0 | 0 | 0_E1_Purchases |  |  |  |  | 6885.4476
| E2 | 0 | 0 | 0 | 0 | 0 | 0 | 0 | 0 | 0 | 0 | 0 | 0 | 0 | 0 | 0 | 0 | 0 | 0 | 0 | 0 | 0 | 0 | 0 | 0 | 0 | 0 | 0 | 0 | 0 | 0 | 0 | 0_E2_Purchases |  |  |  |  | 0
| E3 | 0 | 0 | 0 | 0 | 0 | 0 | 0 | 0 | 0 | 0 | 0 | 0 | 0 | 0 | 0 | 0 | 0 | 0 | 0 | 0 | 0 | 0 | 0 | 0 | 0 | 0 | 0 | 0 | 0 | 0 | 0 | 0_E3_Purchases |  |  |  |  | 0
| E4 | 0 | 0 | 0 | 0 | 0 | 0 | 0 | 0 | 0 | 0 | 0 | 0 | 0 | 0 | 0 | 0 | 0 | 0 | 0 | 0 | 0 | 0 | 0 | 0 | 0 | 0 | 0 | 0 | 0 | 0 | 0 | 0_E4_Purchases |  |  |  |  | 0
| E5 | 0 | 0 | 0 | 0 | 0 | 0 | 0 | 0 | 0 | 0 | 0 | 0 | 0 | 0 | 0 | 0 | 0 | 0 | 0 | 0 | 0 | 0 | 0 | 0 | 0 | 0 | 0 | 0 | 0 | 0 | 0 | 0_E5_Purchases |  |  |  |  | 0
| E6 | 0 | 0 | 0 | 0 | 0 | 0 | 0 | 0 | 0 | 0 | 0 | 0 | 0 | 0 | 0 | 0 | 0 | 0 | 0 | 0 | 0 | 0 | 0 | 0 | 0 | 0 | 0 | 0 | 0 | 0 | 0 | 0_E6_Purchases |  |  |  |  | 0
| E7 | 0 | 0 | 0 | 0 | 0 | 0 | 0 | 0 | 0 | 0 | 0 | 0 | 0 | 0 | 0 | 0 | 0 | 0 | 0 | 0 | 0 | 0 | 0 | 0 | 0 | 0 | 0 | 0 | 0 | 0 | 0 | 0_E7_Purchases |  |  |  |  | 0
| E8 | 0 | 0 | 0 | 0 | 0 | 0 | 0 | 0 | 0 | 0 | 0 | 0 | 0 | 0 | 0 | 0 | 0 | 0 | 0 | 0 | 0 | 0 | 0 | 0 | 0 | 0 | 0 | 0 | 0 | 0 | 0 | 0_E8_Purchases |  |  |  |  | 0
| E9 | 0 | 0 | 0 | 0 | 0 | 0 | 0 | 0 | 0 | 0 | 0 | 0 | 0 | 0 | 0 | 0 | 0 | 0 | 0 | 0 | 0 | 0 | 0 | 0 | 0 | 0 | 0 | 0 | 0 | 0 | 0 | 0_E9_Purchases |  |  |  |  | 0
| E10 | 0 | 0 | 0 | 0 | 0 | 0 | 0 | 0 | 0 | 0 | 0 | 0 | 0 | 0 | 0 | 0 | 0 | 0 | 0 | 0 | 0 | 0 | 0 | 0 | 0 | 0 | 0 | 0 | 0 | 0 | 0 | 0_E10_Purchases |  |  |  |  | 0
Stock
| Year | Year 0 | Year 1 | Year 2 | Year 3 | Year 4 | Year 5 | Year 6 | Year 7 | Year 8 | Year 9 | Year 10 | Year 11 | Year 12 | Year 13 | Year 14 | Year 15 | Year 16 | Year 17 | Year 18 | Year 19 | Year 20 | Year 21 | Year 22 | Year 23 | Year 24 | Year 25 | Year 26 | Year 27 | Year 28 | Year 29 | Year 30
| E1 | 0 | 0 | 0 | 0 | 0 | 0 | 0 | 0 | 0 | 0 | 0 | 0 | 0 | 0 | 0 | 0 | 0 | 0 | 0 | 0 | 0 | 0 | 0 | 0 | 0 | 0 | 0 | 0 | 0 | 0 | 0 | 0_E1_Stock |  |  |  |  | 13576.6093
| E2 | 0 | 0 | 0 | 0 | 0 | 0 | 0 | 0 | 0 | 0 | 0 | 0 | 0 | 0 | 0 | 0 | 0 | 0 | 0 | 0 | 0 | 0 | 0 | 0 | 0 | 0 | 0 | 0 | 0 | 0 | 0 | 0_E2_Stock |  |  |  |  | 0
| E3 | 0 | 0 | 0 | 0 | 0 | 0 | 0 | 0 | 0 | 0 | 0 | 0 | 0 | 0 | 0 | 0 | 0 | 0 | 0 | 0 | 0 | 0 | 0 | 0 | 0 | 0 | 0 | 0 | 0 | 0 | 0 | 0_E3_Stock |  |  |  |  | 0
| E4 | 0 | 0 | 0 | 0 | 0 | 0 | 0 | 0 | 0 | 0 | 0 | 0 | 0 | 0 | 0 | 0 | 0 | 0 | 0 | 0 | 0 | 0 | 0 | 0 | 0 | 0 | 0 | 0 | 0 | 0 | 0 | 0_E4_Stock |  |  |  |  | 0
| E5 | 0 | 0 | 0 | 0 | 0 | 0 | 0 | 0 | 0 | 0 | 0 | 0 | 0 | 0 | 0 | 0 | 0 | 0 | 0 | 0 | 0 | 0 | 0 | 0 | 0 | 0 | 0 | 0 | 0 | 0 | 0 | 0_E5_Stock |  |  |  |  | 0
| E6 | 0 | 0 | 0 | 0 | 0 | 0 | 0 | 0 | 0 | 0 | 0 | 0 | 0 | 0 | 0 | 0 | 0 | 0 | 0 | 0 | 0 | 0 | 0 | 0 | 0 | 0 | 0 | 0 | 0 | 0 | 0 | 0_E6_Stock |  |  |  |  | 0
| E7 | 0 | 0 | 0 | 0 | 0 | 0 | 0 | 0 | 0 | 0 | 0 | 0 | 0 | 0 | 0 | 0 | 0 | 0 | 0 | 0 | 0 | 0 | 0 | 0 | 0 | 0 | 0 | 0 | 0 | 0 | 0 | 0_E7_Stock |  |  |  |  | 0
| E8 | 0 | 0 | 0 | 0 | 0 | 0 | 0 | 0 | 0 | 0 | 0 | 0 | 0 | 0 | 0 | 0 | 0 | 0 | 0 | 0 | 0 | 0 | 0 | 0 | 0 | 0 | 0 | 0 | 0 | 0 | 0 | 0_E8_Stock |  |  |  |  | 0
| E9 | 0 | 0 | 0 | 0 | 0 | 0 | 0 | 0 | 0 | 0 | 0 | 0 | 0 | 0 | 0 | 0 | 0 | 0 | 0 | 0 | 0 | 0 | 0 | 0 | 0 | 0 | 0 | 0 | 0 | 0 | 0 | 0_E9_Stock |  |  |  |  | 0
| E10 | 0 | 0 | 0 | 0 | 0 | 0 | 0 | 0 | 0 | 0 | 0 | 0 | 0 | 0 | 0 | 0 | 0 | 0 | 0 | 0 | 0 | 0 | 0 | 0 | 0 | 0 | 0 | 0 | 0 | 0 | 0 | 0_E10_Stock |  |  |  |  | 0
| Vintage | 0 | 0 | 0 | 0 | 0 | 0 | 0 | 0 | 0 | 0 | 0 | 0 | 0 | 0 | 0 | 0 | 0 | 0 | 0 | 0 | 0 | 0 | 0 | 0 | 0 | 0 | 0 | 0 | 0 | 0 | 0 | 0_Vintage_Stock |  |  |  |  | 288381.2139
S2C3 |  | Year 0: System 2 Technology 3
Technology Variables
| Tech Key | Year 0: 0
| Peak Factor (S) | Year 0: 0
| Peak Factor (W) | Year 0: 0
| Min Vintage Lifetime | Year 0: 0
| Max Vintage Lifetime | Year 0: 0
| Turnover Style | Year 0: 0
Technology Variables
| Equipment | Year 0: Label; Year 1: Min Lifetime; Year 2: Max Lifetime; Year 3: Degradation; Year 4: Usage; Year 5: Available
| E1 | Year 1: 0; Year 2: 0; Year 3: 0%; Year 4: 0; Year 5: FALSE
| E2 | Year 1: 0; Year 2: 0; Year 3: 0%; Year 4: 0; Year 5: FALSE
| E3 | Year 1: 0; Year 2: 0; Year 3: 0%; Year 4: 0; Year 5: FALSE
| E4 | Year 1: 0; Year 2: 0; Year 3: 0%; Year 4: 0; Year 5: FALSE
| E5 | Year 1: 0; Year 2: 0; Year 3: 0%; Year 4: 0; Year 5: FALSE
| E6 | Year 1: 0; Year 2: 0; Year 3: 0%; Year 4: 0; Year 5: FALSE
| E7 | Year 1: 0; Year 2: 0; Year 3: 0%; Year 4: 0; Year 5: FALSE
| E8 | Year 1: 0; Year 2: 0; Year 3: 0%; Year 4: 0; Year 5: FALSE
| E9 | Year 1: 0; Year 2: 0; Year 3: 0%; Year 4: 0; Year 5: FALSE
| E10 | Year 1: 0; Year 2: 0; Year 3: 0%; Year 4: 0; Year 5: FALSE
Original Forecast Results
| Year | Year 0 | Year 1 | Year 2 | Year 3 | Year 4 | Year 5 | Year 6 | Year 7 | Year 8 | Year 9 | Year 10 | Year 11 | Year 12 | Year 13 | Year 14 | Year 15 | Year 16 | Year 17 | Year 18 | Year 19 | Year 20 | Year 21 | Year 22 | Year 23 | Year 24 | Year 25 | Year 26 | Year 27 | Year 28 | Year 29 | Year 30 | Key
| Units | 0 | 0 | 0 | 0 | 0 | 0 | 0 | 0 | 0 | 0 | 0 | 0 | 0 | 0 | 0 | 0 | 0 | 0 | 0 | 0 | 0 | 0 | 0 | 0 | 0 | 0 | 0 | 0 | 0 | 0 | 0 | #REF! |  |  |  |  | 301957.8232
| Usage | 0 | 0 | 0 | 0 | 0 | 0 | 0 | 0 | 0 | 0 | 0 | 0 | 0 | 0 | 0 | 0 | 0 | 0 | 0 | 0 | 0 | 0 | 0 | 0 | 0 | 0 | 0 | 0 | 0 | 0 | 0 | #REF! |  |  |  |  | 1698.6543
| Peak Demand (S) | 0 | 0 | 0 | 0 | 0 | 0 | 0 | 0 | 0 | 0 | 0 | 0 | 0 | 0 | 0 | 0 | 0 | 0 | 0 | 0 | 0 | 0 | 0 | 0 | 0 | 0 | 0 | 0 | 0 | 0 | 0 | #REF! |  |  |  |  | 0
| Peak Demand (W) | 0 | 0 | 0 | 0 | 0 | 0 | 0 | 0 | 0 | 0 | 0 | 0 | 0 | 0 | 0 | 0 | 0 | 0 | 0 | 0 | 0 | 0 | 0 | 0 | 0 | 0 | 0 | 0 | 0 | 0 | 0 | #REF! |  |  |  |  | 884.6119
| Turnover | 0 | 0 | 0 | 0 | 0 | 0 | 0 | 0 | 0 | 0 | 0 | 0 | 0 | 0 | 0 | 0 | 0 | 0 | 0 | 0 | 0 | 0 | 0 | 0 | 0 | 0 | 0 | 0 | 0 | 0 | 0 | #REF! |  |  |  |  | 6885.4476
| Avg. Replacement Usage | 0 | 0 | 0 | 0 | 0 | 0 | 0 | 0 | 0 | 0 | 0 | 0 | 0 | 0 | 0 | 0 | 0 | 0 | 0 | 0 | 0 | 0 | 0 | 0 | 0 | 0 | 0 | 0 | 0 | 0 | 0 | #REF! |  |  |  |  | 5638.8522
| Avg. Replacement Demand (S) | 0 | 0 | 0 | 0 | 0 | 0 | 0 | 0 | 0 | 0 | 0 | 0 | 0 | 0 | 0 | 0 | 0 | 0 | 0 | 0 | 0 | 0 | 0 | 0 | 0 | 0 | 0 | 0 | 0 | 0 | 0 | #REF! |  |  |  |  | 0
| Avg. Replacement Demand (W) | 0 | 0 | 0 | 0 | 0 | 0 | 0 | 0 | 0 | 0 | 0 | 0 | 0 | 0 | 0 | 0 | 0 | 0 | 0 | 0 | 0 | 0 | 0 | 0 | 0 | 0 | 0 | 0 | 0 | 0 | 0 | #REF! |  |  |  |  | 2.9366
Tech Forecast Stock
| Year | Year 0 | Year 1 | Year 2 | Year 3 | Year 4 | Year 5 | Year 6 | Year 7 | Year 8 | Year 9 | Year 10 | Year 11 | Year 12 | Year 13 | Year 14 | Year 15 | Year 16 | Year 17 | Year 18 | Year 19 | Year 20 | Year 21 | Year 22 | Year 23 | Year 24 | Year 25 | Year 26 | Year 27 | Year 28 | Year 29 | Year 30
| E1 | 0 | 0 | 0 | 0 | 0 | 0 | 0 | 0 | 0 | 0 | 0 | 0 | 0 | 0 | 0 | 0 | 0 | 0 | 0 | 0 | 0 | 0 | 0 | 0 | 0 | 0 | 0 | 0 | 0 | 0 | 0
| E2 | 0 | 0 | 0 | 0 | 0 | 0 | 0 | 0 | 0 | 0 | 0 | 0 | 0 | 0 | 0 | 0 | 0 | 0 | 0 | 0 | 0 | 0 | 0 | 0 | 0 | 0 | 0 | 0 | 0 | 0 | 0
| E3 | 0 | 0 | 0 | 0 | 0 | 0 | 0 | 0 | 0 | 0 | 0 | 0 | 0 | 0 | 0 | 0 | 0 | 0 | 0 | 0 | 0 | 0 | 0 | 0 | 0 | 0 | 0 | 0 | 0 | 0 | 0
| E4 | 0 | 0 | 0 | 0 | 0 | 0 | 0 | 0 | 0 | 0 | 0 | 0 | 0 | 0 | 0 | 0 | 0 | 0 | 0 | 0 | 0 | 0 | 0 | 0 | 0 | 0 | 0 | 0 | 0 | 0 | 0
| E5 | 0 | 0 | 0 | 0 | 0 | 0 | 0 | 0 | 0 | 0 | 0 | 0 | 0 | 0 | 0 | 0 | 0 | 0 | 0 | 0 | 0 | 0 | 0 | 0 | 0 | 0 | 0 | 0 | 0 | 0 | 0
| E6 | 0 | 0 | 0 | 0 | 0 | 0 | 0 | 0 | 0 | 0 | 0 | 0 | 0 | 0 | 0 | 0 | 0 | 0 | 0 | 0 | 0 | 0 | 0 | 0 | 0 | 0 | 0 | 0 | 0 | 0 | 0
| E7 | 0 | 0 | 0 | 0 | 0 | 0 | 0 | 0 | 0 | 0 | 0 | 0 | 0 | 0 | 0 | 0 | 0 | 0 | 0 | 0 | 0 | 0 | 0 | 0 | 0 | 0 | 0 | 0 | 0 | 0 | 0
| E8 | 0 | 0 | 0 | 0 | 0 | 0 | 0 | 0 | 0 | 0 | 0 | 0 | 0 | 0 | 0 | 0 | 0 | 0 | 0 | 0 | 0 | 0 | 0 | 0 | 0 | 0 | 0 | 0 | 0 | 0 | 0
| E9 | 0 | 0 | 0 | 0 | 0 | 0 | 0 | 0 | 0 | 0 | 0 | 0 | 0 | 0 | 0 | 0 | 0 | 0 | 0 | 0 | 0 | 0 | 0 | 0 | 0 | 0 | 0 | 0 | 0 | 0 | 0
| E10 | 0 | 0 | 0 | 0 | 0 | 0 | 0 | 0 | 0 | 0 | 0 | 0 | 0 | 0 | 0 | 0 | 0 | 0 | 0 | 0 | 0 | 0 | 0 | 0 | 0 | 0 | 0 | 0 | 0 | 0 | 0
| Vintage | 0 | 0 | 0 | 0 | 0 | 0 | 0 | 0 | 0 | 0 | 0 | 0 | 0 | 0 | 0 | 0 | 0 | 0 | 0 | 0 | 0 | 0 | 0 | 0 | 0 | 0 | 0 | 0 | 0 | 0 | 0
Stock for Switching
| Year | Year 0 | Year 1 | Year 2 | Year 3 | Year 4 | Year 5 | Year 6 | Year 7 | Year 8 | Year 9 | Year 10 | Year 11 | Year 12 | Year 13 | Year 14 | Year 15 | Year 16 | Year 17 | Year 18 | Year 19 | Year 20 | Year 21 | Year 22 | Year 23 | Year 24 | Year 25 | Year 26 | Year 27 | Year 28 | Year 29 | Year 30
| E1 | 0 | 0 | 0 | 0 | 0 | 0 | 0 | 0 | 0 | 0 | 0 | 0 | 0 | 0 | 0 | 0 | 0 | 0 | 0 | 0 | 0 | 0 | 0 | 0 | 0 | 0 | 0 | 0 | 0 | 0 | 0 | 0_E1_SysStock
| E2 | 0 | 0 | 0 | 0 | 0 | 0 | 0 | 0 | 0 | 0 | 0 | 0 | 0 | 0 | 0 | 0 | 0 | 0 | 0 | 0 | 0 | 0 | 0 | 0 | 0 | 0 | 0 | 0 | 0 | 0 | 0 | 0_E2_SysStock
| E3 | 0 | 0 | 0 | 0 | 0 | 0 | 0 | 0 | 0 | 0 | 0 | 0 | 0 | 0 | 0 | 0 | 0 | 0 | 0 | 0 | 0 | 0 | 0 | 0 | 0 | 0 | 0 | 0 | 0 | 0 | 0 | 0_E3_SysStock
| E4 | 0 | 0 | 0 | 0 | 0 | 0 | 0 | 0 | 0 | 0 | 0 | 0 | 0 | 0 | 0 | 0 | 0 | 0 | 0 | 0 | 0 | 0 | 0 | 0 | 0 | 0 | 0 | 0 | 0 | 0 | 0 | 0_E4_SysStock
| E5 | 0 | 0 | 0 | 0 | 0 | 0 | 0 | 0 | 0 | 0 | 0 | 0 | 0 | 0 | 0 | 0 | 0 | 0 | 0 | 0 | 0 | 0 | 0 | 0 | 0 | 0 | 0 | 0 | 0 | 0 | 0 | 0_E5_SysStock
| E6 | 0 | 0 | 0 | 0 | 0 | 0 | 0 | 0 | 0 | 0 | 0 | 0 | 0 | 0 | 0 | 0 | 0 | 0 | 0 | 0 | 0 | 0 | 0 | 0 | 0 | 0 | 0 | 0 | 0 | 0 | 0 | 0_E6_SysStock
| E7 | 0 | 0 | 0 | 0 | 0 | 0 | 0 | 0 | 0 | 0 | 0 | 0 | 0 | 0 | 0 | 0 | 0 | 0 | 0 | 0 | 0 | 0 | 0 | 0 | 0 | 0 | 0 | 0 | 0 | 0 | 0 | 0_E7_SysStock
| E8 | 0 | 0 | 0 | 0 | 0 | 0 | 0 | 0 | 0 | 0 | 0 | 0 | 0 | 0 | 0 | 0 | 0 | 0 | 0 | 0 | 0 | 0 | 0 | 0 | 0 | 0 | 0 | 0 | 0 | 0 | 0 | 0_E8_SysStock
| E9 | 0 | 0 | 0 | 0 | 0 | 0 | 0 | 0 | 0 | 0 | 0 | 0 | 0 | 0 | 0 | 0 | 0 | 0 | 0 | 0 | 0 | 0 | 0 | 0 | 0 | 0 | 0 | 0 | 0 | 0 | 0 | 0_E9_SysStock
| E10 | 0 | 0 | 0 | 0 | 0 | 0 | 0 | 0 | 0 | 0 | 0 | 0 | 0 | 0 | 0 | 0 | 0 | 0 | 0 | 0 | 0 | 0 | 0 | 0 | 0 | 0 | 0 | 0 | 0 | 0 | 0 | 0_E10_SysStock
| Vintage | 0 | 0 | 0 | 0 | 0 | 0 | 0 | 0 | 0 | 0 | 0 | 0 | 0 | 0 | 0 | 0 | 0 | 0 | 0 | 0 | 0 | 0 | 0 | 0 | 0 | 0 | 0 | 0 | 0 | 0 | 0 | 0_Vintage_SysStock
Tech Forecast Purchases
| Year | Year 0 | Year 1 | Year 2 | Year 3 | Year 4 | Year 5 | Year 6 | Year 7 | Year 8 | Year 9 | Year 10 | Year 11 | Year 12 | Year 13 | Year 14 | Year 15 | Year 16 | Year 17 | Year 18 | Year 19 | Year 20 | Year 21 | Year 22 | Year 23 | Year 24 | Year 25 | Year 26 | Year 27 | Year 28 | Year 29 | Year 30
| E1 | 0 | 0 | 0 | 0 | 0 | 0 | 0 | 0 | 0 | 0 | 0 | 0 | 0 | 0 | 0 | 0 | 0 | 0 | 0 | 0 | 0 | 0 | 0 | 0 | 0 | 0 | 0 | 0 | 0 | 0 | 0
| E2 | 0 | 0 | 0 | 0 | 0 | 0 | 0 | 0 | 0 | 0 | 0 | 0 | 0 | 0 | 0 | 0 | 0 | 0 | 0 | 0 | 0 | 0 | 0 | 0 | 0 | 0 | 0 | 0 | 0 | 0 | 0
| E3 | 0 | 0 | 0 | 0 | 0 | 0 | 0 | 0 | 0 | 0 | 0 | 0 | 0 | 0 | 0 | 0 | 0 | 0 | 0 | 0 | 0 | 0 | 0 | 0 | 0 | 0 | 0 | 0 | 0 | 0 | 0
| E4 | 0 | 0 | 0 | 0 | 0 | 0 | 0 | 0 | 0 | 0 | 0 | 0 | 0 | 0 | 0 | 0 | 0 | 0 | 0 | 0 | 0 | 0 | 0 | 0 | 0 | 0 | 0 | 0 | 0 | 0 | 0
| E5 | 0 | 0 | 0 | 0 | 0 | 0 | 0 | 0 | 0 | 0 | 0 | 0 | 0 | 0 | 0 | 0 | 0 | 0 | 0 | 0 | 0 | 0 | 0 | 0 | 0 | 0 | 0 | 0 | 0 | 0 | 0
| E6 | 0 | 0 | 0 | 0 | 0 | 0 | 0 | 0 | 0 | 0 | 0 | 0 | 0 | 0 | 0 | 0 | 0 | 0 | 0 | 0 | 0 | 0 | 0 | 0 | 0 | 0 | 0 | 0 | 0 | 0 | 0
| E7 | 0 | 0 | 0 | 0 | 0 | 0 | 0 | 0 | 0 | 0 | 0 | 0 | 0 | 0 | 0 | 0 | 0 | 0 | 0 | 0 | 0 | 0 | 0 | 0 | 0 | 0 | 0 | 0 | 0 | 0 | 0
| E8 | 0 | 0 | 0 | 0 | 0 | 0 | 0 | 0 | 0 | 0 | 0 | 0 | 0 | 0 | 0 | 0 | 0 | 0 | 0 | 0 | 0 | 0 | 0 | 0 | 0 | 0 | 0 | 0 | 0 | 0 | 0
| E9 | 0 | 0 | 0 | 0 | 0 | 0 | 0 | 0 | 0 | 0 | 0 | 0 | 0 | 0 | 0 | 0 | 0 | 0 | 0 | 0 | 0 | 0 | 0 | 0 | 0 | 0 | 0 | 0 | 0 | 0 | 0
| E10 | 0 | 0 | 0 | 0 | 0 | 0 | 0 | 0 | 0 | 0 | 0 | 0 | 0 | 0 | 0 | 0 | 0 | 0 | 0 | 0 | 0 | 0 | 0 | 0 | 0 | 0 | 0 | 0 | 0 | 0 | 0
Potential to Switch
| Year | Year 0 | Year 1 | Year 2 | Year 3 | Year 4 | Year 5 | Year 6 | Year 7 | Year 8 | Year 9 | Year 10 | Year 11 | Year 12 | Year 13 | Year 14 | Year 15 | Year 16 | Year 17 | Year 18 | Year 19 | Year 20 | Year 21 | Year 22 | Year 23 | Year 24 | Year 25 | Year 26 | Year 27 | Year 28 | Year 29 | Year 30
| E1 | 0 | 0 | 0 | 0 | 0 | 0 | 0 | 0 | 0 | 0 | 0 | 0 | 0 | 0 | 0 | 0 | 0 | 0 | 0 | 0 | 0 | 0 | 0 | 0 | 0 | 0 | 0 | 0 | 0 | 0 | 0 | 0_E1_Switched Out
| E2 | 0 | 0 | 0 | 0 | 0 | 0 | 0 | 0 | 0 | 0 | 0 | 0 | 0 | 0 | 0 | 0 | 0 | 0 | 0 | 0 | 0 | 0 | 0 | 0 | 0 | 0 | 0 | 0 | 0 | 0 | 0 | 0_E2_Switched Out
| E3 | 0 | 0 | 0 | 0 | 0 | 0 | 0 | 0 | 0 | 0 | 0 | 0 | 0 | 0 | 0 | 0 | 0 | 0 | 0 | 0 | 0 | 0 | 0 | 0 | 0 | 0 | 0 | 0 | 0 | 0 | 0 | 0_E3_Switched Out
| E4 | 0 | 0 | 0 | 0 | 0 | 0 | 0 | 0 | 0 | 0 | 0 | 0 | 0 | 0 | 0 | 0 | 0 | 0 | 0 | 0 | 0 | 0 | 0 | 0 | 0 | 0 | 0 | 0 | 0 | 0 | 0 | 0_E4_Switched Out
| E5 | 0 | 0 | 0 | 0 | 0 | 0 | 0 | 0 | 0 | 0 | 0 | 0 | 0 | 0 | 0 | 0 | 0 | 0 | 0 | 0 | 0 | 0 | 0 | 0 | 0 | 0 | 0 | 0 | 0 | 0 | 0 | 0_E5_Switched Out
| E6 | 0 | 0 | 0 | 0 | 0 | 0 | 0 | 0 | 0 | 0 | 0 | 0 | 0 | 0 | 0 | 0 | 0 | 0 | 0 | 0 | 0 | 0 | 0 | 0 | 0 | 0 | 0 | 0 | 0 | 0 | 0 | 0_E6_Switched Out
| E7 | 0 | 0 | 0 | 0 | 0 | 0 | 0 | 0 | 0 | 0 | 0 | 0 | 0 | 0 | 0 | 0 | 0 | 0 | 0 | 0 | 0 | 0 | 0 | 0 | 0 | 0 | 0 | 0 | 0 | 0 | 0 | 0_E7_Switched Out
| E8 | 0 | 0 | 0 | 0 | 0 | 0 | 0 | 0 | 0 | 0 | 0 | 0 | 0 | 0 | 0 | 0 | 0 | 0 | 0 | 0 | 0 | 0 | 0 | 0 | 0 | 0 | 0 | 0 | 0 | 0 | 0 | 0_E8_Switched Out
| E9 | 0 | 0 | 0 | 0 | 0 | 0 | 0 | 0 | 0 | 0 | 0 | 0 | 0 | 0 | 0 | 0 | 0 | 0 | 0 | 0 | 0 | 0 | 0 | 0 | 0 | 0 | 0 | 0 | 0 | 0 | 0 | 0_E9_Switched Out
| E10 | 0 | 0 | 0 | 0 | 0 | 0 | 0 | 0 | 0 | 0 | 0 | 0 | 0 | 0 | 0 | 0 | 0 | 0 | 0 | 0 | 0 | 0 | 0 | 0 | 0 | 0 | 0 | 0 | 0 | 0 | 0 | 0_E10_Switched Out
Units Out
| E1 | 0 | 0 | 0 | 0 | 0 | 0 | 0 | 0 | 0 | 0 | 0 | 0 | 0 | 0 | 0 | 0 | 0 | 0 | 0 | 0 | 0 | 0 | 0 | 0 | 0 | 0 | 0 | 0 | 0 | 0 | 0
| E2 | 0 | 0 | 0 | 0 | 0 | 0 | 0 | 0 | 0 | 0 | 0 | 0 | 0 | 0 | 0 | 0 | 0 | 0 | 0 | 0 | 0 | 0 | 0 | 0 | 0 | 0 | 0 | 0 | 0 | 0 | 0
| E3 | 0 | 0 | 0 | 0 | 0 | 0 | 0 | 0 | 0 | 0 | 0 | 0 | 0 | 0 | 0 | 0 | 0 | 0 | 0 | 0 | 0 | 0 | 0 | 0 | 0 | 0 | 0 | 0 | 0 | 0 | 0
| E4 | 0 | 0 | 0 | 0 | 0 | 0 | 0 | 0 | 0 | 0 | 0 | 0 | 0 | 0 | 0 | 0 | 0 | 0 | 0 | 0 | 0 | 0 | 0 | 0 | 0 | 0 | 0 | 0 | 0 | 0 | 0
| E5 | 0 | 0 | 0 | 0 | 0 | 0 | 0 | 0 | 0 | 0 | 0 | 0 | 0 | 0 | 0 | 0 | 0 | 0 | 0 | 0 | 0 | 0 | 0 | 0 | 0 | 0 | 0 | 0 | 0 | 0 | 0
| E6 | 0 | 0 | 0 | 0 | 0 | 0 | 0 | 0 | 0 | 0 | 0 | 0 | 0 | 0 | 0 | 0 | 0 | 0 | 0 | 0 | 0 | 0 | 0 | 0 | 0 | 0 | 0 | 0 | 0 | 0 | 0
| E7 | 0 | 0 | 0 | 0 | 0 | 0 | 0 | 0 | 0 | 0 | 0 | 0 | 0 | 0 | 0 | 0 | 0 | 0 | 0 | 0 | 0 | 0 | 0 | 0 | 0 | 0 | 0 | 0 | 0 | 0 | 0
| E8 | 0 | 0 | 0 | 0 | 0 | 0 | 0 | 0 | 0 | 0 | 0 | 0 | 0 | 0 | 0 | 0 | 0 | 0 | 0 | 0 | 0 | 0 | 0 | 0 | 0 | 0 | 0 | 0 | 0 | 0 | 0
| E9 | 0 | 0 | 0 | 0 | 0 | 0 | 0 | 0 | 0 | 0 | 0 | 0 | 0 | 0 | 0 | 0 | 0 | 0 | 0 | 0 | 0 | 0 | 0 | 0 | 0 | 0 | 0 | 0 | 0 | 0 | 0
| E10 | 0 | 0 | 0 | 0 | 0 | 0 | 0 | 0 | 0 | 0 | 0 | 0 | 0 | 0 | 0 | 0 | 0 | 0 | 0 | 0 | 0 | 0 | 0 | 0 | 0 | 0 | 0 | 0 | 0 | 0 | 0
| Vintage | 0 | 0 | 0 | 0 | 0 | 0 | 0 | 0 | 0 | 0 | 0 | 0 | 0 | 0 | 0 | 0 | 0 | 0 | 0 | 0 | 0 | 0 | 0 | 0 | 0 | 0 | 0 | 0 | 0 | 0 | 0
Tech Purchase Shares
| Year | Year 0 | Year 1 | Year 2 | Year 3 | Year 4 | Year 5 | Year 6 | Year 7 | Year 8 | Year 9 | Year 10 | Year 11 | Year 12 | Year 13 | Year 14 | Year 15 | Year 16 | Year 17 | Year 18 | Year 19 | Year 20 | Year 21 | Year 22 | Year 23 | Year 24 | Year 25 | Year 26 | Year 27 | Year 28 | Year 29 | Year 30
E1 | bar: Year 0 to Year 30
E2 | bar: Year 0 to Year 30
E3 | bar: Year 0 to Year 30
E4 | bar: Year 0 to Year 30
E5 | bar: Year 0 to Year 30
E6 | bar: Year 0 to Year 30
E7 | bar: Year 0 to Year 30
E8 | bar: Year 0 to Year 30
E9 | bar: Year 0 to Year 30
E10 | bar: Year 0 to Year 30
Units In from Switching
| E1 | 0 | 0 | 0 | 0 | 0 | 0 | 0 | 0 | 0 | 0 | 0 | 0 | 0 | 0 | 0 | 0 | 0 | 0 | 0 | 0 | 0 | 0 | 0 | 0 | 0 | 0 | 0 | 0 | 0 | 0 | 0
| E2 | 0 | 0 | 0 | 0 | 0 | 0 | 0 | 0 | 0 | 0 | 0 | 0 | 0 | 0 | 0 | 0 | 0 | 0 | 0 | 0 | 0 | 0 | 0 | 0 | 0 | 0 | 0 | 0 | 0 | 0 | 0
| E3 | 0 | 0 | 0 | 0 | 0 | 0 | 0 | 0 | 0 | 0 | 0 | 0 | 0 | 0 | 0 | 0 | 0 | 0 | 0 | 0 | 0 | 0 | 0 | 0 | 0 | 0 | 0 | 0 | 0 | 0 | 0
| E4 | 0 | 0 | 0 | 0 | 0 | 0 | 0 | 0 | 0 | 0 | 0 | 0 | 0 | 0 | 0 | 0 | 0 | 0 | 0 | 0 | 0 | 0 | 0 | 0 | 0 | 0 | 0 | 0 | 0 | 0 | 0
| E5 | 0 | 0 | 0 | 0 | 0 | 0 | 0 | 0 | 0 | 0 | 0 | 0 | 0 | 0 | 0 | 0 | 0 | 0 | 0 | 0 | 0 | 0 | 0 | 0 | 0 | 0 | 0 | 0 | 0 | 0 | 0
| E6 | 0 | 0 | 0 | 0 | 0 | 0 | 0 | 0 | 0 | 0 | 0 | 0 | 0 | 0 | 0 | 0 | 0 | 0 | 0 | 0 | 0 | 0 | 0 | 0 | 0 | 0 | 0 | 0 | 0 | 0 | 0
| E7 | 0 | 0 | 0 | 0 | 0 | 0 | 0 | 0 | 0 | 0 | 0 | 0 | 0 | 0 | 0 | 0 | 0 | 0 | 0 | 0 | 0 | 0 | 0 | 0 | 0 | 0 | 0 | 0 | 0 | 0 | 0
| E8 | 0 | 0 | 0 | 0 | 0 | 0 | 0 | 0 | 0 | 0 | 0 | 0 | 0 | 0 | 0 | 0 | 0 | 0 | 0 | 0 | 0 | 0 | 0 | 0 | 0 | 0 | 0 | 0 | 0 | 0 | 0
| E9 | 0 | 0 | 0 | 0 | 0 | 0 | 0 | 0 | 0 | 0 | 0 | 0 | 0 | 0 | 0 | 0 | 0 | 0 | 0 | 0 | 0 | 0 | 0 | 0 | 0 | 0 | 0 | 0 | 0 | 0 | 0
| E10 | 0 | 0 | 0 | 0 | 0 | 0 | 0 | 0 | 0 | 0 | 0 | 0 | 0 | 0 | 0 | 0 | 0 | 0 | 0 | 0 | 0 | 0 | 0 | 0 | 0 | 0 | 0 | 0 | 0 | 0 | 0
| Vintage | 0 | 0 | 0 | 0 | 0 | 0 | 0 | 0 | 0 | 0 | 0 | 0 | 0 | 0 | 0 | 0 | 0 | 0 | 0 | 0 | 0 | 0 | 0 | 0 | 0 | 0 | 0 | 0 | 0 | 0 | 0
Net Change
| Year | Year 0 | Year 1 | Year 2 | Year 3 | Year 4 | Year 5 | Year 6 | Year 7 | Year 8 | Year 9 | Year 10 | Year 11 | Year 12 | Year 13 | Year 14 | Year 15 | Year 16 | Year 17 | Year 18 | Year 19 | Year 20 | Year 21 | Year 22 | Year 23 | Year 24 | Year 25 | Year 26 | Year 27 | Year 28 | Year 29 | Year 30 | Key
| Units | 0 | 0 | 0 | 0 | 0 | 0 | 0 | 0 | 0 | 0 | 0 | 0 | 0 | 0 | 0 | 0 | 0 | 0 | 0 | 0 | 0 | 0 | 0 | 0 | 0 | 0 | 0 | 0 | 0 | 0 | 0 | 0_Units |  |  |  |  | 301957.8232
| Usage | 0 | 0 | 0 | 0 | 0 | 0 | 0 | 0 | 0 | 0 | 0 | 0 | 0 | 0 | 0 | 0 | 0 | 0 | 0 | 0 | 0 | 0 | 0 | 0 | 0 | 0 | 0 | 0 | 0 | 0 | 0 | 0_Usage |  |  |  |  | 1698.6543
| Peak Demand (S) | 0 | 0 | 0 | 0 | 0 | 0 | 0 | 0 | 0 | 0 | 0 | 0 | 0 | 0 | 0 | 0 | 0 | 0 | 0 | 0 | 0 | 0 | 0 | 0 | 0 | 0 | 0 | 0 | 0 | 0 | 0 | 0_Peak Demand (S) |  |  |  |  | 0
| Peak Demand (W) | 0 | 0 | 0 | 0 | 0 | 0 | 0 | 0 | 0 | 0 | 0 | 0 | 0 | 0 | 0 | 0 | 0 | 0 | 0 | 0 | 0 | 0 | 0 | 0 | 0 | 0 | 0 | 0 | 0 | 0 | 0 | 0_Peak Demand (W) |  |  |  |  | 884.6119
| Turnover | 0 | 0 | 0 | 0 | 0 | 0 | 0 | 0 | 0 | 0 | 0 | 0 | 0 | 0 | 0 | 0 | 0 | 0 | 0 | 0 | 0 | 0 | 0 | 0 | 0 | 0 | 0 | 0 | 0 | 0 | 0 | 0_Turnover |  |  |  |  | 6885.4476
| Avg. Replacement Usage | 0 | 0 | 0 | 0 | 0 | 0 | 0 | 0 | 0 | 0 | 0 | 0 | 0 | 0 | 0 | 0 | 0 | 0 | 0 | 0 | 0 | 0 | 0 | 0 | 0 | 0 | 0 | 0 | 0 | 0 | 0 | 0_Avg. Replacement Usage |  |  |  |  | 5638.8522
| Avg. Replacement Demand (S) | 0 | 0 | 0 | 0 | 0 | 0 | 0 | 0 | 0 | 0 | 0 | 0 | 0 | 0 | 0 | 0 | 0 | 0 | 0 | 0 | 0 | 0 | 0 | 0 | 0 | 0 | 0 | 0 | 0 | 0 | 0 | 0_Avg. Replacement Demand (S) |  |  |  |  | 0
| Avg. Replacement Demand (W) | 0 | 0 | 0 | 0 | 0 | 0 | 0 | 0 | 0 | 0 | 0 | 0 | 0 | 0 | 0 | 0 | 0 | 0 | 0 | 0 | 0 | 0 | 0 | 0 | 0 | 0 | 0 | 0 | 0 | 0 | 0 | 0_Avg. Replacement Demand (W) |  |  |  |  | 2.9366
Purchases
| Year | Year 0 | Year 1 | Year 2 | Year 3 | Year 4 | Year 5 | Year 6 | Year 7 | Year 8 | Year 9 | Year 10 | Year 11 | Year 12 | Year 13 | Year 14 | Year 15 | Year 16 | Year 17 | Year 18 | Year 19 | Year 20 | Year 21 | Year 22 | Year 23 | Year 24 | Year 25 | Year 26 | Year 27 | Year 28 | Year 29 | Year 30
| E1 | 0 | 0 | 0 | 0 | 0 | 0 | 0 | 0 | 0 | 0 | 0 | 0 | 0 | 0 | 0 | 0 | 0 | 0 | 0 | 0 | 0 | 0 | 0 | 0 | 0 | 0 | 0 | 0 | 0 | 0 | 0 | 0_E1_Purchases |  |  |  |  | 6885.4476
| E2 | 0 | 0 | 0 | 0 | 0 | 0 | 0 | 0 | 0 | 0 | 0 | 0 | 0 | 0 | 0 | 0 | 0 | 0 | 0 | 0 | 0 | 0 | 0 | 0 | 0 | 0 | 0 | 0 | 0 | 0 | 0 | 0_E2_Purchases |  |  |  |  | 0
| E3 | 0 | 0 | 0 | 0 | 0 | 0 | 0 | 0 | 0 | 0 | 0 | 0 | 0 | 0 | 0 | 0 | 0 | 0 | 0 | 0 | 0 | 0 | 0 | 0 | 0 | 0 | 0 | 0 | 0 | 0 | 0 | 0_E3_Purchases |  |  |  |  | 0
| E4 | 0 | 0 | 0 | 0 | 0 | 0 | 0 | 0 | 0 | 0 | 0 | 0 | 0 | 0 | 0 | 0 | 0 | 0 | 0 | 0 | 0 | 0 | 0 | 0 | 0 | 0 | 0 | 0 | 0 | 0 | 0 | 0_E4_Purchases |  |  |  |  | 0
| E5 | 0 | 0 | 0 | 0 | 0 | 0 | 0 | 0 | 0 | 0 | 0 | 0 | 0 | 0 | 0 | 0 | 0 | 0 | 0 | 0 | 0 | 0 | 0 | 0 | 0 | 0 | 0 | 0 | 0 | 0 | 0 | 0_E5_Purchases |  |  |  |  | 0
| E6 | 0 | 0 | 0 | 0 | 0 | 0 | 0 | 0 | 0 | 0 | 0 | 0 | 0 | 0 | 0 | 0 | 0 | 0 | 0 | 0 | 0 | 0 | 0 | 0 | 0 | 0 | 0 | 0 | 0 | 0 | 0 | 0_E6_Purchases |  |  |  |  | 0
| E7 | 0 | 0 | 0 | 0 | 0 | 0 | 0 | 0 | 0 | 0 | 0 | 0 | 0 | 0 | 0 | 0 | 0 | 0 | 0 | 0 | 0 | 0 | 0 | 0 | 0 | 0 | 0 | 0 | 0 | 0 | 0 | 0_E7_Purchases |  |  |  |  | 0
| E8 | 0 | 0 | 0 | 0 | 0 | 0 | 0 | 0 | 0 | 0 | 0 | 0 | 0 | 0 | 0 | 0 | 0 | 0 | 0 | 0 | 0 | 0 | 0 | 0 | 0 | 0 | 0 | 0 | 0 | 0 | 0 | 0_E8_Purchases |  |  |  |  | 0
| E9 | 0 | 0 | 0 | 0 | 0 | 0 | 0 | 0 | 0 | 0 | 0 | 0 | 0 | 0 | 0 | 0 | 0 | 0 | 0 | 0 | 0 | 0 | 0 | 0 | 0 | 0 | 0 | 0 | 0 | 0 | 0 | 0_E9_Purchases |  |  |  |  | 0
| E10 | 0 | 0 | 0 | 0 | 0 | 0 | 0 | 0 | 0 | 0 | 0 | 0 | 0 | 0 | 0 | 0 | 0 | 0 | 0 | 0 | 0 | 0 | 0 | 0 | 0 | 0 | 0 | 0 | 0 | 0 | 0 | 0_E10_Purchases |  |  |  |  | 0
Stock
| Year | Year 0 | Year 1 | Year 2 | Year 3 | Year 4 | Year 5 | Year 6 | Year 7 | Year 8 | Year 9 | Year 10 | Year 11 | Year 12 | Year 13 | Year 14 | Year 15 | Year 16 | Year 17 | Year 18 | Year 19 | Year 20 | Year 21 | Year 22 | Year 23 | Year 24 | Year 25 | Year 26 | Year 27 | Year 28 | Year 29 | Year 30
| E1 | 0 | 0 | 0 | 0 | 0 | 0 | 0 | 0 | 0 | 0 | 0 | 0 | 0 | 0 | 0 | 0 | 0 | 0 | 0 | 0 | 0 | 0 | 0 | 0 | 0 | 0 | 0 | 0 | 0 | 0 | 0 | 0_E1_Stock |  |  |  |  | 13576.6093
| E2 | 0 | 0 | 0 | 0 | 0 | 0 | 0 | 0 | 0 | 0 | 0 | 0 | 0 | 0 | 0 | 0 | 0 | 0 | 0 | 0 | 0 | 0 | 0 | 0 | 0 | 0 | 0 | 0 | 0 | 0 | 0 | 0_E2_Stock |  |  |  |  | 0
| E3 | 0 | 0 | 0 | 0 | 0 | 0 | 0 | 0 | 0 | 0 | 0 | 0 | 0 | 0 | 0 | 0 | 0 | 0 | 0 | 0 | 0 | 0 | 0 | 0 | 0 | 0 | 0 | 0 | 0 | 0 | 0 | 0_E3_Stock |  |  |  |  | 0
| E4 | 0 | 0 | 0 | 0 | 0 | 0 | 0 | 0 | 0 | 0 | 0 | 0 | 0 | 0 | 0 | 0 | 0 | 0 | 0 | 0 | 0 | 0 | 0 | 0 | 0 | 0 | 0 | 0 | 0 | 0 | 0 | 0_E4_Stock |  |  |  |  | 0
| E5 | 0 | 0 | 0 | 0 | 0 | 0 | 0 | 0 | 0 | 0 | 0 | 0 | 0 | 0 | 0 | 0 | 0 | 0 | 0 | 0 | 0 | 0 | 0 | 0 | 0 | 0 | 0 | 0 | 0 | 0 | 0 | 0_E5_Stock |  |  |  |  | 0
| E6 | 0 | 0 | 0 | 0 | 0 | 0 | 0 | 0 | 0 | 0 | 0 | 0 | 0 | 0 | 0 | 0 | 0 | 0 | 0 | 0 | 0 | 0 | 0 | 0 | 0 | 0 | 0 | 0 | 0 | 0 | 0 | 0_E6_Stock |  |  |  |  | 0
| E7 | 0 | 0 | 0 | 0 | 0 | 0 | 0 | 0 | 0 | 0 | 0 | 0 | 0 | 0 | 0 | 0 | 0 | 0 | 0 | 0 | 0 | 0 | 0 | 0 | 0 | 0 | 0 | 0 | 0 | 0 | 0 | 0_E7_Stock |  |  |  |  | 0
| E8 | 0 | 0 | 0 | 0 | 0 | 0 | 0 | 0 | 0 | 0 | 0 | 0 | 0 | 0 | 0 | 0 | 0 | 0 | 0 | 0 | 0 | 0 | 0 | 0 | 0 | 0 | 0 | 0 | 0 | 0 | 0 | 0_E8_Stock |  |  |  |  | 0
| E9 | 0 | 0 | 0 | 0 | 0 | 0 | 0 | 0 | 0 | 0 | 0 | 0 | 0 | 0 | 0 | 0 | 0 | 0 | 0 | 0 | 0 | 0 | 0 | 0 | 0 | 0 | 0 | 0 | 0 | 0 | 0 | 0_E9_Stock |  |  |  |  | 0
| E10 | 0 | 0 | 0 | 0 | 0 | 0 | 0 | 0 | 0 | 0 | 0 | 0 | 0 | 0 | 0 | 0 | 0 | 0 | 0 | 0 | 0 | 0 | 0 | 0 | 0 | 0 | 0 | 0 | 0 | 0 | 0 | 0_E10_Stock |  |  |  |  | 0
| Vintage | 0 | 0 | 0 | 0 | 0 | 0 | 0 | 0 | 0 | 0 | 0 | 0 | 0 | 0 | 0 | 0 | 0 | 0 | 0 | 0 | 0 | 0 | 0 | 0 | 0 | 0 | 0 | 0 | 0 | 0 | 0 | 0_Vintage_Stock |  |  |  |  | 288381.2139
S2C4 |  | Year 0: System 2 Technology 4
Technology Variables
| Tech Key | Year 0: 0
| Peak Factor (S) | Year 0: 0
| Peak Factor (W) | Year 0: 0
| Min Vintage Lifetime | Year 0: 0
| Max Vintage Lifetime | Year 0: 0
| Turnover Style | Year 0: 0
Technology Variables
| Equipment | Year 0: Label; Year 1: Min Lifetime; Year 2: Max Lifetime; Year 3: Degradation; Year 4: Usage; Year 5: Available
| E1 | Year 1: 0; Year 2: 0; Year 3: 0%; Year 4: 0; Year 5: FALSE
| E2 | Year 1: 0; Year 2: 0; Year 3: 0%; Year 4: 0; Year 5: FALSE
| E3 | Year 1: 0; Year 2: 0; Year 3: 0%; Year 4: 0; Year 5: FALSE
| E4 | Year 1: 0; Year 2: 0; Year 3: 0%; Year 4: 0; Year 5: FALSE
| E5 | Year 1: 0; Year 2: 0; Year 3: 0%; Year 4: 0; Year 5: FALSE
| E6 | Year 1: 0; Year 2: 0; Year 3: 0%; Year 4: 0; Year 5: FALSE
| E7 | Year 1: 0; Year 2: 0; Year 3: 0%; Year 4: 0; Year 5: FALSE
| E8 | Year 1: 0; Year 2: 0; Year 3: 0%; Year 4: 0; Year 5: FALSE
| E9 | Year 1: 0; Year 2: 0; Year 3: 0%; Year 4: 0; Year 5: FALSE
| E10 | Year 1: 0; Year 2: 0; Year 3: 0%; Year 4: 0; Year 5: FALSE
Original Forecast Results
| Year | Year 0 | Year 1 | Year 2 | Year 3 | Year 4 | Year 5 | Year 6 | Year 7 | Year 8 | Year 9 | Year 10 | Year 11 | Year 12 | Year 13 | Year 14 | Year 15 | Year 16 | Year 17 | Year 18 | Year 19 | Year 20 | Year 21 | Year 22 | Year 23 | Year 24 | Year 25 | Year 26 | Year 27 | Year 28 | Year 29 | Year 30 | Key
| Units | 0 | 0 | 0 | 0 | 0 | 0 | 0 | 0 | 0 | 0 | 0 | 0 | 0 | 0 | 0 | 0 | 0 | 0 | 0 | 0 | 0 | 0 | 0 | 0 | 0 | 0 | 0 | 0 | 0 | 0 | 0 | #REF! |  |  |  |  | 301957.8232
| Usage | 0 | 0 | 0 | 0 | 0 | 0 | 0 | 0 | 0 | 0 | 0 | 0 | 0 | 0 | 0 | 0 | 0 | 0 | 0 | 0 | 0 | 0 | 0 | 0 | 0 | 0 | 0 | 0 | 0 | 0 | 0 | #REF! |  |  |  |  | 1698.6543
| Peak Demand (S) | 0 | 0 | 0 | 0 | 0 | 0 | 0 | 0 | 0 | 0 | 0 | 0 | 0 | 0 | 0 | 0 | 0 | 0 | 0 | 0 | 0 | 0 | 0 | 0 | 0 | 0 | 0 | 0 | 0 | 0 | 0 | #REF! |  |  |  |  | 0
| Peak Demand (W) | 0 | 0 | 0 | 0 | 0 | 0 | 0 | 0 | 0 | 0 | 0 | 0 | 0 | 0 | 0 | 0 | 0 | 0 | 0 | 0 | 0 | 0 | 0 | 0 | 0 | 0 | 0 | 0 | 0 | 0 | 0 | #REF! |  |  |  |  | 884.6119
| Turnover | 0 | 0 | 0 | 0 | 0 | 0 | 0 | 0 | 0 | 0 | 0 | 0 | 0 | 0 | 0 | 0 | 0 | 0 | 0 | 0 | 0 | 0 | 0 | 0 | 0 | 0 | 0 | 0 | 0 | 0 | 0 | #REF! |  |  |  |  | 6885.4476
| Avg. Replacement Usage | 0 | 0 | 0 | 0 | 0 | 0 | 0 | 0 | 0 | 0 | 0 | 0 | 0 | 0 | 0 | 0 | 0 | 0 | 0 | 0 | 0 | 0 | 0 | 0 | 0 | 0 | 0 | 0 | 0 | 0 | 0 | #REF! |  |  |  |  | 5638.8522
| Avg. Replacement Demand (S) | 0 | 0 | 0 | 0 | 0 | 0 | 0 | 0 | 0 | 0 | 0 | 0 | 0 | 0 | 0 | 0 | 0 | 0 | 0 | 0 | 0 | 0 | 0 | 0 | 0 | 0 | 0 | 0 | 0 | 0 | 0 | #REF! |  |  |  |  | 0
| Avg. Replacement Demand (W) | 0 | 0 | 0 | 0 | 0 | 0 | 0 | 0 | 0 | 0 | 0 | 0 | 0 | 0 | 0 | 0 | 0 | 0 | 0 | 0 | 0 | 0 | 0 | 0 | 0 | 0 | 0 | 0 | 0 | 0 | 0 | #REF! |  |  |  |  | 2.9366
Tech Forecast Stock
| Year | Year 0 | Year 1 | Year 2 | Year 3 | Year 4 | Year 5 | Year 6 | Year 7 | Year 8 | Year 9 | Year 10 | Year 11 | Year 12 | Year 13 | Year 14 | Year 15 | Year 16 | Year 17 | Year 18 | Year 19 | Year 20 | Year 21 | Year 22 | Year 23 | Year 24 | Year 25 | Year 26 | Year 27 | Year 28 | Year 29 | Year 30
| E1 | 0 | 0 | 0 | 0 | 0 | 0 | 0 | 0 | 0 | 0 | 0 | 0 | 0 | 0 | 0 | 0 | 0 | 0 | 0 | 0 | 0 | 0 | 0 | 0 | 0 | 0 | 0 | 0 | 0 | 0 | 0
| E2 | 0 | 0 | 0 | 0 | 0 | 0 | 0 | 0 | 0 | 0 | 0 | 0 | 0 | 0 | 0 | 0 | 0 | 0 | 0 | 0 | 0 | 0 | 0 | 0 | 0 | 0 | 0 | 0 | 0 | 0 | 0
| E3 | 0 | 0 | 0 | 0 | 0 | 0 | 0 | 0 | 0 | 0 | 0 | 0 | 0 | 0 | 0 | 0 | 0 | 0 | 0 | 0 | 0 | 0 | 0 | 0 | 0 | 0 | 0 | 0 | 0 | 0 | 0
| E4 | 0 | 0 | 0 | 0 | 0 | 0 | 0 | 0 | 0 | 0 | 0 | 0 | 0 | 0 | 0 | 0 | 0 | 0 | 0 | 0 | 0 | 0 | 0 | 0 | 0 | 0 | 0 | 0 | 0 | 0 | 0
| E5 | 0 | 0 | 0 | 0 | 0 | 0 | 0 | 0 | 0 | 0 | 0 | 0 | 0 | 0 | 0 | 0 | 0 | 0 | 0 | 0 | 0 | 0 | 0 | 0 | 0 | 0 | 0 | 0 | 0 | 0 | 0
| E6 | 0 | 0 | 0 | 0 | 0 | 0 | 0 | 0 | 0 | 0 | 0 | 0 | 0 | 0 | 0 | 0 | 0 | 0 | 0 | 0 | 0 | 0 | 0 | 0 | 0 | 0 | 0 | 0 | 0 | 0 | 0
| E7 | 0 | 0 | 0 | 0 | 0 | 0 | 0 | 0 | 0 | 0 | 0 | 0 | 0 | 0 | 0 | 0 | 0 | 0 | 0 | 0 | 0 | 0 | 0 | 0 | 0 | 0 | 0 | 0 | 0 | 0 | 0
| E8 | 0 | 0 | 0 | 0 | 0 | 0 | 0 | 0 | 0 | 0 | 0 | 0 | 0 | 0 | 0 | 0 | 0 | 0 | 0 | 0 | 0 | 0 | 0 | 0 | 0 | 0 | 0 | 0 | 0 | 0 | 0
| E9 | 0 | 0 | 0 | 0 | 0 | 0 | 0 | 0 | 0 | 0 | 0 | 0 | 0 | 0 | 0 | 0 | 0 | 0 | 0 | 0 | 0 | 0 | 0 | 0 | 0 | 0 | 0 | 0 | 0 | 0 | 0
| E10 | 0 | 0 | 0 | 0 | 0 | 0 | 0 | 0 | 0 | 0 | 0 | 0 | 0 | 0 | 0 | 0 | 0 | 0 | 0 | 0 | 0 | 0 | 0 | 0 | 0 | 0 | 0 | 0 | 0 | 0 | 0
| Vintage | 0 | 0 | 0 | 0 | 0 | 0 | 0 | 0 | 0 | 0 | 0 | 0 | 0 | 0 | 0 | 0 | 0 | 0 | 0 | 0 | 0 | 0 | 0 | 0 | 0 | 0 | 0 | 0 | 0 | 0 | 0
Stock for Switching
| Year | Year 0 | Year 1 | Year 2 | Year 3 | Year 4 | Year 5 | Year 6 | Year 7 | Year 8 | Year 9 | Year 10 | Year 11 | Year 12 | Year 13 | Year 14 | Year 15 | Year 16 | Year 17 | Year 18 | Year 19 | Year 20 | Year 21 | Year 22 | Year 23 | Year 24 | Year 25 | Year 26 | Year 27 | Year 28 | Year 29 | Year 30
| E1 | 0 | 0 | 0 | 0 | 0 | 0 | 0 | 0 | 0 | 0 | 0 | 0 | 0 | 0 | 0 | 0 | 0 | 0 | 0 | 0 | 0 | 0 | 0 | 0 | 0 | 0 | 0 | 0 | 0 | 0 | 0 | 0_E1_SysStock
| E2 | 0 | 0 | 0 | 0 | 0 | 0 | 0 | 0 | 0 | 0 | 0 | 0 | 0 | 0 | 0 | 0 | 0 | 0 | 0 | 0 | 0 | 0 | 0 | 0 | 0 | 0 | 0 | 0 | 0 | 0 | 0 | 0_E2_SysStock
| E3 | 0 | 0 | 0 | 0 | 0 | 0 | 0 | 0 | 0 | 0 | 0 | 0 | 0 | 0 | 0 | 0 | 0 | 0 | 0 | 0 | 0 | 0 | 0 | 0 | 0 | 0 | 0 | 0 | 0 | 0 | 0 | 0_E3_SysStock
| E4 | 0 | 0 | 0 | 0 | 0 | 0 | 0 | 0 | 0 | 0 | 0 | 0 | 0 | 0 | 0 | 0 | 0 | 0 | 0 | 0 | 0 | 0 | 0 | 0 | 0 | 0 | 0 | 0 | 0 | 0 | 0 | 0_E4_SysStock
| E5 | 0 | 0 | 0 | 0 | 0 | 0 | 0 | 0 | 0 | 0 | 0 | 0 | 0 | 0 | 0 | 0 | 0 | 0 | 0 | 0 | 0 | 0 | 0 | 0 | 0 | 0 | 0 | 0 | 0 | 0 | 0 | 0_E5_SysStock
| E6 | 0 | 0 | 0 | 0 | 0 | 0 | 0 | 0 | 0 | 0 | 0 | 0 | 0 | 0 | 0 | 0 | 0 | 0 | 0 | 0 | 0 | 0 | 0 | 0 | 0 | 0 | 0 | 0 | 0 | 0 | 0 | 0_E6_SysStock
| E7 | 0 | 0 | 0 | 0 | 0 | 0 | 0 | 0 | 0 | 0 | 0 | 0 | 0 | 0 | 0 | 0 | 0 | 0 | 0 | 0 | 0 | 0 | 0 | 0 | 0 | 0 | 0 | 0 | 0 | 0 | 0 | 0_E7_SysStock
| E8 | 0 | 0 | 0 | 0 | 0 | 0 | 0 | 0 | 0 | 0 | 0 | 0 | 0 | 0 | 0 | 0 | 0 | 0 | 0 | 0 | 0 | 0 | 0 | 0 | 0 | 0 | 0 | 0 | 0 | 0 | 0 | 0_E8_SysStock
| E9 | 0 | 0 | 0 | 0 | 0 | 0 | 0 | 0 | 0 | 0 | 0 | 0 | 0 | 0 | 0 | 0 | 0 | 0 | 0 | 0 | 0 | 0 | 0 | 0 | 0 | 0 | 0 | 0 | 0 | 0 | 0 | 0_E9_SysStock
| E10 | 0 | 0 | 0 | 0 | 0 | 0 | 0 | 0 | 0 | 0 | 0 | 0 | 0 | 0 | 0 | 0 | 0 | 0 | 0 | 0 | 0 | 0 | 0 | 0 | 0 | 0 | 0 | 0 | 0 | 0 | 0 | 0_E10_SysStock
| Vintage | 0 | 0 | 0 | 0 | 0 | 0 | 0 | 0 | 0 | 0 | 0 | 0 | 0 | 0 | 0 | 0 | 0 | 0 | 0 | 0 | 0 | 0 | 0 | 0 | 0 | 0 | 0 | 0 | 0 | 0 | 0 | 0_Vintage_SysStock
Tech Forecast Purchases
| Year | Year 0 | Year 1 | Year 2 | Year 3 | Year 4 | Year 5 | Year 6 | Year 7 | Year 8 | Year 9 | Year 10 | Year 11 | Year 12 | Year 13 | Year 14 | Year 15 | Year 16 | Year 17 | Year 18 | Year 19 | Year 20 | Year 21 | Year 22 | Year 23 | Year 24 | Year 25 | Year 26 | Year 27 | Year 28 | Year 29 | Year 30
| E1 | 0 | 0 | 0 | 0 | 0 | 0 | 0 | 0 | 0 | 0 | 0 | 0 | 0 | 0 | 0 | 0 | 0 | 0 | 0 | 0 | 0 | 0 | 0 | 0 | 0 | 0 | 0 | 0 | 0 | 0 | 0
| E2 | 0 | 0 | 0 | 0 | 0 | 0 | 0 | 0 | 0 | 0 | 0 | 0 | 0 | 0 | 0 | 0 | 0 | 0 | 0 | 0 | 0 | 0 | 0 | 0 | 0 | 0 | 0 | 0 | 0 | 0 | 0
| E3 | 0 | 0 | 0 | 0 | 0 | 0 | 0 | 0 | 0 | 0 | 0 | 0 | 0 | 0 | 0 | 0 | 0 | 0 | 0 | 0 | 0 | 0 | 0 | 0 | 0 | 0 | 0 | 0 | 0 | 0 | 0
| E4 | 0 | 0 | 0 | 0 | 0 | 0 | 0 | 0 | 0 | 0 | 0 | 0 | 0 | 0 | 0 | 0 | 0 | 0 | 0 | 0 | 0 | 0 | 0 | 0 | 0 | 0 | 0 | 0 | 0 | 0 | 0
| E5 | 0 | 0 | 0 | 0 | 0 | 0 | 0 | 0 | 0 | 0 | 0 | 0 | 0 | 0 | 0 | 0 | 0 | 0 | 0 | 0 | 0 | 0 | 0 | 0 | 0 | 0 | 0 | 0 | 0 | 0 | 0
| E6 | 0 | 0 | 0 | 0 | 0 | 0 | 0 | 0 | 0 | 0 | 0 | 0 | 0 | 0 | 0 | 0 | 0 | 0 | 0 | 0 | 0 | 0 | 0 | 0 | 0 | 0 | 0 | 0 | 0 | 0 | 0
| E7 | 0 | 0 | 0 | 0 | 0 | 0 | 0 | 0 | 0 | 0 | 0 | 0 | 0 | 0 | 0 | 0 | 0 | 0 | 0 | 0 | 0 | 0 | 0 | 0 | 0 | 0 | 0 | 0 | 0 | 0 | 0
| E8 | 0 | 0 | 0 | 0 | 0 | 0 | 0 | 0 | 0 | 0 | 0 | 0 | 0 | 0 | 0 | 0 | 0 | 0 | 0 | 0 | 0 | 0 | 0 | 0 | 0 | 0 | 0 | 0 | 0 | 0 | 0
| E9 | 0 | 0 | 0 | 0 | 0 | 0 | 0 | 0 | 0 | 0 | 0 | 0 | 0 | 0 | 0 | 0 | 0 | 0 | 0 | 0 | 0 | 0 | 0 | 0 | 0 | 0 | 0 | 0 | 0 | 0 | 0
| E10 | 0 | 0 | 0 | 0 | 0 | 0 | 0 | 0 | 0 | 0 | 0 | 0 | 0 | 0 | 0 | 0 | 0 | 0 | 0 | 0 | 0 | 0 | 0 | 0 | 0 | 0 | 0 | 0 | 0 | 0 | 0
Potential to Switch
| Year | Year 0 | Year 1 | Year 2 | Year 3 | Year 4 | Year 5 | Year 6 | Year 7 | Year 8 | Year 9 | Year 10 | Year 11 | Year 12 | Year 13 | Year 14 | Year 15 | Year 16 | Year 17 | Year 18 | Year 19 | Year 20 | Year 21 | Year 22 | Year 23 | Year 24 | Year 25 | Year 26 | Year 27 | Year 28 | Year 29 | Year 30
| E1 | 0 | 0 | 0 | 0 | 0 | 0 | 0 | 0 | 0 | 0 | 0 | 0 | 0 | 0 | 0 | 0 | 0 | 0 | 0 | 0 | 0 | 0 | 0 | 0 | 0 | 0 | 0 | 0 | 0 | 0 | 0 | 0_E1_Switched Out
| E2 | 0 | 0 | 0 | 0 | 0 | 0 | 0 | 0 | 0 | 0 | 0 | 0 | 0 | 0 | 0 | 0 | 0 | 0 | 0 | 0 | 0 | 0 | 0 | 0 | 0 | 0 | 0 | 0 | 0 | 0 | 0 | 0_E2_Switched Out
| E3 | 0 | 0 | 0 | 0 | 0 | 0 | 0 | 0 | 0 | 0 | 0 | 0 | 0 | 0 | 0 | 0 | 0 | 0 | 0 | 0 | 0 | 0 | 0 | 0 | 0 | 0 | 0 | 0 | 0 | 0 | 0 | 0_E3_Switched Out
| E4 | 0 | 0 | 0 | 0 | 0 | 0 | 0 | 0 | 0 | 0 | 0 | 0 | 0 | 0 | 0 | 0 | 0 | 0 | 0 | 0 | 0 | 0 | 0 | 0 | 0 | 0 | 0 | 0 | 0 | 0 | 0 | 0_E4_Switched Out
| E5 | 0 | 0 | 0 | 0 | 0 | 0 | 0 | 0 | 0 | 0 | 0 | 0 | 0 | 0 | 0 | 0 | 0 | 0 | 0 | 0 | 0 | 0 | 0 | 0 | 0 | 0 | 0 | 0 | 0 | 0 | 0 | 0_E5_Switched Out
| E6 | 0 | 0 | 0 | 0 | 0 | 0 | 0 | 0 | 0 | 0 | 0 | 0 | 0 | 0 | 0 | 0 | 0 | 0 | 0 | 0 | 0 | 0 | 0 | 0 | 0 | 0 | 0 | 0 | 0 | 0 | 0 | 0_E6_Switched Out
| E7 | 0 | 0 | 0 | 0 | 0 | 0 | 0 | 0 | 0 | 0 | 0 | 0 | 0 | 0 | 0 | 0 | 0 | 0 | 0 | 0 | 0 | 0 | 0 | 0 | 0 | 0 | 0 | 0 | 0 | 0 | 0 | 0_E7_Switched Out
| E8 | 0 | 0 | 0 | 0 | 0 | 0 | 0 | 0 | 0 | 0 | 0 | 0 | 0 | 0 | 0 | 0 | 0 | 0 | 0 | 0 | 0 | 0 | 0 | 0 | 0 | 0 | 0 | 0 | 0 | 0 | 0 | 0_E8_Switched Out
| E9 | 0 | 0 | 0 | 0 | 0 | 0 | 0 | 0 | 0 | 0 | 0 | 0 | 0 | 0 | 0 | 0 | 0 | 0 | 0 | 0 | 0 | 0 | 0 | 0 | 0 | 0 | 0 | 0 | 0 | 0 | 0 | 0_E9_Switched Out
| E10 | 0 | 0 | 0 | 0 | 0 | 0 | 0 | 0 | 0 | 0 | 0 | 0 | 0 | 0 | 0 | 0 | 0 | 0 | 0 | 0 | 0 | 0 | 0 | 0 | 0 | 0 | 0 | 0 | 0 | 0 | 0 | 0_E10_Switched Out
Units Out
| E1 | 0 | 0 | 0 | 0 | 0 | 0 | 0 | 0 | 0 | 0 | 0 | 0 | 0 | 0 | 0 | 0 | 0 | 0 | 0 | 0 | 0 | 0 | 0 | 0 | 0 | 0 | 0 | 0 | 0 | 0 | 0
| E2 | 0 | 0 | 0 | 0 | 0 | 0 | 0 | 0 | 0 | 0 | 0 | 0 | 0 | 0 | 0 | 0 | 0 | 0 | 0 | 0 | 0 | 0 | 0 | 0 | 0 | 0 | 0 | 0 | 0 | 0 | 0
| E3 | 0 | 0 | 0 | 0 | 0 | 0 | 0 | 0 | 0 | 0 | 0 | 0 | 0 | 0 | 0 | 0 | 0 | 0 | 0 | 0 | 0 | 0 | 0 | 0 | 0 | 0 | 0 | 0 | 0 | 0 | 0
| E4 | 0 | 0 | 0 | 0 | 0 | 0 | 0 | 0 | 0 | 0 | 0 | 0 | 0 | 0 | 0 | 0 | 0 | 0 | 0 | 0 | 0 | 0 | 0 | 0 | 0 | 0 | 0 | 0 | 0 | 0 | 0
| E5 | 0 | 0 | 0 | 0 | 0 | 0 | 0 | 0 | 0 | 0 | 0 | 0 | 0 | 0 | 0 | 0 | 0 | 0 | 0 | 0 | 0 | 0 | 0 | 0 | 0 | 0 | 0 | 0 | 0 | 0 | 0
| E6 | 0 | 0 | 0 | 0 | 0 | 0 | 0 | 0 | 0 | 0 | 0 | 0 | 0 | 0 | 0 | 0 | 0 | 0 | 0 | 0 | 0 | 0 | 0 | 0 | 0 | 0 | 0 | 0 | 0 | 0 | 0
| E7 | 0 | 0 | 0 | 0 | 0 | 0 | 0 | 0 | 0 | 0 | 0 | 0 | 0 | 0 | 0 | 0 | 0 | 0 | 0 | 0 | 0 | 0 | 0 | 0 | 0 | 0 | 0 | 0 | 0 | 0 | 0
| E8 | 0 | 0 | 0 | 0 | 0 | 0 | 0 | 0 | 0 | 0 | 0 | 0 | 0 | 0 | 0 | 0 | 0 | 0 | 0 | 0 | 0 | 0 | 0 | 0 | 0 | 0 | 0 | 0 | 0 | 0 | 0
| E9 | 0 | 0 | 0 | 0 | 0 | 0 | 0 | 0 | 0 | 0 | 0 | 0 | 0 | 0 | 0 | 0 | 0 | 0 | 0 | 0 | 0 | 0 | 0 | 0 | 0 | 0 | 0 | 0 | 0 | 0 | 0
| E10 | 0 | 0 | 0 | 0 | 0 | 0 | 0 | 0 | 0 | 0 | 0 | 0 | 0 | 0 | 0 | 0 | 0 | 0 | 0 | 0 | 0 | 0 | 0 | 0 | 0 | 0 | 0 | 0 | 0 | 0 | 0
| Vintage | 0 | 0 | 0 | 0 | 0 | 0 | 0 | 0 | 0 | 0 | 0 | 0 | 0 | 0 | 0 | 0 | 0 | 0 | 0 | 0 | 0 | 0 | 0 | 0 | 0 | 0 | 0 | 0 | 0 | 0 | 0
Tech Purchase Shares
| Year | Year 0 | Year 1 | Year 2 | Year 3 | Year 4 | Year 5 | Year 6 | Year 7 | Year 8 | Year 9 | Year 10 | Year 11 | Year 12 | Year 13 | Year 14 | Year 15 | Year 16 | Year 17 | Year 18 | Year 19 | Year 20 | Year 21 | Year 22 | Year 23 | Year 24 | Year 25 | Year 26 | Year 27 | Year 28 | Year 29 | Year 30
E1 | bar: Year 0 to Year 30
E2 | bar: Year 0 to Year 30
E3 | bar: Year 0 to Year 30
E4 | bar: Year 0 to Year 30
E5 | bar: Year 0 to Year 30
E6 | bar: Year 0 to Year 30
E7 | bar: Year 0 to Year 30
E8 | bar: Year 0 to Year 30
E9 | bar: Year 0 to Year 30
E10 | bar: Year 0 to Year 30
Units In from Switching
| E1 | 0 | 0 | 0 | 0 | 0 | 0 | 0 | 0 | 0 | 0 | 0 | 0 | 0 | 0 | 0 | 0 | 0 | 0 | 0 | 0 | 0 | 0 | 0 | 0 | 0 | 0 | 0 | 0 | 0 | 0 | 0
| E2 | 0 | 0 | 0 | 0 | 0 | 0 | 0 | 0 | 0 | 0 | 0 | 0 | 0 | 0 | 0 | 0 | 0 | 0 | 0 | 0 | 0 | 0 | 0 | 0 | 0 | 0 | 0 | 0 | 0 | 0 | 0
| E3 | 0 | 0 | 0 | 0 | 0 | 0 | 0 | 0 | 0 | 0 | 0 | 0 | 0 | 0 | 0 | 0 | 0 | 0 | 0 | 0 | 0 | 0 | 0 | 0 | 0 | 0 | 0 | 0 | 0 | 0 | 0
| E4 | 0 | 0 | 0 | 0 | 0 | 0 | 0 | 0 | 0 | 0 | 0 | 0 | 0 | 0 | 0 | 0 | 0 | 0 | 0 | 0 | 0 | 0 | 0 | 0 | 0 | 0 | 0 | 0 | 0 | 0 | 0
| E5 | 0 | 0 | 0 | 0 | 0 | 0 | 0 | 0 | 0 | 0 | 0 | 0 | 0 | 0 | 0 | 0 | 0 | 0 | 0 | 0 | 0 | 0 | 0 | 0 | 0 | 0 | 0 | 0 | 0 | 0 | 0
| E6 | 0 | 0 | 0 | 0 | 0 | 0 | 0 | 0 | 0 | 0 | 0 | 0 | 0 | 0 | 0 | 0 | 0 | 0 | 0 | 0 | 0 | 0 | 0 | 0 | 0 | 0 | 0 | 0 | 0 | 0 | 0
| E7 | 0 | 0 | 0 | 0 | 0 | 0 | 0 | 0 | 0 | 0 | 0 | 0 | 0 | 0 | 0 | 0 | 0 | 0 | 0 | 0 | 0 | 0 | 0 | 0 | 0 | 0 | 0 | 0 | 0 | 0 | 0
| E8 | 0 | 0 | 0 | 0 | 0 | 0 | 0 | 0 | 0 | 0 | 0 | 0 | 0 | 0 | 0 | 0 | 0 | 0 | 0 | 0 | 0 | 0 | 0 | 0 | 0 | 0 | 0 | 0 | 0 | 0 | 0
| E9 | 0 | 0 | 0 | 0 | 0 | 0 | 0 | 0 | 0 | 0 | 0 | 0 | 0 | 0 | 0 | 0 | 0 | 0 | 0 | 0 | 0 | 0 | 0 | 0 | 0 | 0 | 0 | 0 | 0 | 0 | 0
| E10 | 0 | 0 | 0 | 0 | 0 | 0 | 0 | 0 | 0 | 0 | 0 | 0 | 0 | 0 | 0 | 0 | 0 | 0 | 0 | 0 | 0 | 0 | 0 | 0 | 0 | 0 | 0 | 0 | 0 | 0 | 0
| Vintage | 0 | 0 | 0 | 0 | 0 | 0 | 0 | 0 | 0 | 0 | 0 | 0 | 0 | 0 | 0 | 0 | 0 | 0 | 0 | 0 | 0 | 0 | 0 | 0 | 0 | 0 | 0 | 0 | 0 | 0 | 0
Net Change
| Year | Year 0 | Year 1 | Year 2 | Year 3 | Year 4 | Year 5 | Year 6 | Year 7 | Year 8 | Year 9 | Year 10 | Year 11 | Year 12 | Year 13 | Year 14 | Year 15 | Year 16 | Year 17 | Year 18 | Year 19 | Year 20 | Year 21 | Year 22 | Year 23 | Year 24 | Year 25 | Year 26 | Year 27 | Year 28 | Year 29 | Year 30 | Key
| Units | 0 | 0 | 0 | 0 | 0 | 0 | 0 | 0 | 0 | 0 | 0 | 0 | 0 | 0 | 0 | 0 | 0 | 0 | 0 | 0 | 0 | 0 | 0 | 0 | 0 | 0 | 0 | 0 | 0 | 0 | 0 | 0_Units |  |  |  |  | 301957.8232
| Usage | 0 | 0 | 0 | 0 | 0 | 0 | 0 | 0 | 0 | 0 | 0 | 0 | 0 | 0 | 0 | 0 | 0 | 0 | 0 | 0 | 0 | 0 | 0 | 0 | 0 | 0 | 0 | 0 | 0 | 0 | 0 | 0_Usage |  |  |  |  | 1698.6543
| Peak Demand (S) | 0 | 0 | 0 | 0 | 0 | 0 | 0 | 0 | 0 | 0 | 0 | 0 | 0 | 0 | 0 | 0 | 0 | 0 | 0 | 0 | 0 | 0 | 0 | 0 | 0 | 0 | 0 | 0 | 0 | 0 | 0 | 0_Peak Demand (S) |  |  |  |  | 0
| Peak Demand (W) | 0 | 0 | 0 | 0 | 0 | 0 | 0 | 0 | 0 | 0 | 0 | 0 | 0 | 0 | 0 | 0 | 0 | 0 | 0 | 0 | 0 | 0 | 0 | 0 | 0 | 0 | 0 | 0 | 0 | 0 | 0 | 0_Peak Demand (W) |  |  |  |  | 884.6119
| Turnover | 0 | 0 | 0 | 0 | 0 | 0 | 0 | 0 | 0 | 0 | 0 | 0 | 0 | 0 | 0 | 0 | 0 | 0 | 0 | 0 | 0 | 0 | 0 | 0 | 0 | 0 | 0 | 0 | 0 | 0 | 0 | 0_Turnover |  |  |  |  | 6885.4476
| Avg. Replacement Usage | 0 | 0 | 0 | 0 | 0 | 0 | 0 | 0 | 0 | 0 | 0 | 0 | 0 | 0 | 0 | 0 | 0 | 0 | 0 | 0 | 0 | 0 | 0 | 0 | 0 | 0 | 0 | 0 | 0 | 0 | 0 | 0_Avg. Replacement Usage |  |  |  |  | 5638.8522
| Avg. Replacement Demand (S) | 0 | 0 | 0 | 0 | 0 | 0 | 0 | 0 | 0 | 0 | 0 | 0 | 0 | 0 | 0 | 0 | 0 | 0 | 0 | 0 | 0 | 0 | 0 | 0 | 0 | 0 | 0 | 0 | 0 | 0 | 0 | 0_Avg. Replacement Demand (S) |  |  |  |  | 0
| Avg. Replacement Demand (W) | 0 | 0 | 0 | 0 | 0 | 0 | 0 | 0 | 0 | 0 | 0 | 0 | 0 | 0 | 0 | 0 | 0 | 0 | 0 | 0 | 0 | 0 | 0 | 0 | 0 | 0 | 0 | 0 | 0 | 0 | 0 | 0_Avg. Replacement Demand (W) |  |  |  |  | 2.9366
Purchases
| Year | Year 0 | Year 1 | Year 2 | Year 3 | Year 4 | Year 5 | Year 6 | Year 7 | Year 8 | Year 9 | Year 10 | Year 11 | Year 12 | Year 13 | Year 14 | Year 15 | Year 16 | Year 17 | Year 18 | Year 19 | Year 20 | Year 21 | Year 22 | Year 23 | Year 24 | Year 25 | Year 26 | Year 27 | Year 28 | Year 29 | Year 30
| E1 | 0 | 0 | 0 | 0 | 0 | 0 | 0 | 0 | 0 | 0 | 0 | 0 | 0 | 0 | 0 | 0 | 0 | 0 | 0 | 0 | 0 | 0 | 0 | 0 | 0 | 0 | 0 | 0 | 0 | 0 | 0 | 0_E1_Purchases |  |  |  |  | 6885.4476
| E2 | 0 | 0 | 0 | 0 | 0 | 0 | 0 | 0 | 0 | 0 | 0 | 0 | 0 | 0 | 0 | 0 | 0 | 0 | 0 | 0 | 0 | 0 | 0 | 0 | 0 | 0 | 0 | 0 | 0 | 0 | 0 | 0_E2_Purchases |  |  |  |  | 0
| E3 | 0 | 0 | 0 | 0 | 0 | 0 | 0 | 0 | 0 | 0 | 0 | 0 | 0 | 0 | 0 | 0 | 0 | 0 | 0 | 0 | 0 | 0 | 0 | 0 | 0 | 0 | 0 | 0 | 0 | 0 | 0 | 0_E3_Purchases |  |  |  |  | 0
| E4 | 0 | 0 | 0 | 0 | 0 | 0 | 0 | 0 | 0 | 0 | 0 | 0 | 0 | 0 | 0 | 0 | 0 | 0 | 0 | 0 | 0 | 0 | 0 | 0 | 0 | 0 | 0 | 0 | 0 | 0 | 0 | 0_E4_Purchases |  |  |  |  | 0
| E5 | 0 | 0 | 0 | 0 | 0 | 0 | 0 | 0 | 0 | 0 | 0 | 0 | 0 | 0 | 0 | 0 | 0 | 0 | 0 | 0 | 0 | 0 | 0 | 0 | 0 | 0 | 0 | 0 | 0 | 0 | 0 | 0_E5_Purchases |  |  |  |  | 0
| E6 | 0 | 0 | 0 | 0 | 0 | 0 | 0 | 0 | 0 | 0 | 0 | 0 | 0 | 0 | 0 | 0 | 0 | 0 | 0 | 0 | 0 | 0 | 0 | 0 | 0 | 0 | 0 | 0 | 0 | 0 | 0 | 0_E6_Purchases |  |  |  |  | 0
| E7 | 0 | 0 | 0 | 0 | 0 | 0 | 0 | 0 | 0 | 0 | 0 | 0 | 0 | 0 | 0 | 0 | 0 | 0 | 0 | 0 | 0 | 0 | 0 | 0 | 0 | 0 | 0 | 0 | 0 | 0 | 0 | 0_E7_Purchases |  |  |  |  | 0
| E8 | 0 | 0 | 0 | 0 | 0 | 0 | 0 | 0 | 0 | 0 | 0 | 0 | 0 | 0 | 0 | 0 | 0 | 0 | 0 | 0 | 0 | 0 | 0 | 0 | 0 | 0 | 0 | 0 | 0 | 0 | 0 | 0_E8_Purchases |  |  |  |  | 0
| E9 | 0 | 0 | 0 | 0 | 0 | 0 | 0 | 0 | 0 | 0 | 0 | 0 | 0 | 0 | 0 | 0 | 0 | 0 | 0 | 0 | 0 | 0 | 0 | 0 | 0 | 0 | 0 | 0 | 0 | 0 | 0 | 0_E9_Purchases |  |  |  |  | 0
| E10 | 0 | 0 | 0 | 0 | 0 | 0 | 0 | 0 | 0 | 0 | 0 | 0 | 0 | 0 | 0 | 0 | 0 | 0 | 0 | 0 | 0 | 0 | 0 | 0 | 0 | 0 | 0 | 0 | 0 | 0 | 0 | 0_E10_Purchases |  |  |  |  | 0
Stock
| Year | Year 0 | Year 1 | Year 2 | Year 3 | Year 4 | Year 5 | Year 6 | Year 7 | Year 8 | Year 9 | Year 10 | Year 11 | Year 12 | Year 13 | Year 14 | Year 15 | Year 16 | Year 17 | Year 18 | Year 19 | Year 20 | Year 21 | Year 22 | Year 23 | Year 24 | Year 25 | Year 26 | Year 27 | Year 28 | Year 29 | Year 30
| E1 | 0 | 0 | 0 | 0 | 0 | 0 | 0 | 0 | 0 | 0 | 0 | 0 | 0 | 0 | 0 | 0 | 0 | 0 | 0 | 0 | 0 | 0 | 0 | 0 | 0 | 0 | 0 | 0 | 0 | 0 | 0 | 0_E1_Stock |  |  |  |  | 13576.6093
| E2 | 0 | 0 | 0 | 0 | 0 | 0 | 0 | 0 | 0 | 0 | 0 | 0 | 0 | 0 | 0 | 0 | 0 | 0 | 0 | 0 | 0 | 0 | 0 | 0 | 0 | 0 | 0 | 0 | 0 | 0 | 0 | 0_E2_Stock |  |  |  |  | 0
| E3 | 0 | 0 | 0 | 0 | 0 | 0 | 0 | 0 | 0 | 0 | 0 | 0 | 0 | 0 | 0 | 0 | 0 | 0 | 0 | 0 | 0 | 0 | 0 | 0 | 0 | 0 | 0 | 0 | 0 | 0 | 0 | 0_E3_Stock |  |  |  |  | 0
| E4 | 0 | 0 | 0 | 0 | 0 | 0 | 0 | 0 | 0 | 0 | 0 | 0 | 0 | 0 | 0 | 0 | 0 | 0 | 0 | 0 | 0 | 0 | 0 | 0 | 0 | 0 | 0 | 0 | 0 | 0 | 0 | 0_E4_Stock |  |  |  |  | 0
| E5 | 0 | 0 | 0 | 0 | 0 | 0 | 0 | 0 | 0 | 0 | 0 | 0 | 0 | 0 | 0 | 0 | 0 | 0 | 0 | 0 | 0 | 0 | 0 | 0 | 0 | 0 | 0 | 0 | 0 | 0 | 0 | 0_E5_Stock |  |  |  |  | 0
| E6 | 0 | 0 | 0 | 0 | 0 | 0 | 0 | 0 | 0 | 0 | 0 | 0 | 0 | 0 | 0 | 0 | 0 | 0 | 0 | 0 | 0 | 0 | 0 | 0 | 0 | 0 | 0 | 0 | 0 | 0 | 0 | 0_E6_Stock |  |  |  |  | 0
| E7 | 0 | 0 | 0 | 0 | 0 | 0 | 0 | 0 | 0 | 0 | 0 | 0 | 0 | 0 | 0 | 0 | 0 | 0 | 0 | 0 | 0 | 0 | 0 | 0 | 0 | 0 | 0 | 0 | 0 | 0 | 0 | 0_E7_Stock |  |  |  |  | 0
| E8 | 0 | 0 | 0 | 0 | 0 | 0 | 0 | 0 | 0 | 0 | 0 | 0 | 0 | 0 | 0 | 0 | 0 | 0 | 0 | 0 | 0 | 0 | 0 | 0 | 0 | 0 | 0 | 0 | 0 | 0 | 0 | 0_E8_Stock |  |  |  |  | 0
| E9 | 0 | 0 | 0 | 0 | 0 | 0 | 0 | 0 | 0 | 0 | 0 | 0 | 0 | 0 | 0 | 0 | 0 | 0 | 0 | 0 | 0 | 0 | 0 | 0 | 0 | 0 | 0 | 0 | 0 | 0 | 0 | 0_E9_Stock |  |  |  |  | 0
| E10 | 0 | 0 | 0 | 0 | 0 | 0 | 0 | 0 | 0 | 0 | 0 | 0 | 0 | 0 | 0 | 0 | 0 | 0 | 0 | 0 | 0 | 0 | 0 | 0 | 0 | 0 | 0 | 0 | 0 | 0 | 0 | 0_E10_Stock |  |  |  |  | 0
| Vintage | 0 | 0 | 0 | 0 | 0 | 0 | 0 | 0 | 0 | 0 | 0 | 0 | 0 | 0 | 0 | 0 | 0 | 0 | 0 | 0 | 0 | 0 | 0 | 0 | 0 | 0 | 0 | 0 | 0 | 0 | 0 | 0_Vintage_Stock |  |  |  |  | 288381.2139
S2C5 |  | Year 0: System 2 Technology 5
Technology Variables
| Tech Key | Year 0: 0
| Peak Factor (S) | Year 0: 0
| Peak Factor (W) | Year 0: 0
| Min Vintage Lifetime | Year 0: 0
| Max Vintage Lifetime | Year 0: 0
| Turnover Style | Year 0: 0
Technology Variables
| Equipment | Year 0: Label; Year 1: Min Lifetime; Year 2: Max Lifetime; Year 3: Degradation; Year 4: Usage; Year 5: Available
| E1 | Year 1: 0; Year 2: 0; Year 3: 0%; Year 4: 0; Year 5: FALSE
| E2 | Year 1: 0; Year 2: 0; Year 3: 0%; Year 4: 0; Year 5: FALSE
| E3 | Year 1: 0; Year 2: 0; Year 3: 0%; Year 4: 0; Year 5: FALSE
| E4 | Year 1: 0; Year 2: 0; Year 3: 0%; Year 4: 0; Year 5: FALSE
| E5 | Year 1: 0; Year 2: 0; Year 3: 0%; Year 4: 0; Year 5: FALSE
| E6 | Year 1: 0; Year 2: 0; Year 3: 0%; Year 4: 0; Year 5: FALSE
| E7 | Year 1: 0; Year 2: 0; Year 3: 0%; Year 4: 0; Year 5: FALSE
| E8 | Year 1: 0; Year 2: 0; Year 3: 0%; Year 4: 0; Year 5: FALSE
| E9 | Year 1: 0; Year 2: 0; Year 3: 0%; Year 4: 0; Year 5: FALSE
| E10 | Year 1: 0; Year 2: 0; Year 3: 0%; Year 4: 0; Year 5: FALSE
Original Forecast Results
| Year | Year 0 | Year 1 | Year 2 | Year 3 | Year 4 | Year 5 | Year 6 | Year 7 | Year 8 | Year 9 | Year 10 | Year 11 | Year 12 | Year 13 | Year 14 | Year 15 | Year 16 | Year 17 | Year 18 | Year 19 | Year 20 | Year 21 | Year 22 | Year 23 | Year 24 | Year 25 | Year 26 | Year 27 | Year 28 | Year 29 | Year 30 | Key
| Units | 0 | 0 | 0 | 0 | 0 | 0 | 0 | 0 | 0 | 0 | 0 | 0 | 0 | 0 | 0 | 0 | 0 | 0 | 0 | 0 | 0 | 0 | 0 | 0 | 0 | 0 | 0 | 0 | 0 | 0 | 0 | #REF! |  |  |  |  | 301957.8232
| Usage | 0 | 0 | 0 | 0 | 0 | 0 | 0 | 0 | 0 | 0 | 0 | 0 | 0 | 0 | 0 | 0 | 0 | 0 | 0 | 0 | 0 | 0 | 0 | 0 | 0 | 0 | 0 | 0 | 0 | 0 | 0 | #REF! |  |  |  |  | 1698.6543
| Peak Demand (S) | 0 | 0 | 0 | 0 | 0 | 0 | 0 | 0 | 0 | 0 | 0 | 0 | 0 | 0 | 0 | 0 | 0 | 0 | 0 | 0 | 0 | 0 | 0 | 0 | 0 | 0 | 0 | 0 | 0 | 0 | 0 | #REF! |  |  |  |  | 0
| Peak Demand (W) | 0 | 0 | 0 | 0 | 0 | 0 | 0 | 0 | 0 | 0 | 0 | 0 | 0 | 0 | 0 | 0 | 0 | 0 | 0 | 0 | 0 | 0 | 0 | 0 | 0 | 0 | 0 | 0 | 0 | 0 | 0 | #REF! |  |  |  |  | 884.6119
| Turnover | 0 | 0 | 0 | 0 | 0 | 0 | 0 | 0 | 0 | 0 | 0 | 0 | 0 | 0 | 0 | 0 | 0 | 0 | 0 | 0 | 0 | 0 | 0 | 0 | 0 | 0 | 0 | 0 | 0 | 0 | 0 | #REF! |  |  |  |  | 6885.4476
| Avg. Replacement Usage | 0 | 0 | 0 | 0 | 0 | 0 | 0 | 0 | 0 | 0 | 0 | 0 | 0 | 0 | 0 | 0 | 0 | 0 | 0 | 0 | 0 | 0 | 0 | 0 | 0 | 0 | 0 | 0 | 0 | 0 | 0 | #REF! |  |  |  |  | 5638.8522
| Avg. Replacement Demand (S) | 0 | 0 | 0 | 0 | 0 | 0 | 0 | 0 | 0 | 0 | 0 | 0 | 0 | 0 | 0 | 0 | 0 | 0 | 0 | 0 | 0 | 0 | 0 | 0 | 0 | 0 | 0 | 0 | 0 | 0 | 0 | #REF! |  |  |  |  | 0
| Avg. Replacement Demand (W) | 0 | 0 | 0 | 0 | 0 | 0 | 0 | 0 | 0 | 0 | 0 | 0 | 0 | 0 | 0 | 0 | 0 | 0 | 0 | 0 | 0 | 0 | 0 | 0 | 0 | 0 | 0 | 0 | 0 | 0 | 0 | #REF! |  |  |  |  | 2.9366
Tech Forecast Stock
| Year | Year 0 | Year 1 | Year 2 | Year 3 | Year 4 | Year 5 | Year 6 | Year 7 | Year 8 | Year 9 | Year 10 | Year 11 | Year 12 | Year 13 | Year 14 | Year 15 | Year 16 | Year 17 | Year 18 | Year 19 | Year 20 | Year 21 | Year 22 | Year 23 | Year 24 | Year 25 | Year 26 | Year 27 | Year 28 | Year 29 | Year 30
| E1 | 0 | 0 | 0 | 0 | 0 | 0 | 0 | 0 | 0 | 0 | 0 | 0 | 0 | 0 | 0 | 0 | 0 | 0 | 0 | 0 | 0 | 0 | 0 | 0 | 0 | 0 | 0 | 0 | 0 | 0 | 0
| E2 | 0 | 0 | 0 | 0 | 0 | 0 | 0 | 0 | 0 | 0 | 0 | 0 | 0 | 0 | 0 | 0 | 0 | 0 | 0 | 0 | 0 | 0 | 0 | 0 | 0 | 0 | 0 | 0 | 0 | 0 | 0
| E3 | 0 | 0 | 0 | 0 | 0 | 0 | 0 | 0 | 0 | 0 | 0 | 0 | 0 | 0 | 0 | 0 | 0 | 0 | 0 | 0 | 0 | 0 | 0 | 0 | 0 | 0 | 0 | 0 | 0 | 0 | 0
| E4 | 0 | 0 | 0 | 0 | 0 | 0 | 0 | 0 | 0 | 0 | 0 | 0 | 0 | 0 | 0 | 0 | 0 | 0 | 0 | 0 | 0 | 0 | 0 | 0 | 0 | 0 | 0 | 0 | 0 | 0 | 0
| E5 | 0 | 0 | 0 | 0 | 0 | 0 | 0 | 0 | 0 | 0 | 0 | 0 | 0 | 0 | 0 | 0 | 0 | 0 | 0 | 0 | 0 | 0 | 0 | 0 | 0 | 0 | 0 | 0 | 0 | 0 | 0
| E6 | 0 | 0 | 0 | 0 | 0 | 0 | 0 | 0 | 0 | 0 | 0 | 0 | 0 | 0 | 0 | 0 | 0 | 0 | 0 | 0 | 0 | 0 | 0 | 0 | 0 | 0 | 0 | 0 | 0 | 0 | 0
| E7 | 0 | 0 | 0 | 0 | 0 | 0 | 0 | 0 | 0 | 0 | 0 | 0 | 0 | 0 | 0 | 0 | 0 | 0 | 0 | 0 | 0 | 0 | 0 | 0 | 0 | 0 | 0 | 0 | 0 | 0 | 0
| E8 | 0 | 0 | 0 | 0 | 0 | 0 | 0 | 0 | 0 | 0 | 0 | 0 | 0 | 0 | 0 | 0 | 0 | 0 | 0 | 0 | 0 | 0 | 0 | 0 | 0 | 0 | 0 | 0 | 0 | 0 | 0
| E9 | 0 | 0 | 0 | 0 | 0 | 0 | 0 | 0 | 0 | 0 | 0 | 0 | 0 | 0 | 0 | 0 | 0 | 0 | 0 | 0 | 0 | 0 | 0 | 0 | 0 | 0 | 0 | 0 | 0 | 0 | 0
| E10 | 0 | 0 | 0 | 0 | 0 | 0 | 0 | 0 | 0 | 0 | 0 | 0 | 0 | 0 | 0 | 0 | 0 | 0 | 0 | 0 | 0 | 0 | 0 | 0 | 0 | 0 | 0 | 0 | 0 | 0 | 0
| Vintage | 0 | 0 | 0 | 0 | 0 | 0 | 0 | 0 | 0 | 0 | 0 | 0 | 0 | 0 | 0 | 0 | 0 | 0 | 0 | 0 | 0 | 0 | 0 | 0 | 0 | 0 | 0 | 0 | 0 | 0 | 0
Stock for Switching
| Year | Year 0 | Year 1 | Year 2 | Year 3 | Year 4 | Year 5 | Year 6 | Year 7 | Year 8 | Year 9 | Year 10 | Year 11 | Year 12 | Year 13 | Year 14 | Year 15 | Year 16 | Year 17 | Year 18 | Year 19 | Year 20 | Year 21 | Year 22 | Year 23 | Year 24 | Year 25 | Year 26 | Year 27 | Year 28 | Year 29 | Year 30
| E1 | 0 | 0 | 0 | 0 | 0 | 0 | 0 | 0 | 0 | 0 | 0 | 0 | 0 | 0 | 0 | 0 | 0 | 0 | 0 | 0 | 0 | 0 | 0 | 0 | 0 | 0 | 0 | 0 | 0 | 0 | 0 | 0_E1_SysStock
| E2 | 0 | 0 | 0 | 0 | 0 | 0 | 0 | 0 | 0 | 0 | 0 | 0 | 0 | 0 | 0 | 0 | 0 | 0 | 0 | 0 | 0 | 0 | 0 | 0 | 0 | 0 | 0 | 0 | 0 | 0 | 0 | 0_E2_SysStock
| E3 | 0 | 0 | 0 | 0 | 0 | 0 | 0 | 0 | 0 | 0 | 0 | 0 | 0 | 0 | 0 | 0 | 0 | 0 | 0 | 0 | 0 | 0 | 0 | 0 | 0 | 0 | 0 | 0 | 0 | 0 | 0 | 0_E3_SysStock
| E4 | 0 | 0 | 0 | 0 | 0 | 0 | 0 | 0 | 0 | 0 | 0 | 0 | 0 | 0 | 0 | 0 | 0 | 0 | 0 | 0 | 0 | 0 | 0 | 0 | 0 | 0 | 0 | 0 | 0 | 0 | 0 | 0_E4_SysStock
| E5 | 0 | 0 | 0 | 0 | 0 | 0 | 0 | 0 | 0 | 0 | 0 | 0 | 0 | 0 | 0 | 0 | 0 | 0 | 0 | 0 | 0 | 0 | 0 | 0 | 0 | 0 | 0 | 0 | 0 | 0 | 0 | 0_E5_SysStock
| E6 | 0 | 0 | 0 | 0 | 0 | 0 | 0 | 0 | 0 | 0 | 0 | 0 | 0 | 0 | 0 | 0 | 0 | 0 | 0 | 0 | 0 | 0 | 0 | 0 | 0 | 0 | 0 | 0 | 0 | 0 | 0 | 0_E6_SysStock
| E7 | 0 | 0 | 0 | 0 | 0 | 0 | 0 | 0 | 0 | 0 | 0 | 0 | 0 | 0 | 0 | 0 | 0 | 0 | 0 | 0 | 0 | 0 | 0 | 0 | 0 | 0 | 0 | 0 | 0 | 0 | 0 | 0_E7_SysStock
| E8 | 0 | 0 | 0 | 0 | 0 | 0 | 0 | 0 | 0 | 0 | 0 | 0 | 0 | 0 | 0 | 0 | 0 | 0 | 0 | 0 | 0 | 0 | 0 | 0 | 0 | 0 | 0 | 0 | 0 | 0 | 0 | 0_E8_SysStock
| E9 | 0 | 0 | 0 | 0 | 0 | 0 | 0 | 0 | 0 | 0 | 0 | 0 | 0 | 0 | 0 | 0 | 0 | 0 | 0 | 0 | 0 | 0 | 0 | 0 | 0 | 0 | 0 | 0 | 0 | 0 | 0 | 0_E9_SysStock
| E10 | 0 | 0 | 0 | 0 | 0 | 0 | 0 | 0 | 0 | 0 | 0 | 0 | 0 | 0 | 0 | 0 | 0 | 0 | 0 | 0 | 0 | 0 | 0 | 0 | 0 | 0 | 0 | 0 | 0 | 0 | 0 | 0_E10_SysStock
| Vintage | 0 | 0 | 0 | 0 | 0 | 0 | 0 | 0 | 0 | 0 | 0 | 0 | 0 | 0 | 0 | 0 | 0 | 0 | 0 | 0 | 0 | 0 | 0 | 0 | 0 | 0 | 0 | 0 | 0 | 0 | 0 | 0_Vintage_SysStock
Tech Forecast Purchases
| Year | Year 0 | Year 1 | Year 2 | Year 3 | Year 4 | Year 5 | Year 6 | Year 7 | Year 8 | Year 9 | Year 10 | Year 11 | Year 12 | Year 13 | Year 14 | Year 15 | Year 16 | Year 17 | Year 18 | Year 19 | Year 20 | Year 21 | Year 22 | Year 23 | Year 24 | Year 25 | Year 26 | Year 27 | Year 28 | Year 29 | Year 30
| E1 | 0 | 0 | 0 | 0 | 0 | 0 | 0 | 0 | 0 | 0 | 0 | 0 | 0 | 0 | 0 | 0 | 0 | 0 | 0 | 0 | 0 | 0 | 0 | 0 | 0 | 0 | 0 | 0 | 0 | 0 | 0
| E2 | 0 | 0 | 0 | 0 | 0 | 0 | 0 | 0 | 0 | 0 | 0 | 0 | 0 | 0 | 0 | 0 | 0 | 0 | 0 | 0 | 0 | 0 | 0 | 0 | 0 | 0 | 0 | 0 | 0 | 0 | 0
| E3 | 0 | 0 | 0 | 0 | 0 | 0 | 0 | 0 | 0 | 0 | 0 | 0 | 0 | 0 | 0 | 0 | 0 | 0 | 0 | 0 | 0 | 0 | 0 | 0 | 0 | 0 | 0 | 0 | 0 | 0 | 0
| E4 | 0 | 0 | 0 | 0 | 0 | 0 | 0 | 0 | 0 | 0 | 0 | 0 | 0 | 0 | 0 | 0 | 0 | 0 | 0 | 0 | 0 | 0 | 0 | 0 | 0 | 0 | 0 | 0 | 0 | 0 | 0
| E5 | 0 | 0 | 0 | 0 | 0 | 0 | 0 | 0 | 0 | 0 | 0 | 0 | 0 | 0 | 0 | 0 | 0 | 0 | 0 | 0 | 0 | 0 | 0 | 0 | 0 | 0 | 0 | 0 | 0 | 0 | 0
| E6 | 0 | 0 | 0 | 0 | 0 | 0 | 0 | 0 | 0 | 0 | 0 | 0 | 0 | 0 | 0 | 0 | 0 | 0 | 0 | 0 | 0 | 0 | 0 | 0 | 0 | 0 | 0 | 0 | 0 | 0 | 0
| E7 | 0 | 0 | 0 | 0 | 0 | 0 | 0 | 0 | 0 | 0 | 0 | 0 | 0 | 0 | 0 | 0 | 0 | 0 | 0 | 0 | 0 | 0 | 0 | 0 | 0 | 0 | 0 | 0 | 0 | 0 | 0
| E8 | 0 | 0 | 0 | 0 | 0 | 0 | 0 | 0 | 0 | 0 | 0 | 0 | 0 | 0 | 0 | 0 | 0 | 0 | 0 | 0 | 0 | 0 | 0 | 0 | 0 | 0 | 0 | 0 | 0 | 0 | 0
| E9 | 0 | 0 | 0 | 0 | 0 | 0 | 0 | 0 | 0 | 0 | 0 | 0 | 0 | 0 | 0 | 0 | 0 | 0 | 0 | 0 | 0 | 0 | 0 | 0 | 0 | 0 | 0 | 0 | 0 | 0 | 0
| E10 | 0 | 0 | 0 | 0 | 0 | 0 | 0 | 0 | 0 | 0 | 0 | 0 | 0 | 0 | 0 | 0 | 0 | 0 | 0 | 0 | 0 | 0 | 0 | 0 | 0 | 0 | 0 | 0 | 0 | 0 | 0
Potential to Switch
| Year | Year 0 | Year 1 | Year 2 | Year 3 | Year 4 | Year 5 | Year 6 | Year 7 | Year 8 | Year 9 | Year 10 | Year 11 | Year 12 | Year 13 | Year 14 | Year 15 | Year 16 | Year 17 | Year 18 | Year 19 | Year 20 | Year 21 | Year 22 | Year 23 | Year 24 | Year 25 | Year 26 | Year 27 | Year 28 | Year 29 | Year 30
| E1 | 0 | 0 | 0 | 0 | 0 | 0 | 0 | 0 | 0 | 0 | 0 | 0 | 0 | 0 | 0 | 0 | 0 | 0 | 0 | 0 | 0 | 0 | 0 | 0 | 0 | 0 | 0 | 0 | 0 | 0 | 0 | 0_E1_Switched Out
| E2 | 0 | 0 | 0 | 0 | 0 | 0 | 0 | 0 | 0 | 0 | 0 | 0 | 0 | 0 | 0 | 0 | 0 | 0 | 0 | 0 | 0 | 0 | 0 | 0 | 0 | 0 | 0 | 0 | 0 | 0 | 0 | 0_E2_Switched Out
| E3 | 0 | 0 | 0 | 0 | 0 | 0 | 0 | 0 | 0 | 0 | 0 | 0 | 0 | 0 | 0 | 0 | 0 | 0 | 0 | 0 | 0 | 0 | 0 | 0 | 0 | 0 | 0 | 0 | 0 | 0 | 0 | 0_E3_Switched Out
| E4 | 0 | 0 | 0 | 0 | 0 | 0 | 0 | 0 | 0 | 0 | 0 | 0 | 0 | 0 | 0 | 0 | 0 | 0 | 0 | 0 | 0 | 0 | 0 | 0 | 0 | 0 | 0 | 0 | 0 | 0 | 0 | 0_E4_Switched Out
| E5 | 0 | 0 | 0 | 0 | 0 | 0 | 0 | 0 | 0 | 0 | 0 | 0 | 0 | 0 | 0 | 0 | 0 | 0 | 0 | 0 | 0 | 0 | 0 | 0 | 0 | 0 | 0 | 0 | 0 | 0 | 0 | 0_E5_Switched Out
| E6 | 0 | 0 | 0 | 0 | 0 | 0 | 0 | 0 | 0 | 0 | 0 | 0 | 0 | 0 | 0 | 0 | 0 | 0 | 0 | 0 | 0 | 0 | 0 | 0 | 0 | 0 | 0 | 0 | 0 | 0 | 0 | 0_E6_Switched Out
| E7 | 0 | 0 | 0 | 0 | 0 | 0 | 0 | 0 | 0 | 0 | 0 | 0 | 0 | 0 | 0 | 0 | 0 | 0 | 0 | 0 | 0 | 0 | 0 | 0 | 0 | 0 | 0 | 0 | 0 | 0 | 0 | 0_E7_Switched Out
| E8 | 0 | 0 | 0 | 0 | 0 | 0 | 0 | 0 | 0 | 0 | 0 | 0 | 0 | 0 | 0 | 0 | 0 | 0 | 0 | 0 | 0 | 0 | 0 | 0 | 0 | 0 | 0 | 0 | 0 | 0 | 0 | 0_E8_Switched Out
| E9 | 0 | 0 | 0 | 0 | 0 | 0 | 0 | 0 | 0 | 0 | 0 | 0 | 0 | 0 | 0 | 0 | 0 | 0 | 0 | 0 | 0 | 0 | 0 | 0 | 0 | 0 | 0 | 0 | 0 | 0 | 0 | 0_E9_Switched Out
| E10 | 0 | 0 | 0 | 0 | 0 | 0 | 0 | 0 | 0 | 0 | 0 | 0 | 0 | 0 | 0 | 0 | 0 | 0 | 0 | 0 | 0 | 0 | 0 | 0 | 0 | 0 | 0 | 0 | 0 | 0 | 0 | 0_E10_Switched Out
Units Out
| E1 | 0 | 0 | 0 | 0 | 0 | 0 | 0 | 0 | 0 | 0 | 0 | 0 | 0 | 0 | 0 | 0 | 0 | 0 | 0 | 0 | 0 | 0 | 0 | 0 | 0 | 0 | 0 | 0 | 0 | 0 | 0
| E2 | 0 | 0 | 0 | 0 | 0 | 0 | 0 | 0 | 0 | 0 | 0 | 0 | 0 | 0 | 0 | 0 | 0 | 0 | 0 | 0 | 0 | 0 | 0 | 0 | 0 | 0 | 0 | 0 | 0 | 0 | 0
| E3 | 0 | 0 | 0 | 0 | 0 | 0 | 0 | 0 | 0 | 0 | 0 | 0 | 0 | 0 | 0 | 0 | 0 | 0 | 0 | 0 | 0 | 0 | 0 | 0 | 0 | 0 | 0 | 0 | 0 | 0 | 0
| E4 | 0 | 0 | 0 | 0 | 0 | 0 | 0 | 0 | 0 | 0 | 0 | 0 | 0 | 0 | 0 | 0 | 0 | 0 | 0 | 0 | 0 | 0 | 0 | 0 | 0 | 0 | 0 | 0 | 0 | 0 | 0
| E5 | 0 | 0 | 0 | 0 | 0 | 0 | 0 | 0 | 0 | 0 | 0 | 0 | 0 | 0 | 0 | 0 | 0 | 0 | 0 | 0 | 0 | 0 | 0 | 0 | 0 | 0 | 0 | 0 | 0 | 0 | 0
| E6 | 0 | 0 | 0 | 0 | 0 | 0 | 0 | 0 | 0 | 0 | 0 | 0 | 0 | 0 | 0 | 0 | 0 | 0 | 0 | 0 | 0 | 0 | 0 | 0 | 0 | 0 | 0 | 0 | 0 | 0 | 0
| E7 | 0 | 0 | 0 | 0 | 0 | 0 | 0 | 0 | 0 | 0 | 0 | 0 | 0 | 0 | 0 | 0 | 0 | 0 | 0 | 0 | 0 | 0 | 0 | 0 | 0 | 0 | 0 | 0 | 0 | 0 | 0
| E8 | 0 | 0 | 0 | 0 | 0 | 0 | 0 | 0 | 0 | 0 | 0 | 0 | 0 | 0 | 0 | 0 | 0 | 0 | 0 | 0 | 0 | 0 | 0 | 0 | 0 | 0 | 0 | 0 | 0 | 0 | 0
| E9 | 0 | 0 | 0 | 0 | 0 | 0 | 0 | 0 | 0 | 0 | 0 | 0 | 0 | 0 | 0 | 0 | 0 | 0 | 0 | 0 | 0 | 0 | 0 | 0 | 0 | 0 | 0 | 0 | 0 | 0 | 0
| E10 | 0 | 0 | 0 | 0 | 0 | 0 | 0 | 0 | 0 | 0 | 0 | 0 | 0 | 0 | 0 | 0 | 0 | 0 | 0 | 0 | 0 | 0 | 0 | 0 | 0 | 0 | 0 | 0 | 0 | 0 | 0
| Vintage | 0 | 0 | 0 | 0 | 0 | 0 | 0 | 0 | 0 | 0 | 0 | 0 | 0 | 0 | 0 | 0 | 0 | 0 | 0 | 0 | 0 | 0 | 0 | 0 | 0 | 0 | 0 | 0 | 0 | 0 | 0
Tech Purchase Shares
| Year | Year 0 | Year 1 | Year 2 | Year 3 | Year 4 | Year 5 | Year 6 | Year 7 | Year 8 | Year 9 | Year 10 | Year 11 | Year 12 | Year 13 | Year 14 | Year 15 | Year 16 | Year 17 | Year 18 | Year 19 | Year 20 | Year 21 | Year 22 | Year 23 | Year 24 | Year 25 | Year 26 | Year 27 | Year 28 | Year 29 | Year 30
E1 | bar: Year 0 to Year 30
E2 | bar: Year 0 to Year 30
E3 | bar: Year 0 to Year 30
E4 | bar: Year 0 to Year 30
E5 | bar: Year 0 to Year 30
E6 | bar: Year 0 to Year 30
E7 | bar: Year 0 to Year 30
E8 | bar: Year 0 to Year 30
E9 | bar: Year 0 to Year 30
E10 | bar: Year 0 to Year 30
Units In from Switching
| E1 | 0 | 0 | 0 | 0 | 0 | 0 | 0 | 0 | 0 | 0 | 0 | 0 | 0 | 0 | 0 | 0 | 0 | 0 | 0 | 0 | 0 | 0 | 0 | 0 | 0 | 0 | 0 | 0 | 0 | 0 | 0
| E2 | 0 | 0 | 0 | 0 | 0 | 0 | 0 | 0 | 0 | 0 | 0 | 0 | 0 | 0 | 0 | 0 | 0 | 0 | 0 | 0 | 0 | 0 | 0 | 0 | 0 | 0 | 0 | 0 | 0 | 0 | 0
| E3 | 0 | 0 | 0 | 0 | 0 | 0 | 0 | 0 | 0 | 0 | 0 | 0 | 0 | 0 | 0 | 0 | 0 | 0 | 0 | 0 | 0 | 0 | 0 | 0 | 0 | 0 | 0 | 0 | 0 | 0 | 0
| E4 | 0 | 0 | 0 | 0 | 0 | 0 | 0 | 0 | 0 | 0 | 0 | 0 | 0 | 0 | 0 | 0 | 0 | 0 | 0 | 0 | 0 | 0 | 0 | 0 | 0 | 0 | 0 | 0 | 0 | 0 | 0
| E5 | 0 | 0 | 0 | 0 | 0 | 0 | 0 | 0 | 0 | 0 | 0 | 0 | 0 | 0 | 0 | 0 | 0 | 0 | 0 | 0 | 0 | 0 | 0 | 0 | 0 | 0 | 0 | 0 | 0 | 0 | 0
| E6 | 0 | 0 | 0 | 0 | 0 | 0 | 0 | 0 | 0 | 0 | 0 | 0 | 0 | 0 | 0 | 0 | 0 | 0 | 0 | 0 | 0 | 0 | 0 | 0 | 0 | 0 | 0 | 0 | 0 | 0 | 0
| E7 | 0 | 0 | 0 | 0 | 0 | 0 | 0 | 0 | 0 | 0 | 0 | 0 | 0 | 0 | 0 | 0 | 0 | 0 | 0 | 0 | 0 | 0 | 0 | 0 | 0 | 0 | 0 | 0 | 0 | 0 | 0
| E8 | 0 | 0 | 0 | 0 | 0 | 0 | 0 | 0 | 0 | 0 | 0 | 0 | 0 | 0 | 0 | 0 | 0 | 0 | 0 | 0 | 0 | 0 | 0 | 0 | 0 | 0 | 0 | 0 | 0 | 0 | 0
| E9 | 0 | 0 | 0 | 0 | 0 | 0 | 0 | 0 | 0 | 0 | 0 | 0 | 0 | 0 | 0 | 0 | 0 | 0 | 0 | 0 | 0 | 0 | 0 | 0 | 0 | 0 | 0 | 0 | 0 | 0 | 0
| E10 | 0 | 0 | 0 | 0 | 0 | 0 | 0 | 0 | 0 | 0 | 0 | 0 | 0 | 0 | 0 | 0 | 0 | 0 | 0 | 0 | 0 | 0 | 0 | 0 | 0 | 0 | 0 | 0 | 0 | 0 | 0
| Vintage | 0 | 0 | 0 | 0 | 0 | 0 | 0 | 0 | 0 | 0 | 0 | 0 | 0 | 0 | 0 | 0 | 0 | 0 | 0 | 0 | 0 | 0 | 0 | 0 | 0 | 0 | 0 | 0 | 0 | 0 | 0
Net Change
| Year | Year 0 | Year 1 | Year 2 | Year 3 | Year 4 | Year 5 | Year 6 | Year 7 | Year 8 | Year 9 | Year 10 | Year 11 | Year 12 | Year 13 | Year 14 | Year 15 | Year 16 | Year 17 | Year 18 | Year 19 | Year 20 | Year 21 | Year 22 | Year 23 | Year 24 | Year 25 | Year 26 | Year 27 | Year 28 | Year 29 | Year 30 | Key
| Units | 0 | 0 | 0 | 0 | 0 | 0 | 0 | 0 | 0 | 0 | 0 | 0 | 0 | 0 | 0 | 0 | 0 | 0 | 0 | 0 | 0 | 0 | 0 | 0 | 0 | 0 | 0 | 0 | 0 | 0 | 0 | 0_Units |  |  |  |  | 301957.8232
| Usage | 0 | 0 | 0 | 0 | 0 | 0 | 0 | 0 | 0 | 0 | 0 | 0 | 0 | 0 | 0 | 0 | 0 | 0 | 0 | 0 | 0 | 0 | 0 | 0 | 0 | 0 | 0 | 0 | 0 | 0 | 0 | 0_Usage |  |  |  |  | 1698.6543
| Peak Demand (S) | 0 | 0 | 0 | 0 | 0 | 0 | 0 | 0 | 0 | 0 | 0 | 0 | 0 | 0 | 0 | 0 | 0 | 0 | 0 | 0 | 0 | 0 | 0 | 0 | 0 | 0 | 0 | 0 | 0 | 0 | 0 | 0_Peak Demand (S) |  |  |  |  | 0
| Peak Demand (W) | 0 | 0 | 0 | 0 | 0 | 0 | 0 | 0 | 0 | 0 | 0 | 0 | 0 | 0 | 0 | 0 | 0 | 0 | 0 | 0 | 0 | 0 | 0 | 0 | 0 | 0 | 0 | 0 | 0 | 0 | 0 | 0_Peak Demand (W) |  |  |  |  | 884.6119
| Turnover | 0 | 0 | 0 | 0 | 0 | 0 | 0 | 0 | 0 | 0 | 0 | 0 | 0 | 0 | 0 | 0 | 0 | 0 | 0 | 0 | 0 | 0 | 0 | 0 | 0 | 0 | 0 | 0 | 0 | 0 | 0 | 0_Turnover |  |  |  |  | 6885.4476
| Avg. Replacement Usage | 0 | 0 | 0 | 0 | 0 | 0 | 0 | 0 | 0 | 0 | 0 | 0 | 0 | 0 | 0 | 0 | 0 | 0 | 0 | 0 | 0 | 0 | 0 | 0 | 0 | 0 | 0 | 0 | 0 | 0 | 0 | 0_Avg. Replacement Usage |  |  |  |  | 5638.8522
| Avg. Replacement Demand (S) | 0 | 0 | 0 | 0 | 0 | 0 | 0 | 0 | 0 | 0 | 0 | 0 | 0 | 0 | 0 | 0 | 0 | 0 | 0 | 0 | 0 | 0 | 0 | 0 | 0 | 0 | 0 | 0 | 0 | 0 | 0 | 0_Avg. Replacement Demand (S) |  |  |  |  | 0
| Avg. Replacement Demand (W) | 0 | 0 | 0 | 0 | 0 | 0 | 0 | 0 | 0 | 0 | 0 | 0 | 0 | 0 | 0 | 0 | 0 | 0 | 0 | 0 | 0 | 0 | 0 | 0 | 0 | 0 | 0 | 0 | 0 | 0 | 0 | 0_Avg. Replacement Demand (W) |  |  |  |  | 2.9366
Purchases
| Year | Year 0 | Year 1 | Year 2 | Year 3 | Year 4 | Year 5 | Year 6 | Year 7 | Year 8 | Year 9 | Year 10 | Year 11 | Year 12 | Year 13 | Year 14 | Year 15 | Year 16 | Year 17 | Year 18 | Year 19 | Year 20 | Year 21 | Year 22 | Year 23 | Year 24 | Year 25 | Year 26 | Year 27 | Year 28 | Year 29 | Year 30
| E1 | 0 | 0 | 0 | 0 | 0 | 0 | 0 | 0 | 0 | 0 | 0 | 0 | 0 | 0 | 0 | 0 | 0 | 0 | 0 | 0 | 0 | 0 | 0 | 0 | 0 | 0 | 0 | 0 | 0 | 0 | 0 | 0_E1_Purchases |  |  |  |  | 6885.4476
| E2 | 0 | 0 | 0 | 0 | 0 | 0 | 0 | 0 | 0 | 0 | 0 | 0 | 0 | 0 | 0 | 0 | 0 | 0 | 0 | 0 | 0 | 0 | 0 | 0 | 0 | 0 | 0 | 0 | 0 | 0 | 0 | 0_E2_Purchases |  |  |  |  | 0
| E3 | 0 | 0 | 0 | 0 | 0 | 0 | 0 | 0 | 0 | 0 | 0 | 0 | 0 | 0 | 0 | 0 | 0 | 0 | 0 | 0 | 0 | 0 | 0 | 0 | 0 | 0 | 0 | 0 | 0 | 0 | 0 | 0_E3_Purchases |  |  |  |  | 0
| E4 | 0 | 0 | 0 | 0 | 0 | 0 | 0 | 0 | 0 | 0 | 0 | 0 | 0 | 0 | 0 | 0 | 0 | 0 | 0 | 0 | 0 | 0 | 0 | 0 | 0 | 0 | 0 | 0 | 0 | 0 | 0 | 0_E4_Purchases |  |  |  |  | 0
| E5 | 0 | 0 | 0 | 0 | 0 | 0 | 0 | 0 | 0 | 0 | 0 | 0 | 0 | 0 | 0 | 0 | 0 | 0 | 0 | 0 | 0 | 0 | 0 | 0 | 0 | 0 | 0 | 0 | 0 | 0 | 0 | 0_E5_Purchases |  |  |  |  | 0
| E6 | 0 | 0 | 0 | 0 | 0 | 0 | 0 | 0 | 0 | 0 | 0 | 0 | 0 | 0 | 0 | 0 | 0 | 0 | 0 | 0 | 0 | 0 | 0 | 0 | 0 | 0 | 0 | 0 | 0 | 0 | 0 | 0_E6_Purchases |  |  |  |  | 0
| E7 | 0 | 0 | 0 | 0 | 0 | 0 | 0 | 0 | 0 | 0 | 0 | 0 | 0 | 0 | 0 | 0 | 0 | 0 | 0 | 0 | 0 | 0 | 0 | 0 | 0 | 0 | 0 | 0 | 0 | 0 | 0 | 0_E7_Purchases |  |  |  |  | 0
| E8 | 0 | 0 | 0 | 0 | 0 | 0 | 0 | 0 | 0 | 0 | 0 | 0 | 0 | 0 | 0 | 0 | 0 | 0 | 0 | 0 | 0 | 0 | 0 | 0 | 0 | 0 | 0 | 0 | 0 | 0 | 0 | 0_E8_Purchases |  |  |  |  | 0
| E9 | 0 | 0 | 0 | 0 | 0 | 0 | 0 | 0 | 0 | 0 | 0 | 0 | 0 | 0 | 0 | 0 | 0 | 0 | 0 | 0 | 0 | 0 | 0 | 0 | 0 | 0 | 0 | 0 | 0 | 0 | 0 | 0_E9_Purchases |  |  |  |  | 0
| E10 | 0 | 0 | 0 | 0 | 0 | 0 | 0 | 0 | 0 | 0 | 0 | 0 | 0 | 0 | 0 | 0 | 0 | 0 | 0 | 0 | 0 | 0 | 0 | 0 | 0 | 0 | 0 | 0 | 0 | 0 | 0 | 0_E10_Purchases |  |  |  |  | 0
Stock
| Year | Year 0 | Year 1 | Year 2 | Year 3 | Year 4 | Year 5 | Year 6 | Year 7 | Year 8 | Year 9 | Year 10 | Year 11 | Year 12 | Year 13 | Year 14 | Year 15 | Year 16 | Year 17 | Year 18 | Year 19 | Year 20 | Year 21 | Year 22 | Year 23 | Year 24 | Year 25 | Year 26 | Year 27 | Year 28 | Year 29 | Year 30
| E1 | 0 | 0 | 0 | 0 | 0 | 0 | 0 | 0 | 0 | 0 | 0 | 0 | 0 | 0 | 0 | 0 | 0 | 0 | 0 | 0 | 0 | 0 | 0 | 0 | 0 | 0 | 0 | 0 | 0 | 0 | 0 | 0_E1_Stock |  |  |  |  | 13576.6093
| E2 | 0 | 0 | 0 | 0 | 0 | 0 | 0 | 0 | 0 | 0 | 0 | 0 | 0 | 0 | 0 | 0 | 0 | 0 | 0 | 0 | 0 | 0 | 0 | 0 | 0 | 0 | 0 | 0 | 0 | 0 | 0 | 0_E2_Stock |  |  |  |  | 0
| E3 | 0 | 0 | 0 | 0 | 0 | 0 | 0 | 0 | 0 | 0 | 0 | 0 | 0 | 0 | 0 | 0 | 0 | 0 | 0 | 0 | 0 | 0 | 0 | 0 | 0 | 0 | 0 | 0 | 0 | 0 | 0 | 0_E3_Stock |  |  |  |  | 0
| E4 | 0 | 0 | 0 | 0 | 0 | 0 | 0 | 0 | 0 | 0 | 0 | 0 | 0 | 0 | 0 | 0 | 0 | 0 | 0 | 0 | 0 | 0 | 0 | 0 | 0 | 0 | 0 | 0 | 0 | 0 | 0 | 0_E4_Stock |  |  |  |  | 0
| E5 | 0 | 0 | 0 | 0 | 0 | 0 | 0 | 0 | 0 | 0 | 0 | 0 | 0 | 0 | 0 | 0 | 0 | 0 | 0 | 0 | 0 | 0 | 0 | 0 | 0 | 0 | 0 | 0 | 0 | 0 | 0 | 0_E5_Stock |  |  |  |  | 0
| E6 | 0 | 0 | 0 | 0 | 0 | 0 | 0 | 0 | 0 | 0 | 0 | 0 | 0 | 0 | 0 | 0 | 0 | 0 | 0 | 0 | 0 | 0 | 0 | 0 | 0 | 0 | 0 | 0 | 0 | 0 | 0 | 0_E6_Stock |  |  |  |  | 0
| E7 | 0 | 0 | 0 | 0 | 0 | 0 | 0 | 0 | 0 | 0 | 0 | 0 | 0 | 0 | 0 | 0 | 0 | 0 | 0 | 0 | 0 | 0 | 0 | 0 | 0 | 0 | 0 | 0 | 0 | 0 | 0 | 0_E7_Stock |  |  |  |  | 0
| E8 | 0 | 0 | 0 | 0 | 0 | 0 | 0 | 0 | 0 | 0 | 0 | 0 | 0 | 0 | 0 | 0 | 0 | 0 | 0 | 0 | 0 | 0 | 0 | 0 | 0 | 0 | 0 | 0 | 0 | 0 | 0 | 0_E8_Stock |  |  |  |  | 0
| E9 | 0 | 0 | 0 | 0 | 0 | 0 | 0 | 0 | 0 | 0 | 0 | 0 | 0 | 0 | 0 | 0 | 0 | 0 | 0 | 0 | 0 | 0 | 0 | 0 | 0 | 0 | 0 | 0 | 0 | 0 | 0 | 0_E9_Stock |  |  |  |  | 0
| E10 | 0 | 0 | 0 | 0 | 0 | 0 | 0 | 0 | 0 | 0 | 0 | 0 | 0 | 0 | 0 | 0 | 0 | 0 | 0 | 0 | 0 | 0 | 0 | 0 | 0 | 0 | 0 | 0 | 0 | 0 | 0 | 0_E10_Stock |  |  |  |  | 0
| Vintage | 0 | 0 | 0 | 0 | 0 | 0 | 0 | 0 | 0 | 0 | 0 | 0 | 0 | 0 | 0 | 0 | 0 | 0 | 0 | 0 | 0 | 0 | 0 | 0 | 0 | 0 | 0 | 0 | 0 | 0 | 0 | 0_Vintage_Stock |  |  |  |  | 288381.2139
S3C1 |  | Year 0: System 3 Technology 1
Technology Variables
| Tech Key | Year 0: 0
| Peak Factor (S) | Year 0: 0
| Peak Factor (W) | Year 0: 0
| Min Vintage Lifetime | Year 0: 0
| Max Vintage Lifetime | Year 0: 0
| Turnover Style | Year 0: 0
Technology Variables
| Equipment | Year 0: Label; Year 1: Min Lifetime; Year 2: Max Lifetime; Year 3: Degradation; Year 4: Usage; Year 5: Available
| E1 | Year 1: 0; Year 2: 0; Year 3: 0%; Year 4: 0; Year 5: FALSE
| E2 | Year 1: 0; Year 2: 0; Year 3: 0%; Year 4: 0; Year 5: FALSE
| E3 | Year 1: 0; Year 2: 0; Year 3: 0%; Year 4: 0; Year 5: FALSE
| E4 | Year 1: 0; Year 2: 0; Year 3: 0%; Year 4: 0; Year 5: FALSE
| E5 | Year 1: 0; Year 2: 0; Year 3: 0%; Year 4: 0; Year 5: FALSE
| E6 | Year 1: 0; Year 2: 0; Year 3: 0%; Year 4: 0; Year 5: FALSE
| E7 | Year 1: 0; Year 2: 0; Year 3: 0%; Year 4: 0; Year 5: FALSE
| E8 | Year 1: 0; Year 2: 0; Year 3: 0%; Year 4: 0; Year 5: FALSE
| E9 | Year 1: 0; Year 2: 0; Year 3: 0%; Year 4: 0; Year 5: FALSE
| E10 | Year 1: 0; Year 2: 0; Year 3: 0%; Year 4: 0; Year 5: FALSE
Original Forecast Results
| Year | Year 0 | Year 1 | Year 2 | Year 3 | Year 4 | Year 5 | Year 6 | Year 7 | Year 8 | Year 9 | Year 10 | Year 11 | Year 12 | Year 13 | Year 14 | Year 15 | Year 16 | Year 17 | Year 18 | Year 19 | Year 20 | Year 21 | Year 22 | Year 23 | Year 24 | Year 25 | Year 26 | Year 27 | Year 28 | Year 29 | Year 30 | Key
| Units | 0 | 0 | 0 | 0 | 0 | 0 | 0 | 0 | 0 | 0 | 0 | 0 | 0 | 0 | 0 | 0 | 0 | 0 | 0 | 0 | 0 | 0 | 0 | 0 | 0 | 0 | 0 | 0 | 0 | 0 | 0 | #REF! |  |  |  |  | 301957.8232
| Usage | 0 | 0 | 0 | 0 | 0 | 0 | 0 | 0 | 0 | 0 | 0 | 0 | 0 | 0 | 0 | 0 | 0 | 0 | 0 | 0 | 0 | 0 | 0 | 0 | 0 | 0 | 0 | 0 | 0 | 0 | 0 | #REF! |  |  |  |  | 1698.6543
| Peak Demand (S) | 0 | 0 | 0 | 0 | 0 | 0 | 0 | 0 | 0 | 0 | 0 | 0 | 0 | 0 | 0 | 0 | 0 | 0 | 0 | 0 | 0 | 0 | 0 | 0 | 0 | 0 | 0 | 0 | 0 | 0 | 0 | #REF! |  |  |  |  | 0
| Peak Demand (W) | 0 | 0 | 0 | 0 | 0 | 0 | 0 | 0 | 0 | 0 | 0 | 0 | 0 | 0 | 0 | 0 | 0 | 0 | 0 | 0 | 0 | 0 | 0 | 0 | 0 | 0 | 0 | 0 | 0 | 0 | 0 | #REF! |  |  |  |  | 884.6119
| Turnover | 0 | 0 | 0 | 0 | 0 | 0 | 0 | 0 | 0 | 0 | 0 | 0 | 0 | 0 | 0 | 0 | 0 | 0 | 0 | 0 | 0 | 0 | 0 | 0 | 0 | 0 | 0 | 0 | 0 | 0 | 0 | #REF! |  |  |  |  | 6885.4476
| Avg. Replacement Usage | 0 | 0 | 0 | 0 | 0 | 0 | 0 | 0 | 0 | 0 | 0 | 0 | 0 | 0 | 0 | 0 | 0 | 0 | 0 | 0 | 0 | 0 | 0 | 0 | 0 | 0 | 0 | 0 | 0 | 0 | 0 | #REF! |  |  |  |  | 5638.8522
| Avg. Replacement Demand (S) | 0 | 0 | 0 | 0 | 0 | 0 | 0 | 0 | 0 | 0 | 0 | 0 | 0 | 0 | 0 | 0 | 0 | 0 | 0 | 0 | 0 | 0 | 0 | 0 | 0 | 0 | 0 | 0 | 0 | 0 | 0 | #REF! |  |  |  |  | 0
| Avg. Replacement Demand (W) | 0 | 0 | 0 | 0 | 0 | 0 | 0 | 0 | 0 | 0 | 0 | 0 | 0 | 0 | 0 | 0 | 0 | 0 | 0 | 0 | 0 | 0 | 0 | 0 | 0 | 0 | 0 | 0 | 0 | 0 | 0 | #REF! |  |  |  |  | 2.9366
Tech Forecast Stock
| Year | Year 0 | Year 1 | Year 2 | Year 3 | Year 4 | Year 5 | Year 6 | Year 7 | Year 8 | Year 9 | Year 10 | Year 11 | Year 12 | Year 13 | Year 14 | Year 15 | Year 16 | Year 17 | Year 18 | Year 19 | Year 20 | Year 21 | Year 22 | Year 23 | Year 24 | Year 25 | Year 26 | Year 27 | Year 28 | Year 29 | Year 30
| E1 | 0 | 0 | 0 | 0 | 0 | 0 | 0 | 0 | 0 | 0 | 0 | 0 | 0 | 0 | 0 | 0 | 0 | 0 | 0 | 0 | 0 | 0 | 0 | 0 | 0 | 0 | 0 | 0 | 0 | 0 | 0
| E2 | 0 | 0 | 0 | 0 | 0 | 0 | 0 | 0 | 0 | 0 | 0 | 0 | 0 | 0 | 0 | 0 | 0 | 0 | 0 | 0 | 0 | 0 | 0 | 0 | 0 | 0 | 0 | 0 | 0 | 0 | 0
| E3 | 0 | 0 | 0 | 0 | 0 | 0 | 0 | 0 | 0 | 0 | 0 | 0 | 0 | 0 | 0 | 0 | 0 | 0 | 0 | 0 | 0 | 0 | 0 | 0 | 0 | 0 | 0 | 0 | 0 | 0 | 0
| E4 | 0 | 0 | 0 | 0 | 0 | 0 | 0 | 0 | 0 | 0 | 0 | 0 | 0 | 0 | 0 | 0 | 0 | 0 | 0 | 0 | 0 | 0 | 0 | 0 | 0 | 0 | 0 | 0 | 0 | 0 | 0
| E5 | 0 | 0 | 0 | 0 | 0 | 0 | 0 | 0 | 0 | 0 | 0 | 0 | 0 | 0 | 0 | 0 | 0 | 0 | 0 | 0 | 0 | 0 | 0 | 0 | 0 | 0 | 0 | 0 | 0 | 0 | 0
| E6 | 0 | 0 | 0 | 0 | 0 | 0 | 0 | 0 | 0 | 0 | 0 | 0 | 0 | 0 | 0 | 0 | 0 | 0 | 0 | 0 | 0 | 0 | 0 | 0 | 0 | 0 | 0 | 0 | 0 | 0 | 0
| E7 | 0 | 0 | 0 | 0 | 0 | 0 | 0 | 0 | 0 | 0 | 0 | 0 | 0 | 0 | 0 | 0 | 0 | 0 | 0 | 0 | 0 | 0 | 0 | 0 | 0 | 0 | 0 | 0 | 0 | 0 | 0
| E8 | 0 | 0 | 0 | 0 | 0 | 0 | 0 | 0 | 0 | 0 | 0 | 0 | 0 | 0 | 0 | 0 | 0 | 0 | 0 | 0 | 0 | 0 | 0 | 0 | 0 | 0 | 0 | 0 | 0 | 0 | 0
| E9 | 0 | 0 | 0 | 0 | 0 | 0 | 0 | 0 | 0 | 0 | 0 | 0 | 0 | 0 | 0 | 0 | 0 | 0 | 0 | 0 | 0 | 0 | 0 | 0 | 0 | 0 | 0 | 0 | 0 | 0 | 0
| E10 | 0 | 0 | 0 | 0 | 0 | 0 | 0 | 0 | 0 | 0 | 0 | 0 | 0 | 0 | 0 | 0 | 0 | 0 | 0 | 0 | 0 | 0 | 0 | 0 | 0 | 0 | 0 | 0 | 0 | 0 | 0
| Vintage | 0 | 0 | 0 | 0 | 0 | 0 | 0 | 0 | 0 | 0 | 0 | 0 | 0 | 0 | 0 | 0 | 0 | 0 | 0 | 0 | 0 | 0 | 0 | 0 | 0 | 0 | 0 | 0 | 0 | 0 | 0
Stock for Switching
| Year | Year 0 | Year 1 | Year 2 | Year 3 | Year 4 | Year 5 | Year 6 | Year 7 | Year 8 | Year 9 | Year 10 | Year 11 | Year 12 | Year 13 | Year 14 | Year 15 | Year 16 | Year 17 | Year 18 | Year 19 | Year 20 | Year 21 | Year 22 | Year 23 | Year 24 | Year 25 | Year 26 | Year 27 | Year 28 | Year 29 | Year 30
| E1 | 0 | 0 | 0 | 0 | 0 | 0 | 0 | 0 | 0 | 0 | 0 | 0 | 0 | 0 | 0 | 0 | 0 | 0 | 0 | 0 | 0 | 0 | 0 | 0 | 0 | 0 | 0 | 0 | 0 | 0 | 0 | 0_E1_SysStock
| E2 | 0 | 0 | 0 | 0 | 0 | 0 | 0 | 0 | 0 | 0 | 0 | 0 | 0 | 0 | 0 | 0 | 0 | 0 | 0 | 0 | 0 | 0 | 0 | 0 | 0 | 0 | 0 | 0 | 0 | 0 | 0 | 0_E2_SysStock
| E3 | 0 | 0 | 0 | 0 | 0 | 0 | 0 | 0 | 0 | 0 | 0 | 0 | 0 | 0 | 0 | 0 | 0 | 0 | 0 | 0 | 0 | 0 | 0 | 0 | 0 | 0 | 0 | 0 | 0 | 0 | 0 | 0_E3_SysStock
| E4 | 0 | 0 | 0 | 0 | 0 | 0 | 0 | 0 | 0 | 0 | 0 | 0 | 0 | 0 | 0 | 0 | 0 | 0 | 0 | 0 | 0 | 0 | 0 | 0 | 0 | 0 | 0 | 0 | 0 | 0 | 0 | 0_E4_SysStock
| E5 | 0 | 0 | 0 | 0 | 0 | 0 | 0 | 0 | 0 | 0 | 0 | 0 | 0 | 0 | 0 | 0 | 0 | 0 | 0 | 0 | 0 | 0 | 0 | 0 | 0 | 0 | 0 | 0 | 0 | 0 | 0 | 0_E5_SysStock
| E6 | 0 | 0 | 0 | 0 | 0 | 0 | 0 | 0 | 0 | 0 | 0 | 0 | 0 | 0 | 0 | 0 | 0 | 0 | 0 | 0 | 0 | 0 | 0 | 0 | 0 | 0 | 0 | 0 | 0 | 0 | 0 | 0_E6_SysStock
| E7 | 0 | 0 | 0 | 0 | 0 | 0 | 0 | 0 | 0 | 0 | 0 | 0 | 0 | 0 | 0 | 0 | 0 | 0 | 0 | 0 | 0 | 0 | 0 | 0 | 0 | 0 | 0 | 0 | 0 | 0 | 0 | 0_E7_SysStock
| E8 | 0 | 0 | 0 | 0 | 0 | 0 | 0 | 0 | 0 | 0 | 0 | 0 | 0 | 0 | 0 | 0 | 0 | 0 | 0 | 0 | 0 | 0 | 0 | 0 | 0 | 0 | 0 | 0 | 0 | 0 | 0 | 0_E8_SysStock
| E9 | 0 | 0 | 0 | 0 | 0 | 0 | 0 | 0 | 0 | 0 | 0 | 0 | 0 | 0 | 0 | 0 | 0 | 0 | 0 | 0 | 0 | 0 | 0 | 0 | 0 | 0 | 0 | 0 | 0 | 0 | 0 | 0_E9_SysStock
| E10 | 0 | 0 | 0 | 0 | 0 | 0 | 0 | 0 | 0 | 0 | 0 | 0 | 0 | 0 | 0 | 0 | 0 | 0 | 0 | 0 | 0 | 0 | 0 | 0 | 0 | 0 | 0 | 0 | 0 | 0 | 0 | 0_E10_SysStock
| Vintage | 0 | 0 | 0 | 0 | 0 | 0 | 0 | 0 | 0 | 0 | 0 | 0 | 0 | 0 | 0 | 0 | 0 | 0 | 0 | 0 | 0 | 0 | 0 | 0 | 0 | 0 | 0 | 0 | 0 | 0 | 0 | 0_Vintage_SysStock
Tech Forecast Purchases
| Year | Year 0 | Year 1 | Year 2 | Year 3 | Year 4 | Year 5 | Year 6 | Year 7 | Year 8 | Year 9 | Year 10 | Year 11 | Year 12 | Year 13 | Year 14 | Year 15 | Year 16 | Year 17 | Year 18 | Year 19 | Year 20 | Year 21 | Year 22 | Year 23 | Year 24 | Year 25 | Year 26 | Year 27 | Year 28 | Year 29 | Year 30
| E1 | 0 | 0 | 0 | 0 | 0 | 0 | 0 | 0 | 0 | 0 | 0 | 0 | 0 | 0 | 0 | 0 | 0 | 0 | 0 | 0 | 0 | 0 | 0 | 0 | 0 | 0 | 0 | 0 | 0 | 0 | 0
| E2 | 0 | 0 | 0 | 0 | 0 | 0 | 0 | 0 | 0 | 0 | 0 | 0 | 0 | 0 | 0 | 0 | 0 | 0 | 0 | 0 | 0 | 0 | 0 | 0 | 0 | 0 | 0 | 0 | 0 | 0 | 0
| E3 | 0 | 0 | 0 | 0 | 0 | 0 | 0 | 0 | 0 | 0 | 0 | 0 | 0 | 0 | 0 | 0 | 0 | 0 | 0 | 0 | 0 | 0 | 0 | 0 | 0 | 0 | 0 | 0 | 0 | 0 | 0
| E4 | 0 | 0 | 0 | 0 | 0 | 0 | 0 | 0 | 0 | 0 | 0 | 0 | 0 | 0 | 0 | 0 | 0 | 0 | 0 | 0 | 0 | 0 | 0 | 0 | 0 | 0 | 0 | 0 | 0 | 0 | 0
| E5 | 0 | 0 | 0 | 0 | 0 | 0 | 0 | 0 | 0 | 0 | 0 | 0 | 0 | 0 | 0 | 0 | 0 | 0 | 0 | 0 | 0 | 0 | 0 | 0 | 0 | 0 | 0 | 0 | 0 | 0 | 0
| E6 | 0 | 0 | 0 | 0 | 0 | 0 | 0 | 0 | 0 | 0 | 0 | 0 | 0 | 0 | 0 | 0 | 0 | 0 | 0 | 0 | 0 | 0 | 0 | 0 | 0 | 0 | 0 | 0 | 0 | 0 | 0
| E7 | 0 | 0 | 0 | 0 | 0 | 0 | 0 | 0 | 0 | 0 | 0 | 0 | 0 | 0 | 0 | 0 | 0 | 0 | 0 | 0 | 0 | 0 | 0 | 0 | 0 | 0 | 0 | 0 | 0 | 0 | 0
| E8 | 0 | 0 | 0 | 0 | 0 | 0 | 0 | 0 | 0 | 0 | 0 | 0 | 0 | 0 | 0 | 0 | 0 | 0 | 0 | 0 | 0 | 0 | 0 | 0 | 0 | 0 | 0 | 0 | 0 | 0 | 0
| E9 | 0 | 0 | 0 | 0 | 0 | 0 | 0 | 0 | 0 | 0 | 0 | 0 | 0 | 0 | 0 | 0 | 0 | 0 | 0 | 0 | 0 | 0 | 0 | 0 | 0 | 0 | 0 | 0 | 0 | 0 | 0
| E10 | 0 | 0 | 0 | 0 | 0 | 0 | 0 | 0 | 0 | 0 | 0 | 0 | 0 | 0 | 0 | 0 | 0 | 0 | 0 | 0 | 0 | 0 | 0 | 0 | 0 | 0 | 0 | 0 | 0 | 0 | 0
Potential to Switch
| Year | Year 0 | Year 1 | Year 2 | Year 3 | Year 4 | Year 5 | Year 6 | Year 7 | Year 8 | Year 9 | Year 10 | Year 11 | Year 12 | Year 13 | Year 14 | Year 15 | Year 16 | Year 17 | Year 18 | Year 19 | Year 20 | Year 21 | Year 22 | Year 23 | Year 24 | Year 25 | Year 26 | Year 27 | Year 28 | Year 29 | Year 30
| E1 | 0 | 0 | 0 | 0 | 0 | 0 | 0 | 0 | 0 | 0 | 0 | 0 | 0 | 0 | 0 | 0 | 0 | 0 | 0 | 0 | 0 | 0 | 0 | 0 | 0 | 0 | 0 | 0 | 0 | 0 | 0 | 0_E1_Switched Out
| E2 | 0 | 0 | 0 | 0 | 0 | 0 | 0 | 0 | 0 | 0 | 0 | 0 | 0 | 0 | 0 | 0 | 0 | 0 | 0 | 0 | 0 | 0 | 0 | 0 | 0 | 0 | 0 | 0 | 0 | 0 | 0 | 0_E2_Switched Out
| E3 | 0 | 0 | 0 | 0 | 0 | 0 | 0 | 0 | 0 | 0 | 0 | 0 | 0 | 0 | 0 | 0 | 0 | 0 | 0 | 0 | 0 | 0 | 0 | 0 | 0 | 0 | 0 | 0 | 0 | 0 | 0 | 0_E3_Switched Out
| E4 | 0 | 0 | 0 | 0 | 0 | 0 | 0 | 0 | 0 | 0 | 0 | 0 | 0 | 0 | 0 | 0 | 0 | 0 | 0 | 0 | 0 | 0 | 0 | 0 | 0 | 0 | 0 | 0 | 0 | 0 | 0 | 0_E4_Switched Out
| E5 | 0 | 0 | 0 | 0 | 0 | 0 | 0 | 0 | 0 | 0 | 0 | 0 | 0 | 0 | 0 | 0 | 0 | 0 | 0 | 0 | 0 | 0 | 0 | 0 | 0 | 0 | 0 | 0 | 0 | 0 | 0 | 0_E5_Switched Out
| E6 | 0 | 0 | 0 | 0 | 0 | 0 | 0 | 0 | 0 | 0 | 0 | 0 | 0 | 0 | 0 | 0 | 0 | 0 | 0 | 0 | 0 | 0 | 0 | 0 | 0 | 0 | 0 | 0 | 0 | 0 | 0 | 0_E6_Switched Out
| E7 | 0 | 0 | 0 | 0 | 0 | 0 | 0 | 0 | 0 | 0 | 0 | 0 | 0 | 0 | 0 | 0 | 0 | 0 | 0 | 0 | 0 | 0 | 0 | 0 | 0 | 0 | 0 | 0 | 0 | 0 | 0 | 0_E7_Switched Out
| E8 | 0 | 0 | 0 | 0 | 0 | 0 | 0 | 0 | 0 | 0 | 0 | 0 | 0 | 0 | 0 | 0 | 0 | 0 | 0 | 0 | 0 | 0 | 0 | 0 | 0 | 0 | 0 | 0 | 0 | 0 | 0 | 0_E8_Switched Out
| E9 | 0 | 0 | 0 | 0 | 0 | 0 | 0 | 0 | 0 | 0 | 0 | 0 | 0 | 0 | 0 | 0 | 0 | 0 | 0 | 0 | 0 | 0 | 0 | 0 | 0 | 0 | 0 | 0 | 0 | 0 | 0 | 0_E9_Switched Out
| E10 | 0 | 0 | 0 | 0 | 0 | 0 | 0 | 0 | 0 | 0 | 0 | 0 | 0 | 0 | 0 | 0 | 0 | 0 | 0 | 0 | 0 | 0 | 0 | 0 | 0 | 0 | 0 | 0 | 0 | 0 | 0 | 0_E10_Switched Out
Units Out
| E1 | 0 | 0 | 0 | 0 | 0 | 0 | 0 | 0 | 0 | 0 | 0 | 0 | 0 | 0 | 0 | 0 | 0 | 0 | 0 | 0 | 0 | 0 | 0 | 0 | 0 | 0 | 0 | 0 | 0 | 0 | 0
| E2 | 0 | 0 | 0 | 0 | 0 | 0 | 0 | 0 | 0 | 0 | 0 | 0 | 0 | 0 | 0 | 0 | 0 | 0 | 0 | 0 | 0 | 0 | 0 | 0 | 0 | 0 | 0 | 0 | 0 | 0 | 0
| E3 | 0 | 0 | 0 | 0 | 0 | 0 | 0 | 0 | 0 | 0 | 0 | 0 | 0 | 0 | 0 | 0 | 0 | 0 | 0 | 0 | 0 | 0 | 0 | 0 | 0 | 0 | 0 | 0 | 0 | 0 | 0
| E4 | 0 | 0 | 0 | 0 | 0 | 0 | 0 | 0 | 0 | 0 | 0 | 0 | 0 | 0 | 0 | 0 | 0 | 0 | 0 | 0 | 0 | 0 | 0 | 0 | 0 | 0 | 0 | 0 | 0 | 0 | 0
| E5 | 0 | 0 | 0 | 0 | 0 | 0 | 0 | 0 | 0 | 0 | 0 | 0 | 0 | 0 | 0 | 0 | 0 | 0 | 0 | 0 | 0 | 0 | 0 | 0 | 0 | 0 | 0 | 0 | 0 | 0 | 0
| E6 | 0 | 0 | 0 | 0 | 0 | 0 | 0 | 0 | 0 | 0 | 0 | 0 | 0 | 0 | 0 | 0 | 0 | 0 | 0 | 0 | 0 | 0 | 0 | 0 | 0 | 0 | 0 | 0 | 0 | 0 | 0
| E7 | 0 | 0 | 0 | 0 | 0 | 0 | 0 | 0 | 0 | 0 | 0 | 0 | 0 | 0 | 0 | 0 | 0 | 0 | 0 | 0 | 0 | 0 | 0 | 0 | 0 | 0 | 0 | 0 | 0 | 0 | 0
| E8 | 0 | 0 | 0 | 0 | 0 | 0 | 0 | 0 | 0 | 0 | 0 | 0 | 0 | 0 | 0 | 0 | 0 | 0 | 0 | 0 | 0 | 0 | 0 | 0 | 0 | 0 | 0 | 0 | 0 | 0 | 0
| E9 | 0 | 0 | 0 | 0 | 0 | 0 | 0 | 0 | 0 | 0 | 0 | 0 | 0 | 0 | 0 | 0 | 0 | 0 | 0 | 0 | 0 | 0 | 0 | 0 | 0 | 0 | 0 | 0 | 0 | 0 | 0
| E10 | 0 | 0 | 0 | 0 | 0 | 0 | 0 | 0 | 0 | 0 | 0 | 0 | 0 | 0 | 0 | 0 | 0 | 0 | 0 | 0 | 0 | 0 | 0 | 0 | 0 | 0 | 0 | 0 | 0 | 0 | 0
| Vintage | 0 | 0 | 0 | 0 | 0 | 0 | 0 | 0 | 0 | 0 | 0 | 0 | 0 | 0 | 0 | 0 | 0 | 0 | 0 | 0 | 0 | 0 | 0 | 0 | 0 | 0 | 0 | 0 | 0 | 0 | 0
Tech Purchase Shares
| Year | Year 0 | Year 1 | Year 2 | Year 3 | Year 4 | Year 5 | Year 6 | Year 7 | Year 8 | Year 9 | Year 10 | Year 11 | Year 12 | Year 13 | Year 14 | Year 15 | Year 16 | Year 17 | Year 18 | Year 19 | Year 20 | Year 21 | Year 22 | Year 23 | Year 24 | Year 25 | Year 26 | Year 27 | Year 28 | Year 29 | Year 30
E1 | bar: Year 0 to Year 30
E2 | bar: Year 0 to Year 30
E3 | bar: Year 0 to Year 30
E4 | bar: Year 0 to Year 30
E5 | bar: Year 0 to Year 30
E6 | bar: Year 0 to Year 30
E7 | bar: Year 0 to Year 30
E8 | bar: Year 0 to Year 30
E9 | bar: Year 0 to Year 30
E10 | bar: Year 0 to Year 30
Units In from Switching
| E1 | 0 | 0 | 0 | 0 | 0 | 0 | 0 | 0 | 0 | 0 | 0 | 0 | 0 | 0 | 0 | 0 | 0 | 0 | 0 | 0 | 0 | 0 | 0 | 0 | 0 | 0 | 0 | 0 | 0 | 0 | 0
| E2 | 0 | 0 | 0 | 0 | 0 | 0 | 0 | 0 | 0 | 0 | 0 | 0 | 0 | 0 | 0 | 0 | 0 | 0 | 0 | 0 | 0 | 0 | 0 | 0 | 0 | 0 | 0 | 0 | 0 | 0 | 0
| E3 | 0 | 0 | 0 | 0 | 0 | 0 | 0 | 0 | 0 | 0 | 0 | 0 | 0 | 0 | 0 | 0 | 0 | 0 | 0 | 0 | 0 | 0 | 0 | 0 | 0 | 0 | 0 | 0 | 0 | 0 | 0
| E4 | 0 | 0 | 0 | 0 | 0 | 0 | 0 | 0 | 0 | 0 | 0 | 0 | 0 | 0 | 0 | 0 | 0 | 0 | 0 | 0 | 0 | 0 | 0 | 0 | 0 | 0 | 0 | 0 | 0 | 0 | 0
| E5 | 0 | 0 | 0 | 0 | 0 | 0 | 0 | 0 | 0 | 0 | 0 | 0 | 0 | 0 | 0 | 0 | 0 | 0 | 0 | 0 | 0 | 0 | 0 | 0 | 0 | 0 | 0 | 0 | 0 | 0 | 0
| E6 | 0 | 0 | 0 | 0 | 0 | 0 | 0 | 0 | 0 | 0 | 0 | 0 | 0 | 0 | 0 | 0 | 0 | 0 | 0 | 0 | 0 | 0 | 0 | 0 | 0 | 0 | 0 | 0 | 0 | 0 | 0
| E7 | 0 | 0 | 0 | 0 | 0 | 0 | 0 | 0 | 0 | 0 | 0 | 0 | 0 | 0 | 0 | 0 | 0 | 0 | 0 | 0 | 0 | 0 | 0 | 0 | 0 | 0 | 0 | 0 | 0 | 0 | 0
| E8 | 0 | 0 | 0 | 0 | 0 | 0 | 0 | 0 | 0 | 0 | 0 | 0 | 0 | 0 | 0 | 0 | 0 | 0 | 0 | 0 | 0 | 0 | 0 | 0 | 0 | 0 | 0 | 0 | 0 | 0 | 0
| E9 | 0 | 0 | 0 | 0 | 0 | 0 | 0 | 0 | 0 | 0 | 0 | 0 | 0 | 0 | 0 | 0 | 0 | 0 | 0 | 0 | 0 | 0 | 0 | 0 | 0 | 0 | 0 | 0 | 0 | 0 | 0
| E10 | 0 | 0 | 0 | 0 | 0 | 0 | 0 | 0 | 0 | 0 | 0 | 0 | 0 | 0 | 0 | 0 | 0 | 0 | 0 | 0 | 0 | 0 | 0 | 0 | 0 | 0 | 0 | 0 | 0 | 0 | 0
| Vintage | 0 | 0 | 0 | 0 | 0 | 0 | 0 | 0 | 0 | 0 | 0 | 0 | 0 | 0 | 0 | 0 | 0 | 0 | 0 | 0 | 0 | 0 | 0 | 0 | 0 | 0 | 0 | 0 | 0 | 0 | 0
Net Change
| Year | Year 0 | Year 1 | Year 2 | Year 3 | Year 4 | Year 5 | Year 6 | Year 7 | Year 8 | Year 9 | Year 10 | Year 11 | Year 12 | Year 13 | Year 14 | Year 15 | Year 16 | Year 17 | Year 18 | Year 19 | Year 20 | Year 21 | Year 22 | Year 23 | Year 24 | Year 25 | Year 26 | Year 27 | Year 28 | Year 29 | Year 30 | Key
| Units | 0 | 0 | 0 | 0 | 0 | 0 | 0 | 0 | 0 | 0 | 0 | 0 | 0 | 0 | 0 | 0 | 0 | 0 | 0 | 0 | 0 | 0 | 0 | 0 | 0 | 0 | 0 | 0 | 0 | 0 | 0 | 0_Units |  |  |  |  | 301957.8232
| Usage | 0 | 0 | 0 | 0 | 0 | 0 | 0 | 0 | 0 | 0 | 0 | 0 | 0 | 0 | 0 | 0 | 0 | 0 | 0 | 0 | 0 | 0 | 0 | 0 | 0 | 0 | 0 | 0 | 0 | 0 | 0 | 0_Usage |  |  |  |  | 1698.6543
| Peak Demand (S) | 0 | 0 | 0 | 0 | 0 | 0 | 0 | 0 | 0 | 0 | 0 | 0 | 0 | 0 | 0 | 0 | 0 | 0 | 0 | 0 | 0 | 0 | 0 | 0 | 0 | 0 | 0 | 0 | 0 | 0 | 0 | 0_Peak Demand (S) |  |  |  |  | 0
| Peak Demand (W) | 0 | 0 | 0 | 0 | 0 | 0 | 0 | 0 | 0 | 0 | 0 | 0 | 0 | 0 | 0 | 0 | 0 | 0 | 0 | 0 | 0 | 0 | 0 | 0 | 0 | 0 | 0 | 0 | 0 | 0 | 0 | 0_Peak Demand (W) |  |  |  |  | 884.6119
| Turnover | 0 | 0 | 0 | 0 | 0 | 0 | 0 | 0 | 0 | 0 | 0 | 0 | 0 | 0 | 0 | 0 | 0 | 0 | 0 | 0 | 0 | 0 | 0 | 0 | 0 | 0 | 0 | 0 | 0 | 0 | 0 | 0_Turnover |  |  |  |  | 6885.4476
| Avg. Replacement Usage | 0 | 0 | 0 | 0 | 0 | 0 | 0 | 0 | 0 | 0 | 0 | 0 | 0 | 0 | 0 | 0 | 0 | 0 | 0 | 0 | 0 | 0 | 0 | 0 | 0 | 0 | 0 | 0 | 0 | 0 | 0 | 0_Avg. Replacement Usage |  |  |  |  | 5638.8522
| Avg. Replacement Demand (S) | 0 | 0 | 0 | 0 | 0 | 0 | 0 | 0 | 0 | 0 | 0 | 0 | 0 | 0 | 0 | 0 | 0 | 0 | 0 | 0 | 0 | 0 | 0 | 0 | 0 | 0 | 0 | 0 | 0 | 0 | 0 | 0_Avg. Replacement Demand (S) |  |  |  |  | 0
| Avg. Replacement Demand (W) | 0 | 0 | 0 | 0 | 0 | 0 | 0 | 0 | 0 | 0 | 0 | 0 | 0 | 0 | 0 | 0 | 0 | 0 | 0 | 0 | 0 | 0 | 0 | 0 | 0 | 0 | 0 | 0 | 0 | 0 | 0 | 0_Avg. Replacement Demand (W) |  |  |  |  | 2.9366
Purchases
| Year | Year 0 | Year 1 | Year 2 | Year 3 | Year 4 | Year 5 | Year 6 | Year 7 | Year 8 | Year 9 | Year 10 | Year 11 | Year 12 | Year 13 | Year 14 | Year 15 | Year 16 | Year 17 | Year 18 | Year 19 | Year 20 | Year 21 | Year 22 | Year 23 | Year 24 | Year 25 | Year 26 | Year 27 | Year 28 | Year 29 | Year 30
| E1 | 0 | 0 | 0 | 0 | 0 | 0 | 0 | 0 | 0 | 0 | 0 | 0 | 0 | 0 | 0 | 0 | 0 | 0 | 0 | 0 | 0 | 0 | 0 | 0 | 0 | 0 | 0 | 0 | 0 | 0 | 0 | 0_E1_Purchases |  |  |  |  | 6885.4476
| E2 | 0 | 0 | 0 | 0 | 0 | 0 | 0 | 0 | 0 | 0 | 0 | 0 | 0 | 0 | 0 | 0 | 0 | 0 | 0 | 0 | 0 | 0 | 0 | 0 | 0 | 0 | 0 | 0 | 0 | 0 | 0 | 0_E2_Purchases |  |  |  |  | 0
| E3 | 0 | 0 | 0 | 0 | 0 | 0 | 0 | 0 | 0 | 0 | 0 | 0 | 0 | 0 | 0 | 0 | 0 | 0 | 0 | 0 | 0 | 0 | 0 | 0 | 0 | 0 | 0 | 0 | 0 | 0 | 0 | 0_E3_Purchases |  |  |  |  | 0
| E4 | 0 | 0 | 0 | 0 | 0 | 0 | 0 | 0 | 0 | 0 | 0 | 0 | 0 | 0 | 0 | 0 | 0 | 0 | 0 | 0 | 0 | 0 | 0 | 0 | 0 | 0 | 0 | 0 | 0 | 0 | 0 | 0_E4_Purchases |  |  |  |  | 0
| E5 | 0 | 0 | 0 | 0 | 0 | 0 | 0 | 0 | 0 | 0 | 0 | 0 | 0 | 0 | 0 | 0 | 0 | 0 | 0 | 0 | 0 | 0 | 0 | 0 | 0 | 0 | 0 | 0 | 0 | 0 | 0 | 0_E5_Purchases |  |  |  |  | 0
| E6 | 0 | 0 | 0 | 0 | 0 | 0 | 0 | 0 | 0 | 0 | 0 | 0 | 0 | 0 | 0 | 0 | 0 | 0 | 0 | 0 | 0 | 0 | 0 | 0 | 0 | 0 | 0 | 0 | 0 | 0 | 0 | 0_E6_Purchases |  |  |  |  | 0
| E7 | 0 | 0 | 0 | 0 | 0 | 0 | 0 | 0 | 0 | 0 | 0 | 0 | 0 | 0 | 0 | 0 | 0 | 0 | 0 | 0 | 0 | 0 | 0 | 0 | 0 | 0 | 0 | 0 | 0 | 0 | 0 | 0_E7_Purchases |  |  |  |  | 0
| E8 | 0 | 0 | 0 | 0 | 0 | 0 | 0 | 0 | 0 | 0 | 0 | 0 | 0 | 0 | 0 | 0 | 0 | 0 | 0 | 0 | 0 | 0 | 0 | 0 | 0 | 0 | 0 | 0 | 0 | 0 | 0 | 0_E8_Purchases |  |  |  |  | 0
| E9 | 0 | 0 | 0 | 0 | 0 | 0 | 0 | 0 | 0 | 0 | 0 | 0 | 0 | 0 | 0 | 0 | 0 | 0 | 0 | 0 | 0 | 0 | 0 | 0 | 0 | 0 | 0 | 0 | 0 | 0 | 0 | 0_E9_Purchases |  |  |  |  | 0
| E10 | 0 | 0 | 0 | 0 | 0 | 0 | 0 | 0 | 0 | 0 | 0 | 0 | 0 | 0 | 0 | 0 | 0 | 0 | 0 | 0 | 0 | 0 | 0 | 0 | 0 | 0 | 0 | 0 | 0 | 0 | 0 | 0_E10_Purchases |  |  |  |  | 0
Stock
| Year | Year 0 | Year 1 | Year 2 | Year 3 | Year 4 | Year 5 | Year 6 | Year 7 | Year 8 | Year 9 | Year 10 | Year 11 | Year 12 | Year 13 | Year 14 | Year 15 | Year 16 | Year 17 | Year 18 | Year 19 | Year 20 | Year 21 | Year 22 | Year 23 | Year 24 | Year 25 | Year 26 | Year 27 | Year 28 | Year 29 | Year 30
| E1 | 0 | 0 | 0 | 0 | 0 | 0 | 0 | 0 | 0 | 0 | 0 | 0 | 0 | 0 | 0 | 0 | 0 | 0 | 0 | 0 | 0 | 0 | 0 | 0 | 0 | 0 | 0 | 0 | 0 | 0 | 0 | 0_E1_Stock |  |  |  |  | 13576.6093
| E2 | 0 | 0 | 0 | 0 | 0 | 0 | 0 | 0 | 0 | 0 | 0 | 0 | 0 | 0 | 0 | 0 | 0 | 0 | 0 | 0 | 0 | 0 | 0 | 0 | 0 | 0 | 0 | 0 | 0 | 0 | 0 | 0_E2_Stock |  |  |  |  | 0
| E3 | 0 | 0 | 0 | 0 | 0 | 0 | 0 | 0 | 0 | 0 | 0 | 0 | 0 | 0 | 0 | 0 | 0 | 0 | 0 | 0 | 0 | 0 | 0 | 0 | 0 | 0 | 0 | 0 | 0 | 0 | 0 | 0_E3_Stock |  |  |  |  | 0
| E4 | 0 | 0 | 0 | 0 | 0 | 0 | 0 | 0 | 0 | 0 | 0 | 0 | 0 | 0 | 0 | 0 | 0 | 0 | 0 | 0 | 0 | 0 | 0 | 0 | 0 | 0 | 0 | 0 | 0 | 0 | 0 | 0_E4_Stock |  |  |  |  | 0
| E5 | 0 | 0 | 0 | 0 | 0 | 0 | 0 | 0 | 0 | 0 | 0 | 0 | 0 | 0 | 0 | 0 | 0 | 0 | 0 | 0 | 0 | 0 | 0 | 0 | 0 | 0 | 0 | 0 | 0 | 0 | 0 | 0_E5_Stock |  |  |  |  | 0
| E6 | 0 | 0 | 0 | 0 | 0 | 0 | 0 | 0 | 0 | 0 | 0 | 0 | 0 | 0 | 0 | 0 | 0 | 0 | 0 | 0 | 0 | 0 | 0 | 0 | 0 | 0 | 0 | 0 | 0 | 0 | 0 | 0_E6_Stock |  |  |  |  | 0
| E7 | 0 | 0 | 0 | 0 | 0 | 0 | 0 | 0 | 0 | 0 | 0 | 0 | 0 | 0 | 0 | 0 | 0 | 0 | 0 | 0 | 0 | 0 | 0 | 0 | 0 | 0 | 0 | 0 | 0 | 0 | 0 | 0_E7_Stock |  |  |  |  | 0
| E8 | 0 | 0 | 0 | 0 | 0 | 0 | 0 | 0 | 0 | 0 | 0 | 0 | 0 | 0 | 0 | 0 | 0 | 0 | 0 | 0 | 0 | 0 | 0 | 0 | 0 | 0 | 0 | 0 | 0 | 0 | 0 | 0_E8_Stock |  |  |  |  | 0
| E9 | 0 | 0 | 0 | 0 | 0 | 0 | 0 | 0 | 0 | 0 | 0 | 0 | 0 | 0 | 0 | 0 | 0 | 0 | 0 | 0 | 0 | 0 | 0 | 0 | 0 | 0 | 0 | 0 | 0 | 0 | 0 | 0_E9_Stock |  |  |  |  | 0
| E10 | 0 | 0 | 0 | 0 | 0 | 0 | 0 | 0 | 0 | 0 | 0 | 0 | 0 | 0 | 0 | 0 | 0 | 0 | 0 | 0 | 0 | 0 | 0 | 0 | 0 | 0 | 0 | 0 | 0 | 0 | 0 | 0_E10_Stock |  |  |  |  | 0
| Vintage | 0 | 0 | 0 | 0 | 0 | 0 | 0 | 0 | 0 | 0 | 0 | 0 | 0 | 0 | 0 | 0 | 0 | 0 | 0 | 0 | 0 | 0 | 0 | 0 | 0 | 0 | 0 | 0 | 0 | 0 | 0 | 0_Vintage_Stock |  |  |  |  | 288381.2139
S3C2 |  | Year 0: System 3 Technology 2
Technology Variables
| Tech Key | Year 0: 0
| Peak Factor (S) | Year 0: 0
| Peak Factor (W) | Year 0: 0
| Min Vintage Lifetime | Year 0: 0
| Max Vintage Lifetime | Year 0: 0
| Turnover Style | Year 0: 0
Technology Variables
| Equipment | Year 0: Label; Year 1: Min Lifetime; Year 2: Max Lifetime; Year 3: Degradation; Year 4: Usage; Year 5: Available
| E1 | Year 1: 0; Year 2: 0; Year 3: 0%; Year 4: 0; Year 5: FALSE
| E2 | Year 1: 0; Year 2: 0; Year 3: 0%; Year 4: 0; Year 5: FALSE
| E3 | Year 1: 0; Year 2: 0; Year 3: 0%; Year 4: 0; Year 5: FALSE
| E4 | Year 1: 0; Year 2: 0; Year 3: 0%; Year 4: 0; Year 5: FALSE
| E5 | Year 1: 0; Year 2: 0; Year 3: 0%; Year 4: 0; Year 5: FALSE
| E6 | Year 1: 0; Year 2: 0; Year 3: 0%; Year 4: 0; Year 5: FALSE
| E7 | Year 1: 0; Year 2: 0; Year 3: 0%; Year 4: 0; Year 5: FALSE
| E8 | Year 1: 0; Year 2: 0; Year 3: 0%; Year 4: 0; Year 5: FALSE
| E9 | Year 1: 0; Year 2: 0; Year 3: 0%; Year 4: 0; Year 5: FALSE
| E10 | Year 1: 0; Year 2: 0; Year 3: 0%; Year 4: 0; Year 5: FALSE
Original Forecast Results
| Year | Year 0 | Year 1 | Year 2 | Year 3 | Year 4 | Year 5 | Year 6 | Year 7 | Year 8 | Year 9 | Year 10 | Year 11 | Year 12 | Year 13 | Year 14 | Year 15 | Year 16 | Year 17 | Year 18 | Year 19 | Year 20 | Year 21 | Year 22 | Year 23 | Year 24 | Year 25 | Year 26 | Year 27 | Year 28 | Year 29 | Year 30 | Key
| Units | 0 | 0 | 0 | 0 | 0 | 0 | 0 | 0 | 0 | 0 | 0 | 0 | 0 | 0 | 0 | 0 | 0 | 0 | 0 | 0 | 0 | 0 | 0 | 0 | 0 | 0 | 0 | 0 | 0 | 0 | 0 | #REF! |  |  |  |  | 301957.8232
| Usage | 0 | 0 | 0 | 0 | 0 | 0 | 0 | 0 | 0 | 0 | 0 | 0 | 0 | 0 | 0 | 0 | 0 | 0 | 0 | 0 | 0 | 0 | 0 | 0 | 0 | 0 | 0 | 0 | 0 | 0 | 0 | #REF! |  |  |  |  | 1698.6543
| Peak Demand (S) | 0 | 0 | 0 | 0 | 0 | 0 | 0 | 0 | 0 | 0 | 0 | 0 | 0 | 0 | 0 | 0 | 0 | 0 | 0 | 0 | 0 | 0 | 0 | 0 | 0 | 0 | 0 | 0 | 0 | 0 | 0 | #REF! |  |  |  |  | 0
| Peak Demand (W) | 0 | 0 | 0 | 0 | 0 | 0 | 0 | 0 | 0 | 0 | 0 | 0 | 0 | 0 | 0 | 0 | 0 | 0 | 0 | 0 | 0 | 0 | 0 | 0 | 0 | 0 | 0 | 0 | 0 | 0 | 0 | #REF! |  |  |  |  | 884.6119
| Turnover | 0 | 0 | 0 | 0 | 0 | 0 | 0 | 0 | 0 | 0 | 0 | 0 | 0 | 0 | 0 | 0 | 0 | 0 | 0 | 0 | 0 | 0 | 0 | 0 | 0 | 0 | 0 | 0 | 0 | 0 | 0 | #REF! |  |  |  |  | 6885.4476
| Avg. Replacement Usage | 0 | 0 | 0 | 0 | 0 | 0 | 0 | 0 | 0 | 0 | 0 | 0 | 0 | 0 | 0 | 0 | 0 | 0 | 0 | 0 | 0 | 0 | 0 | 0 | 0 | 0 | 0 | 0 | 0 | 0 | 0 | #REF! |  |  |  |  | 5638.8522
| Avg. Replacement Demand (S) | 0 | 0 | 0 | 0 | 0 | 0 | 0 | 0 | 0 | 0 | 0 | 0 | 0 | 0 | 0 | 0 | 0 | 0 | 0 | 0 | 0 | 0 | 0 | 0 | 0 | 0 | 0 | 0 | 0 | 0 | 0 | #REF! |  |  |  |  | 0
| Avg. Replacement Demand (W) | 0 | 0 | 0 | 0 | 0 | 0 | 0 | 0 | 0 | 0 | 0 | 0 | 0 | 0 | 0 | 0 | 0 | 0 | 0 | 0 | 0 | 0 | 0 | 0 | 0 | 0 | 0 | 0 | 0 | 0 | 0 | #REF! |  |  |  |  | 2.9366
Tech Forecast Stock
| Year | Year 0 | Year 1 | Year 2 | Year 3 | Year 4 | Year 5 | Year 6 | Year 7 | Year 8 | Year 9 | Year 10 | Year 11 | Year 12 | Year 13 | Year 14 | Year 15 | Year 16 | Year 17 | Year 18 | Year 19 | Year 20 | Year 21 | Year 22 | Year 23 | Year 24 | Year 25 | Year 26 | Year 27 | Year 28 | Year 29 | Year 30
| E1 | 0 | 0 | 0 | 0 | 0 | 0 | 0 | 0 | 0 | 0 | 0 | 0 | 0 | 0 | 0 | 0 | 0 | 0 | 0 | 0 | 0 | 0 | 0 | 0 | 0 | 0 | 0 | 0 | 0 | 0 | 0
| E2 | 0 | 0 | 0 | 0 | 0 | 0 | 0 | 0 | 0 | 0 | 0 | 0 | 0 | 0 | 0 | 0 | 0 | 0 | 0 | 0 | 0 | 0 | 0 | 0 | 0 | 0 | 0 | 0 | 0 | 0 | 0
| E3 | 0 | 0 | 0 | 0 | 0 | 0 | 0 | 0 | 0 | 0 | 0 | 0 | 0 | 0 | 0 | 0 | 0 | 0 | 0 | 0 | 0 | 0 | 0 | 0 | 0 | 0 | 0 | 0 | 0 | 0 | 0
| E4 | 0 | 0 | 0 | 0 | 0 | 0 | 0 | 0 | 0 | 0 | 0 | 0 | 0 | 0 | 0 | 0 | 0 | 0 | 0 | 0 | 0 | 0 | 0 | 0 | 0 | 0 | 0 | 0 | 0 | 0 | 0
| E5 | 0 | 0 | 0 | 0 | 0 | 0 | 0 | 0 | 0 | 0 | 0 | 0 | 0 | 0 | 0 | 0 | 0 | 0 | 0 | 0 | 0 | 0 | 0 | 0 | 0 | 0 | 0 | 0 | 0 | 0 | 0
| E6 | 0 | 0 | 0 | 0 | 0 | 0 | 0 | 0 | 0 | 0 | 0 | 0 | 0 | 0 | 0 | 0 | 0 | 0 | 0 | 0 | 0 | 0 | 0 | 0 | 0 | 0 | 0 | 0 | 0 | 0 | 0
| E7 | 0 | 0 | 0 | 0 | 0 | 0 | 0 | 0 | 0 | 0 | 0 | 0 | 0 | 0 | 0 | 0 | 0 | 0 | 0 | 0 | 0 | 0 | 0 | 0 | 0 | 0 | 0 | 0 | 0 | 0 | 0
| E8 | 0 | 0 | 0 | 0 | 0 | 0 | 0 | 0 | 0 | 0 | 0 | 0 | 0 | 0 | 0 | 0 | 0 | 0 | 0 | 0 | 0 | 0 | 0 | 0 | 0 | 0 | 0 | 0 | 0 | 0 | 0
| E9 | 0 | 0 | 0 | 0 | 0 | 0 | 0 | 0 | 0 | 0 | 0 | 0 | 0 | 0 | 0 | 0 | 0 | 0 | 0 | 0 | 0 | 0 | 0 | 0 | 0 | 0 | 0 | 0 | 0 | 0 | 0
| E10 | 0 | 0 | 0 | 0 | 0 | 0 | 0 | 0 | 0 | 0 | 0 | 0 | 0 | 0 | 0 | 0 | 0 | 0 | 0 | 0 | 0 | 0 | 0 | 0 | 0 | 0 | 0 | 0 | 0 | 0 | 0
| Vintage | 0 | 0 | 0 | 0 | 0 | 0 | 0 | 0 | 0 | 0 | 0 | 0 | 0 | 0 | 0 | 0 | 0 | 0 | 0 | 0 | 0 | 0 | 0 | 0 | 0 | 0 | 0 | 0 | 0 | 0 | 0
Stock for Switching
| Year | Year 0 | Year 1 | Year 2 | Year 3 | Year 4 | Year 5 | Year 6 | Year 7 | Year 8 | Year 9 | Year 10 | Year 11 | Year 12 | Year 13 | Year 14 | Year 15 | Year 16 | Year 17 | Year 18 | Year 19 | Year 20 | Year 21 | Year 22 | Year 23 | Year 24 | Year 25 | Year 26 | Year 27 | Year 28 | Year 29 | Year 30
| E1 | 0 | 0 | 0 | 0 | 0 | 0 | 0 | 0 | 0 | 0 | 0 | 0 | 0 | 0 | 0 | 0 | 0 | 0 | 0 | 0 | 0 | 0 | 0 | 0 | 0 | 0 | 0 | 0 | 0 | 0 | 0 | 0_E1_SysStock
| E2 | 0 | 0 | 0 | 0 | 0 | 0 | 0 | 0 | 0 | 0 | 0 | 0 | 0 | 0 | 0 | 0 | 0 | 0 | 0 | 0 | 0 | 0 | 0 | 0 | 0 | 0 | 0 | 0 | 0 | 0 | 0 | 0_E2_SysStock
| E3 | 0 | 0 | 0 | 0 | 0 | 0 | 0 | 0 | 0 | 0 | 0 | 0 | 0 | 0 | 0 | 0 | 0 | 0 | 0 | 0 | 0 | 0 | 0 | 0 | 0 | 0 | 0 | 0 | 0 | 0 | 0 | 0_E3_SysStock
| E4 | 0 | 0 | 0 | 0 | 0 | 0 | 0 | 0 | 0 | 0 | 0 | 0 | 0 | 0 | 0 | 0 | 0 | 0 | 0 | 0 | 0 | 0 | 0 | 0 | 0 | 0 | 0 | 0 | 0 | 0 | 0 | 0_E4_SysStock
| E5 | 0 | 0 | 0 | 0 | 0 | 0 | 0 | 0 | 0 | 0 | 0 | 0 | 0 | 0 | 0 | 0 | 0 | 0 | 0 | 0 | 0 | 0 | 0 | 0 | 0 | 0 | 0 | 0 | 0 | 0 | 0 | 0_E5_SysStock
| E6 | 0 | 0 | 0 | 0 | 0 | 0 | 0 | 0 | 0 | 0 | 0 | 0 | 0 | 0 | 0 | 0 | 0 | 0 | 0 | 0 | 0 | 0 | 0 | 0 | 0 | 0 | 0 | 0 | 0 | 0 | 0 | 0_E6_SysStock
| E7 | 0 | 0 | 0 | 0 | 0 | 0 | 0 | 0 | 0 | 0 | 0 | 0 | 0 | 0 | 0 | 0 | 0 | 0 | 0 | 0 | 0 | 0 | 0 | 0 | 0 | 0 | 0 | 0 | 0 | 0 | 0 | 0_E7_SysStock
| E8 | 0 | 0 | 0 | 0 | 0 | 0 | 0 | 0 | 0 | 0 | 0 | 0 | 0 | 0 | 0 | 0 | 0 | 0 | 0 | 0 | 0 | 0 | 0 | 0 | 0 | 0 | 0 | 0 | 0 | 0 | 0 | 0_E8_SysStock
| E9 | 0 | 0 | 0 | 0 | 0 | 0 | 0 | 0 | 0 | 0 | 0 | 0 | 0 | 0 | 0 | 0 | 0 | 0 | 0 | 0 | 0 | 0 | 0 | 0 | 0 | 0 | 0 | 0 | 0 | 0 | 0 | 0_E9_SysStock
| E10 | 0 | 0 | 0 | 0 | 0 | 0 | 0 | 0 | 0 | 0 | 0 | 0 | 0 | 0 | 0 | 0 | 0 | 0 | 0 | 0 | 0 | 0 | 0 | 0 | 0 | 0 | 0 | 0 | 0 | 0 | 0 | 0_E10_SysStock
| Vintage | 0 | 0 | 0 | 0 | 0 | 0 | 0 | 0 | 0 | 0 | 0 | 0 | 0 | 0 | 0 | 0 | 0 | 0 | 0 | 0 | 0 | 0 | 0 | 0 | 0 | 0 | 0 | 0 | 0 | 0 | 0 | 0_Vintage_SysStock
Tech Forecast Purchases
| Year | Year 0 | Year 1 | Year 2 | Year 3 | Year 4 | Year 5 | Year 6 | Year 7 | Year 8 | Year 9 | Year 10 | Year 11 | Year 12 | Year 13 | Year 14 | Year 15 | Year 16 | Year 17 | Year 18 | Year 19 | Year 20 | Year 21 | Year 22 | Year 23 | Year 24 | Year 25 | Year 26 | Year 27 | Year 28 | Year 29 | Year 30
| E1 | 0 | 0 | 0 | 0 | 0 | 0 | 0 | 0 | 0 | 0 | 0 | 0 | 0 | 0 | 0 | 0 | 0 | 0 | 0 | 0 | 0 | 0 | 0 | 0 | 0 | 0 | 0 | 0 | 0 | 0 | 0
| E2 | 0 | 0 | 0 | 0 | 0 | 0 | 0 | 0 | 0 | 0 | 0 | 0 | 0 | 0 | 0 | 0 | 0 | 0 | 0 | 0 | 0 | 0 | 0 | 0 | 0 | 0 | 0 | 0 | 0 | 0 | 0
| E3 | 0 | 0 | 0 | 0 | 0 | 0 | 0 | 0 | 0 | 0 | 0 | 0 | 0 | 0 | 0 | 0 | 0 | 0 | 0 | 0 | 0 | 0 | 0 | 0 | 0 | 0 | 0 | 0 | 0 | 0 | 0
| E4 | 0 | 0 | 0 | 0 | 0 | 0 | 0 | 0 | 0 | 0 | 0 | 0 | 0 | 0 | 0 | 0 | 0 | 0 | 0 | 0 | 0 | 0 | 0 | 0 | 0 | 0 | 0 | 0 | 0 | 0 | 0
| E5 | 0 | 0 | 0 | 0 | 0 | 0 | 0 | 0 | 0 | 0 | 0 | 0 | 0 | 0 | 0 | 0 | 0 | 0 | 0 | 0 | 0 | 0 | 0 | 0 | 0 | 0 | 0 | 0 | 0 | 0 | 0
| E6 | 0 | 0 | 0 | 0 | 0 | 0 | 0 | 0 | 0 | 0 | 0 | 0 | 0 | 0 | 0 | 0 | 0 | 0 | 0 | 0 | 0 | 0 | 0 | 0 | 0 | 0 | 0 | 0 | 0 | 0 | 0
| E7 | 0 | 0 | 0 | 0 | 0 | 0 | 0 | 0 | 0 | 0 | 0 | 0 | 0 | 0 | 0 | 0 | 0 | 0 | 0 | 0 | 0 | 0 | 0 | 0 | 0 | 0 | 0 | 0 | 0 | 0 | 0
| E8 | 0 | 0 | 0 | 0 | 0 | 0 | 0 | 0 | 0 | 0 | 0 | 0 | 0 | 0 | 0 | 0 | 0 | 0 | 0 | 0 | 0 | 0 | 0 | 0 | 0 | 0 | 0 | 0 | 0 | 0 | 0
| E9 | 0 | 0 | 0 | 0 | 0 | 0 | 0 | 0 | 0 | 0 | 0 | 0 | 0 | 0 | 0 | 0 | 0 | 0 | 0 | 0 | 0 | 0 | 0 | 0 | 0 | 0 | 0 | 0 | 0 | 0 | 0
| E10 | 0 | 0 | 0 | 0 | 0 | 0 | 0 | 0 | 0 | 0 | 0 | 0 | 0 | 0 | 0 | 0 | 0 | 0 | 0 | 0 | 0 | 0 | 0 | 0 | 0 | 0 | 0 | 0 | 0 | 0 | 0
Potential to Switch
| Year | Year 0 | Year 1 | Year 2 | Year 3 | Year 4 | Year 5 | Year 6 | Year 7 | Year 8 | Year 9 | Year 10 | Year 11 | Year 12 | Year 13 | Year 14 | Year 15 | Year 16 | Year 17 | Year 18 | Year 19 | Year 20 | Year 21 | Year 22 | Year 23 | Year 24 | Year 25 | Year 26 | Year 27 | Year 28 | Year 29 | Year 30
| E1 | 0 | 0 | 0 | 0 | 0 | 0 | 0 | 0 | 0 | 0 | 0 | 0 | 0 | 0 | 0 | 0 | 0 | 0 | 0 | 0 | 0 | 0 | 0 | 0 | 0 | 0 | 0 | 0 | 0 | 0 | 0 | 0_E1_Switched Out
| E2 | 0 | 0 | 0 | 0 | 0 | 0 | 0 | 0 | 0 | 0 | 0 | 0 | 0 | 0 | 0 | 0 | 0 | 0 | 0 | 0 | 0 | 0 | 0 | 0 | 0 | 0 | 0 | 0 | 0 | 0 | 0 | 0_E2_Switched Out
| E3 | 0 | 0 | 0 | 0 | 0 | 0 | 0 | 0 | 0 | 0 | 0 | 0 | 0 | 0 | 0 | 0 | 0 | 0 | 0 | 0 | 0 | 0 | 0 | 0 | 0 | 0 | 0 | 0 | 0 | 0 | 0 | 0_E3_Switched Out
| E4 | 0 | 0 | 0 | 0 | 0 | 0 | 0 | 0 | 0 | 0 | 0 | 0 | 0 | 0 | 0 | 0 | 0 | 0 | 0 | 0 | 0 | 0 | 0 | 0 | 0 | 0 | 0 | 0 | 0 | 0 | 0 | 0_E4_Switched Out
| E5 | 0 | 0 | 0 | 0 | 0 | 0 | 0 | 0 | 0 | 0 | 0 | 0 | 0 | 0 | 0 | 0 | 0 | 0 | 0 | 0 | 0 | 0 | 0 | 0 | 0 | 0 | 0 | 0 | 0 | 0 | 0 | 0_E5_Switched Out
| E6 | 0 | 0 | 0 | 0 | 0 | 0 | 0 | 0 | 0 | 0 | 0 | 0 | 0 | 0 | 0 | 0 | 0 | 0 | 0 | 0 | 0 | 0 | 0 | 0 | 0 | 0 | 0 | 0 | 0 | 0 | 0 | 0_E6_Switched Out
| E7 | 0 | 0 | 0 | 0 | 0 | 0 | 0 | 0 | 0 | 0 | 0 | 0 | 0 | 0 | 0 | 0 | 0 | 0 | 0 | 0 | 0 | 0 | 0 | 0 | 0 | 0 | 0 | 0 | 0 | 0 | 0 | 0_E7_Switched Out
| E8 | 0 | 0 | 0 | 0 | 0 | 0 | 0 | 0 | 0 | 0 | 0 | 0 | 0 | 0 | 0 | 0 | 0 | 0 | 0 | 0 | 0 | 0 | 0 | 0 | 0 | 0 | 0 | 0 | 0 | 0 | 0 | 0_E8_Switched Out
| E9 | 0 | 0 | 0 | 0 | 0 | 0 | 0 | 0 | 0 | 0 | 0 | 0 | 0 | 0 | 0 | 0 | 0 | 0 | 0 | 0 | 0 | 0 | 0 | 0 | 0 | 0 | 0 | 0 | 0 | 0 | 0 | 0_E9_Switched Out
| E10 | 0 | 0 | 0 | 0 | 0 | 0 | 0 | 0 | 0 | 0 | 0 | 0 | 0 | 0 | 0 | 0 | 0 | 0 | 0 | 0 | 0 | 0 | 0 | 0 | 0 | 0 | 0 | 0 | 0 | 0 | 0 | 0_E10_Switched Out
Units Out
| E1 | 0 | 0 | 0 | 0 | 0 | 0 | 0 | 0 | 0 | 0 | 0 | 0 | 0 | 0 | 0 | 0 | 0 | 0 | 0 | 0 | 0 | 0 | 0 | 0 | 0 | 0 | 0 | 0 | 0 | 0 | 0
| E2 | 0 | 0 | 0 | 0 | 0 | 0 | 0 | 0 | 0 | 0 | 0 | 0 | 0 | 0 | 0 | 0 | 0 | 0 | 0 | 0 | 0 | 0 | 0 | 0 | 0 | 0 | 0 | 0 | 0 | 0 | 0
| E3 | 0 | 0 | 0 | 0 | 0 | 0 | 0 | 0 | 0 | 0 | 0 | 0 | 0 | 0 | 0 | 0 | 0 | 0 | 0 | 0 | 0 | 0 | 0 | 0 | 0 | 0 | 0 | 0 | 0 | 0 | 0
| E4 | 0 | 0 | 0 | 0 | 0 | 0 | 0 | 0 | 0 | 0 | 0 | 0 | 0 | 0 | 0 | 0 | 0 | 0 | 0 | 0 | 0 | 0 | 0 | 0 | 0 | 0 | 0 | 0 | 0 | 0 | 0
| E5 | 0 | 0 | 0 | 0 | 0 | 0 | 0 | 0 | 0 | 0 | 0 | 0 | 0 | 0 | 0 | 0 | 0 | 0 | 0 | 0 | 0 | 0 | 0 | 0 | 0 | 0 | 0 | 0 | 0 | 0 | 0
| E6 | 0 | 0 | 0 | 0 | 0 | 0 | 0 | 0 | 0 | 0 | 0 | 0 | 0 | 0 | 0 | 0 | 0 | 0 | 0 | 0 | 0 | 0 | 0 | 0 | 0 | 0 | 0 | 0 | 0 | 0 | 0
| E7 | 0 | 0 | 0 | 0 | 0 | 0 | 0 | 0 | 0 | 0 | 0 | 0 | 0 | 0 | 0 | 0 | 0 | 0 | 0 | 0 | 0 | 0 | 0 | 0 | 0 | 0 | 0 | 0 | 0 | 0 | 0
| E8 | 0 | 0 | 0 | 0 | 0 | 0 | 0 | 0 | 0 | 0 | 0 | 0 | 0 | 0 | 0 | 0 | 0 | 0 | 0 | 0 | 0 | 0 | 0 | 0 | 0 | 0 | 0 | 0 | 0 | 0 | 0
| E9 | 0 | 0 | 0 | 0 | 0 | 0 | 0 | 0 | 0 | 0 | 0 | 0 | 0 | 0 | 0 | 0 | 0 | 0 | 0 | 0 | 0 | 0 | 0 | 0 | 0 | 0 | 0 | 0 | 0 | 0 | 0
| E10 | 0 | 0 | 0 | 0 | 0 | 0 | 0 | 0 | 0 | 0 | 0 | 0 | 0 | 0 | 0 | 0 | 0 | 0 | 0 | 0 | 0 | 0 | 0 | 0 | 0 | 0 | 0 | 0 | 0 | 0 | 0
| Vintage | 0 | 0 | 0 | 0 | 0 | 0 | 0 | 0 | 0 | 0 | 0 | 0 | 0 | 0 | 0 | 0 | 0 | 0 | 0 | 0 | 0 | 0 | 0 | 0 | 0 | 0 | 0 | 0 | 0 | 0 | 0
Tech Purchase Shares
| Year | Year 0 | Year 1 | Year 2 | Year 3 | Year 4 | Year 5 | Year 6 | Year 7 | Year 8 | Year 9 | Year 10 | Year 11 | Year 12 | Year 13 | Year 14 | Year 15 | Year 16 | Year 17 | Year 18 | Year 19 | Year 20 | Year 21 | Year 22 | Year 23 | Year 24 | Year 25 | Year 26 | Year 27 | Year 28 | Year 29 | Year 30
E1 | bar: Year 0 to Year 30
E2 | bar: Year 0 to Year 30
E3 | bar: Year 0 to Year 30
E4 | bar: Year 0 to Year 30
E5 | bar: Year 0 to Year 30
E6 | bar: Year 0 to Year 30
E7 | bar: Year 0 to Year 30
E8 | bar: Year 0 to Year 30
E9 | bar: Year 0 to Year 30
E10 | bar: Year 0 to Year 30
Units In from Switching
| E1 | 0 | 0 | 0 | 0 | 0 | 0 | 0 | 0 | 0 | 0 | 0 | 0 | 0 | 0 | 0 | 0 | 0 | 0 | 0 | 0 | 0 | 0 | 0 | 0 | 0 | 0 | 0 | 0 | 0 | 0 | 0
| E2 | 0 | 0 | 0 | 0 | 0 | 0 | 0 | 0 | 0 | 0 | 0 | 0 | 0 | 0 | 0 | 0 | 0 | 0 | 0 | 0 | 0 | 0 | 0 | 0 | 0 | 0 | 0 | 0 | 0 | 0 | 0
| E3 | 0 | 0 | 0 | 0 | 0 | 0 | 0 | 0 | 0 | 0 | 0 | 0 | 0 | 0 | 0 | 0 | 0 | 0 | 0 | 0 | 0 | 0 | 0 | 0 | 0 | 0 | 0 | 0 | 0 | 0 | 0
| E4 | 0 | 0 | 0 | 0 | 0 | 0 | 0 | 0 | 0 | 0 | 0 | 0 | 0 | 0 | 0 | 0 | 0 | 0 | 0 | 0 | 0 | 0 | 0 | 0 | 0 | 0 | 0 | 0 | 0 | 0 | 0
| E5 | 0 | 0 | 0 | 0 | 0 | 0 | 0 | 0 | 0 | 0 | 0 | 0 | 0 | 0 | 0 | 0 | 0 | 0 | 0 | 0 | 0 | 0 | 0 | 0 | 0 | 0 | 0 | 0 | 0 | 0 | 0
| E6 | 0 | 0 | 0 | 0 | 0 | 0 | 0 | 0 | 0 | 0 | 0 | 0 | 0 | 0 | 0 | 0 | 0 | 0 | 0 | 0 | 0 | 0 | 0 | 0 | 0 | 0 | 0 | 0 | 0 | 0 | 0
| E7 | 0 | 0 | 0 | 0 | 0 | 0 | 0 | 0 | 0 | 0 | 0 | 0 | 0 | 0 | 0 | 0 | 0 | 0 | 0 | 0 | 0 | 0 | 0 | 0 | 0 | 0 | 0 | 0 | 0 | 0 | 0
| E8 | 0 | 0 | 0 | 0 | 0 | 0 | 0 | 0 | 0 | 0 | 0 | 0 | 0 | 0 | 0 | 0 | 0 | 0 | 0 | 0 | 0 | 0 | 0 | 0 | 0 | 0 | 0 | 0 | 0 | 0 | 0
| E9 | 0 | 0 | 0 | 0 | 0 | 0 | 0 | 0 | 0 | 0 | 0 | 0 | 0 | 0 | 0 | 0 | 0 | 0 | 0 | 0 | 0 | 0 | 0 | 0 | 0 | 0 | 0 | 0 | 0 | 0 | 0
| E10 | 0 | 0 | 0 | 0 | 0 | 0 | 0 | 0 | 0 | 0 | 0 | 0 | 0 | 0 | 0 | 0 | 0 | 0 | 0 | 0 | 0 | 0 | 0 | 0 | 0 | 0 | 0 | 0 | 0 | 0 | 0
| Vintage | 0 | 0 | 0 | 0 | 0 | 0 | 0 | 0 | 0 | 0 | 0 | 0 | 0 | 0 | 0 | 0 | 0 | 0 | 0 | 0 | 0 | 0 | 0 | 0 | 0 | 0 | 0 | 0 | 0 | 0 | 0
Net Change
| Year | Year 0 | Year 1 | Year 2 | Year 3 | Year 4 | Year 5 | Year 6 | Year 7 | Year 8 | Year 9 | Year 10 | Year 11 | Year 12 | Year 13 | Year 14 | Year 15 | Year 16 | Year 17 | Year 18 | Year 19 | Year 20 | Year 21 | Year 22 | Year 23 | Year 24 | Year 25 | Year 26 | Year 27 | Year 28 | Year 29 | Year 30 | Key
| Units | 0 | 0 | 0 | 0 | 0 | 0 | 0 | 0 | 0 | 0 | 0 | 0 | 0 | 0 | 0 | 0 | 0 | 0 | 0 | 0 | 0 | 0 | 0 | 0 | 0 | 0 | 0 | 0 | 0 | 0 | 0 | 0_Units |  |  |  |  | 301957.8232
| Usage | 0 | 0 | 0 | 0 | 0 | 0 | 0 | 0 | 0 | 0 | 0 | 0 | 0 | 0 | 0 | 0 | 0 | 0 | 0 | 0 | 0 | 0 | 0 | 0 | 0 | 0 | 0 | 0 | 0 | 0 | 0 | 0_Usage |  |  |  |  | 1698.6543
| Peak Demand (S) | 0 | 0 | 0 | 0 | 0 | 0 | 0 | 0 | 0 | 0 | 0 | 0 | 0 | 0 | 0 | 0 | 0 | 0 | 0 | 0 | 0 | 0 | 0 | 0 | 0 | 0 | 0 | 0 | 0 | 0 | 0 | 0_Peak Demand (S) |  |  |  |  | 0
| Peak Demand (W) | 0 | 0 | 0 | 0 | 0 | 0 | 0 | 0 | 0 | 0 | 0 | 0 | 0 | 0 | 0 | 0 | 0 | 0 | 0 | 0 | 0 | 0 | 0 | 0 | 0 | 0 | 0 | 0 | 0 | 0 | 0 | 0_Peak Demand (W) |  |  |  |  | 884.6119
| Turnover | 0 | 0 | 0 | 0 | 0 | 0 | 0 | 0 | 0 | 0 | 0 | 0 | 0 | 0 | 0 | 0 | 0 | 0 | 0 | 0 | 0 | 0 | 0 | 0 | 0 | 0 | 0 | 0 | 0 | 0 | 0 | 0_Turnover |  |  |  |  | 6885.4476
| Avg. Replacement Usage | 0 | 0 | 0 | 0 | 0 | 0 | 0 | 0 | 0 | 0 | 0 | 0 | 0 | 0 | 0 | 0 | 0 | 0 | 0 | 0 | 0 | 0 | 0 | 0 | 0 | 0 | 0 | 0 | 0 | 0 | 0 | 0_Avg. Replacement Usage |  |  |  |  | 5638.8522
| Avg. Replacement Demand (S) | 0 | 0 | 0 | 0 | 0 | 0 | 0 | 0 | 0 | 0 | 0 | 0 | 0 | 0 | 0 | 0 | 0 | 0 | 0 | 0 | 0 | 0 | 0 | 0 | 0 | 0 | 0 | 0 | 0 | 0 | 0 | 0_Avg. Replacement Demand (S) |  |  |  |  | 0
| Avg. Replacement Demand (W) | 0 | 0 | 0 | 0 | 0 | 0 | 0 | 0 | 0 | 0 | 0 | 0 | 0 | 0 | 0 | 0 | 0 | 0 | 0 | 0 | 0 | 0 | 0 | 0 | 0 | 0 | 0 | 0 | 0 | 0 | 0 | 0_Avg. Replacement Demand (W) |  |  |  |  | 2.9366
Purchases
| Year | Year 0 | Year 1 | Year 2 | Year 3 | Year 4 | Year 5 | Year 6 | Year 7 | Year 8 | Year 9 | Year 10 | Year 11 | Year 12 | Year 13 | Year 14 | Year 15 | Year 16 | Year 17 | Year 18 | Year 19 | Year 20 | Year 21 | Year 22 | Year 23 | Year 24 | Year 25 | Year 26 | Year 27 | Year 28 | Year 29 | Year 30
| E1 | 0 | 0 | 0 | 0 | 0 | 0 | 0 | 0 | 0 | 0 | 0 | 0 | 0 | 0 | 0 | 0 | 0 | 0 | 0 | 0 | 0 | 0 | 0 | 0 | 0 | 0 | 0 | 0 | 0 | 0 | 0 | 0_E1_Purchases |  |  |  |  | 6885.4476
| E2 | 0 | 0 | 0 | 0 | 0 | 0 | 0 | 0 | 0 | 0 | 0 | 0 | 0 | 0 | 0 | 0 | 0 | 0 | 0 | 0 | 0 | 0 | 0 | 0 | 0 | 0 | 0 | 0 | 0 | 0 | 0 | 0_E2_Purchases |  |  |  |  | 0
| E3 | 0 | 0 | 0 | 0 | 0 | 0 | 0 | 0 | 0 | 0 | 0 | 0 | 0 | 0 | 0 | 0 | 0 | 0 | 0 | 0 | 0 | 0 | 0 | 0 | 0 | 0 | 0 | 0 | 0 | 0 | 0 | 0_E3_Purchases |  |  |  |  | 0
| E4 | 0 | 0 | 0 | 0 | 0 | 0 | 0 | 0 | 0 | 0 | 0 | 0 | 0 | 0 | 0 | 0 | 0 | 0 | 0 | 0 | 0 | 0 | 0 | 0 | 0 | 0 | 0 | 0 | 0 | 0 | 0 | 0_E4_Purchases |  |  |  |  | 0
| E5 | 0 | 0 | 0 | 0 | 0 | 0 | 0 | 0 | 0 | 0 | 0 | 0 | 0 | 0 | 0 | 0 | 0 | 0 | 0 | 0 | 0 | 0 | 0 | 0 | 0 | 0 | 0 | 0 | 0 | 0 | 0 | 0_E5_Purchases |  |  |  |  | 0
| E6 | 0 | 0 | 0 | 0 | 0 | 0 | 0 | 0 | 0 | 0 | 0 | 0 | 0 | 0 | 0 | 0 | 0 | 0 | 0 | 0 | 0 | 0 | 0 | 0 | 0 | 0 | 0 | 0 | 0 | 0 | 0 | 0_E6_Purchases |  |  |  |  | 0
| E7 | 0 | 0 | 0 | 0 | 0 | 0 | 0 | 0 | 0 | 0 | 0 | 0 | 0 | 0 | 0 | 0 | 0 | 0 | 0 | 0 | 0 | 0 | 0 | 0 | 0 | 0 | 0 | 0 | 0 | 0 | 0 | 0_E7_Purchases |  |  |  |  | 0
| E8 | 0 | 0 | 0 | 0 | 0 | 0 | 0 | 0 | 0 | 0 | 0 | 0 | 0 | 0 | 0 | 0 | 0 | 0 | 0 | 0 | 0 | 0 | 0 | 0 | 0 | 0 | 0 | 0 | 0 | 0 | 0 | 0_E8_Purchases |  |  |  |  | 0
| E9 | 0 | 0 | 0 | 0 | 0 | 0 | 0 | 0 | 0 | 0 | 0 | 0 | 0 | 0 | 0 | 0 | 0 | 0 | 0 | 0 | 0 | 0 | 0 | 0 | 0 | 0 | 0 | 0 | 0 | 0 | 0 | 0_E9_Purchases |  |  |  |  | 0
| E10 | 0 | 0 | 0 | 0 | 0 | 0 | 0 | 0 | 0 | 0 | 0 | 0 | 0 | 0 | 0 | 0 | 0 | 0 | 0 | 0 | 0 | 0 | 0 | 0 | 0 | 0 | 0 | 0 | 0 | 0 | 0 | 0_E10_Purchases |  |  |  |  | 0
Stock
| Year | Year 0 | Year 1 | Year 2 | Year 3 | Year 4 | Year 5 | Year 6 | Year 7 | Year 8 | Year 9 | Year 10 | Year 11 | Year 12 | Year 13 | Year 14 | Year 15 | Year 16 | Year 17 | Year 18 | Year 19 | Year 20 | Year 21 | Year 22 | Year 23 | Year 24 | Year 25 | Year 26 | Year 27 | Year 28 | Year 29 | Year 30
| E1 | 0 | 0 | 0 | 0 | 0 | 0 | 0 | 0 | 0 | 0 | 0 | 0 | 0 | 0 | 0 | 0 | 0 | 0 | 0 | 0 | 0 | 0 | 0 | 0 | 0 | 0 | 0 | 0 | 0 | 0 | 0 | 0_E1_Stock |  |  |  |  | 13576.6093
| E2 | 0 | 0 | 0 | 0 | 0 | 0 | 0 | 0 | 0 | 0 | 0 | 0 | 0 | 0 | 0 | 0 | 0 | 0 | 0 | 0 | 0 | 0 | 0 | 0 | 0 | 0 | 0 | 0 | 0 | 0 | 0 | 0_E2_Stock |  |  |  |  | 0
| E3 | 0 | 0 | 0 | 0 | 0 | 0 | 0 | 0 | 0 | 0 | 0 | 0 | 0 | 0 | 0 | 0 | 0 | 0 | 0 | 0 | 0 | 0 | 0 | 0 | 0 | 0 | 0 | 0 | 0 | 0 | 0 | 0_E3_Stock |  |  |  |  | 0
| E4 | 0 | 0 | 0 | 0 | 0 | 0 | 0 | 0 | 0 | 0 | 0 | 0 | 0 | 0 | 0 | 0 | 0 | 0 | 0 | 0 | 0 | 0 | 0 | 0 | 0 | 0 | 0 | 0 | 0 | 0 | 0 | 0_E4_Stock |  |  |  |  | 0
| E5 | 0 | 0 | 0 | 0 | 0 | 0 | 0 | 0 | 0 | 0 | 0 | 0 | 0 | 0 | 0 | 0 | 0 | 0 | 0 | 0 | 0 | 0 | 0 | 0 | 0 | 0 | 0 | 0 | 0 | 0 | 0 | 0_E5_Stock |  |  |  |  | 0
| E6 | 0 | 0 | 0 | 0 | 0 | 0 | 0 | 0 | 0 | 0 | 0 | 0 | 0 | 0 | 0 | 0 | 0 | 0 | 0 | 0 | 0 | 0 | 0 | 0 | 0 | 0 | 0 | 0 | 0 | 0 | 0 | 0_E6_Stock |  |  |  |  | 0
| E7 | 0 | 0 | 0 | 0 | 0 | 0 | 0 | 0 | 0 | 0 | 0 | 0 | 0 | 0 | 0 | 0 | 0 | 0 | 0 | 0 | 0 | 0 | 0 | 0 | 0 | 0 | 0 | 0 | 0 | 0 | 0 | 0_E7_Stock |  |  |  |  | 0
| E8 | 0 | 0 | 0 | 0 | 0 | 0 | 0 | 0 | 0 | 0 | 0 | 0 | 0 | 0 | 0 | 0 | 0 | 0 | 0 | 0 | 0 | 0 | 0 | 0 | 0 | 0 | 0 | 0 | 0 | 0 | 0 | 0_E8_Stock |  |  |  |  | 0
| E9 | 0 | 0 | 0 | 0 | 0 | 0 | 0 | 0 | 0 | 0 | 0 | 0 | 0 | 0 | 0 | 0 | 0 | 0 | 0 | 0 | 0 | 0 | 0 | 0 | 0 | 0 | 0 | 0 | 0 | 0 | 0 | 0_E9_Stock |  |  |  |  | 0
| E10 | 0 | 0 | 0 | 0 | 0 | 0 | 0 | 0 | 0 | 0 | 0 | 0 | 0 | 0 | 0 | 0 | 0 | 0 | 0 | 0 | 0 | 0 | 0 | 0 | 0 | 0 | 0 | 0 | 0 | 0 | 0 | 0_E10_Stock |  |  |  |  | 0
| Vintage | 0 | 0 | 0 | 0 | 0 | 0 | 0 | 0 | 0 | 0 | 0 | 0 | 0 | 0 | 0 | 0 | 0 | 0 | 0 | 0 | 0 | 0 | 0 | 0 | 0 | 0 | 0 | 0 | 0 | 0 | 0 | 0_Vintage_Stock |  |  |  |  | 288381.2139
S3C3 |  | Year 0: System 3 Technology 3
Technology Variables
| Tech Key | Year 0: 0
| Peak Factor (S) | Year 0: 0
| Peak Factor (W) | Year 0: 0
| Min Vintage Lifetime | Year 0: 0
| Max Vintage Lifetime | Year 0: 0
| Turnover Style | Year 0: 0
Technology Variables
| Equipment | Year 0: Label; Year 1: Min Lifetime; Year 2: Max Lifetime; Year 3: Degradation; Year 4: Usage; Year 5: Available
| E1 | Year 1: 0; Year 2: 0; Year 3: 0%; Year 4: 0; Year 5: FALSE
| E2 | Year 1: 0; Year 2: 0; Year 3: 0%; Year 4: 0; Year 5: FALSE
| E3 | Year 1: 0; Year 2: 0; Year 3: 0%; Year 4: 0; Year 5: FALSE
| E4 | Year 1: 0; Year 2: 0; Year 3: 0%; Year 4: 0; Year 5: FALSE
| E5 | Year 1: 0; Year 2: 0; Year 3: 0%; Year 4: 0; Year 5: FALSE
| E6 | Year 1: 0; Year 2: 0; Year 3: 0%; Year 4: 0; Year 5: FALSE
| E7 | Year 1: 0; Year 2: 0; Year 3: 0%; Year 4: 0; Year 5: FALSE
| E8 | Year 1: 0; Year 2: 0; Year 3: 0%; Year 4: 0; Year 5: FALSE
| E9 | Year 1: 0; Year 2: 0; Year 3: 0%; Year 4: 0; Year 5: FALSE
| E10 | Year 1: 0; Year 2: 0; Year 3: 0%; Year 4: 0; Year 5: FALSE
Original Forecast Results
| Year | Year 0 | Year 1 | Year 2 | Year 3 | Year 4 | Year 5 | Year 6 | Year 7 | Year 8 | Year 9 | Year 10 | Year 11 | Year 12 | Year 13 | Year 14 | Year 15 | Year 16 | Year 17 | Year 18 | Year 19 | Year 20 | Year 21 | Year 22 | Year 23 | Year 24 | Year 25 | Year 26 | Year 27 | Year 28 | Year 29 | Year 30 | Key
| Units | 0 | 0 | 0 | 0 | 0 | 0 | 0 | 0 | 0 | 0 | 0 | 0 | 0 | 0 | 0 | 0 | 0 | 0 | 0 | 0 | 0 | 0 | 0 | 0 | 0 | 0 | 0 | 0 | 0 | 0 | 0 | #REF! |  |  |  |  | 301957.8232
| Usage | 0 | 0 | 0 | 0 | 0 | 0 | 0 | 0 | 0 | 0 | 0 | 0 | 0 | 0 | 0 | 0 | 0 | 0 | 0 | 0 | 0 | 0 | 0 | 0 | 0 | 0 | 0 | 0 | 0 | 0 | 0 | #REF! |  |  |  |  | 1698.6543
| Peak Demand (S) | 0 | 0 | 0 | 0 | 0 | 0 | 0 | 0 | 0 | 0 | 0 | 0 | 0 | 0 | 0 | 0 | 0 | 0 | 0 | 0 | 0 | 0 | 0 | 0 | 0 | 0 | 0 | 0 | 0 | 0 | 0 | #REF! |  |  |  |  | 0
| Peak Demand (W) | 0 | 0 | 0 | 0 | 0 | 0 | 0 | 0 | 0 | 0 | 0 | 0 | 0 | 0 | 0 | 0 | 0 | 0 | 0 | 0 | 0 | 0 | 0 | 0 | 0 | 0 | 0 | 0 | 0 | 0 | 0 | #REF! |  |  |  |  | 884.6119
| Turnover | 0 | 0 | 0 | 0 | 0 | 0 | 0 | 0 | 0 | 0 | 0 | 0 | 0 | 0 | 0 | 0 | 0 | 0 | 0 | 0 | 0 | 0 | 0 | 0 | 0 | 0 | 0 | 0 | 0 | 0 | 0 | #REF! |  |  |  |  | 6885.4476
| Avg. Replacement Usage | 0 | 0 | 0 | 0 | 0 | 0 | 0 | 0 | 0 | 0 | 0 | 0 | 0 | 0 | 0 | 0 | 0 | 0 | 0 | 0 | 0 | 0 | 0 | 0 | 0 | 0 | 0 | 0 | 0 | 0 | 0 | #REF! |  |  |  |  | 5638.8522
| Avg. Replacement Demand (S) | 0 | 0 | 0 | 0 | 0 | 0 | 0 | 0 | 0 | 0 | 0 | 0 | 0 | 0 | 0 | 0 | 0 | 0 | 0 | 0 | 0 | 0 | 0 | 0 | 0 | 0 | 0 | 0 | 0 | 0 | 0 | #REF! |  |  |  |  | 0
| Avg. Replacement Demand (W) | 0 | 0 | 0 | 0 | 0 | 0 | 0 | 0 | 0 | 0 | 0 | 0 | 0 | 0 | 0 | 0 | 0 | 0 | 0 | 0 | 0 | 0 | 0 | 0 | 0 | 0 | 0 | 0 | 0 | 0 | 0 | #REF! |  |  |  |  | 2.9366
Tech Forecast Stock
| Year | Year 0 | Year 1 | Year 2 | Year 3 | Year 4 | Year 5 | Year 6 | Year 7 | Year 8 | Year 9 | Year 10 | Year 11 | Year 12 | Year 13 | Year 14 | Year 15 | Year 16 | Year 17 | Year 18 | Year 19 | Year 20 | Year 21 | Year 22 | Year 23 | Year 24 | Year 25 | Year 26 | Year 27 | Year 28 | Year 29 | Year 30
| E1 | 0 | 0 | 0 | 0 | 0 | 0 | 0 | 0 | 0 | 0 | 0 | 0 | 0 | 0 | 0 | 0 | 0 | 0 | 0 | 0 | 0 | 0 | 0 | 0 | 0 | 0 | 0 | 0 | 0 | 0 | 0
| E2 | 0 | 0 | 0 | 0 | 0 | 0 | 0 | 0 | 0 | 0 | 0 | 0 | 0 | 0 | 0 | 0 | 0 | 0 | 0 | 0 | 0 | 0 | 0 | 0 | 0 | 0 | 0 | 0 | 0 | 0 | 0
| E3 | 0 | 0 | 0 | 0 | 0 | 0 | 0 | 0 | 0 | 0 | 0 | 0 | 0 | 0 | 0 | 0 | 0 | 0 | 0 | 0 | 0 | 0 | 0 | 0 | 0 | 0 | 0 | 0 | 0 | 0 | 0
| E4 | 0 | 0 | 0 | 0 | 0 | 0 | 0 | 0 | 0 | 0 | 0 | 0 | 0 | 0 | 0 | 0 | 0 | 0 | 0 | 0 | 0 | 0 | 0 | 0 | 0 | 0 | 0 | 0 | 0 | 0 | 0
| E5 | 0 | 0 | 0 | 0 | 0 | 0 | 0 | 0 | 0 | 0 | 0 | 0 | 0 | 0 | 0 | 0 | 0 | 0 | 0 | 0 | 0 | 0 | 0 | 0 | 0 | 0 | 0 | 0 | 0 | 0 | 0
| E6 | 0 | 0 | 0 | 0 | 0 | 0 | 0 | 0 | 0 | 0 | 0 | 0 | 0 | 0 | 0 | 0 | 0 | 0 | 0 | 0 | 0 | 0 | 0 | 0 | 0 | 0 | 0 | 0 | 0 | 0 | 0
| E7 | 0 | 0 | 0 | 0 | 0 | 0 | 0 | 0 | 0 | 0 | 0 | 0 | 0 | 0 | 0 | 0 | 0 | 0 | 0 | 0 | 0 | 0 | 0 | 0 | 0 | 0 | 0 | 0 | 0 | 0 | 0
| E8 | 0 | 0 | 0 | 0 | 0 | 0 | 0 | 0 | 0 | 0 | 0 | 0 | 0 | 0 | 0 | 0 | 0 | 0 | 0 | 0 | 0 | 0 | 0 | 0 | 0 | 0 | 0 | 0 | 0 | 0 | 0
| E9 | 0 | 0 | 0 | 0 | 0 | 0 | 0 | 0 | 0 | 0 | 0 | 0 | 0 | 0 | 0 | 0 | 0 | 0 | 0 | 0 | 0 | 0 | 0 | 0 | 0 | 0 | 0 | 0 | 0 | 0 | 0
| E10 | 0 | 0 | 0 | 0 | 0 | 0 | 0 | 0 | 0 | 0 | 0 | 0 | 0 | 0 | 0 | 0 | 0 | 0 | 0 | 0 | 0 | 0 | 0 | 0 | 0 | 0 | 0 | 0 | 0 | 0 | 0
| Vintage | 0 | 0 | 0 | 0 | 0 | 0 | 0 | 0 | 0 | 0 | 0 | 0 | 0 | 0 | 0 | 0 | 0 | 0 | 0 | 0 | 0 | 0 | 0 | 0 | 0 | 0 | 0 | 0 | 0 | 0 | 0
Stock for Switching
| Year | Year 0 | Year 1 | Year 2 | Year 3 | Year 4 | Year 5 | Year 6 | Year 7 | Year 8 | Year 9 | Year 10 | Year 11 | Year 12 | Year 13 | Year 14 | Year 15 | Year 16 | Year 17 | Year 18 | Year 19 | Year 20 | Year 21 | Year 22 | Year 23 | Year 24 | Year 25 | Year 26 | Year 27 | Year 28 | Year 29 | Year 30
| E1 | 0 | 0 | 0 | 0 | 0 | 0 | 0 | 0 | 0 | 0 | 0 | 0 | 0 | 0 | 0 | 0 | 0 | 0 | 0 | 0 | 0 | 0 | 0 | 0 | 0 | 0 | 0 | 0 | 0 | 0 | 0 | 0_E1_SysStock
| E2 | 0 | 0 | 0 | 0 | 0 | 0 | 0 | 0 | 0 | 0 | 0 | 0 | 0 | 0 | 0 | 0 | 0 | 0 | 0 | 0 | 0 | 0 | 0 | 0 | 0 | 0 | 0 | 0 | 0 | 0 | 0 | 0_E2_SysStock
| E3 | 0 | 0 | 0 | 0 | 0 | 0 | 0 | 0 | 0 | 0 | 0 | 0 | 0 | 0 | 0 | 0 | 0 | 0 | 0 | 0 | 0 | 0 | 0 | 0 | 0 | 0 | 0 | 0 | 0 | 0 | 0 | 0_E3_SysStock
| E4 | 0 | 0 | 0 | 0 | 0 | 0 | 0 | 0 | 0 | 0 | 0 | 0 | 0 | 0 | 0 | 0 | 0 | 0 | 0 | 0 | 0 | 0 | 0 | 0 | 0 | 0 | 0 | 0 | 0 | 0 | 0 | 0_E4_SysStock
| E5 | 0 | 0 | 0 | 0 | 0 | 0 | 0 | 0 | 0 | 0 | 0 | 0 | 0 | 0 | 0 | 0 | 0 | 0 | 0 | 0 | 0 | 0 | 0 | 0 | 0 | 0 | 0 | 0 | 0 | 0 | 0 | 0_E5_SysStock
| E6 | 0 | 0 | 0 | 0 | 0 | 0 | 0 | 0 | 0 | 0 | 0 | 0 | 0 | 0 | 0 | 0 | 0 | 0 | 0 | 0 | 0 | 0 | 0 | 0 | 0 | 0 | 0 | 0 | 0 | 0 | 0 | 0_E6_SysStock
| E7 | 0 | 0 | 0 | 0 | 0 | 0 | 0 | 0 | 0 | 0 | 0 | 0 | 0 | 0 | 0 | 0 | 0 | 0 | 0 | 0 | 0 | 0 | 0 | 0 | 0 | 0 | 0 | 0 | 0 | 0 | 0 | 0_E7_SysStock
| E8 | 0 | 0 | 0 | 0 | 0 | 0 | 0 | 0 | 0 | 0 | 0 | 0 | 0 | 0 | 0 | 0 | 0 | 0 | 0 | 0 | 0 | 0 | 0 | 0 | 0 | 0 | 0 | 0 | 0 | 0 | 0 | 0_E8_SysStock
| E9 | 0 | 0 | 0 | 0 | 0 | 0 | 0 | 0 | 0 | 0 | 0 | 0 | 0 | 0 | 0 | 0 | 0 | 0 | 0 | 0 | 0 | 0 | 0 | 0 | 0 | 0 | 0 | 0 | 0 | 0 | 0 | 0_E9_SysStock
| E10 | 0 | 0 | 0 | 0 | 0 | 0 | 0 | 0 | 0 | 0 | 0 | 0 | 0 | 0 | 0 | 0 | 0 | 0 | 0 | 0 | 0 | 0 | 0 | 0 | 0 | 0 | 0 | 0 | 0 | 0 | 0 | 0_E10_SysStock
| Vintage | 0 | 0 | 0 | 0 | 0 | 0 | 0 | 0 | 0 | 0 | 0 | 0 | 0 | 0 | 0 | 0 | 0 | 0 | 0 | 0 | 0 | 0 | 0 | 0 | 0 | 0 | 0 | 0 | 0 | 0 | 0 | 0_Vintage_SysStock
Tech Forecast Purchases
| Year | Year 0 | Year 1 | Year 2 | Year 3 | Year 4 | Year 5 | Year 6 | Year 7 | Year 8 | Year 9 | Year 10 | Year 11 | Year 12 | Year 13 | Year 14 | Year 15 | Year 16 | Year 17 | Year 18 | Year 19 | Year 20 | Year 21 | Year 22 | Year 23 | Year 24 | Year 25 | Year 26 | Year 27 | Year 28 | Year 29 | Year 30
| E1 | 0 | 0 | 0 | 0 | 0 | 0 | 0 | 0 | 0 | 0 | 0 | 0 | 0 | 0 | 0 | 0 | 0 | 0 | 0 | 0 | 0 | 0 | 0 | 0 | 0 | 0 | 0 | 0 | 0 | 0 | 0
| E2 | 0 | 0 | 0 | 0 | 0 | 0 | 0 | 0 | 0 | 0 | 0 | 0 | 0 | 0 | 0 | 0 | 0 | 0 | 0 | 0 | 0 | 0 | 0 | 0 | 0 | 0 | 0 | 0 | 0 | 0 | 0
| E3 | 0 | 0 | 0 | 0 | 0 | 0 | 0 | 0 | 0 | 0 | 0 | 0 | 0 | 0 | 0 | 0 | 0 | 0 | 0 | 0 | 0 | 0 | 0 | 0 | 0 | 0 | 0 | 0 | 0 | 0 | 0
| E4 | 0 | 0 | 0 | 0 | 0 | 0 | 0 | 0 | 0 | 0 | 0 | 0 | 0 | 0 | 0 | 0 | 0 | 0 | 0 | 0 | 0 | 0 | 0 | 0 | 0 | 0 | 0 | 0 | 0 | 0 | 0
| E5 | 0 | 0 | 0 | 0 | 0 | 0 | 0 | 0 | 0 | 0 | 0 | 0 | 0 | 0 | 0 | 0 | 0 | 0 | 0 | 0 | 0 | 0 | 0 | 0 | 0 | 0 | 0 | 0 | 0 | 0 | 0
| E6 | 0 | 0 | 0 | 0 | 0 | 0 | 0 | 0 | 0 | 0 | 0 | 0 | 0 | 0 | 0 | 0 | 0 | 0 | 0 | 0 | 0 | 0 | 0 | 0 | 0 | 0 | 0 | 0 | 0 | 0 | 0
| E7 | 0 | 0 | 0 | 0 | 0 | 0 | 0 | 0 | 0 | 0 | 0 | 0 | 0 | 0 | 0 | 0 | 0 | 0 | 0 | 0 | 0 | 0 | 0 | 0 | 0 | 0 | 0 | 0 | 0 | 0 | 0
| E8 | 0 | 0 | 0 | 0 | 0 | 0 | 0 | 0 | 0 | 0 | 0 | 0 | 0 | 0 | 0 | 0 | 0 | 0 | 0 | 0 | 0 | 0 | 0 | 0 | 0 | 0 | 0 | 0 | 0 | 0 | 0
| E9 | 0 | 0 | 0 | 0 | 0 | 0 | 0 | 0 | 0 | 0 | 0 | 0 | 0 | 0 | 0 | 0 | 0 | 0 | 0 | 0 | 0 | 0 | 0 | 0 | 0 | 0 | 0 | 0 | 0 | 0 | 0
| E10 | 0 | 0 | 0 | 0 | 0 | 0 | 0 | 0 | 0 | 0 | 0 | 0 | 0 | 0 | 0 | 0 | 0 | 0 | 0 | 0 | 0 | 0 | 0 | 0 | 0 | 0 | 0 | 0 | 0 | 0 | 0
Potential to Switch
| Year | Year 0 | Year 1 | Year 2 | Year 3 | Year 4 | Year 5 | Year 6 | Year 7 | Year 8 | Year 9 | Year 10 | Year 11 | Year 12 | Year 13 | Year 14 | Year 15 | Year 16 | Year 17 | Year 18 | Year 19 | Year 20 | Year 21 | Year 22 | Year 23 | Year 24 | Year 25 | Year 26 | Year 27 | Year 28 | Year 29 | Year 30
| E1 | 0 | 0 | 0 | 0 | 0 | 0 | 0 | 0 | 0 | 0 | 0 | 0 | 0 | 0 | 0 | 0 | 0 | 0 | 0 | 0 | 0 | 0 | 0 | 0 | 0 | 0 | 0 | 0 | 0 | 0 | 0 | 0_E1_Switched Out
| E2 | 0 | 0 | 0 | 0 | 0 | 0 | 0 | 0 | 0 | 0 | 0 | 0 | 0 | 0 | 0 | 0 | 0 | 0 | 0 | 0 | 0 | 0 | 0 | 0 | 0 | 0 | 0 | 0 | 0 | 0 | 0 | 0_E2_Switched Out
| E3 | 0 | 0 | 0 | 0 | 0 | 0 | 0 | 0 | 0 | 0 | 0 | 0 | 0 | 0 | 0 | 0 | 0 | 0 | 0 | 0 | 0 | 0 | 0 | 0 | 0 | 0 | 0 | 0 | 0 | 0 | 0 | 0_E3_Switched Out
| E4 | 0 | 0 | 0 | 0 | 0 | 0 | 0 | 0 | 0 | 0 | 0 | 0 | 0 | 0 | 0 | 0 | 0 | 0 | 0 | 0 | 0 | 0 | 0 | 0 | 0 | 0 | 0 | 0 | 0 | 0 | 0 | 0_E4_Switched Out
| E5 | 0 | 0 | 0 | 0 | 0 | 0 | 0 | 0 | 0 | 0 | 0 | 0 | 0 | 0 | 0 | 0 | 0 | 0 | 0 | 0 | 0 | 0 | 0 | 0 | 0 | 0 | 0 | 0 | 0 | 0 | 0 | 0_E5_Switched Out
| E6 | 0 | 0 | 0 | 0 | 0 | 0 | 0 | 0 | 0 | 0 | 0 | 0 | 0 | 0 | 0 | 0 | 0 | 0 | 0 | 0 | 0 | 0 | 0 | 0 | 0 | 0 | 0 | 0 | 0 | 0 | 0 | 0_E6_Switched Out
| E7 | 0 | 0 | 0 | 0 | 0 | 0 | 0 | 0 | 0 | 0 | 0 | 0 | 0 | 0 | 0 | 0 | 0 | 0 | 0 | 0 | 0 | 0 | 0 | 0 | 0 | 0 | 0 | 0 | 0 | 0 | 0 | 0_E7_Switched Out
| E8 | 0 | 0 | 0 | 0 | 0 | 0 | 0 | 0 | 0 | 0 | 0 | 0 | 0 | 0 | 0 | 0 | 0 | 0 | 0 | 0 | 0 | 0 | 0 | 0 | 0 | 0 | 0 | 0 | 0 | 0 | 0 | 0_E8_Switched Out
| E9 | 0 | 0 | 0 | 0 | 0 | 0 | 0 | 0 | 0 | 0 | 0 | 0 | 0 | 0 | 0 | 0 | 0 | 0 | 0 | 0 | 0 | 0 | 0 | 0 | 0 | 0 | 0 | 0 | 0 | 0 | 0 | 0_E9_Switched Out
| E10 | 0 | 0 | 0 | 0 | 0 | 0 | 0 | 0 | 0 | 0 | 0 | 0 | 0 | 0 | 0 | 0 | 0 | 0 | 0 | 0 | 0 | 0 | 0 | 0 | 0 | 0 | 0 | 0 | 0 | 0 | 0 | 0_E10_Switched Out
Units Out
| E1 | 0 | 0 | 0 | 0 | 0 | 0 | 0 | 0 | 0 | 0 | 0 | 0 | 0 | 0 | 0 | 0 | 0 | 0 | 0 | 0 | 0 | 0 | 0 | 0 | 0 | 0 | 0 | 0 | 0 | 0 | 0
| E2 | 0 | 0 | 0 | 0 | 0 | 0 | 0 | 0 | 0 | 0 | 0 | 0 | 0 | 0 | 0 | 0 | 0 | 0 | 0 | 0 | 0 | 0 | 0 | 0 | 0 | 0 | 0 | 0 | 0 | 0 | 0
| E3 | 0 | 0 | 0 | 0 | 0 | 0 | 0 | 0 | 0 | 0 | 0 | 0 | 0 | 0 | 0 | 0 | 0 | 0 | 0 | 0 | 0 | 0 | 0 | 0 | 0 | 0 | 0 | 0 | 0 | 0 | 0
| E4 | 0 | 0 | 0 | 0 | 0 | 0 | 0 | 0 | 0 | 0 | 0 | 0 | 0 | 0 | 0 | 0 | 0 | 0 | 0 | 0 | 0 | 0 | 0 | 0 | 0 | 0 | 0 | 0 | 0 | 0 | 0
| E5 | 0 | 0 | 0 | 0 | 0 | 0 | 0 | 0 | 0 | 0 | 0 | 0 | 0 | 0 | 0 | 0 | 0 | 0 | 0 | 0 | 0 | 0 | 0 | 0 | 0 | 0 | 0 | 0 | 0 | 0 | 0
| E6 | 0 | 0 | 0 | 0 | 0 | 0 | 0 | 0 | 0 | 0 | 0 | 0 | 0 | 0 | 0 | 0 | 0 | 0 | 0 | 0 | 0 | 0 | 0 | 0 | 0 | 0 | 0 | 0 | 0 | 0 | 0
| E7 | 0 | 0 | 0 | 0 | 0 | 0 | 0 | 0 | 0 | 0 | 0 | 0 | 0 | 0 | 0 | 0 | 0 | 0 | 0 | 0 | 0 | 0 | 0 | 0 | 0 | 0 | 0 | 0 | 0 | 0 | 0
| E8 | 0 | 0 | 0 | 0 | 0 | 0 | 0 | 0 | 0 | 0 | 0 | 0 | 0 | 0 | 0 | 0 | 0 | 0 | 0 | 0 | 0 | 0 | 0 | 0 | 0 | 0 | 0 | 0 | 0 | 0 | 0
| E9 | 0 | 0 | 0 | 0 | 0 | 0 | 0 | 0 | 0 | 0 | 0 | 0 | 0 | 0 | 0 | 0 | 0 | 0 | 0 | 0 | 0 | 0 | 0 | 0 | 0 | 0 | 0 | 0 | 0 | 0 | 0
| E10 | 0 | 0 | 0 | 0 | 0 | 0 | 0 | 0 | 0 | 0 | 0 | 0 | 0 | 0 | 0 | 0 | 0 | 0 | 0 | 0 | 0 | 0 | 0 | 0 | 0 | 0 | 0 | 0 | 0 | 0 | 0
| Vintage | 0 | 0 | 0 | 0 | 0 | 0 | 0 | 0 | 0 | 0 | 0 | 0 | 0 | 0 | 0 | 0 | 0 | 0 | 0 | 0 | 0 | 0 | 0 | 0 | 0 | 0 | 0 | 0 | 0 | 0 | 0
Tech Purchase Shares
| Year | Year 0 | Year 1 | Year 2 | Year 3 | Year 4 | Year 5 | Year 6 | Year 7 | Year 8 | Year 9 | Year 10 | Year 11 | Year 12 | Year 13 | Year 14 | Year 15 | Year 16 | Year 17 | Year 18 | Year 19 | Year 20 | Year 21 | Year 22 | Year 23 | Year 24 | Year 25 | Year 26 | Year 27 | Year 28 | Year 29 | Year 30
E1 | bar: Year 0 to Year 30
E2 | bar: Year 0 to Year 30
E3 | bar: Year 0 to Year 30
E4 | bar: Year 0 to Year 30
E5 | bar: Year 0 to Year 30
E6 | bar: Year 0 to Year 30
E7 | bar: Year 0 to Year 30
E8 | bar: Year 0 to Year 30
E9 | bar: Year 0 to Year 30
E10 | bar: Year 0 to Year 30
Units In from Switching
| E1 | 0 | 0 | 0 | 0 | 0 | 0 | 0 | 0 | 0 | 0 | 0 | 0 | 0 | 0 | 0 | 0 | 0 | 0 | 0 | 0 | 0 | 0 | 0 | 0 | 0 | 0 | 0 | 0 | 0 | 0 | 0
| E2 | 0 | 0 | 0 | 0 | 0 | 0 | 0 | 0 | 0 | 0 | 0 | 0 | 0 | 0 | 0 | 0 | 0 | 0 | 0 | 0 | 0 | 0 | 0 | 0 | 0 | 0 | 0 | 0 | 0 | 0 | 0
| E3 | 0 | 0 | 0 | 0 | 0 | 0 | 0 | 0 | 0 | 0 | 0 | 0 | 0 | 0 | 0 | 0 | 0 | 0 | 0 | 0 | 0 | 0 | 0 | 0 | 0 | 0 | 0 | 0 | 0 | 0 | 0
| E4 | 0 | 0 | 0 | 0 | 0 | 0 | 0 | 0 | 0 | 0 | 0 | 0 | 0 | 0 | 0 | 0 | 0 | 0 | 0 | 0 | 0 | 0 | 0 | 0 | 0 | 0 | 0 | 0 | 0 | 0 | 0
| E5 | 0 | 0 | 0 | 0 | 0 | 0 | 0 | 0 | 0 | 0 | 0 | 0 | 0 | 0 | 0 | 0 | 0 | 0 | 0 | 0 | 0 | 0 | 0 | 0 | 0 | 0 | 0 | 0 | 0 | 0 | 0
| E6 | 0 | 0 | 0 | 0 | 0 | 0 | 0 | 0 | 0 | 0 | 0 | 0 | 0 | 0 | 0 | 0 | 0 | 0 | 0 | 0 | 0 | 0 | 0 | 0 | 0 | 0 | 0 | 0 | 0 | 0 | 0
| E7 | 0 | 0 | 0 | 0 | 0 | 0 | 0 | 0 | 0 | 0 | 0 | 0 | 0 | 0 | 0 | 0 | 0 | 0 | 0 | 0 | 0 | 0 | 0 | 0 | 0 | 0 | 0 | 0 | 0 | 0 | 0
| E8 | 0 | 0 | 0 | 0 | 0 | 0 | 0 | 0 | 0 | 0 | 0 | 0 | 0 | 0 | 0 | 0 | 0 | 0 | 0 | 0 | 0 | 0 | 0 | 0 | 0 | 0 | 0 | 0 | 0 | 0 | 0
| E9 | 0 | 0 | 0 | 0 | 0 | 0 | 0 | 0 | 0 | 0 | 0 | 0 | 0 | 0 | 0 | 0 | 0 | 0 | 0 | 0 | 0 | 0 | 0 | 0 | 0 | 0 | 0 | 0 | 0 | 0 | 0
| E10 | 0 | 0 | 0 | 0 | 0 | 0 | 0 | 0 | 0 | 0 | 0 | 0 | 0 | 0 | 0 | 0 | 0 | 0 | 0 | 0 | 0 | 0 | 0 | 0 | 0 | 0 | 0 | 0 | 0 | 0 | 0
| Vintage | 0 | 0 | 0 | 0 | 0 | 0 | 0 | 0 | 0 | 0 | 0 | 0 | 0 | 0 | 0 | 0 | 0 | 0 | 0 | 0 | 0 | 0 | 0 | 0 | 0 | 0 | 0 | 0 | 0 | 0 | 0
Net Change
| Year | Year 0 | Year 1 | Year 2 | Year 3 | Year 4 | Year 5 | Year 6 | Year 7 | Year 8 | Year 9 | Year 10 | Year 11 | Year 12 | Year 13 | Year 14 | Year 15 | Year 16 | Year 17 | Year 18 | Year 19 | Year 20 | Year 21 | Year 22 | Year 23 | Year 24 | Year 25 | Year 26 | Year 27 | Year 28 | Year 29 | Year 30 | Key
| Units | 0 | 0 | 0 | 0 | 0 | 0 | 0 | 0 | 0 | 0 | 0 | 0 | 0 | 0 | 0 | 0 | 0 | 0 | 0 | 0 | 0 | 0 | 0 | 0 | 0 | 0 | 0 | 0 | 0 | 0 | 0 | 0_Units |  |  |  |  | 301957.8232
| Usage | 0 | 0 | 0 | 0 | 0 | 0 | 0 | 0 | 0 | 0 | 0 | 0 | 0 | 0 | 0 | 0 | 0 | 0 | 0 | 0 | 0 | 0 | 0 | 0 | 0 | 0 | 0 | 0 | 0 | 0 | 0 | 0_Usage |  |  |  |  | 1698.6543
| Peak Demand (S) | 0 | 0 | 0 | 0 | 0 | 0 | 0 | 0 | 0 | 0 | 0 | 0 | 0 | 0 | 0 | 0 | 0 | 0 | 0 | 0 | 0 | 0 | 0 | 0 | 0 | 0 | 0 | 0 | 0 | 0 | 0 | 0_Peak Demand (S) |  |  |  |  | 0
| Peak Demand (W) | 0 | 0 | 0 | 0 | 0 | 0 | 0 | 0 | 0 | 0 | 0 | 0 | 0 | 0 | 0 | 0 | 0 | 0 | 0 | 0 | 0 | 0 | 0 | 0 | 0 | 0 | 0 | 0 | 0 | 0 | 0 | 0_Peak Demand (W) |  |  |  |  | 884.6119
| Turnover | 0 | 0 | 0 | 0 | 0 | 0 | 0 | 0 | 0 | 0 | 0 | 0 | 0 | 0 | 0 | 0 | 0 | 0 | 0 | 0 | 0 | 0 | 0 | 0 | 0 | 0 | 0 | 0 | 0 | 0 | 0 | 0_Turnover |  |  |  |  | 6885.4476
| Avg. Replacement Usage | 0 | 0 | 0 | 0 | 0 | 0 | 0 | 0 | 0 | 0 | 0 | 0 | 0 | 0 | 0 | 0 | 0 | 0 | 0 | 0 | 0 | 0 | 0 | 0 | 0 | 0 | 0 | 0 | 0 | 0 | 0 | 0_Avg. Replacement Usage |  |  |  |  | 5638.8522
| Avg. Replacement Demand (S) | 0 | 0 | 0 | 0 | 0 | 0 | 0 | 0 | 0 | 0 | 0 | 0 | 0 | 0 | 0 | 0 | 0 | 0 | 0 | 0 | 0 | 0 | 0 | 0 | 0 | 0 | 0 | 0 | 0 | 0 | 0 | 0_Avg. Replacement Demand (S) |  |  |  |  | 0
| Avg. Replacement Demand (W) | 0 | 0 | 0 | 0 | 0 | 0 | 0 | 0 | 0 | 0 | 0 | 0 | 0 | 0 | 0 | 0 | 0 | 0 | 0 | 0 | 0 | 0 | 0 | 0 | 0 | 0 | 0 | 0 | 0 | 0 | 0 | 0_Avg. Replacement Demand (W) |  |  |  |  | 2.9366
Purchases
| Year | Year 0 | Year 1 | Year 2 | Year 3 | Year 4 | Year 5 | Year 6 | Year 7 | Year 8 | Year 9 | Year 10 | Year 11 | Year 12 | Year 13 | Year 14 | Year 15 | Year 16 | Year 17 | Year 18 | Year 19 | Year 20 | Year 21 | Year 22 | Year 23 | Year 24 | Year 25 | Year 26 | Year 27 | Year 28 | Year 29 | Year 30
| E1 | 0 | 0 | 0 | 0 | 0 | 0 | 0 | 0 | 0 | 0 | 0 | 0 | 0 | 0 | 0 | 0 | 0 | 0 | 0 | 0 | 0 | 0 | 0 | 0 | 0 | 0 | 0 | 0 | 0 | 0 | 0 | 0_E1_Purchases |  |  |  |  | 6885.4476
| E2 | 0 | 0 | 0 | 0 | 0 | 0 | 0 | 0 | 0 | 0 | 0 | 0 | 0 | 0 | 0 | 0 | 0 | 0 | 0 | 0 | 0 | 0 | 0 | 0 | 0 | 0 | 0 | 0 | 0 | 0 | 0 | 0_E2_Purchases |  |  |  |  | 0
| E3 | 0 | 0 | 0 | 0 | 0 | 0 | 0 | 0 | 0 | 0 | 0 | 0 | 0 | 0 | 0 | 0 | 0 | 0 | 0 | 0 | 0 | 0 | 0 | 0 | 0 | 0 | 0 | 0 | 0 | 0 | 0 | 0_E3_Purchases |  |  |  |  | 0
| E4 | 0 | 0 | 0 | 0 | 0 | 0 | 0 | 0 | 0 | 0 | 0 | 0 | 0 | 0 | 0 | 0 | 0 | 0 | 0 | 0 | 0 | 0 | 0 | 0 | 0 | 0 | 0 | 0 | 0 | 0 | 0 | 0_E4_Purchases |  |  |  |  | 0
| E5 | 0 | 0 | 0 | 0 | 0 | 0 | 0 | 0 | 0 | 0 | 0 | 0 | 0 | 0 | 0 | 0 | 0 | 0 | 0 | 0 | 0 | 0 | 0 | 0 | 0 | 0 | 0 | 0 | 0 | 0 | 0 | 0_E5_Purchases |  |  |  |  | 0
| E6 | 0 | 0 | 0 | 0 | 0 | 0 | 0 | 0 | 0 | 0 | 0 | 0 | 0 | 0 | 0 | 0 | 0 | 0 | 0 | 0 | 0 | 0 | 0 | 0 | 0 | 0 | 0 | 0 | 0 | 0 | 0 | 0_E6_Purchases |  |  |  |  | 0
| E7 | 0 | 0 | 0 | 0 | 0 | 0 | 0 | 0 | 0 | 0 | 0 | 0 | 0 | 0 | 0 | 0 | 0 | 0 | 0 | 0 | 0 | 0 | 0 | 0 | 0 | 0 | 0 | 0 | 0 | 0 | 0 | 0_E7_Purchases |  |  |  |  | 0
| E8 | 0 | 0 | 0 | 0 | 0 | 0 | 0 | 0 | 0 | 0 | 0 | 0 | 0 | 0 | 0 | 0 | 0 | 0 | 0 | 0 | 0 | 0 | 0 | 0 | 0 | 0 | 0 | 0 | 0 | 0 | 0 | 0_E8_Purchases |  |  |  |  | 0
| E9 | 0 | 0 | 0 | 0 | 0 | 0 | 0 | 0 | 0 | 0 | 0 | 0 | 0 | 0 | 0 | 0 | 0 | 0 | 0 | 0 | 0 | 0 | 0 | 0 | 0 | 0 | 0 | 0 | 0 | 0 | 0 | 0_E9_Purchases |  |  |  |  | 0
| E10 | 0 | 0 | 0 | 0 | 0 | 0 | 0 | 0 | 0 | 0 | 0 | 0 | 0 | 0 | 0 | 0 | 0 | 0 | 0 | 0 | 0 | 0 | 0 | 0 | 0 | 0 | 0 | 0 | 0 | 0 | 0 | 0_E10_Purchases |  |  |  |  | 0
Stock
| Year | Year 0 | Year 1 | Year 2 | Year 3 | Year 4 | Year 5 | Year 6 | Year 7 | Year 8 | Year 9 | Year 10 | Year 11 | Year 12 | Year 13 | Year 14 | Year 15 | Year 16 | Year 17 | Year 18 | Year 19 | Year 20 | Year 21 | Year 22 | Year 23 | Year 24 | Year 25 | Year 26 | Year 27 | Year 28 | Year 29 | Year 30
| E1 | 0 | 0 | 0 | 0 | 0 | 0 | 0 | 0 | 0 | 0 | 0 | 0 | 0 | 0 | 0 | 0 | 0 | 0 | 0 | 0 | 0 | 0 | 0 | 0 | 0 | 0 | 0 | 0 | 0 | 0 | 0 | 0_E1_Stock |  |  |  |  | 13576.6093
| E2 | 0 | 0 | 0 | 0 | 0 | 0 | 0 | 0 | 0 | 0 | 0 | 0 | 0 | 0 | 0 | 0 | 0 | 0 | 0 | 0 | 0 | 0 | 0 | 0 | 0 | 0 | 0 | 0 | 0 | 0 | 0 | 0_E2_Stock |  |  |  |  | 0
| E3 | 0 | 0 | 0 | 0 | 0 | 0 | 0 | 0 | 0 | 0 | 0 | 0 | 0 | 0 | 0 | 0 | 0 | 0 | 0 | 0 | 0 | 0 | 0 | 0 | 0 | 0 | 0 | 0 | 0 | 0 | 0 | 0_E3_Stock |  |  |  |  | 0
| E4 | 0 | 0 | 0 | 0 | 0 | 0 | 0 | 0 | 0 | 0 | 0 | 0 | 0 | 0 | 0 | 0 | 0 | 0 | 0 | 0 | 0 | 0 | 0 | 0 | 0 | 0 | 0 | 0 | 0 | 0 | 0 | 0_E4_Stock |  |  |  |  | 0
| E5 | 0 | 0 | 0 | 0 | 0 | 0 | 0 | 0 | 0 | 0 | 0 | 0 | 0 | 0 | 0 | 0 | 0 | 0 | 0 | 0 | 0 | 0 | 0 | 0 | 0 | 0 | 0 | 0 | 0 | 0 | 0 | 0_E5_Stock |  |  |  |  | 0
| E6 | 0 | 0 | 0 | 0 | 0 | 0 | 0 | 0 | 0 | 0 | 0 | 0 | 0 | 0 | 0 | 0 | 0 | 0 | 0 | 0 | 0 | 0 | 0 | 0 | 0 | 0 | 0 | 0 | 0 | 0 | 0 | 0_E6_Stock |  |  |  |  | 0
| E7 | 0 | 0 | 0 | 0 | 0 | 0 | 0 | 0 | 0 | 0 | 0 | 0 | 0 | 0 | 0 | 0 | 0 | 0 | 0 | 0 | 0 | 0 | 0 | 0 | 0 | 0 | 0 | 0 | 0 | 0 | 0 | 0_E7_Stock |  |  |  |  | 0
| E8 | 0 | 0 | 0 | 0 | 0 | 0 | 0 | 0 | 0 | 0 | 0 | 0 | 0 | 0 | 0 | 0 | 0 | 0 | 0 | 0 | 0 | 0 | 0 | 0 | 0 | 0 | 0 | 0 | 0 | 0 | 0 | 0_E8_Stock |  |  |  |  | 0
| E9 | 0 | 0 | 0 | 0 | 0 | 0 | 0 | 0 | 0 | 0 | 0 | 0 | 0 | 0 | 0 | 0 | 0 | 0 | 0 | 0 | 0 | 0 | 0 | 0 | 0 | 0 | 0 | 0 | 0 | 0 | 0 | 0_E9_Stock |  |  |  |  | 0
| E10 | 0 | 0 | 0 | 0 | 0 | 0 | 0 | 0 | 0 | 0 | 0 | 0 | 0 | 0 | 0 | 0 | 0 | 0 | 0 | 0 | 0 | 0 | 0 | 0 | 0 | 0 | 0 | 0 | 0 | 0 | 0 | 0_E10_Stock |  |  |  |  | 0
| Vintage | 0 | 0 | 0 | 0 | 0 | 0 | 0 | 0 | 0 | 0 | 0 | 0 | 0 | 0 | 0 | 0 | 0 | 0 | 0 | 0 | 0 | 0 | 0 | 0 | 0 | 0 | 0 | 0 | 0 | 0 | 0 | 0_Vintage_Stock |  |  |  |  | 288381.2139
S3C4 |  | Year 0: System 3 Technology 4
Technology Variables
| Tech Key | Year 0: 0
| Peak Factor (S) | Year 0: 0
| Peak Factor (W) | Year 0: 0
| Min Vintage Lifetime | Year 0: 0
| Max Vintage Lifetime | Year 0: 0
| Turnover Style | Year 0: 0
Technology Variables
| Equipment | Year 0: Label; Year 1: Min Lifetime; Year 2: Max Lifetime; Year 3: Degradation; Year 4: Usage; Year 5: Available
| E1 | Year 1: 0; Year 2: 0; Year 3: 0%; Year 4: 0; Year 5: FALSE
| E2 | Year 1: 0; Year 2: 0; Year 3: 0%; Year 4: 0; Year 5: FALSE
| E3 | Year 1: 0; Year 2: 0; Year 3: 0%; Year 4: 0; Year 5: FALSE
| E4 | Year 1: 0; Year 2: 0; Year 3: 0%; Year 4: 0; Year 5: FALSE
| E5 | Year 1: 0; Year 2: 0; Year 3: 0%; Year 4: 0; Year 5: FALSE
| E6 | Year 1: 0; Year 2: 0; Year 3: 0%; Year 4: 0; Year 5: FALSE
| E7 | Year 1: 0; Year 2: 0; Year 3: 0%; Year 4: 0; Year 5: FALSE
| E8 | Year 1: 0; Year 2: 0; Year 3: 0%; Year 4: 0; Year 5: FALSE
| E9 | Year 1: 0; Year 2: 0; Year 3: 0%; Year 4: 0; Year 5: FALSE
| E10 | Year 1: 0; Year 2: 0; Year 3: 0%; Year 4: 0; Year 5: FALSE
Original Forecast Results
| Year | Year 0 | Year 1 | Year 2 | Year 3 | Year 4 | Year 5 | Year 6 | Year 7 | Year 8 | Year 9 | Year 10 | Year 11 | Year 12 | Year 13 | Year 14 | Year 15 | Year 16 | Year 17 | Year 18 | Year 19 | Year 20 | Year 21 | Year 22 | Year 23 | Year 24 | Year 25 | Year 26 | Year 27 | Year 28 | Year 29 | Year 30 | Key
| Units | 0 | 0 | 0 | 0 | 0 | 0 | 0 | 0 | 0 | 0 | 0 | 0 | 0 | 0 | 0 | 0 | 0 | 0 | 0 | 0 | 0 | 0 | 0 | 0 | 0 | 0 | 0 | 0 | 0 | 0 | 0 | #REF! |  |  |  |  | 301957.8232
| Usage | 0 | 0 | 0 | 0 | 0 | 0 | 0 | 0 | 0 | 0 | 0 | 0 | 0 | 0 | 0 | 0 | 0 | 0 | 0 | 0 | 0 | 0 | 0 | 0 | 0 | 0 | 0 | 0 | 0 | 0 | 0 | #REF! |  |  |  |  | 1698.6543
| Peak Demand (S) | 0 | 0 | 0 | 0 | 0 | 0 | 0 | 0 | 0 | 0 | 0 | 0 | 0 | 0 | 0 | 0 | 0 | 0 | 0 | 0 | 0 | 0 | 0 | 0 | 0 | 0 | 0 | 0 | 0 | 0 | 0 | #REF! |  |  |  |  | 0
| Peak Demand (W) | 0 | 0 | 0 | 0 | 0 | 0 | 0 | 0 | 0 | 0 | 0 | 0 | 0 | 0 | 0 | 0 | 0 | 0 | 0 | 0 | 0 | 0 | 0 | 0 | 0 | 0 | 0 | 0 | 0 | 0 | 0 | #REF! |  |  |  |  | 884.6119
| Turnover | 0 | 0 | 0 | 0 | 0 | 0 | 0 | 0 | 0 | 0 | 0 | 0 | 0 | 0 | 0 | 0 | 0 | 0 | 0 | 0 | 0 | 0 | 0 | 0 | 0 | 0 | 0 | 0 | 0 | 0 | 0 | #REF! |  |  |  |  | 6885.4476
| Avg. Replacement Usage | 0 | 0 | 0 | 0 | 0 | 0 | 0 | 0 | 0 | 0 | 0 | 0 | 0 | 0 | 0 | 0 | 0 | 0 | 0 | 0 | 0 | 0 | 0 | 0 | 0 | 0 | 0 | 0 | 0 | 0 | 0 | #REF! |  |  |  |  | 5638.8522
| Avg. Replacement Demand (S) | 0 | 0 | 0 | 0 | 0 | 0 | 0 | 0 | 0 | 0 | 0 | 0 | 0 | 0 | 0 | 0 | 0 | 0 | 0 | 0 | 0 | 0 | 0 | 0 | 0 | 0 | 0 | 0 | 0 | 0 | 0 | #REF! |  |  |  |  | 0
| Avg. Replacement Demand (W) | 0 | 0 | 0 | 0 | 0 | 0 | 0 | 0 | 0 | 0 | 0 | 0 | 0 | 0 | 0 | 0 | 0 | 0 | 0 | 0 | 0 | 0 | 0 | 0 | 0 | 0 | 0 | 0 | 0 | 0 | 0 | #REF! |  |  |  |  | 2.9366
Tech Forecast Stock
| Year | Year 0 | Year 1 | Year 2 | Year 3 | Year 4 | Year 5 | Year 6 | Year 7 | Year 8 | Year 9 | Year 10 | Year 11 | Year 12 | Year 13 | Year 14 | Year 15 | Year 16 | Year 17 | Year 18 | Year 19 | Year 20 | Year 21 | Year 22 | Year 23 | Year 24 | Year 25 | Year 26 | Year 27 | Year 28 | Year 29 | Year 30
| E1 | 0 | 0 | 0 | 0 | 0 | 0 | 0 | 0 | 0 | 0 | 0 | 0 | 0 | 0 | 0 | 0 | 0 | 0 | 0 | 0 | 0 | 0 | 0 | 0 | 0 | 0 | 0 | 0 | 0 | 0 | 0
| E2 | 0 | 0 | 0 | 0 | 0 | 0 | 0 | 0 | 0 | 0 | 0 | 0 | 0 | 0 | 0 | 0 | 0 | 0 | 0 | 0 | 0 | 0 | 0 | 0 | 0 | 0 | 0 | 0 | 0 | 0 | 0
| E3 | 0 | 0 | 0 | 0 | 0 | 0 | 0 | 0 | 0 | 0 | 0 | 0 | 0 | 0 | 0 | 0 | 0 | 0 | 0 | 0 | 0 | 0 | 0 | 0 | 0 | 0 | 0 | 0 | 0 | 0 | 0
| E4 | 0 | 0 | 0 | 0 | 0 | 0 | 0 | 0 | 0 | 0 | 0 | 0 | 0 | 0 | 0 | 0 | 0 | 0 | 0 | 0 | 0 | 0 | 0 | 0 | 0 | 0 | 0 | 0 | 0 | 0 | 0
| E5 | 0 | 0 | 0 | 0 | 0 | 0 | 0 | 0 | 0 | 0 | 0 | 0 | 0 | 0 | 0 | 0 | 0 | 0 | 0 | 0 | 0 | 0 | 0 | 0 | 0 | 0 | 0 | 0 | 0 | 0 | 0
| E6 | 0 | 0 | 0 | 0 | 0 | 0 | 0 | 0 | 0 | 0 | 0 | 0 | 0 | 0 | 0 | 0 | 0 | 0 | 0 | 0 | 0 | 0 | 0 | 0 | 0 | 0 | 0 | 0 | 0 | 0 | 0
| E7 | 0 | 0 | 0 | 0 | 0 | 0 | 0 | 0 | 0 | 0 | 0 | 0 | 0 | 0 | 0 | 0 | 0 | 0 | 0 | 0 | 0 | 0 | 0 | 0 | 0 | 0 | 0 | 0 | 0 | 0 | 0
| E8 | 0 | 0 | 0 | 0 | 0 | 0 | 0 | 0 | 0 | 0 | 0 | 0 | 0 | 0 | 0 | 0 | 0 | 0 | 0 | 0 | 0 | 0 | 0 | 0 | 0 | 0 | 0 | 0 | 0 | 0 | 0
| E9 | 0 | 0 | 0 | 0 | 0 | 0 | 0 | 0 | 0 | 0 | 0 | 0 | 0 | 0 | 0 | 0 | 0 | 0 | 0 | 0 | 0 | 0 | 0 | 0 | 0 | 0 | 0 | 0 | 0 | 0 | 0
| E10 | 0 | 0 | 0 | 0 | 0 | 0 | 0 | 0 | 0 | 0 | 0 | 0 | 0 | 0 | 0 | 0 | 0 | 0 | 0 | 0 | 0 | 0 | 0 | 0 | 0 | 0 | 0 | 0 | 0 | 0 | 0
| Vintage | 0 | 0 | 0 | 0 | 0 | 0 | 0 | 0 | 0 | 0 | 0 | 0 | 0 | 0 | 0 | 0 | 0 | 0 | 0 | 0 | 0 | 0 | 0 | 0 | 0 | 0 | 0 | 0 | 0 | 0 | 0
Stock for Switching
| Year | Year 0 | Year 1 | Year 2 | Year 3 | Year 4 | Year 5 | Year 6 | Year 7 | Year 8 | Year 9 | Year 10 | Year 11 | Year 12 | Year 13 | Year 14 | Year 15 | Year 16 | Year 17 | Year 18 | Year 19 | Year 20 | Year 21 | Year 22 | Year 23 | Year 24 | Year 25 | Year 26 | Year 27 | Year 28 | Year 29 | Year 30
| E1 | 0 | 0 | 0 | 0 | 0 | 0 | 0 | 0 | 0 | 0 | 0 | 0 | 0 | 0 | 0 | 0 | 0 | 0 | 0 | 0 | 0 | 0 | 0 | 0 | 0 | 0 | 0 | 0 | 0 | 0 | 0 | 0_E1_SysStock
| E2 | 0 | 0 | 0 | 0 | 0 | 0 | 0 | 0 | 0 | 0 | 0 | 0 | 0 | 0 | 0 | 0 | 0 | 0 | 0 | 0 | 0 | 0 | 0 | 0 | 0 | 0 | 0 | 0 | 0 | 0 | 0 | 0_E2_SysStock
| E3 | 0 | 0 | 0 | 0 | 0 | 0 | 0 | 0 | 0 | 0 | 0 | 0 | 0 | 0 | 0 | 0 | 0 | 0 | 0 | 0 | 0 | 0 | 0 | 0 | 0 | 0 | 0 | 0 | 0 | 0 | 0 | 0_E3_SysStock
| E4 | 0 | 0 | 0 | 0 | 0 | 0 | 0 | 0 | 0 | 0 | 0 | 0 | 0 | 0 | 0 | 0 | 0 | 0 | 0 | 0 | 0 | 0 | 0 | 0 | 0 | 0 | 0 | 0 | 0 | 0 | 0 | 0_E4_SysStock
| E5 | 0 | 0 | 0 | 0 | 0 | 0 | 0 | 0 | 0 | 0 | 0 | 0 | 0 | 0 | 0 | 0 | 0 | 0 | 0 | 0 | 0 | 0 | 0 | 0 | 0 | 0 | 0 | 0 | 0 | 0 | 0 | 0_E5_SysStock
| E6 | 0 | 0 | 0 | 0 | 0 | 0 | 0 | 0 | 0 | 0 | 0 | 0 | 0 | 0 | 0 | 0 | 0 | 0 | 0 | 0 | 0 | 0 | 0 | 0 | 0 | 0 | 0 | 0 | 0 | 0 | 0 | 0_E6_SysStock
| E7 | 0 | 0 | 0 | 0 | 0 | 0 | 0 | 0 | 0 | 0 | 0 | 0 | 0 | 0 | 0 | 0 | 0 | 0 | 0 | 0 | 0 | 0 | 0 | 0 | 0 | 0 | 0 | 0 | 0 | 0 | 0 | 0_E7_SysStock
| E8 | 0 | 0 | 0 | 0 | 0 | 0 | 0 | 0 | 0 | 0 | 0 | 0 | 0 | 0 | 0 | 0 | 0 | 0 | 0 | 0 | 0 | 0 | 0 | 0 | 0 | 0 | 0 | 0 | 0 | 0 | 0 | 0_E8_SysStock
| E9 | 0 | 0 | 0 | 0 | 0 | 0 | 0 | 0 | 0 | 0 | 0 | 0 | 0 | 0 | 0 | 0 | 0 | 0 | 0 | 0 | 0 | 0 | 0 | 0 | 0 | 0 | 0 | 0 | 0 | 0 | 0 | 0_E9_SysStock
| E10 | 0 | 0 | 0 | 0 | 0 | 0 | 0 | 0 | 0 | 0 | 0 | 0 | 0 | 0 | 0 | 0 | 0 | 0 | 0 | 0 | 0 | 0 | 0 | 0 | 0 | 0 | 0 | 0 | 0 | 0 | 0 | 0_E10_SysStock
| Vintage | 0 | 0 | 0 | 0 | 0 | 0 | 0 | 0 | 0 | 0 | 0 | 0 | 0 | 0 | 0 | 0 | 0 | 0 | 0 | 0 | 0 | 0 | 0 | 0 | 0 | 0 | 0 | 0 | 0 | 0 | 0 | 0_Vintage_SysStock
Tech Forecast Purchases
| Year | Year 0 | Year 1 | Year 2 | Year 3 | Year 4 | Year 5 | Year 6 | Year 7 | Year 8 | Year 9 | Year 10 | Year 11 | Year 12 | Year 13 | Year 14 | Year 15 | Year 16 | Year 17 | Year 18 | Year 19 | Year 20 | Year 21 | Year 22 | Year 23 | Year 24 | Year 25 | Year 26 | Year 27 | Year 28 | Year 29 | Year 30
| E1 | 0 | 0 | 0 | 0 | 0 | 0 | 0 | 0 | 0 | 0 | 0 | 0 | 0 | 0 | 0 | 0 | 0 | 0 | 0 | 0 | 0 | 0 | 0 | 0 | 0 | 0 | 0 | 0 | 0 | 0 | 0
| E2 | 0 | 0 | 0 | 0 | 0 | 0 | 0 | 0 | 0 | 0 | 0 | 0 | 0 | 0 | 0 | 0 | 0 | 0 | 0 | 0 | 0 | 0 | 0 | 0 | 0 | 0 | 0 | 0 | 0 | 0 | 0
| E3 | 0 | 0 | 0 | 0 | 0 | 0 | 0 | 0 | 0 | 0 | 0 | 0 | 0 | 0 | 0 | 0 | 0 | 0 | 0 | 0 | 0 | 0 | 0 | 0 | 0 | 0 | 0 | 0 | 0 | 0 | 0
| E4 | 0 | 0 | 0 | 0 | 0 | 0 | 0 | 0 | 0 | 0 | 0 | 0 | 0 | 0 | 0 | 0 | 0 | 0 | 0 | 0 | 0 | 0 | 0 | 0 | 0 | 0 | 0 | 0 | 0 | 0 | 0
| E5 | 0 | 0 | 0 | 0 | 0 | 0 | 0 | 0 | 0 | 0 | 0 | 0 | 0 | 0 | 0 | 0 | 0 | 0 | 0 | 0 | 0 | 0 | 0 | 0 | 0 | 0 | 0 | 0 | 0 | 0 | 0
| E6 | 0 | 0 | 0 | 0 | 0 | 0 | 0 | 0 | 0 | 0 | 0 | 0 | 0 | 0 | 0 | 0 | 0 | 0 | 0 | 0 | 0 | 0 | 0 | 0 | 0 | 0 | 0 | 0 | 0 | 0 | 0
| E7 | 0 | 0 | 0 | 0 | 0 | 0 | 0 | 0 | 0 | 0 | 0 | 0 | 0 | 0 | 0 | 0 | 0 | 0 | 0 | 0 | 0 | 0 | 0 | 0 | 0 | 0 | 0 | 0 | 0 | 0 | 0
| E8 | 0 | 0 | 0 | 0 | 0 | 0 | 0 | 0 | 0 | 0 | 0 | 0 | 0 | 0 | 0 | 0 | 0 | 0 | 0 | 0 | 0 | 0 | 0 | 0 | 0 | 0 | 0 | 0 | 0 | 0 | 0
| E9 | 0 | 0 | 0 | 0 | 0 | 0 | 0 | 0 | 0 | 0 | 0 | 0 | 0 | 0 | 0 | 0 | 0 | 0 | 0 | 0 | 0 | 0 | 0 | 0 | 0 | 0 | 0 | 0 | 0 | 0 | 0
| E10 | 0 | 0 | 0 | 0 | 0 | 0 | 0 | 0 | 0 | 0 | 0 | 0 | 0 | 0 | 0 | 0 | 0 | 0 | 0 | 0 | 0 | 0 | 0 | 0 | 0 | 0 | 0 | 0 | 0 | 0 | 0
Potential to Switch
| Year | Year 0 | Year 1 | Year 2 | Year 3 | Year 4 | Year 5 | Year 6 | Year 7 | Year 8 | Year 9 | Year 10 | Year 11 | Year 12 | Year 13 | Year 14 | Year 15 | Year 16 | Year 17 | Year 18 | Year 19 | Year 20 | Year 21 | Year 22 | Year 23 | Year 24 | Year 25 | Year 26 | Year 27 | Year 28 | Year 29 | Year 30
| E1 | 0 | 0 | 0 | 0 | 0 | 0 | 0 | 0 | 0 | 0 | 0 | 0 | 0 | 0 | 0 | 0 | 0 | 0 | 0 | 0 | 0 | 0 | 0 | 0 | 0 | 0 | 0 | 0 | 0 | 0 | 0 | 0_E1_Switched Out
| E2 | 0 | 0 | 0 | 0 | 0 | 0 | 0 | 0 | 0 | 0 | 0 | 0 | 0 | 0 | 0 | 0 | 0 | 0 | 0 | 0 | 0 | 0 | 0 | 0 | 0 | 0 | 0 | 0 | 0 | 0 | 0 | 0_E2_Switched Out
| E3 | 0 | 0 | 0 | 0 | 0 | 0 | 0 | 0 | 0 | 0 | 0 | 0 | 0 | 0 | 0 | 0 | 0 | 0 | 0 | 0 | 0 | 0 | 0 | 0 | 0 | 0 | 0 | 0 | 0 | 0 | 0 | 0_E3_Switched Out
| E4 | 0 | 0 | 0 | 0 | 0 | 0 | 0 | 0 | 0 | 0 | 0 | 0 | 0 | 0 | 0 | 0 | 0 | 0 | 0 | 0 | 0 | 0 | 0 | 0 | 0 | 0 | 0 | 0 | 0 | 0 | 0 | 0_E4_Switched Out
| E5 | 0 | 0 | 0 | 0 | 0 | 0 | 0 | 0 | 0 | 0 | 0 | 0 | 0 | 0 | 0 | 0 | 0 | 0 | 0 | 0 | 0 | 0 | 0 | 0 | 0 | 0 | 0 | 0 | 0 | 0 | 0 | 0_E5_Switched Out
| E6 | 0 | 0 | 0 | 0 | 0 | 0 | 0 | 0 | 0 | 0 | 0 | 0 | 0 | 0 | 0 | 0 | 0 | 0 | 0 | 0 | 0 | 0 | 0 | 0 | 0 | 0 | 0 | 0 | 0 | 0 | 0 | 0_E6_Switched Out
| E7 | 0 | 0 | 0 | 0 | 0 | 0 | 0 | 0 | 0 | 0 | 0 | 0 | 0 | 0 | 0 | 0 | 0 | 0 | 0 | 0 | 0 | 0 | 0 | 0 | 0 | 0 | 0 | 0 | 0 | 0 | 0 | 0_E7_Switched Out
| E8 | 0 | 0 | 0 | 0 | 0 | 0 | 0 | 0 | 0 | 0 | 0 | 0 | 0 | 0 | 0 | 0 | 0 | 0 | 0 | 0 | 0 | 0 | 0 | 0 | 0 | 0 | 0 | 0 | 0 | 0 | 0 | 0_E8_Switched Out
| E9 | 0 | 0 | 0 | 0 | 0 | 0 | 0 | 0 | 0 | 0 | 0 | 0 | 0 | 0 | 0 | 0 | 0 | 0 | 0 | 0 | 0 | 0 | 0 | 0 | 0 | 0 | 0 | 0 | 0 | 0 | 0 | 0_E9_Switched Out
| E10 | 0 | 0 | 0 | 0 | 0 | 0 | 0 | 0 | 0 | 0 | 0 | 0 | 0 | 0 | 0 | 0 | 0 | 0 | 0 | 0 | 0 | 0 | 0 | 0 | 0 | 0 | 0 | 0 | 0 | 0 | 0 | 0_E10_Switched Out
Units Out
| E1 | 0 | 0 | 0 | 0 | 0 | 0 | 0 | 0 | 0 | 0 | 0 | 0 | 0 | 0 | 0 | 0 | 0 | 0 | 0 | 0 | 0 | 0 | 0 | 0 | 0 | 0 | 0 | 0 | 0 | 0 | 0
| E2 | 0 | 0 | 0 | 0 | 0 | 0 | 0 | 0 | 0 | 0 | 0 | 0 | 0 | 0 | 0 | 0 | 0 | 0 | 0 | 0 | 0 | 0 | 0 | 0 | 0 | 0 | 0 | 0 | 0 | 0 | 0
| E3 | 0 | 0 | 0 | 0 | 0 | 0 | 0 | 0 | 0 | 0 | 0 | 0 | 0 | 0 | 0 | 0 | 0 | 0 | 0 | 0 | 0 | 0 | 0 | 0 | 0 | 0 | 0 | 0 | 0 | 0 | 0
| E4 | 0 | 0 | 0 | 0 | 0 | 0 | 0 | 0 | 0 | 0 | 0 | 0 | 0 | 0 | 0 | 0 | 0 | 0 | 0 | 0 | 0 | 0 | 0 | 0 | 0 | 0 | 0 | 0 | 0 | 0 | 0
| E5 | 0 | 0 | 0 | 0 | 0 | 0 | 0 | 0 | 0 | 0 | 0 | 0 | 0 | 0 | 0 | 0 | 0 | 0 | 0 | 0 | 0 | 0 | 0 | 0 | 0 | 0 | 0 | 0 | 0 | 0 | 0
| E6 | 0 | 0 | 0 | 0 | 0 | 0 | 0 | 0 | 0 | 0 | 0 | 0 | 0 | 0 | 0 | 0 | 0 | 0 | 0 | 0 | 0 | 0 | 0 | 0 | 0 | 0 | 0 | 0 | 0 | 0 | 0
| E7 | 0 | 0 | 0 | 0 | 0 | 0 | 0 | 0 | 0 | 0 | 0 | 0 | 0 | 0 | 0 | 0 | 0 | 0 | 0 | 0 | 0 | 0 | 0 | 0 | 0 | 0 | 0 | 0 | 0 | 0 | 0
| E8 | 0 | 0 | 0 | 0 | 0 | 0 | 0 | 0 | 0 | 0 | 0 | 0 | 0 | 0 | 0 | 0 | 0 | 0 | 0 | 0 | 0 | 0 | 0 | 0 | 0 | 0 | 0 | 0 | 0 | 0 | 0
| E9 | 0 | 0 | 0 | 0 | 0 | 0 | 0 | 0 | 0 | 0 | 0 | 0 | 0 | 0 | 0 | 0 | 0 | 0 | 0 | 0 | 0 | 0 | 0 | 0 | 0 | 0 | 0 | 0 | 0 | 0 | 0
| E10 | 0 | 0 | 0 | 0 | 0 | 0 | 0 | 0 | 0 | 0 | 0 | 0 | 0 | 0 | 0 | 0 | 0 | 0 | 0 | 0 | 0 | 0 | 0 | 0 | 0 | 0 | 0 | 0 | 0 | 0 | 0
| Vintage | 0 | 0 | 0 | 0 | 0 | 0 | 0 | 0 | 0 | 0 | 0 | 0 | 0 | 0 | 0 | 0 | 0 | 0 | 0 | 0 | 0 | 0 | 0 | 0 | 0 | 0 | 0 | 0 | 0 | 0 | 0
Tech Purchase Shares
| Year | Year 0 | Year 1 | Year 2 | Year 3 | Year 4 | Year 5 | Year 6 | Year 7 | Year 8 | Year 9 | Year 10 | Year 11 | Year 12 | Year 13 | Year 14 | Year 15 | Year 16 | Year 17 | Year 18 | Year 19 | Year 20 | Year 21 | Year 22 | Year 23 | Year 24 | Year 25 | Year 26 | Year 27 | Year 28 | Year 29 | Year 30
E1 | bar: Year 0 to Year 30
E2 | bar: Year 0 to Year 30
E3 | bar: Year 0 to Year 30
E4 | bar: Year 0 to Year 30
E5 | bar: Year 0 to Year 30
E6 | bar: Year 0 to Year 30
E7 | bar: Year 0 to Year 30
E8 | bar: Year 0 to Year 30
E9 | bar: Year 0 to Year 30
E10 | bar: Year 0 to Year 30
Units In from Switching
| E1 | 0 | 0 | 0 | 0 | 0 | 0 | 0 | 0 | 0 | 0 | 0 | 0 | 0 | 0 | 0 | 0 | 0 | 0 | 0 | 0 | 0 | 0 | 0 | 0 | 0 | 0 | 0 | 0 | 0 | 0 | 0
| E2 | 0 | 0 | 0 | 0 | 0 | 0 | 0 | 0 | 0 | 0 | 0 | 0 | 0 | 0 | 0 | 0 | 0 | 0 | 0 | 0 | 0 | 0 | 0 | 0 | 0 | 0 | 0 | 0 | 0 | 0 | 0
| E3 | 0 | 0 | 0 | 0 | 0 | 0 | 0 | 0 | 0 | 0 | 0 | 0 | 0 | 0 | 0 | 0 | 0 | 0 | 0 | 0 | 0 | 0 | 0 | 0 | 0 | 0 | 0 | 0 | 0 | 0 | 0
| E4 | 0 | 0 | 0 | 0 | 0 | 0 | 0 | 0 | 0 | 0 | 0 | 0 | 0 | 0 | 0 | 0 | 0 | 0 | 0 | 0 | 0 | 0 | 0 | 0 | 0 | 0 | 0 | 0 | 0 | 0 | 0
| E5 | 0 | 0 | 0 | 0 | 0 | 0 | 0 | 0 | 0 | 0 | 0 | 0 | 0 | 0 | 0 | 0 | 0 | 0 | 0 | 0 | 0 | 0 | 0 | 0 | 0 | 0 | 0 | 0 | 0 | 0 | 0
| E6 | 0 | 0 | 0 | 0 | 0 | 0 | 0 | 0 | 0 | 0 | 0 | 0 | 0 | 0 | 0 | 0 | 0 | 0 | 0 | 0 | 0 | 0 | 0 | 0 | 0 | 0 | 0 | 0 | 0 | 0 | 0
| E7 | 0 | 0 | 0 | 0 | 0 | 0 | 0 | 0 | 0 | 0 | 0 | 0 | 0 | 0 | 0 | 0 | 0 | 0 | 0 | 0 | 0 | 0 | 0 | 0 | 0 | 0 | 0 | 0 | 0 | 0 | 0
| E8 | 0 | 0 | 0 | 0 | 0 | 0 | 0 | 0 | 0 | 0 | 0 | 0 | 0 | 0 | 0 | 0 | 0 | 0 | 0 | 0 | 0 | 0 | 0 | 0 | 0 | 0 | 0 | 0 | 0 | 0 | 0
| E9 | 0 | 0 | 0 | 0 | 0 | 0 | 0 | 0 | 0 | 0 | 0 | 0 | 0 | 0 | 0 | 0 | 0 | 0 | 0 | 0 | 0 | 0 | 0 | 0 | 0 | 0 | 0 | 0 | 0 | 0 | 0
| E10 | 0 | 0 | 0 | 0 | 0 | 0 | 0 | 0 | 0 | 0 | 0 | 0 | 0 | 0 | 0 | 0 | 0 | 0 | 0 | 0 | 0 | 0 | 0 | 0 | 0 | 0 | 0 | 0 | 0 | 0 | 0
| Vintage | 0 | 0 | 0 | 0 | 0 | 0 | 0 | 0 | 0 | 0 | 0 | 0 | 0 | 0 | 0 | 0 | 0 | 0 | 0 | 0 | 0 | 0 | 0 | 0 | 0 | 0 | 0 | 0 | 0 | 0 | 0
Net Change
| Year | Year 0 | Year 1 | Year 2 | Year 3 | Year 4 | Year 5 | Year 6 | Year 7 | Year 8 | Year 9 | Year 10 | Year 11 | Year 12 | Year 13 | Year 14 | Year 15 | Year 16 | Year 17 | Year 18 | Year 19 | Year 20 | Year 21 | Year 22 | Year 23 | Year 24 | Year 25 | Year 26 | Year 27 | Year 28 | Year 29 | Year 30 | Key
| Units | 0 | 0 | 0 | 0 | 0 | 0 | 0 | 0 | 0 | 0 | 0 | 0 | 0 | 0 | 0 | 0 | 0 | 0 | 0 | 0 | 0 | 0 | 0 | 0 | 0 | 0 | 0 | 0 | 0 | 0 | 0 | 0_Units |  |  |  |  | 301957.8232
| Usage | 0 | 0 | 0 | 0 | 0 | 0 | 0 | 0 | 0 | 0 | 0 | 0 | 0 | 0 | 0 | 0 | 0 | 0 | 0 | 0 | 0 | 0 | 0 | 0 | 0 | 0 | 0 | 0 | 0 | 0 | 0 | 0_Usage |  |  |  |  | 1698.6543
| Peak Demand (S) | 0 | 0 | 0 | 0 | 0 | 0 | 0 | 0 | 0 | 0 | 0 | 0 | 0 | 0 | 0 | 0 | 0 | 0 | 0 | 0 | 0 | 0 | 0 | 0 | 0 | 0 | 0 | 0 | 0 | 0 | 0 | 0_Peak Demand (S) |  |  |  |  | 0
| Peak Demand (W) | 0 | 0 | 0 | 0 | 0 | 0 | 0 | 0 | 0 | 0 | 0 | 0 | 0 | 0 | 0 | 0 | 0 | 0 | 0 | 0 | 0 | 0 | 0 | 0 | 0 | 0 | 0 | 0 | 0 | 0 | 0 | 0_Peak Demand (W) |  |  |  |  | 884.6119
| Turnover | 0 | 0 | 0 | 0 | 0 | 0 | 0 | 0 | 0 | 0 | 0 | 0 | 0 | 0 | 0 | 0 | 0 | 0 | 0 | 0 | 0 | 0 | 0 | 0 | 0 | 0 | 0 | 0 | 0 | 0 | 0 | 0_Turnover |  |  |  |  | 6885.4476
| Avg. Replacement Usage | 0 | 0 | 0 | 0 | 0 | 0 | 0 | 0 | 0 | 0 | 0 | 0 | 0 | 0 | 0 | 0 | 0 | 0 | 0 | 0 | 0 | 0 | 0 | 0 | 0 | 0 | 0 | 0 | 0 | 0 | 0 | 0_Avg. Replacement Usage |  |  |  |  | 5638.8522
| Avg. Replacement Demand (S) | 0 | 0 | 0 | 0 | 0 | 0 | 0 | 0 | 0 | 0 | 0 | 0 | 0 | 0 | 0 | 0 | 0 | 0 | 0 | 0 | 0 | 0 | 0 | 0 | 0 | 0 | 0 | 0 | 0 | 0 | 0 | 0_Avg. Replacement Demand (S) |  |  |  |  | 0
| Avg. Replacement Demand (W) | 0 | 0 | 0 | 0 | 0 | 0 | 0 | 0 | 0 | 0 | 0 | 0 | 0 | 0 | 0 | 0 | 0 | 0 | 0 | 0 | 0 | 0 | 0 | 0 | 0 | 0 | 0 | 0 | 0 | 0 | 0 | 0_Avg. Replacement Demand (W) |  |  |  |  | 2.9366
Purchases
| Year | Year 0 | Year 1 | Year 2 | Year 3 | Year 4 | Year 5 | Year 6 | Year 7 | Year 8 | Year 9 | Year 10 | Year 11 | Year 12 | Year 13 | Year 14 | Year 15 | Year 16 | Year 17 | Year 18 | Year 19 | Year 20 | Year 21 | Year 22 | Year 23 | Year 24 | Year 25 | Year 26 | Year 27 | Year 28 | Year 29 | Year 30
| E1 | 0 | 0 | 0 | 0 | 0 | 0 | 0 | 0 | 0 | 0 | 0 | 0 | 0 | 0 | 0 | 0 | 0 | 0 | 0 | 0 | 0 | 0 | 0 | 0 | 0 | 0 | 0 | 0 | 0 | 0 | 0 | 0_E1_Purchases |  |  |  |  | 6885.4476
| E2 | 0 | 0 | 0 | 0 | 0 | 0 | 0 | 0 | 0 | 0 | 0 | 0 | 0 | 0 | 0 | 0 | 0 | 0 | 0 | 0 | 0 | 0 | 0 | 0 | 0 | 0 | 0 | 0 | 0 | 0 | 0 | 0_E2_Purchases |  |  |  |  | 0
| E3 | 0 | 0 | 0 | 0 | 0 | 0 | 0 | 0 | 0 | 0 | 0 | 0 | 0 | 0 | 0 | 0 | 0 | 0 | 0 | 0 | 0 | 0 | 0 | 0 | 0 | 0 | 0 | 0 | 0 | 0 | 0 | 0_E3_Purchases |  |  |  |  | 0
| E4 | 0 | 0 | 0 | 0 | 0 | 0 | 0 | 0 | 0 | 0 | 0 | 0 | 0 | 0 | 0 | 0 | 0 | 0 | 0 | 0 | 0 | 0 | 0 | 0 | 0 | 0 | 0 | 0 | 0 | 0 | 0 | 0_E4_Purchases |  |  |  |  | 0
| E5 | 0 | 0 | 0 | 0 | 0 | 0 | 0 | 0 | 0 | 0 | 0 | 0 | 0 | 0 | 0 | 0 | 0 | 0 | 0 | 0 | 0 | 0 | 0 | 0 | 0 | 0 | 0 | 0 | 0 | 0 | 0 | 0_E5_Purchases |  |  |  |  | 0
| E6 | 0 | 0 | 0 | 0 | 0 | 0 | 0 | 0 | 0 | 0 | 0 | 0 | 0 | 0 | 0 | 0 | 0 | 0 | 0 | 0 | 0 | 0 | 0 | 0 | 0 | 0 | 0 | 0 | 0 | 0 | 0 | 0_E6_Purchases |  |  |  |  | 0
| E7 | 0 | 0 | 0 | 0 | 0 | 0 | 0 | 0 | 0 | 0 | 0 | 0 | 0 | 0 | 0 | 0 | 0 | 0 | 0 | 0 | 0 | 0 | 0 | 0 | 0 | 0 | 0 | 0 | 0 | 0 | 0 | 0_E7_Purchases |  |  |  |  | 0
| E8 | 0 | 0 | 0 | 0 | 0 | 0 | 0 | 0 | 0 | 0 | 0 | 0 | 0 | 0 | 0 | 0 | 0 | 0 | 0 | 0 | 0 | 0 | 0 | 0 | 0 | 0 | 0 | 0 | 0 | 0 | 0 | 0_E8_Purchases |  |  |  |  | 0
| E9 | 0 | 0 | 0 | 0 | 0 | 0 | 0 | 0 | 0 | 0 | 0 | 0 | 0 | 0 | 0 | 0 | 0 | 0 | 0 | 0 | 0 | 0 | 0 | 0 | 0 | 0 | 0 | 0 | 0 | 0 | 0 | 0_E9_Purchases |  |  |  |  | 0
| E10 | 0 | 0 | 0 | 0 | 0 | 0 | 0 | 0 | 0 | 0 | 0 | 0 | 0 | 0 | 0 | 0 | 0 | 0 | 0 | 0 | 0 | 0 | 0 | 0 | 0 | 0 | 0 | 0 | 0 | 0 | 0 | 0_E10_Purchases |  |  |  |  | 0
Stock
| Year | Year 0 | Year 1 | Year 2 | Year 3 | Year 4 | Year 5 | Year 6 | Year 7 | Year 8 | Year 9 | Year 10 | Year 11 | Year 12 | Year 13 | Year 14 | Year 15 | Year 16 | Year 17 | Year 18 | Year 19 | Year 20 | Year 21 | Year 22 | Year 23 | Year 24 | Year 25 | Year 26 | Year 27 | Year 28 | Year 29 | Year 30
| E1 | 0 | 0 | 0 | 0 | 0 | 0 | 0 | 0 | 0 | 0 | 0 | 0 | 0 | 0 | 0 | 0 | 0 | 0 | 0 | 0 | 0 | 0 | 0 | 0 | 0 | 0 | 0 | 0 | 0 | 0 | 0 | 0_E1_Stock |  |  |  |  | 13576.6093
| E2 | 0 | 0 | 0 | 0 | 0 | 0 | 0 | 0 | 0 | 0 | 0 | 0 | 0 | 0 | 0 | 0 | 0 | 0 | 0 | 0 | 0 | 0 | 0 | 0 | 0 | 0 | 0 | 0 | 0 | 0 | 0 | 0_E2_Stock |  |  |  |  | 0
| E3 | 0 | 0 | 0 | 0 | 0 | 0 | 0 | 0 | 0 | 0 | 0 | 0 | 0 | 0 | 0 | 0 | 0 | 0 | 0 | 0 | 0 | 0 | 0 | 0 | 0 | 0 | 0 | 0 | 0 | 0 | 0 | 0_E3_Stock |  |  |  |  | 0
| E4 | 0 | 0 | 0 | 0 | 0 | 0 | 0 | 0 | 0 | 0 | 0 | 0 | 0 | 0 | 0 | 0 | 0 | 0 | 0 | 0 | 0 | 0 | 0 | 0 | 0 | 0 | 0 | 0 | 0 | 0 | 0 | 0_E4_Stock |  |  |  |  | 0
| E5 | 0 | 0 | 0 | 0 | 0 | 0 | 0 | 0 | 0 | 0 | 0 | 0 | 0 | 0 | 0 | 0 | 0 | 0 | 0 | 0 | 0 | 0 | 0 | 0 | 0 | 0 | 0 | 0 | 0 | 0 | 0 | 0_E5_Stock |  |  |  |  | 0
| E6 | 0 | 0 | 0 | 0 | 0 | 0 | 0 | 0 | 0 | 0 | 0 | 0 | 0 | 0 | 0 | 0 | 0 | 0 | 0 | 0 | 0 | 0 | 0 | 0 | 0 | 0 | 0 | 0 | 0 | 0 | 0 | 0_E6_Stock |  |  |  |  | 0
| E7 | 0 | 0 | 0 | 0 | 0 | 0 | 0 | 0 | 0 | 0 | 0 | 0 | 0 | 0 | 0 | 0 | 0 | 0 | 0 | 0 | 0 | 0 | 0 | 0 | 0 | 0 | 0 | 0 | 0 | 0 | 0 | 0_E7_Stock |  |  |  |  | 0
| E8 | 0 | 0 | 0 | 0 | 0 | 0 | 0 | 0 | 0 | 0 | 0 | 0 | 0 | 0 | 0 | 0 | 0 | 0 | 0 | 0 | 0 | 0 | 0 | 0 | 0 | 0 | 0 | 0 | 0 | 0 | 0 | 0_E8_Stock |  |  |  |  | 0
| E9 | 0 | 0 | 0 | 0 | 0 | 0 | 0 | 0 | 0 | 0 | 0 | 0 | 0 | 0 | 0 | 0 | 0 | 0 | 0 | 0 | 0 | 0 | 0 | 0 | 0 | 0 | 0 | 0 | 0 | 0 | 0 | 0_E9_Stock |  |  |  |  | 0
| E10 | 0 | 0 | 0 | 0 | 0 | 0 | 0 | 0 | 0 | 0 | 0 | 0 | 0 | 0 | 0 | 0 | 0 | 0 | 0 | 0 | 0 | 0 | 0 | 0 | 0 | 0 | 0 | 0 | 0 | 0 | 0 | 0_E10_Stock |  |  |  |  | 0
| Vintage | 0 | 0 | 0 | 0 | 0 | 0 | 0 | 0 | 0 | 0 | 0 | 0 | 0 | 0 | 0 | 0 | 0 | 0 | 0 | 0 | 0 | 0 | 0 | 0 | 0 | 0 | 0 | 0 | 0 | 0 | 0 | 0_Vintage_Stock |  |  |  |  | 288381.2139
S3C5 |  | Year 0: System 3 Technology 5
Technology Variables
| Tech Key | Year 0: 0
| Peak Factor (S) | Year 0: 0
| Peak Factor (W) | Year 0: 0
| Min Vintage Lifetime | Year 0: 0
| Max Vintage Lifetime | Year 0: 0
| Turnover Style | Year 0: 0
Technology Variables
| Equipment | Year 0: Label; Year 1: Min Lifetime; Year 2: Max Lifetime; Year 3: Degradation; Year 4: Usage; Year 5: Available
| E1 | Year 1: 0; Year 2: 0; Year 3: 0%; Year 4: 0; Year 5: FALSE
| E2 | Year 1: 0; Year 2: 0; Year 3: 0%; Year 4: 0; Year 5: FALSE
| E3 | Year 1: 0; Year 2: 0; Year 3: 0%; Year 4: 0; Year 5: FALSE
| E4 | Year 1: 0; Year 2: 0; Year 3: 0%; Year 4: 0; Year 5: FALSE
| E5 | Year 1: 0; Year 2: 0; Year 3: 0%; Year 4: 0; Year 5: FALSE
| E6 | Year 1: 0; Year 2: 0; Year 3: 0%; Year 4: 0; Year 5: FALSE
| E7 | Year 1: 0; Year 2: 0; Year 3: 0%; Year 4: 0; Year 5: FALSE
| E8 | Year 1: 0; Year 2: 0; Year 3: 0%; Year 4: 0; Year 5: FALSE
| E9 | Year 1: 0; Year 2: 0; Year 3: 0%; Year 4: 0; Year 5: FALSE
| E10 | Year 1: 0; Year 2: 0; Year 3: 0%; Year 4: 0; Year 5: FALSE
Original Forecast Results
| Year | Year 0 | Year 1 | Year 2 | Year 3 | Year 4 | Year 5 | Year 6 | Year 7 | Year 8 | Year 9 | Year 10 | Year 11 | Year 12 | Year 13 | Year 14 | Year 15 | Year 16 | Year 17 | Year 18 | Year 19 | Year 20 | Year 21 | Year 22 | Year 23 | Year 24 | Year 25 | Year 26 | Year 27 | Year 28 | Year 29 | Year 30 | Key
| Units | 0 | 0 | 0 | 0 | 0 | 0 | 0 | 0 | 0 | 0 | 0 | 0 | 0 | 0 | 0 | 0 | 0 | 0 | 0 | 0 | 0 | 0 | 0 | 0 | 0 | 0 | 0 | 0 | 0 | 0 | 0 | #REF! |  |  |  |  | 301957.8232
| Usage | 0 | 0 | 0 | 0 | 0 | 0 | 0 | 0 | 0 | 0 | 0 | 0 | 0 | 0 | 0 | 0 | 0 | 0 | 0 | 0 | 0 | 0 | 0 | 0 | 0 | 0 | 0 | 0 | 0 | 0 | 0 | #REF! |  |  |  |  | 1698.6543
| Peak Demand (S) | 0 | 0 | 0 | 0 | 0 | 0 | 0 | 0 | 0 | 0 | 0 | 0 | 0 | 0 | 0 | 0 | 0 | 0 | 0 | 0 | 0 | 0 | 0 | 0 | 0 | 0 | 0 | 0 | 0 | 0 | 0 | #REF! |  |  |  |  | 0
| Peak Demand (W) | 0 | 0 | 0 | 0 | 0 | 0 | 0 | 0 | 0 | 0 | 0 | 0 | 0 | 0 | 0 | 0 | 0 | 0 | 0 | 0 | 0 | 0 | 0 | 0 | 0 | 0 | 0 | 0 | 0 | 0 | 0 | #REF! |  |  |  |  | 884.6119
| Turnover | 0 | 0 | 0 | 0 | 0 | 0 | 0 | 0 | 0 | 0 | 0 | 0 | 0 | 0 | 0 | 0 | 0 | 0 | 0 | 0 | 0 | 0 | 0 | 0 | 0 | 0 | 0 | 0 | 0 | 0 | 0 | #REF! |  |  |  |  | 6885.4476
| Avg. Replacement Usage | 0 | 0 | 0 | 0 | 0 | 0 | 0 | 0 | 0 | 0 | 0 | 0 | 0 | 0 | 0 | 0 | 0 | 0 | 0 | 0 | 0 | 0 | 0 | 0 | 0 | 0 | 0 | 0 | 0 | 0 | 0 | #REF! |  |  |  |  | 5638.8522
| Avg. Replacement Demand (S) | 0 | 0 | 0 | 0 | 0 | 0 | 0 | 0 | 0 | 0 | 0 | 0 | 0 | 0 | 0 | 0 | 0 | 0 | 0 | 0 | 0 | 0 | 0 | 0 | 0 | 0 | 0 | 0 | 0 | 0 | 0 | #REF! |  |  |  |  | 0
| Avg. Replacement Demand (W) | 0 | 0 | 0 | 0 | 0 | 0 | 0 | 0 | 0 | 0 | 0 | 0 | 0 | 0 | 0 | 0 | 0 | 0 | 0 | 0 | 0 | 0 | 0 | 0 | 0 | 0 | 0 | 0 | 0 | 0 | 0 | #REF! |  |  |  |  | 2.9366
Tech Forecast Stock
| Year | Year 0 | Year 1 | Year 2 | Year 3 | Year 4 | Year 5 | Year 6 | Year 7 | Year 8 | Year 9 | Year 10 | Year 11 | Year 12 | Year 13 | Year 14 | Year 15 | Year 16 | Year 17 | Year 18 | Year 19 | Year 20 | Year 21 | Year 22 | Year 23 | Year 24 | Year 25 | Year 26 | Year 27 | Year 28 | Year 29 | Year 30
| E1 | 0 | 0 | 0 | 0 | 0 | 0 | 0 | 0 | 0 | 0 | 0 | 0 | 0 | 0 | 0 | 0 | 0 | 0 | 0 | 0 | 0 | 0 | 0 | 0 | 0 | 0 | 0 | 0 | 0 | 0 | 0
| E2 | 0 | 0 | 0 | 0 | 0 | 0 | 0 | 0 | 0 | 0 | 0 | 0 | 0 | 0 | 0 | 0 | 0 | 0 | 0 | 0 | 0 | 0 | 0 | 0 | 0 | 0 | 0 | 0 | 0 | 0 | 0
| E3 | 0 | 0 | 0 | 0 | 0 | 0 | 0 | 0 | 0 | 0 | 0 | 0 | 0 | 0 | 0 | 0 | 0 | 0 | 0 | 0 | 0 | 0 | 0 | 0 | 0 | 0 | 0 | 0 | 0 | 0 | 0
| E4 | 0 | 0 | 0 | 0 | 0 | 0 | 0 | 0 | 0 | 0 | 0 | 0 | 0 | 0 | 0 | 0 | 0 | 0 | 0 | 0 | 0 | 0 | 0 | 0 | 0 | 0 | 0 | 0 | 0 | 0 | 0
| E5 | 0 | 0 | 0 | 0 | 0 | 0 | 0 | 0 | 0 | 0 | 0 | 0 | 0 | 0 | 0 | 0 | 0 | 0 | 0 | 0 | 0 | 0 | 0 | 0 | 0 | 0 | 0 | 0 | 0 | 0 | 0
| E6 | 0 | 0 | 0 | 0 | 0 | 0 | 0 | 0 | 0 | 0 | 0 | 0 | 0 | 0 | 0 | 0 | 0 | 0 | 0 | 0 | 0 | 0 | 0 | 0 | 0 | 0 | 0 | 0 | 0 | 0 | 0
| E7 | 0 | 0 | 0 | 0 | 0 | 0 | 0 | 0 | 0 | 0 | 0 | 0 | 0 | 0 | 0 | 0 | 0 | 0 | 0 | 0 | 0 | 0 | 0 | 0 | 0 | 0 | 0 | 0 | 0 | 0 | 0
| E8 | 0 | 0 | 0 | 0 | 0 | 0 | 0 | 0 | 0 | 0 | 0 | 0 | 0 | 0 | 0 | 0 | 0 | 0 | 0 | 0 | 0 | 0 | 0 | 0 | 0 | 0 | 0 | 0 | 0 | 0 | 0
| E9 | 0 | 0 | 0 | 0 | 0 | 0 | 0 | 0 | 0 | 0 | 0 | 0 | 0 | 0 | 0 | 0 | 0 | 0 | 0 | 0 | 0 | 0 | 0 | 0 | 0 | 0 | 0 | 0 | 0 | 0 | 0
| E10 | 0 | 0 | 0 | 0 | 0 | 0 | 0 | 0 | 0 | 0 | 0 | 0 | 0 | 0 | 0 | 0 | 0 | 0 | 0 | 0 | 0 | 0 | 0 | 0 | 0 | 0 | 0 | 0 | 0 | 0 | 0
| Vintage | 0 | 0 | 0 | 0 | 0 | 0 | 0 | 0 | 0 | 0 | 0 | 0 | 0 | 0 | 0 | 0 | 0 | 0 | 0 | 0 | 0 | 0 | 0 | 0 | 0 | 0 | 0 | 0 | 0 | 0 | 0
Stock for Switching
| Year | Year 0 | Year 1 | Year 2 | Year 3 | Year 4 | Year 5 | Year 6 | Year 7 | Year 8 | Year 9 | Year 10 | Year 11 | Year 12 | Year 13 | Year 14 | Year 15 | Year 16 | Year 17 | Year 18 | Year 19 | Year 20 | Year 21 | Year 22 | Year 23 | Year 24 | Year 25 | Year 26 | Year 27 | Year 28 | Year 29 | Year 30
| E1 | 0 | 0 | 0 | 0 | 0 | 0 | 0 | 0 | 0 | 0 | 0 | 0 | 0 | 0 | 0 | 0 | 0 | 0 | 0 | 0 | 0 | 0 | 0 | 0 | 0 | 0 | 0 | 0 | 0 | 0 | 0 | 0_E1_SysStock
| E2 | 0 | 0 | 0 | 0 | 0 | 0 | 0 | 0 | 0 | 0 | 0 | 0 | 0 | 0 | 0 | 0 | 0 | 0 | 0 | 0 | 0 | 0 | 0 | 0 | 0 | 0 | 0 | 0 | 0 | 0 | 0 | 0_E2_SysStock
| E3 | 0 | 0 | 0 | 0 | 0 | 0 | 0 | 0 | 0 | 0 | 0 | 0 | 0 | 0 | 0 | 0 | 0 | 0 | 0 | 0 | 0 | 0 | 0 | 0 | 0 | 0 | 0 | 0 | 0 | 0 | 0 | 0_E3_SysStock
| E4 | 0 | 0 | 0 | 0 | 0 | 0 | 0 | 0 | 0 | 0 | 0 | 0 | 0 | 0 | 0 | 0 | 0 | 0 | 0 | 0 | 0 | 0 | 0 | 0 | 0 | 0 | 0 | 0 | 0 | 0 | 0 | 0_E4_SysStock
| E5 | 0 | 0 | 0 | 0 | 0 | 0 | 0 | 0 | 0 | 0 | 0 | 0 | 0 | 0 | 0 | 0 | 0 | 0 | 0 | 0 | 0 | 0 | 0 | 0 | 0 | 0 | 0 | 0 | 0 | 0 | 0 | 0_E5_SysStock
| E6 | 0 | 0 | 0 | 0 | 0 | 0 | 0 | 0 | 0 | 0 | 0 | 0 | 0 | 0 | 0 | 0 | 0 | 0 | 0 | 0 | 0 | 0 | 0 | 0 | 0 | 0 | 0 | 0 | 0 | 0 | 0 | 0_E6_SysStock
| E7 | 0 | 0 | 0 | 0 | 0 | 0 | 0 | 0 | 0 | 0 | 0 | 0 | 0 | 0 | 0 | 0 | 0 | 0 | 0 | 0 | 0 | 0 | 0 | 0 | 0 | 0 | 0 | 0 | 0 | 0 | 0 | 0_E7_SysStock
| E8 | 0 | 0 | 0 | 0 | 0 | 0 | 0 | 0 | 0 | 0 | 0 | 0 | 0 | 0 | 0 | 0 | 0 | 0 | 0 | 0 | 0 | 0 | 0 | 0 | 0 | 0 | 0 | 0 | 0 | 0 | 0 | 0_E8_SysStock
| E9 | 0 | 0 | 0 | 0 | 0 | 0 | 0 | 0 | 0 | 0 | 0 | 0 | 0 | 0 | 0 | 0 | 0 | 0 | 0 | 0 | 0 | 0 | 0 | 0 | 0 | 0 | 0 | 0 | 0 | 0 | 0 | 0_E9_SysStock
| E10 | 0 | 0 | 0 | 0 | 0 | 0 | 0 | 0 | 0 | 0 | 0 | 0 | 0 | 0 | 0 | 0 | 0 | 0 | 0 | 0 | 0 | 0 | 0 | 0 | 0 | 0 | 0 | 0 | 0 | 0 | 0 | 0_E10_SysStock
| Vintage | 0 | 0 | 0 | 0 | 0 | 0 | 0 | 0 | 0 | 0 | 0 | 0 | 0 | 0 | 0 | 0 | 0 | 0 | 0 | 0 | 0 | 0 | 0 | 0 | 0 | 0 | 0 | 0 | 0 | 0 | 0 | 0_Vintage_SysStock
Tech Forecast Purchases
| Year | Year 0 | Year 1 | Year 2 | Year 3 | Year 4 | Year 5 | Year 6 | Year 7 | Year 8 | Year 9 | Year 10 | Year 11 | Year 12 | Year 13 | Year 14 | Year 15 | Year 16 | Year 17 | Year 18 | Year 19 | Year 20 | Year 21 | Year 22 | Year 23 | Year 24 | Year 25 | Year 26 | Year 27 | Year 28 | Year 29 | Year 30
| E1 | 0 | 0 | 0 | 0 | 0 | 0 | 0 | 0 | 0 | 0 | 0 | 0 | 0 | 0 | 0 | 0 | 0 | 0 | 0 | 0 | 0 | 0 | 0 | 0 | 0 | 0 | 0 | 0 | 0 | 0 | 0
| E2 | 0 | 0 | 0 | 0 | 0 | 0 | 0 | 0 | 0 | 0 | 0 | 0 | 0 | 0 | 0 | 0 | 0 | 0 | 0 | 0 | 0 | 0 | 0 | 0 | 0 | 0 | 0 | 0 | 0 | 0 | 0
| E3 | 0 | 0 | 0 | 0 | 0 | 0 | 0 | 0 | 0 | 0 | 0 | 0 | 0 | 0 | 0 | 0 | 0 | 0 | 0 | 0 | 0 | 0 | 0 | 0 | 0 | 0 | 0 | 0 | 0 | 0 | 0
| E4 | 0 | 0 | 0 | 0 | 0 | 0 | 0 | 0 | 0 | 0 | 0 | 0 | 0 | 0 | 0 | 0 | 0 | 0 | 0 | 0 | 0 | 0 | 0 | 0 | 0 | 0 | 0 | 0 | 0 | 0 | 0
| E5 | 0 | 0 | 0 | 0 | 0 | 0 | 0 | 0 | 0 | 0 | 0 | 0 | 0 | 0 | 0 | 0 | 0 | 0 | 0 | 0 | 0 | 0 | 0 | 0 | 0 | 0 | 0 | 0 | 0 | 0 | 0
| E6 | 0 | 0 | 0 | 0 | 0 | 0 | 0 | 0 | 0 | 0 | 0 | 0 | 0 | 0 | 0 | 0 | 0 | 0 | 0 | 0 | 0 | 0 | 0 | 0 | 0 | 0 | 0 | 0 | 0 | 0 | 0
| E7 | 0 | 0 | 0 | 0 | 0 | 0 | 0 | 0 | 0 | 0 | 0 | 0 | 0 | 0 | 0 | 0 | 0 | 0 | 0 | 0 | 0 | 0 | 0 | 0 | 0 | 0 | 0 | 0 | 0 | 0 | 0
| E8 | 0 | 0 | 0 | 0 | 0 | 0 | 0 | 0 | 0 | 0 | 0 | 0 | 0 | 0 | 0 | 0 | 0 | 0 | 0 | 0 | 0 | 0 | 0 | 0 | 0 | 0 | 0 | 0 | 0 | 0 | 0
| E9 | 0 | 0 | 0 | 0 | 0 | 0 | 0 | 0 | 0 | 0 | 0 | 0 | 0 | 0 | 0 | 0 | 0 | 0 | 0 | 0 | 0 | 0 | 0 | 0 | 0 | 0 | 0 | 0 | 0 | 0 | 0
| E10 | 0 | 0 | 0 | 0 | 0 | 0 | 0 | 0 | 0 | 0 | 0 | 0 | 0 | 0 | 0 | 0 | 0 | 0 | 0 | 0 | 0 | 0 | 0 | 0 | 0 | 0 | 0 | 0 | 0 | 0 | 0
Potential to Switch
| Year | Year 0 | Year 1 | Year 2 | Year 3 | Year 4 | Year 5 | Year 6 | Year 7 | Year 8 | Year 9 | Year 10 | Year 11 | Year 12 | Year 13 | Year 14 | Year 15 | Year 16 | Year 17 | Year 18 | Year 19 | Year 20 | Year 21 | Year 22 | Year 23 | Year 24 | Year 25 | Year 26 | Year 27 | Year 28 | Year 29 | Year 30
| E1 | 0 | 0 | 0 | 0 | 0 | 0 | 0 | 0 | 0 | 0 | 0 | 0 | 0 | 0 | 0 | 0 | 0 | 0 | 0 | 0 | 0 | 0 | 0 | 0 | 0 | 0 | 0 | 0 | 0 | 0 | 0 | 0_E1_Switched Out
| E2 | 0 | 0 | 0 | 0 | 0 | 0 | 0 | 0 | 0 | 0 | 0 | 0 | 0 | 0 | 0 | 0 | 0 | 0 | 0 | 0 | 0 | 0 | 0 | 0 | 0 | 0 | 0 | 0 | 0 | 0 | 0 | 0_E2_Switched Out
| E3 | 0 | 0 | 0 | 0 | 0 | 0 | 0 | 0 | 0 | 0 | 0 | 0 | 0 | 0 | 0 | 0 | 0 | 0 | 0 | 0 | 0 | 0 | 0 | 0 | 0 | 0 | 0 | 0 | 0 | 0 | 0 | 0_E3_Switched Out
| E4 | 0 | 0 | 0 | 0 | 0 | 0 | 0 | 0 | 0 | 0 | 0 | 0 | 0 | 0 | 0 | 0 | 0 | 0 | 0 | 0 | 0 | 0 | 0 | 0 | 0 | 0 | 0 | 0 | 0 | 0 | 0 | 0_E4_Switched Out
| E5 | 0 | 0 | 0 | 0 | 0 | 0 | 0 | 0 | 0 | 0 | 0 | 0 | 0 | 0 | 0 | 0 | 0 | 0 | 0 | 0 | 0 | 0 | 0 | 0 | 0 | 0 | 0 | 0 | 0 | 0 | 0 | 0_E5_Switched Out
| E6 | 0 | 0 | 0 | 0 | 0 | 0 | 0 | 0 | 0 | 0 | 0 | 0 | 0 | 0 | 0 | 0 | 0 | 0 | 0 | 0 | 0 | 0 | 0 | 0 | 0 | 0 | 0 | 0 | 0 | 0 | 0 | 0_E6_Switched Out
| E7 | 0 | 0 | 0 | 0 | 0 | 0 | 0 | 0 | 0 | 0 | 0 | 0 | 0 | 0 | 0 | 0 | 0 | 0 | 0 | 0 | 0 | 0 | 0 | 0 | 0 | 0 | 0 | 0 | 0 | 0 | 0 | 0_E7_Switched Out
| E8 | 0 | 0 | 0 | 0 | 0 | 0 | 0 | 0 | 0 | 0 | 0 | 0 | 0 | 0 | 0 | 0 | 0 | 0 | 0 | 0 | 0 | 0 | 0 | 0 | 0 | 0 | 0 | 0 | 0 | 0 | 0 | 0_E8_Switched Out
| E9 | 0 | 0 | 0 | 0 | 0 | 0 | 0 | 0 | 0 | 0 | 0 | 0 | 0 | 0 | 0 | 0 | 0 | 0 | 0 | 0 | 0 | 0 | 0 | 0 | 0 | 0 | 0 | 0 | 0 | 0 | 0 | 0_E9_Switched Out
| E10 | 0 | 0 | 0 | 0 | 0 | 0 | 0 | 0 | 0 | 0 | 0 | 0 | 0 | 0 | 0 | 0 | 0 | 0 | 0 | 0 | 0 | 0 | 0 | 0 | 0 | 0 | 0 | 0 | 0 | 0 | 0 | 0_E10_Switched Out
Units Out
| E1 | 0 | 0 | 0 | 0 | 0 | 0 | 0 | 0 | 0 | 0 | 0 | 0 | 0 | 0 | 0 | 0 | 0 | 0 | 0 | 0 | 0 | 0 | 0 | 0 | 0 | 0 | 0 | 0 | 0 | 0 | 0
| E2 | 0 | 0 | 0 | 0 | 0 | 0 | 0 | 0 | 0 | 0 | 0 | 0 | 0 | 0 | 0 | 0 | 0 | 0 | 0 | 0 | 0 | 0 | 0 | 0 | 0 | 0 | 0 | 0 | 0 | 0 | 0
| E3 | 0 | 0 | 0 | 0 | 0 | 0 | 0 | 0 | 0 | 0 | 0 | 0 | 0 | 0 | 0 | 0 | 0 | 0 | 0 | 0 | 0 | 0 | 0 | 0 | 0 | 0 | 0 | 0 | 0 | 0 | 0
| E4 | 0 | 0 | 0 | 0 | 0 | 0 | 0 | 0 | 0 | 0 | 0 | 0 | 0 | 0 | 0 | 0 | 0 | 0 | 0 | 0 | 0 | 0 | 0 | 0 | 0 | 0 | 0 | 0 | 0 | 0 | 0
| E5 | 0 | 0 | 0 | 0 | 0 | 0 | 0 | 0 | 0 | 0 | 0 | 0 | 0 | 0 | 0 | 0 | 0 | 0 | 0 | 0 | 0 | 0 | 0 | 0 | 0 | 0 | 0 | 0 | 0 | 0 | 0
| E6 | 0 | 0 | 0 | 0 | 0 | 0 | 0 | 0 | 0 | 0 | 0 | 0 | 0 | 0 | 0 | 0 | 0 | 0 | 0 | 0 | 0 | 0 | 0 | 0 | 0 | 0 | 0 | 0 | 0 | 0 | 0
| E7 | 0 | 0 | 0 | 0 | 0 | 0 | 0 | 0 | 0 | 0 | 0 | 0 | 0 | 0 | 0 | 0 | 0 | 0 | 0 | 0 | 0 | 0 | 0 | 0 | 0 | 0 | 0 | 0 | 0 | 0 | 0
| E8 | 0 | 0 | 0 | 0 | 0 | 0 | 0 | 0 | 0 | 0 | 0 | 0 | 0 | 0 | 0 | 0 | 0 | 0 | 0 | 0 | 0 | 0 | 0 | 0 | 0 | 0 | 0 | 0 | 0 | 0 | 0
| E9 | 0 | 0 | 0 | 0 | 0 | 0 | 0 | 0 | 0 | 0 | 0 | 0 | 0 | 0 | 0 | 0 | 0 | 0 | 0 | 0 | 0 | 0 | 0 | 0 | 0 | 0 | 0 | 0 | 0 | 0 | 0
| E10 | 0 | 0 | 0 | 0 | 0 | 0 | 0 | 0 | 0 | 0 | 0 | 0 | 0 | 0 | 0 | 0 | 0 | 0 | 0 | 0 | 0 | 0 | 0 | 0 | 0 | 0 | 0 | 0 | 0 | 0 | 0
| Vintage | 0 | 0 | 0 | 0 | 0 | 0 | 0 | 0 | 0 | 0 | 0 | 0 | 0 | 0 | 0 | 0 | 0 | 0 | 0 | 0 | 0 | 0 | 0 | 0 | 0 | 0 | 0 | 0 | 0 | 0 | 0
Tech Purchase Shares
| Year | Year 0 | Year 1 | Year 2 | Year 3 | Year 4 | Year 5 | Year 6 | Year 7 | Year 8 | Year 9 | Year 10 | Year 11 | Year 12 | Year 13 | Year 14 | Year 15 | Year 16 | Year 17 | Year 18 | Year 19 | Year 20 | Year 21 | Year 22 | Year 23 | Year 24 | Year 25 | Year 26 | Year 27 | Year 28 | Year 29 | Year 30
E1 | bar: Year 0 to Year 30
E2 | bar: Year 0 to Year 30
E3 | bar: Year 0 to Year 30
E4 | bar: Year 0 to Year 30
E5 | bar: Year 0 to Year 30
E6 | bar: Year 0 to Year 30
E7 | bar: Year 0 to Year 30
E8 | bar: Year 0 to Year 30
E9 | bar: Year 0 to Year 30
E10 | bar: Year 0 to Year 30
Units In from Switching
| E1 | 0 | 0 | 0 | 0 | 0 | 0 | 0 | 0 | 0 | 0 | 0 | 0 | 0 | 0 | 0 | 0 | 0 | 0 | 0 | 0 | 0 | 0 | 0 | 0 | 0 | 0 | 0 | 0 | 0 | 0 | 0
| E2 | 0 | 0 | 0 | 0 | 0 | 0 | 0 | 0 | 0 | 0 | 0 | 0 | 0 | 0 | 0 | 0 | 0 | 0 | 0 | 0 | 0 | 0 | 0 | 0 | 0 | 0 | 0 | 0 | 0 | 0 | 0
| E3 | 0 | 0 | 0 | 0 | 0 | 0 | 0 | 0 | 0 | 0 | 0 | 0 | 0 | 0 | 0 | 0 | 0 | 0 | 0 | 0 | 0 | 0 | 0 | 0 | 0 | 0 | 0 | 0 | 0 | 0 | 0
| E4 | 0 | 0 | 0 | 0 | 0 | 0 | 0 | 0 | 0 | 0 | 0 | 0 | 0 | 0 | 0 | 0 | 0 | 0 | 0 | 0 | 0 | 0 | 0 | 0 | 0 | 0 | 0 | 0 | 0 | 0 | 0
| E5 | 0 | 0 | 0 | 0 | 0 | 0 | 0 | 0 | 0 | 0 | 0 | 0 | 0 | 0 | 0 | 0 | 0 | 0 | 0 | 0 | 0 | 0 | 0 | 0 | 0 | 0 | 0 | 0 | 0 | 0 | 0
| E6 | 0 | 0 | 0 | 0 | 0 | 0 | 0 | 0 | 0 | 0 | 0 | 0 | 0 | 0 | 0 | 0 | 0 | 0 | 0 | 0 | 0 | 0 | 0 | 0 | 0 | 0 | 0 | 0 | 0 | 0 | 0
| E7 | 0 | 0 | 0 | 0 | 0 | 0 | 0 | 0 | 0 | 0 | 0 | 0 | 0 | 0 | 0 | 0 | 0 | 0 | 0 | 0 | 0 | 0 | 0 | 0 | 0 | 0 | 0 | 0 | 0 | 0 | 0
| E8 | 0 | 0 | 0 | 0 | 0 | 0 | 0 | 0 | 0 | 0 | 0 | 0 | 0 | 0 | 0 | 0 | 0 | 0 | 0 | 0 | 0 | 0 | 0 | 0 | 0 | 0 | 0 | 0 | 0 | 0 | 0
| E9 | 0 | 0 | 0 | 0 | 0 | 0 | 0 | 0 | 0 | 0 | 0 | 0 | 0 | 0 | 0 | 0 | 0 | 0 | 0 | 0 | 0 | 0 | 0 | 0 | 0 | 0 | 0 | 0 | 0 | 0 | 0
| E10 | 0 | 0 | 0 | 0 | 0 | 0 | 0 | 0 | 0 | 0 | 0 | 0 | 0 | 0 | 0 | 0 | 0 | 0 | 0 | 0 | 0 | 0 | 0 | 0 | 0 | 0 | 0 | 0 | 0 | 0 | 0
| Vintage | 0 | 0 | 0 | 0 | 0 | 0 | 0 | 0 | 0 | 0 | 0 | 0 | 0 | 0 | 0 | 0 | 0 | 0 | 0 | 0 | 0 | 0 | 0 | 0 | 0 | 0 | 0 | 0 | 0 | 0 | 0
Net Change
| Year | Year 0 | Year 1 | Year 2 | Year 3 | Year 4 | Year 5 | Year 6 | Year 7 | Year 8 | Year 9 | Year 10 | Year 11 | Year 12 | Year 13 | Year 14 | Year 15 | Year 16 | Year 17 | Year 18 | Year 19 | Year 20 | Year 21 | Year 22 | Year 23 | Year 24 | Year 25 | Year 26 | Year 27 | Year 28 | Year 29 | Year 30 | Key
| Units | 0 | 0 | 0 | 0 | 0 | 0 | 0 | 0 | 0 | 0 | 0 | 0 | 0 | 0 | 0 | 0 | 0 | 0 | 0 | 0 | 0 | 0 | 0 | 0 | 0 | 0 | 0 | 0 | 0 | 0 | 0 | 0_Units |  |  |  |  | 301957.8232
| Usage | 0 | 0 | 0 | 0 | 0 | 0 | 0 | 0 | 0 | 0 | 0 | 0 | 0 | 0 | 0 | 0 | 0 | 0 | 0 | 0 | 0 | 0 | 0 | 0 | 0 | 0 | 0 | 0 | 0 | 0 | 0 | 0_Usage |  |  |  |  | 1698.6543
| Peak Demand (S) | 0 | 0 | 0 | 0 | 0 | 0 | 0 | 0 | 0 | 0 | 0 | 0 | 0 | 0 | 0 | 0 | 0 | 0 | 0 | 0 | 0 | 0 | 0 | 0 | 0 | 0 | 0 | 0 | 0 | 0 | 0 | 0_Peak Demand (S) |  |  |  |  | 0
| Peak Demand (W) | 0 | 0 | 0 | 0 | 0 | 0 | 0 | 0 | 0 | 0 | 0 | 0 | 0 | 0 | 0 | 0 | 0 | 0 | 0 | 0 | 0 | 0 | 0 | 0 | 0 | 0 | 0 | 0 | 0 | 0 | 0 | 0_Peak Demand (W) |  |  |  |  | 884.6119
| Turnover | 0 | 0 | 0 | 0 | 0 | 0 | 0 | 0 | 0 | 0 | 0 | 0 | 0 | 0 | 0 | 0 | 0 | 0 | 0 | 0 | 0 | 0 | 0 | 0 | 0 | 0 | 0 | 0 | 0 | 0 | 0 | 0_Turnover |  |  |  |  | 6885.4476
| Avg. Replacement Usage | 0 | 0 | 0 | 0 | 0 | 0 | 0 | 0 | 0 | 0 | 0 | 0 | 0 | 0 | 0 | 0 | 0 | 0 | 0 | 0 | 0 | 0 | 0 | 0 | 0 | 0 | 0 | 0 | 0 | 0 | 0 | 0_Avg. Replacement Usage |  |  |  |  | 5638.8522
| Avg. Replacement Demand (S) | 0 | 0 | 0 | 0 | 0 | 0 | 0 | 0 | 0 | 0 | 0 | 0 | 0 | 0 | 0 | 0 | 0 | 0 | 0 | 0 | 0 | 0 | 0 | 0 | 0 | 0 | 0 | 0 | 0 | 0 | 0 | 0_Avg. Replacement Demand (S) |  |  |  |  | 0
| Avg. Replacement Demand (W) | 0 | 0 | 0 | 0 | 0 | 0 | 0 | 0 | 0 | 0 | 0 | 0 | 0 | 0 | 0 | 0 | 0 | 0 | 0 | 0 | 0 | 0 | 0 | 0 | 0 | 0 | 0 | 0 | 0 | 0 | 0 | 0_Avg. Replacement Demand (W) |  |  |  |  | 2.9366
Purchases
| Year | Year 0 | Year 1 | Year 2 | Year 3 | Year 4 | Year 5 | Year 6 | Year 7 | Year 8 | Year 9 | Year 10 | Year 11 | Year 12 | Year 13 | Year 14 | Year 15 | Year 16 | Year 17 | Year 18 | Year 19 | Year 20 | Year 21 | Year 22 | Year 23 | Year 24 | Year 25 | Year 26 | Year 27 | Year 28 | Year 29 | Year 30
| E1 | 0 | 0 | 0 | 0 | 0 | 0 | 0 | 0 | 0 | 0 | 0 | 0 | 0 | 0 | 0 | 0 | 0 | 0 | 0 | 0 | 0 | 0 | 0 | 0 | 0 | 0 | 0 | 0 | 0 | 0 | 0 | 0_E1_Purchases |  |  |  |  | 6885.4476
| E2 | 0 | 0 | 0 | 0 | 0 | 0 | 0 | 0 | 0 | 0 | 0 | 0 | 0 | 0 | 0 | 0 | 0 | 0 | 0 | 0 | 0 | 0 | 0 | 0 | 0 | 0 | 0 | 0 | 0 | 0 | 0 | 0_E2_Purchases |  |  |  |  | 0
| E3 | 0 | 0 | 0 | 0 | 0 | 0 | 0 | 0 | 0 | 0 | 0 | 0 | 0 | 0 | 0 | 0 | 0 | 0 | 0 | 0 | 0 | 0 | 0 | 0 | 0 | 0 | 0 | 0 | 0 | 0 | 0 | 0_E3_Purchases |  |  |  |  | 0
| E4 | 0 | 0 | 0 | 0 | 0 | 0 | 0 | 0 | 0 | 0 | 0 | 0 | 0 | 0 | 0 | 0 | 0 | 0 | 0 | 0 | 0 | 0 | 0 | 0 | 0 | 0 | 0 | 0 | 0 | 0 | 0 | 0_E4_Purchases |  |  |  |  | 0
| E5 | 0 | 0 | 0 | 0 | 0 | 0 | 0 | 0 | 0 | 0 | 0 | 0 | 0 | 0 | 0 | 0 | 0 | 0 | 0 | 0 | 0 | 0 | 0 | 0 | 0 | 0 | 0 | 0 | 0 | 0 | 0 | 0_E5_Purchases |  |  |  |  | 0
| E6 | 0 | 0 | 0 | 0 | 0 | 0 | 0 | 0 | 0 | 0 | 0 | 0 | 0 | 0 | 0 | 0 | 0 | 0 | 0 | 0 | 0 | 0 | 0 | 0 | 0 | 0 | 0 | 0 | 0 | 0 | 0 | 0_E6_Purchases |  |  |  |  | 0
| E7 | 0 | 0 | 0 | 0 | 0 | 0 | 0 | 0 | 0 | 0 | 0 | 0 | 0 | 0 | 0 | 0 | 0 | 0 | 0 | 0 | 0 | 0 | 0 | 0 | 0 | 0 | 0 | 0 | 0 | 0 | 0 | 0_E7_Purchases |  |  |  |  | 0
| E8 | 0 | 0 | 0 | 0 | 0 | 0 | 0 | 0 | 0 | 0 | 0 | 0 | 0 | 0 | 0 | 0 | 0 | 0 | 0 | 0 | 0 | 0 | 0 | 0 | 0 | 0 | 0 | 0 | 0 | 0 | 0 | 0_E8_Purchases |  |  |  |  | 0
| E9 | 0 | 0 | 0 | 0 | 0 | 0 | 0 | 0 | 0 | 0 | 0 | 0 | 0 | 0 | 0 | 0 | 0 | 0 | 0 | 0 | 0 | 0 | 0 | 0 | 0 | 0 | 0 | 0 | 0 | 0 | 0 | 0_E9_Purchases |  |  |  |  | 0
| E10 | 0 | 0 | 0 | 0 | 0 | 0 | 0 | 0 | 0 | 0 | 0 | 0 | 0 | 0 | 0 | 0 | 0 | 0 | 0 | 0 | 0 | 0 | 0 | 0 | 0 | 0 | 0 | 0 | 0 | 0 | 0 | 0_E10_Purchases |  |  |  |  | 0
Stock
| Year | Year 0 | Year 1 | Year 2 | Year 3 | Year 4 | Year 5 | Year 6 | Year 7 | Year 8 | Year 9 | Year 10 | Year 11 | Year 12 | Year 13 | Year 14 | Year 15 | Year 16 | Year 17 | Year 18 | Year 19 | Year 20 | Year 21 | Year 22 | Year 23 | Year 24 | Year 25 | Year 26 | Year 27 | Year 28 | Year 29 | Year 30
| E1 | 0 | 0 | 0 | 0 | 0 | 0 | 0 | 0 | 0 | 0 | 0 | 0 | 0 | 0 | 0 | 0 | 0 | 0 | 0 | 0 | 0 | 0 | 0 | 0 | 0 | 0 | 0 | 0 | 0 | 0 | 0 | 0_E1_Stock |  |  |  |  | 13576.6093
| E2 | 0 | 0 | 0 | 0 | 0 | 0 | 0 | 0 | 0 | 0 | 0 | 0 | 0 | 0 | 0 | 0 | 0 | 0 | 0 | 0 | 0 | 0 | 0 | 0 | 0 | 0 | 0 | 0 | 0 | 0 | 0 | 0_E2_Stock |  |  |  |  | 0
| E3 | 0 | 0 | 0 | 0 | 0 | 0 | 0 | 0 | 0 | 0 | 0 | 0 | 0 | 0 | 0 | 0 | 0 | 0 | 0 | 0 | 0 | 0 | 0 | 0 | 0 | 0 | 0 | 0 | 0 | 0 | 0 | 0_E3_Stock |  |  |  |  | 0
| E4 | 0 | 0 | 0 | 0 | 0 | 0 | 0 | 0 | 0 | 0 | 0 | 0 | 0 | 0 | 0 | 0 | 0 | 0 | 0 | 0 | 0 | 0 | 0 | 0 | 0 | 0 | 0 | 0 | 0 | 0 | 0 | 0_E4_Stock |  |  |  |  | 0
| E5 | 0 | 0 | 0 | 0 | 0 | 0 | 0 | 0 | 0 | 0 | 0 | 0 | 0 | 0 | 0 | 0 | 0 | 0 | 0 | 0 | 0 | 0 | 0 | 0 | 0 | 0 | 0 | 0 | 0 | 0 | 0 | 0_E5_Stock |  |  |  |  | 0
| E6 | 0 | 0 | 0 | 0 | 0 | 0 | 0 | 0 | 0 | 0 | 0 | 0 | 0 | 0 | 0 | 0 | 0 | 0 | 0 | 0 | 0 | 0 | 0 | 0 | 0 | 0 | 0 | 0 | 0 | 0 | 0 | 0_E6_Stock |  |  |  |  | 0
| E7 | 0 | 0 | 0 | 0 | 0 | 0 | 0 | 0 | 0 | 0 | 0 | 0 | 0 | 0 | 0 | 0 | 0 | 0 | 0 | 0 | 0 | 0 | 0 | 0 | 0 | 0 | 0 | 0 | 0 | 0 | 0 | 0_E7_Stock |  |  |  |  | 0
| E8 | 0 | 0 | 0 | 0 | 0 | 0 | 0 | 0 | 0 | 0 | 0 | 0 | 0 | 0 | 0 | 0 | 0 | 0 | 0 | 0 | 0 | 0 | 0 | 0 | 0 | 0 | 0 | 0 | 0 | 0 | 0 | 0_E8_Stock |  |  |  |  | 0
| E9 | 0 | 0 | 0 | 0 | 0 | 0 | 0 | 0 | 0 | 0 | 0 | 0 | 0 | 0 | 0 | 0 | 0 | 0 | 0 | 0 | 0 | 0 | 0 | 0 | 0 | 0 | 0 | 0 | 0 | 0 | 0 | 0_E9_Stock |  |  |  |  | 0
| E10 | 0 | 0 | 0 | 0 | 0 | 0 | 0 | 0 | 0 | 0 | 0 | 0 | 0 | 0 | 0 | 0 | 0 | 0 | 0 | 0 | 0 | 0 | 0 | 0 | 0 | 0 | 0 | 0 | 0 | 0 | 0 | 0_E10_Stock |  |  |  |  | 0
| Vintage | 0 | 0 | 0 | 0 | 0 | 0 | 0 | 0 | 0 | 0 | 0 | 0 | 0 | 0 | 0 | 0 | 0 | 0 | 0 | 0 | 0 | 0 | 0 | 0 | 0 | 0 | 0 | 0 | 0 | 0 | 0 | 0_Vintage_Stock |  |  |  |  | 288381.2139
S4C1 |  | Year 0: System 4 Technology 1
Technology Variables
| Tech Key | Year 0: 0
| Peak Factor (S) | Year 0: 0
| Peak Factor (W) | Year 0: 0
| Min Vintage Lifetime | Year 0: 0
| Max Vintage Lifetime | Year 0: 0
| Turnover Style | Year 0: 0
Technology Variables
| Equipment | Year 0: Label; Year 1: Min Lifetime; Year 2: Max Lifetime; Year 3: Degradation; Year 4: Usage; Year 5: Available
| E1 | Year 1: 0; Year 2: 0; Year 3: 0%; Year 4: 0; Year 5: FALSE
| E2 | Year 1: 0; Year 2: 0; Year 3: 0%; Year 4: 0; Year 5: FALSE
| E3 | Year 1: 0; Year 2: 0; Year 3: 0%; Year 4: 0; Year 5: FALSE
| E4 | Year 1: 0; Year 2: 0; Year 3: 0%; Year 4: 0; Year 5: FALSE
| E5 | Year 1: 0; Year 2: 0; Year 3: 0%; Year 4: 0; Year 5: FALSE
| E6 | Year 1: 0; Year 2: 0; Year 3: 0%; Year 4: 0; Year 5: FALSE
| E7 | Year 1: 0; Year 2: 0; Year 3: 0%; Year 4: 0; Year 5: FALSE
| E8 | Year 1: 0; Year 2: 0; Year 3: 0%; Year 4: 0; Year 5: FALSE
| E9 | Year 1: 0; Year 2: 0; Year 3: 0%; Year 4: 0; Year 5: FALSE
| E10 | Year 1: 0; Year 2: 0; Year 3: 0%; Year 4: 0; Year 5: FALSE
Original Forecast Results
| Year | Year 0 | Year 1 | Year 2 | Year 3 | Year 4 | Year 5 | Year 6 | Year 7 | Year 8 | Year 9 | Year 10 | Year 11 | Year 12 | Year 13 | Year 14 | Year 15 | Year 16 | Year 17 | Year 18 | Year 19 | Year 20 | Year 21 | Year 22 | Year 23 | Year 24 | Year 25 | Year 26 | Year 27 | Year 28 | Year 29 | Year 30 | Key
| Units | 0 | 0 | 0 | 0 | 0 | 0 | 0 | 0 | 0 | 0 | 0 | 0 | 0 | 0 | 0 | 0 | 0 | 0 | 0 | 0 | 0 | 0 | 0 | 0 | 0 | 0 | 0 | 0 | 0 | 0 | 0 | #REF! |  |  |  |  | 301957.8232
| Usage | 0 | 0 | 0 | 0 | 0 | 0 | 0 | 0 | 0 | 0 | 0 | 0 | 0 | 0 | 0 | 0 | 0 | 0 | 0 | 0 | 0 | 0 | 0 | 0 | 0 | 0 | 0 | 0 | 0 | 0 | 0 | #REF! |  |  |  |  | 1698.6543
| Peak Demand (S) | 0 | 0 | 0 | 0 | 0 | 0 | 0 | 0 | 0 | 0 | 0 | 0 | 0 | 0 | 0 | 0 | 0 | 0 | 0 | 0 | 0 | 0 | 0 | 0 | 0 | 0 | 0 | 0 | 0 | 0 | 0 | #REF! |  |  |  |  | 0
| Peak Demand (W) | 0 | 0 | 0 | 0 | 0 | 0 | 0 | 0 | 0 | 0 | 0 | 0 | 0 | 0 | 0 | 0 | 0 | 0 | 0 | 0 | 0 | 0 | 0 | 0 | 0 | 0 | 0 | 0 | 0 | 0 | 0 | #REF! |  |  |  |  | 884.6119
| Turnover | 0 | 0 | 0 | 0 | 0 | 0 | 0 | 0 | 0 | 0 | 0 | 0 | 0 | 0 | 0 | 0 | 0 | 0 | 0 | 0 | 0 | 0 | 0 | 0 | 0 | 0 | 0 | 0 | 0 | 0 | 0 | #REF! |  |  |  |  | 6885.4476
| Avg. Replacement Usage | 0 | 0 | 0 | 0 | 0 | 0 | 0 | 0 | 0 | 0 | 0 | 0 | 0 | 0 | 0 | 0 | 0 | 0 | 0 | 0 | 0 | 0 | 0 | 0 | 0 | 0 | 0 | 0 | 0 | 0 | 0 | #REF! |  |  |  |  | 5638.8522
| Avg. Replacement Demand (S) | 0 | 0 | 0 | 0 | 0 | 0 | 0 | 0 | 0 | 0 | 0 | 0 | 0 | 0 | 0 | 0 | 0 | 0 | 0 | 0 | 0 | 0 | 0 | 0 | 0 | 0 | 0 | 0 | 0 | 0 | 0 | #REF! |  |  |  |  | 0
| Avg. Replacement Demand (W) | 0 | 0 | 0 | 0 | 0 | 0 | 0 | 0 | 0 | 0 | 0 | 0 | 0 | 0 | 0 | 0 | 0 | 0 | 0 | 0 | 0 | 0 | 0 | 0 | 0 | 0 | 0 | 0 | 0 | 0 | 0 | #REF! |  |  |  |  | 2.9366
Tech Forecast Stock
| Year | Year 0 | Year 1 | Year 2 | Year 3 | Year 4 | Year 5 | Year 6 | Year 7 | Year 8 | Year 9 | Year 10 | Year 11 | Year 12 | Year 13 | Year 14 | Year 15 | Year 16 | Year 17 | Year 18 | Year 19 | Year 20 | Year 21 | Year 22 | Year 23 | Year 24 | Year 25 | Year 26 | Year 27 | Year 28 | Year 29 | Year 30
| E1 | 0 | 0 | 0 | 0 | 0 | 0 | 0 | 0 | 0 | 0 | 0 | 0 | 0 | 0 | 0 | 0 | 0 | 0 | 0 | 0 | 0 | 0 | 0 | 0 | 0 | 0 | 0 | 0 | 0 | 0 | 0
| E2 | 0 | 0 | 0 | 0 | 0 | 0 | 0 | 0 | 0 | 0 | 0 | 0 | 0 | 0 | 0 | 0 | 0 | 0 | 0 | 0 | 0 | 0 | 0 | 0 | 0 | 0 | 0 | 0 | 0 | 0 | 0
| E3 | 0 | 0 | 0 | 0 | 0 | 0 | 0 | 0 | 0 | 0 | 0 | 0 | 0 | 0 | 0 | 0 | 0 | 0 | 0 | 0 | 0 | 0 | 0 | 0 | 0 | 0 | 0 | 0 | 0 | 0 | 0
| E4 | 0 | 0 | 0 | 0 | 0 | 0 | 0 | 0 | 0 | 0 | 0 | 0 | 0 | 0 | 0 | 0 | 0 | 0 | 0 | 0 | 0 | 0 | 0 | 0 | 0 | 0 | 0 | 0 | 0 | 0 | 0
| E5 | 0 | 0 | 0 | 0 | 0 | 0 | 0 | 0 | 0 | 0 | 0 | 0 | 0 | 0 | 0 | 0 | 0 | 0 | 0 | 0 | 0 | 0 | 0 | 0 | 0 | 0 | 0 | 0 | 0 | 0 | 0
| E6 | 0 | 0 | 0 | 0 | 0 | 0 | 0 | 0 | 0 | 0 | 0 | 0 | 0 | 0 | 0 | 0 | 0 | 0 | 0 | 0 | 0 | 0 | 0 | 0 | 0 | 0 | 0 | 0 | 0 | 0 | 0
| E7 | 0 | 0 | 0 | 0 | 0 | 0 | 0 | 0 | 0 | 0 | 0 | 0 | 0 | 0 | 0 | 0 | 0 | 0 | 0 | 0 | 0 | 0 | 0 | 0 | 0 | 0 | 0 | 0 | 0 | 0 | 0
| E8 | 0 | 0 | 0 | 0 | 0 | 0 | 0 | 0 | 0 | 0 | 0 | 0 | 0 | 0 | 0 | 0 | 0 | 0 | 0 | 0 | 0 | 0 | 0 | 0 | 0 | 0 | 0 | 0 | 0 | 0 | 0
| E9 | 0 | 0 | 0 | 0 | 0 | 0 | 0 | 0 | 0 | 0 | 0 | 0 | 0 | 0 | 0 | 0 | 0 | 0 | 0 | 0 | 0 | 0 | 0 | 0 | 0 | 0 | 0 | 0 | 0 | 0 | 0
| E10 | 0 | 0 | 0 | 0 | 0 | 0 | 0 | 0 | 0 | 0 | 0 | 0 | 0 | 0 | 0 | 0 | 0 | 0 | 0 | 0 | 0 | 0 | 0 | 0 | 0 | 0 | 0 | 0 | 0 | 0 | 0
| Vintage | 0 | 0 | 0 | 0 | 0 | 0 | 0 | 0 | 0 | 0 | 0 | 0 | 0 | 0 | 0 | 0 | 0 | 0 | 0 | 0 | 0 | 0 | 0 | 0 | 0 | 0 | 0 | 0 | 0 | 0 | 0
Stock for Switching
| Year | Year 0 | Year 1 | Year 2 | Year 3 | Year 4 | Year 5 | Year 6 | Year 7 | Year 8 | Year 9 | Year 10 | Year 11 | Year 12 | Year 13 | Year 14 | Year 15 | Year 16 | Year 17 | Year 18 | Year 19 | Year 20 | Year 21 | Year 22 | Year 23 | Year 24 | Year 25 | Year 26 | Year 27 | Year 28 | Year 29 | Year 30
| E1 | 0 | 0 | 0 | 0 | 0 | 0 | 0 | 0 | 0 | 0 | 0 | 0 | 0 | 0 | 0 | 0 | 0 | 0 | 0 | 0 | 0 | 0 | 0 | 0 | 0 | 0 | 0 | 0 | 0 | 0 | 0 | 0_E1_SysStock
| E2 | 0 | 0 | 0 | 0 | 0 | 0 | 0 | 0 | 0 | 0 | 0 | 0 | 0 | 0 | 0 | 0 | 0 | 0 | 0 | 0 | 0 | 0 | 0 | 0 | 0 | 0 | 0 | 0 | 0 | 0 | 0 | 0_E2_SysStock
| E3 | 0 | 0 | 0 | 0 | 0 | 0 | 0 | 0 | 0 | 0 | 0 | 0 | 0 | 0 | 0 | 0 | 0 | 0 | 0 | 0 | 0 | 0 | 0 | 0 | 0 | 0 | 0 | 0 | 0 | 0 | 0 | 0_E3_SysStock
| E4 | 0 | 0 | 0 | 0 | 0 | 0 | 0 | 0 | 0 | 0 | 0 | 0 | 0 | 0 | 0 | 0 | 0 | 0 | 0 | 0 | 0 | 0 | 0 | 0 | 0 | 0 | 0 | 0 | 0 | 0 | 0 | 0_E4_SysStock
| E5 | 0 | 0 | 0 | 0 | 0 | 0 | 0 | 0 | 0 | 0 | 0 | 0 | 0 | 0 | 0 | 0 | 0 | 0 | 0 | 0 | 0 | 0 | 0 | 0 | 0 | 0 | 0 | 0 | 0 | 0 | 0 | 0_E5_SysStock
| E6 | 0 | 0 | 0 | 0 | 0 | 0 | 0 | 0 | 0 | 0 | 0 | 0 | 0 | 0 | 0 | 0 | 0 | 0 | 0 | 0 | 0 | 0 | 0 | 0 | 0 | 0 | 0 | 0 | 0 | 0 | 0 | 0_E6_SysStock
| E7 | 0 | 0 | 0 | 0 | 0 | 0 | 0 | 0 | 0 | 0 | 0 | 0 | 0 | 0 | 0 | 0 | 0 | 0 | 0 | 0 | 0 | 0 | 0 | 0 | 0 | 0 | 0 | 0 | 0 | 0 | 0 | 0_E7_SysStock
| E8 | 0 | 0 | 0 | 0 | 0 | 0 | 0 | 0 | 0 | 0 | 0 | 0 | 0 | 0 | 0 | 0 | 0 | 0 | 0 | 0 | 0 | 0 | 0 | 0 | 0 | 0 | 0 | 0 | 0 | 0 | 0 | 0_E8_SysStock
| E9 | 0 | 0 | 0 | 0 | 0 | 0 | 0 | 0 | 0 | 0 | 0 | 0 | 0 | 0 | 0 | 0 | 0 | 0 | 0 | 0 | 0 | 0 | 0 | 0 | 0 | 0 | 0 | 0 | 0 | 0 | 0 | 0_E9_SysStock
| E10 | 0 | 0 | 0 | 0 | 0 | 0 | 0 | 0 | 0 | 0 | 0 | 0 | 0 | 0 | 0 | 0 | 0 | 0 | 0 | 0 | 0 | 0 | 0 | 0 | 0 | 0 | 0 | 0 | 0 | 0 | 0 | 0_E10_SysStock
| Vintage | 0 | 0 | 0 | 0 | 0 | 0 | 0 | 0 | 0 | 0 | 0 | 0 | 0 | 0 | 0 | 0 | 0 | 0 | 0 | 0 | 0 | 0 | 0 | 0 | 0 | 0 | 0 | 0 | 0 | 0 | 0 | 0_Vintage_SysStock
Tech Forecast Purchases
| Year | Year 0 | Year 1 | Year 2 | Year 3 | Year 4 | Year 5 | Year 6 | Year 7 | Year 8 | Year 9 | Year 10 | Year 11 | Year 12 | Year 13 | Year 14 | Year 15 | Year 16 | Year 17 | Year 18 | Year 19 | Year 20 | Year 21 | Year 22 | Year 23 | Year 24 | Year 25 | Year 26 | Year 27 | Year 28 | Year 29 | Year 30
| E1 | 0 | 0 | 0 | 0 | 0 | 0 | 0 | 0 | 0 | 0 | 0 | 0 | 0 | 0 | 0 | 0 | 0 | 0 | 0 | 0 | 0 | 0 | 0 | 0 | 0 | 0 | 0 | 0 | 0 | 0 | 0
| E2 | 0 | 0 | 0 | 0 | 0 | 0 | 0 | 0 | 0 | 0 | 0 | 0 | 0 | 0 | 0 | 0 | 0 | 0 | 0 | 0 | 0 | 0 | 0 | 0 | 0 | 0 | 0 | 0 | 0 | 0 | 0
| E3 | 0 | 0 | 0 | 0 | 0 | 0 | 0 | 0 | 0 | 0 | 0 | 0 | 0 | 0 | 0 | 0 | 0 | 0 | 0 | 0 | 0 | 0 | 0 | 0 | 0 | 0 | 0 | 0 | 0 | 0 | 0
| E4 | 0 | 0 | 0 | 0 | 0 | 0 | 0 | 0 | 0 | 0 | 0 | 0 | 0 | 0 | 0 | 0 | 0 | 0 | 0 | 0 | 0 | 0 | 0 | 0 | 0 | 0 | 0 | 0 | 0 | 0 | 0
| E5 | 0 | 0 | 0 | 0 | 0 | 0 | 0 | 0 | 0 | 0 | 0 | 0 | 0 | 0 | 0 | 0 | 0 | 0 | 0 | 0 | 0 | 0 | 0 | 0 | 0 | 0 | 0 | 0 | 0 | 0 | 0
| E6 | 0 | 0 | 0 | 0 | 0 | 0 | 0 | 0 | 0 | 0 | 0 | 0 | 0 | 0 | 0 | 0 | 0 | 0 | 0 | 0 | 0 | 0 | 0 | 0 | 0 | 0 | 0 | 0 | 0 | 0 | 0
| E7 | 0 | 0 | 0 | 0 | 0 | 0 | 0 | 0 | 0 | 0 | 0 | 0 | 0 | 0 | 0 | 0 | 0 | 0 | 0 | 0 | 0 | 0 | 0 | 0 | 0 | 0 | 0 | 0 | 0 | 0 | 0
| E8 | 0 | 0 | 0 | 0 | 0 | 0 | 0 | 0 | 0 | 0 | 0 | 0 | 0 | 0 | 0 | 0 | 0 | 0 | 0 | 0 | 0 | 0 | 0 | 0 | 0 | 0 | 0 | 0 | 0 | 0 | 0
| E9 | 0 | 0 | 0 | 0 | 0 | 0 | 0 | 0 | 0 | 0 | 0 | 0 | 0 | 0 | 0 | 0 | 0 | 0 | 0 | 0 | 0 | 0 | 0 | 0 | 0 | 0 | 0 | 0 | 0 | 0 | 0
| E10 | 0 | 0 | 0 | 0 | 0 | 0 | 0 | 0 | 0 | 0 | 0 | 0 | 0 | 0 | 0 | 0 | 0 | 0 | 0 | 0 | 0 | 0 | 0 | 0 | 0 | 0 | 0 | 0 | 0 | 0 | 0
Potential to Switch
| Year | Year 0 | Year 1 | Year 2 | Year 3 | Year 4 | Year 5 | Year 6 | Year 7 | Year 8 | Year 9 | Year 10 | Year 11 | Year 12 | Year 13 | Year 14 | Year 15 | Year 16 | Year 17 | Year 18 | Year 19 | Year 20 | Year 21 | Year 22 | Year 23 | Year 24 | Year 25 | Year 26 | Year 27 | Year 28 | Year 29 | Year 30
| E1 | 0 | 0 | 0 | 0 | 0 | 0 | 0 | 0 | 0 | 0 | 0 | 0 | 0 | 0 | 0 | 0 | 0 | 0 | 0 | 0 | 0 | 0 | 0 | 0 | 0 | 0 | 0 | 0 | 0 | 0 | 0 | 0_E1_Switched Out
| E2 | 0 | 0 | 0 | 0 | 0 | 0 | 0 | 0 | 0 | 0 | 0 | 0 | 0 | 0 | 0 | 0 | 0 | 0 | 0 | 0 | 0 | 0 | 0 | 0 | 0 | 0 | 0 | 0 | 0 | 0 | 0 | 0_E2_Switched Out
| E3 | 0 | 0 | 0 | 0 | 0 | 0 | 0 | 0 | 0 | 0 | 0 | 0 | 0 | 0 | 0 | 0 | 0 | 0 | 0 | 0 | 0 | 0 | 0 | 0 | 0 | 0 | 0 | 0 | 0 | 0 | 0 | 0_E3_Switched Out
| E4 | 0 | 0 | 0 | 0 | 0 | 0 | 0 | 0 | 0 | 0 | 0 | 0 | 0 | 0 | 0 | 0 | 0 | 0 | 0 | 0 | 0 | 0 | 0 | 0 | 0 | 0 | 0 | 0 | 0 | 0 | 0 | 0_E4_Switched Out
| E5 | 0 | 0 | 0 | 0 | 0 | 0 | 0 | 0 | 0 | 0 | 0 | 0 | 0 | 0 | 0 | 0 | 0 | 0 | 0 | 0 | 0 | 0 | 0 | 0 | 0 | 0 | 0 | 0 | 0 | 0 | 0 | 0_E5_Switched Out
| E6 | 0 | 0 | 0 | 0 | 0 | 0 | 0 | 0 | 0 | 0 | 0 | 0 | 0 | 0 | 0 | 0 | 0 | 0 | 0 | 0 | 0 | 0 | 0 | 0 | 0 | 0 | 0 | 0 | 0 | 0 | 0 | 0_E6_Switched Out
| E7 | 0 | 0 | 0 | 0 | 0 | 0 | 0 | 0 | 0 | 0 | 0 | 0 | 0 | 0 | 0 | 0 | 0 | 0 | 0 | 0 | 0 | 0 | 0 | 0 | 0 | 0 | 0 | 0 | 0 | 0 | 0 | 0_E7_Switched Out
| E8 | 0 | 0 | 0 | 0 | 0 | 0 | 0 | 0 | 0 | 0 | 0 | 0 | 0 | 0 | 0 | 0 | 0 | 0 | 0 | 0 | 0 | 0 | 0 | 0 | 0 | 0 | 0 | 0 | 0 | 0 | 0 | 0_E8_Switched Out
| E9 | 0 | 0 | 0 | 0 | 0 | 0 | 0 | 0 | 0 | 0 | 0 | 0 | 0 | 0 | 0 | 0 | 0 | 0 | 0 | 0 | 0 | 0 | 0 | 0 | 0 | 0 | 0 | 0 | 0 | 0 | 0 | 0_E9_Switched Out
| E10 | 0 | 0 | 0 | 0 | 0 | 0 | 0 | 0 | 0 | 0 | 0 | 0 | 0 | 0 | 0 | 0 | 0 | 0 | 0 | 0 | 0 | 0 | 0 | 0 | 0 | 0 | 0 | 0 | 0 | 0 | 0 | 0_E10_Switched Out
Units Out
| E1 | 0 | 0 | 0 | 0 | 0 | 0 | 0 | 0 | 0 | 0 | 0 | 0 | 0 | 0 | 0 | 0 | 0 | 0 | 0 | 0 | 0 | 0 | 0 | 0 | 0 | 0 | 0 | 0 | 0 | 0 | 0
| E2 | 0 | 0 | 0 | 0 | 0 | 0 | 0 | 0 | 0 | 0 | 0 | 0 | 0 | 0 | 0 | 0 | 0 | 0 | 0 | 0 | 0 | 0 | 0 | 0 | 0 | 0 | 0 | 0 | 0 | 0 | 0
| E3 | 0 | 0 | 0 | 0 | 0 | 0 | 0 | 0 | 0 | 0 | 0 | 0 | 0 | 0 | 0 | 0 | 0 | 0 | 0 | 0 | 0 | 0 | 0 | 0 | 0 | 0 | 0 | 0 | 0 | 0 | 0
| E4 | 0 | 0 | 0 | 0 | 0 | 0 | 0 | 0 | 0 | 0 | 0 | 0 | 0 | 0 | 0 | 0 | 0 | 0 | 0 | 0 | 0 | 0 | 0 | 0 | 0 | 0 | 0 | 0 | 0 | 0 | 0
| E5 | 0 | 0 | 0 | 0 | 0 | 0 | 0 | 0 | 0 | 0 | 0 | 0 | 0 | 0 | 0 | 0 | 0 | 0 | 0 | 0 | 0 | 0 | 0 | 0 | 0 | 0 | 0 | 0 | 0 | 0 | 0
| E6 | 0 | 0 | 0 | 0 | 0 | 0 | 0 | 0 | 0 | 0 | 0 | 0 | 0 | 0 | 0 | 0 | 0 | 0 | 0 | 0 | 0 | 0 | 0 | 0 | 0 | 0 | 0 | 0 | 0 | 0 | 0
| E7 | 0 | 0 | 0 | 0 | 0 | 0 | 0 | 0 | 0 | 0 | 0 | 0 | 0 | 0 | 0 | 0 | 0 | 0 | 0 | 0 | 0 | 0 | 0 | 0 | 0 | 0 | 0 | 0 | 0 | 0 | 0
| E8 | 0 | 0 | 0 | 0 | 0 | 0 | 0 | 0 | 0 | 0 | 0 | 0 | 0 | 0 | 0 | 0 | 0 | 0 | 0 | 0 | 0 | 0 | 0 | 0 | 0 | 0 | 0 | 0 | 0 | 0 | 0
| E9 | 0 | 0 | 0 | 0 | 0 | 0 | 0 | 0 | 0 | 0 | 0 | 0 | 0 | 0 | 0 | 0 | 0 | 0 | 0 | 0 | 0 | 0 | 0 | 0 | 0 | 0 | 0 | 0 | 0 | 0 | 0
| E10 | 0 | 0 | 0 | 0 | 0 | 0 | 0 | 0 | 0 | 0 | 0 | 0 | 0 | 0 | 0 | 0 | 0 | 0 | 0 | 0 | 0 | 0 | 0 | 0 | 0 | 0 | 0 | 0 | 0 | 0 | 0
| Vintage | 0 | 0 | 0 | 0 | 0 | 0 | 0 | 0 | 0 | 0 | 0 | 0 | 0 | 0 | 0 | 0 | 0 | 0 | 0 | 0 | 0 | 0 | 0 | 0 | 0 | 0 | 0 | 0 | 0 | 0 | 0
Tech Purchase Shares
| Year | Year 0 | Year 1 | Year 2 | Year 3 | Year 4 | Year 5 | Year 6 | Year 7 | Year 8 | Year 9 | Year 10 | Year 11 | Year 12 | Year 13 | Year 14 | Year 15 | Year 16 | Year 17 | Year 18 | Year 19 | Year 20 | Year 21 | Year 22 | Year 23 | Year 24 | Year 25 | Year 26 | Year 27 | Year 28 | Year 29 | Year 30
E1 | bar: Year 0 to Year 30
E2 | bar: Year 0 to Year 30
E3 | bar: Year 0 to Year 30
E4 | bar: Year 0 to Year 30
E5 | bar: Year 0 to Year 30
E6 | bar: Year 0 to Year 30
E7 | bar: Year 0 to Year 30
E8 | bar: Year 0 to Year 30
E9 | bar: Year 0 to Year 30
E10 | bar: Year 0 to Year 30
Units In from Switching
| E1 | 0 | 0 | 0 | 0 | 0 | 0 | 0 | 0 | 0 | 0 | 0 | 0 | 0 | 0 | 0 | 0 | 0 | 0 | 0 | 0 | 0 | 0 | 0 | 0 | 0 | 0 | 0 | 0 | 0 | 0 | 0
| E2 | 0 | 0 | 0 | 0 | 0 | 0 | 0 | 0 | 0 | 0 | 0 | 0 | 0 | 0 | 0 | 0 | 0 | 0 | 0 | 0 | 0 | 0 | 0 | 0 | 0 | 0 | 0 | 0 | 0 | 0 | 0
| E3 | 0 | 0 | 0 | 0 | 0 | 0 | 0 | 0 | 0 | 0 | 0 | 0 | 0 | 0 | 0 | 0 | 0 | 0 | 0 | 0 | 0 | 0 | 0 | 0 | 0 | 0 | 0 | 0 | 0 | 0 | 0
| E4 | 0 | 0 | 0 | 0 | 0 | 0 | 0 | 0 | 0 | 0 | 0 | 0 | 0 | 0 | 0 | 0 | 0 | 0 | 0 | 0 | 0 | 0 | 0 | 0 | 0 | 0 | 0 | 0 | 0 | 0 | 0
| E5 | 0 | 0 | 0 | 0 | 0 | 0 | 0 | 0 | 0 | 0 | 0 | 0 | 0 | 0 | 0 | 0 | 0 | 0 | 0 | 0 | 0 | 0 | 0 | 0 | 0 | 0 | 0 | 0 | 0 | 0 | 0
| E6 | 0 | 0 | 0 | 0 | 0 | 0 | 0 | 0 | 0 | 0 | 0 | 0 | 0 | 0 | 0 | 0 | 0 | 0 | 0 | 0 | 0 | 0 | 0 | 0 | 0 | 0 | 0 | 0 | 0 | 0 | 0
| E7 | 0 | 0 | 0 | 0 | 0 | 0 | 0 | 0 | 0 | 0 | 0 | 0 | 0 | 0 | 0 | 0 | 0 | 0 | 0 | 0 | 0 | 0 | 0 | 0 | 0 | 0 | 0 | 0 | 0 | 0 | 0
| E8 | 0 | 0 | 0 | 0 | 0 | 0 | 0 | 0 | 0 | 0 | 0 | 0 | 0 | 0 | 0 | 0 | 0 | 0 | 0 | 0 | 0 | 0 | 0 | 0 | 0 | 0 | 0 | 0 | 0 | 0 | 0
| E9 | 0 | 0 | 0 | 0 | 0 | 0 | 0 | 0 | 0 | 0 | 0 | 0 | 0 | 0 | 0 | 0 | 0 | 0 | 0 | 0 | 0 | 0 | 0 | 0 | 0 | 0 | 0 | 0 | 0 | 0 | 0
| E10 | 0 | 0 | 0 | 0 | 0 | 0 | 0 | 0 | 0 | 0 | 0 | 0 | 0 | 0 | 0 | 0 | 0 | 0 | 0 | 0 | 0 | 0 | 0 | 0 | 0 | 0 | 0 | 0 | 0 | 0 | 0
| Vintage | 0 | 0 | 0 | 0 | 0 | 0 | 0 | 0 | 0 | 0 | 0 | 0 | 0 | 0 | 0 | 0 | 0 | 0 | 0 | 0 | 0 | 0 | 0 | 0 | 0 | 0 | 0 | 0 | 0 | 0 | 0
Net Change
| Year | Year 0 | Year 1 | Year 2 | Year 3 | Year 4 | Year 5 | Year 6 | Year 7 | Year 8 | Year 9 | Year 10 | Year 11 | Year 12 | Year 13 | Year 14 | Year 15 | Year 16 | Year 17 | Year 18 | Year 19 | Year 20 | Year 21 | Year 22 | Year 23 | Year 24 | Year 25 | Year 26 | Year 27 | Year 28 | Year 29 | Year 30 | Key
| Units | 0 | 0 | 0 | 0 | 0 | 0 | 0 | 0 | 0 | 0 | 0 | 0 | 0 | 0 | 0 | 0 | 0 | 0 | 0 | 0 | 0 | 0 | 0 | 0 | 0 | 0 | 0 | 0 | 0 | 0 | 0 | 0_Units |  |  |  |  | 301957.8232
| Usage | 0 | 0 | 0 | 0 | 0 | 0 | 0 | 0 | 0 | 0 | 0 | 0 | 0 | 0 | 0 | 0 | 0 | 0 | 0 | 0 | 0 | 0 | 0 | 0 | 0 | 0 | 0 | 0 | 0 | 0 | 0 | 0_Usage |  |  |  |  | 1698.6543
| Peak Demand (S) | 0 | 0 | 0 | 0 | 0 | 0 | 0 | 0 | 0 | 0 | 0 | 0 | 0 | 0 | 0 | 0 | 0 | 0 | 0 | 0 | 0 | 0 | 0 | 0 | 0 | 0 | 0 | 0 | 0 | 0 | 0 | 0_Peak Demand (S) |  |  |  |  | 0
| Peak Demand (W) | 0 | 0 | 0 | 0 | 0 | 0 | 0 | 0 | 0 | 0 | 0 | 0 | 0 | 0 | 0 | 0 | 0 | 0 | 0 | 0 | 0 | 0 | 0 | 0 | 0 | 0 | 0 | 0 | 0 | 0 | 0 | 0_Peak Demand (W) |  |  |  |  | 884.6119
| Turnover | 0 | 0 | 0 | 0 | 0 | 0 | 0 | 0 | 0 | 0 | 0 | 0 | 0 | 0 | 0 | 0 | 0 | 0 | 0 | 0 | 0 | 0 | 0 | 0 | 0 | 0 | 0 | 0 | 0 | 0 | 0 | 0_Turnover |  |  |  |  | 6885.4476
| Avg. Replacement Usage | 0 | 0 | 0 | 0 | 0 | 0 | 0 | 0 | 0 | 0 | 0 | 0 | 0 | 0 | 0 | 0 | 0 | 0 | 0 | 0 | 0 | 0 | 0 | 0 | 0 | 0 | 0 | 0 | 0 | 0 | 0 | 0_Avg. Replacement Usage |  |  |  |  | 5638.8522
| Avg. Replacement Demand (S) | 0 | 0 | 0 | 0 | 0 | 0 | 0 | 0 | 0 | 0 | 0 | 0 | 0 | 0 | 0 | 0 | 0 | 0 | 0 | 0 | 0 | 0 | 0 | 0 | 0 | 0 | 0 | 0 | 0 | 0 | 0 | 0_Avg. Replacement Demand (S) |  |  |  |  | 0
| Avg. Replacement Demand (W) | 0 | 0 | 0 | 0 | 0 | 0 | 0 | 0 | 0 | 0 | 0 | 0 | 0 | 0 | 0 | 0 | 0 | 0 | 0 | 0 | 0 | 0 | 0 | 0 | 0 | 0 | 0 | 0 | 0 | 0 | 0 | 0_Avg. Replacement Demand (W) |  |  |  |  | 2.9366
Purchases
| Year | Year 0 | Year 1 | Year 2 | Year 3 | Year 4 | Year 5 | Year 6 | Year 7 | Year 8 | Year 9 | Year 10 | Year 11 | Year 12 | Year 13 | Year 14 | Year 15 | Year 16 | Year 17 | Year 18 | Year 19 | Year 20 | Year 21 | Year 22 | Year 23 | Year 24 | Year 25 | Year 26 | Year 27 | Year 28 | Year 29 | Year 30
| E1 | 0 | 0 | 0 | 0 | 0 | 0 | 0 | 0 | 0 | 0 | 0 | 0 | 0 | 0 | 0 | 0 | 0 | 0 | 0 | 0 | 0 | 0 | 0 | 0 | 0 | 0 | 0 | 0 | 0 | 0 | 0 | 0_E1_Purchases |  |  |  |  | 6885.4476
| E2 | 0 | 0 | 0 | 0 | 0 | 0 | 0 | 0 | 0 | 0 | 0 | 0 | 0 | 0 | 0 | 0 | 0 | 0 | 0 | 0 | 0 | 0 | 0 | 0 | 0 | 0 | 0 | 0 | 0 | 0 | 0 | 0_E2_Purchases |  |  |  |  | 0
| E3 | 0 | 0 | 0 | 0 | 0 | 0 | 0 | 0 | 0 | 0 | 0 | 0 | 0 | 0 | 0 | 0 | 0 | 0 | 0 | 0 | 0 | 0 | 0 | 0 | 0 | 0 | 0 | 0 | 0 | 0 | 0 | 0_E3_Purchases |  |  |  |  | 0
| E4 | 0 | 0 | 0 | 0 | 0 | 0 | 0 | 0 | 0 | 0 | 0 | 0 | 0 | 0 | 0 | 0 | 0 | 0 | 0 | 0 | 0 | 0 | 0 | 0 | 0 | 0 | 0 | 0 | 0 | 0 | 0 | 0_E4_Purchases |  |  |  |  | 0
| E5 | 0 | 0 | 0 | 0 | 0 | 0 | 0 | 0 | 0 | 0 | 0 | 0 | 0 | 0 | 0 | 0 | 0 | 0 | 0 | 0 | 0 | 0 | 0 | 0 | 0 | 0 | 0 | 0 | 0 | 0 | 0 | 0_E5_Purchases |  |  |  |  | 0
| E6 | 0 | 0 | 0 | 0 | 0 | 0 | 0 | 0 | 0 | 0 | 0 | 0 | 0 | 0 | 0 | 0 | 0 | 0 | 0 | 0 | 0 | 0 | 0 | 0 | 0 | 0 | 0 | 0 | 0 | 0 | 0 | 0_E6_Purchases |  |  |  |  | 0
| E7 | 0 | 0 | 0 | 0 | 0 | 0 | 0 | 0 | 0 | 0 | 0 | 0 | 0 | 0 | 0 | 0 | 0 | 0 | 0 | 0 | 0 | 0 | 0 | 0 | 0 | 0 | 0 | 0 | 0 | 0 | 0 | 0_E7_Purchases |  |  |  |  | 0
| E8 | 0 | 0 | 0 | 0 | 0 | 0 | 0 | 0 | 0 | 0 | 0 | 0 | 0 | 0 | 0 | 0 | 0 | 0 | 0 | 0 | 0 | 0 | 0 | 0 | 0 | 0 | 0 | 0 | 0 | 0 | 0 | 0_E8_Purchases |  |  |  |  | 0
| E9 | 0 | 0 | 0 | 0 | 0 | 0 | 0 | 0 | 0 | 0 | 0 | 0 | 0 | 0 | 0 | 0 | 0 | 0 | 0 | 0 | 0 | 0 | 0 | 0 | 0 | 0 | 0 | 0 | 0 | 0 | 0 | 0_E9_Purchases |  |  |  |  | 0
| E10 | 0 | 0 | 0 | 0 | 0 | 0 | 0 | 0 | 0 | 0 | 0 | 0 | 0 | 0 | 0 | 0 | 0 | 0 | 0 | 0 | 0 | 0 | 0 | 0 | 0 | 0 | 0 | 0 | 0 | 0 | 0 | 0_E10_Purchases |  |  |  |  | 0
Stock
| Year | Year 0 | Year 1 | Year 2 | Year 3 | Year 4 | Year 5 | Year 6 | Year 7 | Year 8 | Year 9 | Year 10 | Year 11 | Year 12 | Year 13 | Year 14 | Year 15 | Year 16 | Year 17 | Year 18 | Year 19 | Year 20 | Year 21 | Year 22 | Year 23 | Year 24 | Year 25 | Year 26 | Year 27 | Year 28 | Year 29 | Year 30
| E1 | 0 | 0 | 0 | 0 | 0 | 0 | 0 | 0 | 0 | 0 | 0 | 0 | 0 | 0 | 0 | 0 | 0 | 0 | 0 | 0 | 0 | 0 | 0 | 0 | 0 | 0 | 0 | 0 | 0 | 0 | 0 | 0_E1_Stock |  |  |  |  | 13576.6093
| E2 | 0 | 0 | 0 | 0 | 0 | 0 | 0 | 0 | 0 | 0 | 0 | 0 | 0 | 0 | 0 | 0 | 0 | 0 | 0 | 0 | 0 | 0 | 0 | 0 | 0 | 0 | 0 | 0 | 0 | 0 | 0 | 0_E2_Stock |  |  |  |  | 0
| E3 | 0 | 0 | 0 | 0 | 0 | 0 | 0 | 0 | 0 | 0 | 0 | 0 | 0 | 0 | 0 | 0 | 0 | 0 | 0 | 0 | 0 | 0 | 0 | 0 | 0 | 0 | 0 | 0 | 0 | 0 | 0 | 0_E3_Stock |  |  |  |  | 0
| E4 | 0 | 0 | 0 | 0 | 0 | 0 | 0 | 0 | 0 | 0 | 0 | 0 | 0 | 0 | 0 | 0 | 0 | 0 | 0 | 0 | 0 | 0 | 0 | 0 | 0 | 0 | 0 | 0 | 0 | 0 | 0 | 0_E4_Stock |  |  |  |  | 0
| E5 | 0 | 0 | 0 | 0 | 0 | 0 | 0 | 0 | 0 | 0 | 0 | 0 | 0 | 0 | 0 | 0 | 0 | 0 | 0 | 0 | 0 | 0 | 0 | 0 | 0 | 0 | 0 | 0 | 0 | 0 | 0 | 0_E5_Stock |  |  |  |  | 0
| E6 | 0 | 0 | 0 | 0 | 0 | 0 | 0 | 0 | 0 | 0 | 0 | 0 | 0 | 0 | 0 | 0 | 0 | 0 | 0 | 0 | 0 | 0 | 0 | 0 | 0 | 0 | 0 | 0 | 0 | 0 | 0 | 0_E6_Stock |  |  |  |  | 0
| E7 | 0 | 0 | 0 | 0 | 0 | 0 | 0 | 0 | 0 | 0 | 0 | 0 | 0 | 0 | 0 | 0 | 0 | 0 | 0 | 0 | 0 | 0 | 0 | 0 | 0 | 0 | 0 | 0 | 0 | 0 | 0 | 0_E7_Stock |  |  |  |  | 0
| E8 | 0 | 0 | 0 | 0 | 0 | 0 | 0 | 0 | 0 | 0 | 0 | 0 | 0 | 0 | 0 | 0 | 0 | 0 | 0 | 0 | 0 | 0 | 0 | 0 | 0 | 0 | 0 | 0 | 0 | 0 | 0 | 0_E8_Stock |  |  |  |  | 0
| E9 | 0 | 0 | 0 | 0 | 0 | 0 | 0 | 0 | 0 | 0 | 0 | 0 | 0 | 0 | 0 | 0 | 0 | 0 | 0 | 0 | 0 | 0 | 0 | 0 | 0 | 0 | 0 | 0 | 0 | 0 | 0 | 0_E9_Stock |  |  |  |  | 0
| E10 | 0 | 0 | 0 | 0 | 0 | 0 | 0 | 0 | 0 | 0 | 0 | 0 | 0 | 0 | 0 | 0 | 0 | 0 | 0 | 0 | 0 | 0 | 0 | 0 | 0 | 0 | 0 | 0 | 0 | 0 | 0 | 0_E10_Stock |  |  |  |  | 0
| Vintage | 0 | 0 | 0 | 0 | 0 | 0 | 0 | 0 | 0 | 0 | 0 | 0 | 0 | 0 | 0 | 0 | 0 | 0 | 0 | 0 | 0 | 0 | 0 | 0 | 0 | 0 | 0 | 0 | 0 | 0 | 0 | 0_Vintage_Stock |  |  |  |  | 288381.2139
S4C2 |  | Year 0: System 4 Technology 2
Technology Variables
| Tech Key | Year 0: 0
| Peak Factor (S) | Year 0: 0
| Peak Factor (W) | Year 0: 0
| Min Vintage Lifetime | Year 0: 0
| Max Vintage Lifetime | Year 0: 0
| Turnover Style | Year 0: 0
Technology Variables
| Equipment | Year 0: Label; Year 1: Min Lifetime; Year 2: Max Lifetime; Year 3: Degradation; Year 4: Usage; Year 5: Available
| E1 | Year 1: 0; Year 2: 0; Year 3: 0%; Year 4: 0; Year 5: FALSE
| E2 | Year 1: 0; Year 2: 0; Year 3: 0%; Year 4: 0; Year 5: FALSE
| E3 | Year 1: 0; Year 2: 0; Year 3: 0%; Year 4: 0; Year 5: FALSE
| E4 | Year 1: 0; Year 2: 0; Year 3: 0%; Year 4: 0; Year 5: FALSE
| E5 | Year 1: 0; Year 2: 0; Year 3: 0%; Year 4: 0; Year 5: FALSE
| E6 | Year 1: 0; Year 2: 0; Year 3: 0%; Year 4: 0; Year 5: FALSE
| E7 | Year 1: 0; Year 2: 0; Year 3: 0%; Year 4: 0; Year 5: FALSE
| E8 | Year 1: 0; Year 2: 0; Year 3: 0%; Year 4: 0; Year 5: FALSE
| E9 | Year 1: 0; Year 2: 0; Year 3: 0%; Year 4: 0; Year 5: FALSE
| E10 | Year 1: 0; Year 2: 0; Year 3: 0%; Year 4: 0; Year 5: FALSE
Original Forecast Results
| Year | Year 0 | Year 1 | Year 2 | Year 3 | Year 4 | Year 5 | Year 6 | Year 7 | Year 8 | Year 9 | Year 10 | Year 11 | Year 12 | Year 13 | Year 14 | Year 15 | Year 16 | Year 17 | Year 18 | Year 19 | Year 20 | Year 21 | Year 22 | Year 23 | Year 24 | Year 25 | Year 26 | Year 27 | Year 28 | Year 29 | Year 30 | Key
| Units | 0 | 0 | 0 | 0 | 0 | 0 | 0 | 0 | 0 | 0 | 0 | 0 | 0 | 0 | 0 | 0 | 0 | 0 | 0 | 0 | 0 | 0 | 0 | 0 | 0 | 0 | 0 | 0 | 0 | 0 | 0 | #REF! |  |  |  |  | 301957.8232
| Usage | 0 | 0 | 0 | 0 | 0 | 0 | 0 | 0 | 0 | 0 | 0 | 0 | 0 | 0 | 0 | 0 | 0 | 0 | 0 | 0 | 0 | 0 | 0 | 0 | 0 | 0 | 0 | 0 | 0 | 0 | 0 | #REF! |  |  |  |  | 1698.6543
| Peak Demand (S) | 0 | 0 | 0 | 0 | 0 | 0 | 0 | 0 | 0 | 0 | 0 | 0 | 0 | 0 | 0 | 0 | 0 | 0 | 0 | 0 | 0 | 0 | 0 | 0 | 0 | 0 | 0 | 0 | 0 | 0 | 0 | #REF! |  |  |  |  | 0
| Peak Demand (W) | 0 | 0 | 0 | 0 | 0 | 0 | 0 | 0 | 0 | 0 | 0 | 0 | 0 | 0 | 0 | 0 | 0 | 0 | 0 | 0 | 0 | 0 | 0 | 0 | 0 | 0 | 0 | 0 | 0 | 0 | 0 | #REF! |  |  |  |  | 884.6119
| Turnover | 0 | 0 | 0 | 0 | 0 | 0 | 0 | 0 | 0 | 0 | 0 | 0 | 0 | 0 | 0 | 0 | 0 | 0 | 0 | 0 | 0 | 0 | 0 | 0 | 0 | 0 | 0 | 0 | 0 | 0 | 0 | #REF! |  |  |  |  | 6885.4476
| Avg. Replacement Usage | 0 | 0 | 0 | 0 | 0 | 0 | 0 | 0 | 0 | 0 | 0 | 0 | 0 | 0 | 0 | 0 | 0 | 0 | 0 | 0 | 0 | 0 | 0 | 0 | 0 | 0 | 0 | 0 | 0 | 0 | 0 | #REF! |  |  |  |  | 5638.8522
| Avg. Replacement Demand (S) | 0 | 0 | 0 | 0 | 0 | 0 | 0 | 0 | 0 | 0 | 0 | 0 | 0 | 0 | 0 | 0 | 0 | 0 | 0 | 0 | 0 | 0 | 0 | 0 | 0 | 0 | 0 | 0 | 0 | 0 | 0 | #REF! |  |  |  |  | 0
| Avg. Replacement Demand (W) | 0 | 0 | 0 | 0 | 0 | 0 | 0 | 0 | 0 | 0 | 0 | 0 | 0 | 0 | 0 | 0 | 0 | 0 | 0 | 0 | 0 | 0 | 0 | 0 | 0 | 0 | 0 | 0 | 0 | 0 | 0 | #REF! |  |  |  |  | 2.9366
Tech Forecast Stock
| Year | Year 0 | Year 1 | Year 2 | Year 3 | Year 4 | Year 5 | Year 6 | Year 7 | Year 8 | Year 9 | Year 10 | Year 11 | Year 12 | Year 13 | Year 14 | Year 15 | Year 16 | Year 17 | Year 18 | Year 19 | Year 20 | Year 21 | Year 22 | Year 23 | Year 24 | Year 25 | Year 26 | Year 27 | Year 28 | Year 29 | Year 30
| E1 | 0 | 0 | 0 | 0 | 0 | 0 | 0 | 0 | 0 | 0 | 0 | 0 | 0 | 0 | 0 | 0 | 0 | 0 | 0 | 0 | 0 | 0 | 0 | 0 | 0 | 0 | 0 | 0 | 0 | 0 | 0
| E2 | 0 | 0 | 0 | 0 | 0 | 0 | 0 | 0 | 0 | 0 | 0 | 0 | 0 | 0 | 0 | 0 | 0 | 0 | 0 | 0 | 0 | 0 | 0 | 0 | 0 | 0 | 0 | 0 | 0 | 0 | 0
| E3 | 0 | 0 | 0 | 0 | 0 | 0 | 0 | 0 | 0 | 0 | 0 | 0 | 0 | 0 | 0 | 0 | 0 | 0 | 0 | 0 | 0 | 0 | 0 | 0 | 0 | 0 | 0 | 0 | 0 | 0 | 0
| E4 | 0 | 0 | 0 | 0 | 0 | 0 | 0 | 0 | 0 | 0 | 0 | 0 | 0 | 0 | 0 | 0 | 0 | 0 | 0 | 0 | 0 | 0 | 0 | 0 | 0 | 0 | 0 | 0 | 0 | 0 | 0
| E5 | 0 | 0 | 0 | 0 | 0 | 0 | 0 | 0 | 0 | 0 | 0 | 0 | 0 | 0 | 0 | 0 | 0 | 0 | 0 | 0 | 0 | 0 | 0 | 0 | 0 | 0 | 0 | 0 | 0 | 0 | 0
| E6 | 0 | 0 | 0 | 0 | 0 | 0 | 0 | 0 | 0 | 0 | 0 | 0 | 0 | 0 | 0 | 0 | 0 | 0 | 0 | 0 | 0 | 0 | 0 | 0 | 0 | 0 | 0 | 0 | 0 | 0 | 0
| E7 | 0 | 0 | 0 | 0 | 0 | 0 | 0 | 0 | 0 | 0 | 0 | 0 | 0 | 0 | 0 | 0 | 0 | 0 | 0 | 0 | 0 | 0 | 0 | 0 | 0 | 0 | 0 | 0 | 0 | 0 | 0
| E8 | 0 | 0 | 0 | 0 | 0 | 0 | 0 | 0 | 0 | 0 | 0 | 0 | 0 | 0 | 0 | 0 | 0 | 0 | 0 | 0 | 0 | 0 | 0 | 0 | 0 | 0 | 0 | 0 | 0 | 0 | 0
| E9 | 0 | 0 | 0 | 0 | 0 | 0 | 0 | 0 | 0 | 0 | 0 | 0 | 0 | 0 | 0 | 0 | 0 | 0 | 0 | 0 | 0 | 0 | 0 | 0 | 0 | 0 | 0 | 0 | 0 | 0 | 0
| E10 | 0 | 0 | 0 | 0 | 0 | 0 | 0 | 0 | 0 | 0 | 0 | 0 | 0 | 0 | 0 | 0 | 0 | 0 | 0 | 0 | 0 | 0 | 0 | 0 | 0 | 0 | 0 | 0 | 0 | 0 | 0
| Vintage | 0 | 0 | 0 | 0 | 0 | 0 | 0 | 0 | 0 | 0 | 0 | 0 | 0 | 0 | 0 | 0 | 0 | 0 | 0 | 0 | 0 | 0 | 0 | 0 | 0 | 0 | 0 | 0 | 0 | 0 | 0
Stock for Switching
| Year | Year 0 | Year 1 | Year 2 | Year 3 | Year 4 | Year 5 | Year 6 | Year 7 | Year 8 | Year 9 | Year 10 | Year 11 | Year 12 | Year 13 | Year 14 | Year 15 | Year 16 | Year 17 | Year 18 | Year 19 | Year 20 | Year 21 | Year 22 | Year 23 | Year 24 | Year 25 | Year 26 | Year 27 | Year 28 | Year 29 | Year 30
| E1 | 0 | 0 | 0 | 0 | 0 | 0 | 0 | 0 | 0 | 0 | 0 | 0 | 0 | 0 | 0 | 0 | 0 | 0 | 0 | 0 | 0 | 0 | 0 | 0 | 0 | 0 | 0 | 0 | 0 | 0 | 0 | 0_E1_SysStock
| E2 | 0 | 0 | 0 | 0 | 0 | 0 | 0 | 0 | 0 | 0 | 0 | 0 | 0 | 0 | 0 | 0 | 0 | 0 | 0 | 0 | 0 | 0 | 0 | 0 | 0 | 0 | 0 | 0 | 0 | 0 | 0 | 0_E2_SysStock
| E3 | 0 | 0 | 0 | 0 | 0 | 0 | 0 | 0 | 0 | 0 | 0 | 0 | 0 | 0 | 0 | 0 | 0 | 0 | 0 | 0 | 0 | 0 | 0 | 0 | 0 | 0 | 0 | 0 | 0 | 0 | 0 | 0_E3_SysStock
| E4 | 0 | 0 | 0 | 0 | 0 | 0 | 0 | 0 | 0 | 0 | 0 | 0 | 0 | 0 | 0 | 0 | 0 | 0 | 0 | 0 | 0 | 0 | 0 | 0 | 0 | 0 | 0 | 0 | 0 | 0 | 0 | 0_E4_SysStock
| E5 | 0 | 0 | 0 | 0 | 0 | 0 | 0 | 0 | 0 | 0 | 0 | 0 | 0 | 0 | 0 | 0 | 0 | 0 | 0 | 0 | 0 | 0 | 0 | 0 | 0 | 0 | 0 | 0 | 0 | 0 | 0 | 0_E5_SysStock
| E6 | 0 | 0 | 0 | 0 | 0 | 0 | 0 | 0 | 0 | 0 | 0 | 0 | 0 | 0 | 0 | 0 | 0 | 0 | 0 | 0 | 0 | 0 | 0 | 0 | 0 | 0 | 0 | 0 | 0 | 0 | 0 | 0_E6_SysStock
| E7 | 0 | 0 | 0 | 0 | 0 | 0 | 0 | 0 | 0 | 0 | 0 | 0 | 0 | 0 | 0 | 0 | 0 | 0 | 0 | 0 | 0 | 0 | 0 | 0 | 0 | 0 | 0 | 0 | 0 | 0 | 0 | 0_E7_SysStock
| E8 | 0 | 0 | 0 | 0 | 0 | 0 | 0 | 0 | 0 | 0 | 0 | 0 | 0 | 0 | 0 | 0 | 0 | 0 | 0 | 0 | 0 | 0 | 0 | 0 | 0 | 0 | 0 | 0 | 0 | 0 | 0 | 0_E8_SysStock
| E9 | 0 | 0 | 0 | 0 | 0 | 0 | 0 | 0 | 0 | 0 | 0 | 0 | 0 | 0 | 0 | 0 | 0 | 0 | 0 | 0 | 0 | 0 | 0 | 0 | 0 | 0 | 0 | 0 | 0 | 0 | 0 | 0_E9_SysStock
| E10 | 0 | 0 | 0 | 0 | 0 | 0 | 0 | 0 | 0 | 0 | 0 | 0 | 0 | 0 | 0 | 0 | 0 | 0 | 0 | 0 | 0 | 0 | 0 | 0 | 0 | 0 | 0 | 0 | 0 | 0 | 0 | 0_E10_SysStock
| Vintage | 0 | 0 | 0 | 0 | 0 | 0 | 0 | 0 | 0 | 0 | 0 | 0 | 0 | 0 | 0 | 0 | 0 | 0 | 0 | 0 | 0 | 0 | 0 | 0 | 0 | 0 | 0 | 0 | 0 | 0 | 0 | 0_Vintage_SysStock
Tech Forecast Purchases
| Year | Year 0 | Year 1 | Year 2 | Year 3 | Year 4 | Year 5 | Year 6 | Year 7 | Year 8 | Year 9 | Year 10 | Year 11 | Year 12 | Year 13 | Year 14 | Year 15 | Year 16 | Year 17 | Year 18 | Year 19 | Year 20 | Year 21 | Year 22 | Year 23 | Year 24 | Year 25 | Year 26 | Year 27 | Year 28 | Year 29 | Year 30
| E1 | 0 | 0 | 0 | 0 | 0 | 0 | 0 | 0 | 0 | 0 | 0 | 0 | 0 | 0 | 0 | 0 | 0 | 0 | 0 | 0 | 0 | 0 | 0 | 0 | 0 | 0 | 0 | 0 | 0 | 0 | 0
| E2 | 0 | 0 | 0 | 0 | 0 | 0 | 0 | 0 | 0 | 0 | 0 | 0 | 0 | 0 | 0 | 0 | 0 | 0 | 0 | 0 | 0 | 0 | 0 | 0 | 0 | 0 | 0 | 0 | 0 | 0 | 0
| E3 | 0 | 0 | 0 | 0 | 0 | 0 | 0 | 0 | 0 | 0 | 0 | 0 | 0 | 0 | 0 | 0 | 0 | 0 | 0 | 0 | 0 | 0 | 0 | 0 | 0 | 0 | 0 | 0 | 0 | 0 | 0
| E4 | 0 | 0 | 0 | 0 | 0 | 0 | 0 | 0 | 0 | 0 | 0 | 0 | 0 | 0 | 0 | 0 | 0 | 0 | 0 | 0 | 0 | 0 | 0 | 0 | 0 | 0 | 0 | 0 | 0 | 0 | 0
| E5 | 0 | 0 | 0 | 0 | 0 | 0 | 0 | 0 | 0 | 0 | 0 | 0 | 0 | 0 | 0 | 0 | 0 | 0 | 0 | 0 | 0 | 0 | 0 | 0 | 0 | 0 | 0 | 0 | 0 | 0 | 0
| E6 | 0 | 0 | 0 | 0 | 0 | 0 | 0 | 0 | 0 | 0 | 0 | 0 | 0 | 0 | 0 | 0 | 0 | 0 | 0 | 0 | 0 | 0 | 0 | 0 | 0 | 0 | 0 | 0 | 0 | 0 | 0
| E7 | 0 | 0 | 0 | 0 | 0 | 0 | 0 | 0 | 0 | 0 | 0 | 0 | 0 | 0 | 0 | 0 | 0 | 0 | 0 | 0 | 0 | 0 | 0 | 0 | 0 | 0 | 0 | 0 | 0 | 0 | 0
| E8 | 0 | 0 | 0 | 0 | 0 | 0 | 0 | 0 | 0 | 0 | 0 | 0 | 0 | 0 | 0 | 0 | 0 | 0 | 0 | 0 | 0 | 0 | 0 | 0 | 0 | 0 | 0 | 0 | 0 | 0 | 0
| E9 | 0 | 0 | 0 | 0 | 0 | 0 | 0 | 0 | 0 | 0 | 0 | 0 | 0 | 0 | 0 | 0 | 0 | 0 | 0 | 0 | 0 | 0 | 0 | 0 | 0 | 0 | 0 | 0 | 0 | 0 | 0
| E10 | 0 | 0 | 0 | 0 | 0 | 0 | 0 | 0 | 0 | 0 | 0 | 0 | 0 | 0 | 0 | 0 | 0 | 0 | 0 | 0 | 0 | 0 | 0 | 0 | 0 | 0 | 0 | 0 | 0 | 0 | 0
Potential to Switch
| Year | Year 0 | Year 1 | Year 2 | Year 3 | Year 4 | Year 5 | Year 6 | Year 7 | Year 8 | Year 9 | Year 10 | Year 11 | Year 12 | Year 13 | Year 14 | Year 15 | Year 16 | Year 17 | Year 18 | Year 19 | Year 20 | Year 21 | Year 22 | Year 23 | Year 24 | Year 25 | Year 26 | Year 27 | Year 28 | Year 29 | Year 30
| E1 | 0 | 0 | 0 | 0 | 0 | 0 | 0 | 0 | 0 | 0 | 0 | 0 | 0 | 0 | 0 | 0 | 0 | 0 | 0 | 0 | 0 | 0 | 0 | 0 | 0 | 0 | 0 | 0 | 0 | 0 | 0 | 0_E1_Switched Out
| E2 | 0 | 0 | 0 | 0 | 0 | 0 | 0 | 0 | 0 | 0 | 0 | 0 | 0 | 0 | 0 | 0 | 0 | 0 | 0 | 0 | 0 | 0 | 0 | 0 | 0 | 0 | 0 | 0 | 0 | 0 | 0 | 0_E2_Switched Out
| E3 | 0 | 0 | 0 | 0 | 0 | 0 | 0 | 0 | 0 | 0 | 0 | 0 | 0 | 0 | 0 | 0 | 0 | 0 | 0 | 0 | 0 | 0 | 0 | 0 | 0 | 0 | 0 | 0 | 0 | 0 | 0 | 0_E3_Switched Out
| E4 | 0 | 0 | 0 | 0 | 0 | 0 | 0 | 0 | 0 | 0 | 0 | 0 | 0 | 0 | 0 | 0 | 0 | 0 | 0 | 0 | 0 | 0 | 0 | 0 | 0 | 0 | 0 | 0 | 0 | 0 | 0 | 0_E4_Switched Out
| E5 | 0 | 0 | 0 | 0 | 0 | 0 | 0 | 0 | 0 | 0 | 0 | 0 | 0 | 0 | 0 | 0 | 0 | 0 | 0 | 0 | 0 | 0 | 0 | 0 | 0 | 0 | 0 | 0 | 0 | 0 | 0 | 0_E5_Switched Out
| E6 | 0 | 0 | 0 | 0 | 0 | 0 | 0 | 0 | 0 | 0 | 0 | 0 | 0 | 0 | 0 | 0 | 0 | 0 | 0 | 0 | 0 | 0 | 0 | 0 | 0 | 0 | 0 | 0 | 0 | 0 | 0 | 0_E6_Switched Out
| E7 | 0 | 0 | 0 | 0 | 0 | 0 | 0 | 0 | 0 | 0 | 0 | 0 | 0 | 0 | 0 | 0 | 0 | 0 | 0 | 0 | 0 | 0 | 0 | 0 | 0 | 0 | 0 | 0 | 0 | 0 | 0 | 0_E7_Switched Out
| E8 | 0 | 0 | 0 | 0 | 0 | 0 | 0 | 0 | 0 | 0 | 0 | 0 | 0 | 0 | 0 | 0 | 0 | 0 | 0 | 0 | 0 | 0 | 0 | 0 | 0 | 0 | 0 | 0 | 0 | 0 | 0 | 0_E8_Switched Out
| E9 | 0 | 0 | 0 | 0 | 0 | 0 | 0 | 0 | 0 | 0 | 0 | 0 | 0 | 0 | 0 | 0 | 0 | 0 | 0 | 0 | 0 | 0 | 0 | 0 | 0 | 0 | 0 | 0 | 0 | 0 | 0 | 0_E9_Switched Out
| E10 | 0 | 0 | 0 | 0 | 0 | 0 | 0 | 0 | 0 | 0 | 0 | 0 | 0 | 0 | 0 | 0 | 0 | 0 | 0 | 0 | 0 | 0 | 0 | 0 | 0 | 0 | 0 | 0 | 0 | 0 | 0 | 0_E10_Switched Out
Units Out
| E1 | 0 | 0 | 0 | 0 | 0 | 0 | 0 | 0 | 0 | 0 | 0 | 0 | 0 | 0 | 0 | 0 | 0 | 0 | 0 | 0 | 0 | 0 | 0 | 0 | 0 | 0 | 0 | 0 | 0 | 0 | 0
| E2 | 0 | 0 | 0 | 0 | 0 | 0 | 0 | 0 | 0 | 0 | 0 | 0 | 0 | 0 | 0 | 0 | 0 | 0 | 0 | 0 | 0 | 0 | 0 | 0 | 0 | 0 | 0 | 0 | 0 | 0 | 0
| E3 | 0 | 0 | 0 | 0 | 0 | 0 | 0 | 0 | 0 | 0 | 0 | 0 | 0 | 0 | 0 | 0 | 0 | 0 | 0 | 0 | 0 | 0 | 0 | 0 | 0 | 0 | 0 | 0 | 0 | 0 | 0
| E4 | 0 | 0 | 0 | 0 | 0 | 0 | 0 | 0 | 0 | 0 | 0 | 0 | 0 | 0 | 0 | 0 | 0 | 0 | 0 | 0 | 0 | 0 | 0 | 0 | 0 | 0 | 0 | 0 | 0 | 0 | 0
| E5 | 0 | 0 | 0 | 0 | 0 | 0 | 0 | 0 | 0 | 0 | 0 | 0 | 0 | 0 | 0 | 0 | 0 | 0 | 0 | 0 | 0 | 0 | 0 | 0 | 0 | 0 | 0 | 0 | 0 | 0 | 0
| E6 | 0 | 0 | 0 | 0 | 0 | 0 | 0 | 0 | 0 | 0 | 0 | 0 | 0 | 0 | 0 | 0 | 0 | 0 | 0 | 0 | 0 | 0 | 0 | 0 | 0 | 0 | 0 | 0 | 0 | 0 | 0
| E7 | 0 | 0 | 0 | 0 | 0 | 0 | 0 | 0 | 0 | 0 | 0 | 0 | 0 | 0 | 0 | 0 | 0 | 0 | 0 | 0 | 0 | 0 | 0 | 0 | 0 | 0 | 0 | 0 | 0 | 0 | 0
| E8 | 0 | 0 | 0 | 0 | 0 | 0 | 0 | 0 | 0 | 0 | 0 | 0 | 0 | 0 | 0 | 0 | 0 | 0 | 0 | 0 | 0 | 0 | 0 | 0 | 0 | 0 | 0 | 0 | 0 | 0 | 0
| E9 | 0 | 0 | 0 | 0 | 0 | 0 | 0 | 0 | 0 | 0 | 0 | 0 | 0 | 0 | 0 | 0 | 0 | 0 | 0 | 0 | 0 | 0 | 0 | 0 | 0 | 0 | 0 | 0 | 0 | 0 | 0
| E10 | 0 | 0 | 0 | 0 | 0 | 0 | 0 | 0 | 0 | 0 | 0 | 0 | 0 | 0 | 0 | 0 | 0 | 0 | 0 | 0 | 0 | 0 | 0 | 0 | 0 | 0 | 0 | 0 | 0 | 0 | 0
| Vintage | 0 | 0 | 0 | 0 | 0 | 0 | 0 | 0 | 0 | 0 | 0 | 0 | 0 | 0 | 0 | 0 | 0 | 0 | 0 | 0 | 0 | 0 | 0 | 0 | 0 | 0 | 0 | 0 | 0 | 0 | 0
Tech Purchase Shares
| Year | Year 0 | Year 1 | Year 2 | Year 3 | Year 4 | Year 5 | Year 6 | Year 7 | Year 8 | Year 9 | Year 10 | Year 11 | Year 12 | Year 13 | Year 14 | Year 15 | Year 16 | Year 17 | Year 18 | Year 19 | Year 20 | Year 21 | Year 22 | Year 23 | Year 24 | Year 25 | Year 26 | Year 27 | Year 28 | Year 29 | Year 30
E1 | bar: Year 0 to Year 30
E2 | bar: Year 0 to Year 30
E3 | bar: Year 0 to Year 30
E4 | bar: Year 0 to Year 30
E5 | bar: Year 0 to Year 30
E6 | bar: Year 0 to Year 30
E7 | bar: Year 0 to Year 30
E8 | bar: Year 0 to Year 30
E9 | bar: Year 0 to Year 30
E10 | bar: Year 0 to Year 30
Units In from Switching
| E1 | 0 | 0 | 0 | 0 | 0 | 0 | 0 | 0 | 0 | 0 | 0 | 0 | 0 | 0 | 0 | 0 | 0 | 0 | 0 | 0 | 0 | 0 | 0 | 0 | 0 | 0 | 0 | 0 | 0 | 0 | 0
| E2 | 0 | 0 | 0 | 0 | 0 | 0 | 0 | 0 | 0 | 0 | 0 | 0 | 0 | 0 | 0 | 0 | 0 | 0 | 0 | 0 | 0 | 0 | 0 | 0 | 0 | 0 | 0 | 0 | 0 | 0 | 0
| E3 | 0 | 0 | 0 | 0 | 0 | 0 | 0 | 0 | 0 | 0 | 0 | 0 | 0 | 0 | 0 | 0 | 0 | 0 | 0 | 0 | 0 | 0 | 0 | 0 | 0 | 0 | 0 | 0 | 0 | 0 | 0
| E4 | 0 | 0 | 0 | 0 | 0 | 0 | 0 | 0 | 0 | 0 | 0 | 0 | 0 | 0 | 0 | 0 | 0 | 0 | 0 | 0 | 0 | 0 | 0 | 0 | 0 | 0 | 0 | 0 | 0 | 0 | 0
| E5 | 0 | 0 | 0 | 0 | 0 | 0 | 0 | 0 | 0 | 0 | 0 | 0 | 0 | 0 | 0 | 0 | 0 | 0 | 0 | 0 | 0 | 0 | 0 | 0 | 0 | 0 | 0 | 0 | 0 | 0 | 0
| E6 | 0 | 0 | 0 | 0 | 0 | 0 | 0 | 0 | 0 | 0 | 0 | 0 | 0 | 0 | 0 | 0 | 0 | 0 | 0 | 0 | 0 | 0 | 0 | 0 | 0 | 0 | 0 | 0 | 0 | 0 | 0
| E7 | 0 | 0 | 0 | 0 | 0 | 0 | 0 | 0 | 0 | 0 | 0 | 0 | 0 | 0 | 0 | 0 | 0 | 0 | 0 | 0 | 0 | 0 | 0 | 0 | 0 | 0 | 0 | 0 | 0 | 0 | 0
| E8 | 0 | 0 | 0 | 0 | 0 | 0 | 0 | 0 | 0 | 0 | 0 | 0 | 0 | 0 | 0 | 0 | 0 | 0 | 0 | 0 | 0 | 0 | 0 | 0 | 0 | 0 | 0 | 0 | 0 | 0 | 0
| E9 | 0 | 0 | 0 | 0 | 0 | 0 | 0 | 0 | 0 | 0 | 0 | 0 | 0 | 0 | 0 | 0 | 0 | 0 | 0 | 0 | 0 | 0 | 0 | 0 | 0 | 0 | 0 | 0 | 0 | 0 | 0
| E10 | 0 | 0 | 0 | 0 | 0 | 0 | 0 | 0 | 0 | 0 | 0 | 0 | 0 | 0 | 0 | 0 | 0 | 0 | 0 | 0 | 0 | 0 | 0 | 0 | 0 | 0 | 0 | 0 | 0 | 0 | 0
| Vintage | 0 | 0 | 0 | 0 | 0 | 0 | 0 | 0 | 0 | 0 | 0 | 0 | 0 | 0 | 0 | 0 | 0 | 0 | 0 | 0 | 0 | 0 | 0 | 0 | 0 | 0 | 0 | 0 | 0 | 0 | 0
Net Change
| Year | Year 0 | Year 1 | Year 2 | Year 3 | Year 4 | Year 5 | Year 6 | Year 7 | Year 8 | Year 9 | Year 10 | Year 11 | Year 12 | Year 13 | Year 14 | Year 15 | Year 16 | Year 17 | Year 18 | Year 19 | Year 20 | Year 21 | Year 22 | Year 23 | Year 24 | Year 25 | Year 26 | Year 27 | Year 28 | Year 29 | Year 30 | Key
| Units | 0 | 0 | 0 | 0 | 0 | 0 | 0 | 0 | 0 | 0 | 0 | 0 | 0 | 0 | 0 | 0 | 0 | 0 | 0 | 0 | 0 | 0 | 0 | 0 | 0 | 0 | 0 | 0 | 0 | 0 | 0 | 0_Units |  |  |  |  | 301957.8232
| Usage | 0 | 0 | 0 | 0 | 0 | 0 | 0 | 0 | 0 | 0 | 0 | 0 | 0 | 0 | 0 | 0 | 0 | 0 | 0 | 0 | 0 | 0 | 0 | 0 | 0 | 0 | 0 | 0 | 0 | 0 | 0 | 0_Usage |  |  |  |  | 1698.6543
| Peak Demand (S) | 0 | 0 | 0 | 0 | 0 | 0 | 0 | 0 | 0 | 0 | 0 | 0 | 0 | 0 | 0 | 0 | 0 | 0 | 0 | 0 | 0 | 0 | 0 | 0 | 0 | 0 | 0 | 0 | 0 | 0 | 0 | 0_Peak Demand (S) |  |  |  |  | 0
| Peak Demand (W) | 0 | 0 | 0 | 0 | 0 | 0 | 0 | 0 | 0 | 0 | 0 | 0 | 0 | 0 | 0 | 0 | 0 | 0 | 0 | 0 | 0 | 0 | 0 | 0 | 0 | 0 | 0 | 0 | 0 | 0 | 0 | 0_Peak Demand (W) |  |  |  |  | 884.6119
| Turnover | 0 | 0 | 0 | 0 | 0 | 0 | 0 | 0 | 0 | 0 | 0 | 0 | 0 | 0 | 0 | 0 | 0 | 0 | 0 | 0 | 0 | 0 | 0 | 0 | 0 | 0 | 0 | 0 | 0 | 0 | 0 | 0_Turnover |  |  |  |  | 6885.4476
| Avg. Replacement Usage | 0 | 0 | 0 | 0 | 0 | 0 | 0 | 0 | 0 | 0 | 0 | 0 | 0 | 0 | 0 | 0 | 0 | 0 | 0 | 0 | 0 | 0 | 0 | 0 | 0 | 0 | 0 | 0 | 0 | 0 | 0 | 0_Avg. Replacement Usage |  |  |  |  | 5638.8522
| Avg. Replacement Demand (S) | 0 | 0 | 0 | 0 | 0 | 0 | 0 | 0 | 0 | 0 | 0 | 0 | 0 | 0 | 0 | 0 | 0 | 0 | 0 | 0 | 0 | 0 | 0 | 0 | 0 | 0 | 0 | 0 | 0 | 0 | 0 | 0_Avg. Replacement Demand (S) |  |  |  |  | 0
| Avg. Replacement Demand (W) | 0 | 0 | 0 | 0 | 0 | 0 | 0 | 0 | 0 | 0 | 0 | 0 | 0 | 0 | 0 | 0 | 0 | 0 | 0 | 0 | 0 | 0 | 0 | 0 | 0 | 0 | 0 | 0 | 0 | 0 | 0 | 0_Avg. Replacement Demand (W) |  |  |  |  | 2.9366
Purchases
| Year | Year 0 | Year 1 | Year 2 | Year 3 | Year 4 | Year 5 | Year 6 | Year 7 | Year 8 | Year 9 | Year 10 | Year 11 | Year 12 | Year 13 | Year 14 | Year 15 | Year 16 | Year 17 | Year 18 | Year 19 | Year 20 | Year 21 | Year 22 | Year 23 | Year 24 | Year 25 | Year 26 | Year 27 | Year 28 | Year 29 | Year 30
| E1 | 0 | 0 | 0 | 0 | 0 | 0 | 0 | 0 | 0 | 0 | 0 | 0 | 0 | 0 | 0 | 0 | 0 | 0 | 0 | 0 | 0 | 0 | 0 | 0 | 0 | 0 | 0 | 0 | 0 | 0 | 0 | 0_E1_Purchases |  |  |  |  | 6885.4476
| E2 | 0 | 0 | 0 | 0 | 0 | 0 | 0 | 0 | 0 | 0 | 0 | 0 | 0 | 0 | 0 | 0 | 0 | 0 | 0 | 0 | 0 | 0 | 0 | 0 | 0 | 0 | 0 | 0 | 0 | 0 | 0 | 0_E2_Purchases |  |  |  |  | 0
| E3 | 0 | 0 | 0 | 0 | 0 | 0 | 0 | 0 | 0 | 0 | 0 | 0 | 0 | 0 | 0 | 0 | 0 | 0 | 0 | 0 | 0 | 0 | 0 | 0 | 0 | 0 | 0 | 0 | 0 | 0 | 0 | 0_E3_Purchases |  |  |  |  | 0
| E4 | 0 | 0 | 0 | 0 | 0 | 0 | 0 | 0 | 0 | 0 | 0 | 0 | 0 | 0 | 0 | 0 | 0 | 0 | 0 | 0 | 0 | 0 | 0 | 0 | 0 | 0 | 0 | 0 | 0 | 0 | 0 | 0_E4_Purchases |  |  |  |  | 0
| E5 | 0 | 0 | 0 | 0 | 0 | 0 | 0 | 0 | 0 | 0 | 0 | 0 | 0 | 0 | 0 | 0 | 0 | 0 | 0 | 0 | 0 | 0 | 0 | 0 | 0 | 0 | 0 | 0 | 0 | 0 | 0 | 0_E5_Purchases |  |  |  |  | 0
| E6 | 0 | 0 | 0 | 0 | 0 | 0 | 0 | 0 | 0 | 0 | 0 | 0 | 0 | 0 | 0 | 0 | 0 | 0 | 0 | 0 | 0 | 0 | 0 | 0 | 0 | 0 | 0 | 0 | 0 | 0 | 0 | 0_E6_Purchases |  |  |  |  | 0
| E7 | 0 | 0 | 0 | 0 | 0 | 0 | 0 | 0 | 0 | 0 | 0 | 0 | 0 | 0 | 0 | 0 | 0 | 0 | 0 | 0 | 0 | 0 | 0 | 0 | 0 | 0 | 0 | 0 | 0 | 0 | 0 | 0_E7_Purchases |  |  |  |  | 0
| E8 | 0 | 0 | 0 | 0 | 0 | 0 | 0 | 0 | 0 | 0 | 0 | 0 | 0 | 0 | 0 | 0 | 0 | 0 | 0 | 0 | 0 | 0 | 0 | 0 | 0 | 0 | 0 | 0 | 0 | 0 | 0 | 0_E8_Purchases |  |  |  |  | 0
| E9 | 0 | 0 | 0 | 0 | 0 | 0 | 0 | 0 | 0 | 0 | 0 | 0 | 0 | 0 | 0 | 0 | 0 | 0 | 0 | 0 | 0 | 0 | 0 | 0 | 0 | 0 | 0 | 0 | 0 | 0 | 0 | 0_E9_Purchases |  |  |  |  | 0
| E10 | 0 | 0 | 0 | 0 | 0 | 0 | 0 | 0 | 0 | 0 | 0 | 0 | 0 | 0 | 0 | 0 | 0 | 0 | 0 | 0 | 0 | 0 | 0 | 0 | 0 | 0 | 0 | 0 | 0 | 0 | 0 | 0_E10_Purchases |  |  |  |  | 0
Stock
| Year | Year 0 | Year 1 | Year 2 | Year 3 | Year 4 | Year 5 | Year 6 | Year 7 | Year 8 | Year 9 | Year 10 | Year 11 | Year 12 | Year 13 | Year 14 | Year 15 | Year 16 | Year 17 | Year 18 | Year 19 | Year 20 | Year 21 | Year 22 | Year 23 | Year 24 | Year 25 | Year 26 | Year 27 | Year 28 | Year 29 | Year 30
| E1 | 0 | 0 | 0 | 0 | 0 | 0 | 0 | 0 | 0 | 0 | 0 | 0 | 0 | 0 | 0 | 0 | 0 | 0 | 0 | 0 | 0 | 0 | 0 | 0 | 0 | 0 | 0 | 0 | 0 | 0 | 0 | 0_E1_Stock |  |  |  |  | 13576.6093
| E2 | 0 | 0 | 0 | 0 | 0 | 0 | 0 | 0 | 0 | 0 | 0 | 0 | 0 | 0 | 0 | 0 | 0 | 0 | 0 | 0 | 0 | 0 | 0 | 0 | 0 | 0 | 0 | 0 | 0 | 0 | 0 | 0_E2_Stock |  |  |  |  | 0
| E3 | 0 | 0 | 0 | 0 | 0 | 0 | 0 | 0 | 0 | 0 | 0 | 0 | 0 | 0 | 0 | 0 | 0 | 0 | 0 | 0 | 0 | 0 | 0 | 0 | 0 | 0 | 0 | 0 | 0 | 0 | 0 | 0_E3_Stock |  |  |  |  | 0
| E4 | 0 | 0 | 0 | 0 | 0 | 0 | 0 | 0 | 0 | 0 | 0 | 0 | 0 | 0 | 0 | 0 | 0 | 0 | 0 | 0 | 0 | 0 | 0 | 0 | 0 | 0 | 0 | 0 | 0 | 0 | 0 | 0_E4_Stock |  |  |  |  | 0
| E5 | 0 | 0 | 0 | 0 | 0 | 0 | 0 | 0 | 0 | 0 | 0 | 0 | 0 | 0 | 0 | 0 | 0 | 0 | 0 | 0 | 0 | 0 | 0 | 0 | 0 | 0 | 0 | 0 | 0 | 0 | 0 | 0_E5_Stock |  |  |  |  | 0
| E6 | 0 | 0 | 0 | 0 | 0 | 0 | 0 | 0 | 0 | 0 | 0 | 0 | 0 | 0 | 0 | 0 | 0 | 0 | 0 | 0 | 0 | 0 | 0 | 0 | 0 | 0 | 0 | 0 | 0 | 0 | 0 | 0_E6_Stock |  |  |  |  | 0
| E7 | 0 | 0 | 0 | 0 | 0 | 0 | 0 | 0 | 0 | 0 | 0 | 0 | 0 | 0 | 0 | 0 | 0 | 0 | 0 | 0 | 0 | 0 | 0 | 0 | 0 | 0 | 0 | 0 | 0 | 0 | 0 | 0_E7_Stock |  |  |  |  | 0
| E8 | 0 | 0 | 0 | 0 | 0 | 0 | 0 | 0 | 0 | 0 | 0 | 0 | 0 | 0 | 0 | 0 | 0 | 0 | 0 | 0 | 0 | 0 | 0 | 0 | 0 | 0 | 0 | 0 | 0 | 0 | 0 | 0_E8_Stock |  |  |  |  | 0
| E9 | 0 | 0 | 0 | 0 | 0 | 0 | 0 | 0 | 0 | 0 | 0 | 0 | 0 | 0 | 0 | 0 | 0 | 0 | 0 | 0 | 0 | 0 | 0 | 0 | 0 | 0 | 0 | 0 | 0 | 0 | 0 | 0_E9_Stock |  |  |  |  | 0
| E10 | 0 | 0 | 0 | 0 | 0 | 0 | 0 | 0 | 0 | 0 | 0 | 0 | 0 | 0 | 0 | 0 | 0 | 0 | 0 | 0 | 0 | 0 | 0 | 0 | 0 | 0 | 0 | 0 | 0 | 0 | 0 | 0_E10_Stock |  |  |  |  | 0
| Vintage | 0 | 0 | 0 | 0 | 0 | 0 | 0 | 0 | 0 | 0 | 0 | 0 | 0 | 0 | 0 | 0 | 0 | 0 | 0 | 0 | 0 | 0 | 0 | 0 | 0 | 0 | 0 | 0 | 0 | 0 | 0 | 0_Vintage_Stock |  |  |  |  | 288381.2139
S4C3 |  | Year 0: System 4 Technology 3
Technology Variables
| Tech Key | Year 0: 0
| Peak Factor (S) | Year 0: 0
| Peak Factor (W) | Year 0: 0
| Min Vintage Lifetime | Year 0: 0
| Max Vintage Lifetime | Year 0: 0
| Turnover Style | Year 0: 0
Technology Variables
| Equipment | Year 0: Label; Year 1: Min Lifetime; Year 2: Max Lifetime; Year 3: Degradation; Year 4: Usage; Year 5: Available
| E1 | Year 1: 0; Year 2: 0; Year 3: 0%; Year 4: 0; Year 5: FALSE
| E2 | Year 1: 0; Year 2: 0; Year 3: 0%; Year 4: 0; Year 5: FALSE
| E3 | Year 1: 0; Year 2: 0; Year 3: 0%; Year 4: 0; Year 5: FALSE
| E4 | Year 1: 0; Year 2: 0; Year 3: 0%; Year 4: 0; Year 5: FALSE
| E5 | Year 1: 0; Year 2: 0; Year 3: 0%; Year 4: 0; Year 5: FALSE
| E6 | Year 1: 0; Year 2: 0; Year 3: 0%; Year 4: 0; Year 5: FALSE
| E7 | Year 1: 0; Year 2: 0; Year 3: 0%; Year 4: 0; Year 5: FALSE
| E8 | Year 1: 0; Year 2: 0; Year 3: 0%; Year 4: 0; Year 5: FALSE
| E9 | Year 1: 0; Year 2: 0; Year 3: 0%; Year 4: 0; Year 5: FALSE
| E10 | Year 1: 0; Year 2: 0; Year 3: 0%; Year 4: 0; Year 5: FALSE
Original Forecast Results
| Year | Year 0 | Year 1 | Year 2 | Year 3 | Year 4 | Year 5 | Year 6 | Year 7 | Year 8 | Year 9 | Year 10 | Year 11 | Year 12 | Year 13 | Year 14 | Year 15 | Year 16 | Year 17 | Year 18 | Year 19 | Year 20 | Year 21 | Year 22 | Year 23 | Year 24 | Year 25 | Year 26 | Year 27 | Year 28 | Year 29 | Year 30 | Key
| Units | 0 | 0 | 0 | 0 | 0 | 0 | 0 | 0 | 0 | 0 | 0 | 0 | 0 | 0 | 0 | 0 | 0 | 0 | 0 | 0 | 0 | 0 | 0 | 0 | 0 | 0 | 0 | 0 | 0 | 0 | 0 | #REF! |  |  |  |  | 301957.8232
| Usage | 0 | 0 | 0 | 0 | 0 | 0 | 0 | 0 | 0 | 0 | 0 | 0 | 0 | 0 | 0 | 0 | 0 | 0 | 0 | 0 | 0 | 0 | 0 | 0 | 0 | 0 | 0 | 0 | 0 | 0 | 0 | #REF! |  |  |  |  | 1698.6543
| Peak Demand (S) | 0 | 0 | 0 | 0 | 0 | 0 | 0 | 0 | 0 | 0 | 0 | 0 | 0 | 0 | 0 | 0 | 0 | 0 | 0 | 0 | 0 | 0 | 0 | 0 | 0 | 0 | 0 | 0 | 0 | 0 | 0 | #REF! |  |  |  |  | 0
| Peak Demand (W) | 0 | 0 | 0 | 0 | 0 | 0 | 0 | 0 | 0 | 0 | 0 | 0 | 0 | 0 | 0 | 0 | 0 | 0 | 0 | 0 | 0 | 0 | 0 | 0 | 0 | 0 | 0 | 0 | 0 | 0 | 0 | #REF! |  |  |  |  | 884.6119
| Turnover | 0 | 0 | 0 | 0 | 0 | 0 | 0 | 0 | 0 | 0 | 0 | 0 | 0 | 0 | 0 | 0 | 0 | 0 | 0 | 0 | 0 | 0 | 0 | 0 | 0 | 0 | 0 | 0 | 0 | 0 | 0 | #REF! |  |  |  |  | 6885.4476
| Avg. Replacement Usage | 0 | 0 | 0 | 0 | 0 | 0 | 0 | 0 | 0 | 0 | 0 | 0 | 0 | 0 | 0 | 0 | 0 | 0 | 0 | 0 | 0 | 0 | 0 | 0 | 0 | 0 | 0 | 0 | 0 | 0 | 0 | #REF! |  |  |  |  | 5638.8522
| Avg. Replacement Demand (S) | 0 | 0 | 0 | 0 | 0 | 0 | 0 | 0 | 0 | 0 | 0 | 0 | 0 | 0 | 0 | 0 | 0 | 0 | 0 | 0 | 0 | 0 | 0 | 0 | 0 | 0 | 0 | 0 | 0 | 0 | 0 | #REF! |  |  |  |  | 0
| Avg. Replacement Demand (W) | 0 | 0 | 0 | 0 | 0 | 0 | 0 | 0 | 0 | 0 | 0 | 0 | 0 | 0 | 0 | 0 | 0 | 0 | 0 | 0 | 0 | 0 | 0 | 0 | 0 | 0 | 0 | 0 | 0 | 0 | 0 | #REF! |  |  |  |  | 2.9366
Tech Forecast Stock
| Year | Year 0 | Year 1 | Year 2 | Year 3 | Year 4 | Year 5 | Year 6 | Year 7 | Year 8 | Year 9 | Year 10 | Year 11 | Year 12 | Year 13 | Year 14 | Year 15 | Year 16 | Year 17 | Year 18 | Year 19 | Year 20 | Year 21 | Year 22 | Year 23 | Year 24 | Year 25 | Year 26 | Year 27 | Year 28 | Year 29 | Year 30
| E1 | 0 | 0 | 0 | 0 | 0 | 0 | 0 | 0 | 0 | 0 | 0 | 0 | 0 | 0 | 0 | 0 | 0 | 0 | 0 | 0 | 0 | 0 | 0 | 0 | 0 | 0 | 0 | 0 | 0 | 0 | 0
| E2 | 0 | 0 | 0 | 0 | 0 | 0 | 0 | 0 | 0 | 0 | 0 | 0 | 0 | 0 | 0 | 0 | 0 | 0 | 0 | 0 | 0 | 0 | 0 | 0 | 0 | 0 | 0 | 0 | 0 | 0 | 0
| E3 | 0 | 0 | 0 | 0 | 0 | 0 | 0 | 0 | 0 | 0 | 0 | 0 | 0 | 0 | 0 | 0 | 0 | 0 | 0 | 0 | 0 | 0 | 0 | 0 | 0 | 0 | 0 | 0 | 0 | 0 | 0
| E4 | 0 | 0 | 0 | 0 | 0 | 0 | 0 | 0 | 0 | 0 | 0 | 0 | 0 | 0 | 0 | 0 | 0 | 0 | 0 | 0 | 0 | 0 | 0 | 0 | 0 | 0 | 0 | 0 | 0 | 0 | 0
| E5 | 0 | 0 | 0 | 0 | 0 | 0 | 0 | 0 | 0 | 0 | 0 | 0 | 0 | 0 | 0 | 0 | 0 | 0 | 0 | 0 | 0 | 0 | 0 | 0 | 0 | 0 | 0 | 0 | 0 | 0 | 0
| E6 | 0 | 0 | 0 | 0 | 0 | 0 | 0 | 0 | 0 | 0 | 0 | 0 | 0 | 0 | 0 | 0 | 0 | 0 | 0 | 0 | 0 | 0 | 0 | 0 | 0 | 0 | 0 | 0 | 0 | 0 | 0
| E7 | 0 | 0 | 0 | 0 | 0 | 0 | 0 | 0 | 0 | 0 | 0 | 0 | 0 | 0 | 0 | 0 | 0 | 0 | 0 | 0 | 0 | 0 | 0 | 0 | 0 | 0 | 0 | 0 | 0 | 0 | 0
| E8 | 0 | 0 | 0 | 0 | 0 | 0 | 0 | 0 | 0 | 0 | 0 | 0 | 0 | 0 | 0 | 0 | 0 | 0 | 0 | 0 | 0 | 0 | 0 | 0 | 0 | 0 | 0 | 0 | 0 | 0 | 0
| E9 | 0 | 0 | 0 | 0 | 0 | 0 | 0 | 0 | 0 | 0 | 0 | 0 | 0 | 0 | 0 | 0 | 0 | 0 | 0 | 0 | 0 | 0 | 0 | 0 | 0 | 0 | 0 | 0 | 0 | 0 | 0
| E10 | 0 | 0 | 0 | 0 | 0 | 0 | 0 | 0 | 0 | 0 | 0 | 0 | 0 | 0 | 0 | 0 | 0 | 0 | 0 | 0 | 0 | 0 | 0 | 0 | 0 | 0 | 0 | 0 | 0 | 0 | 0
| Vintage | 0 | 0 | 0 | 0 | 0 | 0 | 0 | 0 | 0 | 0 | 0 | 0 | 0 | 0 | 0 | 0 | 0 | 0 | 0 | 0 | 0 | 0 | 0 | 0 | 0 | 0 | 0 | 0 | 0 | 0 | 0
Stock for Switching
| Year | Year 0 | Year 1 | Year 2 | Year 3 | Year 4 | Year 5 | Year 6 | Year 7 | Year 8 | Year 9 | Year 10 | Year 11 | Year 12 | Year 13 | Year 14 | Year 15 | Year 16 | Year 17 | Year 18 | Year 19 | Year 20 | Year 21 | Year 22 | Year 23 | Year 24 | Year 25 | Year 26 | Year 27 | Year 28 | Year 29 | Year 30
| E1 | 0 | 0 | 0 | 0 | 0 | 0 | 0 | 0 | 0 | 0 | 0 | 0 | 0 | 0 | 0 | 0 | 0 | 0 | 0 | 0 | 0 | 0 | 0 | 0 | 0 | 0 | 0 | 0 | 0 | 0 | 0 | 0_E1_SysStock
| E2 | 0 | 0 | 0 | 0 | 0 | 0 | 0 | 0 | 0 | 0 | 0 | 0 | 0 | 0 | 0 | 0 | 0 | 0 | 0 | 0 | 0 | 0 | 0 | 0 | 0 | 0 | 0 | 0 | 0 | 0 | 0 | 0_E2_SysStock
| E3 | 0 | 0 | 0 | 0 | 0 | 0 | 0 | 0 | 0 | 0 | 0 | 0 | 0 | 0 | 0 | 0 | 0 | 0 | 0 | 0 | 0 | 0 | 0 | 0 | 0 | 0 | 0 | 0 | 0 | 0 | 0 | 0_E3_SysStock
| E4 | 0 | 0 | 0 | 0 | 0 | 0 | 0 | 0 | 0 | 0 | 0 | 0 | 0 | 0 | 0 | 0 | 0 | 0 | 0 | 0 | 0 | 0 | 0 | 0 | 0 | 0 | 0 | 0 | 0 | 0 | 0 | 0_E4_SysStock
| E5 | 0 | 0 | 0 | 0 | 0 | 0 | 0 | 0 | 0 | 0 | 0 | 0 | 0 | 0 | 0 | 0 | 0 | 0 | 0 | 0 | 0 | 0 | 0 | 0 | 0 | 0 | 0 | 0 | 0 | 0 | 0 | 0_E5_SysStock
| E6 | 0 | 0 | 0 | 0 | 0 | 0 | 0 | 0 | 0 | 0 | 0 | 0 | 0 | 0 | 0 | 0 | 0 | 0 | 0 | 0 | 0 | 0 | 0 | 0 | 0 | 0 | 0 | 0 | 0 | 0 | 0 | 0_E6_SysStock
| E7 | 0 | 0 | 0 | 0 | 0 | 0 | 0 | 0 | 0 | 0 | 0 | 0 | 0 | 0 | 0 | 0 | 0 | 0 | 0 | 0 | 0 | 0 | 0 | 0 | 0 | 0 | 0 | 0 | 0 | 0 | 0 | 0_E7_SysStock
| E8 | 0 | 0 | 0 | 0 | 0 | 0 | 0 | 0 | 0 | 0 | 0 | 0 | 0 | 0 | 0 | 0 | 0 | 0 | 0 | 0 | 0 | 0 | 0 | 0 | 0 | 0 | 0 | 0 | 0 | 0 | 0 | 0_E8_SysStock
| E9 | 0 | 0 | 0 | 0 | 0 | 0 | 0 | 0 | 0 | 0 | 0 | 0 | 0 | 0 | 0 | 0 | 0 | 0 | 0 | 0 | 0 | 0 | 0 | 0 | 0 | 0 | 0 | 0 | 0 | 0 | 0 | 0_E9_SysStock
| E10 | 0 | 0 | 0 | 0 | 0 | 0 | 0 | 0 | 0 | 0 | 0 | 0 | 0 | 0 | 0 | 0 | 0 | 0 | 0 | 0 | 0 | 0 | 0 | 0 | 0 | 0 | 0 | 0 | 0 | 0 | 0 | 0_E10_SysStock
| Vintage | 0 | 0 | 0 | 0 | 0 | 0 | 0 | 0 | 0 | 0 | 0 | 0 | 0 | 0 | 0 | 0 | 0 | 0 | 0 | 0 | 0 | 0 | 0 | 0 | 0 | 0 | 0 | 0 | 0 | 0 | 0 | 0_Vintage_SysStock
Tech Forecast Purchases
| Year | Year 0 | Year 1 | Year 2 | Year 3 | Year 4 | Year 5 | Year 6 | Year 7 | Year 8 | Year 9 | Year 10 | Year 11 | Year 12 | Year 13 | Year 14 | Year 15 | Year 16 | Year 17 | Year 18 | Year 19 | Year 20 | Year 21 | Year 22 | Year 23 | Year 24 | Year 25 | Year 26 | Year 27 | Year 28 | Year 29 | Year 30
| E1 | 0 | 0 | 0 | 0 | 0 | 0 | 0 | 0 | 0 | 0 | 0 | 0 | 0 | 0 | 0 | 0 | 0 | 0 | 0 | 0 | 0 | 0 | 0 | 0 | 0 | 0 | 0 | 0 | 0 | 0 | 0
| E2 | 0 | 0 | 0 | 0 | 0 | 0 | 0 | 0 | 0 | 0 | 0 | 0 | 0 | 0 | 0 | 0 | 0 | 0 | 0 | 0 | 0 | 0 | 0 | 0 | 0 | 0 | 0 | 0 | 0 | 0 | 0
| E3 | 0 | 0 | 0 | 0 | 0 | 0 | 0 | 0 | 0 | 0 | 0 | 0 | 0 | 0 | 0 | 0 | 0 | 0 | 0 | 0 | 0 | 0 | 0 | 0 | 0 | 0 | 0 | 0 | 0 | 0 | 0
| E4 | 0 | 0 | 0 | 0 | 0 | 0 | 0 | 0 | 0 | 0 | 0 | 0 | 0 | 0 | 0 | 0 | 0 | 0 | 0 | 0 | 0 | 0 | 0 | 0 | 0 | 0 | 0 | 0 | 0 | 0 | 0
| E5 | 0 | 0 | 0 | 0 | 0 | 0 | 0 | 0 | 0 | 0 | 0 | 0 | 0 | 0 | 0 | 0 | 0 | 0 | 0 | 0 | 0 | 0 | 0 | 0 | 0 | 0 | 0 | 0 | 0 | 0 | 0
| E6 | 0 | 0 | 0 | 0 | 0 | 0 | 0 | 0 | 0 | 0 | 0 | 0 | 0 | 0 | 0 | 0 | 0 | 0 | 0 | 0 | 0 | 0 | 0 | 0 | 0 | 0 | 0 | 0 | 0 | 0 | 0
| E7 | 0 | 0 | 0 | 0 | 0 | 0 | 0 | 0 | 0 | 0 | 0 | 0 | 0 | 0 | 0 | 0 | 0 | 0 | 0 | 0 | 0 | 0 | 0 | 0 | 0 | 0 | 0 | 0 | 0 | 0 | 0
| E8 | 0 | 0 | 0 | 0 | 0 | 0 | 0 | 0 | 0 | 0 | 0 | 0 | 0 | 0 | 0 | 0 | 0 | 0 | 0 | 0 | 0 | 0 | 0 | 0 | 0 | 0 | 0 | 0 | 0 | 0 | 0
| E9 | 0 | 0 | 0 | 0 | 0 | 0 | 0 | 0 | 0 | 0 | 0 | 0 | 0 | 0 | 0 | 0 | 0 | 0 | 0 | 0 | 0 | 0 | 0 | 0 | 0 | 0 | 0 | 0 | 0 | 0 | 0
| E10 | 0 | 0 | 0 | 0 | 0 | 0 | 0 | 0 | 0 | 0 | 0 | 0 | 0 | 0 | 0 | 0 | 0 | 0 | 0 | 0 | 0 | 0 | 0 | 0 | 0 | 0 | 0 | 0 | 0 | 0 | 0
Potential to Switch
| Year | Year 0 | Year 1 | Year 2 | Year 3 | Year 4 | Year 5 | Year 6 | Year 7 | Year 8 | Year 9 | Year 10 | Year 11 | Year 12 | Year 13 | Year 14 | Year 15 | Year 16 | Year 17 | Year 18 | Year 19 | Year 20 | Year 21 | Year 22 | Year 23 | Year 24 | Year 25 | Year 26 | Year 27 | Year 28 | Year 29 | Year 30
| E1 | 0 | 0 | 0 | 0 | 0 | 0 | 0 | 0 | 0 | 0 | 0 | 0 | 0 | 0 | 0 | 0 | 0 | 0 | 0 | 0 | 0 | 0 | 0 | 0 | 0 | 0 | 0 | 0 | 0 | 0 | 0 | 0_E1_Switched Out
| E2 | 0 | 0 | 0 | 0 | 0 | 0 | 0 | 0 | 0 | 0 | 0 | 0 | 0 | 0 | 0 | 0 | 0 | 0 | 0 | 0 | 0 | 0 | 0 | 0 | 0 | 0 | 0 | 0 | 0 | 0 | 0 | 0_E2_Switched Out
| E3 | 0 | 0 | 0 | 0 | 0 | 0 | 0 | 0 | 0 | 0 | 0 | 0 | 0 | 0 | 0 | 0 | 0 | 0 | 0 | 0 | 0 | 0 | 0 | 0 | 0 | 0 | 0 | 0 | 0 | 0 | 0 | 0_E3_Switched Out
| E4 | 0 | 0 | 0 | 0 | 0 | 0 | 0 | 0 | 0 | 0 | 0 | 0 | 0 | 0 | 0 | 0 | 0 | 0 | 0 | 0 | 0 | 0 | 0 | 0 | 0 | 0 | 0 | 0 | 0 | 0 | 0 | 0_E4_Switched Out
| E5 | 0 | 0 | 0 | 0 | 0 | 0 | 0 | 0 | 0 | 0 | 0 | 0 | 0 | 0 | 0 | 0 | 0 | 0 | 0 | 0 | 0 | 0 | 0 | 0 | 0 | 0 | 0 | 0 | 0 | 0 | 0 | 0_E5_Switched Out
| E6 | 0 | 0 | 0 | 0 | 0 | 0 | 0 | 0 | 0 | 0 | 0 | 0 | 0 | 0 | 0 | 0 | 0 | 0 | 0 | 0 | 0 | 0 | 0 | 0 | 0 | 0 | 0 | 0 | 0 | 0 | 0 | 0_E6_Switched Out
| E7 | 0 | 0 | 0 | 0 | 0 | 0 | 0 | 0 | 0 | 0 | 0 | 0 | 0 | 0 | 0 | 0 | 0 | 0 | 0 | 0 | 0 | 0 | 0 | 0 | 0 | 0 | 0 | 0 | 0 | 0 | 0 | 0_E7_Switched Out
| E8 | 0 | 0 | 0 | 0 | 0 | 0 | 0 | 0 | 0 | 0 | 0 | 0 | 0 | 0 | 0 | 0 | 0 | 0 | 0 | 0 | 0 | 0 | 0 | 0 | 0 | 0 | 0 | 0 | 0 | 0 | 0 | 0_E8_Switched Out
| E9 | 0 | 0 | 0 | 0 | 0 | 0 | 0 | 0 | 0 | 0 | 0 | 0 | 0 | 0 | 0 | 0 | 0 | 0 | 0 | 0 | 0 | 0 | 0 | 0 | 0 | 0 | 0 | 0 | 0 | 0 | 0 | 0_E9_Switched Out
| E10 | 0 | 0 | 0 | 0 | 0 | 0 | 0 | 0 | 0 | 0 | 0 | 0 | 0 | 0 | 0 | 0 | 0 | 0 | 0 | 0 | 0 | 0 | 0 | 0 | 0 | 0 | 0 | 0 | 0 | 0 | 0 | 0_E10_Switched Out
Units Out
| E1 | 0 | 0 | 0 | 0 | 0 | 0 | 0 | 0 | 0 | 0 | 0 | 0 | 0 | 0 | 0 | 0 | 0 | 0 | 0 | 0 | 0 | 0 | 0 | 0 | 0 | 0 | 0 | 0 | 0 | 0 | 0
| E2 | 0 | 0 | 0 | 0 | 0 | 0 | 0 | 0 | 0 | 0 | 0 | 0 | 0 | 0 | 0 | 0 | 0 | 0 | 0 | 0 | 0 | 0 | 0 | 0 | 0 | 0 | 0 | 0 | 0 | 0 | 0
| E3 | 0 | 0 | 0 | 0 | 0 | 0 | 0 | 0 | 0 | 0 | 0 | 0 | 0 | 0 | 0 | 0 | 0 | 0 | 0 | 0 | 0 | 0 | 0 | 0 | 0 | 0 | 0 | 0 | 0 | 0 | 0
| E4 | 0 | 0 | 0 | 0 | 0 | 0 | 0 | 0 | 0 | 0 | 0 | 0 | 0 | 0 | 0 | 0 | 0 | 0 | 0 | 0 | 0 | 0 | 0 | 0 | 0 | 0 | 0 | 0 | 0 | 0 | 0
| E5 | 0 | 0 | 0 | 0 | 0 | 0 | 0 | 0 | 0 | 0 | 0 | 0 | 0 | 0 | 0 | 0 | 0 | 0 | 0 | 0 | 0 | 0 | 0 | 0 | 0 | 0 | 0 | 0 | 0 | 0 | 0
| E6 | 0 | 0 | 0 | 0 | 0 | 0 | 0 | 0 | 0 | 0 | 0 | 0 | 0 | 0 | 0 | 0 | 0 | 0 | 0 | 0 | 0 | 0 | 0 | 0 | 0 | 0 | 0 | 0 | 0 | 0 | 0
| E7 | 0 | 0 | 0 | 0 | 0 | 0 | 0 | 0 | 0 | 0 | 0 | 0 | 0 | 0 | 0 | 0 | 0 | 0 | 0 | 0 | 0 | 0 | 0 | 0 | 0 | 0 | 0 | 0 | 0 | 0 | 0
| E8 | 0 | 0 | 0 | 0 | 0 | 0 | 0 | 0 | 0 | 0 | 0 | 0 | 0 | 0 | 0 | 0 | 0 | 0 | 0 | 0 | 0 | 0 | 0 | 0 | 0 | 0 | 0 | 0 | 0 | 0 | 0
| E9 | 0 | 0 | 0 | 0 | 0 | 0 | 0 | 0 | 0 | 0 | 0 | 0 | 0 | 0 | 0 | 0 | 0 | 0 | 0 | 0 | 0 | 0 | 0 | 0 | 0 | 0 | 0 | 0 | 0 | 0 | 0
| E10 | 0 | 0 | 0 | 0 | 0 | 0 | 0 | 0 | 0 | 0 | 0 | 0 | 0 | 0 | 0 | 0 | 0 | 0 | 0 | 0 | 0 | 0 | 0 | 0 | 0 | 0 | 0 | 0 | 0 | 0 | 0
| Vintage | 0 | 0 | 0 | 0 | 0 | 0 | 0 | 0 | 0 | 0 | 0 | 0 | 0 | 0 | 0 | 0 | 0 | 0 | 0 | 0 | 0 | 0 | 0 | 0 | 0 | 0 | 0 | 0 | 0 | 0 | 0
Tech Purchase Shares
| Year | Year 0 | Year 1 | Year 2 | Year 3 | Year 4 | Year 5 | Year 6 | Year 7 | Year 8 | Year 9 | Year 10 | Year 11 | Year 12 | Year 13 | Year 14 | Year 15 | Year 16 | Year 17 | Year 18 | Year 19 | Year 20 | Year 21 | Year 22 | Year 23 | Year 24 | Year 25 | Year 26 | Year 27 | Year 28 | Year 29 | Year 30
E1 | bar: Year 0 to Year 30
E2 | bar: Year 0 to Year 30
E3 | bar: Year 0 to Year 30
E4 | bar: Year 0 to Year 30
E5 | bar: Year 0 to Year 30
E6 | bar: Year 0 to Year 30
E7 | bar: Year 0 to Year 30
E8 | bar: Year 0 to Year 30
E9 | bar: Year 0 to Year 30
E10 | bar: Year 0 to Year 30
Units In from Switching
| E1 | 0 | 0 | 0 | 0 | 0 | 0 | 0 | 0 | 0 | 0 | 0 | 0 | 0 | 0 | 0 | 0 | 0 | 0 | 0 | 0 | 0 | 0 | 0 | 0 | 0 | 0 | 0 | 0 | 0 | 0 | 0
| E2 | 0 | 0 | 0 | 0 | 0 | 0 | 0 | 0 | 0 | 0 | 0 | 0 | 0 | 0 | 0 | 0 | 0 | 0 | 0 | 0 | 0 | 0 | 0 | 0 | 0 | 0 | 0 | 0 | 0 | 0 | 0
| E3 | 0 | 0 | 0 | 0 | 0 | 0 | 0 | 0 | 0 | 0 | 0 | 0 | 0 | 0 | 0 | 0 | 0 | 0 | 0 | 0 | 0 | 0 | 0 | 0 | 0 | 0 | 0 | 0 | 0 | 0 | 0
| E4 | 0 | 0 | 0 | 0 | 0 | 0 | 0 | 0 | 0 | 0 | 0 | 0 | 0 | 0 | 0 | 0 | 0 | 0 | 0 | 0 | 0 | 0 | 0 | 0 | 0 | 0 | 0 | 0 | 0 | 0 | 0
| E5 | 0 | 0 | 0 | 0 | 0 | 0 | 0 | 0 | 0 | 0 | 0 | 0 | 0 | 0 | 0 | 0 | 0 | 0 | 0 | 0 | 0 | 0 | 0 | 0 | 0 | 0 | 0 | 0 | 0 | 0 | 0
| E6 | 0 | 0 | 0 | 0 | 0 | 0 | 0 | 0 | 0 | 0 | 0 | 0 | 0 | 0 | 0 | 0 | 0 | 0 | 0 | 0 | 0 | 0 | 0 | 0 | 0 | 0 | 0 | 0 | 0 | 0 | 0
| E7 | 0 | 0 | 0 | 0 | 0 | 0 | 0 | 0 | 0 | 0 | 0 | 0 | 0 | 0 | 0 | 0 | 0 | 0 | 0 | 0 | 0 | 0 | 0 | 0 | 0 | 0 | 0 | 0 | 0 | 0 | 0
| E8 | 0 | 0 | 0 | 0 | 0 | 0 | 0 | 0 | 0 | 0 | 0 | 0 | 0 | 0 | 0 | 0 | 0 | 0 | 0 | 0 | 0 | 0 | 0 | 0 | 0 | 0 | 0 | 0 | 0 | 0 | 0
| E9 | 0 | 0 | 0 | 0 | 0 | 0 | 0 | 0 | 0 | 0 | 0 | 0 | 0 | 0 | 0 | 0 | 0 | 0 | 0 | 0 | 0 | 0 | 0 | 0 | 0 | 0 | 0 | 0 | 0 | 0 | 0
| E10 | 0 | 0 | 0 | 0 | 0 | 0 | 0 | 0 | 0 | 0 | 0 | 0 | 0 | 0 | 0 | 0 | 0 | 0 | 0 | 0 | 0 | 0 | 0 | 0 | 0 | 0 | 0 | 0 | 0 | 0 | 0
| Vintage | 0 | 0 | 0 | 0 | 0 | 0 | 0 | 0 | 0 | 0 | 0 | 0 | 0 | 0 | 0 | 0 | 0 | 0 | 0 | 0 | 0 | 0 | 0 | 0 | 0 | 0 | 0 | 0 | 0 | 0 | 0
Net Change
| Year | Year 0 | Year 1 | Year 2 | Year 3 | Year 4 | Year 5 | Year 6 | Year 7 | Year 8 | Year 9 | Year 10 | Year 11 | Year 12 | Year 13 | Year 14 | Year 15 | Year 16 | Year 17 | Year 18 | Year 19 | Year 20 | Year 21 | Year 22 | Year 23 | Year 24 | Year 25 | Year 26 | Year 27 | Year 28 | Year 29 | Year 30 | Key
| Units | 0 | 0 | 0 | 0 | 0 | 0 | 0 | 0 | 0 | 0 | 0 | 0 | 0 | 0 | 0 | 0 | 0 | 0 | 0 | 0 | 0 | 0 | 0 | 0 | 0 | 0 | 0 | 0 | 0 | 0 | 0 | 0_Units |  |  |  |  | 301957.8232
| Usage | 0 | 0 | 0 | 0 | 0 | 0 | 0 | 0 | 0 | 0 | 0 | 0 | 0 | 0 | 0 | 0 | 0 | 0 | 0 | 0 | 0 | 0 | 0 | 0 | 0 | 0 | 0 | 0 | 0 | 0 | 0 | 0_Usage |  |  |  |  | 1698.6543
| Peak Demand (S) | 0 | 0 | 0 | 0 | 0 | 0 | 0 | 0 | 0 | 0 | 0 | 0 | 0 | 0 | 0 | 0 | 0 | 0 | 0 | 0 | 0 | 0 | 0 | 0 | 0 | 0 | 0 | 0 | 0 | 0 | 0 | 0_Peak Demand (S) |  |  |  |  | 0
| Peak Demand (W) | 0 | 0 | 0 | 0 | 0 | 0 | 0 | 0 | 0 | 0 | 0 | 0 | 0 | 0 | 0 | 0 | 0 | 0 | 0 | 0 | 0 | 0 | 0 | 0 | 0 | 0 | 0 | 0 | 0 | 0 | 0 | 0_Peak Demand (W) |  |  |  |  | 884.6119
| Turnover | 0 | 0 | 0 | 0 | 0 | 0 | 0 | 0 | 0 | 0 | 0 | 0 | 0 | 0 | 0 | 0 | 0 | 0 | 0 | 0 | 0 | 0 | 0 | 0 | 0 | 0 | 0 | 0 | 0 | 0 | 0 | 0_Turnover |  |  |  |  | 6885.4476
| Avg. Replacement Usage | 0 | 0 | 0 | 0 | 0 | 0 | 0 | 0 | 0 | 0 | 0 | 0 | 0 | 0 | 0 | 0 | 0 | 0 | 0 | 0 | 0 | 0 | 0 | 0 | 0 | 0 | 0 | 0 | 0 | 0 | 0 | 0_Avg. Replacement Usage |  |  |  |  | 5638.8522
| Avg. Replacement Demand (S) | 0 | 0 | 0 | 0 | 0 | 0 | 0 | 0 | 0 | 0 | 0 | 0 | 0 | 0 | 0 | 0 | 0 | 0 | 0 | 0 | 0 | 0 | 0 | 0 | 0 | 0 | 0 | 0 | 0 | 0 | 0 | 0_Avg. Replacement Demand (S) |  |  |  |  | 0
| Avg. Replacement Demand (W) | 0 | 0 | 0 | 0 | 0 | 0 | 0 | 0 | 0 | 0 | 0 | 0 | 0 | 0 | 0 | 0 | 0 | 0 | 0 | 0 | 0 | 0 | 0 | 0 | 0 | 0 | 0 | 0 | 0 | 0 | 0 | 0_Avg. Replacement Demand (W) |  |  |  |  | 2.9366
Purchases
| Year | Year 0 | Year 1 | Year 2 | Year 3 | Year 4 | Year 5 | Year 6 | Year 7 | Year 8 | Year 9 | Year 10 | Year 11 | Year 12 | Year 13 | Year 14 | Year 15 | Year 16 | Year 17 | Year 18 | Year 19 | Year 20 | Year 21 | Year 22 | Year 23 | Year 24 | Year 25 | Year 26 | Year 27 | Year 28 | Year 29 | Year 30
| E1 | 0 | 0 | 0 | 0 | 0 | 0 | 0 | 0 | 0 | 0 | 0 | 0 | 0 | 0 | 0 | 0 | 0 | 0 | 0 | 0 | 0 | 0 | 0 | 0 | 0 | 0 | 0 | 0 | 0 | 0 | 0 | 0_E1_Purchases |  |  |  |  | 6885.4476
| E2 | 0 | 0 | 0 | 0 | 0 | 0 | 0 | 0 | 0 | 0 | 0 | 0 | 0 | 0 | 0 | 0 | 0 | 0 | 0 | 0 | 0 | 0 | 0 | 0 | 0 | 0 | 0 | 0 | 0 | 0 | 0 | 0_E2_Purchases |  |  |  |  | 0
| E3 | 0 | 0 | 0 | 0 | 0 | 0 | 0 | 0 | 0 | 0 | 0 | 0 | 0 | 0 | 0 | 0 | 0 | 0 | 0 | 0 | 0 | 0 | 0 | 0 | 0 | 0 | 0 | 0 | 0 | 0 | 0 | 0_E3_Purchases |  |  |  |  | 0
| E4 | 0 | 0 | 0 | 0 | 0 | 0 | 0 | 0 | 0 | 0 | 0 | 0 | 0 | 0 | 0 | 0 | 0 | 0 | 0 | 0 | 0 | 0 | 0 | 0 | 0 | 0 | 0 | 0 | 0 | 0 | 0 | 0_E4_Purchases |  |  |  |  | 0
| E5 | 0 | 0 | 0 | 0 | 0 | 0 | 0 | 0 | 0 | 0 | 0 | 0 | 0 | 0 | 0 | 0 | 0 | 0 | 0 | 0 | 0 | 0 | 0 | 0 | 0 | 0 | 0 | 0 | 0 | 0 | 0 | 0_E5_Purchases |  |  |  |  | 0
| E6 | 0 | 0 | 0 | 0 | 0 | 0 | 0 | 0 | 0 | 0 | 0 | 0 | 0 | 0 | 0 | 0 | 0 | 0 | 0 | 0 | 0 | 0 | 0 | 0 | 0 | 0 | 0 | 0 | 0 | 0 | 0 | 0_E6_Purchases |  |  |  |  | 0
| E7 | 0 | 0 | 0 | 0 | 0 | 0 | 0 | 0 | 0 | 0 | 0 | 0 | 0 | 0 | 0 | 0 | 0 | 0 | 0 | 0 | 0 | 0 | 0 | 0 | 0 | 0 | 0 | 0 | 0 | 0 | 0 | 0_E7_Purchases |  |  |  |  | 0
| E8 | 0 | 0 | 0 | 0 | 0 | 0 | 0 | 0 | 0 | 0 | 0 | 0 | 0 | 0 | 0 | 0 | 0 | 0 | 0 | 0 | 0 | 0 | 0 | 0 | 0 | 0 | 0 | 0 | 0 | 0 | 0 | 0_E8_Purchases |  |  |  |  | 0
| E9 | 0 | 0 | 0 | 0 | 0 | 0 | 0 | 0 | 0 | 0 | 0 | 0 | 0 | 0 | 0 | 0 | 0 | 0 | 0 | 0 | 0 | 0 | 0 | 0 | 0 | 0 | 0 | 0 | 0 | 0 | 0 | 0_E9_Purchases |  |  |  |  | 0
| E10 | 0 | 0 | 0 | 0 | 0 | 0 | 0 | 0 | 0 | 0 | 0 | 0 | 0 | 0 | 0 | 0 | 0 | 0 | 0 | 0 | 0 | 0 | 0 | 0 | 0 | 0 | 0 | 0 | 0 | 0 | 0 | 0_E10_Purchases |  |  |  |  | 0
Stock
| Year | Year 0 | Year 1 | Year 2 | Year 3 | Year 4 | Year 5 | Year 6 | Year 7 | Year 8 | Year 9 | Year 10 | Year 11 | Year 12 | Year 13 | Year 14 | Year 15 | Year 16 | Year 17 | Year 18 | Year 19 | Year 20 | Year 21 | Year 22 | Year 23 | Year 24 | Year 25 | Year 26 | Year 27 | Year 28 | Year 29 | Year 30
| E1 | 0 | 0 | 0 | 0 | 0 | 0 | 0 | 0 | 0 | 0 | 0 | 0 | 0 | 0 | 0 | 0 | 0 | 0 | 0 | 0 | 0 | 0 | 0 | 0 | 0 | 0 | 0 | 0 | 0 | 0 | 0 | 0_E1_Stock |  |  |  |  | 13576.6093
| E2 | 0 | 0 | 0 | 0 | 0 | 0 | 0 | 0 | 0 | 0 | 0 | 0 | 0 | 0 | 0 | 0 | 0 | 0 | 0 | 0 | 0 | 0 | 0 | 0 | 0 | 0 | 0 | 0 | 0 | 0 | 0 | 0_E2_Stock |  |  |  |  | 0
| E3 | 0 | 0 | 0 | 0 | 0 | 0 | 0 | 0 | 0 | 0 | 0 | 0 | 0 | 0 | 0 | 0 | 0 | 0 | 0 | 0 | 0 | 0 | 0 | 0 | 0 | 0 | 0 | 0 | 0 | 0 | 0 | 0_E3_Stock |  |  |  |  | 0
| E4 | 0 | 0 | 0 | 0 | 0 | 0 | 0 | 0 | 0 | 0 | 0 | 0 | 0 | 0 | 0 | 0 | 0 | 0 | 0 | 0 | 0 | 0 | 0 | 0 | 0 | 0 | 0 | 0 | 0 | 0 | 0 | 0_E4_Stock |  |  |  |  | 0
| E5 | 0 | 0 | 0 | 0 | 0 | 0 | 0 | 0 | 0 | 0 | 0 | 0 | 0 | 0 | 0 | 0 | 0 | 0 | 0 | 0 | 0 | 0 | 0 | 0 | 0 | 0 | 0 | 0 | 0 | 0 | 0 | 0_E5_Stock |  |  |  |  | 0
| E6 | 0 | 0 | 0 | 0 | 0 | 0 | 0 | 0 | 0 | 0 | 0 | 0 | 0 | 0 | 0 | 0 | 0 | 0 | 0 | 0 | 0 | 0 | 0 | 0 | 0 | 0 | 0 | 0 | 0 | 0 | 0 | 0_E6_Stock |  |  |  |  | 0
| E7 | 0 | 0 | 0 | 0 | 0 | 0 | 0 | 0 | 0 | 0 | 0 | 0 | 0 | 0 | 0 | 0 | 0 | 0 | 0 | 0 | 0 | 0 | 0 | 0 | 0 | 0 | 0 | 0 | 0 | 0 | 0 | 0_E7_Stock |  |  |  |  | 0
| E8 | 0 | 0 | 0 | 0 | 0 | 0 | 0 | 0 | 0 | 0 | 0 | 0 | 0 | 0 | 0 | 0 | 0 | 0 | 0 | 0 | 0 | 0 | 0 | 0 | 0 | 0 | 0 | 0 | 0 | 0 | 0 | 0_E8_Stock |  |  |  |  | 0
| E9 | 0 | 0 | 0 | 0 | 0 | 0 | 0 | 0 | 0 | 0 | 0 | 0 | 0 | 0 | 0 | 0 | 0 | 0 | 0 | 0 | 0 | 0 | 0 | 0 | 0 | 0 | 0 | 0 | 0 | 0 | 0 | 0_E9_Stock |  |  |  |  | 0
| E10 | 0 | 0 | 0 | 0 | 0 | 0 | 0 | 0 | 0 | 0 | 0 | 0 | 0 | 0 | 0 | 0 | 0 | 0 | 0 | 0 | 0 | 0 | 0 | 0 | 0 | 0 | 0 | 0 | 0 | 0 | 0 | 0_E10_Stock |  |  |  |  | 0
| Vintage | 0 | 0 | 0 | 0 | 0 | 0 | 0 | 0 | 0 | 0 | 0 | 0 | 0 | 0 | 0 | 0 | 0 | 0 | 0 | 0 | 0 | 0 | 0 | 0 | 0 | 0 | 0 | 0 | 0 | 0 | 0 | 0_Vintage_Stock |  |  |  |  | 288381.2139
S4C4 |  | Year 0: System 4 Technology 4
Technology Variables
| Tech Key | Year 0: 0
| Peak Factor (S) | Year 0: 0
| Peak Factor (W) | Year 0: 0
| Min Vintage Lifetime | Year 0: 0
| Max Vintage Lifetime | Year 0: 0
| Turnover Style | Year 0: 0
Technology Variables
| Equipment | Year 0: Label; Year 1: Min Lifetime; Year 2: Max Lifetime; Year 3: Degradation; Year 4: Usage; Year 5: Available
| E1 | Year 1: 0; Year 2: 0; Year 3: 0%; Year 4: 0; Year 5: FALSE
| E2 | Year 1: 0; Year 2: 0; Year 3: 0%; Year 4: 0; Year 5: FALSE
| E3 | Year 1: 0; Year 2: 0; Year 3: 0%; Year 4: 0; Year 5: FALSE
| E4 | Year 1: 0; Year 2: 0; Year 3: 0%; Year 4: 0; Year 5: FALSE
| E5 | Year 1: 0; Year 2: 0; Year 3: 0%; Year 4: 0; Year 5: FALSE
| E6 | Year 1: 0; Year 2: 0; Year 3: 0%; Year 4: 0; Year 5: FALSE
| E7 | Year 1: 0; Year 2: 0; Year 3: 0%; Year 4: 0; Year 5: FALSE
| E8 | Year 1: 0; Year 2: 0; Year 3: 0%; Year 4: 0; Year 5: FALSE
| E9 | Year 1: 0; Year 2: 0; Year 3: 0%; Year 4: 0; Year 5: FALSE
| E10 | Year 1: 0; Year 2: 0; Year 3: 0%; Year 4: 0; Year 5: FALSE
Original Forecast Results
| Year | Year 0 | Year 1 | Year 2 | Year 3 | Year 4 | Year 5 | Year 6 | Year 7 | Year 8 | Year 9 | Year 10 | Year 11 | Year 12 | Year 13 | Year 14 | Year 15 | Year 16 | Year 17 | Year 18 | Year 19 | Year 20 | Year 21 | Year 22 | Year 23 | Year 24 | Year 25 | Year 26 | Year 27 | Year 28 | Year 29 | Year 30 | Key
| Units | 0 | 0 | 0 | 0 | 0 | 0 | 0 | 0 | 0 | 0 | 0 | 0 | 0 | 0 | 0 | 0 | 0 | 0 | 0 | 0 | 0 | 0 | 0 | 0 | 0 | 0 | 0 | 0 | 0 | 0 | 0 | #REF! |  |  |  |  | 301957.8232
| Usage | 0 | 0 | 0 | 0 | 0 | 0 | 0 | 0 | 0 | 0 | 0 | 0 | 0 | 0 | 0 | 0 | 0 | 0 | 0 | 0 | 0 | 0 | 0 | 0 | 0 | 0 | 0 | 0 | 0 | 0 | 0 | #REF! |  |  |  |  | 1698.6543
| Peak Demand (S) | 0 | 0 | 0 | 0 | 0 | 0 | 0 | 0 | 0 | 0 | 0 | 0 | 0 | 0 | 0 | 0 | 0 | 0 | 0 | 0 | 0 | 0 | 0 | 0 | 0 | 0 | 0 | 0 | 0 | 0 | 0 | #REF! |  |  |  |  | 0
| Peak Demand (W) | 0 | 0 | 0 | 0 | 0 | 0 | 0 | 0 | 0 | 0 | 0 | 0 | 0 | 0 | 0 | 0 | 0 | 0 | 0 | 0 | 0 | 0 | 0 | 0 | 0 | 0 | 0 | 0 | 0 | 0 | 0 | #REF! |  |  |  |  | 884.6119
| Turnover | 0 | 0 | 0 | 0 | 0 | 0 | 0 | 0 | 0 | 0 | 0 | 0 | 0 | 0 | 0 | 0 | 0 | 0 | 0 | 0 | 0 | 0 | 0 | 0 | 0 | 0 | 0 | 0 | 0 | 0 | 0 | #REF! |  |  |  |  | 6885.4476
| Avg. Replacement Usage | 0 | 0 | 0 | 0 | 0 | 0 | 0 | 0 | 0 | 0 | 0 | 0 | 0 | 0 | 0 | 0 | 0 | 0 | 0 | 0 | 0 | 0 | 0 | 0 | 0 | 0 | 0 | 0 | 0 | 0 | 0 | #REF! |  |  |  |  | 5638.8522
| Avg. Replacement Demand (S) | 0 | 0 | 0 | 0 | 0 | 0 | 0 | 0 | 0 | 0 | 0 | 0 | 0 | 0 | 0 | 0 | 0 | 0 | 0 | 0 | 0 | 0 | 0 | 0 | 0 | 0 | 0 | 0 | 0 | 0 | 0 | #REF! |  |  |  |  | 0
| Avg. Replacement Demand (W) | 0 | 0 | 0 | 0 | 0 | 0 | 0 | 0 | 0 | 0 | 0 | 0 | 0 | 0 | 0 | 0 | 0 | 0 | 0 | 0 | 0 | 0 | 0 | 0 | 0 | 0 | 0 | 0 | 0 | 0 | 0 | #REF! |  |  |  |  | 2.9366
Tech Forecast Stock
| Year | Year 0 | Year 1 | Year 2 | Year 3 | Year 4 | Year 5 | Year 6 | Year 7 | Year 8 | Year 9 | Year 10 | Year 11 | Year 12 | Year 13 | Year 14 | Year 15 | Year 16 | Year 17 | Year 18 | Year 19 | Year 20 | Year 21 | Year 22 | Year 23 | Year 24 | Year 25 | Year 26 | Year 27 | Year 28 | Year 29 | Year 30
| E1 | 0 | 0 | 0 | 0 | 0 | 0 | 0 | 0 | 0 | 0 | 0 | 0 | 0 | 0 | 0 | 0 | 0 | 0 | 0 | 0 | 0 | 0 | 0 | 0 | 0 | 0 | 0 | 0 | 0 | 0 | 0
| E2 | 0 | 0 | 0 | 0 | 0 | 0 | 0 | 0 | 0 | 0 | 0 | 0 | 0 | 0 | 0 | 0 | 0 | 0 | 0 | 0 | 0 | 0 | 0 | 0 | 0 | 0 | 0 | 0 | 0 | 0 | 0
| E3 | 0 | 0 | 0 | 0 | 0 | 0 | 0 | 0 | 0 | 0 | 0 | 0 | 0 | 0 | 0 | 0 | 0 | 0 | 0 | 0 | 0 | 0 | 0 | 0 | 0 | 0 | 0 | 0 | 0 | 0 | 0
| E4 | 0 | 0 | 0 | 0 | 0 | 0 | 0 | 0 | 0 | 0 | 0 | 0 | 0 | 0 | 0 | 0 | 0 | 0 | 0 | 0 | 0 | 0 | 0 | 0 | 0 | 0 | 0 | 0 | 0 | 0 | 0
| E5 | 0 | 0 | 0 | 0 | 0 | 0 | 0 | 0 | 0 | 0 | 0 | 0 | 0 | 0 | 0 | 0 | 0 | 0 | 0 | 0 | 0 | 0 | 0 | 0 | 0 | 0 | 0 | 0 | 0 | 0 | 0
| E6 | 0 | 0 | 0 | 0 | 0 | 0 | 0 | 0 | 0 | 0 | 0 | 0 | 0 | 0 | 0 | 0 | 0 | 0 | 0 | 0 | 0 | 0 | 0 | 0 | 0 | 0 | 0 | 0 | 0 | 0 | 0
| E7 | 0 | 0 | 0 | 0 | 0 | 0 | 0 | 0 | 0 | 0 | 0 | 0 | 0 | 0 | 0 | 0 | 0 | 0 | 0 | 0 | 0 | 0 | 0 | 0 | 0 | 0 | 0 | 0 | 0 | 0 | 0
| E8 | 0 | 0 | 0 | 0 | 0 | 0 | 0 | 0 | 0 | 0 | 0 | 0 | 0 | 0 | 0 | 0 | 0 | 0 | 0 | 0 | 0 | 0 | 0 | 0 | 0 | 0 | 0 | 0 | 0 | 0 | 0
| E9 | 0 | 0 | 0 | 0 | 0 | 0 | 0 | 0 | 0 | 0 | 0 | 0 | 0 | 0 | 0 | 0 | 0 | 0 | 0 | 0 | 0 | 0 | 0 | 0 | 0 | 0 | 0 | 0 | 0 | 0 | 0
| E10 | 0 | 0 | 0 | 0 | 0 | 0 | 0 | 0 | 0 | 0 | 0 | 0 | 0 | 0 | 0 | 0 | 0 | 0 | 0 | 0 | 0 | 0 | 0 | 0 | 0 | 0 | 0 | 0 | 0 | 0 | 0
| Vintage | 0 | 0 | 0 | 0 | 0 | 0 | 0 | 0 | 0 | 0 | 0 | 0 | 0 | 0 | 0 | 0 | 0 | 0 | 0 | 0 | 0 | 0 | 0 | 0 | 0 | 0 | 0 | 0 | 0 | 0 | 0
Stock for Switching
| Year | Year 0 | Year 1 | Year 2 | Year 3 | Year 4 | Year 5 | Year 6 | Year 7 | Year 8 | Year 9 | Year 10 | Year 11 | Year 12 | Year 13 | Year 14 | Year 15 | Year 16 | Year 17 | Year 18 | Year 19 | Year 20 | Year 21 | Year 22 | Year 23 | Year 24 | Year 25 | Year 26 | Year 27 | Year 28 | Year 29 | Year 30
| E1 | 0 | 0 | 0 | 0 | 0 | 0 | 0 | 0 | 0 | 0 | 0 | 0 | 0 | 0 | 0 | 0 | 0 | 0 | 0 | 0 | 0 | 0 | 0 | 0 | 0 | 0 | 0 | 0 | 0 | 0 | 0 | 0_E1_SysStock
| E2 | 0 | 0 | 0 | 0 | 0 | 0 | 0 | 0 | 0 | 0 | 0 | 0 | 0 | 0 | 0 | 0 | 0 | 0 | 0 | 0 | 0 | 0 | 0 | 0 | 0 | 0 | 0 | 0 | 0 | 0 | 0 | 0_E2_SysStock
| E3 | 0 | 0 | 0 | 0 | 0 | 0 | 0 | 0 | 0 | 0 | 0 | 0 | 0 | 0 | 0 | 0 | 0 | 0 | 0 | 0 | 0 | 0 | 0 | 0 | 0 | 0 | 0 | 0 | 0 | 0 | 0 | 0_E3_SysStock
| E4 | 0 | 0 | 0 | 0 | 0 | 0 | 0 | 0 | 0 | 0 | 0 | 0 | 0 | 0 | 0 | 0 | 0 | 0 | 0 | 0 | 0 | 0 | 0 | 0 | 0 | 0 | 0 | 0 | 0 | 0 | 0 | 0_E4_SysStock
| E5 | 0 | 0 | 0 | 0 | 0 | 0 | 0 | 0 | 0 | 0 | 0 | 0 | 0 | 0 | 0 | 0 | 0 | 0 | 0 | 0 | 0 | 0 | 0 | 0 | 0 | 0 | 0 | 0 | 0 | 0 | 0 | 0_E5_SysStock
| E6 | 0 | 0 | 0 | 0 | 0 | 0 | 0 | 0 | 0 | 0 | 0 | 0 | 0 | 0 | 0 | 0 | 0 | 0 | 0 | 0 | 0 | 0 | 0 | 0 | 0 | 0 | 0 | 0 | 0 | 0 | 0 | 0_E6_SysStock
| E7 | 0 | 0 | 0 | 0 | 0 | 0 | 0 | 0 | 0 | 0 | 0 | 0 | 0 | 0 | 0 | 0 | 0 | 0 | 0 | 0 | 0 | 0 | 0 | 0 | 0 | 0 | 0 | 0 | 0 | 0 | 0 | 0_E7_SysStock
| E8 | 0 | 0 | 0 | 0 | 0 | 0 | 0 | 0 | 0 | 0 | 0 | 0 | 0 | 0 | 0 | 0 | 0 | 0 | 0 | 0 | 0 | 0 | 0 | 0 | 0 | 0 | 0 | 0 | 0 | 0 | 0 | 0_E8_SysStock
| E9 | 0 | 0 | 0 | 0 | 0 | 0 | 0 | 0 | 0 | 0 | 0 | 0 | 0 | 0 | 0 | 0 | 0 | 0 | 0 | 0 | 0 | 0 | 0 | 0 | 0 | 0 | 0 | 0 | 0 | 0 | 0 | 0_E9_SysStock
| E10 | 0 | 0 | 0 | 0 | 0 | 0 | 0 | 0 | 0 | 0 | 0 | 0 | 0 | 0 | 0 | 0 | 0 | 0 | 0 | 0 | 0 | 0 | 0 | 0 | 0 | 0 | 0 | 0 | 0 | 0 | 0 | 0_E10_SysStock
| Vintage | 0 | 0 | 0 | 0 | 0 | 0 | 0 | 0 | 0 | 0 | 0 | 0 | 0 | 0 | 0 | 0 | 0 | 0 | 0 | 0 | 0 | 0 | 0 | 0 | 0 | 0 | 0 | 0 | 0 | 0 | 0 | 0_Vintage_SysStock
Tech Forecast Purchases
| Year | Year 0 | Year 1 | Year 2 | Year 3 | Year 4 | Year 5 | Year 6 | Year 7 | Year 8 | Year 9 | Year 10 | Year 11 | Year 12 | Year 13 | Year 14 | Year 15 | Year 16 | Year 17 | Year 18 | Year 19 | Year 20 | Year 21 | Year 22 | Year 23 | Year 24 | Year 25 | Year 26 | Year 27 | Year 28 | Year 29 | Year 30
| E1 | 0 | 0 | 0 | 0 | 0 | 0 | 0 | 0 | 0 | 0 | 0 | 0 | 0 | 0 | 0 | 0 | 0 | 0 | 0 | 0 | 0 | 0 | 0 | 0 | 0 | 0 | 0 | 0 | 0 | 0 | 0
| E2 | 0 | 0 | 0 | 0 | 0 | 0 | 0 | 0 | 0 | 0 | 0 | 0 | 0 | 0 | 0 | 0 | 0 | 0 | 0 | 0 | 0 | 0 | 0 | 0 | 0 | 0 | 0 | 0 | 0 | 0 | 0
| E3 | 0 | 0 | 0 | 0 | 0 | 0 | 0 | 0 | 0 | 0 | 0 | 0 | 0 | 0 | 0 | 0 | 0 | 0 | 0 | 0 | 0 | 0 | 0 | 0 | 0 | 0 | 0 | 0 | 0 | 0 | 0
| E4 | 0 | 0 | 0 | 0 | 0 | 0 | 0 | 0 | 0 | 0 | 0 | 0 | 0 | 0 | 0 | 0 | 0 | 0 | 0 | 0 | 0 | 0 | 0 | 0 | 0 | 0 | 0 | 0 | 0 | 0 | 0
| E5 | 0 | 0 | 0 | 0 | 0 | 0 | 0 | 0 | 0 | 0 | 0 | 0 | 0 | 0 | 0 | 0 | 0 | 0 | 0 | 0 | 0 | 0 | 0 | 0 | 0 | 0 | 0 | 0 | 0 | 0 | 0
| E6 | 0 | 0 | 0 | 0 | 0 | 0 | 0 | 0 | 0 | 0 | 0 | 0 | 0 | 0 | 0 | 0 | 0 | 0 | 0 | 0 | 0 | 0 | 0 | 0 | 0 | 0 | 0 | 0 | 0 | 0 | 0
| E7 | 0 | 0 | 0 | 0 | 0 | 0 | 0 | 0 | 0 | 0 | 0 | 0 | 0 | 0 | 0 | 0 | 0 | 0 | 0 | 0 | 0 | 0 | 0 | 0 | 0 | 0 | 0 | 0 | 0 | 0 | 0
| E8 | 0 | 0 | 0 | 0 | 0 | 0 | 0 | 0 | 0 | 0 | 0 | 0 | 0 | 0 | 0 | 0 | 0 | 0 | 0 | 0 | 0 | 0 | 0 | 0 | 0 | 0 | 0 | 0 | 0 | 0 | 0
| E9 | 0 | 0 | 0 | 0 | 0 | 0 | 0 | 0 | 0 | 0 | 0 | 0 | 0 | 0 | 0 | 0 | 0 | 0 | 0 | 0 | 0 | 0 | 0 | 0 | 0 | 0 | 0 | 0 | 0 | 0 | 0
| E10 | 0 | 0 | 0 | 0 | 0 | 0 | 0 | 0 | 0 | 0 | 0 | 0 | 0 | 0 | 0 | 0 | 0 | 0 | 0 | 0 | 0 | 0 | 0 | 0 | 0 | 0 | 0 | 0 | 0 | 0 | 0
Potential to Switch
| Year | Year 0 | Year 1 | Year 2 | Year 3 | Year 4 | Year 5 | Year 6 | Year 7 | Year 8 | Year 9 | Year 10 | Year 11 | Year 12 | Year 13 | Year 14 | Year 15 | Year 16 | Year 17 | Year 18 | Year 19 | Year 20 | Year 21 | Year 22 | Year 23 | Year 24 | Year 25 | Year 26 | Year 27 | Year 28 | Year 29 | Year 30
| E1 | 0 | 0 | 0 | 0 | 0 | 0 | 0 | 0 | 0 | 0 | 0 | 0 | 0 | 0 | 0 | 0 | 0 | 0 | 0 | 0 | 0 | 0 | 0 | 0 | 0 | 0 | 0 | 0 | 0 | 0 | 0 | 0_E1_Switched Out
| E2 | 0 | 0 | 0 | 0 | 0 | 0 | 0 | 0 | 0 | 0 | 0 | 0 | 0 | 0 | 0 | 0 | 0 | 0 | 0 | 0 | 0 | 0 | 0 | 0 | 0 | 0 | 0 | 0 | 0 | 0 | 0 | 0_E2_Switched Out
| E3 | 0 | 0 | 0 | 0 | 0 | 0 | 0 | 0 | 0 | 0 | 0 | 0 | 0 | 0 | 0 | 0 | 0 | 0 | 0 | 0 | 0 | 0 | 0 | 0 | 0 | 0 | 0 | 0 | 0 | 0 | 0 | 0_E3_Switched Out
| E4 | 0 | 0 | 0 | 0 | 0 | 0 | 0 | 0 | 0 | 0 | 0 | 0 | 0 | 0 | 0 | 0 | 0 | 0 | 0 | 0 | 0 | 0 | 0 | 0 | 0 | 0 | 0 | 0 | 0 | 0 | 0 | 0_E4_Switched Out
| E5 | 0 | 0 | 0 | 0 | 0 | 0 | 0 | 0 | 0 | 0 | 0 | 0 | 0 | 0 | 0 | 0 | 0 | 0 | 0 | 0 | 0 | 0 | 0 | 0 | 0 | 0 | 0 | 0 | 0 | 0 | 0 | 0_E5_Switched Out
| E6 | 0 | 0 | 0 | 0 | 0 | 0 | 0 | 0 | 0 | 0 | 0 | 0 | 0 | 0 | 0 | 0 | 0 | 0 | 0 | 0 | 0 | 0 | 0 | 0 | 0 | 0 | 0 | 0 | 0 | 0 | 0 | 0_E6_Switched Out
| E7 | 0 | 0 | 0 | 0 | 0 | 0 | 0 | 0 | 0 | 0 | 0 | 0 | 0 | 0 | 0 | 0 | 0 | 0 | 0 | 0 | 0 | 0 | 0 | 0 | 0 | 0 | 0 | 0 | 0 | 0 | 0 | 0_E7_Switched Out
| E8 | 0 | 0 | 0 | 0 | 0 | 0 | 0 | 0 | 0 | 0 | 0 | 0 | 0 | 0 | 0 | 0 | 0 | 0 | 0 | 0 | 0 | 0 | 0 | 0 | 0 | 0 | 0 | 0 | 0 | 0 | 0 | 0_E8_Switched Out
| E9 | 0 | 0 | 0 | 0 | 0 | 0 | 0 | 0 | 0 | 0 | 0 | 0 | 0 | 0 | 0 | 0 | 0 | 0 | 0 | 0 | 0 | 0 | 0 | 0 | 0 | 0 | 0 | 0 | 0 | 0 | 0 | 0_E9_Switched Out
| E10 | 0 | 0 | 0 | 0 | 0 | 0 | 0 | 0 | 0 | 0 | 0 | 0 | 0 | 0 | 0 | 0 | 0 | 0 | 0 | 0 | 0 | 0 | 0 | 0 | 0 | 0 | 0 | 0 | 0 | 0 | 0 | 0_E10_Switched Out
Units Out
| E1 | 0 | 0 | 0 | 0 | 0 | 0 | 0 | 0 | 0 | 0 | 0 | 0 | 0 | 0 | 0 | 0 | 0 | 0 | 0 | 0 | 0 | 0 | 0 | 0 | 0 | 0 | 0 | 0 | 0 | 0 | 0
| E2 | 0 | 0 | 0 | 0 | 0 | 0 | 0 | 0 | 0 | 0 | 0 | 0 | 0 | 0 | 0 | 0 | 0 | 0 | 0 | 0 | 0 | 0 | 0 | 0 | 0 | 0 | 0 | 0 | 0 | 0 | 0
| E3 | 0 | 0 | 0 | 0 | 0 | 0 | 0 | 0 | 0 | 0 | 0 | 0 | 0 | 0 | 0 | 0 | 0 | 0 | 0 | 0 | 0 | 0 | 0 | 0 | 0 | 0 | 0 | 0 | 0 | 0 | 0
| E4 | 0 | 0 | 0 | 0 | 0 | 0 | 0 | 0 | 0 | 0 | 0 | 0 | 0 | 0 | 0 | 0 | 0 | 0 | 0 | 0 | 0 | 0 | 0 | 0 | 0 | 0 | 0 | 0 | 0 | 0 | 0
| E5 | 0 | 0 | 0 | 0 | 0 | 0 | 0 | 0 | 0 | 0 | 0 | 0 | 0 | 0 | 0 | 0 | 0 | 0 | 0 | 0 | 0 | 0 | 0 | 0 | 0 | 0 | 0 | 0 | 0 | 0 | 0
| E6 | 0 | 0 | 0 | 0 | 0 | 0 | 0 | 0 | 0 | 0 | 0 | 0 | 0 | 0 | 0 | 0 | 0 | 0 | 0 | 0 | 0 | 0 | 0 | 0 | 0 | 0 | 0 | 0 | 0 | 0 | 0
| E7 | 0 | 0 | 0 | 0 | 0 | 0 | 0 | 0 | 0 | 0 | 0 | 0 | 0 | 0 | 0 | 0 | 0 | 0 | 0 | 0 | 0 | 0 | 0 | 0 | 0 | 0 | 0 | 0 | 0 | 0 | 0
| E8 | 0 | 0 | 0 | 0 | 0 | 0 | 0 | 0 | 0 | 0 | 0 | 0 | 0 | 0 | 0 | 0 | 0 | 0 | 0 | 0 | 0 | 0 | 0 | 0 | 0 | 0 | 0 | 0 | 0 | 0 | 0
| E9 | 0 | 0 | 0 | 0 | 0 | 0 | 0 | 0 | 0 | 0 | 0 | 0 | 0 | 0 | 0 | 0 | 0 | 0 | 0 | 0 | 0 | 0 | 0 | 0 | 0 | 0 | 0 | 0 | 0 | 0 | 0
| E10 | 0 | 0 | 0 | 0 | 0 | 0 | 0 | 0 | 0 | 0 | 0 | 0 | 0 | 0 | 0 | 0 | 0 | 0 | 0 | 0 | 0 | 0 | 0 | 0 | 0 | 0 | 0 | 0 | 0 | 0 | 0
| Vintage | 0 | 0 | 0 | 0 | 0 | 0 | 0 | 0 | 0 | 0 | 0 | 0 | 0 | 0 | 0 | 0 | 0 | 0 | 0 | 0 | 0 | 0 | 0 | 0 | 0 | 0 | 0 | 0 | 0 | 0 | 0
Tech Purchase Shares
| Year | Year 0 | Year 1 | Year 2 | Year 3 | Year 4 | Year 5 | Year 6 | Year 7 | Year 8 | Year 9 | Year 10 | Year 11 | Year 12 | Year 13 | Year 14 | Year 15 | Year 16 | Year 17 | Year 18 | Year 19 | Year 20 | Year 21 | Year 22 | Year 23 | Year 24 | Year 25 | Year 26 | Year 27 | Year 28 | Year 29 | Year 30
E1 | bar: Year 0 to Year 30
E2 | bar: Year 0 to Year 30
E3 | bar: Year 0 to Year 30
E4 | bar: Year 0 to Year 30
E5 | bar: Year 0 to Year 30
E6 | bar: Year 0 to Year 30
E7 | bar: Year 0 to Year 30
E8 | bar: Year 0 to Year 30
E9 | bar: Year 0 to Year 30
E10 | bar: Year 0 to Year 30
Units In from Switching
| E1 | 0 | 0 | 0 | 0 | 0 | 0 | 0 | 0 | 0 | 0 | 0 | 0 | 0 | 0 | 0 | 0 | 0 | 0 | 0 | 0 | 0 | 0 | 0 | 0 | 0 | 0 | 0 | 0 | 0 | 0 | 0
| E2 | 0 | 0 | 0 | 0 | 0 | 0 | 0 | 0 | 0 | 0 | 0 | 0 | 0 | 0 | 0 | 0 | 0 | 0 | 0 | 0 | 0 | 0 | 0 | 0 | 0 | 0 | 0 | 0 | 0 | 0 | 0
| E3 | 0 | 0 | 0 | 0 | 0 | 0 | 0 | 0 | 0 | 0 | 0 | 0 | 0 | 0 | 0 | 0 | 0 | 0 | 0 | 0 | 0 | 0 | 0 | 0 | 0 | 0 | 0 | 0 | 0 | 0 | 0
| E4 | 0 | 0 | 0 | 0 | 0 | 0 | 0 | 0 | 0 | 0 | 0 | 0 | 0 | 0 | 0 | 0 | 0 | 0 | 0 | 0 | 0 | 0 | 0 | 0 | 0 | 0 | 0 | 0 | 0 | 0 | 0
| E5 | 0 | 0 | 0 | 0 | 0 | 0 | 0 | 0 | 0 | 0 | 0 | 0 | 0 | 0 | 0 | 0 | 0 | 0 | 0 | 0 | 0 | 0 | 0 | 0 | 0 | 0 | 0 | 0 | 0 | 0 | 0
| E6 | 0 | 0 | 0 | 0 | 0 | 0 | 0 | 0 | 0 | 0 | 0 | 0 | 0 | 0 | 0 | 0 | 0 | 0 | 0 | 0 | 0 | 0 | 0 | 0 | 0 | 0 | 0 | 0 | 0 | 0 | 0
| E7 | 0 | 0 | 0 | 0 | 0 | 0 | 0 | 0 | 0 | 0 | 0 | 0 | 0 | 0 | 0 | 0 | 0 | 0 | 0 | 0 | 0 | 0 | 0 | 0 | 0 | 0 | 0 | 0 | 0 | 0 | 0
| E8 | 0 | 0 | 0 | 0 | 0 | 0 | 0 | 0 | 0 | 0 | 0 | 0 | 0 | 0 | 0 | 0 | 0 | 0 | 0 | 0 | 0 | 0 | 0 | 0 | 0 | 0 | 0 | 0 | 0 | 0 | 0
| E9 | 0 | 0 | 0 | 0 | 0 | 0 | 0 | 0 | 0 | 0 | 0 | 0 | 0 | 0 | 0 | 0 | 0 | 0 | 0 | 0 | 0 | 0 | 0 | 0 | 0 | 0 | 0 | 0 | 0 | 0 | 0
| E10 | 0 | 0 | 0 | 0 | 0 | 0 | 0 | 0 | 0 | 0 | 0 | 0 | 0 | 0 | 0 | 0 | 0 | 0 | 0 | 0 | 0 | 0 | 0 | 0 | 0 | 0 | 0 | 0 | 0 | 0 | 0
| Vintage | 0 | 0 | 0 | 0 | 0 | 0 | 0 | 0 | 0 | 0 | 0 | 0 | 0 | 0 | 0 | 0 | 0 | 0 | 0 | 0 | 0 | 0 | 0 | 0 | 0 | 0 | 0 | 0 | 0 | 0 | 0
Net Change
| Year | Year 0 | Year 1 | Year 2 | Year 3 | Year 4 | Year 5 | Year 6 | Year 7 | Year 8 | Year 9 | Year 10 | Year 11 | Year 12 | Year 13 | Year 14 | Year 15 | Year 16 | Year 17 | Year 18 | Year 19 | Year 20 | Year 21 | Year 22 | Year 23 | Year 24 | Year 25 | Year 26 | Year 27 | Year 28 | Year 29 | Year 30 | Key
| Units | 0 | 0 | 0 | 0 | 0 | 0 | 0 | 0 | 0 | 0 | 0 | 0 | 0 | 0 | 0 | 0 | 0 | 0 | 0 | 0 | 0 | 0 | 0 | 0 | 0 | 0 | 0 | 0 | 0 | 0 | 0 | 0_Units |  |  |  |  | 301957.8232
| Usage | 0 | 0 | 0 | 0 | 0 | 0 | 0 | 0 | 0 | 0 | 0 | 0 | 0 | 0 | 0 | 0 | 0 | 0 | 0 | 0 | 0 | 0 | 0 | 0 | 0 | 0 | 0 | 0 | 0 | 0 | 0 | 0_Usage |  |  |  |  | 1698.6543
| Peak Demand (S) | 0 | 0 | 0 | 0 | 0 | 0 | 0 | 0 | 0 | 0 | 0 | 0 | 0 | 0 | 0 | 0 | 0 | 0 | 0 | 0 | 0 | 0 | 0 | 0 | 0 | 0 | 0 | 0 | 0 | 0 | 0 | 0_Peak Demand (S) |  |  |  |  | 0
| Peak Demand (W) | 0 | 0 | 0 | 0 | 0 | 0 | 0 | 0 | 0 | 0 | 0 | 0 | 0 | 0 | 0 | 0 | 0 | 0 | 0 | 0 | 0 | 0 | 0 | 0 | 0 | 0 | 0 | 0 | 0 | 0 | 0 | 0_Peak Demand (W) |  |  |  |  | 884.6119
| Turnover | 0 | 0 | 0 | 0 | 0 | 0 | 0 | 0 | 0 | 0 | 0 | 0 | 0 | 0 | 0 | 0 | 0 | 0 | 0 | 0 | 0 | 0 | 0 | 0 | 0 | 0 | 0 | 0 | 0 | 0 | 0 | 0_Turnover |  |  |  |  | 6885.4476
| Avg. Replacement Usage | 0 | 0 | 0 | 0 | 0 | 0 | 0 | 0 | 0 | 0 | 0 | 0 | 0 | 0 | 0 | 0 | 0 | 0 | 0 | 0 | 0 | 0 | 0 | 0 | 0 | 0 | 0 | 0 | 0 | 0 | 0 | 0_Avg. Replacement Usage |  |  |  |  | 5638.8522
| Avg. Replacement Demand (S) | 0 | 0 | 0 | 0 | 0 | 0 | 0 | 0 | 0 | 0 | 0 | 0 | 0 | 0 | 0 | 0 | 0 | 0 | 0 | 0 | 0 | 0 | 0 | 0 | 0 | 0 | 0 | 0 | 0 | 0 | 0 | 0_Avg. Replacement Demand (S) |  |  |  |  | 0
| Avg. Replacement Demand (W) | 0 | 0 | 0 | 0 | 0 | 0 | 0 | 0 | 0 | 0 | 0 | 0 | 0 | 0 | 0 | 0 | 0 | 0 | 0 | 0 | 0 | 0 | 0 | 0 | 0 | 0 | 0 | 0 | 0 | 0 | 0 | 0_Avg. Replacement Demand (W) |  |  |  |  | 2.9366
Purchases
| Year | Year 0 | Year 1 | Year 2 | Year 3 | Year 4 | Year 5 | Year 6 | Year 7 | Year 8 | Year 9 | Year 10 | Year 11 | Year 12 | Year 13 | Year 14 | Year 15 | Year 16 | Year 17 | Year 18 | Year 19 | Year 20 | Year 21 | Year 22 | Year 23 | Year 24 | Year 25 | Year 26 | Year 27 | Year 28 | Year 29 | Year 30
| E1 | 0 | 0 | 0 | 0 | 0 | 0 | 0 | 0 | 0 | 0 | 0 | 0 | 0 | 0 | 0 | 0 | 0 | 0 | 0 | 0 | 0 | 0 | 0 | 0 | 0 | 0 | 0 | 0 | 0 | 0 | 0 | 0_E1_Purchases |  |  |  |  | 6885.4476
| E2 | 0 | 0 | 0 | 0 | 0 | 0 | 0 | 0 | 0 | 0 | 0 | 0 | 0 | 0 | 0 | 0 | 0 | 0 | 0 | 0 | 0 | 0 | 0 | 0 | 0 | 0 | 0 | 0 | 0 | 0 | 0 | 0_E2_Purchases |  |  |  |  | 0
| E3 | 0 | 0 | 0 | 0 | 0 | 0 | 0 | 0 | 0 | 0 | 0 | 0 | 0 | 0 | 0 | 0 | 0 | 0 | 0 | 0 | 0 | 0 | 0 | 0 | 0 | 0 | 0 | 0 | 0 | 0 | 0 | 0_E3_Purchases |  |  |  |  | 0
| E4 | 0 | 0 | 0 | 0 | 0 | 0 | 0 | 0 | 0 | 0 | 0 | 0 | 0 | 0 | 0 | 0 | 0 | 0 | 0 | 0 | 0 | 0 | 0 | 0 | 0 | 0 | 0 | 0 | 0 | 0 | 0 | 0_E4_Purchases |  |  |  |  | 0
| E5 | 0 | 0 | 0 | 0 | 0 | 0 | 0 | 0 | 0 | 0 | 0 | 0 | 0 | 0 | 0 | 0 | 0 | 0 | 0 | 0 | 0 | 0 | 0 | 0 | 0 | 0 | 0 | 0 | 0 | 0 | 0 | 0_E5_Purchases |  |  |  |  | 0
| E6 | 0 | 0 | 0 | 0 | 0 | 0 | 0 | 0 | 0 | 0 | 0 | 0 | 0 | 0 | 0 | 0 | 0 | 0 | 0 | 0 | 0 | 0 | 0 | 0 | 0 | 0 | 0 | 0 | 0 | 0 | 0 | 0_E6_Purchases |  |  |  |  | 0
| E7 | 0 | 0 | 0 | 0 | 0 | 0 | 0 | 0 | 0 | 0 | 0 | 0 | 0 | 0 | 0 | 0 | 0 | 0 | 0 | 0 | 0 | 0 | 0 | 0 | 0 | 0 | 0 | 0 | 0 | 0 | 0 | 0_E7_Purchases |  |  |  |  | 0
| E8 | 0 | 0 | 0 | 0 | 0 | 0 | 0 | 0 | 0 | 0 | 0 | 0 | 0 | 0 | 0 | 0 | 0 | 0 | 0 | 0 | 0 | 0 | 0 | 0 | 0 | 0 | 0 | 0 | 0 | 0 | 0 | 0_E8_Purchases |  |  |  |  | 0
| E9 | 0 | 0 | 0 | 0 | 0 | 0 | 0 | 0 | 0 | 0 | 0 | 0 | 0 | 0 | 0 | 0 | 0 | 0 | 0 | 0 | 0 | 0 | 0 | 0 | 0 | 0 | 0 | 0 | 0 | 0 | 0 | 0_E9_Purchases |  |  |  |  | 0
| E10 | 0 | 0 | 0 | 0 | 0 | 0 | 0 | 0 | 0 | 0 | 0 | 0 | 0 | 0 | 0 | 0 | 0 | 0 | 0 | 0 | 0 | 0 | 0 | 0 | 0 | 0 | 0 | 0 | 0 | 0 | 0 | 0_E10_Purchases |  |  |  |  | 0
Stock
| Year | Year 0 | Year 1 | Year 2 | Year 3 | Year 4 | Year 5 | Year 6 | Year 7 | Year 8 | Year 9 | Year 10 | Year 11 | Year 12 | Year 13 | Year 14 | Year 15 | Year 16 | Year 17 | Year 18 | Year 19 | Year 20 | Year 21 | Year 22 | Year 23 | Year 24 | Year 25 | Year 26 | Year 27 | Year 28 | Year 29 | Year 30
| E1 | 0 | 0 | 0 | 0 | 0 | 0 | 0 | 0 | 0 | 0 | 0 | 0 | 0 | 0 | 0 | 0 | 0 | 0 | 0 | 0 | 0 | 0 | 0 | 0 | 0 | 0 | 0 | 0 | 0 | 0 | 0 | 0_E1_Stock |  |  |  |  | 13576.6093
| E2 | 0 | 0 | 0 | 0 | 0 | 0 | 0 | 0 | 0 | 0 | 0 | 0 | 0 | 0 | 0 | 0 | 0 | 0 | 0 | 0 | 0 | 0 | 0 | 0 | 0 | 0 | 0 | 0 | 0 | 0 | 0 | 0_E2_Stock |  |  |  |  | 0
| E3 | 0 | 0 | 0 | 0 | 0 | 0 | 0 | 0 | 0 | 0 | 0 | 0 | 0 | 0 | 0 | 0 | 0 | 0 | 0 | 0 | 0 | 0 | 0 | 0 | 0 | 0 | 0 | 0 | 0 | 0 | 0 | 0_E3_Stock |  |  |  |  | 0
| E4 | 0 | 0 | 0 | 0 | 0 | 0 | 0 | 0 | 0 | 0 | 0 | 0 | 0 | 0 | 0 | 0 | 0 | 0 | 0 | 0 | 0 | 0 | 0 | 0 | 0 | 0 | 0 | 0 | 0 | 0 | 0 | 0_E4_Stock |  |  |  |  | 0
| E5 | 0 | 0 | 0 | 0 | 0 | 0 | 0 | 0 | 0 | 0 | 0 | 0 | 0 | 0 | 0 | 0 | 0 | 0 | 0 | 0 | 0 | 0 | 0 | 0 | 0 | 0 | 0 | 0 | 0 | 0 | 0 | 0_E5_Stock |  |  |  |  | 0
| E6 | 0 | 0 | 0 | 0 | 0 | 0 | 0 | 0 | 0 | 0 | 0 | 0 | 0 | 0 | 0 | 0 | 0 | 0 | 0 | 0 | 0 | 0 | 0 | 0 | 0 | 0 | 0 | 0 | 0 | 0 | 0 | 0_E6_Stock |  |  |  |  | 0
| E7 | 0 | 0 | 0 | 0 | 0 | 0 | 0 | 0 | 0 | 0 | 0 | 0 | 0 | 0 | 0 | 0 | 0 | 0 | 0 | 0 | 0 | 0 | 0 | 0 | 0 | 0 | 0 | 0 | 0 | 0 | 0 | 0_E7_Stock |  |  |  |  | 0
| E8 | 0 | 0 | 0 | 0 | 0 | 0 | 0 | 0 | 0 | 0 | 0 | 0 | 0 | 0 | 0 | 0 | 0 | 0 | 0 | 0 | 0 | 0 | 0 | 0 | 0 | 0 | 0 | 0 | 0 | 0 | 0 | 0_E8_Stock |  |  |  |  | 0
| E9 | 0 | 0 | 0 | 0 | 0 | 0 | 0 | 0 | 0 | 0 | 0 | 0 | 0 | 0 | 0 | 0 | 0 | 0 | 0 | 0 | 0 | 0 | 0 | 0 | 0 | 0 | 0 | 0 | 0 | 0 | 0 | 0_E9_Stock |  |  |  |  | 0
| E10 | 0 | 0 | 0 | 0 | 0 | 0 | 0 | 0 | 0 | 0 | 0 | 0 | 0 | 0 | 0 | 0 | 0 | 0 | 0 | 0 | 0 | 0 | 0 | 0 | 0 | 0 | 0 | 0 | 0 | 0 | 0 | 0_E10_Stock |  |  |  |  | 0
| Vintage | 0 | 0 | 0 | 0 | 0 | 0 | 0 | 0 | 0 | 0 | 0 | 0 | 0 | 0 | 0 | 0 | 0 | 0 | 0 | 0 | 0 | 0 | 0 | 0 | 0 | 0 | 0 | 0 | 0 | 0 | 0 | 0_Vintage_Stock |  |  |  |  | 288381.2139
S4C5 |  | Year 0: System 4 Technology 5
Technology Variables
| Tech Key | Year 0: 0
| Peak Factor (S) | Year 0: 0
| Peak Factor (W) | Year 0: 0
| Min Vintage Lifetime | Year 0: 0
| Max Vintage Lifetime | Year 0: 0
| Turnover Style | Year 0: 0
Technology Variables
| Equipment | Year 0: Label; Year 1: Min Lifetime; Year 2: Max Lifetime; Year 3: Degradation; Year 4: Usage; Year 5: Available
| E1 | Year 1: 0; Year 2: 0; Year 3: 0%; Year 4: 0; Year 5: FALSE
| E2 | Year 1: 0; Year 2: 0; Year 3: 0%; Year 4: 0; Year 5: FALSE
| E3 | Year 1: 0; Year 2: 0; Year 3: 0%; Year 4: 0; Year 5: FALSE
| E4 | Year 1: 0; Year 2: 0; Year 3: 0%; Year 4: 0; Year 5: FALSE
| E5 | Year 1: 0; Year 2: 0; Year 3: 0%; Year 4: 0; Year 5: FALSE
| E6 | Year 1: 0; Year 2: 0; Year 3: 0%; Year 4: 0; Year 5: FALSE
| E7 | Year 1: 0; Year 2: 0; Year 3: 0%; Year 4: 0; Year 5: FALSE
| E8 | Year 1: 0; Year 2: 0; Year 3: 0%; Year 4: 0; Year 5: FALSE
| E9 | Year 1: 0; Year 2: 0; Year 3: 0%; Year 4: 0; Year 5: FALSE
| E10 | Year 1: 0; Year 2: 0; Year 3: 0%; Year 4: 0; Year 5: FALSE
Original Forecast Results
| Year | Year 0 | Year 1 | Year 2 | Year 3 | Year 4 | Year 5 | Year 6 | Year 7 | Year 8 | Year 9 | Year 10 | Year 11 | Year 12 | Year 13 | Year 14 | Year 15 | Year 16 | Year 17 | Year 18 | Year 19 | Year 20 | Year 21 | Year 22 | Year 23 | Year 24 | Year 25 | Year 26 | Year 27 | Year 28 | Year 29 | Year 30 | Key
| Units | 0 | 0 | 0 | 0 | 0 | 0 | 0 | 0 | 0 | 0 | 0 | 0 | 0 | 0 | 0 | 0 | 0 | 0 | 0 | 0 | 0 | 0 | 0 | 0 | 0 | 0 | 0 | 0 | 0 | 0 | 0 | #REF! |  |  |  |  | 301957.8232
| Usage | 0 | 0 | 0 | 0 | 0 | 0 | 0 | 0 | 0 | 0 | 0 | 0 | 0 | 0 | 0 | 0 | 0 | 0 | 0 | 0 | 0 | 0 | 0 | 0 | 0 | 0 | 0 | 0 | 0 | 0 | 0 | #REF! |  |  |  |  | 1698.6543
| Peak Demand (S) | 0 | 0 | 0 | 0 | 0 | 0 | 0 | 0 | 0 | 0 | 0 | 0 | 0 | 0 | 0 | 0 | 0 | 0 | 0 | 0 | 0 | 0 | 0 | 0 | 0 | 0 | 0 | 0 | 0 | 0 | 0 | #REF! |  |  |  |  | 0
| Peak Demand (W) | 0 | 0 | 0 | 0 | 0 | 0 | 0 | 0 | 0 | 0 | 0 | 0 | 0 | 0 | 0 | 0 | 0 | 0 | 0 | 0 | 0 | 0 | 0 | 0 | 0 | 0 | 0 | 0 | 0 | 0 | 0 | #REF! |  |  |  |  | 884.6119
| Turnover | 0 | 0 | 0 | 0 | 0 | 0 | 0 | 0 | 0 | 0 | 0 | 0 | 0 | 0 | 0 | 0 | 0 | 0 | 0 | 0 | 0 | 0 | 0 | 0 | 0 | 0 | 0 | 0 | 0 | 0 | 0 | #REF! |  |  |  |  | 6885.4476
| Avg. Replacement Usage | 0 | 0 | 0 | 0 | 0 | 0 | 0 | 0 | 0 | 0 | 0 | 0 | 0 | 0 | 0 | 0 | 0 | 0 | 0 | 0 | 0 | 0 | 0 | 0 | 0 | 0 | 0 | 0 | 0 | 0 | 0 | #REF! |  |  |  |  | 5638.8522
| Avg. Replacement Demand (S) | 0 | 0 | 0 | 0 | 0 | 0 | 0 | 0 | 0 | 0 | 0 | 0 | 0 | 0 | 0 | 0 | 0 | 0 | 0 | 0 | 0 | 0 | 0 | 0 | 0 | 0 | 0 | 0 | 0 | 0 | 0 | #REF! |  |  |  |  | 0
| Avg. Replacement Demand (W) | 0 | 0 | 0 | 0 | 0 | 0 | 0 | 0 | 0 | 0 | 0 | 0 | 0 | 0 | 0 | 0 | 0 | 0 | 0 | 0 | 0 | 0 | 0 | 0 | 0 | 0 | 0 | 0 | 0 | 0 | 0 | #REF! |  |  |  |  | 2.9366
Tech Forecast Stock
| Year | Year 0 | Year 1 | Year 2 | Year 3 | Year 4 | Year 5 | Year 6 | Year 7 | Year 8 | Year 9 | Year 10 | Year 11 | Year 12 | Year 13 | Year 14 | Year 15 | Year 16 | Year 17 | Year 18 | Year 19 | Year 20 | Year 21 | Year 22 | Year 23 | Year 24 | Year 25 | Year 26 | Year 27 | Year 28 | Year 29 | Year 30
| E1 | 0 | 0 | 0 | 0 | 0 | 0 | 0 | 0 | 0 | 0 | 0 | 0 | 0 | 0 | 0 | 0 | 0 | 0 | 0 | 0 | 0 | 0 | 0 | 0 | 0 | 0 | 0 | 0 | 0 | 0 | 0
| E2 | 0 | 0 | 0 | 0 | 0 | 0 | 0 | 0 | 0 | 0 | 0 | 0 | 0 | 0 | 0 | 0 | 0 | 0 | 0 | 0 | 0 | 0 | 0 | 0 | 0 | 0 | 0 | 0 | 0 | 0 | 0
| E3 | 0 | 0 | 0 | 0 | 0 | 0 | 0 | 0 | 0 | 0 | 0 | 0 | 0 | 0 | 0 | 0 | 0 | 0 | 0 | 0 | 0 | 0 | 0 | 0 | 0 | 0 | 0 | 0 | 0 | 0 | 0
| E4 | 0 | 0 | 0 | 0 | 0 | 0 | 0 | 0 | 0 | 0 | 0 | 0 | 0 | 0 | 0 | 0 | 0 | 0 | 0 | 0 | 0 | 0 | 0 | 0 | 0 | 0 | 0 | 0 | 0 | 0 | 0
| E5 | 0 | 0 | 0 | 0 | 0 | 0 | 0 | 0 | 0 | 0 | 0 | 0 | 0 | 0 | 0 | 0 | 0 | 0 | 0 | 0 | 0 | 0 | 0 | 0 | 0 | 0 | 0 | 0 | 0 | 0 | 0
| E6 | 0 | 0 | 0 | 0 | 0 | 0 | 0 | 0 | 0 | 0 | 0 | 0 | 0 | 0 | 0 | 0 | 0 | 0 | 0 | 0 | 0 | 0 | 0 | 0 | 0 | 0 | 0 | 0 | 0 | 0 | 0
| E7 | 0 | 0 | 0 | 0 | 0 | 0 | 0 | 0 | 0 | 0 | 0 | 0 | 0 | 0 | 0 | 0 | 0 | 0 | 0 | 0 | 0 | 0 | 0 | 0 | 0 | 0 | 0 | 0 | 0 | 0 | 0
| E8 | 0 | 0 | 0 | 0 | 0 | 0 | 0 | 0 | 0 | 0 | 0 | 0 | 0 | 0 | 0 | 0 | 0 | 0 | 0 | 0 | 0 | 0 | 0 | 0 | 0 | 0 | 0 | 0 | 0 | 0 | 0
| E9 | 0 | 0 | 0 | 0 | 0 | 0 | 0 | 0 | 0 | 0 | 0 | 0 | 0 | 0 | 0 | 0 | 0 | 0 | 0 | 0 | 0 | 0 | 0 | 0 | 0 | 0 | 0 | 0 | 0 | 0 | 0
| E10 | 0 | 0 | 0 | 0 | 0 | 0 | 0 | 0 | 0 | 0 | 0 | 0 | 0 | 0 | 0 | 0 | 0 | 0 | 0 | 0 | 0 | 0 | 0 | 0 | 0 | 0 | 0 | 0 | 0 | 0 | 0
| Vintage | 0 | 0 | 0 | 0 | 0 | 0 | 0 | 0 | 0 | 0 | 0 | 0 | 0 | 0 | 0 | 0 | 0 | 0 | 0 | 0 | 0 | 0 | 0 | 0 | 0 | 0 | 0 | 0 | 0 | 0 | 0
Stock for Switching
| Year | Year 0 | Year 1 | Year 2 | Year 3 | Year 4 | Year 5 | Year 6 | Year 7 | Year 8 | Year 9 | Year 10 | Year 11 | Year 12 | Year 13 | Year 14 | Year 15 | Year 16 | Year 17 | Year 18 | Year 19 | Year 20 | Year 21 | Year 22 | Year 23 | Year 24 | Year 25 | Year 26 | Year 27 | Year 28 | Year 29 | Year 30
| E1 | 0 | 0 | 0 | 0 | 0 | 0 | 0 | 0 | 0 | 0 | 0 | 0 | 0 | 0 | 0 | 0 | 0 | 0 | 0 | 0 | 0 | 0 | 0 | 0 | 0 | 0 | 0 | 0 | 0 | 0 | 0 | 0_E1_SysStock
| E2 | 0 | 0 | 0 | 0 | 0 | 0 | 0 | 0 | 0 | 0 | 0 | 0 | 0 | 0 | 0 | 0 | 0 | 0 | 0 | 0 | 0 | 0 | 0 | 0 | 0 | 0 | 0 | 0 | 0 | 0 | 0 | 0_E2_SysStock
| E3 | 0 | 0 | 0 | 0 | 0 | 0 | 0 | 0 | 0 | 0 | 0 | 0 | 0 | 0 | 0 | 0 | 0 | 0 | 0 | 0 | 0 | 0 | 0 | 0 | 0 | 0 | 0 | 0 | 0 | 0 | 0 | 0_E3_SysStock
| E4 | 0 | 0 | 0 | 0 | 0 | 0 | 0 | 0 | 0 | 0 | 0 | 0 | 0 | 0 | 0 | 0 | 0 | 0 | 0 | 0 | 0 | 0 | 0 | 0 | 0 | 0 | 0 | 0 | 0 | 0 | 0 | 0_E4_SysStock
| E5 | 0 | 0 | 0 | 0 | 0 | 0 | 0 | 0 | 0 | 0 | 0 | 0 | 0 | 0 | 0 | 0 | 0 | 0 | 0 | 0 | 0 | 0 | 0 | 0 | 0 | 0 | 0 | 0 | 0 | 0 | 0 | 0_E5_SysStock
| E6 | 0 | 0 | 0 | 0 | 0 | 0 | 0 | 0 | 0 | 0 | 0 | 0 | 0 | 0 | 0 | 0 | 0 | 0 | 0 | 0 | 0 | 0 | 0 | 0 | 0 | 0 | 0 | 0 | 0 | 0 | 0 | 0_E6_SysStock
| E7 | 0 | 0 | 0 | 0 | 0 | 0 | 0 | 0 | 0 | 0 | 0 | 0 | 0 | 0 | 0 | 0 | 0 | 0 | 0 | 0 | 0 | 0 | 0 | 0 | 0 | 0 | 0 | 0 | 0 | 0 | 0 | 0_E7_SysStock
| E8 | 0 | 0 | 0 | 0 | 0 | 0 | 0 | 0 | 0 | 0 | 0 | 0 | 0 | 0 | 0 | 0 | 0 | 0 | 0 | 0 | 0 | 0 | 0 | 0 | 0 | 0 | 0 | 0 | 0 | 0 | 0 | 0_E8_SysStock
| E9 | 0 | 0 | 0 | 0 | 0 | 0 | 0 | 0 | 0 | 0 | 0 | 0 | 0 | 0 | 0 | 0 | 0 | 0 | 0 | 0 | 0 | 0 | 0 | 0 | 0 | 0 | 0 | 0 | 0 | 0 | 0 | 0_E9_SysStock
| E10 | 0 | 0 | 0 | 0 | 0 | 0 | 0 | 0 | 0 | 0 | 0 | 0 | 0 | 0 | 0 | 0 | 0 | 0 | 0 | 0 | 0 | 0 | 0 | 0 | 0 | 0 | 0 | 0 | 0 | 0 | 0 | 0_E10_SysStock
| Vintage | 0 | 0 | 0 | 0 | 0 | 0 | 0 | 0 | 0 | 0 | 0 | 0 | 0 | 0 | 0 | 0 | 0 | 0 | 0 | 0 | 0 | 0 | 0 | 0 | 0 | 0 | 0 | 0 | 0 | 0 | 0 | 0_Vintage_SysStock
Tech Forecast Purchases
| Year | Year 0 | Year 1 | Year 2 | Year 3 | Year 4 | Year 5 | Year 6 | Year 7 | Year 8 | Year 9 | Year 10 | Year 11 | Year 12 | Year 13 | Year 14 | Year 15 | Year 16 | Year 17 | Year 18 | Year 19 | Year 20 | Year 21 | Year 22 | Year 23 | Year 24 | Year 25 | Year 26 | Year 27 | Year 28 | Year 29 | Year 30
| E1 | 0 | 0 | 0 | 0 | 0 | 0 | 0 | 0 | 0 | 0 | 0 | 0 | 0 | 0 | 0 | 0 | 0 | 0 | 0 | 0 | 0 | 0 | 0 | 0 | 0 | 0 | 0 | 0 | 0 | 0 | 0
| E2 | 0 | 0 | 0 | 0 | 0 | 0 | 0 | 0 | 0 | 0 | 0 | 0 | 0 | 0 | 0 | 0 | 0 | 0 | 0 | 0 | 0 | 0 | 0 | 0 | 0 | 0 | 0 | 0 | 0 | 0 | 0
| E3 | 0 | 0 | 0 | 0 | 0 | 0 | 0 | 0 | 0 | 0 | 0 | 0 | 0 | 0 | 0 | 0 | 0 | 0 | 0 | 0 | 0 | 0 | 0 | 0 | 0 | 0 | 0 | 0 | 0 | 0 | 0
| E4 | 0 | 0 | 0 | 0 | 0 | 0 | 0 | 0 | 0 | 0 | 0 | 0 | 0 | 0 | 0 | 0 | 0 | 0 | 0 | 0 | 0 | 0 | 0 | 0 | 0 | 0 | 0 | 0 | 0 | 0 | 0
| E5 | 0 | 0 | 0 | 0 | 0 | 0 | 0 | 0 | 0 | 0 | 0 | 0 | 0 | 0 | 0 | 0 | 0 | 0 | 0 | 0 | 0 | 0 | 0 | 0 | 0 | 0 | 0 | 0 | 0 | 0 | 0
| E6 | 0 | 0 | 0 | 0 | 0 | 0 | 0 | 0 | 0 | 0 | 0 | 0 | 0 | 0 | 0 | 0 | 0 | 0 | 0 | 0 | 0 | 0 | 0 | 0 | 0 | 0 | 0 | 0 | 0 | 0 | 0
| E7 | 0 | 0 | 0 | 0 | 0 | 0 | 0 | 0 | 0 | 0 | 0 | 0 | 0 | 0 | 0 | 0 | 0 | 0 | 0 | 0 | 0 | 0 | 0 | 0 | 0 | 0 | 0 | 0 | 0 | 0 | 0
| E8 | 0 | 0 | 0 | 0 | 0 | 0 | 0 | 0 | 0 | 0 | 0 | 0 | 0 | 0 | 0 | 0 | 0 | 0 | 0 | 0 | 0 | 0 | 0 | 0 | 0 | 0 | 0 | 0 | 0 | 0 | 0
| E9 | 0 | 0 | 0 | 0 | 0 | 0 | 0 | 0 | 0 | 0 | 0 | 0 | 0 | 0 | 0 | 0 | 0 | 0 | 0 | 0 | 0 | 0 | 0 | 0 | 0 | 0 | 0 | 0 | 0 | 0 | 0
| E10 | 0 | 0 | 0 | 0 | 0 | 0 | 0 | 0 | 0 | 0 | 0 | 0 | 0 | 0 | 0 | 0 | 0 | 0 | 0 | 0 | 0 | 0 | 0 | 0 | 0 | 0 | 0 | 0 | 0 | 0 | 0
Potential to Switch
| Year | Year 0 | Year 1 | Year 2 | Year 3 | Year 4 | Year 5 | Year 6 | Year 7 | Year 8 | Year 9 | Year 10 | Year 11 | Year 12 | Year 13 | Year 14 | Year 15 | Year 16 | Year 17 | Year 18 | Year 19 | Year 20 | Year 21 | Year 22 | Year 23 | Year 24 | Year 25 | Year 26 | Year 27 | Year 28 | Year 29 | Year 30
| E1 | 0 | 0 | 0 | 0 | 0 | 0 | 0 | 0 | 0 | 0 | 0 | 0 | 0 | 0 | 0 | 0 | 0 | 0 | 0 | 0 | 0 | 0 | 0 | 0 | 0 | 0 | 0 | 0 | 0 | 0 | 0 | 0_E1_Switched Out
| E2 | 0 | 0 | 0 | 0 | 0 | 0 | 0 | 0 | 0 | 0 | 0 | 0 | 0 | 0 | 0 | 0 | 0 | 0 | 0 | 0 | 0 | 0 | 0 | 0 | 0 | 0 | 0 | 0 | 0 | 0 | 0 | 0_E2_Switched Out
| E3 | 0 | 0 | 0 | 0 | 0 | 0 | 0 | 0 | 0 | 0 | 0 | 0 | 0 | 0 | 0 | 0 | 0 | 0 | 0 | 0 | 0 | 0 | 0 | 0 | 0 | 0 | 0 | 0 | 0 | 0 | 0 | 0_E3_Switched Out
| E4 | 0 | 0 | 0 | 0 | 0 | 0 | 0 | 0 | 0 | 0 | 0 | 0 | 0 | 0 | 0 | 0 | 0 | 0 | 0 | 0 | 0 | 0 | 0 | 0 | 0 | 0 | 0 | 0 | 0 | 0 | 0 | 0_E4_Switched Out
| E5 | 0 | 0 | 0 | 0 | 0 | 0 | 0 | 0 | 0 | 0 | 0 | 0 | 0 | 0 | 0 | 0 | 0 | 0 | 0 | 0 | 0 | 0 | 0 | 0 | 0 | 0 | 0 | 0 | 0 | 0 | 0 | 0_E5_Switched Out
| E6 | 0 | 0 | 0 | 0 | 0 | 0 | 0 | 0 | 0 | 0 | 0 | 0 | 0 | 0 | 0 | 0 | 0 | 0 | 0 | 0 | 0 | 0 | 0 | 0 | 0 | 0 | 0 | 0 | 0 | 0 | 0 | 0_E6_Switched Out
| E7 | 0 | 0 | 0 | 0 | 0 | 0 | 0 | 0 | 0 | 0 | 0 | 0 | 0 | 0 | 0 | 0 | 0 | 0 | 0 | 0 | 0 | 0 | 0 | 0 | 0 | 0 | 0 | 0 | 0 | 0 | 0 | 0_E7_Switched Out
| E8 | 0 | 0 | 0 | 0 | 0 | 0 | 0 | 0 | 0 | 0 | 0 | 0 | 0 | 0 | 0 | 0 | 0 | 0 | 0 | 0 | 0 | 0 | 0 | 0 | 0 | 0 | 0 | 0 | 0 | 0 | 0 | 0_E8_Switched Out
| E9 | 0 | 0 | 0 | 0 | 0 | 0 | 0 | 0 | 0 | 0 | 0 | 0 | 0 | 0 | 0 | 0 | 0 | 0 | 0 | 0 | 0 | 0 | 0 | 0 | 0 | 0 | 0 | 0 | 0 | 0 | 0 | 0_E9_Switched Out
| E10 | 0 | 0 | 0 | 0 | 0 | 0 | 0 | 0 | 0 | 0 | 0 | 0 | 0 | 0 | 0 | 0 | 0 | 0 | 0 | 0 | 0 | 0 | 0 | 0 | 0 | 0 | 0 | 0 | 0 | 0 | 0 | 0_E10_Switched Out
Units Out
| E1 | 0 | 0 | 0 | 0 | 0 | 0 | 0 | 0 | 0 | 0 | 0 | 0 | 0 | 0 | 0 | 0 | 0 | 0 | 0 | 0 | 0 | 0 | 0 | 0 | 0 | 0 | 0 | 0 | 0 | 0 | 0
| E2 | 0 | 0 | 0 | 0 | 0 | 0 | 0 | 0 | 0 | 0 | 0 | 0 | 0 | 0 | 0 | 0 | 0 | 0 | 0 | 0 | 0 | 0 | 0 | 0 | 0 | 0 | 0 | 0 | 0 | 0 | 0
| E3 | 0 | 0 | 0 | 0 | 0 | 0 | 0 | 0 | 0 | 0 | 0 | 0 | 0 | 0 | 0 | 0 | 0 | 0 | 0 | 0 | 0 | 0 | 0 | 0 | 0 | 0 | 0 | 0 | 0 | 0 | 0
| E4 | 0 | 0 | 0 | 0 | 0 | 0 | 0 | 0 | 0 | 0 | 0 | 0 | 0 | 0 | 0 | 0 | 0 | 0 | 0 | 0 | 0 | 0 | 0 | 0 | 0 | 0 | 0 | 0 | 0 | 0 | 0
| E5 | 0 | 0 | 0 | 0 | 0 | 0 | 0 | 0 | 0 | 0 | 0 | 0 | 0 | 0 | 0 | 0 | 0 | 0 | 0 | 0 | 0 | 0 | 0 | 0 | 0 | 0 | 0 | 0 | 0 | 0 | 0
| E6 | 0 | 0 | 0 | 0 | 0 | 0 | 0 | 0 | 0 | 0 | 0 | 0 | 0 | 0 | 0 | 0 | 0 | 0 | 0 | 0 | 0 | 0 | 0 | 0 | 0 | 0 | 0 | 0 | 0 | 0 | 0
| E7 | 0 | 0 | 0 | 0 | 0 | 0 | 0 | 0 | 0 | 0 | 0 | 0 | 0 | 0 | 0 | 0 | 0 | 0 | 0 | 0 | 0 | 0 | 0 | 0 | 0 | 0 | 0 | 0 | 0 | 0 | 0
| E8 | 0 | 0 | 0 | 0 | 0 | 0 | 0 | 0 | 0 | 0 | 0 | 0 | 0 | 0 | 0 | 0 | 0 | 0 | 0 | 0 | 0 | 0 | 0 | 0 | 0 | 0 | 0 | 0 | 0 | 0 | 0
| E9 | 0 | 0 | 0 | 0 | 0 | 0 | 0 | 0 | 0 | 0 | 0 | 0 | 0 | 0 | 0 | 0 | 0 | 0 | 0 | 0 | 0 | 0 | 0 | 0 | 0 | 0 | 0 | 0 | 0 | 0 | 0
| E10 | 0 | 0 | 0 | 0 | 0 | 0 | 0 | 0 | 0 | 0 | 0 | 0 | 0 | 0 | 0 | 0 | 0 | 0 | 0 | 0 | 0 | 0 | 0 | 0 | 0 | 0 | 0 | 0 | 0 | 0 | 0
| Vintage | 0 | 0 | 0 | 0 | 0 | 0 | 0 | 0 | 0 | 0 | 0 | 0 | 0 | 0 | 0 | 0 | 0 | 0 | 0 | 0 | 0 | 0 | 0 | 0 | 0 | 0 | 0 | 0 | 0 | 0 | 0
Tech Purchase Shares
| Year | Year 0 | Year 1 | Year 2 | Year 3 | Year 4 | Year 5 | Year 6 | Year 7 | Year 8 | Year 9 | Year 10 | Year 11 | Year 12 | Year 13 | Year 14 | Year 15 | Year 16 | Year 17 | Year 18 | Year 19 | Year 20 | Year 21 | Year 22 | Year 23 | Year 24 | Year 25 | Year 26 | Year 27 | Year 28 | Year 29 | Year 30
E1 | bar: Year 0 to Year 30
E2 | bar: Year 0 to Year 30
E3 | bar: Year 0 to Year 30
E4 | bar: Year 0 to Year 30
E5 | bar: Year 0 to Year 30
E6 | bar: Year 0 to Year 30
E7 | bar: Year 0 to Year 30
E8 | bar: Year 0 to Year 30
E9 | bar: Year 0 to Year 30
E10 | bar: Year 0 to Year 30
Units In from Switching
| E1 | 0 | 0 | 0 | 0 | 0 | 0 | 0 | 0 | 0 | 0 | 0 | 0 | 0 | 0 | 0 | 0 | 0 | 0 | 0 | 0 | 0 | 0 | 0 | 0 | 0 | 0 | 0 | 0 | 0 | 0 | 0
| E2 | 0 | 0 | 0 | 0 | 0 | 0 | 0 | 0 | 0 | 0 | 0 | 0 | 0 | 0 | 0 | 0 | 0 | 0 | 0 | 0 | 0 | 0 | 0 | 0 | 0 | 0 | 0 | 0 | 0 | 0 | 0
| E3 | 0 | 0 | 0 | 0 | 0 | 0 | 0 | 0 | 0 | 0 | 0 | 0 | 0 | 0 | 0 | 0 | 0 | 0 | 0 | 0 | 0 | 0 | 0 | 0 | 0 | 0 | 0 | 0 | 0 | 0 | 0
| E4 | 0 | 0 | 0 | 0 | 0 | 0 | 0 | 0 | 0 | 0 | 0 | 0 | 0 | 0 | 0 | 0 | 0 | 0 | 0 | 0 | 0 | 0 | 0 | 0 | 0 | 0 | 0 | 0 | 0 | 0 | 0
| E5 | 0 | 0 | 0 | 0 | 0 | 0 | 0 | 0 | 0 | 0 | 0 | 0 | 0 | 0 | 0 | 0 | 0 | 0 | 0 | 0 | 0 | 0 | 0 | 0 | 0 | 0 | 0 | 0 | 0 | 0 | 0
| E6 | 0 | 0 | 0 | 0 | 0 | 0 | 0 | 0 | 0 | 0 | 0 | 0 | 0 | 0 | 0 | 0 | 0 | 0 | 0 | 0 | 0 | 0 | 0 | 0 | 0 | 0 | 0 | 0 | 0 | 0 | 0
| E7 | 0 | 0 | 0 | 0 | 0 | 0 | 0 | 0 | 0 | 0 | 0 | 0 | 0 | 0 | 0 | 0 | 0 | 0 | 0 | 0 | 0 | 0 | 0 | 0 | 0 | 0 | 0 | 0 | 0 | 0 | 0
| E8 | 0 | 0 | 0 | 0 | 0 | 0 | 0 | 0 | 0 | 0 | 0 | 0 | 0 | 0 | 0 | 0 | 0 | 0 | 0 | 0 | 0 | 0 | 0 | 0 | 0 | 0 | 0 | 0 | 0 | 0 | 0
| E9 | 0 | 0 | 0 | 0 | 0 | 0 | 0 | 0 | 0 | 0 | 0 | 0 | 0 | 0 | 0 | 0 | 0 | 0 | 0 | 0 | 0 | 0 | 0 | 0 | 0 | 0 | 0 | 0 | 0 | 0 | 0
| E10 | 0 | 0 | 0 | 0 | 0 | 0 | 0 | 0 | 0 | 0 | 0 | 0 | 0 | 0 | 0 | 0 | 0 | 0 | 0 | 0 | 0 | 0 | 0 | 0 | 0 | 0 | 0 | 0 | 0 | 0 | 0
| Vintage | 0 | 0 | 0 | 0 | 0 | 0 | 0 | 0 | 0 | 0 | 0 | 0 | 0 | 0 | 0 | 0 | 0 | 0 | 0 | 0 | 0 | 0 | 0 | 0 | 0 | 0 | 0 | 0 | 0 | 0 | 0
Net Change
| Year | Year 0 | Year 1 | Year 2 | Year 3 | Year 4 | Year 5 | Year 6 | Year 7 | Year 8 | Year 9 | Year 10 | Year 11 | Year 12 | Year 13 | Year 14 | Year 15 | Year 16 | Year 17 | Year 18 | Year 19 | Year 20 | Year 21 | Year 22 | Year 23 | Year 24 | Year 25 | Year 26 | Year 27 | Year 28 | Year 29 | Year 30 | Key
| Units | 0 | 0 | 0 | 0 | 0 | 0 | 0 | 0 | 0 | 0 | 0 | 0 | 0 | 0 | 0 | 0 | 0 | 0 | 0 | 0 | 0 | 0 | 0 | 0 | 0 | 0 | 0 | 0 | 0 | 0 | 0 | 0_Units |  |  |  |  | 301957.8232
| Usage | 0 | 0 | 0 | 0 | 0 | 0 | 0 | 0 | 0 | 0 | 0 | 0 | 0 | 0 | 0 | 0 | 0 | 0 | 0 | 0 | 0 | 0 | 0 | 0 | 0 | 0 | 0 | 0 | 0 | 0 | 0 | 0_Usage |  |  |  |  | 1698.6543
| Peak Demand (S) | 0 | 0 | 0 | 0 | 0 | 0 | 0 | 0 | 0 | 0 | 0 | 0 | 0 | 0 | 0 | 0 | 0 | 0 | 0 | 0 | 0 | 0 | 0 | 0 | 0 | 0 | 0 | 0 | 0 | 0 | 0 | 0_Peak Demand (S) |  |  |  |  | 0
| Peak Demand (W) | 0 | 0 | 0 | 0 | 0 | 0 | 0 | 0 | 0 | 0 | 0 | 0 | 0 | 0 | 0 | 0 | 0 | 0 | 0 | 0 | 0 | 0 | 0 | 0 | 0 | 0 | 0 | 0 | 0 | 0 | 0 | 0_Peak Demand (W) |  |  |  |  | 884.6119
| Turnover | 0 | 0 | 0 | 0 | 0 | 0 | 0 | 0 | 0 | 0 | 0 | 0 | 0 | 0 | 0 | 0 | 0 | 0 | 0 | 0 | 0 | 0 | 0 | 0 | 0 | 0 | 0 | 0 | 0 | 0 | 0 | 0_Turnover |  |  |  |  | 6885.4476
| Avg. Replacement Usage | 0 | 0 | 0 | 0 | 0 | 0 | 0 | 0 | 0 | 0 | 0 | 0 | 0 | 0 | 0 | 0 | 0 | 0 | 0 | 0 | 0 | 0 | 0 | 0 | 0 | 0 | 0 | 0 | 0 | 0 | 0 | 0_Avg. Replacement Usage |  |  |  |  | 5638.8522
| Avg. Replacement Demand (S) | 0 | 0 | 0 | 0 | 0 | 0 | 0 | 0 | 0 | 0 | 0 | 0 | 0 | 0 | 0 | 0 | 0 | 0 | 0 | 0 | 0 | 0 | 0 | 0 | 0 | 0 | 0 | 0 | 0 | 0 | 0 | 0_Avg. Replacement Demand (S) |  |  |  |  | 0
| Avg. Replacement Demand (W) | 0 | 0 | 0 | 0 | 0 | 0 | 0 | 0 | 0 | 0 | 0 | 0 | 0 | 0 | 0 | 0 | 0 | 0 | 0 | 0 | 0 | 0 | 0 | 0 | 0 | 0 | 0 | 0 | 0 | 0 | 0 | 0_Avg. Replacement Demand (W) |  |  |  |  | 2.9366
Purchases
| Year | Year 0 | Year 1 | Year 2 | Year 3 | Year 4 | Year 5 | Year 6 | Year 7 | Year 8 | Year 9 | Year 10 | Year 11 | Year 12 | Year 13 | Year 14 | Year 15 | Year 16 | Year 17 | Year 18 | Year 19 | Year 20 | Year 21 | Year 22 | Year 23 | Year 24 | Year 25 | Year 26 | Year 27 | Year 28 | Year 29 | Year 30
| E1 | 0 | 0 | 0 | 0 | 0 | 0 | 0 | 0 | 0 | 0 | 0 | 0 | 0 | 0 | 0 | 0 | 0 | 0 | 0 | 0 | 0 | 0 | 0 | 0 | 0 | 0 | 0 | 0 | 0 | 0 | 0 | 0_E1_Purchases |  |  |  |  | 6885.4476
| E2 | 0 | 0 | 0 | 0 | 0 | 0 | 0 | 0 | 0 | 0 | 0 | 0 | 0 | 0 | 0 | 0 | 0 | 0 | 0 | 0 | 0 | 0 | 0 | 0 | 0 | 0 | 0 | 0 | 0 | 0 | 0 | 0_E2_Purchases |  |  |  |  | 0
| E3 | 0 | 0 | 0 | 0 | 0 | 0 | 0 | 0 | 0 | 0 | 0 | 0 | 0 | 0 | 0 | 0 | 0 | 0 | 0 | 0 | 0 | 0 | 0 | 0 | 0 | 0 | 0 | 0 | 0 | 0 | 0 | 0_E3_Purchases |  |  |  |  | 0
| E4 | 0 | 0 | 0 | 0 | 0 | 0 | 0 | 0 | 0 | 0 | 0 | 0 | 0 | 0 | 0 | 0 | 0 | 0 | 0 | 0 | 0 | 0 | 0 | 0 | 0 | 0 | 0 | 0 | 0 | 0 | 0 | 0_E4_Purchases |  |  |  |  | 0
| E5 | 0 | 0 | 0 | 0 | 0 | 0 | 0 | 0 | 0 | 0 | 0 | 0 | 0 | 0 | 0 | 0 | 0 | 0 | 0 | 0 | 0 | 0 | 0 | 0 | 0 | 0 | 0 | 0 | 0 | 0 | 0 | 0_E5_Purchases |  |  |  |  | 0
| E6 | 0 | 0 | 0 | 0 | 0 | 0 | 0 | 0 | 0 | 0 | 0 | 0 | 0 | 0 | 0 | 0 | 0 | 0 | 0 | 0 | 0 | 0 | 0 | 0 | 0 | 0 | 0 | 0 | 0 | 0 | 0 | 0_E6_Purchases |  |  |  |  | 0
| E7 | 0 | 0 | 0 | 0 | 0 | 0 | 0 | 0 | 0 | 0 | 0 | 0 | 0 | 0 | 0 | 0 | 0 | 0 | 0 | 0 | 0 | 0 | 0 | 0 | 0 | 0 | 0 | 0 | 0 | 0 | 0 | 0_E7_Purchases |  |  |  |  | 0
| E8 | 0 | 0 | 0 | 0 | 0 | 0 | 0 | 0 | 0 | 0 | 0 | 0 | 0 | 0 | 0 | 0 | 0 | 0 | 0 | 0 | 0 | 0 | 0 | 0 | 0 | 0 | 0 | 0 | 0 | 0 | 0 | 0_E8_Purchases |  |  |  |  | 0
| E9 | 0 | 0 | 0 | 0 | 0 | 0 | 0 | 0 | 0 | 0 | 0 | 0 | 0 | 0 | 0 | 0 | 0 | 0 | 0 | 0 | 0 | 0 | 0 | 0 | 0 | 0 | 0 | 0 | 0 | 0 | 0 | 0_E9_Purchases |  |  |  |  | 0
| E10 | 0 | 0 | 0 | 0 | 0 | 0 | 0 | 0 | 0 | 0 | 0 | 0 | 0 | 0 | 0 | 0 | 0 | 0 | 0 | 0 | 0 | 0 | 0 | 0 | 0 | 0 | 0 | 0 | 0 | 0 | 0 | 0_E10_Purchases |  |  |  |  | 0
Stock
| Year | Year 0 | Year 1 | Year 2 | Year 3 | Year 4 | Year 5 | Year 6 | Year 7 | Year 8 | Year 9 | Year 10 | Year 11 | Year 12 | Year 13 | Year 14 | Year 15 | Year 16 | Year 17 | Year 18 | Year 19 | Year 20 | Year 21 | Year 22 | Year 23 | Year 24 | Year 25 | Year 26 | Year 27 | Year 28 | Year 29 | Year 30
| E1 | 0 | 0 | 0 | 0 | 0 | 0 | 0 | 0 | 0 | 0 | 0 | 0 | 0 | 0 | 0 | 0 | 0 | 0 | 0 | 0 | 0 | 0 | 0 | 0 | 0 | 0 | 0 | 0 | 0 | 0 | 0 | 0_E1_Stock |  |  |  |  | 13576.6093
| E2 | 0 | 0 | 0 | 0 | 0 | 0 | 0 | 0 | 0 | 0 | 0 | 0 | 0 | 0 | 0 | 0 | 0 | 0 | 0 | 0 | 0 | 0 | 0 | 0 | 0 | 0 | 0 | 0 | 0 | 0 | 0 | 0_E2_Stock |  |  |  |  | 0
| E3 | 0 | 0 | 0 | 0 | 0 | 0 | 0 | 0 | 0 | 0 | 0 | 0 | 0 | 0 | 0 | 0 | 0 | 0 | 0 | 0 | 0 | 0 | 0 | 0 | 0 | 0 | 0 | 0 | 0 | 0 | 0 | 0_E3_Stock |  |  |  |  | 0
| E4 | 0 | 0 | 0 | 0 | 0 | 0 | 0 | 0 | 0 | 0 | 0 | 0 | 0 | 0 | 0 | 0 | 0 | 0 | 0 | 0 | 0 | 0 | 0 | 0 | 0 | 0 | 0 | 0 | 0 | 0 | 0 | 0_E4_Stock |  |  |  |  | 0
| E5 | 0 | 0 | 0 | 0 | 0 | 0 | 0 | 0 | 0 | 0 | 0 | 0 | 0 | 0 | 0 | 0 | 0 | 0 | 0 | 0 | 0 | 0 | 0 | 0 | 0 | 0 | 0 | 0 | 0 | 0 | 0 | 0_E5_Stock |  |  |  |  | 0
| E6 | 0 | 0 | 0 | 0 | 0 | 0 | 0 | 0 | 0 | 0 | 0 | 0 | 0 | 0 | 0 | 0 | 0 | 0 | 0 | 0 | 0 | 0 | 0 | 0 | 0 | 0 | 0 | 0 | 0 | 0 | 0 | 0_E6_Stock |  |  |  |  | 0
| E7 | 0 | 0 | 0 | 0 | 0 | 0 | 0 | 0 | 0 | 0 | 0 | 0 | 0 | 0 | 0 | 0 | 0 | 0 | 0 | 0 | 0 | 0 | 0 | 0 | 0 | 0 | 0 | 0 | 0 | 0 | 0 | 0_E7_Stock |  |  |  |  | 0
| E8 | 0 | 0 | 0 | 0 | 0 | 0 | 0 | 0 | 0 | 0 | 0 | 0 | 0 | 0 | 0 | 0 | 0 | 0 | 0 | 0 | 0 | 0 | 0 | 0 | 0 | 0 | 0 | 0 | 0 | 0 | 0 | 0_E8_Stock |  |  |  |  | 0
| E9 | 0 | 0 | 0 | 0 | 0 | 0 | 0 | 0 | 0 | 0 | 0 | 0 | 0 | 0 | 0 | 0 | 0 | 0 | 0 | 0 | 0 | 0 | 0 | 0 | 0 | 0 | 0 | 0 | 0 | 0 | 0 | 0_E9_Stock |  |  |  |  | 0
| E10 | 0 | 0 | 0 | 0 | 0 | 0 | 0 | 0 | 0 | 0 | 0 | 0 | 0 | 0 | 0 | 0 | 0 | 0 | 0 | 0 | 0 | 0 | 0 | 0 | 0 | 0 | 0 | 0 | 0 | 0 | 0 | 0_E10_Stock |  |  |  |  | 0
| Vintage | 0 | 0 | 0 | 0 | 0 | 0 | 0 | 0 | 0 | 0 | 0 | 0 | 0 | 0 | 0 | 0 | 0 | 0 | 0 | 0 | 0 | 0 | 0 | 0 | 0 | 0 | 0 | 0 | 0 | 0 | 0 | 0_Vintage_Stock |  |  |  |  | 288381.2139
S5C1 |  | Year 0: System 5 Technology 1
Technology Variables
| Tech Key | Year 0: 0
| Peak Factor (S) | Year 0: 0
| Peak Factor (W) | Year 0: 0
| Min Vintage Lifetime | Year 0: 0
| Max Vintage Lifetime | Year 0: 0
| Turnover Style | Year 0: 0
Technology Variables
| Equipment | Year 0: Label; Year 1: Min Lifetime; Year 2: Max Lifetime; Year 3: Degradation; Year 4: Usage; Year 5: Available
| E1 | Year 1: 0; Year 2: 0; Year 3: 0%; Year 4: 0; Year 5: FALSE
| E2 | Year 1: 0; Year 2: 0; Year 3: 0%; Year 4: 0; Year 5: FALSE
| E3 | Year 1: 0; Year 2: 0; Year 3: 0%; Year 4: 0; Year 5: FALSE
| E4 | Year 1: 0; Year 2: 0; Year 3: 0%; Year 4: 0; Year 5: FALSE
| E5 | Year 1: 0; Year 2: 0; Year 3: 0%; Year 4: 0; Year 5: FALSE
| E6 | Year 1: 0; Year 2: 0; Year 3: 0%; Year 4: 0; Year 5: FALSE
| E7 | Year 1: 0; Year 2: 0; Year 3: 0%; Year 4: 0; Year 5: FALSE
| E8 | Year 1: 0; Year 2: 0; Year 3: 0%; Year 4: 0; Year 5: FALSE
| E9 | Year 1: 0; Year 2: 0; Year 3: 0%; Year 4: 0; Year 5: FALSE
| E10 | Year 1: 0; Year 2: 0; Year 3: 0%; Year 4: 0; Year 5: FALSE
Original Forecast Results
| Year | Year 0 | Year 1 | Year 2 | Year 3 | Year 4 | Year 5 | Year 6 | Year 7 | Year 8 | Year 9 | Year 10 | Year 11 | Year 12 | Year 13 | Year 14 | Year 15 | Year 16 | Year 17 | Year 18 | Year 19 | Year 20 | Year 21 | Year 22 | Year 23 | Year 24 | Year 25 | Year 26 | Year 27 | Year 28 | Year 29 | Year 30 | Key
| Units | 0 | 0 | 0 | 0 | 0 | 0 | 0 | 0 | 0 | 0 | 0 | 0 | 0 | 0 | 0 | 0 | 0 | 0 | 0 | 0 | 0 | 0 | 0 | 0 | 0 | 0 | 0 | 0 | 0 | 0 | 0 | #REF! |  |  |  |  | 301957.8232
| Usage | 0 | 0 | 0 | 0 | 0 | 0 | 0 | 0 | 0 | 0 | 0 | 0 | 0 | 0 | 0 | 0 | 0 | 0 | 0 | 0 | 0 | 0 | 0 | 0 | 0 | 0 | 0 | 0 | 0 | 0 | 0 | #REF! |  |  |  |  | 1698.6543
| Peak Demand (S) | 0 | 0 | 0 | 0 | 0 | 0 | 0 | 0 | 0 | 0 | 0 | 0 | 0 | 0 | 0 | 0 | 0 | 0 | 0 | 0 | 0 | 0 | 0 | 0 | 0 | 0 | 0 | 0 | 0 | 0 | 0 | #REF! |  |  |  |  | 0
| Peak Demand (W) | 0 | 0 | 0 | 0 | 0 | 0 | 0 | 0 | 0 | 0 | 0 | 0 | 0 | 0 | 0 | 0 | 0 | 0 | 0 | 0 | 0 | 0 | 0 | 0 | 0 | 0 | 0 | 0 | 0 | 0 | 0 | #REF! |  |  |  |  | 884.6119
| Turnover | 0 | 0 | 0 | 0 | 0 | 0 | 0 | 0 | 0 | 0 | 0 | 0 | 0 | 0 | 0 | 0 | 0 | 0 | 0 | 0 | 0 | 0 | 0 | 0 | 0 | 0 | 0 | 0 | 0 | 0 | 0 | #REF! |  |  |  |  | 6885.4476
| Avg. Replacement Usage | 0 | 0 | 0 | 0 | 0 | 0 | 0 | 0 | 0 | 0 | 0 | 0 | 0 | 0 | 0 | 0 | 0 | 0 | 0 | 0 | 0 | 0 | 0 | 0 | 0 | 0 | 0 | 0 | 0 | 0 | 0 | #REF! |  |  |  |  | 5638.8522
| Avg. Replacement Demand (S) | 0 | 0 | 0 | 0 | 0 | 0 | 0 | 0 | 0 | 0 | 0 | 0 | 0 | 0 | 0 | 0 | 0 | 0 | 0 | 0 | 0 | 0 | 0 | 0 | 0 | 0 | 0 | 0 | 0 | 0 | 0 | #REF! |  |  |  |  | 0
| Avg. Replacement Demand (W) | 0 | 0 | 0 | 0 | 0 | 0 | 0 | 0 | 0 | 0 | 0 | 0 | 0 | 0 | 0 | 0 | 0 | 0 | 0 | 0 | 0 | 0 | 0 | 0 | 0 | 0 | 0 | 0 | 0 | 0 | 0 | #REF! |  |  |  |  | 2.9366
Tech Forecast Stock
| Year | Year 0 | Year 1 | Year 2 | Year 3 | Year 4 | Year 5 | Year 6 | Year 7 | Year 8 | Year 9 | Year 10 | Year 11 | Year 12 | Year 13 | Year 14 | Year 15 | Year 16 | Year 17 | Year 18 | Year 19 | Year 20 | Year 21 | Year 22 | Year 23 | Year 24 | Year 25 | Year 26 | Year 27 | Year 28 | Year 29 | Year 30
| E1 | 0 | 0 | 0 | 0 | 0 | 0 | 0 | 0 | 0 | 0 | 0 | 0 | 0 | 0 | 0 | 0 | 0 | 0 | 0 | 0 | 0 | 0 | 0 | 0 | 0 | 0 | 0 | 0 | 0 | 0 | 0
| E2 | 0 | 0 | 0 | 0 | 0 | 0 | 0 | 0 | 0 | 0 | 0 | 0 | 0 | 0 | 0 | 0 | 0 | 0 | 0 | 0 | 0 | 0 | 0 | 0 | 0 | 0 | 0 | 0 | 0 | 0 | 0
| E3 | 0 | 0 | 0 | 0 | 0 | 0 | 0 | 0 | 0 | 0 | 0 | 0 | 0 | 0 | 0 | 0 | 0 | 0 | 0 | 0 | 0 | 0 | 0 | 0 | 0 | 0 | 0 | 0 | 0 | 0 | 0
| E4 | 0 | 0 | 0 | 0 | 0 | 0 | 0 | 0 | 0 | 0 | 0 | 0 | 0 | 0 | 0 | 0 | 0 | 0 | 0 | 0 | 0 | 0 | 0 | 0 | 0 | 0 | 0 | 0 | 0 | 0 | 0
| E5 | 0 | 0 | 0 | 0 | 0 | 0 | 0 | 0 | 0 | 0 | 0 | 0 | 0 | 0 | 0 | 0 | 0 | 0 | 0 | 0 | 0 | 0 | 0 | 0 | 0 | 0 | 0 | 0 | 0 | 0 | 0
| E6 | 0 | 0 | 0 | 0 | 0 | 0 | 0 | 0 | 0 | 0 | 0 | 0 | 0 | 0 | 0 | 0 | 0 | 0 | 0 | 0 | 0 | 0 | 0 | 0 | 0 | 0 | 0 | 0 | 0 | 0 | 0
| E7 | 0 | 0 | 0 | 0 | 0 | 0 | 0 | 0 | 0 | 0 | 0 | 0 | 0 | 0 | 0 | 0 | 0 | 0 | 0 | 0 | 0 | 0 | 0 | 0 | 0 | 0 | 0 | 0 | 0 | 0 | 0
| E8 | 0 | 0 | 0 | 0 | 0 | 0 | 0 | 0 | 0 | 0 | 0 | 0 | 0 | 0 | 0 | 0 | 0 | 0 | 0 | 0 | 0 | 0 | 0 | 0 | 0 | 0 | 0 | 0 | 0 | 0 | 0
| E9 | 0 | 0 | 0 | 0 | 0 | 0 | 0 | 0 | 0 | 0 | 0 | 0 | 0 | 0 | 0 | 0 | 0 | 0 | 0 | 0 | 0 | 0 | 0 | 0 | 0 | 0 | 0 | 0 | 0 | 0 | 0
| E10 | 0 | 0 | 0 | 0 | 0 | 0 | 0 | 0 | 0 | 0 | 0 | 0 | 0 | 0 | 0 | 0 | 0 | 0 | 0 | 0 | 0 | 0 | 0 | 0 | 0 | 0 | 0 | 0 | 0 | 0 | 0
| Vintage | 0 | 0 | 0 | 0 | 0 | 0 | 0 | 0 | 0 | 0 | 0 | 0 | 0 | 0 | 0 | 0 | 0 | 0 | 0 | 0 | 0 | 0 | 0 | 0 | 0 | 0 | 0 | 0 | 0 | 0 | 0
Stock for Switching
| Year | Year 0 | Year 1 | Year 2 | Year 3 | Year 4 | Year 5 | Year 6 | Year 7 | Year 8 | Year 9 | Year 10 | Year 11 | Year 12 | Year 13 | Year 14 | Year 15 | Year 16 | Year 17 | Year 18 | Year 19 | Year 20 | Year 21 | Year 22 | Year 23 | Year 24 | Year 25 | Year 26 | Year 27 | Year 28 | Year 29 | Year 30
| E1 | 0 | 0 | 0 | 0 | 0 | 0 | 0 | 0 | 0 | 0 | 0 | 0 | 0 | 0 | 0 | 0 | 0 | 0 | 0 | 0 | 0 | 0 | 0 | 0 | 0 | 0 | 0 | 0 | 0 | 0 | 0 | 0_E1_SysStock
| E2 | 0 | 0 | 0 | 0 | 0 | 0 | 0 | 0 | 0 | 0 | 0 | 0 | 0 | 0 | 0 | 0 | 0 | 0 | 0 | 0 | 0 | 0 | 0 | 0 | 0 | 0 | 0 | 0 | 0 | 0 | 0 | 0_E2_SysStock
| E3 | 0 | 0 | 0 | 0 | 0 | 0 | 0 | 0 | 0 | 0 | 0 | 0 | 0 | 0 | 0 | 0 | 0 | 0 | 0 | 0 | 0 | 0 | 0 | 0 | 0 | 0 | 0 | 0 | 0 | 0 | 0 | 0_E3_SysStock
| E4 | 0 | 0 | 0 | 0 | 0 | 0 | 0 | 0 | 0 | 0 | 0 | 0 | 0 | 0 | 0 | 0 | 0 | 0 | 0 | 0 | 0 | 0 | 0 | 0 | 0 | 0 | 0 | 0 | 0 | 0 | 0 | 0_E4_SysStock
| E5 | 0 | 0 | 0 | 0 | 0 | 0 | 0 | 0 | 0 | 0 | 0 | 0 | 0 | 0 | 0 | 0 | 0 | 0 | 0 | 0 | 0 | 0 | 0 | 0 | 0 | 0 | 0 | 0 | 0 | 0 | 0 | 0_E5_SysStock
| E6 | 0 | 0 | 0 | 0 | 0 | 0 | 0 | 0 | 0 | 0 | 0 | 0 | 0 | 0 | 0 | 0 | 0 | 0 | 0 | 0 | 0 | 0 | 0 | 0 | 0 | 0 | 0 | 0 | 0 | 0 | 0 | 0_E6_SysStock
| E7 | 0 | 0 | 0 | 0 | 0 | 0 | 0 | 0 | 0 | 0 | 0 | 0 | 0 | 0 | 0 | 0 | 0 | 0 | 0 | 0 | 0 | 0 | 0 | 0 | 0 | 0 | 0 | 0 | 0 | 0 | 0 | 0_E7_SysStock
| E8 | 0 | 0 | 0 | 0 | 0 | 0 | 0 | 0 | 0 | 0 | 0 | 0 | 0 | 0 | 0 | 0 | 0 | 0 | 0 | 0 | 0 | 0 | 0 | 0 | 0 | 0 | 0 | 0 | 0 | 0 | 0 | 0_E8_SysStock
| E9 | 0 | 0 | 0 | 0 | 0 | 0 | 0 | 0 | 0 | 0 | 0 | 0 | 0 | 0 | 0 | 0 | 0 | 0 | 0 | 0 | 0 | 0 | 0 | 0 | 0 | 0 | 0 | 0 | 0 | 0 | 0 | 0_E9_SysStock
| E10 | 0 | 0 | 0 | 0 | 0 | 0 | 0 | 0 | 0 | 0 | 0 | 0 | 0 | 0 | 0 | 0 | 0 | 0 | 0 | 0 | 0 | 0 | 0 | 0 | 0 | 0 | 0 | 0 | 0 | 0 | 0 | 0_E10_SysStock
| Vintage | 0 | 0 | 0 | 0 | 0 | 0 | 0 | 0 | 0 | 0 | 0 | 0 | 0 | 0 | 0 | 0 | 0 | 0 | 0 | 0 | 0 | 0 | 0 | 0 | 0 | 0 | 0 | 0 | 0 | 0 | 0 | 0_Vintage_SysStock
Tech Forecast Purchases
| Year | Year 0 | Year 1 | Year 2 | Year 3 | Year 4 | Year 5 | Year 6 | Year 7 | Year 8 | Year 9 | Year 10 | Year 11 | Year 12 | Year 13 | Year 14 | Year 15 | Year 16 | Year 17 | Year 18 | Year 19 | Year 20 | Year 21 | Year 22 | Year 23 | Year 24 | Year 25 | Year 26 | Year 27 | Year 28 | Year 29 | Year 30
| E1 | 0 | 0 | 0 | 0 | 0 | 0 | 0 | 0 | 0 | 0 | 0 | 0 | 0 | 0 | 0 | 0 | 0 | 0 | 0 | 0 | 0 | 0 | 0 | 0 | 0 | 0 | 0 | 0 | 0 | 0 | 0
| E2 | 0 | 0 | 0 | 0 | 0 | 0 | 0 | 0 | 0 | 0 | 0 | 0 | 0 | 0 | 0 | 0 | 0 | 0 | 0 | 0 | 0 | 0 | 0 | 0 | 0 | 0 | 0 | 0 | 0 | 0 | 0
| E3 | 0 | 0 | 0 | 0 | 0 | 0 | 0 | 0 | 0 | 0 | 0 | 0 | 0 | 0 | 0 | 0 | 0 | 0 | 0 | 0 | 0 | 0 | 0 | 0 | 0 | 0 | 0 | 0 | 0 | 0 | 0
| E4 | 0 | 0 | 0 | 0 | 0 | 0 | 0 | 0 | 0 | 0 | 0 | 0 | 0 | 0 | 0 | 0 | 0 | 0 | 0 | 0 | 0 | 0 | 0 | 0 | 0 | 0 | 0 | 0 | 0 | 0 | 0
| E5 | 0 | 0 | 0 | 0 | 0 | 0 | 0 | 0 | 0 | 0 | 0 | 0 | 0 | 0 | 0 | 0 | 0 | 0 | 0 | 0 | 0 | 0 | 0 | 0 | 0 | 0 | 0 | 0 | 0 | 0 | 0
| E6 | 0 | 0 | 0 | 0 | 0 | 0 | 0 | 0 | 0 | 0 | 0 | 0 | 0 | 0 | 0 | 0 | 0 | 0 | 0 | 0 | 0 | 0 | 0 | 0 | 0 | 0 | 0 | 0 | 0 | 0 | 0
| E7 | 0 | 0 | 0 | 0 | 0 | 0 | 0 | 0 | 0 | 0 | 0 | 0 | 0 | 0 | 0 | 0 | 0 | 0 | 0 | 0 | 0 | 0 | 0 | 0 | 0 | 0 | 0 | 0 | 0 | 0 | 0
| E8 | 0 | 0 | 0 | 0 | 0 | 0 | 0 | 0 | 0 | 0 | 0 | 0 | 0 | 0 | 0 | 0 | 0 | 0 | 0 | 0 | 0 | 0 | 0 | 0 | 0 | 0 | 0 | 0 | 0 | 0 | 0
| E9 | 0 | 0 | 0 | 0 | 0 | 0 | 0 | 0 | 0 | 0 | 0 | 0 | 0 | 0 | 0 | 0 | 0 | 0 | 0 | 0 | 0 | 0 | 0 | 0 | 0 | 0 | 0 | 0 | 0 | 0 | 0
| E10 | 0 | 0 | 0 | 0 | 0 | 0 | 0 | 0 | 0 | 0 | 0 | 0 | 0 | 0 | 0 | 0 | 0 | 0 | 0 | 0 | 0 | 0 | 0 | 0 | 0 | 0 | 0 | 0 | 0 | 0 | 0
Potential to Switch
| Year | Year 0 | Year 1 | Year 2 | Year 3 | Year 4 | Year 5 | Year 6 | Year 7 | Year 8 | Year 9 | Year 10 | Year 11 | Year 12 | Year 13 | Year 14 | Year 15 | Year 16 | Year 17 | Year 18 | Year 19 | Year 20 | Year 21 | Year 22 | Year 23 | Year 24 | Year 25 | Year 26 | Year 27 | Year 28 | Year 29 | Year 30
| E1 | 0 | 0 | 0 | 0 | 0 | 0 | 0 | 0 | 0 | 0 | 0 | 0 | 0 | 0 | 0 | 0 | 0 | 0 | 0 | 0 | 0 | 0 | 0 | 0 | 0 | 0 | 0 | 0 | 0 | 0 | 0 | 0_E1_Switched Out
| E2 | 0 | 0 | 0 | 0 | 0 | 0 | 0 | 0 | 0 | 0 | 0 | 0 | 0 | 0 | 0 | 0 | 0 | 0 | 0 | 0 | 0 | 0 | 0 | 0 | 0 | 0 | 0 | 0 | 0 | 0 | 0 | 0_E2_Switched Out
| E3 | 0 | 0 | 0 | 0 | 0 | 0 | 0 | 0 | 0 | 0 | 0 | 0 | 0 | 0 | 0 | 0 | 0 | 0 | 0 | 0 | 0 | 0 | 0 | 0 | 0 | 0 | 0 | 0 | 0 | 0 | 0 | 0_E3_Switched Out
| E4 | 0 | 0 | 0 | 0 | 0 | 0 | 0 | 0 | 0 | 0 | 0 | 0 | 0 | 0 | 0 | 0 | 0 | 0 | 0 | 0 | 0 | 0 | 0 | 0 | 0 | 0 | 0 | 0 | 0 | 0 | 0 | 0_E4_Switched Out
| E5 | 0 | 0 | 0 | 0 | 0 | 0 | 0 | 0 | 0 | 0 | 0 | 0 | 0 | 0 | 0 | 0 | 0 | 0 | 0 | 0 | 0 | 0 | 0 | 0 | 0 | 0 | 0 | 0 | 0 | 0 | 0 | 0_E5_Switched Out
| E6 | 0 | 0 | 0 | 0 | 0 | 0 | 0 | 0 | 0 | 0 | 0 | 0 | 0 | 0 | 0 | 0 | 0 | 0 | 0 | 0 | 0 | 0 | 0 | 0 | 0 | 0 | 0 | 0 | 0 | 0 | 0 | 0_E6_Switched Out
| E7 | 0 | 0 | 0 | 0 | 0 | 0 | 0 | 0 | 0 | 0 | 0 | 0 | 0 | 0 | 0 | 0 | 0 | 0 | 0 | 0 | 0 | 0 | 0 | 0 | 0 | 0 | 0 | 0 | 0 | 0 | 0 | 0_E7_Switched Out
| E8 | 0 | 0 | 0 | 0 | 0 | 0 | 0 | 0 | 0 | 0 | 0 | 0 | 0 | 0 | 0 | 0 | 0 | 0 | 0 | 0 | 0 | 0 | 0 | 0 | 0 | 0 | 0 | 0 | 0 | 0 | 0 | 0_E8_Switched Out
| E9 | 0 | 0 | 0 | 0 | 0 | 0 | 0 | 0 | 0 | 0 | 0 | 0 | 0 | 0 | 0 | 0 | 0 | 0 | 0 | 0 | 0 | 0 | 0 | 0 | 0 | 0 | 0 | 0 | 0 | 0 | 0 | 0_E9_Switched Out
| E10 | 0 | 0 | 0 | 0 | 0 | 0 | 0 | 0 | 0 | 0 | 0 | 0 | 0 | 0 | 0 | 0 | 0 | 0 | 0 | 0 | 0 | 0 | 0 | 0 | 0 | 0 | 0 | 0 | 0 | 0 | 0 | 0_E10_Switched Out
Units Out
| E1 | 0 | 0 | 0 | 0 | 0 | 0 | 0 | 0 | 0 | 0 | 0 | 0 | 0 | 0 | 0 | 0 | 0 | 0 | 0 | 0 | 0 | 0 | 0 | 0 | 0 | 0 | 0 | 0 | 0 | 0 | 0
| E2 | 0 | 0 | 0 | 0 | 0 | 0 | 0 | 0 | 0 | 0 | 0 | 0 | 0 | 0 | 0 | 0 | 0 | 0 | 0 | 0 | 0 | 0 | 0 | 0 | 0 | 0 | 0 | 0 | 0 | 0 | 0
| E3 | 0 | 0 | 0 | 0 | 0 | 0 | 0 | 0 | 0 | 0 | 0 | 0 | 0 | 0 | 0 | 0 | 0 | 0 | 0 | 0 | 0 | 0 | 0 | 0 | 0 | 0 | 0 | 0 | 0 | 0 | 0
| E4 | 0 | 0 | 0 | 0 | 0 | 0 | 0 | 0 | 0 | 0 | 0 | 0 | 0 | 0 | 0 | 0 | 0 | 0 | 0 | 0 | 0 | 0 | 0 | 0 | 0 | 0 | 0 | 0 | 0 | 0 | 0
| E5 | 0 | 0 | 0 | 0 | 0 | 0 | 0 | 0 | 0 | 0 | 0 | 0 | 0 | 0 | 0 | 0 | 0 | 0 | 0 | 0 | 0 | 0 | 0 | 0 | 0 | 0 | 0 | 0 | 0 | 0 | 0
| E6 | 0 | 0 | 0 | 0 | 0 | 0 | 0 | 0 | 0 | 0 | 0 | 0 | 0 | 0 | 0 | 0 | 0 | 0 | 0 | 0 | 0 | 0 | 0 | 0 | 0 | 0 | 0 | 0 | 0 | 0 | 0
| E7 | 0 | 0 | 0 | 0 | 0 | 0 | 0 | 0 | 0 | 0 | 0 | 0 | 0 | 0 | 0 | 0 | 0 | 0 | 0 | 0 | 0 | 0 | 0 | 0 | 0 | 0 | 0 | 0 | 0 | 0 | 0
| E8 | 0 | 0 | 0 | 0 | 0 | 0 | 0 | 0 | 0 | 0 | 0 | 0 | 0 | 0 | 0 | 0 | 0 | 0 | 0 | 0 | 0 | 0 | 0 | 0 | 0 | 0 | 0 | 0 | 0 | 0 | 0
| E9 | 0 | 0 | 0 | 0 | 0 | 0 | 0 | 0 | 0 | 0 | 0 | 0 | 0 | 0 | 0 | 0 | 0 | 0 | 0 | 0 | 0 | 0 | 0 | 0 | 0 | 0 | 0 | 0 | 0 | 0 | 0
| E10 | 0 | 0 | 0 | 0 | 0 | 0 | 0 | 0 | 0 | 0 | 0 | 0 | 0 | 0 | 0 | 0 | 0 | 0 | 0 | 0 | 0 | 0 | 0 | 0 | 0 | 0 | 0 | 0 | 0 | 0 | 0
| Vintage | 0 | 0 | 0 | 0 | 0 | 0 | 0 | 0 | 0 | 0 | 0 | 0 | 0 | 0 | 0 | 0 | 0 | 0 | 0 | 0 | 0 | 0 | 0 | 0 | 0 | 0 | 0 | 0 | 0 | 0 | 0
Tech Purchase Shares
| Year | Year 0 | Year 1 | Year 2 | Year 3 | Year 4 | Year 5 | Year 6 | Year 7 | Year 8 | Year 9 | Year 10 | Year 11 | Year 12 | Year 13 | Year 14 | Year 15 | Year 16 | Year 17 | Year 18 | Year 19 | Year 20 | Year 21 | Year 22 | Year 23 | Year 24 | Year 25 | Year 26 | Year 27 | Year 28 | Year 29 | Year 30
E1 | bar: Year 0 to Year 30
E2 | bar: Year 0 to Year 30
E3 | bar: Year 0 to Year 30
E4 | bar: Year 0 to Year 30
E5 | bar: Year 0 to Year 30
E6 | bar: Year 0 to Year 30
E7 | bar: Year 0 to Year 30
E8 | bar: Year 0 to Year 30
E9 | bar: Year 0 to Year 30
E10 | bar: Year 0 to Year 30
Units In from Switching
| E1 | 0 | 0 | 0 | 0 | 0 | 0 | 0 | 0 | 0 | 0 | 0 | 0 | 0 | 0 | 0 | 0 | 0 | 0 | 0 | 0 | 0 | 0 | 0 | 0 | 0 | 0 | 0 | 0 | 0 | 0 | 0
| E2 | 0 | 0 | 0 | 0 | 0 | 0 | 0 | 0 | 0 | 0 | 0 | 0 | 0 | 0 | 0 | 0 | 0 | 0 | 0 | 0 | 0 | 0 | 0 | 0 | 0 | 0 | 0 | 0 | 0 | 0 | 0
| E3 | 0 | 0 | 0 | 0 | 0 | 0 | 0 | 0 | 0 | 0 | 0 | 0 | 0 | 0 | 0 | 0 | 0 | 0 | 0 | 0 | 0 | 0 | 0 | 0 | 0 | 0 | 0 | 0 | 0 | 0 | 0
| E4 | 0 | 0 | 0 | 0 | 0 | 0 | 0 | 0 | 0 | 0 | 0 | 0 | 0 | 0 | 0 | 0 | 0 | 0 | 0 | 0 | 0 | 0 | 0 | 0 | 0 | 0 | 0 | 0 | 0 | 0 | 0
| E5 | 0 | 0 | 0 | 0 | 0 | 0 | 0 | 0 | 0 | 0 | 0 | 0 | 0 | 0 | 0 | 0 | 0 | 0 | 0 | 0 | 0 | 0 | 0 | 0 | 0 | 0 | 0 | 0 | 0 | 0 | 0
| E6 | 0 | 0 | 0 | 0 | 0 | 0 | 0 | 0 | 0 | 0 | 0 | 0 | 0 | 0 | 0 | 0 | 0 | 0 | 0 | 0 | 0 | 0 | 0 | 0 | 0 | 0 | 0 | 0 | 0 | 0 | 0
| E7 | 0 | 0 | 0 | 0 | 0 | 0 | 0 | 0 | 0 | 0 | 0 | 0 | 0 | 0 | 0 | 0 | 0 | 0 | 0 | 0 | 0 | 0 | 0 | 0 | 0 | 0 | 0 | 0 | 0 | 0 | 0
| E8 | 0 | 0 | 0 | 0 | 0 | 0 | 0 | 0 | 0 | 0 | 0 | 0 | 0 | 0 | 0 | 0 | 0 | 0 | 0 | 0 | 0 | 0 | 0 | 0 | 0 | 0 | 0 | 0 | 0 | 0 | 0
| E9 | 0 | 0 | 0 | 0 | 0 | 0 | 0 | 0 | 0 | 0 | 0 | 0 | 0 | 0 | 0 | 0 | 0 | 0 | 0 | 0 | 0 | 0 | 0 | 0 | 0 | 0 | 0 | 0 | 0 | 0 | 0
| E10 | 0 | 0 | 0 | 0 | 0 | 0 | 0 | 0 | 0 | 0 | 0 | 0 | 0 | 0 | 0 | 0 | 0 | 0 | 0 | 0 | 0 | 0 | 0 | 0 | 0 | 0 | 0 | 0 | 0 | 0 | 0
| Vintage | 0 | 0 | 0 | 0 | 0 | 0 | 0 | 0 | 0 | 0 | 0 | 0 | 0 | 0 | 0 | 0 | 0 | 0 | 0 | 0 | 0 | 0 | 0 | 0 | 0 | 0 | 0 | 0 | 0 | 0 | 0
Net Change
| Year | Year 0 | Year 1 | Year 2 | Year 3 | Year 4 | Year 5 | Year 6 | Year 7 | Year 8 | Year 9 | Year 10 | Year 11 | Year 12 | Year 13 | Year 14 | Year 15 | Year 16 | Year 17 | Year 18 | Year 19 | Year 20 | Year 21 | Year 22 | Year 23 | Year 24 | Year 25 | Year 26 | Year 27 | Year 28 | Year 29 | Year 30 | Key
| Units | 0 | 0 | 0 | 0 | 0 | 0 | 0 | 0 | 0 | 0 | 0 | 0 | 0 | 0 | 0 | 0 | 0 | 0 | 0 | 0 | 0 | 0 | 0 | 0 | 0 | 0 | 0 | 0 | 0 | 0 | 0 | 0_Units |  |  |  |  | 301957.8232
| Usage | 0 | 0 | 0 | 0 | 0 | 0 | 0 | 0 | 0 | 0 | 0 | 0 | 0 | 0 | 0 | 0 | 0 | 0 | 0 | 0 | 0 | 0 | 0 | 0 | 0 | 0 | 0 | 0 | 0 | 0 | 0 | 0_Usage |  |  |  |  | 1698.6543
| Peak Demand (S) | 0 | 0 | 0 | 0 | 0 | 0 | 0 | 0 | 0 | 0 | 0 | 0 | 0 | 0 | 0 | 0 | 0 | 0 | 0 | 0 | 0 | 0 | 0 | 0 | 0 | 0 | 0 | 0 | 0 | 0 | 0 | 0_Peak Demand (S) |  |  |  |  | 0
| Peak Demand (W) | 0 | 0 | 0 | 0 | 0 | 0 | 0 | 0 | 0 | 0 | 0 | 0 | 0 | 0 | 0 | 0 | 0 | 0 | 0 | 0 | 0 | 0 | 0 | 0 | 0 | 0 | 0 | 0 | 0 | 0 | 0 | 0_Peak Demand (W) |  |  |  |  | 884.6119
| Turnover | 0 | 0 | 0 | 0 | 0 | 0 | 0 | 0 | 0 | 0 | 0 | 0 | 0 | 0 | 0 | 0 | 0 | 0 | 0 | 0 | 0 | 0 | 0 | 0 | 0 | 0 | 0 | 0 | 0 | 0 | 0 | 0_Turnover |  |  |  |  | 6885.4476
| Avg. Replacement Usage | 0 | 0 | 0 | 0 | 0 | 0 | 0 | 0 | 0 | 0 | 0 | 0 | 0 | 0 | 0 | 0 | 0 | 0 | 0 | 0 | 0 | 0 | 0 | 0 | 0 | 0 | 0 | 0 | 0 | 0 | 0 | 0_Avg. Replacement Usage |  |  |  |  | 5638.8522
| Avg. Replacement Demand (S) | 0 | 0 | 0 | 0 | 0 | 0 | 0 | 0 | 0 | 0 | 0 | 0 | 0 | 0 | 0 | 0 | 0 | 0 | 0 | 0 | 0 | 0 | 0 | 0 | 0 | 0 | 0 | 0 | 0 | 0 | 0 | 0_Avg. Replacement Demand (S) |  |  |  |  | 0
| Avg. Replacement Demand (W) | 0 | 0 | 0 | 0 | 0 | 0 | 0 | 0 | 0 | 0 | 0 | 0 | 0 | 0 | 0 | 0 | 0 | 0 | 0 | 0 | 0 | 0 | 0 | 0 | 0 | 0 | 0 | 0 | 0 | 0 | 0 | 0_Avg. Replacement Demand (W) |  |  |  |  | 2.9366
Purchases
| Year | Year 0 | Year 1 | Year 2 | Year 3 | Year 4 | Year 5 | Year 6 | Year 7 | Year 8 | Year 9 | Year 10 | Year 11 | Year 12 | Year 13 | Year 14 | Year 15 | Year 16 | Year 17 | Year 18 | Year 19 | Year 20 | Year 21 | Year 22 | Year 23 | Year 24 | Year 25 | Year 26 | Year 27 | Year 28 | Year 29 | Year 30
| E1 | 0 | 0 | 0 | 0 | 0 | 0 | 0 | 0 | 0 | 0 | 0 | 0 | 0 | 0 | 0 | 0 | 0 | 0 | 0 | 0 | 0 | 0 | 0 | 0 | 0 | 0 | 0 | 0 | 0 | 0 | 0 | 0_E1_Purchases |  |  |  |  | 6885.4476
| E2 | 0 | 0 | 0 | 0 | 0 | 0 | 0 | 0 | 0 | 0 | 0 | 0 | 0 | 0 | 0 | 0 | 0 | 0 | 0 | 0 | 0 | 0 | 0 | 0 | 0 | 0 | 0 | 0 | 0 | 0 | 0 | 0_E2_Purchases |  |  |  |  | 0
| E3 | 0 | 0 | 0 | 0 | 0 | 0 | 0 | 0 | 0 | 0 | 0 | 0 | 0 | 0 | 0 | 0 | 0 | 0 | 0 | 0 | 0 | 0 | 0 | 0 | 0 | 0 | 0 | 0 | 0 | 0 | 0 | 0_E3_Purchases |  |  |  |  | 0
| E4 | 0 | 0 | 0 | 0 | 0 | 0 | 0 | 0 | 0 | 0 | 0 | 0 | 0 | 0 | 0 | 0 | 0 | 0 | 0 | 0 | 0 | 0 | 0 | 0 | 0 | 0 | 0 | 0 | 0 | 0 | 0 | 0_E4_Purchases |  |  |  |  | 0
| E5 | 0 | 0 | 0 | 0 | 0 | 0 | 0 | 0 | 0 | 0 | 0 | 0 | 0 | 0 | 0 | 0 | 0 | 0 | 0 | 0 | 0 | 0 | 0 | 0 | 0 | 0 | 0 | 0 | 0 | 0 | 0 | 0_E5_Purchases |  |  |  |  | 0
| E6 | 0 | 0 | 0 | 0 | 0 | 0 | 0 | 0 | 0 | 0 | 0 | 0 | 0 | 0 | 0 | 0 | 0 | 0 | 0 | 0 | 0 | 0 | 0 | 0 | 0 | 0 | 0 | 0 | 0 | 0 | 0 | 0_E6_Purchases |  |  |  |  | 0
| E7 | 0 | 0 | 0 | 0 | 0 | 0 | 0 | 0 | 0 | 0 | 0 | 0 | 0 | 0 | 0 | 0 | 0 | 0 | 0 | 0 | 0 | 0 | 0 | 0 | 0 | 0 | 0 | 0 | 0 | 0 | 0 | 0_E7_Purchases |  |  |  |  | 0
| E8 | 0 | 0 | 0 | 0 | 0 | 0 | 0 | 0 | 0 | 0 | 0 | 0 | 0 | 0 | 0 | 0 | 0 | 0 | 0 | 0 | 0 | 0 | 0 | 0 | 0 | 0 | 0 | 0 | 0 | 0 | 0 | 0_E8_Purchases |  |  |  |  | 0
| E9 | 0 | 0 | 0 | 0 | 0 | 0 | 0 | 0 | 0 | 0 | 0 | 0 | 0 | 0 | 0 | 0 | 0 | 0 | 0 | 0 | 0 | 0 | 0 | 0 | 0 | 0 | 0 | 0 | 0 | 0 | 0 | 0_E9_Purchases |  |  |  |  | 0
| E10 | 0 | 0 | 0 | 0 | 0 | 0 | 0 | 0 | 0 | 0 | 0 | 0 | 0 | 0 | 0 | 0 | 0 | 0 | 0 | 0 | 0 | 0 | 0 | 0 | 0 | 0 | 0 | 0 | 0 | 0 | 0 | 0_E10_Purchases |  |  |  |  | 0
Stock
| Year | Year 0 | Year 1 | Year 2 | Year 3 | Year 4 | Year 5 | Year 6 | Year 7 | Year 8 | Year 9 | Year 10 | Year 11 | Year 12 | Year 13 | Year 14 | Year 15 | Year 16 | Year 17 | Year 18 | Year 19 | Year 20 | Year 21 | Year 22 | Year 23 | Year 24 | Year 25 | Year 26 | Year 27 | Year 28 | Year 29 | Year 30
| E1 | 0 | 0 | 0 | 0 | 0 | 0 | 0 | 0 | 0 | 0 | 0 | 0 | 0 | 0 | 0 | 0 | 0 | 0 | 0 | 0 | 0 | 0 | 0 | 0 | 0 | 0 | 0 | 0 | 0 | 0 | 0 | 0_E1_Stock |  |  |  |  | 13576.6093
| E2 | 0 | 0 | 0 | 0 | 0 | 0 | 0 | 0 | 0 | 0 | 0 | 0 | 0 | 0 | 0 | 0 | 0 | 0 | 0 | 0 | 0 | 0 | 0 | 0 | 0 | 0 | 0 | 0 | 0 | 0 | 0 | 0_E2_Stock |  |  |  |  | 0
| E3 | 0 | 0 | 0 | 0 | 0 | 0 | 0 | 0 | 0 | 0 | 0 | 0 | 0 | 0 | 0 | 0 | 0 | 0 | 0 | 0 | 0 | 0 | 0 | 0 | 0 | 0 | 0 | 0 | 0 | 0 | 0 | 0_E3_Stock |  |  |  |  | 0
| E4 | 0 | 0 | 0 | 0 | 0 | 0 | 0 | 0 | 0 | 0 | 0 | 0 | 0 | 0 | 0 | 0 | 0 | 0 | 0 | 0 | 0 | 0 | 0 | 0 | 0 | 0 | 0 | 0 | 0 | 0 | 0 | 0_E4_Stock |  |  |  |  | 0
| E5 | 0 | 0 | 0 | 0 | 0 | 0 | 0 | 0 | 0 | 0 | 0 | 0 | 0 | 0 | 0 | 0 | 0 | 0 | 0 | 0 | 0 | 0 | 0 | 0 | 0 | 0 | 0 | 0 | 0 | 0 | 0 | 0_E5_Stock |  |  |  |  | 0
| E6 | 0 | 0 | 0 | 0 | 0 | 0 | 0 | 0 | 0 | 0 | 0 | 0 | 0 | 0 | 0 | 0 | 0 | 0 | 0 | 0 | 0 | 0 | 0 | 0 | 0 | 0 | 0 | 0 | 0 | 0 | 0 | 0_E6_Stock |  |  |  |  | 0
| E7 | 0 | 0 | 0 | 0 | 0 | 0 | 0 | 0 | 0 | 0 | 0 | 0 | 0 | 0 | 0 | 0 | 0 | 0 | 0 | 0 | 0 | 0 | 0 | 0 | 0 | 0 | 0 | 0 | 0 | 0 | 0 | 0_E7_Stock |  |  |  |  | 0
| E8 | 0 | 0 | 0 | 0 | 0 | 0 | 0 | 0 | 0 | 0 | 0 | 0 | 0 | 0 | 0 | 0 | 0 | 0 | 0 | 0 | 0 | 0 | 0 | 0 | 0 | 0 | 0 | 0 | 0 | 0 | 0 | 0_E8_Stock |  |  |  |  | 0
| E9 | 0 | 0 | 0 | 0 | 0 | 0 | 0 | 0 | 0 | 0 | 0 | 0 | 0 | 0 | 0 | 0 | 0 | 0 | 0 | 0 | 0 | 0 | 0 | 0 | 0 | 0 | 0 | 0 | 0 | 0 | 0 | 0_E9_Stock |  |  |  |  | 0
| E10 | 0 | 0 | 0 | 0 | 0 | 0 | 0 | 0 | 0 | 0 | 0 | 0 | 0 | 0 | 0 | 0 | 0 | 0 | 0 | 0 | 0 | 0 | 0 | 0 | 0 | 0 | 0 | 0 | 0 | 0 | 0 | 0_E10_Stock |  |  |  |  | 0
| Vintage | 0 | 0 | 0 | 0 | 0 | 0 | 0 | 0 | 0 | 0 | 0 | 0 | 0 | 0 | 0 | 0 | 0 | 0 | 0 | 0 | 0 | 0 | 0 | 0 | 0 | 0 | 0 | 0 | 0 | 0 | 0 | 0_Vintage_Stock |  |  |  |  | 288381.2139
S5C2 |  | Year 0: System 5 Technology 2
Technology Variables
| Tech Key | Year 0: 0
| Peak Factor (S) | Year 0: 0
| Peak Factor (W) | Year 0: 0
| Min Vintage Lifetime | Year 0: 0
| Max Vintage Lifetime | Year 0: 0
| Turnover Style | Year 0: 0
Technology Variables
| Equipment | Year 0: Label; Year 1: Min Lifetime; Year 2: Max Lifetime; Year 3: Degradation; Year 4: Usage; Year 5: Available
| E1 | Year 1: 0; Year 2: 0; Year 3: 0%; Year 4: 0; Year 5: FALSE
| E2 | Year 1: 0; Year 2: 0; Year 3: 0%; Year 4: 0; Year 5: FALSE
| E3 | Year 1: 0; Year 2: 0; Year 3: 0%; Year 4: 0; Year 5: FALSE
| E4 | Year 1: 0; Year 2: 0; Year 3: 0%; Year 4: 0; Year 5: FALSE
| E5 | Year 1: 0; Year 2: 0; Year 3: 0%; Year 4: 0; Year 5: FALSE
| E6 | Year 1: 0; Year 2: 0; Year 3: 0%; Year 4: 0; Year 5: FALSE
| E7 | Year 1: 0; Year 2: 0; Year 3: 0%; Year 4: 0; Year 5: FALSE
| E8 | Year 1: 0; Year 2: 0; Year 3: 0%; Year 4: 0; Year 5: FALSE
| E9 | Year 1: 0; Year 2: 0; Year 3: 0%; Year 4: 0; Year 5: FALSE
| E10 | Year 1: 0; Year 2: 0; Year 3: 0%; Year 4: 0; Year 5: FALSE
Original Forecast Results
| Year | Year 0 | Year 1 | Year 2 | Year 3 | Year 4 | Year 5 | Year 6 | Year 7 | Year 8 | Year 9 | Year 10 | Year 11 | Year 12 | Year 13 | Year 14 | Year 15 | Year 16 | Year 17 | Year 18 | Year 19 | Year 20 | Year 21 | Year 22 | Year 23 | Year 24 | Year 25 | Year 26 | Year 27 | Year 28 | Year 29 | Year 30 | Key
| Units | 0 | 0 | 0 | 0 | 0 | 0 | 0 | 0 | 0 | 0 | 0 | 0 | 0 | 0 | 0 | 0 | 0 | 0 | 0 | 0 | 0 | 0 | 0 | 0 | 0 | 0 | 0 | 0 | 0 | 0 | 0 | #REF! |  |  |  |  | 301957.8232
| Usage | 0 | 0 | 0 | 0 | 0 | 0 | 0 | 0 | 0 | 0 | 0 | 0 | 0 | 0 | 0 | 0 | 0 | 0 | 0 | 0 | 0 | 0 | 0 | 0 | 0 | 0 | 0 | 0 | 0 | 0 | 0 | #REF! |  |  |  |  | 1698.6543
| Peak Demand (S) | 0 | 0 | 0 | 0 | 0 | 0 | 0 | 0 | 0 | 0 | 0 | 0 | 0 | 0 | 0 | 0 | 0 | 0 | 0 | 0 | 0 | 0 | 0 | 0 | 0 | 0 | 0 | 0 | 0 | 0 | 0 | #REF! |  |  |  |  | 0
| Peak Demand (W) | 0 | 0 | 0 | 0 | 0 | 0 | 0 | 0 | 0 | 0 | 0 | 0 | 0 | 0 | 0 | 0 | 0 | 0 | 0 | 0 | 0 | 0 | 0 | 0 | 0 | 0 | 0 | 0 | 0 | 0 | 0 | #REF! |  |  |  |  | 884.6119
| Turnover | 0 | 0 | 0 | 0 | 0 | 0 | 0 | 0 | 0 | 0 | 0 | 0 | 0 | 0 | 0 | 0 | 0 | 0 | 0 | 0 | 0 | 0 | 0 | 0 | 0 | 0 | 0 | 0 | 0 | 0 | 0 | #REF! |  |  |  |  | 6885.4476
| Avg. Replacement Usage | 0 | 0 | 0 | 0 | 0 | 0 | 0 | 0 | 0 | 0 | 0 | 0 | 0 | 0 | 0 | 0 | 0 | 0 | 0 | 0 | 0 | 0 | 0 | 0 | 0 | 0 | 0 | 0 | 0 | 0 | 0 | #REF! |  |  |  |  | 5638.8522
| Avg. Replacement Demand (S) | 0 | 0 | 0 | 0 | 0 | 0 | 0 | 0 | 0 | 0 | 0 | 0 | 0 | 0 | 0 | 0 | 0 | 0 | 0 | 0 | 0 | 0 | 0 | 0 | 0 | 0 | 0 | 0 | 0 | 0 | 0 | #REF! |  |  |  |  | 0
| Avg. Replacement Demand (W) | 0 | 0 | 0 | 0 | 0 | 0 | 0 | 0 | 0 | 0 | 0 | 0 | 0 | 0 | 0 | 0 | 0 | 0 | 0 | 0 | 0 | 0 | 0 | 0 | 0 | 0 | 0 | 0 | 0 | 0 | 0 | #REF! |  |  |  |  | 2.9366
Tech Forecast Stock
| Year | Year 0 | Year 1 | Year 2 | Year 3 | Year 4 | Year 5 | Year 6 | Year 7 | Year 8 | Year 9 | Year 10 | Year 11 | Year 12 | Year 13 | Year 14 | Year 15 | Year 16 | Year 17 | Year 18 | Year 19 | Year 20 | Year 21 | Year 22 | Year 23 | Year 24 | Year 25 | Year 26 | Year 27 | Year 28 | Year 29 | Year 30
| E1 | 0 | 0 | 0 | 0 | 0 | 0 | 0 | 0 | 0 | 0 | 0 | 0 | 0 | 0 | 0 | 0 | 0 | 0 | 0 | 0 | 0 | 0 | 0 | 0 | 0 | 0 | 0 | 0 | 0 | 0 | 0
| E2 | 0 | 0 | 0 | 0 | 0 | 0 | 0 | 0 | 0 | 0 | 0 | 0 | 0 | 0 | 0 | 0 | 0 | 0 | 0 | 0 | 0 | 0 | 0 | 0 | 0 | 0 | 0 | 0 | 0 | 0 | 0
| E3 | 0 | 0 | 0 | 0 | 0 | 0 | 0 | 0 | 0 | 0 | 0 | 0 | 0 | 0 | 0 | 0 | 0 | 0 | 0 | 0 | 0 | 0 | 0 | 0 | 0 | 0 | 0 | 0 | 0 | 0 | 0
| E4 | 0 | 0 | 0 | 0 | 0 | 0 | 0 | 0 | 0 | 0 | 0 | 0 | 0 | 0 | 0 | 0 | 0 | 0 | 0 | 0 | 0 | 0 | 0 | 0 | 0 | 0 | 0 | 0 | 0 | 0 | 0
| E5 | 0 | 0 | 0 | 0 | 0 | 0 | 0 | 0 | 0 | 0 | 0 | 0 | 0 | 0 | 0 | 0 | 0 | 0 | 0 | 0 | 0 | 0 | 0 | 0 | 0 | 0 | 0 | 0 | 0 | 0 | 0
| E6 | 0 | 0 | 0 | 0 | 0 | 0 | 0 | 0 | 0 | 0 | 0 | 0 | 0 | 0 | 0 | 0 | 0 | 0 | 0 | 0 | 0 | 0 | 0 | 0 | 0 | 0 | 0 | 0 | 0 | 0 | 0
| E7 | 0 | 0 | 0 | 0 | 0 | 0 | 0 | 0 | 0 | 0 | 0 | 0 | 0 | 0 | 0 | 0 | 0 | 0 | 0 | 0 | 0 | 0 | 0 | 0 | 0 | 0 | 0 | 0 | 0 | 0 | 0
| E8 | 0 | 0 | 0 | 0 | 0 | 0 | 0 | 0 | 0 | 0 | 0 | 0 | 0 | 0 | 0 | 0 | 0 | 0 | 0 | 0 | 0 | 0 | 0 | 0 | 0 | 0 | 0 | 0 | 0 | 0 | 0
| E9 | 0 | 0 | 0 | 0 | 0 | 0 | 0 | 0 | 0 | 0 | 0 | 0 | 0 | 0 | 0 | 0 | 0 | 0 | 0 | 0 | 0 | 0 | 0 | 0 | 0 | 0 | 0 | 0 | 0 | 0 | 0
| E10 | 0 | 0 | 0 | 0 | 0 | 0 | 0 | 0 | 0 | 0 | 0 | 0 | 0 | 0 | 0 | 0 | 0 | 0 | 0 | 0 | 0 | 0 | 0 | 0 | 0 | 0 | 0 | 0 | 0 | 0 | 0
| Vintage | 0 | 0 | 0 | 0 | 0 | 0 | 0 | 0 | 0 | 0 | 0 | 0 | 0 | 0 | 0 | 0 | 0 | 0 | 0 | 0 | 0 | 0 | 0 | 0 | 0 | 0 | 0 | 0 | 0 | 0 | 0
Stock for Switching
| Year | Year 0 | Year 1 | Year 2 | Year 3 | Year 4 | Year 5 | Year 6 | Year 7 | Year 8 | Year 9 | Year 10 | Year 11 | Year 12 | Year 13 | Year 14 | Year 15 | Year 16 | Year 17 | Year 18 | Year 19 | Year 20 | Year 21 | Year 22 | Year 23 | Year 24 | Year 25 | Year 26 | Year 27 | Year 28 | Year 29 | Year 30
| E1 | 0 | 0 | 0 | 0 | 0 | 0 | 0 | 0 | 0 | 0 | 0 | 0 | 0 | 0 | 0 | 0 | 0 | 0 | 0 | 0 | 0 | 0 | 0 | 0 | 0 | 0 | 0 | 0 | 0 | 0 | 0 | 0_E1_SysStock
| E2 | 0 | 0 | 0 | 0 | 0 | 0 | 0 | 0 | 0 | 0 | 0 | 0 | 0 | 0 | 0 | 0 | 0 | 0 | 0 | 0 | 0 | 0 | 0 | 0 | 0 | 0 | 0 | 0 | 0 | 0 | 0 | 0_E2_SysStock
| E3 | 0 | 0 | 0 | 0 | 0 | 0 | 0 | 0 | 0 | 0 | 0 | 0 | 0 | 0 | 0 | 0 | 0 | 0 | 0 | 0 | 0 | 0 | 0 | 0 | 0 | 0 | 0 | 0 | 0 | 0 | 0 | 0_E3_SysStock
| E4 | 0 | 0 | 0 | 0 | 0 | 0 | 0 | 0 | 0 | 0 | 0 | 0 | 0 | 0 | 0 | 0 | 0 | 0 | 0 | 0 | 0 | 0 | 0 | 0 | 0 | 0 | 0 | 0 | 0 | 0 | 0 | 0_E4_SysStock
| E5 | 0 | 0 | 0 | 0 | 0 | 0 | 0 | 0 | 0 | 0 | 0 | 0 | 0 | 0 | 0 | 0 | 0 | 0 | 0 | 0 | 0 | 0 | 0 | 0 | 0 | 0 | 0 | 0 | 0 | 0 | 0 | 0_E5_SysStock
| E6 | 0 | 0 | 0 | 0 | 0 | 0 | 0 | 0 | 0 | 0 | 0 | 0 | 0 | 0 | 0 | 0 | 0 | 0 | 0 | 0 | 0 | 0 | 0 | 0 | 0 | 0 | 0 | 0 | 0 | 0 | 0 | 0_E6_SysStock
| E7 | 0 | 0 | 0 | 0 | 0 | 0 | 0 | 0 | 0 | 0 | 0 | 0 | 0 | 0 | 0 | 0 | 0 | 0 | 0 | 0 | 0 | 0 | 0 | 0 | 0 | 0 | 0 | 0 | 0 | 0 | 0 | 0_E7_SysStock
| E8 | 0 | 0 | 0 | 0 | 0 | 0 | 0 | 0 | 0 | 0 | 0 | 0 | 0 | 0 | 0 | 0 | 0 | 0 | 0 | 0 | 0 | 0 | 0 | 0 | 0 | 0 | 0 | 0 | 0 | 0 | 0 | 0_E8_SysStock
| E9 | 0 | 0 | 0 | 0 | 0 | 0 | 0 | 0 | 0 | 0 | 0 | 0 | 0 | 0 | 0 | 0 | 0 | 0 | 0 | 0 | 0 | 0 | 0 | 0 | 0 | 0 | 0 | 0 | 0 | 0 | 0 | 0_E9_SysStock
| E10 | 0 | 0 | 0 | 0 | 0 | 0 | 0 | 0 | 0 | 0 | 0 | 0 | 0 | 0 | 0 | 0 | 0 | 0 | 0 | 0 | 0 | 0 | 0 | 0 | 0 | 0 | 0 | 0 | 0 | 0 | 0 | 0_E10_SysStock
| Vintage | 0 | 0 | 0 | 0 | 0 | 0 | 0 | 0 | 0 | 0 | 0 | 0 | 0 | 0 | 0 | 0 | 0 | 0 | 0 | 0 | 0 | 0 | 0 | 0 | 0 | 0 | 0 | 0 | 0 | 0 | 0 | 0_Vintage_SysStock
Tech Forecast Purchases
| Year | Year 0 | Year 1 | Year 2 | Year 3 | Year 4 | Year 5 | Year 6 | Year 7 | Year 8 | Year 9 | Year 10 | Year 11 | Year 12 | Year 13 | Year 14 | Year 15 | Year 16 | Year 17 | Year 18 | Year 19 | Year 20 | Year 21 | Year 22 | Year 23 | Year 24 | Year 25 | Year 26 | Year 27 | Year 28 | Year 29 | Year 30
| E1 | 0 | 0 | 0 | 0 | 0 | 0 | 0 | 0 | 0 | 0 | 0 | 0 | 0 | 0 | 0 | 0 | 0 | 0 | 0 | 0 | 0 | 0 | 0 | 0 | 0 | 0 | 0 | 0 | 0 | 0 | 0
| E2 | 0 | 0 | 0 | 0 | 0 | 0 | 0 | 0 | 0 | 0 | 0 | 0 | 0 | 0 | 0 | 0 | 0 | 0 | 0 | 0 | 0 | 0 | 0 | 0 | 0 | 0 | 0 | 0 | 0 | 0 | 0
| E3 | 0 | 0 | 0 | 0 | 0 | 0 | 0 | 0 | 0 | 0 | 0 | 0 | 0 | 0 | 0 | 0 | 0 | 0 | 0 | 0 | 0 | 0 | 0 | 0 | 0 | 0 | 0 | 0 | 0 | 0 | 0
| E4 | 0 | 0 | 0 | 0 | 0 | 0 | 0 | 0 | 0 | 0 | 0 | 0 | 0 | 0 | 0 | 0 | 0 | 0 | 0 | 0 | 0 | 0 | 0 | 0 | 0 | 0 | 0 | 0 | 0 | 0 | 0
| E5 | 0 | 0 | 0 | 0 | 0 | 0 | 0 | 0 | 0 | 0 | 0 | 0 | 0 | 0 | 0 | 0 | 0 | 0 | 0 | 0 | 0 | 0 | 0 | 0 | 0 | 0 | 0 | 0 | 0 | 0 | 0
| E6 | 0 | 0 | 0 | 0 | 0 | 0 | 0 | 0 | 0 | 0 | 0 | 0 | 0 | 0 | 0 | 0 | 0 | 0 | 0 | 0 | 0 | 0 | 0 | 0 | 0 | 0 | 0 | 0 | 0 | 0 | 0
| E7 | 0 | 0 | 0 | 0 | 0 | 0 | 0 | 0 | 0 | 0 | 0 | 0 | 0 | 0 | 0 | 0 | 0 | 0 | 0 | 0 | 0 | 0 | 0 | 0 | 0 | 0 | 0 | 0 | 0 | 0 | 0
| E8 | 0 | 0 | 0 | 0 | 0 | 0 | 0 | 0 | 0 | 0 | 0 | 0 | 0 | 0 | 0 | 0 | 0 | 0 | 0 | 0 | 0 | 0 | 0 | 0 | 0 | 0 | 0 | 0 | 0 | 0 | 0
| E9 | 0 | 0 | 0 | 0 | 0 | 0 | 0 | 0 | 0 | 0 | 0 | 0 | 0 | 0 | 0 | 0 | 0 | 0 | 0 | 0 | 0 | 0 | 0 | 0 | 0 | 0 | 0 | 0 | 0 | 0 | 0
| E10 | 0 | 0 | 0 | 0 | 0 | 0 | 0 | 0 | 0 | 0 | 0 | 0 | 0 | 0 | 0 | 0 | 0 | 0 | 0 | 0 | 0 | 0 | 0 | 0 | 0 | 0 | 0 | 0 | 0 | 0 | 0
Potential to Switch
| Year | Year 0 | Year 1 | Year 2 | Year 3 | Year 4 | Year 5 | Year 6 | Year 7 | Year 8 | Year 9 | Year 10 | Year 11 | Year 12 | Year 13 | Year 14 | Year 15 | Year 16 | Year 17 | Year 18 | Year 19 | Year 20 | Year 21 | Year 22 | Year 23 | Year 24 | Year 25 | Year 26 | Year 27 | Year 28 | Year 29 | Year 30
| E1 | 0 | 0 | 0 | 0 | 0 | 0 | 0 | 0 | 0 | 0 | 0 | 0 | 0 | 0 | 0 | 0 | 0 | 0 | 0 | 0 | 0 | 0 | 0 | 0 | 0 | 0 | 0 | 0 | 0 | 0 | 0 | 0_E1_Switched Out
| E2 | 0 | 0 | 0 | 0 | 0 | 0 | 0 | 0 | 0 | 0 | 0 | 0 | 0 | 0 | 0 | 0 | 0 | 0 | 0 | 0 | 0 | 0 | 0 | 0 | 0 | 0 | 0 | 0 | 0 | 0 | 0 | 0_E2_Switched Out
| E3 | 0 | 0 | 0 | 0 | 0 | 0 | 0 | 0 | 0 | 0 | 0 | 0 | 0 | 0 | 0 | 0 | 0 | 0 | 0 | 0 | 0 | 0 | 0 | 0 | 0 | 0 | 0 | 0 | 0 | 0 | 0 | 0_E3_Switched Out
| E4 | 0 | 0 | 0 | 0 | 0 | 0 | 0 | 0 | 0 | 0 | 0 | 0 | 0 | 0 | 0 | 0 | 0 | 0 | 0 | 0 | 0 | 0 | 0 | 0 | 0 | 0 | 0 | 0 | 0 | 0 | 0 | 0_E4_Switched Out
| E5 | 0 | 0 | 0 | 0 | 0 | 0 | 0 | 0 | 0 | 0 | 0 | 0 | 0 | 0 | 0 | 0 | 0 | 0 | 0 | 0 | 0 | 0 | 0 | 0 | 0 | 0 | 0 | 0 | 0 | 0 | 0 | 0_E5_Switched Out
| E6 | 0 | 0 | 0 | 0 | 0 | 0 | 0 | 0 | 0 | 0 | 0 | 0 | 0 | 0 | 0 | 0 | 0 | 0 | 0 | 0 | 0 | 0 | 0 | 0 | 0 | 0 | 0 | 0 | 0 | 0 | 0 | 0_E6_Switched Out
| E7 | 0 | 0 | 0 | 0 | 0 | 0 | 0 | 0 | 0 | 0 | 0 | 0 | 0 | 0 | 0 | 0 | 0 | 0 | 0 | 0 | 0 | 0 | 0 | 0 | 0 | 0 | 0 | 0 | 0 | 0 | 0 | 0_E7_Switched Out
| E8 | 0 | 0 | 0 | 0 | 0 | 0 | 0 | 0 | 0 | 0 | 0 | 0 | 0 | 0 | 0 | 0 | 0 | 0 | 0 | 0 | 0 | 0 | 0 | 0 | 0 | 0 | 0 | 0 | 0 | 0 | 0 | 0_E8_Switched Out
| E9 | 0 | 0 | 0 | 0 | 0 | 0 | 0 | 0 | 0 | 0 | 0 | 0 | 0 | 0 | 0 | 0 | 0 | 0 | 0 | 0 | 0 | 0 | 0 | 0 | 0 | 0 | 0 | 0 | 0 | 0 | 0 | 0_E9_Switched Out
| E10 | 0 | 0 | 0 | 0 | 0 | 0 | 0 | 0 | 0 | 0 | 0 | 0 | 0 | 0 | 0 | 0 | 0 | 0 | 0 | 0 | 0 | 0 | 0 | 0 | 0 | 0 | 0 | 0 | 0 | 0 | 0 | 0_E10_Switched Out
Units Out
| E1 | 0 | 0 | 0 | 0 | 0 | 0 | 0 | 0 | 0 | 0 | 0 | 0 | 0 | 0 | 0 | 0 | 0 | 0 | 0 | 0 | 0 | 0 | 0 | 0 | 0 | 0 | 0 | 0 | 0 | 0 | 0
| E2 | 0 | 0 | 0 | 0 | 0 | 0 | 0 | 0 | 0 | 0 | 0 | 0 | 0 | 0 | 0 | 0 | 0 | 0 | 0 | 0 | 0 | 0 | 0 | 0 | 0 | 0 | 0 | 0 | 0 | 0 | 0
| E3 | 0 | 0 | 0 | 0 | 0 | 0 | 0 | 0 | 0 | 0 | 0 | 0 | 0 | 0 | 0 | 0 | 0 | 0 | 0 | 0 | 0 | 0 | 0 | 0 | 0 | 0 | 0 | 0 | 0 | 0 | 0
| E4 | 0 | 0 | 0 | 0 | 0 | 0 | 0 | 0 | 0 | 0 | 0 | 0 | 0 | 0 | 0 | 0 | 0 | 0 | 0 | 0 | 0 | 0 | 0 | 0 | 0 | 0 | 0 | 0 | 0 | 0 | 0
| E5 | 0 | 0 | 0 | 0 | 0 | 0 | 0 | 0 | 0 | 0 | 0 | 0 | 0 | 0 | 0 | 0 | 0 | 0 | 0 | 0 | 0 | 0 | 0 | 0 | 0 | 0 | 0 | 0 | 0 | 0 | 0
| E6 | 0 | 0 | 0 | 0 | 0 | 0 | 0 | 0 | 0 | 0 | 0 | 0 | 0 | 0 | 0 | 0 | 0 | 0 | 0 | 0 | 0 | 0 | 0 | 0 | 0 | 0 | 0 | 0 | 0 | 0 | 0
| E7 | 0 | 0 | 0 | 0 | 0 | 0 | 0 | 0 | 0 | 0 | 0 | 0 | 0 | 0 | 0 | 0 | 0 | 0 | 0 | 0 | 0 | 0 | 0 | 0 | 0 | 0 | 0 | 0 | 0 | 0 | 0
| E8 | 0 | 0 | 0 | 0 | 0 | 0 | 0 | 0 | 0 | 0 | 0 | 0 | 0 | 0 | 0 | 0 | 0 | 0 | 0 | 0 | 0 | 0 | 0 | 0 | 0 | 0 | 0 | 0 | 0 | 0 | 0
| E9 | 0 | 0 | 0 | 0 | 0 | 0 | 0 | 0 | 0 | 0 | 0 | 0 | 0 | 0 | 0 | 0 | 0 | 0 | 0 | 0 | 0 | 0 | 0 | 0 | 0 | 0 | 0 | 0 | 0 | 0 | 0
| E10 | 0 | 0 | 0 | 0 | 0 | 0 | 0 | 0 | 0 | 0 | 0 | 0 | 0 | 0 | 0 | 0 | 0 | 0 | 0 | 0 | 0 | 0 | 0 | 0 | 0 | 0 | 0 | 0 | 0 | 0 | 0
| Vintage | 0 | 0 | 0 | 0 | 0 | 0 | 0 | 0 | 0 | 0 | 0 | 0 | 0 | 0 | 0 | 0 | 0 | 0 | 0 | 0 | 0 | 0 | 0 | 0 | 0 | 0 | 0 | 0 | 0 | 0 | 0
Tech Purchase Shares
| Year | Year 0 | Year 1 | Year 2 | Year 3 | Year 4 | Year 5 | Year 6 | Year 7 | Year 8 | Year 9 | Year 10 | Year 11 | Year 12 | Year 13 | Year 14 | Year 15 | Year 16 | Year 17 | Year 18 | Year 19 | Year 20 | Year 21 | Year 22 | Year 23 | Year 24 | Year 25 | Year 26 | Year 27 | Year 28 | Year 29 | Year 30
E1 | bar: Year 0 to Year 30
E2 | bar: Year 0 to Year 30
E3 | bar: Year 0 to Year 30
E4 | bar: Year 0 to Year 30
E5 | bar: Year 0 to Year 30
E6 | bar: Year 0 to Year 30
E7 | bar: Year 0 to Year 30
E8 | bar: Year 0 to Year 30
E9 | bar: Year 0 to Year 30
E10 | bar: Year 0 to Year 30
Units In from Switching
| E1 | 0 | 0 | 0 | 0 | 0 | 0 | 0 | 0 | 0 | 0 | 0 | 0 | 0 | 0 | 0 | 0 | 0 | 0 | 0 | 0 | 0 | 0 | 0 | 0 | 0 | 0 | 0 | 0 | 0 | 0 | 0
| E2 | 0 | 0 | 0 | 0 | 0 | 0 | 0 | 0 | 0 | 0 | 0 | 0 | 0 | 0 | 0 | 0 | 0 | 0 | 0 | 0 | 0 | 0 | 0 | 0 | 0 | 0 | 0 | 0 | 0 | 0 | 0
| E3 | 0 | 0 | 0 | 0 | 0 | 0 | 0 | 0 | 0 | 0 | 0 | 0 | 0 | 0 | 0 | 0 | 0 | 0 | 0 | 0 | 0 | 0 | 0 | 0 | 0 | 0 | 0 | 0 | 0 | 0 | 0
| E4 | 0 | 0 | 0 | 0 | 0 | 0 | 0 | 0 | 0 | 0 | 0 | 0 | 0 | 0 | 0 | 0 | 0 | 0 | 0 | 0 | 0 | 0 | 0 | 0 | 0 | 0 | 0 | 0 | 0 | 0 | 0
| E5 | 0 | 0 | 0 | 0 | 0 | 0 | 0 | 0 | 0 | 0 | 0 | 0 | 0 | 0 | 0 | 0 | 0 | 0 | 0 | 0 | 0 | 0 | 0 | 0 | 0 | 0 | 0 | 0 | 0 | 0 | 0
| E6 | 0 | 0 | 0 | 0 | 0 | 0 | 0 | 0 | 0 | 0 | 0 | 0 | 0 | 0 | 0 | 0 | 0 | 0 | 0 | 0 | 0 | 0 | 0 | 0 | 0 | 0 | 0 | 0 | 0 | 0 | 0
| E7 | 0 | 0 | 0 | 0 | 0 | 0 | 0 | 0 | 0 | 0 | 0 | 0 | 0 | 0 | 0 | 0 | 0 | 0 | 0 | 0 | 0 | 0 | 0 | 0 | 0 | 0 | 0 | 0 | 0 | 0 | 0
| E8 | 0 | 0 | 0 | 0 | 0 | 0 | 0 | 0 | 0 | 0 | 0 | 0 | 0 | 0 | 0 | 0 | 0 | 0 | 0 | 0 | 0 | 0 | 0 | 0 | 0 | 0 | 0 | 0 | 0 | 0 | 0
| E9 | 0 | 0 | 0 | 0 | 0 | 0 | 0 | 0 | 0 | 0 | 0 | 0 | 0 | 0 | 0 | 0 | 0 | 0 | 0 | 0 | 0 | 0 | 0 | 0 | 0 | 0 | 0 | 0 | 0 | 0 | 0
| E10 | 0 | 0 | 0 | 0 | 0 | 0 | 0 | 0 | 0 | 0 | 0 | 0 | 0 | 0 | 0 | 0 | 0 | 0 | 0 | 0 | 0 | 0 | 0 | 0 | 0 | 0 | 0 | 0 | 0 | 0 | 0
| Vintage | 0 | 0 | 0 | 0 | 0 | 0 | 0 | 0 | 0 | 0 | 0 | 0 | 0 | 0 | 0 | 0 | 0 | 0 | 0 | 0 | 0 | 0 | 0 | 0 | 0 | 0 | 0 | 0 | 0 | 0 | 0
Net Change
| Year | Year 0 | Year 1 | Year 2 | Year 3 | Year 4 | Year 5 | Year 6 | Year 7 | Year 8 | Year 9 | Year 10 | Year 11 | Year 12 | Year 13 | Year 14 | Year 15 | Year 16 | Year 17 | Year 18 | Year 19 | Year 20 | Year 21 | Year 22 | Year 23 | Year 24 | Year 25 | Year 26 | Year 27 | Year 28 | Year 29 | Year 30 | Key
| Units | 0 | 0 | 0 | 0 | 0 | 0 | 0 | 0 | 0 | 0 | 0 | 0 | 0 | 0 | 0 | 0 | 0 | 0 | 0 | 0 | 0 | 0 | 0 | 0 | 0 | 0 | 0 | 0 | 0 | 0 | 0 | 0_Units |  |  |  |  | 301957.8232
| Usage | 0 | 0 | 0 | 0 | 0 | 0 | 0 | 0 | 0 | 0 | 0 | 0 | 0 | 0 | 0 | 0 | 0 | 0 | 0 | 0 | 0 | 0 | 0 | 0 | 0 | 0 | 0 | 0 | 0 | 0 | 0 | 0_Usage |  |  |  |  | 1698.6543
| Peak Demand (S) | 0 | 0 | 0 | 0 | 0 | 0 | 0 | 0 | 0 | 0 | 0 | 0 | 0 | 0 | 0 | 0 | 0 | 0 | 0 | 0 | 0 | 0 | 0 | 0 | 0 | 0 | 0 | 0 | 0 | 0 | 0 | 0_Peak Demand (S) |  |  |  |  | 0
| Peak Demand (W) | 0 | 0 | 0 | 0 | 0 | 0 | 0 | 0 | 0 | 0 | 0 | 0 | 0 | 0 | 0 | 0 | 0 | 0 | 0 | 0 | 0 | 0 | 0 | 0 | 0 | 0 | 0 | 0 | 0 | 0 | 0 | 0_Peak Demand (W) |  |  |  |  | 884.6119
| Turnover | 0 | 0 | 0 | 0 | 0 | 0 | 0 | 0 | 0 | 0 | 0 | 0 | 0 | 0 | 0 | 0 | 0 | 0 | 0 | 0 | 0 | 0 | 0 | 0 | 0 | 0 | 0 | 0 | 0 | 0 | 0 | 0_Turnover |  |  |  |  | 6885.4476
| Avg. Replacement Usage | 0 | 0 | 0 | 0 | 0 | 0 | 0 | 0 | 0 | 0 | 0 | 0 | 0 | 0 | 0 | 0 | 0 | 0 | 0 | 0 | 0 | 0 | 0 | 0 | 0 | 0 | 0 | 0 | 0 | 0 | 0 | 0_Avg. Replacement Usage |  |  |  |  | 5638.8522
| Avg. Replacement Demand (S) | 0 | 0 | 0 | 0 | 0 | 0 | 0 | 0 | 0 | 0 | 0 | 0 | 0 | 0 | 0 | 0 | 0 | 0 | 0 | 0 | 0 | 0 | 0 | 0 | 0 | 0 | 0 | 0 | 0 | 0 | 0 | 0_Avg. Replacement Demand (S) |  |  |  |  | 0
| Avg. Replacement Demand (W) | 0 | 0 | 0 | 0 | 0 | 0 | 0 | 0 | 0 | 0 | 0 | 0 | 0 | 0 | 0 | 0 | 0 | 0 | 0 | 0 | 0 | 0 | 0 | 0 | 0 | 0 | 0 | 0 | 0 | 0 | 0 | 0_Avg. Replacement Demand (W) |  |  |  |  | 2.9366
Purchases
| Year | Year 0 | Year 1 | Year 2 | Year 3 | Year 4 | Year 5 | Year 6 | Year 7 | Year 8 | Year 9 | Year 10 | Year 11 | Year 12 | Year 13 | Year 14 | Year 15 | Year 16 | Year 17 | Year 18 | Year 19 | Year 20 | Year 21 | Year 22 | Year 23 | Year 24 | Year 25 | Year 26 | Year 27 | Year 28 | Year 29 | Year 30
| E1 | 0 | 0 | 0 | 0 | 0 | 0 | 0 | 0 | 0 | 0 | 0 | 0 | 0 | 0 | 0 | 0 | 0 | 0 | 0 | 0 | 0 | 0 | 0 | 0 | 0 | 0 | 0 | 0 | 0 | 0 | 0 | 0_E1_Purchases |  |  |  |  | 6885.4476
| E2 | 0 | 0 | 0 | 0 | 0 | 0 | 0 | 0 | 0 | 0 | 0 | 0 | 0 | 0 | 0 | 0 | 0 | 0 | 0 | 0 | 0 | 0 | 0 | 0 | 0 | 0 | 0 | 0 | 0 | 0 | 0 | 0_E2_Purchases |  |  |  |  | 0
| E3 | 0 | 0 | 0 | 0 | 0 | 0 | 0 | 0 | 0 | 0 | 0 | 0 | 0 | 0 | 0 | 0 | 0 | 0 | 0 | 0 | 0 | 0 | 0 | 0 | 0 | 0 | 0 | 0 | 0 | 0 | 0 | 0_E3_Purchases |  |  |  |  | 0
| E4 | 0 | 0 | 0 | 0 | 0 | 0 | 0 | 0 | 0 | 0 | 0 | 0 | 0 | 0 | 0 | 0 | 0 | 0 | 0 | 0 | 0 | 0 | 0 | 0 | 0 | 0 | 0 | 0 | 0 | 0 | 0 | 0_E4_Purchases |  |  |  |  | 0
| E5 | 0 | 0 | 0 | 0 | 0 | 0 | 0 | 0 | 0 | 0 | 0 | 0 | 0 | 0 | 0 | 0 | 0 | 0 | 0 | 0 | 0 | 0 | 0 | 0 | 0 | 0 | 0 | 0 | 0 | 0 | 0 | 0_E5_Purchases |  |  |  |  | 0
| E6 | 0 | 0 | 0 | 0 | 0 | 0 | 0 | 0 | 0 | 0 | 0 | 0 | 0 | 0 | 0 | 0 | 0 | 0 | 0 | 0 | 0 | 0 | 0 | 0 | 0 | 0 | 0 | 0 | 0 | 0 | 0 | 0_E6_Purchases |  |  |  |  | 0
| E7 | 0 | 0 | 0 | 0 | 0 | 0 | 0 | 0 | 0 | 0 | 0 | 0 | 0 | 0 | 0 | 0 | 0 | 0 | 0 | 0 | 0 | 0 | 0 | 0 | 0 | 0 | 0 | 0 | 0 | 0 | 0 | 0_E7_Purchases |  |  |  |  | 0
| E8 | 0 | 0 | 0 | 0 | 0 | 0 | 0 | 0 | 0 | 0 | 0 | 0 | 0 | 0 | 0 | 0 | 0 | 0 | 0 | 0 | 0 | 0 | 0 | 0 | 0 | 0 | 0 | 0 | 0 | 0 | 0 | 0_E8_Purchases |  |  |  |  | 0
| E9 | 0 | 0 | 0 | 0 | 0 | 0 | 0 | 0 | 0 | 0 | 0 | 0 | 0 | 0 | 0 | 0 | 0 | 0 | 0 | 0 | 0 | 0 | 0 | 0 | 0 | 0 | 0 | 0 | 0 | 0 | 0 | 0_E9_Purchases |  |  |  |  | 0
| E10 | 0 | 0 | 0 | 0 | 0 | 0 | 0 | 0 | 0 | 0 | 0 | 0 | 0 | 0 | 0 | 0 | 0 | 0 | 0 | 0 | 0 | 0 | 0 | 0 | 0 | 0 | 0 | 0 | 0 | 0 | 0 | 0_E10_Purchases |  |  |  |  | 0
Stock
| Year | Year 0 | Year 1 | Year 2 | Year 3 | Year 4 | Year 5 | Year 6 | Year 7 | Year 8 | Year 9 | Year 10 | Year 11 | Year 12 | Year 13 | Year 14 | Year 15 | Year 16 | Year 17 | Year 18 | Year 19 | Year 20 | Year 21 | Year 22 | Year 23 | Year 24 | Year 25 | Year 26 | Year 27 | Year 28 | Year 29 | Year 30
| E1 | 0 | 0 | 0 | 0 | 0 | 0 | 0 | 0 | 0 | 0 | 0 | 0 | 0 | 0 | 0 | 0 | 0 | 0 | 0 | 0 | 0 | 0 | 0 | 0 | 0 | 0 | 0 | 0 | 0 | 0 | 0 | 0_E1_Stock |  |  |  |  | 13576.6093
| E2 | 0 | 0 | 0 | 0 | 0 | 0 | 0 | 0 | 0 | 0 | 0 | 0 | 0 | 0 | 0 | 0 | 0 | 0 | 0 | 0 | 0 | 0 | 0 | 0 | 0 | 0 | 0 | 0 | 0 | 0 | 0 | 0_E2_Stock |  |  |  |  | 0
| E3 | 0 | 0 | 0 | 0 | 0 | 0 | 0 | 0 | 0 | 0 | 0 | 0 | 0 | 0 | 0 | 0 | 0 | 0 | 0 | 0 | 0 | 0 | 0 | 0 | 0 | 0 | 0 | 0 | 0 | 0 | 0 | 0_E3_Stock |  |  |  |  | 0
| E4 | 0 | 0 | 0 | 0 | 0 | 0 | 0 | 0 | 0 | 0 | 0 | 0 | 0 | 0 | 0 | 0 | 0 | 0 | 0 | 0 | 0 | 0 | 0 | 0 | 0 | 0 | 0 | 0 | 0 | 0 | 0 | 0_E4_Stock |  |  |  |  | 0
| E5 | 0 | 0 | 0 | 0 | 0 | 0 | 0 | 0 | 0 | 0 | 0 | 0 | 0 | 0 | 0 | 0 | 0 | 0 | 0 | 0 | 0 | 0 | 0 | 0 | 0 | 0 | 0 | 0 | 0 | 0 | 0 | 0_E5_Stock |  |  |  |  | 0
| E6 | 0 | 0 | 0 | 0 | 0 | 0 | 0 | 0 | 0 | 0 | 0 | 0 | 0 | 0 | 0 | 0 | 0 | 0 | 0 | 0 | 0 | 0 | 0 | 0 | 0 | 0 | 0 | 0 | 0 | 0 | 0 | 0_E6_Stock |  |  |  |  | 0
| E7 | 0 | 0 | 0 | 0 | 0 | 0 | 0 | 0 | 0 | 0 | 0 | 0 | 0 | 0 | 0 | 0 | 0 | 0 | 0 | 0 | 0 | 0 | 0 | 0 | 0 | 0 | 0 | 0 | 0 | 0 | 0 | 0_E7_Stock |  |  |  |  | 0
| E8 | 0 | 0 | 0 | 0 | 0 | 0 | 0 | 0 | 0 | 0 | 0 | 0 | 0 | 0 | 0 | 0 | 0 | 0 | 0 | 0 | 0 | 0 | 0 | 0 | 0 | 0 | 0 | 0 | 0 | 0 | 0 | 0_E8_Stock |  |  |  |  | 0
| E9 | 0 | 0 | 0 | 0 | 0 | 0 | 0 | 0 | 0 | 0 | 0 | 0 | 0 | 0 | 0 | 0 | 0 | 0 | 0 | 0 | 0 | 0 | 0 | 0 | 0 | 0 | 0 | 0 | 0 | 0 | 0 | 0_E9_Stock |  |  |  |  | 0
| E10 | 0 | 0 | 0 | 0 | 0 | 0 | 0 | 0 | 0 | 0 | 0 | 0 | 0 | 0 | 0 | 0 | 0 | 0 | 0 | 0 | 0 | 0 | 0 | 0 | 0 | 0 | 0 | 0 | 0 | 0 | 0 | 0_E10_Stock |  |  |  |  | 0
| Vintage | 0 | 0 | 0 | 0 | 0 | 0 | 0 | 0 | 0 | 0 | 0 | 0 | 0 | 0 | 0 | 0 | 0 | 0 | 0 | 0 | 0 | 0 | 0 | 0 | 0 | 0 | 0 | 0 | 0 | 0 | 0 | 0_Vintage_Stock |  |  |  |  | 288381.2139
S5C3 |  | Year 0: System 5 Technology 3
Technology Variables
| Tech Key | Year 0: 0
| Peak Factor (S) | Year 0: 0
| Peak Factor (W) | Year 0: 0
| Min Vintage Lifetime | Year 0: 0
| Max Vintage Lifetime | Year 0: 0
| Turnover Style | Year 0: 0
Technology Variables
| Equipment | Year 0: Label; Year 1: Min Lifetime; Year 2: Max Lifetime; Year 3: Degradation; Year 4: Usage; Year 5: Available
| E1 | Year 1: 0; Year 2: 0; Year 3: 0%; Year 4: 0; Year 5: FALSE
| E2 | Year 1: 0; Year 2: 0; Year 3: 0%; Year 4: 0; Year 5: FALSE
| E3 | Year 1: 0; Year 2: 0; Year 3: 0%; Year 4: 0; Year 5: FALSE
| E4 | Year 1: 0; Year 2: 0; Year 3: 0%; Year 4: 0; Year 5: FALSE
| E5 | Year 1: 0; Year 2: 0; Year 3: 0%; Year 4: 0; Year 5: FALSE
| E6 | Year 1: 0; Year 2: 0; Year 3: 0%; Year 4: 0; Year 5: FALSE
| E7 | Year 1: 0; Year 2: 0; Year 3: 0%; Year 4: 0; Year 5: FALSE
| E8 | Year 1: 0; Year 2: 0; Year 3: 0%; Year 4: 0; Year 5: FALSE
| E9 | Year 1: 0; Year 2: 0; Year 3: 0%; Year 4: 0; Year 5: FALSE
| E10 | Year 1: 0; Year 2: 0; Year 3: 0%; Year 4: 0; Year 5: FALSE
Original Forecast Results
| Year | Year 0 | Year 1 | Year 2 | Year 3 | Year 4 | Year 5 | Year 6 | Year 7 | Year 8 | Year 9 | Year 10 | Year 11 | Year 12 | Year 13 | Year 14 | Year 15 | Year 16 | Year 17 | Year 18 | Year 19 | Year 20 | Year 21 | Year 22 | Year 23 | Year 24 | Year 25 | Year 26 | Year 27 | Year 28 | Year 29 | Year 30 | Key
| Units | 0 | 0 | 0 | 0 | 0 | 0 | 0 | 0 | 0 | 0 | 0 | 0 | 0 | 0 | 0 | 0 | 0 | 0 | 0 | 0 | 0 | 0 | 0 | 0 | 0 | 0 | 0 | 0 | 0 | 0 | 0 | #REF! |  |  |  |  | 301957.8232
| Usage | 0 | 0 | 0 | 0 | 0 | 0 | 0 | 0 | 0 | 0 | 0 | 0 | 0 | 0 | 0 | 0 | 0 | 0 | 0 | 0 | 0 | 0 | 0 | 0 | 0 | 0 | 0 | 0 | 0 | 0 | 0 | #REF! |  |  |  |  | 1698.6543
| Peak Demand (S) | 0 | 0 | 0 | 0 | 0 | 0 | 0 | 0 | 0 | 0 | 0 | 0 | 0 | 0 | 0 | 0 | 0 | 0 | 0 | 0 | 0 | 0 | 0 | 0 | 0 | 0 | 0 | 0 | 0 | 0 | 0 | #REF! |  |  |  |  | 0
| Peak Demand (W) | 0 | 0 | 0 | 0 | 0 | 0 | 0 | 0 | 0 | 0 | 0 | 0 | 0 | 0 | 0 | 0 | 0 | 0 | 0 | 0 | 0 | 0 | 0 | 0 | 0 | 0 | 0 | 0 | 0 | 0 | 0 | #REF! |  |  |  |  | 884.6119
| Turnover | 0 | 0 | 0 | 0 | 0 | 0 | 0 | 0 | 0 | 0 | 0 | 0 | 0 | 0 | 0 | 0 | 0 | 0 | 0 | 0 | 0 | 0 | 0 | 0 | 0 | 0 | 0 | 0 | 0 | 0 | 0 | #REF! |  |  |  |  | 6885.4476
| Avg. Replacement Usage | 0 | 0 | 0 | 0 | 0 | 0 | 0 | 0 | 0 | 0 | 0 | 0 | 0 | 0 | 0 | 0 | 0 | 0 | 0 | 0 | 0 | 0 | 0 | 0 | 0 | 0 | 0 | 0 | 0 | 0 | 0 | #REF! |  |  |  |  | 5638.8522
| Avg. Replacement Demand (S) | 0 | 0 | 0 | 0 | 0 | 0 | 0 | 0 | 0 | 0 | 0 | 0 | 0 | 0 | 0 | 0 | 0 | 0 | 0 | 0 | 0 | 0 | 0 | 0 | 0 | 0 | 0 | 0 | 0 | 0 | 0 | #REF! |  |  |  |  | 0
| Avg. Replacement Demand (W) | 0 | 0 | 0 | 0 | 0 | 0 | 0 | 0 | 0 | 0 | 0 | 0 | 0 | 0 | 0 | 0 | 0 | 0 | 0 | 0 | 0 | 0 | 0 | 0 | 0 | 0 | 0 | 0 | 0 | 0 | 0 | #REF! |  |  |  |  | 2.9366
Tech Forecast Stock
| Year | Year 0 | Year 1 | Year 2 | Year 3 | Year 4 | Year 5 | Year 6 | Year 7 | Year 8 | Year 9 | Year 10 | Year 11 | Year 12 | Year 13 | Year 14 | Year 15 | Year 16 | Year 17 | Year 18 | Year 19 | Year 20 | Year 21 | Year 22 | Year 23 | Year 24 | Year 25 | Year 26 | Year 27 | Year 28 | Year 29 | Year 30
| E1 | 0 | 0 | 0 | 0 | 0 | 0 | 0 | 0 | 0 | 0 | 0 | 0 | 0 | 0 | 0 | 0 | 0 | 0 | 0 | 0 | 0 | 0 | 0 | 0 | 0 | 0 | 0 | 0 | 0 | 0 | 0
| E2 | 0 | 0 | 0 | 0 | 0 | 0 | 0 | 0 | 0 | 0 | 0 | 0 | 0 | 0 | 0 | 0 | 0 | 0 | 0 | 0 | 0 | 0 | 0 | 0 | 0 | 0 | 0 | 0 | 0 | 0 | 0
| E3 | 0 | 0 | 0 | 0 | 0 | 0 | 0 | 0 | 0 | 0 | 0 | 0 | 0 | 0 | 0 | 0 | 0 | 0 | 0 | 0 | 0 | 0 | 0 | 0 | 0 | 0 | 0 | 0 | 0 | 0 | 0
| E4 | 0 | 0 | 0 | 0 | 0 | 0 | 0 | 0 | 0 | 0 | 0 | 0 | 0 | 0 | 0 | 0 | 0 | 0 | 0 | 0 | 0 | 0 | 0 | 0 | 0 | 0 | 0 | 0 | 0 | 0 | 0
| E5 | 0 | 0 | 0 | 0 | 0 | 0 | 0 | 0 | 0 | 0 | 0 | 0 | 0 | 0 | 0 | 0 | 0 | 0 | 0 | 0 | 0 | 0 | 0 | 0 | 0 | 0 | 0 | 0 | 0 | 0 | 0
| E6 | 0 | 0 | 0 | 0 | 0 | 0 | 0 | 0 | 0 | 0 | 0 | 0 | 0 | 0 | 0 | 0 | 0 | 0 | 0 | 0 | 0 | 0 | 0 | 0 | 0 | 0 | 0 | 0 | 0 | 0 | 0
| E7 | 0 | 0 | 0 | 0 | 0 | 0 | 0 | 0 | 0 | 0 | 0 | 0 | 0 | 0 | 0 | 0 | 0 | 0 | 0 | 0 | 0 | 0 | 0 | 0 | 0 | 0 | 0 | 0 | 0 | 0 | 0
| E8 | 0 | 0 | 0 | 0 | 0 | 0 | 0 | 0 | 0 | 0 | 0 | 0 | 0 | 0 | 0 | 0 | 0 | 0 | 0 | 0 | 0 | 0 | 0 | 0 | 0 | 0 | 0 | 0 | 0 | 0 | 0
| E9 | 0 | 0 | 0 | 0 | 0 | 0 | 0 | 0 | 0 | 0 | 0 | 0 | 0 | 0 | 0 | 0 | 0 | 0 | 0 | 0 | 0 | 0 | 0 | 0 | 0 | 0 | 0 | 0 | 0 | 0 | 0
| E10 | 0 | 0 | 0 | 0 | 0 | 0 | 0 | 0 | 0 | 0 | 0 | 0 | 0 | 0 | 0 | 0 | 0 | 0 | 0 | 0 | 0 | 0 | 0 | 0 | 0 | 0 | 0 | 0 | 0 | 0 | 0
| Vintage | 0 | 0 | 0 | 0 | 0 | 0 | 0 | 0 | 0 | 0 | 0 | 0 | 0 | 0 | 0 | 0 | 0 | 0 | 0 | 0 | 0 | 0 | 0 | 0 | 0 | 0 | 0 | 0 | 0 | 0 | 0
Stock for Switching
| Year | Year 0 | Year 1 | Year 2 | Year 3 | Year 4 | Year 5 | Year 6 | Year 7 | Year 8 | Year 9 | Year 10 | Year 11 | Year 12 | Year 13 | Year 14 | Year 15 | Year 16 | Year 17 | Year 18 | Year 19 | Year 20 | Year 21 | Year 22 | Year 23 | Year 24 | Year 25 | Year 26 | Year 27 | Year 28 | Year 29 | Year 30
| E1 | 0 | 0 | 0 | 0 | 0 | 0 | 0 | 0 | 0 | 0 | 0 | 0 | 0 | 0 | 0 | 0 | 0 | 0 | 0 | 0 | 0 | 0 | 0 | 0 | 0 | 0 | 0 | 0 | 0 | 0 | 0 | 0_E1_SysStock
| E2 | 0 | 0 | 0 | 0 | 0 | 0 | 0 | 0 | 0 | 0 | 0 | 0 | 0 | 0 | 0 | 0 | 0 | 0 | 0 | 0 | 0 | 0 | 0 | 0 | 0 | 0 | 0 | 0 | 0 | 0 | 0 | 0_E2_SysStock
| E3 | 0 | 0 | 0 | 0 | 0 | 0 | 0 | 0 | 0 | 0 | 0 | 0 | 0 | 0 | 0 | 0 | 0 | 0 | 0 | 0 | 0 | 0 | 0 | 0 | 0 | 0 | 0 | 0 | 0 | 0 | 0 | 0_E3_SysStock
| E4 | 0 | 0 | 0 | 0 | 0 | 0 | 0 | 0 | 0 | 0 | 0 | 0 | 0 | 0 | 0 | 0 | 0 | 0 | 0 | 0 | 0 | 0 | 0 | 0 | 0 | 0 | 0 | 0 | 0 | 0 | 0 | 0_E4_SysStock
| E5 | 0 | 0 | 0 | 0 | 0 | 0 | 0 | 0 | 0 | 0 | 0 | 0 | 0 | 0 | 0 | 0 | 0 | 0 | 0 | 0 | 0 | 0 | 0 | 0 | 0 | 0 | 0 | 0 | 0 | 0 | 0 | 0_E5_SysStock
| E6 | 0 | 0 | 0 | 0 | 0 | 0 | 0 | 0 | 0 | 0 | 0 | 0 | 0 | 0 | 0 | 0 | 0 | 0 | 0 | 0 | 0 | 0 | 0 | 0 | 0 | 0 | 0 | 0 | 0 | 0 | 0 | 0_E6_SysStock
| E7 | 0 | 0 | 0 | 0 | 0 | 0 | 0 | 0 | 0 | 0 | 0 | 0 | 0 | 0 | 0 | 0 | 0 | 0 | 0 | 0 | 0 | 0 | 0 | 0 | 0 | 0 | 0 | 0 | 0 | 0 | 0 | 0_E7_SysStock
| E8 | 0 | 0 | 0 | 0 | 0 | 0 | 0 | 0 | 0 | 0 | 0 | 0 | 0 | 0 | 0 | 0 | 0 | 0 | 0 | 0 | 0 | 0 | 0 | 0 | 0 | 0 | 0 | 0 | 0 | 0 | 0 | 0_E8_SysStock
| E9 | 0 | 0 | 0 | 0 | 0 | 0 | 0 | 0 | 0 | 0 | 0 | 0 | 0 | 0 | 0 | 0 | 0 | 0 | 0 | 0 | 0 | 0 | 0 | 0 | 0 | 0 | 0 | 0 | 0 | 0 | 0 | 0_E9_SysStock
| E10 | 0 | 0 | 0 | 0 | 0 | 0 | 0 | 0 | 0 | 0 | 0 | 0 | 0 | 0 | 0 | 0 | 0 | 0 | 0 | 0 | 0 | 0 | 0 | 0 | 0 | 0 | 0 | 0 | 0 | 0 | 0 | 0_E10_SysStock
| Vintage | 0 | 0 | 0 | 0 | 0 | 0 | 0 | 0 | 0 | 0 | 0 | 0 | 0 | 0 | 0 | 0 | 0 | 0 | 0 | 0 | 0 | 0 | 0 | 0 | 0 | 0 | 0 | 0 | 0 | 0 | 0 | 0_Vintage_SysStock
Tech Forecast Purchases
| Year | Year 0 | Year 1 | Year 2 | Year 3 | Year 4 | Year 5 | Year 6 | Year 7 | Year 8 | Year 9 | Year 10 | Year 11 | Year 12 | Year 13 | Year 14 | Year 15 | Year 16 | Year 17 | Year 18 | Year 19 | Year 20 | Year 21 | Year 22 | Year 23 | Year 24 | Year 25 | Year 26 | Year 27 | Year 28 | Year 29 | Year 30
| E1 | 0 | 0 | 0 | 0 | 0 | 0 | 0 | 0 | 0 | 0 | 0 | 0 | 0 | 0 | 0 | 0 | 0 | 0 | 0 | 0 | 0 | 0 | 0 | 0 | 0 | 0 | 0 | 0 | 0 | 0 | 0
| E2 | 0 | 0 | 0 | 0 | 0 | 0 | 0 | 0 | 0 | 0 | 0 | 0 | 0 | 0 | 0 | 0 | 0 | 0 | 0 | 0 | 0 | 0 | 0 | 0 | 0 | 0 | 0 | 0 | 0 | 0 | 0
| E3 | 0 | 0 | 0 | 0 | 0 | 0 | 0 | 0 | 0 | 0 | 0 | 0 | 0 | 0 | 0 | 0 | 0 | 0 | 0 | 0 | 0 | 0 | 0 | 0 | 0 | 0 | 0 | 0 | 0 | 0 | 0
| E4 | 0 | 0 | 0 | 0 | 0 | 0 | 0 | 0 | 0 | 0 | 0 | 0 | 0 | 0 | 0 | 0 | 0 | 0 | 0 | 0 | 0 | 0 | 0 | 0 | 0 | 0 | 0 | 0 | 0 | 0 | 0
| E5 | 0 | 0 | 0 | 0 | 0 | 0 | 0 | 0 | 0 | 0 | 0 | 0 | 0 | 0 | 0 | 0 | 0 | 0 | 0 | 0 | 0 | 0 | 0 | 0 | 0 | 0 | 0 | 0 | 0 | 0 | 0
| E6 | 0 | 0 | 0 | 0 | 0 | 0 | 0 | 0 | 0 | 0 | 0 | 0 | 0 | 0 | 0 | 0 | 0 | 0 | 0 | 0 | 0 | 0 | 0 | 0 | 0 | 0 | 0 | 0 | 0 | 0 | 0
| E7 | 0 | 0 | 0 | 0 | 0 | 0 | 0 | 0 | 0 | 0 | 0 | 0 | 0 | 0 | 0 | 0 | 0 | 0 | 0 | 0 | 0 | 0 | 0 | 0 | 0 | 0 | 0 | 0 | 0 | 0 | 0
| E8 | 0 | 0 | 0 | 0 | 0 | 0 | 0 | 0 | 0 | 0 | 0 | 0 | 0 | 0 | 0 | 0 | 0 | 0 | 0 | 0 | 0 | 0 | 0 | 0 | 0 | 0 | 0 | 0 | 0 | 0 | 0
| E9 | 0 | 0 | 0 | 0 | 0 | 0 | 0 | 0 | 0 | 0 | 0 | 0 | 0 | 0 | 0 | 0 | 0 | 0 | 0 | 0 | 0 | 0 | 0 | 0 | 0 | 0 | 0 | 0 | 0 | 0 | 0
| E10 | 0 | 0 | 0 | 0 | 0 | 0 | 0 | 0 | 0 | 0 | 0 | 0 | 0 | 0 | 0 | 0 | 0 | 0 | 0 | 0 | 0 | 0 | 0 | 0 | 0 | 0 | 0 | 0 | 0 | 0 | 0
Potential to Switch
| Year | Year 0 | Year 1 | Year 2 | Year 3 | Year 4 | Year 5 | Year 6 | Year 7 | Year 8 | Year 9 | Year 10 | Year 11 | Year 12 | Year 13 | Year 14 | Year 15 | Year 16 | Year 17 | Year 18 | Year 19 | Year 20 | Year 21 | Year 22 | Year 23 | Year 24 | Year 25 | Year 26 | Year 27 | Year 28 | Year 29 | Year 30
| E1 | 0 | 0 | 0 | 0 | 0 | 0 | 0 | 0 | 0 | 0 | 0 | 0 | 0 | 0 | 0 | 0 | 0 | 0 | 0 | 0 | 0 | 0 | 0 | 0 | 0 | 0 | 0 | 0 | 0 | 0 | 0 | 0_E1_Switched Out
| E2 | 0 | 0 | 0 | 0 | 0 | 0 | 0 | 0 | 0 | 0 | 0 | 0 | 0 | 0 | 0 | 0 | 0 | 0 | 0 | 0 | 0 | 0 | 0 | 0 | 0 | 0 | 0 | 0 | 0 | 0 | 0 | 0_E2_Switched Out
| E3 | 0 | 0 | 0 | 0 | 0 | 0 | 0 | 0 | 0 | 0 | 0 | 0 | 0 | 0 | 0 | 0 | 0 | 0 | 0 | 0 | 0 | 0 | 0 | 0 | 0 | 0 | 0 | 0 | 0 | 0 | 0 | 0_E3_Switched Out
| E4 | 0 | 0 | 0 | 0 | 0 | 0 | 0 | 0 | 0 | 0 | 0 | 0 | 0 | 0 | 0 | 0 | 0 | 0 | 0 | 0 | 0 | 0 | 0 | 0 | 0 | 0 | 0 | 0 | 0 | 0 | 0 | 0_E4_Switched Out
| E5 | 0 | 0 | 0 | 0 | 0 | 0 | 0 | 0 | 0 | 0 | 0 | 0 | 0 | 0 | 0 | 0 | 0 | 0 | 0 | 0 | 0 | 0 | 0 | 0 | 0 | 0 | 0 | 0 | 0 | 0 | 0 | 0_E5_Switched Out
| E6 | 0 | 0 | 0 | 0 | 0 | 0 | 0 | 0 | 0 | 0 | 0 | 0 | 0 | 0 | 0 | 0 | 0 | 0 | 0 | 0 | 0 | 0 | 0 | 0 | 0 | 0 | 0 | 0 | 0 | 0 | 0 | 0_E6_Switched Out
| E7 | 0 | 0 | 0 | 0 | 0 | 0 | 0 | 0 | 0 | 0 | 0 | 0 | 0 | 0 | 0 | 0 | 0 | 0 | 0 | 0 | 0 | 0 | 0 | 0 | 0 | 0 | 0 | 0 | 0 | 0 | 0 | 0_E7_Switched Out
| E8 | 0 | 0 | 0 | 0 | 0 | 0 | 0 | 0 | 0 | 0 | 0 | 0 | 0 | 0 | 0 | 0 | 0 | 0 | 0 | 0 | 0 | 0 | 0 | 0 | 0 | 0 | 0 | 0 | 0 | 0 | 0 | 0_E8_Switched Out
| E9 | 0 | 0 | 0 | 0 | 0 | 0 | 0 | 0 | 0 | 0 | 0 | 0 | 0 | 0 | 0 | 0 | 0 | 0 | 0 | 0 | 0 | 0 | 0 | 0 | 0 | 0 | 0 | 0 | 0 | 0 | 0 | 0_E9_Switched Out
| E10 | 0 | 0 | 0 | 0 | 0 | 0 | 0 | 0 | 0 | 0 | 0 | 0 | 0 | 0 | 0 | 0 | 0 | 0 | 0 | 0 | 0 | 0 | 0 | 0 | 0 | 0 | 0 | 0 | 0 | 0 | 0 | 0_E10_Switched Out
Units Out
| E1 | 0 | 0 | 0 | 0 | 0 | 0 | 0 | 0 | 0 | 0 | 0 | 0 | 0 | 0 | 0 | 0 | 0 | 0 | 0 | 0 | 0 | 0 | 0 | 0 | 0 | 0 | 0 | 0 | 0 | 0 | 0
| E2 | 0 | 0 | 0 | 0 | 0 | 0 | 0 | 0 | 0 | 0 | 0 | 0 | 0 | 0 | 0 | 0 | 0 | 0 | 0 | 0 | 0 | 0 | 0 | 0 | 0 | 0 | 0 | 0 | 0 | 0 | 0
| E3 | 0 | 0 | 0 | 0 | 0 | 0 | 0 | 0 | 0 | 0 | 0 | 0 | 0 | 0 | 0 | 0 | 0 | 0 | 0 | 0 | 0 | 0 | 0 | 0 | 0 | 0 | 0 | 0 | 0 | 0 | 0
| E4 | 0 | 0 | 0 | 0 | 0 | 0 | 0 | 0 | 0 | 0 | 0 | 0 | 0 | 0 | 0 | 0 | 0 | 0 | 0 | 0 | 0 | 0 | 0 | 0 | 0 | 0 | 0 | 0 | 0 | 0 | 0
| E5 | 0 | 0 | 0 | 0 | 0 | 0 | 0 | 0 | 0 | 0 | 0 | 0 | 0 | 0 | 0 | 0 | 0 | 0 | 0 | 0 | 0 | 0 | 0 | 0 | 0 | 0 | 0 | 0 | 0 | 0 | 0
| E6 | 0 | 0 | 0 | 0 | 0 | 0 | 0 | 0 | 0 | 0 | 0 | 0 | 0 | 0 | 0 | 0 | 0 | 0 | 0 | 0 | 0 | 0 | 0 | 0 | 0 | 0 | 0 | 0 | 0 | 0 | 0
| E7 | 0 | 0 | 0 | 0 | 0 | 0 | 0 | 0 | 0 | 0 | 0 | 0 | 0 | 0 | 0 | 0 | 0 | 0 | 0 | 0 | 0 | 0 | 0 | 0 | 0 | 0 | 0 | 0 | 0 | 0 | 0
| E8 | 0 | 0 | 0 | 0 | 0 | 0 | 0 | 0 | 0 | 0 | 0 | 0 | 0 | 0 | 0 | 0 | 0 | 0 | 0 | 0 | 0 | 0 | 0 | 0 | 0 | 0 | 0 | 0 | 0 | 0 | 0
| E9 | 0 | 0 | 0 | 0 | 0 | 0 | 0 | 0 | 0 | 0 | 0 | 0 | 0 | 0 | 0 | 0 | 0 | 0 | 0 | 0 | 0 | 0 | 0 | 0 | 0 | 0 | 0 | 0 | 0 | 0 | 0
| E10 | 0 | 0 | 0 | 0 | 0 | 0 | 0 | 0 | 0 | 0 | 0 | 0 | 0 | 0 | 0 | 0 | 0 | 0 | 0 | 0 | 0 | 0 | 0 | 0 | 0 | 0 | 0 | 0 | 0 | 0 | 0
| Vintage | 0 | 0 | 0 | 0 | 0 | 0 | 0 | 0 | 0 | 0 | 0 | 0 | 0 | 0 | 0 | 0 | 0 | 0 | 0 | 0 | 0 | 0 | 0 | 0 | 0 | 0 | 0 | 0 | 0 | 0 | 0
Tech Purchase Shares
| Year | Year 0 | Year 1 | Year 2 | Year 3 | Year 4 | Year 5 | Year 6 | Year 7 | Year 8 | Year 9 | Year 10 | Year 11 | Year 12 | Year 13 | Year 14 | Year 15 | Year 16 | Year 17 | Year 18 | Year 19 | Year 20 | Year 21 | Year 22 | Year 23 | Year 24 | Year 25 | Year 26 | Year 27 | Year 28 | Year 29 | Year 30
E1 | bar: Year 0 to Year 30
E2 | bar: Year 0 to Year 30
E3 | bar: Year 0 to Year 30
E4 | bar: Year 0 to Year 30
E5 | bar: Year 0 to Year 30
E6 | bar: Year 0 to Year 30
E7 | bar: Year 0 to Year 30
E8 | bar: Year 0 to Year 30
E9 | bar: Year 0 to Year 30
E10 | bar: Year 0 to Year 30
Units In from Switching
| E1 | 0 | 0 | 0 | 0 | 0 | 0 | 0 | 0 | 0 | 0 | 0 | 0 | 0 | 0 | 0 | 0 | 0 | 0 | 0 | 0 | 0 | 0 | 0 | 0 | 0 | 0 | 0 | 0 | 0 | 0 | 0
| E2 | 0 | 0 | 0 | 0 | 0 | 0 | 0 | 0 | 0 | 0 | 0 | 0 | 0 | 0 | 0 | 0 | 0 | 0 | 0 | 0 | 0 | 0 | 0 | 0 | 0 | 0 | 0 | 0 | 0 | 0 | 0
| E3 | 0 | 0 | 0 | 0 | 0 | 0 | 0 | 0 | 0 | 0 | 0 | 0 | 0 | 0 | 0 | 0 | 0 | 0 | 0 | 0 | 0 | 0 | 0 | 0 | 0 | 0 | 0 | 0 | 0 | 0 | 0
| E4 | 0 | 0 | 0 | 0 | 0 | 0 | 0 | 0 | 0 | 0 | 0 | 0 | 0 | 0 | 0 | 0 | 0 | 0 | 0 | 0 | 0 | 0 | 0 | 0 | 0 | 0 | 0 | 0 | 0 | 0 | 0
| E5 | 0 | 0 | 0 | 0 | 0 | 0 | 0 | 0 | 0 | 0 | 0 | 0 | 0 | 0 | 0 | 0 | 0 | 0 | 0 | 0 | 0 | 0 | 0 | 0 | 0 | 0 | 0 | 0 | 0 | 0 | 0
| E6 | 0 | 0 | 0 | 0 | 0 | 0 | 0 | 0 | 0 | 0 | 0 | 0 | 0 | 0 | 0 | 0 | 0 | 0 | 0 | 0 | 0 | 0 | 0 | 0 | 0 | 0 | 0 | 0 | 0 | 0 | 0
| E7 | 0 | 0 | 0 | 0 | 0 | 0 | 0 | 0 | 0 | 0 | 0 | 0 | 0 | 0 | 0 | 0 | 0 | 0 | 0 | 0 | 0 | 0 | 0 | 0 | 0 | 0 | 0 | 0 | 0 | 0 | 0
| E8 | 0 | 0 | 0 | 0 | 0 | 0 | 0 | 0 | 0 | 0 | 0 | 0 | 0 | 0 | 0 | 0 | 0 | 0 | 0 | 0 | 0 | 0 | 0 | 0 | 0 | 0 | 0 | 0 | 0 | 0 | 0
| E9 | 0 | 0 | 0 | 0 | 0 | 0 | 0 | 0 | 0 | 0 | 0 | 0 | 0 | 0 | 0 | 0 | 0 | 0 | 0 | 0 | 0 | 0 | 0 | 0 | 0 | 0 | 0 | 0 | 0 | 0 | 0
| E10 | 0 | 0 | 0 | 0 | 0 | 0 | 0 | 0 | 0 | 0 | 0 | 0 | 0 | 0 | 0 | 0 | 0 | 0 | 0 | 0 | 0 | 0 | 0 | 0 | 0 | 0 | 0 | 0 | 0 | 0 | 0
| Vintage | 0 | 0 | 0 | 0 | 0 | 0 | 0 | 0 | 0 | 0 | 0 | 0 | 0 | 0 | 0 | 0 | 0 | 0 | 0 | 0 | 0 | 0 | 0 | 0 | 0 | 0 | 0 | 0 | 0 | 0 | 0
Net Change
| Year | Year 0 | Year 1 | Year 2 | Year 3 | Year 4 | Year 5 | Year 6 | Year 7 | Year 8 | Year 9 | Year 10 | Year 11 | Year 12 | Year 13 | Year 14 | Year 15 | Year 16 | Year 17 | Year 18 | Year 19 | Year 20 | Year 21 | Year 22 | Year 23 | Year 24 | Year 25 | Year 26 | Year 27 | Year 28 | Year 29 | Year 30 | Key
| Units | 0 | 0 | 0 | 0 | 0 | 0 | 0 | 0 | 0 | 0 | 0 | 0 | 0 | 0 | 0 | 0 | 0 | 0 | 0 | 0 | 0 | 0 | 0 | 0 | 0 | 0 | 0 | 0 | 0 | 0 | 0 | 0_Units |  |  |  |  | 301957.8232
| Usage | 0 | 0 | 0 | 0 | 0 | 0 | 0 | 0 | 0 | 0 | 0 | 0 | 0 | 0 | 0 | 0 | 0 | 0 | 0 | 0 | 0 | 0 | 0 | 0 | 0 | 0 | 0 | 0 | 0 | 0 | 0 | 0_Usage |  |  |  |  | 1698.6543
| Peak Demand (S) | 0 | 0 | 0 | 0 | 0 | 0 | 0 | 0 | 0 | 0 | 0 | 0 | 0 | 0 | 0 | 0 | 0 | 0 | 0 | 0 | 0 | 0 | 0 | 0 | 0 | 0 | 0 | 0 | 0 | 0 | 0 | 0_Peak Demand (S) |  |  |  |  | 0
| Peak Demand (W) | 0 | 0 | 0 | 0 | 0 | 0 | 0 | 0 | 0 | 0 | 0 | 0 | 0 | 0 | 0 | 0 | 0 | 0 | 0 | 0 | 0 | 0 | 0 | 0 | 0 | 0 | 0 | 0 | 0 | 0 | 0 | 0_Peak Demand (W) |  |  |  |  | 884.6119
| Turnover | 0 | 0 | 0 | 0 | 0 | 0 | 0 | 0 | 0 | 0 | 0 | 0 | 0 | 0 | 0 | 0 | 0 | 0 | 0 | 0 | 0 | 0 | 0 | 0 | 0 | 0 | 0 | 0 | 0 | 0 | 0 | 0_Turnover |  |  |  |  | 6885.4476
| Avg. Replacement Usage | 0 | 0 | 0 | 0 | 0 | 0 | 0 | 0 | 0 | 0 | 0 | 0 | 0 | 0 | 0 | 0 | 0 | 0 | 0 | 0 | 0 | 0 | 0 | 0 | 0 | 0 | 0 | 0 | 0 | 0 | 0 | 0_Avg. Replacement Usage |  |  |  |  | 5638.8522
| Avg. Replacement Demand (S) | 0 | 0 | 0 | 0 | 0 | 0 | 0 | 0 | 0 | 0 | 0 | 0 | 0 | 0 | 0 | 0 | 0 | 0 | 0 | 0 | 0 | 0 | 0 | 0 | 0 | 0 | 0 | 0 | 0 | 0 | 0 | 0_Avg. Replacement Demand (S) |  |  |  |  | 0
| Avg. Replacement Demand (W) | 0 | 0 | 0 | 0 | 0 | 0 | 0 | 0 | 0 | 0 | 0 | 0 | 0 | 0 | 0 | 0 | 0 | 0 | 0 | 0 | 0 | 0 | 0 | 0 | 0 | 0 | 0 | 0 | 0 | 0 | 0 | 0_Avg. Replacement Demand (W) |  |  |  |  | 2.9366
Purchases
| Year | Year 0 | Year 1 | Year 2 | Year 3 | Year 4 | Year 5 | Year 6 | Year 7 | Year 8 | Year 9 | Year 10 | Year 11 | Year 12 | Year 13 | Year 14 | Year 15 | Year 16 | Year 17 | Year 18 | Year 19 | Year 20 | Year 21 | Year 22 | Year 23 | Year 24 | Year 25 | Year 26 | Year 27 | Year 28 | Year 29 | Year 30
| E1 | 0 | 0 | 0 | 0 | 0 | 0 | 0 | 0 | 0 | 0 | 0 | 0 | 0 | 0 | 0 | 0 | 0 | 0 | 0 | 0 | 0 | 0 | 0 | 0 | 0 | 0 | 0 | 0 | 0 | 0 | 0 | 0_E1_Purchases |  |  |  |  | 6885.4476
| E2 | 0 | 0 | 0 | 0 | 0 | 0 | 0 | 0 | 0 | 0 | 0 | 0 | 0 | 0 | 0 | 0 | 0 | 0 | 0 | 0 | 0 | 0 | 0 | 0 | 0 | 0 | 0 | 0 | 0 | 0 | 0 | 0_E2_Purchases |  |  |  |  | 0
| E3 | 0 | 0 | 0 | 0 | 0 | 0 | 0 | 0 | 0 | 0 | 0 | 0 | 0 | 0 | 0 | 0 | 0 | 0 | 0 | 0 | 0 | 0 | 0 | 0 | 0 | 0 | 0 | 0 | 0 | 0 | 0 | 0_E3_Purchases |  |  |  |  | 0
| E4 | 0 | 0 | 0 | 0 | 0 | 0 | 0 | 0 | 0 | 0 | 0 | 0 | 0 | 0 | 0 | 0 | 0 | 0 | 0 | 0 | 0 | 0 | 0 | 0 | 0 | 0 | 0 | 0 | 0 | 0 | 0 | 0_E4_Purchases |  |  |  |  | 0
| E5 | 0 | 0 | 0 | 0 | 0 | 0 | 0 | 0 | 0 | 0 | 0 | 0 | 0 | 0 | 0 | 0 | 0 | 0 | 0 | 0 | 0 | 0 | 0 | 0 | 0 | 0 | 0 | 0 | 0 | 0 | 0 | 0_E5_Purchases |  |  |  |  | 0
| E6 | 0 | 0 | 0 | 0 | 0 | 0 | 0 | 0 | 0 | 0 | 0 | 0 | 0 | 0 | 0 | 0 | 0 | 0 | 0 | 0 | 0 | 0 | 0 | 0 | 0 | 0 | 0 | 0 | 0 | 0 | 0 | 0_E6_Purchases |  |  |  |  | 0
| E7 | 0 | 0 | 0 | 0 | 0 | 0 | 0 | 0 | 0 | 0 | 0 | 0 | 0 | 0 | 0 | 0 | 0 | 0 | 0 | 0 | 0 | 0 | 0 | 0 | 0 | 0 | 0 | 0 | 0 | 0 | 0 | 0_E7_Purchases |  |  |  |  | 0
| E8 | 0 | 0 | 0 | 0 | 0 | 0 | 0 | 0 | 0 | 0 | 0 | 0 | 0 | 0 | 0 | 0 | 0 | 0 | 0 | 0 | 0 | 0 | 0 | 0 | 0 | 0 | 0 | 0 | 0 | 0 | 0 | 0_E8_Purchases |  |  |  |  | 0
| E9 | 0 | 0 | 0 | 0 | 0 | 0 | 0 | 0 | 0 | 0 | 0 | 0 | 0 | 0 | 0 | 0 | 0 | 0 | 0 | 0 | 0 | 0 | 0 | 0 | 0 | 0 | 0 | 0 | 0 | 0 | 0 | 0_E9_Purchases |  |  |  |  | 0
| E10 | 0 | 0 | 0 | 0 | 0 | 0 | 0 | 0 | 0 | 0 | 0 | 0 | 0 | 0 | 0 | 0 | 0 | 0 | 0 | 0 | 0 | 0 | 0 | 0 | 0 | 0 | 0 | 0 | 0 | 0 | 0 | 0_E10_Purchases |  |  |  |  | 0
Stock
| Year | Year 0 | Year 1 | Year 2 | Year 3 | Year 4 | Year 5 | Year 6 | Year 7 | Year 8 | Year 9 | Year 10 | Year 11 | Year 12 | Year 13 | Year 14 | Year 15 | Year 16 | Year 17 | Year 18 | Year 19 | Year 20 | Year 21 | Year 22 | Year 23 | Year 24 | Year 25 | Year 26 | Year 27 | Year 28 | Year 29 | Year 30
| E1 | 0 | 0 | 0 | 0 | 0 | 0 | 0 | 0 | 0 | 0 | 0 | 0 | 0 | 0 | 0 | 0 | 0 | 0 | 0 | 0 | 0 | 0 | 0 | 0 | 0 | 0 | 0 | 0 | 0 | 0 | 0 | 0_E1_Stock |  |  |  |  | 13576.6093
| E2 | 0 | 0 | 0 | 0 | 0 | 0 | 0 | 0 | 0 | 0 | 0 | 0 | 0 | 0 | 0 | 0 | 0 | 0 | 0 | 0 | 0 | 0 | 0 | 0 | 0 | 0 | 0 | 0 | 0 | 0 | 0 | 0_E2_Stock |  |  |  |  | 0
| E3 | 0 | 0 | 0 | 0 | 0 | 0 | 0 | 0 | 0 | 0 | 0 | 0 | 0 | 0 | 0 | 0 | 0 | 0 | 0 | 0 | 0 | 0 | 0 | 0 | 0 | 0 | 0 | 0 | 0 | 0 | 0 | 0_E3_Stock |  |  |  |  | 0
| E4 | 0 | 0 | 0 | 0 | 0 | 0 | 0 | 0 | 0 | 0 | 0 | 0 | 0 | 0 | 0 | 0 | 0 | 0 | 0 | 0 | 0 | 0 | 0 | 0 | 0 | 0 | 0 | 0 | 0 | 0 | 0 | 0_E4_Stock |  |  |  |  | 0
| E5 | 0 | 0 | 0 | 0 | 0 | 0 | 0 | 0 | 0 | 0 | 0 | 0 | 0 | 0 | 0 | 0 | 0 | 0 | 0 | 0 | 0 | 0 | 0 | 0 | 0 | 0 | 0 | 0 | 0 | 0 | 0 | 0_E5_Stock |  |  |  |  | 0
| E6 | 0 | 0 | 0 | 0 | 0 | 0 | 0 | 0 | 0 | 0 | 0 | 0 | 0 | 0 | 0 | 0 | 0 | 0 | 0 | 0 | 0 | 0 | 0 | 0 | 0 | 0 | 0 | 0 | 0 | 0 | 0 | 0_E6_Stock |  |  |  |  | 0
| E7 | 0 | 0 | 0 | 0 | 0 | 0 | 0 | 0 | 0 | 0 | 0 | 0 | 0 | 0 | 0 | 0 | 0 | 0 | 0 | 0 | 0 | 0 | 0 | 0 | 0 | 0 | 0 | 0 | 0 | 0 | 0 | 0_E7_Stock |  |  |  |  | 0
| E8 | 0 | 0 | 0 | 0 | 0 | 0 | 0 | 0 | 0 | 0 | 0 | 0 | 0 | 0 | 0 | 0 | 0 | 0 | 0 | 0 | 0 | 0 | 0 | 0 | 0 | 0 | 0 | 0 | 0 | 0 | 0 | 0_E8_Stock |  |  |  |  | 0
| E9 | 0 | 0 | 0 | 0 | 0 | 0 | 0 | 0 | 0 | 0 | 0 | 0 | 0 | 0 | 0 | 0 | 0 | 0 | 0 | 0 | 0 | 0 | 0 | 0 | 0 | 0 | 0 | 0 | 0 | 0 | 0 | 0_E9_Stock |  |  |  |  | 0
| E10 | 0 | 0 | 0 | 0 | 0 | 0 | 0 | 0 | 0 | 0 | 0 | 0 | 0 | 0 | 0 | 0 | 0 | 0 | 0 | 0 | 0 | 0 | 0 | 0 | 0 | 0 | 0 | 0 | 0 | 0 | 0 | 0_E10_Stock |  |  |  |  | 0
| Vintage | 0 | 0 | 0 | 0 | 0 | 0 | 0 | 0 | 0 | 0 | 0 | 0 | 0 | 0 | 0 | 0 | 0 | 0 | 0 | 0 | 0 | 0 | 0 | 0 | 0 | 0 | 0 | 0 | 0 | 0 | 0 | 0_Vintage_Stock |  |  |  |  | 288381.2139
S5C4 |  | Year 0: System 5 Technology 4
Technology Variables
| Tech Key | Year 0: 0
| Peak Factor (S) | Year 0: 0
| Peak Factor (W) | Year 0: 0
| Min Vintage Lifetime | Year 0: 0
| Max Vintage Lifetime | Year 0: 0
| Turnover Style | Year 0: 0
Technology Variables
| Equipment | Year 0: Label; Year 1: Min Lifetime; Year 2: Max Lifetime; Year 3: Degradation; Year 4: Usage; Year 5: Available
| E1 | Year 1: 0; Year 2: 0; Year 3: 0%; Year 4: 0; Year 5: FALSE
| E2 | Year 1: 0; Year 2: 0; Year 3: 0%; Year 4: 0; Year 5: FALSE
| E3 | Year 1: 0; Year 2: 0; Year 3: 0%; Year 4: 0; Year 5: FALSE
| E4 | Year 1: 0; Year 2: 0; Year 3: 0%; Year 4: 0; Year 5: FALSE
| E5 | Year 1: 0; Year 2: 0; Year 3: 0%; Year 4: 0; Year 5: FALSE
| E6 | Year 1: 0; Year 2: 0; Year 3: 0%; Year 4: 0; Year 5: FALSE
| E7 | Year 1: 0; Year 2: 0; Year 3: 0%; Year 4: 0; Year 5: FALSE
| E8 | Year 1: 0; Year 2: 0; Year 3: 0%; Year 4: 0; Year 5: FALSE
| E9 | Year 1: 0; Year 2: 0; Year 3: 0%; Year 4: 0; Year 5: FALSE
| E10 | Year 1: 0; Year 2: 0; Year 3: 0%; Year 4: 0; Year 5: FALSE
Original Forecast Results
| Year | Year 0 | Year 1 | Year 2 | Year 3 | Year 4 | Year 5 | Year 6 | Year 7 | Year 8 | Year 9 | Year 10 | Year 11 | Year 12 | Year 13 | Year 14 | Year 15 | Year 16 | Year 17 | Year 18 | Year 19 | Year 20 | Year 21 | Year 22 | Year 23 | Year 24 | Year 25 | Year 26 | Year 27 | Year 28 | Year 29 | Year 30 | Key
| Units | 0 | 0 | 0 | 0 | 0 | 0 | 0 | 0 | 0 | 0 | 0 | 0 | 0 | 0 | 0 | 0 | 0 | 0 | 0 | 0 | 0 | 0 | 0 | 0 | 0 | 0 | 0 | 0 | 0 | 0 | 0 | #REF! |  |  |  |  | 301957.8232
| Usage | 0 | 0 | 0 | 0 | 0 | 0 | 0 | 0 | 0 | 0 | 0 | 0 | 0 | 0 | 0 | 0 | 0 | 0 | 0 | 0 | 0 | 0 | 0 | 0 | 0 | 0 | 0 | 0 | 0 | 0 | 0 | #REF! |  |  |  |  | 1698.6543
| Peak Demand (S) | 0 | 0 | 0 | 0 | 0 | 0 | 0 | 0 | 0 | 0 | 0 | 0 | 0 | 0 | 0 | 0 | 0 | 0 | 0 | 0 | 0 | 0 | 0 | 0 | 0 | 0 | 0 | 0 | 0 | 0 | 0 | #REF! |  |  |  |  | 0
| Peak Demand (W) | 0 | 0 | 0 | 0 | 0 | 0 | 0 | 0 | 0 | 0 | 0 | 0 | 0 | 0 | 0 | 0 | 0 | 0 | 0 | 0 | 0 | 0 | 0 | 0 | 0 | 0 | 0 | 0 | 0 | 0 | 0 | #REF! |  |  |  |  | 884.6119
| Turnover | 0 | 0 | 0 | 0 | 0 | 0 | 0 | 0 | 0 | 0 | 0 | 0 | 0 | 0 | 0 | 0 | 0 | 0 | 0 | 0 | 0 | 0 | 0 | 0 | 0 | 0 | 0 | 0 | 0 | 0 | 0 | #REF! |  |  |  |  | 6885.4476
| Avg. Replacement Usage | 0 | 0 | 0 | 0 | 0 | 0 | 0 | 0 | 0 | 0 | 0 | 0 | 0 | 0 | 0 | 0 | 0 | 0 | 0 | 0 | 0 | 0 | 0 | 0 | 0 | 0 | 0 | 0 | 0 | 0 | 0 | #REF! |  |  |  |  | 5638.8522
| Avg. Replacement Demand (S) | 0 | 0 | 0 | 0 | 0 | 0 | 0 | 0 | 0 | 0 | 0 | 0 | 0 | 0 | 0 | 0 | 0 | 0 | 0 | 0 | 0 | 0 | 0 | 0 | 0 | 0 | 0 | 0 | 0 | 0 | 0 | #REF! |  |  |  |  | 0
| Avg. Replacement Demand (W) | 0 | 0 | 0 | 0 | 0 | 0 | 0 | 0 | 0 | 0 | 0 | 0 | 0 | 0 | 0 | 0 | 0 | 0 | 0 | 0 | 0 | 0 | 0 | 0 | 0 | 0 | 0 | 0 | 0 | 0 | 0 | #REF! |  |  |  |  | 2.9366
Tech Forecast Stock
| Year | Year 0 | Year 1 | Year 2 | Year 3 | Year 4 | Year 5 | Year 6 | Year 7 | Year 8 | Year 9 | Year 10 | Year 11 | Year 12 | Year 13 | Year 14 | Year 15 | Year 16 | Year 17 | Year 18 | Year 19 | Year 20 | Year 21 | Year 22 | Year 23 | Year 24 | Year 25 | Year 26 | Year 27 | Year 28 | Year 29 | Year 30
| E1 | 0 | 0 | 0 | 0 | 0 | 0 | 0 | 0 | 0 | 0 | 0 | 0 | 0 | 0 | 0 | 0 | 0 | 0 | 0 | 0 | 0 | 0 | 0 | 0 | 0 | 0 | 0 | 0 | 0 | 0 | 0
| E2 | 0 | 0 | 0 | 0 | 0 | 0 | 0 | 0 | 0 | 0 | 0 | 0 | 0 | 0 | 0 | 0 | 0 | 0 | 0 | 0 | 0 | 0 | 0 | 0 | 0 | 0 | 0 | 0 | 0 | 0 | 0
| E3 | 0 | 0 | 0 | 0 | 0 | 0 | 0 | 0 | 0 | 0 | 0 | 0 | 0 | 0 | 0 | 0 | 0 | 0 | 0 | 0 | 0 | 0 | 0 | 0 | 0 | 0 | 0 | 0 | 0 | 0 | 0
| E4 | 0 | 0 | 0 | 0 | 0 | 0 | 0 | 0 | 0 | 0 | 0 | 0 | 0 | 0 | 0 | 0 | 0 | 0 | 0 | 0 | 0 | 0 | 0 | 0 | 0 | 0 | 0 | 0 | 0 | 0 | 0
| E5 | 0 | 0 | 0 | 0 | 0 | 0 | 0 | 0 | 0 | 0 | 0 | 0 | 0 | 0 | 0 | 0 | 0 | 0 | 0 | 0 | 0 | 0 | 0 | 0 | 0 | 0 | 0 | 0 | 0 | 0 | 0
| E6 | 0 | 0 | 0 | 0 | 0 | 0 | 0 | 0 | 0 | 0 | 0 | 0 | 0 | 0 | 0 | 0 | 0 | 0 | 0 | 0 | 0 | 0 | 0 | 0 | 0 | 0 | 0 | 0 | 0 | 0 | 0
| E7 | 0 | 0 | 0 | 0 | 0 | 0 | 0 | 0 | 0 | 0 | 0 | 0 | 0 | 0 | 0 | 0 | 0 | 0 | 0 | 0 | 0 | 0 | 0 | 0 | 0 | 0 | 0 | 0 | 0 | 0 | 0
| E8 | 0 | 0 | 0 | 0 | 0 | 0 | 0 | 0 | 0 | 0 | 0 | 0 | 0 | 0 | 0 | 0 | 0 | 0 | 0 | 0 | 0 | 0 | 0 | 0 | 0 | 0 | 0 | 0 | 0 | 0 | 0
| E9 | 0 | 0 | 0 | 0 | 0 | 0 | 0 | 0 | 0 | 0 | 0 | 0 | 0 | 0 | 0 | 0 | 0 | 0 | 0 | 0 | 0 | 0 | 0 | 0 | 0 | 0 | 0 | 0 | 0 | 0 | 0
| E10 | 0 | 0 | 0 | 0 | 0 | 0 | 0 | 0 | 0 | 0 | 0 | 0 | 0 | 0 | 0 | 0 | 0 | 0 | 0 | 0 | 0 | 0 | 0 | 0 | 0 | 0 | 0 | 0 | 0 | 0 | 0
| Vintage | 0 | 0 | 0 | 0 | 0 | 0 | 0 | 0 | 0 | 0 | 0 | 0 | 0 | 0 | 0 | 0 | 0 | 0 | 0 | 0 | 0 | 0 | 0 | 0 | 0 | 0 | 0 | 0 | 0 | 0 | 0
Stock for Switching
| Year | Year 0 | Year 1 | Year 2 | Year 3 | Year 4 | Year 5 | Year 6 | Year 7 | Year 8 | Year 9 | Year 10 | Year 11 | Year 12 | Year 13 | Year 14 | Year 15 | Year 16 | Year 17 | Year 18 | Year 19 | Year 20 | Year 21 | Year 22 | Year 23 | Year 24 | Year 25 | Year 26 | Year 27 | Year 28 | Year 29 | Year 30
| E1 | 0 | 0 | 0 | 0 | 0 | 0 | 0 | 0 | 0 | 0 | 0 | 0 | 0 | 0 | 0 | 0 | 0 | 0 | 0 | 0 | 0 | 0 | 0 | 0 | 0 | 0 | 0 | 0 | 0 | 0 | 0 | 0_E1_SysStock
| E2 | 0 | 0 | 0 | 0 | 0 | 0 | 0 | 0 | 0 | 0 | 0 | 0 | 0 | 0 | 0 | 0 | 0 | 0 | 0 | 0 | 0 | 0 | 0 | 0 | 0 | 0 | 0 | 0 | 0 | 0 | 0 | 0_E2_SysStock
| E3 | 0 | 0 | 0 | 0 | 0 | 0 | 0 | 0 | 0 | 0 | 0 | 0 | 0 | 0 | 0 | 0 | 0 | 0 | 0 | 0 | 0 | 0 | 0 | 0 | 0 | 0 | 0 | 0 | 0 | 0 | 0 | 0_E3_SysStock
| E4 | 0 | 0 | 0 | 0 | 0 | 0 | 0 | 0 | 0 | 0 | 0 | 0 | 0 | 0 | 0 | 0 | 0 | 0 | 0 | 0 | 0 | 0 | 0 | 0 | 0 | 0 | 0 | 0 | 0 | 0 | 0 | 0_E4_SysStock
| E5 | 0 | 0 | 0 | 0 | 0 | 0 | 0 | 0 | 0 | 0 | 0 | 0 | 0 | 0 | 0 | 0 | 0 | 0 | 0 | 0 | 0 | 0 | 0 | 0 | 0 | 0 | 0 | 0 | 0 | 0 | 0 | 0_E5_SysStock
| E6 | 0 | 0 | 0 | 0 | 0 | 0 | 0 | 0 | 0 | 0 | 0 | 0 | 0 | 0 | 0 | 0 | 0 | 0 | 0 | 0 | 0 | 0 | 0 | 0 | 0 | 0 | 0 | 0 | 0 | 0 | 0 | 0_E6_SysStock
| E7 | 0 | 0 | 0 | 0 | 0 | 0 | 0 | 0 | 0 | 0 | 0 | 0 | 0 | 0 | 0 | 0 | 0 | 0 | 0 | 0 | 0 | 0 | 0 | 0 | 0 | 0 | 0 | 0 | 0 | 0 | 0 | 0_E7_SysStock
| E8 | 0 | 0 | 0 | 0 | 0 | 0 | 0 | 0 | 0 | 0 | 0 | 0 | 0 | 0 | 0 | 0 | 0 | 0 | 0 | 0 | 0 | 0 | 0 | 0 | 0 | 0 | 0 | 0 | 0 | 0 | 0 | 0_E8_SysStock
| E9 | 0 | 0 | 0 | 0 | 0 | 0 | 0 | 0 | 0 | 0 | 0 | 0 | 0 | 0 | 0 | 0 | 0 | 0 | 0 | 0 | 0 | 0 | 0 | 0 | 0 | 0 | 0 | 0 | 0 | 0 | 0 | 0_E9_SysStock
| E10 | 0 | 0 | 0 | 0 | 0 | 0 | 0 | 0 | 0 | 0 | 0 | 0 | 0 | 0 | 0 | 0 | 0 | 0 | 0 | 0 | 0 | 0 | 0 | 0 | 0 | 0 | 0 | 0 | 0 | 0 | 0 | 0_E10_SysStock
| Vintage | 0 | 0 | 0 | 0 | 0 | 0 | 0 | 0 | 0 | 0 | 0 | 0 | 0 | 0 | 0 | 0 | 0 | 0 | 0 | 0 | 0 | 0 | 0 | 0 | 0 | 0 | 0 | 0 | 0 | 0 | 0 | 0_Vintage_SysStock
Tech Forecast Purchases
| Year | Year 0 | Year 1 | Year 2 | Year 3 | Year 4 | Year 5 | Year 6 | Year 7 | Year 8 | Year 9 | Year 10 | Year 11 | Year 12 | Year 13 | Year 14 | Year 15 | Year 16 | Year 17 | Year 18 | Year 19 | Year 20 | Year 21 | Year 22 | Year 23 | Year 24 | Year 25 | Year 26 | Year 27 | Year 28 | Year 29 | Year 30
| E1 | 0 | 0 | 0 | 0 | 0 | 0 | 0 | 0 | 0 | 0 | 0 | 0 | 0 | 0 | 0 | 0 | 0 | 0 | 0 | 0 | 0 | 0 | 0 | 0 | 0 | 0 | 0 | 0 | 0 | 0 | 0
| E2 | 0 | 0 | 0 | 0 | 0 | 0 | 0 | 0 | 0 | 0 | 0 | 0 | 0 | 0 | 0 | 0 | 0 | 0 | 0 | 0 | 0 | 0 | 0 | 0 | 0 | 0 | 0 | 0 | 0 | 0 | 0
| E3 | 0 | 0 | 0 | 0 | 0 | 0 | 0 | 0 | 0 | 0 | 0 | 0 | 0 | 0 | 0 | 0 | 0 | 0 | 0 | 0 | 0 | 0 | 0 | 0 | 0 | 0 | 0 | 0 | 0 | 0 | 0
| E4 | 0 | 0 | 0 | 0 | 0 | 0 | 0 | 0 | 0 | 0 | 0 | 0 | 0 | 0 | 0 | 0 | 0 | 0 | 0 | 0 | 0 | 0 | 0 | 0 | 0 | 0 | 0 | 0 | 0 | 0 | 0
| E5 | 0 | 0 | 0 | 0 | 0 | 0 | 0 | 0 | 0 | 0 | 0 | 0 | 0 | 0 | 0 | 0 | 0 | 0 | 0 | 0 | 0 | 0 | 0 | 0 | 0 | 0 | 0 | 0 | 0 | 0 | 0
| E6 | 0 | 0 | 0 | 0 | 0 | 0 | 0 | 0 | 0 | 0 | 0 | 0 | 0 | 0 | 0 | 0 | 0 | 0 | 0 | 0 | 0 | 0 | 0 | 0 | 0 | 0 | 0 | 0 | 0 | 0 | 0
| E7 | 0 | 0 | 0 | 0 | 0 | 0 | 0 | 0 | 0 | 0 | 0 | 0 | 0 | 0 | 0 | 0 | 0 | 0 | 0 | 0 | 0 | 0 | 0 | 0 | 0 | 0 | 0 | 0 | 0 | 0 | 0
| E8 | 0 | 0 | 0 | 0 | 0 | 0 | 0 | 0 | 0 | 0 | 0 | 0 | 0 | 0 | 0 | 0 | 0 | 0 | 0 | 0 | 0 | 0 | 0 | 0 | 0 | 0 | 0 | 0 | 0 | 0 | 0
| E9 | 0 | 0 | 0 | 0 | 0 | 0 | 0 | 0 | 0 | 0 | 0 | 0 | 0 | 0 | 0 | 0 | 0 | 0 | 0 | 0 | 0 | 0 | 0 | 0 | 0 | 0 | 0 | 0 | 0 | 0 | 0
| E10 | 0 | 0 | 0 | 0 | 0 | 0 | 0 | 0 | 0 | 0 | 0 | 0 | 0 | 0 | 0 | 0 | 0 | 0 | 0 | 0 | 0 | 0 | 0 | 0 | 0 | 0 | 0 | 0 | 0 | 0 | 0
Potential to Switch
| Year | Year 0 | Year 1 | Year 2 | Year 3 | Year 4 | Year 5 | Year 6 | Year 7 | Year 8 | Year 9 | Year 10 | Year 11 | Year 12 | Year 13 | Year 14 | Year 15 | Year 16 | Year 17 | Year 18 | Year 19 | Year 20 | Year 21 | Year 22 | Year 23 | Year 24 | Year 25 | Year 26 | Year 27 | Year 28 | Year 29 | Year 30
| E1 | 0 | 0 | 0 | 0 | 0 | 0 | 0 | 0 | 0 | 0 | 0 | 0 | 0 | 0 | 0 | 0 | 0 | 0 | 0 | 0 | 0 | 0 | 0 | 0 | 0 | 0 | 0 | 0 | 0 | 0 | 0 | 0_E1_Switched Out
| E2 | 0 | 0 | 0 | 0 | 0 | 0 | 0 | 0 | 0 | 0 | 0 | 0 | 0 | 0 | 0 | 0 | 0 | 0 | 0 | 0 | 0 | 0 | 0 | 0 | 0 | 0 | 0 | 0 | 0 | 0 | 0 | 0_E2_Switched Out
| E3 | 0 | 0 | 0 | 0 | 0 | 0 | 0 | 0 | 0 | 0 | 0 | 0 | 0 | 0 | 0 | 0 | 0 | 0 | 0 | 0 | 0 | 0 | 0 | 0 | 0 | 0 | 0 | 0 | 0 | 0 | 0 | 0_E3_Switched Out
| E4 | 0 | 0 | 0 | 0 | 0 | 0 | 0 | 0 | 0 | 0 | 0 | 0 | 0 | 0 | 0 | 0 | 0 | 0 | 0 | 0 | 0 | 0 | 0 | 0 | 0 | 0 | 0 | 0 | 0 | 0 | 0 | 0_E4_Switched Out
| E5 | 0 | 0 | 0 | 0 | 0 | 0 | 0 | 0 | 0 | 0 | 0 | 0 | 0 | 0 | 0 | 0 | 0 | 0 | 0 | 0 | 0 | 0 | 0 | 0 | 0 | 0 | 0 | 0 | 0 | 0 | 0 | 0_E5_Switched Out
| E6 | 0 | 0 | 0 | 0 | 0 | 0 | 0 | 0 | 0 | 0 | 0 | 0 | 0 | 0 | 0 | 0 | 0 | 0 | 0 | 0 | 0 | 0 | 0 | 0 | 0 | 0 | 0 | 0 | 0 | 0 | 0 | 0_E6_Switched Out
| E7 | 0 | 0 | 0 | 0 | 0 | 0 | 0 | 0 | 0 | 0 | 0 | 0 | 0 | 0 | 0 | 0 | 0 | 0 | 0 | 0 | 0 | 0 | 0 | 0 | 0 | 0 | 0 | 0 | 0 | 0 | 0 | 0_E7_Switched Out
| E8 | 0 | 0 | 0 | 0 | 0 | 0 | 0 | 0 | 0 | 0 | 0 | 0 | 0 | 0 | 0 | 0 | 0 | 0 | 0 | 0 | 0 | 0 | 0 | 0 | 0 | 0 | 0 | 0 | 0 | 0 | 0 | 0_E8_Switched Out
| E9 | 0 | 0 | 0 | 0 | 0 | 0 | 0 | 0 | 0 | 0 | 0 | 0 | 0 | 0 | 0 | 0 | 0 | 0 | 0 | 0 | 0 | 0 | 0 | 0 | 0 | 0 | 0 | 0 | 0 | 0 | 0 | 0_E9_Switched Out
| E10 | 0 | 0 | 0 | 0 | 0 | 0 | 0 | 0 | 0 | 0 | 0 | 0 | 0 | 0 | 0 | 0 | 0 | 0 | 0 | 0 | 0 | 0 | 0 | 0 | 0 | 0 | 0 | 0 | 0 | 0 | 0 | 0_E10_Switched Out
Units Out
| E1 | 0 | 0 | 0 | 0 | 0 | 0 | 0 | 0 | 0 | 0 | 0 | 0 | 0 | 0 | 0 | 0 | 0 | 0 | 0 | 0 | 0 | 0 | 0 | 0 | 0 | 0 | 0 | 0 | 0 | 0 | 0
| E2 | 0 | 0 | 0 | 0 | 0 | 0 | 0 | 0 | 0 | 0 | 0 | 0 | 0 | 0 | 0 | 0 | 0 | 0 | 0 | 0 | 0 | 0 | 0 | 0 | 0 | 0 | 0 | 0 | 0 | 0 | 0
| E3 | 0 | 0 | 0 | 0 | 0 | 0 | 0 | 0 | 0 | 0 | 0 | 0 | 0 | 0 | 0 | 0 | 0 | 0 | 0 | 0 | 0 | 0 | 0 | 0 | 0 | 0 | 0 | 0 | 0 | 0 | 0
| E4 | 0 | 0 | 0 | 0 | 0 | 0 | 0 | 0 | 0 | 0 | 0 | 0 | 0 | 0 | 0 | 0 | 0 | 0 | 0 | 0 | 0 | 0 | 0 | 0 | 0 | 0 | 0 | 0 | 0 | 0 | 0
| E5 | 0 | 0 | 0 | 0 | 0 | 0 | 0 | 0 | 0 | 0 | 0 | 0 | 0 | 0 | 0 | 0 | 0 | 0 | 0 | 0 | 0 | 0 | 0 | 0 | 0 | 0 | 0 | 0 | 0 | 0 | 0
| E6 | 0 | 0 | 0 | 0 | 0 | 0 | 0 | 0 | 0 | 0 | 0 | 0 | 0 | 0 | 0 | 0 | 0 | 0 | 0 | 0 | 0 | 0 | 0 | 0 | 0 | 0 | 0 | 0 | 0 | 0 | 0
| E7 | 0 | 0 | 0 | 0 | 0 | 0 | 0 | 0 | 0 | 0 | 0 | 0 | 0 | 0 | 0 | 0 | 0 | 0 | 0 | 0 | 0 | 0 | 0 | 0 | 0 | 0 | 0 | 0 | 0 | 0 | 0
| E8 | 0 | 0 | 0 | 0 | 0 | 0 | 0 | 0 | 0 | 0 | 0 | 0 | 0 | 0 | 0 | 0 | 0 | 0 | 0 | 0 | 0 | 0 | 0 | 0 | 0 | 0 | 0 | 0 | 0 | 0 | 0
| E9 | 0 | 0 | 0 | 0 | 0 | 0 | 0 | 0 | 0 | 0 | 0 | 0 | 0 | 0 | 0 | 0 | 0 | 0 | 0 | 0 | 0 | 0 | 0 | 0 | 0 | 0 | 0 | 0 | 0 | 0 | 0
| E10 | 0 | 0 | 0 | 0 | 0 | 0 | 0 | 0 | 0 | 0 | 0 | 0 | 0 | 0 | 0 | 0 | 0 | 0 | 0 | 0 | 0 | 0 | 0 | 0 | 0 | 0 | 0 | 0 | 0 | 0 | 0
| Vintage | 0 | 0 | 0 | 0 | 0 | 0 | 0 | 0 | 0 | 0 | 0 | 0 | 0 | 0 | 0 | 0 | 0 | 0 | 0 | 0 | 0 | 0 | 0 | 0 | 0 | 0 | 0 | 0 | 0 | 0 | 0
Tech Purchase Shares
| Year | Year 0 | Year 1 | Year 2 | Year 3 | Year 4 | Year 5 | Year 6 | Year 7 | Year 8 | Year 9 | Year 10 | Year 11 | Year 12 | Year 13 | Year 14 | Year 15 | Year 16 | Year 17 | Year 18 | Year 19 | Year 20 | Year 21 | Year 22 | Year 23 | Year 24 | Year 25 | Year 26 | Year 27 | Year 28 | Year 29 | Year 30
E1 | bar: Year 0 to Year 30
E2 | bar: Year 0 to Year 30
E3 | bar: Year 0 to Year 30
E4 | bar: Year 0 to Year 30
E5 | bar: Year 0 to Year 30
E6 | bar: Year 0 to Year 30
E7 | bar: Year 0 to Year 30
E8 | bar: Year 0 to Year 30
E9 | bar: Year 0 to Year 30
E10 | bar: Year 0 to Year 30
Units In from Switching
| E1 | 0 | 0 | 0 | 0 | 0 | 0 | 0 | 0 | 0 | 0 | 0 | 0 | 0 | 0 | 0 | 0 | 0 | 0 | 0 | 0 | 0 | 0 | 0 | 0 | 0 | 0 | 0 | 0 | 0 | 0 | 0
| E2 | 0 | 0 | 0 | 0 | 0 | 0 | 0 | 0 | 0 | 0 | 0 | 0 | 0 | 0 | 0 | 0 | 0 | 0 | 0 | 0 | 0 | 0 | 0 | 0 | 0 | 0 | 0 | 0 | 0 | 0 | 0
| E3 | 0 | 0 | 0 | 0 | 0 | 0 | 0 | 0 | 0 | 0 | 0 | 0 | 0 | 0 | 0 | 0 | 0 | 0 | 0 | 0 | 0 | 0 | 0 | 0 | 0 | 0 | 0 | 0 | 0 | 0 | 0
| E4 | 0 | 0 | 0 | 0 | 0 | 0 | 0 | 0 | 0 | 0 | 0 | 0 | 0 | 0 | 0 | 0 | 0 | 0 | 0 | 0 | 0 | 0 | 0 | 0 | 0 | 0 | 0 | 0 | 0 | 0 | 0
| E5 | 0 | 0 | 0 | 0 | 0 | 0 | 0 | 0 | 0 | 0 | 0 | 0 | 0 | 0 | 0 | 0 | 0 | 0 | 0 | 0 | 0 | 0 | 0 | 0 | 0 | 0 | 0 | 0 | 0 | 0 | 0
| E6 | 0 | 0 | 0 | 0 | 0 | 0 | 0 | 0 | 0 | 0 | 0 | 0 | 0 | 0 | 0 | 0 | 0 | 0 | 0 | 0 | 0 | 0 | 0 | 0 | 0 | 0 | 0 | 0 | 0 | 0 | 0
| E7 | 0 | 0 | 0 | 0 | 0 | 0 | 0 | 0 | 0 | 0 | 0 | 0 | 0 | 0 | 0 | 0 | 0 | 0 | 0 | 0 | 0 | 0 | 0 | 0 | 0 | 0 | 0 | 0 | 0 | 0 | 0
| E8 | 0 | 0 | 0 | 0 | 0 | 0 | 0 | 0 | 0 | 0 | 0 | 0 | 0 | 0 | 0 | 0 | 0 | 0 | 0 | 0 | 0 | 0 | 0 | 0 | 0 | 0 | 0 | 0 | 0 | 0 | 0
| E9 | 0 | 0 | 0 | 0 | 0 | 0 | 0 | 0 | 0 | 0 | 0 | 0 | 0 | 0 | 0 | 0 | 0 | 0 | 0 | 0 | 0 | 0 | 0 | 0 | 0 | 0 | 0 | 0 | 0 | 0 | 0
| E10 | 0 | 0 | 0 | 0 | 0 | 0 | 0 | 0 | 0 | 0 | 0 | 0 | 0 | 0 | 0 | 0 | 0 | 0 | 0 | 0 | 0 | 0 | 0 | 0 | 0 | 0 | 0 | 0 | 0 | 0 | 0
| Vintage | 0 | 0 | 0 | 0 | 0 | 0 | 0 | 0 | 0 | 0 | 0 | 0 | 0 | 0 | 0 | 0 | 0 | 0 | 0 | 0 | 0 | 0 | 0 | 0 | 0 | 0 | 0 | 0 | 0 | 0 | 0
Net Change
| Year | Year 0 | Year 1 | Year 2 | Year 3 | Year 4 | Year 5 | Year 6 | Year 7 | Year 8 | Year 9 | Year 10 | Year 11 | Year 12 | Year 13 | Year 14 | Year 15 | Year 16 | Year 17 | Year 18 | Year 19 | Year 20 | Year 21 | Year 22 | Year 23 | Year 24 | Year 25 | Year 26 | Year 27 | Year 28 | Year 29 | Year 30 | Key
| Units | 0 | 0 | 0 | 0 | 0 | 0 | 0 | 0 | 0 | 0 | 0 | 0 | 0 | 0 | 0 | 0 | 0 | 0 | 0 | 0 | 0 | 0 | 0 | 0 | 0 | 0 | 0 | 0 | 0 | 0 | 0 | 0_Units |  |  |  |  | 301957.8232
| Usage | 0 | 0 | 0 | 0 | 0 | 0 | 0 | 0 | 0 | 0 | 0 | 0 | 0 | 0 | 0 | 0 | 0 | 0 | 0 | 0 | 0 | 0 | 0 | 0 | 0 | 0 | 0 | 0 | 0 | 0 | 0 | 0_Usage |  |  |  |  | 1698.6543
| Peak Demand (S) | 0 | 0 | 0 | 0 | 0 | 0 | 0 | 0 | 0 | 0 | 0 | 0 | 0 | 0 | 0 | 0 | 0 | 0 | 0 | 0 | 0 | 0 | 0 | 0 | 0 | 0 | 0 | 0 | 0 | 0 | 0 | 0_Peak Demand (S) |  |  |  |  | 0
| Peak Demand (W) | 0 | 0 | 0 | 0 | 0 | 0 | 0 | 0 | 0 | 0 | 0 | 0 | 0 | 0 | 0 | 0 | 0 | 0 | 0 | 0 | 0 | 0 | 0 | 0 | 0 | 0 | 0 | 0 | 0 | 0 | 0 | 0_Peak Demand (W) |  |  |  |  | 884.6119
| Turnover | 0 | 0 | 0 | 0 | 0 | 0 | 0 | 0 | 0 | 0 | 0 | 0 | 0 | 0 | 0 | 0 | 0 | 0 | 0 | 0 | 0 | 0 | 0 | 0 | 0 | 0 | 0 | 0 | 0 | 0 | 0 | 0_Turnover |  |  |  |  | 6885.4476
| Avg. Replacement Usage | 0 | 0 | 0 | 0 | 0 | 0 | 0 | 0 | 0 | 0 | 0 | 0 | 0 | 0 | 0 | 0 | 0 | 0 | 0 | 0 | 0 | 0 | 0 | 0 | 0 | 0 | 0 | 0 | 0 | 0 | 0 | 0_Avg. Replacement Usage |  |  |  |  | 5638.8522
| Avg. Replacement Demand (S) | 0 | 0 | 0 | 0 | 0 | 0 | 0 | 0 | 0 | 0 | 0 | 0 | 0 | 0 | 0 | 0 | 0 | 0 | 0 | 0 | 0 | 0 | 0 | 0 | 0 | 0 | 0 | 0 | 0 | 0 | 0 | 0_Avg. Replacement Demand (S) |  |  |  |  | 0
| Avg. Replacement Demand (W) | 0 | 0 | 0 | 0 | 0 | 0 | 0 | 0 | 0 | 0 | 0 | 0 | 0 | 0 | 0 | 0 | 0 | 0 | 0 | 0 | 0 | 0 | 0 | 0 | 0 | 0 | 0 | 0 | 0 | 0 | 0 | 0_Avg. Replacement Demand (W) |  |  |  |  | 2.9366
Purchases
| Year | Year 0 | Year 1 | Year 2 | Year 3 | Year 4 | Year 5 | Year 6 | Year 7 | Year 8 | Year 9 | Year 10 | Year 11 | Year 12 | Year 13 | Year 14 | Year 15 | Year 16 | Year 17 | Year 18 | Year 19 | Year 20 | Year 21 | Year 22 | Year 23 | Year 24 | Year 25 | Year 26 | Year 27 | Year 28 | Year 29 | Year 30
| E1 | 0 | 0 | 0 | 0 | 0 | 0 | 0 | 0 | 0 | 0 | 0 | 0 | 0 | 0 | 0 | 0 | 0 | 0 | 0 | 0 | 0 | 0 | 0 | 0 | 0 | 0 | 0 | 0 | 0 | 0 | 0 | 0_E1_Purchases |  |  |  |  | 6885.4476
| E2 | 0 | 0 | 0 | 0 | 0 | 0 | 0 | 0 | 0 | 0 | 0 | 0 | 0 | 0 | 0 | 0 | 0 | 0 | 0 | 0 | 0 | 0 | 0 | 0 | 0 | 0 | 0 | 0 | 0 | 0 | 0 | 0_E2_Purchases |  |  |  |  | 0
| E3 | 0 | 0 | 0 | 0 | 0 | 0 | 0 | 0 | 0 | 0 | 0 | 0 | 0 | 0 | 0 | 0 | 0 | 0 | 0 | 0 | 0 | 0 | 0 | 0 | 0 | 0 | 0 | 0 | 0 | 0 | 0 | 0_E3_Purchases |  |  |  |  | 0
| E4 | 0 | 0 | 0 | 0 | 0 | 0 | 0 | 0 | 0 | 0 | 0 | 0 | 0 | 0 | 0 | 0 | 0 | 0 | 0 | 0 | 0 | 0 | 0 | 0 | 0 | 0 | 0 | 0 | 0 | 0 | 0 | 0_E4_Purchases |  |  |  |  | 0
| E5 | 0 | 0 | 0 | 0 | 0 | 0 | 0 | 0 | 0 | 0 | 0 | 0 | 0 | 0 | 0 | 0 | 0 | 0 | 0 | 0 | 0 | 0 | 0 | 0 | 0 | 0 | 0 | 0 | 0 | 0 | 0 | 0_E5_Purchases |  |  |  |  | 0
| E6 | 0 | 0 | 0 | 0 | 0 | 0 | 0 | 0 | 0 | 0 | 0 | 0 | 0 | 0 | 0 | 0 | 0 | 0 | 0 | 0 | 0 | 0 | 0 | 0 | 0 | 0 | 0 | 0 | 0 | 0 | 0 | 0_E6_Purchases |  |  |  |  | 0
| E7 | 0 | 0 | 0 | 0 | 0 | 0 | 0 | 0 | 0 | 0 | 0 | 0 | 0 | 0 | 0 | 0 | 0 | 0 | 0 | 0 | 0 | 0 | 0 | 0 | 0 | 0 | 0 | 0 | 0 | 0 | 0 | 0_E7_Purchases |  |  |  |  | 0
| E8 | 0 | 0 | 0 | 0 | 0 | 0 | 0 | 0 | 0 | 0 | 0 | 0 | 0 | 0 | 0 | 0 | 0 | 0 | 0 | 0 | 0 | 0 | 0 | 0 | 0 | 0 | 0 | 0 | 0 | 0 | 0 | 0_E8_Purchases |  |  |  |  | 0
| E9 | 0 | 0 | 0 | 0 | 0 | 0 | 0 | 0 | 0 | 0 | 0 | 0 | 0 | 0 | 0 | 0 | 0 | 0 | 0 | 0 | 0 | 0 | 0 | 0 | 0 | 0 | 0 | 0 | 0 | 0 | 0 | 0_E9_Purchases |  |  |  |  | 0
| E10 | 0 | 0 | 0 | 0 | 0 | 0 | 0 | 0 | 0 | 0 | 0 | 0 | 0 | 0 | 0 | 0 | 0 | 0 | 0 | 0 | 0 | 0 | 0 | 0 | 0 | 0 | 0 | 0 | 0 | 0 | 0 | 0_E10_Purchases |  |  |  |  | 0
Stock
| Year | Year 0 | Year 1 | Year 2 | Year 3 | Year 4 | Year 5 | Year 6 | Year 7 | Year 8 | Year 9 | Year 10 | Year 11 | Year 12 | Year 13 | Year 14 | Year 15 | Year 16 | Year 17 | Year 18 | Year 19 | Year 20 | Year 21 | Year 22 | Year 23 | Year 24 | Year 25 | Year 26 | Year 27 | Year 28 | Year 29 | Year 30
| E1 | 0 | 0 | 0 | 0 | 0 | 0 | 0 | 0 | 0 | 0 | 0 | 0 | 0 | 0 | 0 | 0 | 0 | 0 | 0 | 0 | 0 | 0 | 0 | 0 | 0 | 0 | 0 | 0 | 0 | 0 | 0 | 0_E1_Stock |  |  |  |  | 13576.6093
| E2 | 0 | 0 | 0 | 0 | 0 | 0 | 0 | 0 | 0 | 0 | 0 | 0 | 0 | 0 | 0 | 0 | 0 | 0 | 0 | 0 | 0 | 0 | 0 | 0 | 0 | 0 | 0 | 0 | 0 | 0 | 0 | 0_E2_Stock |  |  |  |  | 0
| E3 | 0 | 0 | 0 | 0 | 0 | 0 | 0 | 0 | 0 | 0 | 0 | 0 | 0 | 0 | 0 | 0 | 0 | 0 | 0 | 0 | 0 | 0 | 0 | 0 | 0 | 0 | 0 | 0 | 0 | 0 | 0 | 0_E3_Stock |  |  |  |  | 0
| E4 | 0 | 0 | 0 | 0 | 0 | 0 | 0 | 0 | 0 | 0 | 0 | 0 | 0 | 0 | 0 | 0 | 0 | 0 | 0 | 0 | 0 | 0 | 0 | 0 | 0 | 0 | 0 | 0 | 0 | 0 | 0 | 0_E4_Stock |  |  |  |  | 0
| E5 | 0 | 0 | 0 | 0 | 0 | 0 | 0 | 0 | 0 | 0 | 0 | 0 | 0 | 0 | 0 | 0 | 0 | 0 | 0 | 0 | 0 | 0 | 0 | 0 | 0 | 0 | 0 | 0 | 0 | 0 | 0 | 0_E5_Stock |  |  |  |  | 0
| E6 | 0 | 0 | 0 | 0 | 0 | 0 | 0 | 0 | 0 | 0 | 0 | 0 | 0 | 0 | 0 | 0 | 0 | 0 | 0 | 0 | 0 | 0 | 0 | 0 | 0 | 0 | 0 | 0 | 0 | 0 | 0 | 0_E6_Stock |  |  |  |  | 0
| E7 | 0 | 0 | 0 | 0 | 0 | 0 | 0 | 0 | 0 | 0 | 0 | 0 | 0 | 0 | 0 | 0 | 0 | 0 | 0 | 0 | 0 | 0 | 0 | 0 | 0 | 0 | 0 | 0 | 0 | 0 | 0 | 0_E7_Stock |  |  |  |  | 0
| E8 | 0 | 0 | 0 | 0 | 0 | 0 | 0 | 0 | 0 | 0 | 0 | 0 | 0 | 0 | 0 | 0 | 0 | 0 | 0 | 0 | 0 | 0 | 0 | 0 | 0 | 0 | 0 | 0 | 0 | 0 | 0 | 0_E8_Stock |  |  |  |  | 0
| E9 | 0 | 0 | 0 | 0 | 0 | 0 | 0 | 0 | 0 | 0 | 0 | 0 | 0 | 0 | 0 | 0 | 0 | 0 | 0 | 0 | 0 | 0 | 0 | 0 | 0 | 0 | 0 | 0 | 0 | 0 | 0 | 0_E9_Stock |  |  |  |  | 0
| E10 | 0 | 0 | 0 | 0 | 0 | 0 | 0 | 0 | 0 | 0 | 0 | 0 | 0 | 0 | 0 | 0 | 0 | 0 | 0 | 0 | 0 | 0 | 0 | 0 | 0 | 0 | 0 | 0 | 0 | 0 | 0 | 0_E10_Stock |  |  |  |  | 0
| Vintage | 0 | 0 | 0 | 0 | 0 | 0 | 0 | 0 | 0 | 0 | 0 | 0 | 0 | 0 | 0 | 0 | 0 | 0 | 0 | 0 | 0 | 0 | 0 | 0 | 0 | 0 | 0 | 0 | 0 | 0 | 0 | 0_Vintage_Stock |  |  |  |  | 288381.2139
S5C5 |  | Year 0: System 5 Technology 5
Technology Variables
| Tech Key | Year 0: 0
| Peak Factor (S) | Year 0: 0
| Peak Factor (W) | Year 0: 0
| Min Vintage Lifetime | Year 0: 0
| Max Vintage Lifetime | Year 0: 0
| Turnover Style | Year 0: 0
Technology Variables
| Equipment | Year 0: Label; Year 1: Min Lifetime; Year 2: Max Lifetime; Year 3: Degradation; Year 4: Usage; Year 5: Available
| E1 | Year 1: 0; Year 2: 0; Year 3: 0%; Year 4: 0; Year 5: FALSE
| E2 | Year 1: 0; Year 2: 0; Year 3: 0%; Year 4: 0; Year 5: FALSE
| E3 | Year 1: 0; Year 2: 0; Year 3: 0%; Year 4: 0; Year 5: FALSE
| E4 | Year 1: 0; Year 2: 0; Year 3: 0%; Year 4: 0; Year 5: FALSE
| E5 | Year 1: 0; Year 2: 0; Year 3: 0%; Year 4: 0; Year 5: FALSE
| E6 | Year 1: 0; Year 2: 0; Year 3: 0%; Year 4: 0; Year 5: FALSE
| E7 | Year 1: 0; Year 2: 0; Year 3: 0%; Year 4: 0; Year 5: FALSE
| E8 | Year 1: 0; Year 2: 0; Year 3: 0%; Year 4: 0; Year 5: FALSE
| E9 | Year 1: 0; Year 2: 0; Year 3: 0%; Year 4: 0; Year 5: FALSE
| E10 | Year 1: 0; Year 2: 0; Year 3: 0%; Year 4: 0; Year 5: FALSE
Original Forecast Results
| Year | Year 0 | Year 1 | Year 2 | Year 3 | Year 4 | Year 5 | Year 6 | Year 7 | Year 8 | Year 9 | Year 10 | Year 11 | Year 12 | Year 13 | Year 14 | Year 15 | Year 16 | Year 17 | Year 18 | Year 19 | Year 20 | Year 21 | Year 22 | Year 23 | Year 24 | Year 25 | Year 26 | Year 27 | Year 28 | Year 29 | Year 30 | Key
| Units | 0 | 0 | 0 | 0 | 0 | 0 | 0 | 0 | 0 | 0 | 0 | 0 | 0 | 0 | 0 | 0 | 0 | 0 | 0 | 0 | 0 | 0 | 0 | 0 | 0 | 0 | 0 | 0 | 0 | 0 | 0 | #REF! |  |  |  |  | 301957.8232
| Usage | 0 | 0 | 0 | 0 | 0 | 0 | 0 | 0 | 0 | 0 | 0 | 0 | 0 | 0 | 0 | 0 | 0 | 0 | 0 | 0 | 0 | 0 | 0 | 0 | 0 | 0 | 0 | 0 | 0 | 0 | 0 | #REF! |  |  |  |  | 1698.6543
| Peak Demand (S) | 0 | 0 | 0 | 0 | 0 | 0 | 0 | 0 | 0 | 0 | 0 | 0 | 0 | 0 | 0 | 0 | 0 | 0 | 0 | 0 | 0 | 0 | 0 | 0 | 0 | 0 | 0 | 0 | 0 | 0 | 0 | #REF! |  |  |  |  | 0
| Peak Demand (W) | 0 | 0 | 0 | 0 | 0 | 0 | 0 | 0 | 0 | 0 | 0 | 0 | 0 | 0 | 0 | 0 | 0 | 0 | 0 | 0 | 0 | 0 | 0 | 0 | 0 | 0 | 0 | 0 | 0 | 0 | 0 | #REF! |  |  |  |  | 884.6119
| Turnover | 0 | 0 | 0 | 0 | 0 | 0 | 0 | 0 | 0 | 0 | 0 | 0 | 0 | 0 | 0 | 0 | 0 | 0 | 0 | 0 | 0 | 0 | 0 | 0 | 0 | 0 | 0 | 0 | 0 | 0 | 0 | #REF! |  |  |  |  | 6885.4476
| Avg. Replacement Usage | 0 | 0 | 0 | 0 | 0 | 0 | 0 | 0 | 0 | 0 | 0 | 0 | 0 | 0 | 0 | 0 | 0 | 0 | 0 | 0 | 0 | 0 | 0 | 0 | 0 | 0 | 0 | 0 | 0 | 0 | 0 | #REF! |  |  |  |  | 5638.8522
| Avg. Replacement Demand (S) | 0 | 0 | 0 | 0 | 0 | 0 | 0 | 0 | 0 | 0 | 0 | 0 | 0 | 0 | 0 | 0 | 0 | 0 | 0 | 0 | 0 | 0 | 0 | 0 | 0 | 0 | 0 | 0 | 0 | 0 | 0 | #REF! |  |  |  |  | 0
| Avg. Replacement Demand (W) | 0 | 0 | 0 | 0 | 0 | 0 | 0 | 0 | 0 | 0 | 0 | 0 | 0 | 0 | 0 | 0 | 0 | 0 | 0 | 0 | 0 | 0 | 0 | 0 | 0 | 0 | 0 | 0 | 0 | 0 | 0 | #REF! |  |  |  |  | 2.9366
Tech Forecast Stock
| Year | Year 0 | Year 1 | Year 2 | Year 3 | Year 4 | Year 5 | Year 6 | Year 7 | Year 8 | Year 9 | Year 10 | Year 11 | Year 12 | Year 13 | Year 14 | Year 15 | Year 16 | Year 17 | Year 18 | Year 19 | Year 20 | Year 21 | Year 22 | Year 23 | Year 24 | Year 25 | Year 26 | Year 27 | Year 28 | Year 29 | Year 30
| E1 | 0 | 0 | 0 | 0 | 0 | 0 | 0 | 0 | 0 | 0 | 0 | 0 | 0 | 0 | 0 | 0 | 0 | 0 | 0 | 0 | 0 | 0 | 0 | 0 | 0 | 0 | 0 | 0 | 0 | 0 | 0
| E2 | 0 | 0 | 0 | 0 | 0 | 0 | 0 | 0 | 0 | 0 | 0 | 0 | 0 | 0 | 0 | 0 | 0 | 0 | 0 | 0 | 0 | 0 | 0 | 0 | 0 | 0 | 0 | 0 | 0 | 0 | 0
| E3 | 0 | 0 | 0 | 0 | 0 | 0 | 0 | 0 | 0 | 0 | 0 | 0 | 0 | 0 | 0 | 0 | 0 | 0 | 0 | 0 | 0 | 0 | 0 | 0 | 0 | 0 | 0 | 0 | 0 | 0 | 0
| E4 | 0 | 0 | 0 | 0 | 0 | 0 | 0 | 0 | 0 | 0 | 0 | 0 | 0 | 0 | 0 | 0 | 0 | 0 | 0 | 0 | 0 | 0 | 0 | 0 | 0 | 0 | 0 | 0 | 0 | 0 | 0
| E5 | 0 | 0 | 0 | 0 | 0 | 0 | 0 | 0 | 0 | 0 | 0 | 0 | 0 | 0 | 0 | 0 | 0 | 0 | 0 | 0 | 0 | 0 | 0 | 0 | 0 | 0 | 0 | 0 | 0 | 0 | 0
| E6 | 0 | 0 | 0 | 0 | 0 | 0 | 0 | 0 | 0 | 0 | 0 | 0 | 0 | 0 | 0 | 0 | 0 | 0 | 0 | 0 | 0 | 0 | 0 | 0 | 0 | 0 | 0 | 0 | 0 | 0 | 0
| E7 | 0 | 0 | 0 | 0 | 0 | 0 | 0 | 0 | 0 | 0 | 0 | 0 | 0 | 0 | 0 | 0 | 0 | 0 | 0 | 0 | 0 | 0 | 0 | 0 | 0 | 0 | 0 | 0 | 0 | 0 | 0
| E8 | 0 | 0 | 0 | 0 | 0 | 0 | 0 | 0 | 0 | 0 | 0 | 0 | 0 | 0 | 0 | 0 | 0 | 0 | 0 | 0 | 0 | 0 | 0 | 0 | 0 | 0 | 0 | 0 | 0 | 0 | 0
| E9 | 0 | 0 | 0 | 0 | 0 | 0 | 0 | 0 | 0 | 0 | 0 | 0 | 0 | 0 | 0 | 0 | 0 | 0 | 0 | 0 | 0 | 0 | 0 | 0 | 0 | 0 | 0 | 0 | 0 | 0 | 0
| E10 | 0 | 0 | 0 | 0 | 0 | 0 | 0 | 0 | 0 | 0 | 0 | 0 | 0 | 0 | 0 | 0 | 0 | 0 | 0 | 0 | 0 | 0 | 0 | 0 | 0 | 0 | 0 | 0 | 0 | 0 | 0
| Vintage | 0 | 0 | 0 | 0 | 0 | 0 | 0 | 0 | 0 | 0 | 0 | 0 | 0 | 0 | 0 | 0 | 0 | 0 | 0 | 0 | 0 | 0 | 0 | 0 | 0 | 0 | 0 | 0 | 0 | 0 | 0
Stock for Switching
| Year | Year 0 | Year 1 | Year 2 | Year 3 | Year 4 | Year 5 | Year 6 | Year 7 | Year 8 | Year 9 | Year 10 | Year 11 | Year 12 | Year 13 | Year 14 | Year 15 | Year 16 | Year 17 | Year 18 | Year 19 | Year 20 | Year 21 | Year 22 | Year 23 | Year 24 | Year 25 | Year 26 | Year 27 | Year 28 | Year 29 | Year 30
| E1 | 0 | 0 | 0 | 0 | 0 | 0 | 0 | 0 | 0 | 0 | 0 | 0 | 0 | 0 | 0 | 0 | 0 | 0 | 0 | 0 | 0 | 0 | 0 | 0 | 0 | 0 | 0 | 0 | 0 | 0 | 0 | 0_E1_SysStock
| E2 | 0 | 0 | 0 | 0 | 0 | 0 | 0 | 0 | 0 | 0 | 0 | 0 | 0 | 0 | 0 | 0 | 0 | 0 | 0 | 0 | 0 | 0 | 0 | 0 | 0 | 0 | 0 | 0 | 0 | 0 | 0 | 0_E2_SysStock
| E3 | 0 | 0 | 0 | 0 | 0 | 0 | 0 | 0 | 0 | 0 | 0 | 0 | 0 | 0 | 0 | 0 | 0 | 0 | 0 | 0 | 0 | 0 | 0 | 0 | 0 | 0 | 0 | 0 | 0 | 0 | 0 | 0_E3_SysStock
| E4 | 0 | 0 | 0 | 0 | 0 | 0 | 0 | 0 | 0 | 0 | 0 | 0 | 0 | 0 | 0 | 0 | 0 | 0 | 0 | 0 | 0 | 0 | 0 | 0 | 0 | 0 | 0 | 0 | 0 | 0 | 0 | 0_E4_SysStock
| E5 | 0 | 0 | 0 | 0 | 0 | 0 | 0 | 0 | 0 | 0 | 0 | 0 | 0 | 0 | 0 | 0 | 0 | 0 | 0 | 0 | 0 | 0 | 0 | 0 | 0 | 0 | 0 | 0 | 0 | 0 | 0 | 0_E5_SysStock
| E6 | 0 | 0 | 0 | 0 | 0 | 0 | 0 | 0 | 0 | 0 | 0 | 0 | 0 | 0 | 0 | 0 | 0 | 0 | 0 | 0 | 0 | 0 | 0 | 0 | 0 | 0 | 0 | 0 | 0 | 0 | 0 | 0_E6_SysStock
| E7 | 0 | 0 | 0 | 0 | 0 | 0 | 0 | 0 | 0 | 0 | 0 | 0 | 0 | 0 | 0 | 0 | 0 | 0 | 0 | 0 | 0 | 0 | 0 | 0 | 0 | 0 | 0 | 0 | 0 | 0 | 0 | 0_E7_SysStock
| E8 | 0 | 0 | 0 | 0 | 0 | 0 | 0 | 0 | 0 | 0 | 0 | 0 | 0 | 0 | 0 | 0 | 0 | 0 | 0 | 0 | 0 | 0 | 0 | 0 | 0 | 0 | 0 | 0 | 0 | 0 | 0 | 0_E8_SysStock
| E9 | 0 | 0 | 0 | 0 | 0 | 0 | 0 | 0 | 0 | 0 | 0 | 0 | 0 | 0 | 0 | 0 | 0 | 0 | 0 | 0 | 0 | 0 | 0 | 0 | 0 | 0 | 0 | 0 | 0 | 0 | 0 | 0_E9_SysStock
| E10 | 0 | 0 | 0 | 0 | 0 | 0 | 0 | 0 | 0 | 0 | 0 | 0 | 0 | 0 | 0 | 0 | 0 | 0 | 0 | 0 | 0 | 0 | 0 | 0 | 0 | 0 | 0 | 0 | 0 | 0 | 0 | 0_E10_SysStock
| Vintage | 0 | 0 | 0 | 0 | 0 | 0 | 0 | 0 | 0 | 0 | 0 | 0 | 0 | 0 | 0 | 0 | 0 | 0 | 0 | 0 | 0 | 0 | 0 | 0 | 0 | 0 | 0 | 0 | 0 | 0 | 0 | 0_Vintage_SysStock
Tech Forecast Purchases
| Year | Year 0 | Year 1 | Year 2 | Year 3 | Year 4 | Year 5 | Year 6 | Year 7 | Year 8 | Year 9 | Year 10 | Year 11 | Year 12 | Year 13 | Year 14 | Year 15 | Year 16 | Year 17 | Year 18 | Year 19 | Year 20 | Year 21 | Year 22 | Year 23 | Year 24 | Year 25 | Year 26 | Year 27 | Year 28 | Year 29 | Year 30
| E1 | 0 | 0 | 0 | 0 | 0 | 0 | 0 | 0 | 0 | 0 | 0 | 0 | 0 | 0 | 0 | 0 | 0 | 0 | 0 | 0 | 0 | 0 | 0 | 0 | 0 | 0 | 0 | 0 | 0 | 0 | 0
| E2 | 0 | 0 | 0 | 0 | 0 | 0 | 0 | 0 | 0 | 0 | 0 | 0 | 0 | 0 | 0 | 0 | 0 | 0 | 0 | 0 | 0 | 0 | 0 | 0 | 0 | 0 | 0 | 0 | 0 | 0 | 0
| E3 | 0 | 0 | 0 | 0 | 0 | 0 | 0 | 0 | 0 | 0 | 0 | 0 | 0 | 0 | 0 | 0 | 0 | 0 | 0 | 0 | 0 | 0 | 0 | 0 | 0 | 0 | 0 | 0 | 0 | 0 | 0
| E4 | 0 | 0 | 0 | 0 | 0 | 0 | 0 | 0 | 0 | 0 | 0 | 0 | 0 | 0 | 0 | 0 | 0 | 0 | 0 | 0 | 0 | 0 | 0 | 0 | 0 | 0 | 0 | 0 | 0 | 0 | 0
| E5 | 0 | 0 | 0 | 0 | 0 | 0 | 0 | 0 | 0 | 0 | 0 | 0 | 0 | 0 | 0 | 0 | 0 | 0 | 0 | 0 | 0 | 0 | 0 | 0 | 0 | 0 | 0 | 0 | 0 | 0 | 0
| E6 | 0 | 0 | 0 | 0 | 0 | 0 | 0 | 0 | 0 | 0 | 0 | 0 | 0 | 0 | 0 | 0 | 0 | 0 | 0 | 0 | 0 | 0 | 0 | 0 | 0 | 0 | 0 | 0 | 0 | 0 | 0
| E7 | 0 | 0 | 0 | 0 | 0 | 0 | 0 | 0 | 0 | 0 | 0 | 0 | 0 | 0 | 0 | 0 | 0 | 0 | 0 | 0 | 0 | 0 | 0 | 0 | 0 | 0 | 0 | 0 | 0 | 0 | 0
| E8 | 0 | 0 | 0 | 0 | 0 | 0 | 0 | 0 | 0 | 0 | 0 | 0 | 0 | 0 | 0 | 0 | 0 | 0 | 0 | 0 | 0 | 0 | 0 | 0 | 0 | 0 | 0 | 0 | 0 | 0 | 0
| E9 | 0 | 0 | 0 | 0 | 0 | 0 | 0 | 0 | 0 | 0 | 0 | 0 | 0 | 0 | 0 | 0 | 0 | 0 | 0 | 0 | 0 | 0 | 0 | 0 | 0 | 0 | 0 | 0 | 0 | 0 | 0
| E10 | 0 | 0 | 0 | 0 | 0 | 0 | 0 | 0 | 0 | 0 | 0 | 0 | 0 | 0 | 0 | 0 | 0 | 0 | 0 | 0 | 0 | 0 | 0 | 0 | 0 | 0 | 0 | 0 | 0 | 0 | 0
Potential to Switch
| Year | Year 0 | Year 1 | Year 2 | Year 3 | Year 4 | Year 5 | Year 6 | Year 7 | Year 8 | Year 9 | Year 10 | Year 11 | Year 12 | Year 13 | Year 14 | Year 15 | Year 16 | Year 17 | Year 18 | Year 19 | Year 20 | Year 21 | Year 22 | Year 23 | Year 24 | Year 25 | Year 26 | Year 27 | Year 28 | Year 29 | Year 30
| E1 | 0 | 0 | 0 | 0 | 0 | 0 | 0 | 0 | 0 | 0 | 0 | 0 | 0 | 0 | 0 | 0 | 0 | 0 | 0 | 0 | 0 | 0 | 0 | 0 | 0 | 0 | 0 | 0 | 0 | 0 | 0 | 0_E1_Switched Out
| E2 | 0 | 0 | 0 | 0 | 0 | 0 | 0 | 0 | 0 | 0 | 0 | 0 | 0 | 0 | 0 | 0 | 0 | 0 | 0 | 0 | 0 | 0 | 0 | 0 | 0 | 0 | 0 | 0 | 0 | 0 | 0 | 0_E2_Switched Out
| E3 | 0 | 0 | 0 | 0 | 0 | 0 | 0 | 0 | 0 | 0 | 0 | 0 | 0 | 0 | 0 | 0 | 0 | 0 | 0 | 0 | 0 | 0 | 0 | 0 | 0 | 0 | 0 | 0 | 0 | 0 | 0 | 0_E3_Switched Out
| E4 | 0 | 0 | 0 | 0 | 0 | 0 | 0 | 0 | 0 | 0 | 0 | 0 | 0 | 0 | 0 | 0 | 0 | 0 | 0 | 0 | 0 | 0 | 0 | 0 | 0 | 0 | 0 | 0 | 0 | 0 | 0 | 0_E4_Switched Out
| E5 | 0 | 0 | 0 | 0 | 0 | 0 | 0 | 0 | 0 | 0 | 0 | 0 | 0 | 0 | 0 | 0 | 0 | 0 | 0 | 0 | 0 | 0 | 0 | 0 | 0 | 0 | 0 | 0 | 0 | 0 | 0 | 0_E5_Switched Out
| E6 | 0 | 0 | 0 | 0 | 0 | 0 | 0 | 0 | 0 | 0 | 0 | 0 | 0 | 0 | 0 | 0 | 0 | 0 | 0 | 0 | 0 | 0 | 0 | 0 | 0 | 0 | 0 | 0 | 0 | 0 | 0 | 0_E6_Switched Out
| E7 | 0 | 0 | 0 | 0 | 0 | 0 | 0 | 0 | 0 | 0 | 0 | 0 | 0 | 0 | 0 | 0 | 0 | 0 | 0 | 0 | 0 | 0 | 0 | 0 | 0 | 0 | 0 | 0 | 0 | 0 | 0 | 0_E7_Switched Out
| E8 | 0 | 0 | 0 | 0 | 0 | 0 | 0 | 0 | 0 | 0 | 0 | 0 | 0 | 0 | 0 | 0 | 0 | 0 | 0 | 0 | 0 | 0 | 0 | 0 | 0 | 0 | 0 | 0 | 0 | 0 | 0 | 0_E8_Switched Out
| E9 | 0 | 0 | 0 | 0 | 0 | 0 | 0 | 0 | 0 | 0 | 0 | 0 | 0 | 0 | 0 | 0 | 0 | 0 | 0 | 0 | 0 | 0 | 0 | 0 | 0 | 0 | 0 | 0 | 0 | 0 | 0 | 0_E9_Switched Out
| E10 | 0 | 0 | 0 | 0 | 0 | 0 | 0 | 0 | 0 | 0 | 0 | 0 | 0 | 0 | 0 | 0 | 0 | 0 | 0 | 0 | 0 | 0 | 0 | 0 | 0 | 0 | 0 | 0 | 0 | 0 | 0 | 0_E10_Switched Out
Units Out
| E1 | 0 | 0 | 0 | 0 | 0 | 0 | 0 | 0 | 0 | 0 | 0 | 0 | 0 | 0 | 0 | 0 | 0 | 0 | 0 | 0 | 0 | 0 | 0 | 0 | 0 | 0 | 0 | 0 | 0 | 0 | 0
| E2 | 0 | 0 | 0 | 0 | 0 | 0 | 0 | 0 | 0 | 0 | 0 | 0 | 0 | 0 | 0 | 0 | 0 | 0 | 0 | 0 | 0 | 0 | 0 | 0 | 0 | 0 | 0 | 0 | 0 | 0 | 0
| E3 | 0 | 0 | 0 | 0 | 0 | 0 | 0 | 0 | 0 | 0 | 0 | 0 | 0 | 0 | 0 | 0 | 0 | 0 | 0 | 0 | 0 | 0 | 0 | 0 | 0 | 0 | 0 | 0 | 0 | 0 | 0
| E4 | 0 | 0 | 0 | 0 | 0 | 0 | 0 | 0 | 0 | 0 | 0 | 0 | 0 | 0 | 0 | 0 | 0 | 0 | 0 | 0 | 0 | 0 | 0 | 0 | 0 | 0 | 0 | 0 | 0 | 0 | 0
| E5 | 0 | 0 | 0 | 0 | 0 | 0 | 0 | 0 | 0 | 0 | 0 | 0 | 0 | 0 | 0 | 0 | 0 | 0 | 0 | 0 | 0 | 0 | 0 | 0 | 0 | 0 | 0 | 0 | 0 | 0 | 0
| E6 | 0 | 0 | 0 | 0 | 0 | 0 | 0 | 0 | 0 | 0 | 0 | 0 | 0 | 0 | 0 | 0 | 0 | 0 | 0 | 0 | 0 | 0 | 0 | 0 | 0 | 0 | 0 | 0 | 0 | 0 | 0
| E7 | 0 | 0 | 0 | 0 | 0 | 0 | 0 | 0 | 0 | 0 | 0 | 0 | 0 | 0 | 0 | 0 | 0 | 0 | 0 | 0 | 0 | 0 | 0 | 0 | 0 | 0 | 0 | 0 | 0 | 0 | 0
| E8 | 0 | 0 | 0 | 0 | 0 | 0 | 0 | 0 | 0 | 0 | 0 | 0 | 0 | 0 | 0 | 0 | 0 | 0 | 0 | 0 | 0 | 0 | 0 | 0 | 0 | 0 | 0 | 0 | 0 | 0 | 0
| E9 | 0 | 0 | 0 | 0 | 0 | 0 | 0 | 0 | 0 | 0 | 0 | 0 | 0 | 0 | 0 | 0 | 0 | 0 | 0 | 0 | 0 | 0 | 0 | 0 | 0 | 0 | 0 | 0 | 0 | 0 | 0
| E10 | 0 | 0 | 0 | 0 | 0 | 0 | 0 | 0 | 0 | 0 | 0 | 0 | 0 | 0 | 0 | 0 | 0 | 0 | 0 | 0 | 0 | 0 | 0 | 0 | 0 | 0 | 0 | 0 | 0 | 0 | 0
| Vintage | 0 | 0 | 0 | 0 | 0 | 0 | 0 | 0 | 0 | 0 | 0 | 0 | 0 | 0 | 0 | 0 | 0 | 0 | 0 | 0 | 0 | 0 | 0 | 0 | 0 | 0 | 0 | 0 | 0 | 0 | 0
Tech Purchase Shares
| Year | Year 0 | Year 1 | Year 2 | Year 3 | Year 4 | Year 5 | Year 6 | Year 7 | Year 8 | Year 9 | Year 10 | Year 11 | Year 12 | Year 13 | Year 14 | Year 15 | Year 16 | Year 17 | Year 18 | Year 19 | Year 20 | Year 21 | Year 22 | Year 23 | Year 24 | Year 25 | Year 26 | Year 27 | Year 28 | Year 29 | Year 30
E1 | bar: Year 0 to Year 30
E2 | bar: Year 0 to Year 30
E3 | bar: Year 0 to Year 30
E4 | bar: Year 0 to Year 30
E5 | bar: Year 0 to Year 30
E6 | bar: Year 0 to Year 30
E7 | bar: Year 0 to Year 30
E8 | bar: Year 0 to Year 30
E9 | bar: Year 0 to Year 30
E10 | bar: Year 0 to Year 30
Units In from Switching
| E1 | 0 | 0 | 0 | 0 | 0 | 0 | 0 | 0 | 0 | 0 | 0 | 0 | 0 | 0 | 0 | 0 | 0 | 0 | 0 | 0 | 0 | 0 | 0 | 0 | 0 | 0 | 0 | 0 | 0 | 0 | 0
| E2 | 0 | 0 | 0 | 0 | 0 | 0 | 0 | 0 | 0 | 0 | 0 | 0 | 0 | 0 | 0 | 0 | 0 | 0 | 0 | 0 | 0 | 0 | 0 | 0 | 0 | 0 | 0 | 0 | 0 | 0 | 0
| E3 | 0 | 0 | 0 | 0 | 0 | 0 | 0 | 0 | 0 | 0 | 0 | 0 | 0 | 0 | 0 | 0 | 0 | 0 | 0 | 0 | 0 | 0 | 0 | 0 | 0 | 0 | 0 | 0 | 0 | 0 | 0
| E4 | 0 | 0 | 0 | 0 | 0 | 0 | 0 | 0 | 0 | 0 | 0 | 0 | 0 | 0 | 0 | 0 | 0 | 0 | 0 | 0 | 0 | 0 | 0 | 0 | 0 | 0 | 0 | 0 | 0 | 0 | 0
| E5 | 0 | 0 | 0 | 0 | 0 | 0 | 0 | 0 | 0 | 0 | 0 | 0 | 0 | 0 | 0 | 0 | 0 | 0 | 0 | 0 | 0 | 0 | 0 | 0 | 0 | 0 | 0 | 0 | 0 | 0 | 0
| E6 | 0 | 0 | 0 | 0 | 0 | 0 | 0 | 0 | 0 | 0 | 0 | 0 | 0 | 0 | 0 | 0 | 0 | 0 | 0 | 0 | 0 | 0 | 0 | 0 | 0 | 0 | 0 | 0 | 0 | 0 | 0
| E7 | 0 | 0 | 0 | 0 | 0 | 0 | 0 | 0 | 0 | 0 | 0 | 0 | 0 | 0 | 0 | 0 | 0 | 0 | 0 | 0 | 0 | 0 | 0 | 0 | 0 | 0 | 0 | 0 | 0 | 0 | 0
| E8 | 0 | 0 | 0 | 0 | 0 | 0 | 0 | 0 | 0 | 0 | 0 | 0 | 0 | 0 | 0 | 0 | 0 | 0 | 0 | 0 | 0 | 0 | 0 | 0 | 0 | 0 | 0 | 0 | 0 | 0 | 0
| E9 | 0 | 0 | 0 | 0 | 0 | 0 | 0 | 0 | 0 | 0 | 0 | 0 | 0 | 0 | 0 | 0 | 0 | 0 | 0 | 0 | 0 | 0 | 0 | 0 | 0 | 0 | 0 | 0 | 0 | 0 | 0
| E10 | 0 | 0 | 0 | 0 | 0 | 0 | 0 | 0 | 0 | 0 | 0 | 0 | 0 | 0 | 0 | 0 | 0 | 0 | 0 | 0 | 0 | 0 | 0 | 0 | 0 | 0 | 0 | 0 | 0 | 0 | 0
| Vintage | 0 | 0 | 0 | 0 | 0 | 0 | 0 | 0 | 0 | 0 | 0 | 0 | 0 | 0 | 0 | 0 | 0 | 0 | 0 | 0 | 0 | 0 | 0 | 0 | 0 | 0 | 0 | 0 | 0 | 0 | 0
Net Change
| Year | Year 0 | Year 1 | Year 2 | Year 3 | Year 4 | Year 5 | Year 6 | Year 7 | Year 8 | Year 9 | Year 10 | Year 11 | Year 12 | Year 13 | Year 14 | Year 15 | Year 16 | Year 17 | Year 18 | Year 19 | Year 20 | Year 21 | Year 22 | Year 23 | Year 24 | Year 25 | Year 26 | Year 27 | Year 28 | Year 29 | Year 30 | Key
| Units | 0 | 0 | 0 | 0 | 0 | 0 | 0 | 0 | 0 | 0 | 0 | 0 | 0 | 0 | 0 | 0 | 0 | 0 | 0 | 0 | 0 | 0 | 0 | 0 | 0 | 0 | 0 | 0 | 0 | 0 | 0 | 0_Units |  |  |  |  | 301957.8232
| Usage | 0 | 0 | 0 | 0 | 0 | 0 | 0 | 0 | 0 | 0 | 0 | 0 | 0 | 0 | 0 | 0 | 0 | 0 | 0 | 0 | 0 | 0 | 0 | 0 | 0 | 0 | 0 | 0 | 0 | 0 | 0 | 0_Usage |  |  |  |  | 1698.6543
| Peak Demand (S) | 0 | 0 | 0 | 0 | 0 | 0 | 0 | 0 | 0 | 0 | 0 | 0 | 0 | 0 | 0 | 0 | 0 | 0 | 0 | 0 | 0 | 0 | 0 | 0 | 0 | 0 | 0 | 0 | 0 | 0 | 0 | 0_Peak Demand (S) |  |  |  |  | 0
| Peak Demand (W) | 0 | 0 | 0 | 0 | 0 | 0 | 0 | 0 | 0 | 0 | 0 | 0 | 0 | 0 | 0 | 0 | 0 | 0 | 0 | 0 | 0 | 0 | 0 | 0 | 0 | 0 | 0 | 0 | 0 | 0 | 0 | 0_Peak Demand (W) |  |  |  |  | 884.6119
| Turnover | 0 | 0 | 0 | 0 | 0 | 0 | 0 | 0 | 0 | 0 | 0 | 0 | 0 | 0 | 0 | 0 | 0 | 0 | 0 | 0 | 0 | 0 | 0 | 0 | 0 | 0 | 0 | 0 | 0 | 0 | 0 | 0_Turnover |  |  |  |  | 6885.4476
| Avg. Replacement Usage | 0 | 0 | 0 | 0 | 0 | 0 | 0 | 0 | 0 | 0 | 0 | 0 | 0 | 0 | 0 | 0 | 0 | 0 | 0 | 0 | 0 | 0 | 0 | 0 | 0 | 0 | 0 | 0 | 0 | 0 | 0 | 0_Avg. Replacement Usage |  |  |  |  | 5638.8522
| Avg. Replacement Demand (S) | 0 | 0 | 0 | 0 | 0 | 0 | 0 | 0 | 0 | 0 | 0 | 0 | 0 | 0 | 0 | 0 | 0 | 0 | 0 | 0 | 0 | 0 | 0 | 0 | 0 | 0 | 0 | 0 | 0 | 0 | 0 | 0_Avg. Replacement Demand (S) |  |  |  |  | 0
| Avg. Replacement Demand (W) | 0 | 0 | 0 | 0 | 0 | 0 | 0 | 0 | 0 | 0 | 0 | 0 | 0 | 0 | 0 | 0 | 0 | 0 | 0 | 0 | 0 | 0 | 0 | 0 | 0 | 0 | 0 | 0 | 0 | 0 | 0 | 0_Avg. Replacement Demand (W) |  |  |  |  | 2.9366
Purchases
| Year | Year 0 | Year 1 | Year 2 | Year 3 | Year 4 | Year 5 | Year 6 | Year 7 | Year 8 | Year 9 | Year 10 | Year 11 | Year 12 | Year 13 | Year 14 | Year 15 | Year 16 | Year 17 | Year 18 | Year 19 | Year 20 | Year 21 | Year 22 | Year 23 | Year 24 | Year 25 | Year 26 | Year 27 | Year 28 | Year 29 | Year 30
| E1 | 0 | 0 | 0 | 0 | 0 | 0 | 0 | 0 | 0 | 0 | 0 | 0 | 0 | 0 | 0 | 0 | 0 | 0 | 0 | 0 | 0 | 0 | 0 | 0 | 0 | 0 | 0 | 0 | 0 | 0 | 0 | 0_E1_Purchases |  |  |  |  | 6885.4476
| E2 | 0 | 0 | 0 | 0 | 0 | 0 | 0 | 0 | 0 | 0 | 0 | 0 | 0 | 0 | 0 | 0 | 0 | 0 | 0 | 0 | 0 | 0 | 0 | 0 | 0 | 0 | 0 | 0 | 0 | 0 | 0 | 0_E2_Purchases |  |  |  |  | 0
| E3 | 0 | 0 | 0 | 0 | 0 | 0 | 0 | 0 | 0 | 0 | 0 | 0 | 0 | 0 | 0 | 0 | 0 | 0 | 0 | 0 | 0 | 0 | 0 | 0 | 0 | 0 | 0 | 0 | 0 | 0 | 0 | 0_E3_Purchases |  |  |  |  | 0
| E4 | 0 | 0 | 0 | 0 | 0 | 0 | 0 | 0 | 0 | 0 | 0 | 0 | 0 | 0 | 0 | 0 | 0 | 0 | 0 | 0 | 0 | 0 | 0 | 0 | 0 | 0 | 0 | 0 | 0 | 0 | 0 | 0_E4_Purchases |  |  |  |  | 0
| E5 | 0 | 0 | 0 | 0 | 0 | 0 | 0 | 0 | 0 | 0 | 0 | 0 | 0 | 0 | 0 | 0 | 0 | 0 | 0 | 0 | 0 | 0 | 0 | 0 | 0 | 0 | 0 | 0 | 0 | 0 | 0 | 0_E5_Purchases |  |  |  |  | 0
| E6 | 0 | 0 | 0 | 0 | 0 | 0 | 0 | 0 | 0 | 0 | 0 | 0 | 0 | 0 | 0 | 0 | 0 | 0 | 0 | 0 | 0 | 0 | 0 | 0 | 0 | 0 | 0 | 0 | 0 | 0 | 0 | 0_E6_Purchases |  |  |  |  | 0
| E7 | 0 | 0 | 0 | 0 | 0 | 0 | 0 | 0 | 0 | 0 | 0 | 0 | 0 | 0 | 0 | 0 | 0 | 0 | 0 | 0 | 0 | 0 | 0 | 0 | 0 | 0 | 0 | 0 | 0 | 0 | 0 | 0_E7_Purchases |  |  |  |  | 0
| E8 | 0 | 0 | 0 | 0 | 0 | 0 | 0 | 0 | 0 | 0 | 0 | 0 | 0 | 0 | 0 | 0 | 0 | 0 | 0 | 0 | 0 | 0 | 0 | 0 | 0 | 0 | 0 | 0 | 0 | 0 | 0 | 0_E8_Purchases |  |  |  |  | 0
| E9 | 0 | 0 | 0 | 0 | 0 | 0 | 0 | 0 | 0 | 0 | 0 | 0 | 0 | 0 | 0 | 0 | 0 | 0 | 0 | 0 | 0 | 0 | 0 | 0 | 0 | 0 | 0 | 0 | 0 | 0 | 0 | 0_E9_Purchases |  |  |  |  | 0
| E10 | 0 | 0 | 0 | 0 | 0 | 0 | 0 | 0 | 0 | 0 | 0 | 0 | 0 | 0 | 0 | 0 | 0 | 0 | 0 | 0 | 0 | 0 | 0 | 0 | 0 | 0 | 0 | 0 | 0 | 0 | 0 | 0_E10_Purchases |  |  |  |  | 0
Stock
| Year | Year 0 | Year 1 | Year 2 | Year 3 | Year 4 | Year 5 | Year 6 | Year 7 | Year 8 | Year 9 | Year 10 | Year 11 | Year 12 | Year 13 | Year 14 | Year 15 | Year 16 | Year 17 | Year 18 | Year 19 | Year 20 | Year 21 | Year 22 | Year 23 | Year 24 | Year 25 | Year 26 | Year 27 | Year 28 | Year 29 | Year 30
| E1 | 0 | 0 | 0 | 0 | 0 | 0 | 0 | 0 | 0 | 0 | 0 | 0 | 0 | 0 | 0 | 0 | 0 | 0 | 0 | 0 | 0 | 0 | 0 | 0 | 0 | 0 | 0 | 0 | 0 | 0 | 0 | 0_E1_Stock |  |  |  |  | 13576.6093
| E2 | 0 | 0 | 0 | 0 | 0 | 0 | 0 | 0 | 0 | 0 | 0 | 0 | 0 | 0 | 0 | 0 | 0 | 0 | 0 | 0 | 0 | 0 | 0 | 0 | 0 | 0 | 0 | 0 | 0 | 0 | 0 | 0_E2_Stock |  |  |  |  | 0
| E3 | 0 | 0 | 0 | 0 | 0 | 0 | 0 | 0 | 0 | 0 | 0 | 0 | 0 | 0 | 0 | 0 | 0 | 0 | 0 | 0 | 0 | 0 | 0 | 0 | 0 | 0 | 0 | 0 | 0 | 0 | 0 | 0_E3_Stock |  |  |  |  | 0
| E4 | 0 | 0 | 0 | 0 | 0 | 0 | 0 | 0 | 0 | 0 | 0 | 0 | 0 | 0 | 0 | 0 | 0 | 0 | 0 | 0 | 0 | 0 | 0 | 0 | 0 | 0 | 0 | 0 | 0 | 0 | 0 | 0_E4_Stock |  |  |  |  | 0
| E5 | 0 | 0 | 0 | 0 | 0 | 0 | 0 | 0 | 0 | 0 | 0 | 0 | 0 | 0 | 0 | 0 | 0 | 0 | 0 | 0 | 0 | 0 | 0 | 0 | 0 | 0 | 0 | 0 | 0 | 0 | 0 | 0_E5_Stock |  |  |  |  | 0
| E6 | 0 | 0 | 0 | 0 | 0 | 0 | 0 | 0 | 0 | 0 | 0 | 0 | 0 | 0 | 0 | 0 | 0 | 0 | 0 | 0 | 0 | 0 | 0 | 0 | 0 | 0 | 0 | 0 | 0 | 0 | 0 | 0_E6_Stock |  |  |  |  | 0
| E7 | 0 | 0 | 0 | 0 | 0 | 0 | 0 | 0 | 0 | 0 | 0 | 0 | 0 | 0 | 0 | 0 | 0 | 0 | 0 | 0 | 0 | 0 | 0 | 0 | 0 | 0 | 0 | 0 | 0 | 0 | 0 | 0_E7_Stock |  |  |  |  | 0
| E8 | 0 | 0 | 0 | 0 | 0 | 0 | 0 | 0 | 0 | 0 | 0 | 0 | 0 | 0 | 0 | 0 | 0 | 0 | 0 | 0 | 0 | 0 | 0 | 0 | 0 | 0 | 0 | 0 | 0 | 0 | 0 | 0_E8_Stock |  |  |  |  | 0
| E9 | 0 | 0 | 0 | 0 | 0 | 0 | 0 | 0 | 0 | 0 | 0 | 0 | 0 | 0 | 0 | 0 | 0 | 0 | 0 | 0 | 0 | 0 | 0 | 0 | 0 | 0 | 0 | 0 | 0 | 0 | 0 | 0_E9_Stock |  |  |  |  | 0
| E10 | 0 | 0 | 0 | 0 | 0 | 0 | 0 | 0 | 0 | 0 | 0 | 0 | 0 | 0 | 0 | 0 | 0 | 0 | 0 | 0 | 0 | 0 | 0 | 0 | 0 | 0 | 0 | 0 | 0 | 0 | 0 | 0_E10_Stock |  |  |  |  | 0
| Vintage | 0 | 0 | 0 | 0 | 0 | 0 | 0 | 0 | 0 | 0 | 0 | 0 | 0 | 0 | 0 | 0 | 0 | 0 | 0 | 0 | 0 | 0 | 0 | 0 | 0 | 0 | 0 | 0 | 0 | 0 | 0 | 0_Vintage_Stock |  |  |  |  | 288381.2139
Total Results
System Stock
| Year | Year 0 | Year 1 | Year 2 | Year 3 | Year 4 | Year 5 | Year 6 | Year 7 | Year 8 | Year 9 | Year 10 | Year 11 | Year 12 | Year 13 | Year 14 | Year 15 | Year 16 | Year 17 | Year 18 | Year 19 | Year 20 | Year 21 | Year 22 | Year 23 | Year 24 | Year 25 | Year 26 | Year 27 | Year 28 | Year 29 | Year 30
| System 1 | 0 | 0 | 0 | 0 | 0 | 0 | 0 | 0 | 0 | 0 | 0 | 0 | 0 | 0 | 0 | 0 | 0 | 0 | 0 | 0 | 0 | 0 | 0 | 0 | 0 | 0 | 0 | 0 | 0 | 0 | 0
| System 2 | 0 | 0 | 0 | 0 | 0 | 0 | 0 | 0 | 0 | 0 | 0 | 0 | 0 | 0 | 0 | 0 | 0 | 0 | 0 | 0 | 0 | 0 | 0 | 0 | 0 | 0 | 0 | 0 | 0 | 0 | 0
| System 3 | 0 | 0 | 0 | 0 | 0 | 0 | 0 | 0 | 0 | 0 | 0 | 0 | 0 | 0 | 0 | 0 | 0 | 0 | 0 | 0 | 0 | 0 | 0 | 0 | 0 | 0 | 0 | 0 | 0 | 0 | 0
| System 4 | 0 | 0 | 0 | 0 | 0 | 0 | 0 | 0 | 0 | 0 | 0 | 0 | 0 | 0 | 0 | 0 | 0 | 0 | 0 | 0 | 0 | 0 | 0 | 0 | 0 | 0 | 0 | 0 | 0 | 0 | 0
| System 5 | 0 | 0 | 0 | 0 | 0 | 0 | 0 | 0 | 0 | 0 | 0 | 0 | 0 | 0 | 0 | 0 | 0 | 0 | 0 | 0 | 0 | 0 | 0 | 0 | 0 | 0 | 0 | 0 | 0 | 0 | 0

## System Results (hidden)
Technology |  |  | Forecast Variables
Tech Key | Heating_Electric_Air-Source Heat Pump |  | Base Year | 2013
Vintage | New |  | Forecast Start | 2015
Aggregate Results
Year | 2013 | 2014 | 2015 | 2016 | 2017 | 2018 | 2019 | 2020 | 2021 | 2022 | 2023 | 2024 | 2025 | 2026 | 2027 | 2028 | 2029 | 2030 | 2031 | 2032 | 2033 | 2034 | 2035 | 2036 | 2037 | 2038 | 2039 | 2040 | 2041 | 2042 | 2043 | Key
Units | 0 | 0 | 0 | 0 | 0 | 0 | 0 | 0 | 0 | 0 | 0 | 0 | 0 | 0 | 0 | 0 | 0 | 0 | 0 | 0 | 0 | 0 | 0 | 0 | 0 | 0 | 0 | 0 | 0 | 0 | 0 | Heating_Electric_Air-Source Heat Pump_Units
Usage | 0 | 0 | 0 | 0 | 0 | 0 | 0 | 0 | 0 | 0 | 0 | 0 | 0 | 0 | 0 | 0 | 0 | 0 | 0 | 0 | 0 | 0 | 0 | 0 | 0 | 0 | 0 | 0 | 0 | 0 | 0 | Heating_Electric_Air-Source Heat Pump_Usage
Peak Demand (S) | 0 | 0 | 0 | 0 | 0 | 0 | 0 | 0 | 0 | 0 | 0 | 0 | 0 | 0 | 0 | 0 | 0 | 0 | 0 | 0 | 0 | 0 | 0 | 0 | 0 | 0 | 0 | 0 | 0 | 0 | 0 | Heating_Electric_Air-Source Heat Pump_Peak Demand (S)
Peak Demand (W) | 0 | 0 | 0 | 0 | 0 | 0 | 0 | 0 | 0 | 0 | 0 | 0 | 0 | 0 | 0 | 0 | 0 | 0 | 0 | 0 | 0 | 0 | 0 | 0 | 0 | 0 | 0 | 0 | 0 | 0 | 0 | Heating_Electric_Air-Source Heat Pump_Peak Demand (W)
Turnover | 0 | 0 | 0 | 0 | 0 | 0 | 0 | 0 | 0 | 0 | 0 | 0 | 0 | 0 | 0 | 0 | 0 | 0 | 0 | 0 | 0 | 0 | 0 | 0 | 0 | 0 | 0 | 0 | 0 | 0 | 0 | Heating_Electric_Air-Source Heat Pump_Turnover
Avg. Replacement Usage | 0 | 0 | 0 | 0 | 0 | 0 | 0 | 0 | 0 | 0 | 0 | 0 | 0 | 0 | 0 | 0 | 0 | 0 | 0 | 0 | 0 | 0 | 0 | 0 | 0 | 0 | 0 | 0 | 0 | 0 | 0 | Heating_Electric_Air-Source Heat Pump_Avg. Replacement Usage
Avg. Replacement Demand (S) | 0 | 0 | 0 | 0 | 0 | 0 | 0 | 0 | 0 | 0 | 0 | 0 | 0 | 0 | 0 | 0 | 0 | 0 | 0 | 0 | 0 | 0 | 0 | 0 | 0 | 0 | 0 | 0 | 0 | 0 | 0 | Heating_Electric_Air-Source Heat Pump_Avg. Replacement Demand (S)
Avg. Replacement Demand (W) | 0 | 0 | 0 | 0 | 0 | 0 | 0 | 0 | 0 | 0 | 0 | 0 | 0 | 0 | 0 | 0 | 0 | 0 | 0 | 0 | 0 | 0 | 0 | 0 | 0 | 0 | 0 | 0 | 0 | 0 | 0 | Heating_Electric_Air-Source Heat Pump_Avg. Replacement Demand (W)
Aggregate Purchases
Year | Year 0 | Year 1 | Year 2 | Year 3 | Year 4 | Year 5 | Year 6 | Year 7 | Year 8 | Year 9 | Year 10 | Year 11 | Year 12 | Year 13 | Year 14 | Year 15 | Year 16 | Year 17 | Year 18 | Year 19 | Year 20 | Year 21 | Year 22 | Year 23 | Year 24 | Year 25 | Year 26 | Year 27 | Year 28 | Year 29 | Year 30
E1 | 0 | 0 | 0 | 0 | 0 | 0 | 0 | 0 | 0 | 0 | 0 | 0 | 0 | 0 | 0 | 0 | 0 | 0 | 0 | 0 | 0 | 0 | 0 | 0 | 0 | 0 | 0 | 0 | 0 | 0 | 0 | Heating_Electric_Air-Source Heat Pump_E1_Purchases
E2 | 0 | 0 | 0 | 0 | 0 | 0 | 0 | 0 | 0 | 0 | 0 | 0 | 0 | 0 | 0 | 0 | 0 | 0 | 0 | 0 | 0 | 0 | 0 | 0 | 0 | 0 | 0 | 0 | 0 | 0 | 0 | Heating_Electric_Air-Source Heat Pump_E2_Purchases
E3 | 0 | 0 | 0 | 0 | 0 | 0 | 0 | 0 | 0 | 0 | 0 | 0 | 0 | 0 | 0 | 0 | 0 | 0 | 0 | 0 | 0 | 0 | 0 | 0 | 0 | 0 | 0 | 0 | 0 | 0 | 0 | Heating_Electric_Air-Source Heat Pump_E3_Purchases
E4 | 0 | 0 | 0 | 0 | 0 | 0 | 0 | 0 | 0 | 0 | 0 | 0 | 0 | 0 | 0 | 0 | 0 | 0 | 0 | 0 | 0 | 0 | 0 | 0 | 0 | 0 | 0 | 0 | 0 | 0 | 0 | Heating_Electric_Air-Source Heat Pump_E4_Purchases
E5 | 0 | 0 | 0 | 0 | 0 | 0 | 0 | 0 | 0 | 0 | 0 | 0 | 0 | 0 | 0 | 0 | 0 | 0 | 0 | 0 | 0 | 0 | 0 | 0 | 0 | 0 | 0 | 0 | 0 | 0 | 0 | Heating_Electric_Air-Source Heat Pump_E5_Purchases
E6 | 0 | 0 | 0 | 0 | 0 | 0 | 0 | 0 | 0 | 0 | 0 | 0 | 0 | 0 | 0 | 0 | 0 | 0 | 0 | 0 | 0 | 0 | 0 | 0 | 0 | 0 | 0 | 0 | 0 | 0 | 0 | Heating_Electric_Air-Source Heat Pump_E6_Purchases
E7 | 0 | 0 | 0 | 0 | 0 | 0 | 0 | 0 | 0 | 0 | 0 | 0 | 0 | 0 | 0 | 0 | 0 | 0 | 0 | 0 | 0 | 0 | 0 | 0 | 0 | 0 | 0 | 0 | 0 | 0 | 0 | Heating_Electric_Air-Source Heat Pump_E7_Purchases
E8 | 0 | 0 | 0 | 0 | 0 | 0 | 0 | 0 | 0 | 0 | 0 | 0 | 0 | 0 | 0 | 0 | 0 | 0 | 0 | 0 | 0 | 0 | 0 | 0 | 0 | 0 | 0 | 0 | 0 | 0 | 0 | Heating_Electric_Air-Source Heat Pump_E8_Purchases
E9 | 0 | 0 | 0 | 0 | 0 | 0 | 0 | 0 | 0 | 0 | 0 | 0 | 0 | 0 | 0 | 0 | 0 | 0 | 0 | 0 | 0 | 0 | 0 | 0 | 0 | 0 | 0 | 0 | 0 | 0 | 0 | Heating_Electric_Air-Source Heat Pump_E9_Purchases
E10 | 0 | 0 | 0 | 0 | 0 | 0 | 0 | 0 | 0 | 0 | 0 | 0 | 0 | 0 | 0 | 0 | 0 | 0 | 0 | 0 | 0 | 0 | 0 | 0 | 0 | 0 | 0 | 0 | 0 | 0 | 0 | Heating_Electric_Air-Source Heat Pump_E10_Purchases
Aggregate Stock
Year | Year 0 | Year 1 | Year 2 | Year 3 | Year 4 | Year 5 | Year 6 | Year 7 | Year 8 | Year 9 | Year 10 | Year 11 | Year 12 | Year 13 | Year 14 | Year 15 | Year 16 | Year 17 | Year 18 | Year 19 | Year 20 | Year 21 | Year 22 | Year 23 | Year 24 | Year 25 | Year 26 | Year 27 | Year 28 | Year 29 | Year 30
E1 | 0 | 0 | 0 | 0 | 0 | 0 | 0 | 0 | 0 | 0 | 0 | 0 | 0 | 0 | 0 | 0 | 0 | 0 | 0 | 0 | 0 | 0 | 0 | 0 | 0 | 0 | 0 | 0 | 0 | 0 | 0 | Heating_Electric_Air-Source Heat Pump_E1_Stock
E2 | 0 | 0 | 0 | 0 | 0 | 0 | 0 | 0 | 0 | 0 | 0 | 0 | 0 | 0 | 0 | 0 | 0 | 0 | 0 | 0 | 0 | 0 | 0 | 0 | 0 | 0 | 0 | 0 | 0 | 0 | 0 | Heating_Electric_Air-Source Heat Pump_E2_Stock
E3 | 0 | 0 | 0 | 0 | 0 | 0 | 0 | 0 | 0 | 0 | 0 | 0 | 0 | 0 | 0 | 0 | 0 | 0 | 0 | 0 | 0 | 0 | 0 | 0 | 0 | 0 | 0 | 0 | 0 | 0 | 0 | Heating_Electric_Air-Source Heat Pump_E3_Stock
E4 | 0 | 0 | 0 | 0 | 0 | 0 | 0 | 0 | 0 | 0 | 0 | 0 | 0 | 0 | 0 | 0 | 0 | 0 | 0 | 0 | 0 | 0 | 0 | 0 | 0 | 0 | 0 | 0 | 0 | 0 | 0 | Heating_Electric_Air-Source Heat Pump_E4_Stock
E5 | 0 | 0 | 0 | 0 | 0 | 0 | 0 | 0 | 0 | 0 | 0 | 0 | 0 | 0 | 0 | 0 | 0 | 0 | 0 | 0 | 0 | 0 | 0 | 0 | 0 | 0 | 0 | 0 | 0 | 0 | 0 | Heating_Electric_Air-Source Heat Pump_E5_Stock
E6 | 0 | 0 | 0 | 0 | 0 | 0 | 0 | 0 | 0 | 0 | 0 | 0 | 0 | 0 | 0 | 0 | 0 | 0 | 0 | 0 | 0 | 0 | 0 | 0 | 0 | 0 | 0 | 0 | 0 | 0 | 0 | Heating_Electric_Air-Source Heat Pump_E6_Stock
E7 | 0 | 0 | 0 | 0 | 0 | 0 | 0 | 0 | 0 | 0 | 0 | 0 | 0 | 0 | 0 | 0 | 0 | 0 | 0 | 0 | 0 | 0 | 0 | 0 | 0 | 0 | 0 | 0 | 0 | 0 | 0 | Heating_Electric_Air-Source Heat Pump_E7_Stock
E8 | 0 | 0 | 0 | 0 | 0 | 0 | 0 | 0 | 0 | 0 | 0 | 0 | 0 | 0 | 0 | 0 | 0 | 0 | 0 | 0 | 0 | 0 | 0 | 0 | 0 | 0 | 0 | 0 | 0 | 0 | 0 | Heating_Electric_Air-Source Heat Pump_E8_Stock
E9 | 0 | 0 | 0 | 0 | 0 | 0 | 0 | 0 | 0 | 0 | 0 | 0 | 0 | 0 | 0 | 0 | 0 | 0 | 0 | 0 | 0 | 0 | 0 | 0 | 0 | 0 | 0 | 0 | 0 | 0 | 0 | Heating_Electric_Air-Source Heat Pump_E9_Stock
E10 | 0 | 0 | 0 | 0 | 0 | 0 | 0 | 0 | 0 | 0 | 0 | 0 | 0 | 0 | 0 | 0 | 0 | 0 | 0 | 0 | 0 | 0 | 0 | 0 | 0 | 0 | 0 | 0 | 0 | 0 | 0 | Heating_Electric_Air-Source Heat Pump_E10_Stock
Vintage | 0 | 0 | 0 | 0 | 0 | 0 | 0 | 0 | 0 | 0 | 0 | 0 | 0 | 0 | 0 | 0 | 0 | 0 | 0 | 0 | 0 | 0 | 0 | 0 | 0 | 0 | 0 | 0 | 0 | 0 | 0 | Heating_Electric_Air-Source Heat Pump_Vintage_Stock
Original Forecast Results
Year | Year 0 | Year 1 | Year 2 | Year 3 | Year 4 | Year 5 | Year 6 | Year 7 | Year 8 | Year 9 | Year 10 | Year 11 | Year 12 | Year 13 | Year 14 | Year 15 | Year 16 | Year 17 | Year 18 | Year 19 | Year 20 | Year 21 | Year 22 | Year 23 | Year 24 | Year 25 | Year 26 | Year 27 | Year 28 | Year 29 | Year 30
Units | 0 | 112.8302 | 229.7584 | 353.1488 | 476.2485 | 596.5041 | 711.4829 | 821.2078 | 926.5466 | 1028.9428 | 1129.6085 | 1228.2157 | 1324.8035 | 1419.3936 | 1512.0086 | 1602.4138 | 1690.6778 | 1776.7895 | 1860.6174 | 1942.3725 | 2022.1705 | 2100.3087 | 2176.7413 | 0 | 0 | 0 | 0 | 0 | 0 | 0 | 0
Usage | 0 | 0.63294 | 1.2804 | 1.9544 | 2.5883 | 3.2473 | 3.891 | 4.4692 | 5.0106 | 5.5795 | 6.1638 | 6.7447 | 7.311 | 7.8625 | 8.4299 | 8.9717 | 9.4898 | 9.9702 | 10.4684 | 10.9475 | 11.414 | 11.8721 | 12.2686 | 0 | 0 | 0 | 0 | 0 | 0 | 0 | 0
Peak Demand (S) | 0 | 0 | 0 | 0 | 0 | 0 | 0 | 0 | 0 | 0 | 0 | 0 | 0 | 0 | 0 | 0 | 0 | 0 | 0 | 0 | 0 | 0 | 0 | 0 | 0 | 0 | 0 | 0 | 0 | 0 | 0
Peak Demand (W) | 0 | 0.36516 | 0.73871 | 1.1276 | 1.4933 | 1.8735 | 2.2449 | 2.5784 | 2.8908 | 3.219 | 3.5561 | 3.8913 | 4.218 | 4.5361 | 4.8635 | 5.1761 | 5.475 | 5.7521 | 6.0396 | 6.316 | 6.5851 | 6.8494 | 7.0782 | 0 | 0 | 0 | 0 | 0 | 0 | 0 | 0
Turnover | 0 | 112.8302 | 116.9282 | 123.3904 | 123.0996 | 120.2556 | 114.9789 | 109.7249 | 105.3388 | 102.3962 | 100.6658 | 98.6071 | 96.5878 | 94.5902 | 92.6149 | 90.4052 | 88.264 | 86.1117 | 83.8279 | 81.7551 | 79.798 | 78.1382 | 95.2376 | 0 | 0 | 0 | 0 | 0 | 0 | 0 | 0
Avg. Replacement Usage | 5454.871 | 5609.6679 | 5447.2655 | 5452.4836 | 5374.9208 | 5395.9068 | 5428.4915 | 5407.332 | 5377.0735 | 5394.7916 | 5431.1577 | 5467.8903 | 5496.5911 | 5518.7175 | 5555.8135 | 5580.4498 | 5595.4787 | 5594.6568 | 5610.3287 | 5620.8068 | 5629.6677 | 5638.3533 | 5624.8219 | 0 | 0 | 0 | 0 | 0 | 0 | 0 | 0
Avg. Replacement Demand (S) | 0 | 0 | 0 | 0 | 0 | 0 | 0 | 0 | 0 | 0 | 0 | 0 | 0 | 0 | 0 | 0 | 0 | 0 | 0 | 0 | 0 | 0 | 0 | 0 | 0 | 0 | 0 | 0 | 0 | 0 | 0
Avg. Replacement Demand (W) | 3.1471 | 3.2364 | 3.1427 | 3.1457 | 3.101 | 3.1131 | 3.1319 | 3.1197 | 3.1022 | 3.1124 | 3.1334 | 3.1546 | 3.1712 | 3.1839 | 3.2053 | 3.2196 | 3.2282 | 3.2277 | 3.2368 | 3.2428 | 3.2479 | 3.253 | 3.2452 | 0 | 0 | 0 | 0 | 0 | 0 | 0 | 0
Original Forecast Purchases
Year | Year 0 | Year 1 | Year 2 | Year 3 | Year 4 | Year 5 | Year 6 | Year 7 | Year 8 | Year 9 | Year 10 | Year 11 | Year 12 | Year 13 | Year 14 | Year 15 | Year 16 | Year 17 | Year 18 | Year 19 | Year 20 | Year 21 | Year 22 | Year 23 | Year 24 | Year 25 | Year 26 | Year 27 | Year 28 | Year 29 | Year 30
E1 | 0 | 97.5964 | 3.3103e-15 | 4.6577e-15 | 5.8084e-15 | 6.809e-15 | 7.5953e-15 | 8.2837e-15 | 8.9466e-15 | 9.663e-15 | 9.4997e-15 | 9.3055e-15 | 9.1149e-15 | 8.9264e-15 | 8.74e-15 | 8.5314e-15 | 8.3294e-15 | 8.1263e-15 | 7.9107e-15 | 7.7151e-15 | 7.5305e-15 | 7.3738e-15 | 8.9875e-15 | 0 | 0 | 0 | 0 | 0 | 0 | 0 | 0
E2 | 0 | 0 | 103.4797 | 109.1986 | 108.9413 | 106.4244 | 101.7546 | 97.1049 | 93.2232 | 90.6191 | 89.0877 | 87.2658 | 85.4787 | 83.7109 | 81.9628 | 80.0072 | 78.1123 | 76.2076 | 74.1864 | 72.352 | 70.6201 | 69.1511 | 84.2838 | 0 | 0 | 0 | 0 | 0 | 0 | 0 | 0
E3 | 0 | 9.7743 | 7.2415 | 7.6417 | 7.6237 | 7.4476 | 7.1208 | 6.7954 | 6.5238 | 6.3415 | 6.2344 | 6.1069 | 5.9818 | 5.8581 | 5.7358 | 5.5989 | 5.4663 | 5.333 | 5.1916 | 5.0632 | 4.942 | 4.8392 | 5.8982 | 0 | 0 | 0 | 0 | 0 | 0 | 0 | 0
E4 | 0 | 3.7571 | 4.2562 | 4.4915 | 4.4809 | 4.3774 | 4.1853 | 3.994 | 3.8344 | 3.7273 | 3.6643 | 3.5893 | 3.5158 | 3.4431 | 3.3712 | 3.2908 | 3.2128 | 3.1345 | 3.0514 | 2.9759 | 2.9047 | 2.8443 | 3.4667 | 0 | 0 | 0 | 0 | 0 | 0 | 0 | 0
E5 | 0 | 1.7024 | 1.9508 | 2.0586 | 2.0537 | 2.0063 | 1.9183 | 1.8306 | 1.7574 | 1.7083 | 1.6795 | 1.6451 | 1.6114 | 1.5781 | 1.5451 | 1.5083 | 1.4726 | 1.4366 | 1.3985 | 1.364 | 1.3313 | 1.3036 | 1.5889 | 0 | 0 | 0 | 0 | 0 | 0 | 0 | 0
E6 | 0 | 0 | 0 | 0 | 0 | 0 | 0 | 0 | 0 | 0 | 0 | 0 | 0 | 0 | 0 | 0 | 0 | 0 | 0 | 0 | 0 | 0 | 0 | 0 | 0 | 0 | 0 | 0 | 0 | 0 | 0
E7 | 0 | 0 | 0 | 0 | 0 | 0 | 0 | 0 | 0 | 0 | 0 | 0 | 0 | 0 | 0 | 0 | 0 | 0 | 0 | 0 | 0 | 0 | 0 | 0 | 0 | 0 | 0 | 0 | 0 | 0 | 0
E8 | 0 | 0 | 0 | 0 | 0 | 0 | 0 | 0 | 0 | 0 | 0 | 0 | 0 | 0 | 0 | 0 | 0 | 0 | 0 | 0 | 0 | 0 | 0 | 0 | 0 | 0 | 0 | 0 | 0 | 0 | 0
E9 | 0 | 0 | 0 | 0 | 0 | 0 | 0 | 0 | 0 | 0 | 0 | 0 | 0 | 0 | 0 | 0 | 0 | 0 | 0 | 0 | 0 | 0 | 0 | 0 | 0 | 0 | 0 | 0 | 0 | 0 | 0
E10 | 0 | 0 | 0 | 0 | 0 | 0 | 0 | 0 | 0 | 0 | 0 | 0 | 0 | 0 | 0 | 0 | 0 | 0 | 0 | 0 | 0 | 0 | 0 | 0 | 0 | 0 | 0 | 0 | 0 | 0 | 0
Original Forecast Stock
Year | Year 0 | Year 1 | Year 2 | Year 3 | Year 4 | Year 5 | Year 6 | Year 7 | Year 8 | Year 9 | Year 10 | Year 11 | Year 12 | Year 13 | Year 14 | Year 15 | Year 16 | Year 17 | Year 18 | Year 19 | Year 20 | Year 21 | Year 22 | Year 23 | Year 24 | Year 25 | Year 26 | Year 27 | Year 28 | Year 29 | Year 30
E1 | 0 | 97.5964 | 97.5964 | 97.5964 | 97.5964 | 97.5964 | 97.5964 | 97.5964 | 97.5964 | 97.5964 | 97.5964 | 97.5964 | 97.5964 | 97.5964 | 97.5964 | 97.5964 | 97.5964 | 97.5964 | 97.5964 | 97.5964 | 97.5964 | 97.5964 | 81.3303 | 0 | 0 | 0 | 0 | 0 | 0 | 0 | 0
E2 | 0 | 0 | 103.4797 | 212.6783 | 321.6196 | 428.044 | 529.7986 | 626.9034 | 720.1266 | 810.7457 | 899.8334 | 987.0992 | 1072.5779 | 1156.2888 | 1238.2516 | 1318.2588 | 1396.3711 | 1472.5787 | 1546.7651 | 1619.1171 | 1689.7372 | 1758.8883 | 1843.1722 | 0 | 0 | 0 | 0 | 0 | 0 | 0 | 0
E3 | 0 | 9.7743 | 17.0158 | 24.6575 | 32.2813 | 39.7288 | 46.8496 | 53.645 | 60.1688 | 66.5103 | 72.7447 | 78.8515 | 84.8333 | 90.6914 | 96.4272 | 102.0261 | 107.4924 | 112.8254 | 118.0169 | 123.0801 | 128.0221 | 132.8613 | 137.1305 | 0 | 0 | 0 | 0 | 0 | 0 | 0 | 0
E4 | 0 | 3.7571 | 8.0133 | 12.5048 | 16.9857 | 21.363 | 25.5483 | 29.5423 | 33.3767 | 37.104 | 40.7682 | 44.3576 | 47.8734 | 51.3165 | 54.6878 | 57.9785 | 61.1914 | 64.3259 | 67.3773 | 70.3532 | 73.2579 | 76.1021 | 78.9426 | 0 | 0 | 0 | 0 | 0 | 0 | 0 | 0
E5 | 0 | 1.7024 | 3.6532 | 5.7118 | 7.7655 | 9.7718 | 11.6901 | 13.5207 | 15.2781 | 16.9864 | 18.6659 | 20.311 | 21.9224 | 23.5005 | 25.0457 | 26.5539 | 28.0265 | 29.4631 | 30.8617 | 32.2256 | 33.5569 | 34.8606 | 36.1657 | 0 | 0 | 0 | 0 | 0 | 0 | 0 | 0
E6 | 0 | 0 | 0 | 0 | 0 | 0 | 0 | 0 | 0 | 0 | 0 | 0 | 0 | 0 | 0 | 0 | 0 | 0 | 0 | 0 | 0 | 0 | 0 | 0 | 0 | 0 | 0 | 0 | 0 | 0 | 0
E7 | 0 | 0 | 0 | 0 | 0 | 0 | 0 | 0 | 0 | 0 | 0 | 0 | 0 | 0 | 0 | 0 | 0 | 0 | 0 | 0 | 0 | 0 | 0 | 0 | 0 | 0 | 0 | 0 | 0 | 0 | 0
E8 | 0 | 0 | 0 | 0 | 0 | 0 | 0 | 0 | 0 | 0 | 0 | 0 | 0 | 0 | 0 | 0 | 0 | 0 | 0 | 0 | 0 | 0 | 0 | 0 | 0 | 0 | 0 | 0 | 0 | 0 | 0
E9 | 0 | 0 | 0 | 0 | 0 | 0 | 0 | 0 | 0 | 0 | 0 | 0 | 0 | 0 | 0 | 0 | 0 | 0 | 0 | 0 | 0 | 0 | 0 | 0 | 0 | 0 | 0 | 0 | 0 | 0 | 0
E10 | 0 | 0 | 0 | 0 | 0 | 0 | 0 | 0 | 0 | 0 | 0 | 0 | 0 | 0 | 0 | 0 | 0 | 0 | 0 | 0 | 0 | 0 | 0 | 0 | 0 | 0 | 0 | 0 | 0 | 0 | 0
Vintage | 0 | 0 | 0 | 0 | 0 | 0 | 0 | 0 | 0 | 0 | 0 | 0 | 0 | 0 | 0 | 0 | 0 | 0 | 0 | 0 | 0 | 0 | 0 | 0 | 0 | 0 | 0 | 0 | 0 | 0 | 0
Current Forecast Results (Repeat Techs only)
Year | Year 0 | Year 1 | Year 2 | Year 3 | Year 4 | Year 5 | Year 6 | Year 7 | Year 8 | Year 9 | Year 10 | Year 11 | Year 12 | Year 13 | Year 14 | Year 15 | Year 16 | Year 17 | Year 18 | Year 19 | Year 20 | Year 21 | Year 22 | Year 23 | Year 24 | Year 25 | Year 26 | Year 27 | Year 28 | Year 29 | Year 30
Units | 0 | 0 | 0 | 0 | 0 | 0 | 0 | 0 | 0 | 0 | 0 | 0 | 0 | 0 | 0 | 0 | 0 | 0 | 0 | 0 | 0 | 0 | 0 | 0 | 0 | 0 | 0 | 0 | 0 | 0 | 0
Usage | 0 | 0 | 0 | 0 | 0 | 0 | 0 | 0 | 0 | 0 | 0 | 0 | 0 | 0 | 0 | 0 | 0 | 0 | 0 | 0 | 0 | 0 | 0 | 0 | 0 | 0 | 0 | 0 | 0 | 0 | 0
Peak Demand (S) | 0 | 0 | 0 | 0 | 0 | 0 | 0 | 0 | 0 | 0 | 0 | 0 | 0 | 0 | 0 | 0 | 0 | 0 | 0 | 0 | 0 | 0 | 0 | 0 | 0 | 0 | 0 | 0 | 0 | 0 | 0
Peak Demand (W) | 0 | 0 | 0 | 0 | 0 | 0 | 0 | 0 | 0 | 0 | 0 | 0 | 0 | 0 | 0 | 0 | 0 | 0 | 0 | 0 | 0 | 0 | 0 | 0 | 0 | 0 | 0 | 0 | 0 | 0 | 0
Turnover | 0 | 0 | 0 | 0 | 0 | 0 | 0 | 0 | 0 | 0 | 0 | 0 | 0 | 0 | 0 | 0 | 0 | 0 | 0 | 0 | 0 | 0 | 0 | 0 | 0 | 0 | 0 | 0 | 0 | 0 | 0
Avg. Replacement Usage | 0 | 0 | 0 | 0 | 0 | 0 | 0 | 0 | 0 | 0 | 0 | 0 | 0 | 0 | 0 | 0 | 0 | 0 | 0 | 0 | 0 | 0 | 0 | 0 | 0 | 0 | 0 | 0 | 0 | 0 | 0
Avg. Replacement Demand (S) | 0 | 0 | 0 | 0 | 0 | 0 | 0 | 0 | 0 | 0 | 0 | 0 | 0 | 0 | 0 | 0 | 0 | 0 | 0 | 0 | 0 | 0 | 0 | 0 | 0 | 0 | 0 | 0 | 0 | 0 | 0
Avg. Replacement Demand (W) | 0 | 0 | 0 | 0 | 0 | 0 | 0 | 0 | 0 | 0 | 0 | 0 | 0 | 0 | 0 | 0 | 0 | 0 | 0 | 0 | 0 | 0 | 0 | 0 | 0 | 0 | 0 | 0 | 0 | 0 | 0
Current Forecast Purchases (Repeat Techs only)
Year | Year 0 | Year 1 | Year 2 | Year 3 | Year 4 | Year 5 | Year 6 | Year 7 | Year 8 | Year 9 | Year 10 | Year 11 | Year 12 | Year 13 | Year 14 | Year 15 | Year 16 | Year 17 | Year 18 | Year 19 | Year 20 | Year 21 | Year 22 | Year 23 | Year 24 | Year 25 | Year 26 | Year 27 | Year 28 | Year 29 | Year 30
E1 | 0 | 0 | 0 | 0 | 0 | 0 | 0 | 0 | 0 | 0 | 0 | 0 | 0 | 0 | 0 | 0 | 0 | 0 | 0 | 0 | 0 | 0 | 0 | 0 | 0 | 0 | 0 | 0 | 0 | 0 | 0
E2 | 0 | 0 | 0 | 0 | 0 | 0 | 0 | 0 | 0 | 0 | 0 | 0 | 0 | 0 | 0 | 0 | 0 | 0 | 0 | 0 | 0 | 0 | 0 | 0 | 0 | 0 | 0 | 0 | 0 | 0 | 0
E3 | 0 | 0 | 0 | 0 | 0 | 0 | 0 | 0 | 0 | 0 | 0 | 0 | 0 | 0 | 0 | 0 | 0 | 0 | 0 | 0 | 0 | 0 | 0 | 0 | 0 | 0 | 0 | 0 | 0 | 0 | 0
E4 | 0 | 0 | 0 | 0 | 0 | 0 | 0 | 0 | 0 | 0 | 0 | 0 | 0 | 0 | 0 | 0 | 0 | 0 | 0 | 0 | 0 | 0 | 0 | 0 | 0 | 0 | 0 | 0 | 0 | 0 | 0
E5 | 0 | 0 | 0 | 0 | 0 | 0 | 0 | 0 | 0 | 0 | 0 | 0 | 0 | 0 | 0 | 0 | 0 | 0 | 0 | 0 | 0 | 0 | 0 | 0 | 0 | 0 | 0 | 0 | 0 | 0 | 0
E6 | 0 | 0 | 0 | 0 | 0 | 0 | 0 | 0 | 0 | 0 | 0 | 0 | 0 | 0 | 0 | 0 | 0 | 0 | 0 | 0 | 0 | 0 | 0 | 0 | 0 | 0 | 0 | 0 | 0 | 0 | 0
E7 | 0 | 0 | 0 | 0 | 0 | 0 | 0 | 0 | 0 | 0 | 0 | 0 | 0 | 0 | 0 | 0 | 0 | 0 | 0 | 0 | 0 | 0 | 0 | 0 | 0 | 0 | 0 | 0 | 0 | 0 | 0
E8 | 0 | 0 | 0 | 0 | 0 | 0 | 0 | 0 | 0 | 0 | 0 | 0 | 0 | 0 | 0 | 0 | 0 | 0 | 0 | 0 | 0 | 0 | 0 | 0 | 0 | 0 | 0 | 0 | 0 | 0 | 0
E9 | 0 | 0 | 0 | 0 | 0 | 0 | 0 | 0 | 0 | 0 | 0 | 0 | 0 | 0 | 0 | 0 | 0 | 0 | 0 | 0 | 0 | 0 | 0 | 0 | 0 | 0 | 0 | 0 | 0 | 0 | 0
E10 | 0 | 0 | 0 | 0 | 0 | 0 | 0 | 0 | 0 | 0 | 0 | 0 | 0 | 0 | 0 | 0 | 0 | 0 | 0 | 0 | 0 | 0 | 0 | 0 | 0 | 0 | 0 | 0 | 0 | 0 | 0
Current Forecast Stock (Repeat Techs only)
Year | Year 0 | Year 1 | Year 2 | Year 3 | Year 4 | Year 5 | Year 6 | Year 7 | Year 8 | Year 9 | Year 10 | Year 11 | Year 12 | Year 13 | Year 14 | Year 15 | Year 16 | Year 17 | Year 18 | Year 19 | Year 20 | Year 21 | Year 22 | Year 23 | Year 24 | Year 25 | Year 26 | Year 27 | Year 28 | Year 29 | Year 30
E1 | 0 | 0 | 0 | 0 | 0 | 0 | 0 | 0 | 0 | 0 | 0 | 0 | 0 | 0 | 0 | 0 | 0 | 0 | 0 | 0 | 0 | 0 | 0 | 0 | 0 | 0 | 0 | 0 | 0 | 0 | 0
E2 | 0 | 0 | 0 | 0 | 0 | 0 | 0 | 0 | 0 | 0 | 0 | 0 | 0 | 0 | 0 | 0 | 0 | 0 | 0 | 0 | 0 | 0 | 0 | 0 | 0 | 0 | 0 | 0 | 0 | 0 | 0
E3 | 0 | 0 | 0 | 0 | 0 | 0 | 0 | 0 | 0 | 0 | 0 | 0 | 0 | 0 | 0 | 0 | 0 | 0 | 0 | 0 | 0 | 0 | 0 | 0 | 0 | 0 | 0 | 0 | 0 | 0 | 0
E4 | 0 | 0 | 0 | 0 | 0 | 0 | 0 | 0 | 0 | 0 | 0 | 0 | 0 | 0 | 0 | 0 | 0 | 0 | 0 | 0 | 0 | 0 | 0 | 0 | 0 | 0 | 0 | 0 | 0 | 0 | 0
E5 | 0 | 0 | 0 | 0 | 0 | 0 | 0 | 0 | 0 | 0 | 0 | 0 | 0 | 0 | 0 | 0 | 0 | 0 | 0 | 0 | 0 | 0 | 0 | 0 | 0 | 0 | 0 | 0 | 0 | 0 | 0
E6 | 0 | 0 | 0 | 0 | 0 | 0 | 0 | 0 | 0 | 0 | 0 | 0 | 0 | 0 | 0 | 0 | 0 | 0 | 0 | 0 | 0 | 0 | 0 | 0 | 0 | 0 | 0 | 0 | 0 | 0 | 0
E7 | 0 | 0 | 0 | 0 | 0 | 0 | 0 | 0 | 0 | 0 | 0 | 0 | 0 | 0 | 0 | 0 | 0 | 0 | 0 | 0 | 0 | 0 | 0 | 0 | 0 | 0 | 0 | 0 | 0 | 0 | 0
E8 | 0 | 0 | 0 | 0 | 0 | 0 | 0 | 0 | 0 | 0 | 0 | 0 | 0 | 0 | 0 | 0 | 0 | 0 | 0 | 0 | 0 | 0 | 0 | 0 | 0 | 0 | 0 | 0 | 0 | 0 | 0
E9 | 0 | 0 | 0 | 0 | 0 | 0 | 0 | 0 | 0 | 0 | 0 | 0 | 0 | 0 | 0 | 0 | 0 | 0 | 0 | 0 | 0 | 0 | 0 | 0 | 0 | 0 | 0 | 0 | 0 | 0 | 0
E10 | 0 | 0 | 0 | 0 | 0 | 0 | 0 | 0 | 0 | 0 | 0 | 0 | 0 | 0 | 0 | 0 | 0 | 0 | 0 | 0 | 0 | 0 | 0 | 0 | 0 | 0 | 0 | 0 | 0 | 0 | 0
Vintage | 0 | 0 | 0 | 0 | 0 | 0 | 0 | 0 | 0 | 0 | 0 | 0 | 0 | 0 | 0 | 0 | 0 | 0 | 0 | 0 | 0 | 0 | 0 | 0 | 0 | 0 | 0 | 0 | 0 | 0 | 0
Final Results
Year | Year 0 | Year 1 | Year 2 | Year 3 | Year 4 | Year 5 | Year 6 | Year 7 | Year 8 | Year 9 | Year 10 | Year 11 | Year 12 | Year 13 | Year 14 | Year 15 | Year 16 | Year 17 | Year 18 | Year 19 | Year 20 | Year 21 | Year 22 | Year 23 | Year 24 | Year 25 | Year 26 | Year 27 | Year 28 | Year 29 | Year 30
Units | 0 | 112.8302 | 229.7584 | 353.1488 | 476.2485 | 596.5041 | 711.4829 | 821.2078 | 926.5466 | 1028.9428 | 1129.6085 | 1228.2157 | 1324.8035 | 1419.3936 | 1512.0086 | 1602.4138 | 1690.6778 | 1776.7895 | 1860.6174 | 1942.3725 | 2022.1705 | 2100.3087 | 2176.7413 | 0 | 0 | 0 | 0 | 0 | 0 | 0 | 0
Usage | 0 | 0.63294 | 1.2804 | 1.9544 | 2.5883 | 3.2473 | 3.891 | 4.4692 | 5.0106 | 5.5795 | 6.1638 | 6.7447 | 7.311 | 7.8625 | 8.4299 | 8.9717 | 9.4898 | 9.9702 | 10.4684 | 10.9475 | 11.414 | 11.8721 | 12.2686 | 0 | 0 | 0 | 0 | 0 | 0 | 0 | 0
Peak Demand (S) | 0 | 0 | 0 | 0 | 0 | 0 | 0 | 0 | 0 | 0 | 0 | 0 | 0 | 0 | 0 | 0 | 0 | 0 | 0 | 0 | 0 | 0 | 0 | 0 | 0 | 0 | 0 | 0 | 0 | 0 | 0
Peak Demand (W) | 0 | 0.36516 | 0.73871 | 1.1276 | 1.4933 | 1.8735 | 2.2449 | 2.5784 | 2.8908 | 3.219 | 3.5561 | 3.8913 | 4.218 | 4.5361 | 4.8635 | 5.1761 | 5.475 | 5.7521 | 6.0396 | 6.316 | 6.5851 | 6.8494 | 7.0782 | 0 | 0 | 0 | 0 | 0 | 0 | 0 | 0
Turnover | 0 | 112.8302 | 116.9282 | 123.3904 | 123.0996 | 120.2556 | 114.9789 | 109.7249 | 105.3388 | 102.3962 | 100.6658 | 98.6071 | 96.5878 | 94.5902 | 92.6149 | 90.4052 | 88.264 | 86.1117 | 83.8279 | 81.7551 | 79.798 | 78.1382 | 95.2376 | 0 | 0 | 0 | 0 | 0 | 0 | 0 | 0
Avg. Replacement Usage | 5454.871 | 5609.6679 | 5447.2655 | 5452.4836 | 5374.9208 | 5395.9068 | 5428.4915 | 5407.332 | 5377.0735 | 5394.7916 | 5431.1577 | 5467.8903 | 5496.5911 | 5518.7175 | 5555.8135 | 5580.4498 | 5595.4787 | 5594.6568 | 5610.3287 | 5620.8068 | 5629.6677 | 5638.3533 | 5624.8219 | 0 | 0 | 0 | 0 | 0 | 0 | 0 | 0
Avg. Replacement Demand (S) | 0 | 0 | 0 | 0 | 0 | 0 | 0 | 0 | 0 | 0 | 0 | 0 | 0 | 0 | 0 | 0 | 0 | 0 | 0 | 0 | 0 | 0 | 0 | 0 | 0 | 0 | 0 | 0 | 0 | 0 | 0
Avg. Replacement Demand (W) | 3.1471 | 3.2364 | 3.1427 | 3.1457 | 3.101 | 3.1131 | 3.1319 | 3.1197 | 3.1022 | 3.1124 | 3.1334 | 3.1546 | 3.1712 | 3.1839 | 3.2053 | 3.2196 | 3.2282 | 3.2277 | 3.2368 | 3.2428 | 3.2479 | 3.253 | 3.2452 | 0 | 0 | 0 | 0 | 0 | 0 | 0 | 0
Final Purchases
Year | Year 0 | Year 1 | Year 2 | Year 3 | Year 4 | Year 5 | Year 6 | Year 7 | Year 8 | Year 9 | Year 10 | Year 11 | Year 12 | Year 13 | Year 14 | Year 15 | Year 16 | Year 17 | Year 18 | Year 19 | Year 20 | Year 21 | Year 22 | Year 23 | Year 24 | Year 25 | Year 26 | Year 27 | Year 28 | Year 29 | Year 30
E1 | 0 | 97.5964 | 3.3103e-15 | 4.6577e-15 | 5.8084e-15 | 6.809e-15 | 7.5953e-15 | 8.2837e-15 | 8.9466e-15 | 9.663e-15 | 9.4997e-15 | 9.3055e-15 | 9.1149e-15 | 8.9264e-15 | 8.74e-15 | 8.5314e-15 | 8.3294e-15 | 8.1263e-15 | 7.9107e-15 | 7.7151e-15 | 7.5305e-15 | 7.3738e-15 | 8.9875e-15 | 0 | 0 | 0 | 0 | 0 | 0 | 0 | 0
E2 | 0 | 0 | 103.4797 | 109.1986 | 108.9413 | 106.4244 | 101.7546 | 97.1049 | 93.2232 | 90.6191 | 89.0877 | 87.2658 | 85.4787 | 83.7109 | 81.9628 | 80.0072 | 78.1123 | 76.2076 | 74.1864 | 72.352 | 70.6201 | 69.1511 | 84.2838 | 0 | 0 | 0 | 0 | 0 | 0 | 0 | 0
E3 | 0 | 9.7743 | 7.2415 | 7.6417 | 7.6237 | 7.4476 | 7.1208 | 6.7954 | 6.5238 | 6.3415 | 6.2344 | 6.1069 | 5.9818 | 5.8581 | 5.7358 | 5.5989 | 5.4663 | 5.333 | 5.1916 | 5.0632 | 4.942 | 4.8392 | 5.8982 | 0 | 0 | 0 | 0 | 0 | 0 | 0 | 0
E4 | 0 | 3.7571 | 4.2562 | 4.4915 | 4.4809 | 4.3774 | 4.1853 | 3.994 | 3.8344 | 3.7273 | 3.6643 | 3.5893 | 3.5158 | 3.4431 | 3.3712 | 3.2908 | 3.2128 | 3.1345 | 3.0514 | 2.9759 | 2.9047 | 2.8443 | 3.4667 | 0 | 0 | 0 | 0 | 0 | 0 | 0 | 0
E5 | 0 | 1.7024 | 1.9508 | 2.0586 | 2.0537 | 2.0063 | 1.9183 | 1.8306 | 1.7574 | 1.7083 | 1.6795 | 1.6451 | 1.6114 | 1.5781 | 1.5451 | 1.5083 | 1.4726 | 1.4366 | 1.3985 | 1.364 | 1.3313 | 1.3036 | 1.5889 | 0 | 0 | 0 | 0 | 0 | 0 | 0 | 0
E6 | 0 | 0 | 0 | 0 | 0 | 0 | 0 | 0 | 0 | 0 | 0 | 0 | 0 | 0 | 0 | 0 | 0 | 0 | 0 | 0 | 0 | 0 | 0 | 0 | 0 | 0 | 0 | 0 | 0 | 0 | 0
E7 | 0 | 0 | 0 | 0 | 0 | 0 | 0 | 0 | 0 | 0 | 0 | 0 | 0 | 0 | 0 | 0 | 0 | 0 | 0 | 0 | 0 | 0 | 0 | 0 | 0 | 0 | 0 | 0 | 0 | 0 | 0
E8 | 0 | 0 | 0 | 0 | 0 | 0 | 0 | 0 | 0 | 0 | 0 | 0 | 0 | 0 | 0 | 0 | 0 | 0 | 0 | 0 | 0 | 0 | 0 | 0 | 0 | 0 | 0 | 0 | 0 | 0 | 0
E9 | 0 | 0 | 0 | 0 | 0 | 0 | 0 | 0 | 0 | 0 | 0 | 0 | 0 | 0 | 0 | 0 | 0 | 0 | 0 | 0 | 0 | 0 | 0 | 0 | 0 | 0 | 0 | 0 | 0 | 0 | 0
E10 | 0 | 0 | 0 | 0 | 0 | 0 | 0 | 0 | 0 | 0 | 0 | 0 | 0 | 0 | 0 | 0 | 0 | 0 | 0 | 0 | 0 | 0 | 0 | 0 | 0 | 0 | 0 | 0 | 0 | 0 | 0
Final Stock
Year | Year 0 | Year 1 | Year 2 | Year 3 | Year 4 | Year 5 | Year 6 | Year 7 | Year 8 | Year 9 | Year 10 | Year 11 | Year 12 | Year 13 | Year 14 | Year 15 | Year 16 | Year 17 | Year 18 | Year 19 | Year 20 | Year 21 | Year 22 | Year 23 | Year 24 | Year 25 | Year 26 | Year 27 | Year 28 | Year 29 | Year 30
E1 | 0 | 97.5964 | 97.5964 | 97.5964 | 97.5964 | 97.5964 | 97.5964 | 97.5964 | 97.5964 | 97.5964 | 97.5964 | 97.5964 | 97.5964 | 97.5964 | 97.5964 | 97.5964 | 97.5964 | 97.5964 | 97.5964 | 97.5964 | 97.5964 | 97.5964 | 81.3303 | 0 | 0 | 0 | 0 | 0 | 0 | 0 | 0
E2 | 0 | 0 | 103.4797 | 212.6783 | 321.6196 | 428.044 | 529.7986 | 626.9034 | 720.1266 | 810.7457 | 899.8334 | 987.0992 | 1072.5779 | 1156.2888 | 1238.2516 | 1318.2588 | 1396.3711 | 1472.5787 | 1546.7651 | 1619.1171 | 1689.7372 | 1758.8883 | 1843.1722 | 0 | 0 | 0 | 0 | 0 | 0 | 0 | 0
E3 | 0 | 9.7743 | 17.0158 | 24.6575 | 32.2813 | 39.7288 | 46.8496 | 53.645 | 60.1688 | 66.5103 | 72.7447 | 78.8515 | 84.8333 | 90.6914 | 96.4272 | 102.0261 | 107.4924 | 112.8254 | 118.0169 | 123.0801 | 128.0221 | 132.8613 | 137.1305 | 0 | 0 | 0 | 0 | 0 | 0 | 0 | 0
E4 | 0 | 3.7571 | 8.0133 | 12.5048 | 16.9857 | 21.363 | 25.5483 | 29.5423 | 33.3767 | 37.104 | 40.7682 | 44.3576 | 47.8734 | 51.3165 | 54.6878 | 57.9785 | 61.1914 | 64.3259 | 67.3773 | 70.3532 | 73.2579 | 76.1021 | 78.9426 | 0 | 0 | 0 | 0 | 0 | 0 | 0 | 0
E5 | 0 | 1.7024 | 3.6532 | 5.7118 | 7.7655 | 9.7718 | 11.6901 | 13.5207 | 15.2781 | 16.9864 | 18.6659 | 20.311 | 21.9224 | 23.5005 | 25.0457 | 26.5539 | 28.0265 | 29.4631 | 30.8617 | 32.2256 | 33.5569 | 34.8606 | 36.1657 | 0 | 0 | 0 | 0 | 0 | 0 | 0 | 0
E6 | 0 | 0 | 0 | 0 | 0 | 0 | 0 | 0 | 0 | 0 | 0 | 0 | 0 | 0 | 0 | 0 | 0 | 0 | 0 | 0 | 0 | 0 | 0 | 0 | 0 | 0 | 0 | 0 | 0 | 0 | 0
E7 | 0 | 0 | 0 | 0 | 0 | 0 | 0 | 0 | 0 | 0 | 0 | 0 | 0 | 0 | 0 | 0 | 0 | 0 | 0 | 0 | 0 | 0 | 0 | 0 | 0 | 0 | 0 | 0 | 0 | 0 | 0
E8 | 0 | 0 | 0 | 0 | 0 | 0 | 0 | 0 | 0 | 0 | 0 | 0 | 0 | 0 | 0 | 0 | 0 | 0 | 0 | 0 | 0 | 0 | 0 | 0 | 0 | 0 | 0 | 0 | 0 | 0 | 0
E9 | 0 | 0 | 0 | 0 | 0 | 0 | 0 | 0 | 0 | 0 | 0 | 0 | 0 | 0 | 0 | 0 | 0 | 0 | 0 | 0 | 0 | 0 | 0 | 0 | 0 | 0 | 0 | 0 | 0 | 0 | 0
E10 | 0 | 0 | 0 | 0 | 0 | 0 | 0 | 0 | 0 | 0 | 0 | 0 | 0 | 0 | 0 | 0 | 0 | 0 | 0 | 0 | 0 | 0 | 0 | 0 | 0 | 0 | 0 | 0 | 0 | 0 | 0
Vintage | 0 | 0 | 0 | 0 | 0 | 0 | 0 | 0 | 0 | 0 | 0 | 0 | 0 | 0 | 0 | 0 | 0 | 0 | 0 | 0 | 0 | 0 | 0 | 0 | 0 | 0 | 0 | 0 | 0 | 0 | 0

## System Cache (hidden)
Setup |  |  |  |  | Market Size | Building Systems | BC Ratio Factors |  | Potential Factors |  |  |  | System Data | [14 empty] | System Purchase Shares | [5 empty] | System Costs | [5 empty] | System Stock
Key | Segment | Segment | Vintage | System | Market Size-Row | Building Systems-Row | Incentive Rate-Row | Admin Adder-Row | Potential Factors-MAP-Key | Potential Factors-MAP-Row | Potential Factors-RAP-Key | Potential Factors-RAP-Row | System Data-C1-Row | System Data-C1-Tech-Key | System Data-C1-Tech-Row | System Data-C2-Row | System Data-C2-Tech-Key | System Data-C2-Tech-Row | System Data-C3-Row | System Data-C3-Tech-Key | System Data-C3-Tech-Row | System Data-C4-Row | System Data-C4-Tech-Key | System Data-C4-Tech-Row | System Data-C5-Row | System Data-C5-Tech-Key | System Data-C5-Tech-Row | System Purchase Shares-Baseline Forecast-Row | System Purchase Shares-Codes & Standards Forecast-Row | System Purchase Shares-Realistic Achievable Potential-Row | System Purchase Shares-Maximum Achievable Potential-Row | System Purchase Shares-Economic Potential-Row | System Purchase Shares-Technical Potential-Row | System Costs-F1-Row | System Costs-F2-Row | System Costs-F3-Row | System Costs-F4-Row | System Costs-F5-Row | System Costs-F6-Row | System Stock-BLF-Row | System Stock-CSF-Row | System Stock-RAP-Row | System Stock-MAP-Row | System Stock-EP-Row | System Stock-TP-Row
___S1 |  |  |  | S1 | #VALUE! | 0 | 0 | 0 | __S1_MAP | 0 | __S1_RAP | 0 | 0 | #N/A | 0 | 0 | #N/A | 0 | 0 | #N/A | 0 | 0 | #N/A | 0 | 0 | #N/A | 0 | 0 | 0 | 0 | 0 | 0 | 0 | 0 | 0 | 0 | 0 | 0 | 0 | 0 | 0 | 0 | 0 | 0 | 0

## Technology Costs
Key | Field | Sector | Segment | Vintage | End Use | Fuel | Technology | Equipment | Label | 2021 | 2022 | 2023 | 2024 | 2025 | 2026 | 2027 | 2028 | 2029 | 2030 | 2031 | 2032 | 2033 | 2034 | 2035 | 2036 | 2037 | 2038 | 2039 | 2040 | 2041 | 2042 | 2043 | 2044 | 2045 | 2046 | 2047
F1_Industrial_Industrial - WA_Existing_Space Heating_Natural Gas_Furnace_E1 | F1 | Industrial | Industrial - WA | Existing | Space Heating | Natural Gas | Furnace | E1 | RVT - Cost of Equipment | 98.9717 | 98.9717 | 98.9717 | 0 | 0 | 0 | 0 | 0 | 0 | 0 | 0 | 0 | 0 | 0 | 0 | 0 | 0 | 0 | 0 | 0 | 0 | 0 | 0 | 0 | 0 | 0 | 0
F1_Industrial_Industrial - WA_Existing_Space Heating_Natural Gas_Furnace_E2 | F1 | Industrial | Industrial - WA | Existing | Space Heating | Natural Gas | Furnace | E2 | RVT - Cost of Equipment | 121.6163 | 121.6163 | 121.6163 | 121.6163 | 121.6163 | 121.6163 | 121.6163 | 121.6163 | 121.6163 | 121.6163 | 121.6163 | 121.6163 | 121.6163 | 121.6163 | 121.6163 | 121.6163 | 121.6163 | 121.6163 | 121.6163 | 121.6163 | 121.6163 | 121.6163 | 121.6163 | 121.6163 | 121.6163 | 121.6163 | 121.6163
F1_Industrial_Industrial - WA_Existing_Space Heating_Natural Gas_Furnace_E3 | F1 | Industrial | Industrial - WA | Existing | Space Heating | Natural Gas | Furnace | E3 | RVT - Cost of Equipment | 144.2609 | 144.2609 | 144.2609 | 144.2609 | 144.2609 | 144.2609 | 144.2609 | 144.2609 | 144.2609 | 144.2609 | 144.2609 | 144.2609 | 144.2609 | 144.2609 | 144.2609 | 144.2609 | 144.2609 | 144.2609 | 144.2609 | 144.2609 | 144.2609 | 144.2609 | 144.2609 | 144.2609 | 144.2609 | 144.2609 | 144.2609
F1_Industrial_Industrial - WA_Existing_Space Heating_Natural Gas_Furnace_E4 | F1 | Industrial | Industrial - WA | Existing | Space Heating | Natural Gas | Furnace | E4 | RVT - Cost of Equipment | 0 | 0 | 0 | 0 | 0 | 0 | 0 | 0 | 0 | 0 | 0 | 0 | 0 | 0 | 0 | 0 | 0 | 0 | 0 | 0 | 0 | 0 | 0 | 0 | 0 | 0 | 0
F1_Industrial_Industrial - WA_Existing_Space Heating_Natural Gas_Furnace_E5 | F1 | Industrial | Industrial - WA | Existing | Space Heating | Natural Gas | Furnace | E5 | RVT - Cost of Equipment | 0 | 0 | 0 | 0 | 0 | 0 | 0 | 0 | 0 | 0 | 0 | 0 | 0 | 0 | 0 | 0 | 0 | 0 | 0 | 0 | 0 | 0 | 0 | 0 | 0 | 0 | 0
F1_Industrial_Industrial - WA_Existing_Space Heating_Natural Gas_Furnace_E6 | F1 | Industrial | Industrial - WA | Existing | Space Heating | Natural Gas | Furnace | E6 | RVT - Cost of Equipment | 0 | 0 | 0 | 0 | 0 | 0 | 0 | 0 | 0 | 0 | 0 | 0 | 0 | 0 | 0 | 0 | 0 | 0 | 0 | 0 | 0 | 0 | 0 | 0 | 0 | 0 | 0
F1_Industrial_Industrial - WA_Existing_Space Heating_Natural Gas_Furnace_E7 | F1 | Industrial | Industrial - WA | Existing | Space Heating | Natural Gas | Furnace | E7 | RVT - Cost of Equipment | 0 | 0 | 0 | 0 | 0 | 0 | 0 | 0 | 0 | 0 | 0 | 0 | 0 | 0 | 0 | 0 | 0 | 0 | 0 | 0 | 0 | 0 | 0 | 0 | 0 | 0 | 0
F1_Industrial_Industrial - WA_Existing_Space Heating_Natural Gas_Furnace_E8 | F1 | Industrial | Industrial - WA | Existing | Space Heating | Natural Gas | Furnace | E8 | RVT - Cost of Equipment | 0 | 0 | 0 | 0 | 0 | 0 | 0 | 0 | 0 | 0 | 0 | 0 | 0 | 0 | 0 | 0 | 0 | 0 | 0 | 0 | 0 | 0 | 0 | 0 | 0 | 0 | 0
F1_Industrial_Industrial - WA_Existing_Space Heating_Natural Gas_Furnace_E9 | F1 | Industrial | Industrial - WA | Existing | Space Heating | Natural Gas | Furnace | E9 | RVT - Cost of Equipment | 0 | 0 | 0 | 0 | 0 | 0 | 0 | 0 | 0 | 0 | 0 | 0 | 0 | 0 | 0 | 0 | 0 | 0 | 0 | 0 | 0 | 0 | 0 | 0 | 0 | 0 | 0
F1_Industrial_Industrial - WA_Existing_Space Heating_Natural Gas_Furnace_E10 | F1 | Industrial | Industrial - WA | Existing | Space Heating | Natural Gas | Furnace | E10 | RVT - Cost of Equipment | 0 | 0 | 0 | 0 | 0 | 0 | 0 | 0 | 0 | 0 | 0 | 0 | 0 | 0 | 0 | 0 | 0 | 0 | 0 | 0 | 0 | 0 | 0 | 0 | 0 | 0 | 0
F2_Industrial_Industrial - WA_Existing_Space Heating_Natural Gas_Furnace_E1 | F2 | Industrial | Industrial - WA | Existing | Space Heating | Natural Gas | Furnace | E1 | RVT - Cost of Operation | 0 | 0 | 0 | 0 | 0 | 0 | 0 | 0 | 0 | 0 | 0 | 0 | 0 | 0 | 0 | 0 | 0 | 0 | 0 | 0 | 0 | 0 | 0 | 0 | 0 | 0 | 0
F2_Industrial_Industrial - WA_Existing_Space Heating_Natural Gas_Furnace_E2 | F2 | Industrial | Industrial - WA | Existing | Space Heating | Natural Gas | Furnace | E2 | RVT - Cost of Operation | 0 | 0 | 0 | 0 | 0 | 0 | 0 | 0 | 0 | 0 | 0 | 0 | 0 | 0 | 0 | 0 | 0 | 0 | 0 | 0 | 0 | 0 | 0 | 0 | 0 | 0 | 0
F2_Industrial_Industrial - WA_Existing_Space Heating_Natural Gas_Furnace_E3 | F2 | Industrial | Industrial - WA | Existing | Space Heating | Natural Gas | Furnace | E3 | RVT - Cost of Operation | 0 | 0 | 0 | 0 | 0 | 0 | 0 | 0 | 0 | 0 | 0 | 0 | 0 | 0 | 0 | 0 | 0 | 0 | 0 | 0 | 0 | 0 | 0 | 0 | 0 | 0 | 0
F2_Industrial_Industrial - WA_Existing_Space Heating_Natural Gas_Furnace_E4 | F2 | Industrial | Industrial - WA | Existing | Space Heating | Natural Gas | Furnace | E4 | RVT - Cost of Operation | 0 | 0 | 0 | 0 | 0 | 0 | 0 | 0 | 0 | 0 | 0 | 0 | 0 | 0 | 0 | 0 | 0 | 0 | 0 | 0 | 0 | 0 | 0 | 0 | 0 | 0 | 0
F2_Industrial_Industrial - WA_Existing_Space Heating_Natural Gas_Furnace_E5 | F2 | Industrial | Industrial - WA | Existing | Space Heating | Natural Gas | Furnace | E5 | RVT - Cost of Operation | 0 | 0 | 0 | 0 | 0 | 0 | 0 | 0 | 0 | 0 | 0 | 0 | 0 | 0 | 0 | 0 | 0 | 0 | 0 | 0 | 0 | 0 | 0 | 0 | 0 | 0 | 0
F2_Industrial_Industrial - WA_Existing_Space Heating_Natural Gas_Furnace_E6 | F2 | Industrial | Industrial - WA | Existing | Space Heating | Natural Gas | Furnace | E6 | RVT - Cost of Operation | 0 | 0 | 0 | 0 | 0 | 0 | 0 | 0 | 0 | 0 | 0 | 0 | 0 | 0 | 0 | 0 | 0 | 0 | 0 | 0 | 0 | 0 | 0 | 0 | 0 | 0 | 0
F2_Industrial_Industrial - WA_Existing_Space Heating_Natural Gas_Furnace_E7 | F2 | Industrial | Industrial - WA | Existing | Space Heating | Natural Gas | Furnace | E7 | RVT - Cost of Operation | 0 | 0 | 0 | 0 | 0 | 0 | 0 | 0 | 0 | 0 | 0 | 0 | 0 | 0 | 0 | 0 | 0 | 0 | 0 | 0 | 0 | 0 | 0 | 0 | 0 | 0 | 0
F2_Industrial_Industrial - WA_Existing_Space Heating_Natural Gas_Furnace_E8 | F2 | Industrial | Industrial - WA | Existing | Space Heating | Natural Gas | Furnace | E8 | RVT - Cost of Operation | 0 | 0 | 0 | 0 | 0 | 0 | 0 | 0 | 0 | 0 | 0 | 0 | 0 | 0 | 0 | 0 | 0 | 0 | 0 | 0 | 0 | 0 | 0 | 0 | 0 | 0 | 0
F2_Industrial_Industrial - WA_Existing_Space Heating_Natural Gas_Furnace_E9 | F2 | Industrial | Industrial - WA | Existing | Space Heating | Natural Gas | Furnace | E9 | RVT - Cost of Operation | 0 | 0 | 0 | 0 | 0 | 0 | 0 | 0 | 0 | 0 | 0 | 0 | 0 | 0 | 0 | 0 | 0 | 0 | 0 | 0 | 0 | 0 | 0 | 0 | 0 | 0 | 0
F2_Industrial_Industrial - WA_Existing_Space Heating_Natural Gas_Furnace_E10 | F2 | Industrial | Industrial - WA | Existing | Space Heating | Natural Gas | Furnace | E10 | RVT - Cost of Operation | 0 | 0 | 0 | 0 | 0 | 0 | 0 | 0 | 0 | 0 | 0 | 0 | 0 | 0 | 0 | 0 | 0 | 0 | 0 | 0 | 0 | 0 | 0 | 0 | 0 | 0 | 0
F3_Industrial_Industrial - WA_Existing_Space Heating_Natural Gas_Furnace_E1 | F3 | Industrial | Industrial - WA | Existing | Space Heating | Natural Gas | Furnace | E1 | System - kBTUs of Consumption | 10745.6181 | 10776.9342 | 10775.1105 | 0 | 0 | 0 | 0 | 0 | 0 | 0 | 0 | 0 | 0 | 0 | 0 | 0 | 0 | 0 | 0 | 0 | 0 | 0 | 0 | 0 | 0 | 0 | 0
F3_Industrial_Industrial - WA_Existing_Space Heating_Natural Gas_Furnace_E2 | F3 | Industrial | Industrial - WA | Existing | Space Heating | Natural Gas | Furnace | E2 | System - kBTUs of Consumption | 9551.6605 | 9579.4971 | 9577.876 | 9577.876 | 9577.876 | 9577.876 | 9577.876 | 9577.876 | 9577.876 | 9577.876 | 9577.876 | 9577.876 | 9577.876 | 9577.876 | 9577.876 | 9577.876 | 9577.876 | 9577.876 | 9577.876 | 9577.876 | 9577.876 | 9577.876 | 9577.876 | 9577.876 | 9577.876 | 9577.876 | 9577.876
F3_Industrial_Industrial - WA_Existing_Space Heating_Natural Gas_Furnace_E3 | F3 | Industrial | Industrial - WA | Existing | Space Heating | Natural Gas | Furnace | E3 | System - kBTUs of Consumption | 8954.6817 | 8980.7785 | 8979.2587 | 8979.2587 | 8979.2587 | 8979.2587 | 8979.2587 | 8979.2587 | 8979.2587 | 8979.2587 | 8979.2587 | 8979.2587 | 8979.2587 | 8979.2587 | 8979.2587 | 8979.2587 | 8979.2587 | 8979.2587 | 8979.2587 | 8979.2587 | 8979.2587 | 8979.2587 | 8979.2587 | 8979.2587 | 8979.2587 | 8979.2587 | 8979.2587
F3_Industrial_Industrial - WA_Existing_Space Heating_Natural Gas_Furnace_E4 | F3 | Industrial | Industrial - WA | Existing | Space Heating | Natural Gas | Furnace | E4 | System - kBTUs of Consumption | 0 | 0 | 0 | 0 | 0 | 0 | 0 | 0 | 0 | 0 | 0 | 0 | 0 | 0 | 0 | 0 | 0 | 0 | 0 | 0 | 0 | 0 | 0 | 0 | 0 | 0 | 0
F3_Industrial_Industrial - WA_Existing_Space Heating_Natural Gas_Furnace_E5 | F3 | Industrial | Industrial - WA | Existing | Space Heating | Natural Gas | Furnace | E5 | System - kBTUs of Consumption | 0 | 0 | 0 | 0 | 0 | 0 | 0 | 0 | 0 | 0 | 0 | 0 | 0 | 0 | 0 | 0 | 0 | 0 | 0 | 0 | 0 | 0 | 0 | 0 | 0 | 0 | 0
F3_Industrial_Industrial - WA_Existing_Space Heating_Natural Gas_Furnace_E6 | F3 | Industrial | Industrial - WA | Existing | Space Heating | Natural Gas | Furnace | E6 | System - kBTUs of Consumption | 0 | 0 | 0 | 0 | 0 | 0 | 0 | 0 | 0 | 0 | 0 | 0 | 0 | 0 | 0 | 0 | 0 | 0 | 0 | 0 | 0 | 0 | 0 | 0 | 0 | 0 | 0
F3_Industrial_Industrial - WA_Existing_Space Heating_Natural Gas_Furnace_E7 | F3 | Industrial | Industrial - WA | Existing | Space Heating | Natural Gas | Furnace | E7 | System - kBTUs of Consumption | 0 | 0 | 0 | 0 | 0 | 0 | 0 | 0 | 0 | 0 | 0 | 0 | 0 | 0 | 0 | 0 | 0 | 0 | 0 | 0 | 0 | 0 | 0 | 0 | 0 | 0 | 0
F3_Industrial_Industrial - WA_Existing_Space Heating_Natural Gas_Furnace_E8 | F3 | Industrial | Industrial - WA | Existing | Space Heating | Natural Gas | Furnace | E8 | System - kBTUs of Consumption | 0 | 0 | 0 | 0 | 0 | 0 | 0 | 0 | 0 | 0 | 0 | 0 | 0 | 0 | 0 | 0 | 0 | 0 | 0 | 0 | 0 | 0 | 0 | 0 | 0 | 0 | 0
F3_Industrial_Industrial - WA_Existing_Space Heating_Natural Gas_Furnace_E9 | F3 | Industrial | Industrial - WA | Existing | Space Heating | Natural Gas | Furnace | E9 | System - kBTUs of Consumption | 0 | 0 | 0 | 0 | 0 | 0 | 0 | 0 | 0 | 0 | 0 | 0 | 0 | 0 | 0 | 0 | 0 | 0 | 0 | 0 | 0 | 0 | 0 | 0 | 0 | 0 | 0
F3_Industrial_Industrial - WA_Existing_Space Heating_Natural Gas_Furnace_E10 | F3 | Industrial | Industrial - WA | Existing | Space Heating | Natural Gas | Furnace | E10 | System - kBTUs of Consumption | 0 | 0 | 0 | 0 | 0 | 0 | 0 | 0 | 0 | 0 | 0 | 0 | 0 | 0 | 0 | 0 | 0 | 0 | 0 | 0 | 0 | 0 | 0 | 0 | 0 | 0 | 0
F4_Industrial_Industrial - WA_Existing_Space Heating_Natural Gas_Furnace_E1 | F4 | Industrial | Industrial - WA | Existing | Space Heating | Natural Gas | Furnace | E1 | Utility - Cost of Equipment | 98.9717 | 98.9717 | 98.9717 | 0 | 0 | 0 | 0 | 0 | 0 | 0 | 0 | 0 | 0 | 0 | 0 | 0 | 0 | 0 | 0 | 0 | 0 | 0 | 0 | 0 | 0 | 0 | 0
F4_Industrial_Industrial - WA_Existing_Space Heating_Natural Gas_Furnace_E2 | F4 | Industrial | Industrial - WA | Existing | Space Heating | Natural Gas | Furnace | E2 | Utility - Cost of Equipment | 121.6163 | 121.6163 | 121.6163 | 121.6163 | 121.6163 | 121.6163 | 121.6163 | 121.6163 | 121.6163 | 121.6163 | 121.6163 | 121.6163 | 121.6163 | 121.6163 | 121.6163 | 121.6163 | 121.6163 | 121.6163 | 121.6163 | 121.6163 | 121.6163 | 121.6163 | 121.6163 | 121.6163 | 121.6163 | 121.6163 | 121.6163
F4_Industrial_Industrial - WA_Existing_Space Heating_Natural Gas_Furnace_E3 | F4 | Industrial | Industrial - WA | Existing | Space Heating | Natural Gas | Furnace | E3 | Utility - Cost of Equipment | 144.2609 | 144.2609 | 144.2609 | 144.2609 | 144.2609 | 144.2609 | 144.2609 | 144.2609 | 144.2609 | 144.2609 | 144.2609 | 144.2609 | 144.2609 | 144.2609 | 144.2609 | 144.2609 | 144.2609 | 144.2609 | 144.2609 | 144.2609 | 144.2609 | 144.2609 | 144.2609 | 144.2609 | 144.2609 | 144.2609 | 144.2609
F4_Industrial_Industrial - WA_Existing_Space Heating_Natural Gas_Furnace_E4 | F4 | Industrial | Industrial - WA | Existing | Space Heating | Natural Gas | Furnace | E4 | Utility - Cost of Equipment | 0 | 0 | 0 | 0 | 0 | 0 | 0 | 0 | 0 | 0 | 0 | 0 | 0 | 0 | 0 | 0 | 0 | 0 | 0 | 0 | 0 | 0 | 0 | 0 | 0 | 0 | 0
F4_Industrial_Industrial - WA_Existing_Space Heating_Natural Gas_Furnace_E5 | F4 | Industrial | Industrial - WA | Existing | Space Heating | Natural Gas | Furnace | E5 | Utility - Cost of Equipment | 0 | 0 | 0 | 0 | 0 | 0 | 0 | 0 | 0 | 0 | 0 | 0 | 0 | 0 | 0 | 0 | 0 | 0 | 0 | 0 | 0 | 0 | 0 | 0 | 0 | 0 | 0
F4_Industrial_Industrial - WA_Existing_Space Heating_Natural Gas_Furnace_E6 | F4 | Industrial | Industrial - WA | Existing | Space Heating | Natural Gas | Furnace | E6 | Utility - Cost of Equipment | 0 | 0 | 0 | 0 | 0 | 0 | 0 | 0 | 0 | 0 | 0 | 0 | 0 | 0 | 0 | 0 | 0 | 0 | 0 | 0 | 0 | 0 | 0 | 0 | 0 | 0 | 0
F4_Industrial_Industrial - WA_Existing_Space Heating_Natural Gas_Furnace_E7 | F4 | Industrial | Industrial - WA | Existing | Space Heating | Natural Gas | Furnace | E7 | Utility - Cost of Equipment | 0 | 0 | 0 | 0 | 0 | 0 | 0 | 0 | 0 | 0 | 0 | 0 | 0 | 0 | 0 | 0 | 0 | 0 | 0 | 0 | 0 | 0 | 0 | 0 | 0 | 0 | 0
F4_Industrial_Industrial - WA_Existing_Space Heating_Natural Gas_Furnace_E8 | F4 | Industrial | Industrial - WA | Existing | Space Heating | Natural Gas | Furnace | E8 | Utility - Cost of Equipment | 0 | 0 | 0 | 0 | 0 | 0 | 0 | 0 | 0 | 0 | 0 | 0 | 0 | 0 | 0 | 0 | 0 | 0 | 0 | 0 | 0 | 0 | 0 | 0 | 0 | 0 | 0
F4_Industrial_Industrial - WA_Existing_Space Heating_Natural Gas_Furnace_E9 | F4 | Industrial | Industrial - WA | Existing | Space Heating | Natural Gas | Furnace | E9 | Utility - Cost of Equipment | 0 | 0 | 0 | 0 | 0 | 0 | 0 | 0 | 0 | 0 | 0 | 0 | 0 | 0 | 0 | 0 | 0 | 0 | 0 | 0 | 0 | 0 | 0 | 0 | 0 | 0 | 0
F4_Industrial_Industrial - WA_Existing_Space Heating_Natural Gas_Furnace_E10 | F4 | Industrial | Industrial - WA | Existing | Space Heating | Natural Gas | Furnace | E10 | Utility - Cost of Equipment | 0 | 0 | 0 | 0 | 0 | 0 | 0 | 0 | 0 | 0 | 0 | 0 | 0 | 0 | 0 | 0 | 0 | 0 | 0 | 0 | 0 | 0 | 0 | 0 | 0 | 0 | 0
F5_Industrial_Industrial - WA_Existing_Space Heating_Natural Gas_Furnace_E1 | F5 | Industrial | Industrial - WA | Existing | Space Heating | Natural Gas | Furnace | E1 | Utility - Cost of Operation | 145.1412 | 145.9513 | 145.8228 | 0 | 0 | 0 | 0 | 0 | 0 | 0 | 0 | 0 | 0 | 0 | 0 | 0 | 0 | 0 | 0 | 0 | 0 | 0 | 0 | 0 | 0 | 0 | 0
F5_Industrial_Industrial - WA_Existing_Space Heating_Natural Gas_Furnace_E2 | F5 | Industrial | Industrial - WA | Existing | Space Heating | Natural Gas | Furnace | E2 | Utility - Cost of Operation | 129.0144 | 129.7345 | 129.6202 | 129.4669 | 131.0311 | 133.3168 | 133.5792 | 133.9355 | 134.2123 | 134.3469 | 134.3335 | 134.1552 | 133.7655 | 133.0819 | 132.0672 | 130.7969 | 129.1588 | 127.2247 | 124.9213 | 122.1719 | 118.8996 | 115.1815 | 112.1105 | 110.1824 | 109.4554 | 109.9919 | 110.5311
F5_Industrial_Industrial - WA_Existing_Space Heating_Natural Gas_Furnace_E3 | F5 | Industrial | Industrial - WA | Existing | Space Heating | Natural Gas | Furnace | E3 | Utility - Cost of Operation | 120.951 | 121.6261 | 121.519 | 121.3752 | 122.8417 | 124.9845 | 125.2305 | 125.5646 | 125.824 | 125.9502 | 125.9376 | 125.7705 | 125.4052 | 124.7643 | 123.813 | 122.6221 | 121.0864 | 119.2732 | 117.1137 | 114.5362 | 111.4684 | 107.9827 | 105.1035 | 103.296 | 102.6144 | 103.1174 | 103.6229
F5_Industrial_Industrial - WA_Existing_Space Heating_Natural Gas_Furnace_E4 | F5 | Industrial | Industrial - WA | Existing | Space Heating | Natural Gas | Furnace | E4 | Utility - Cost of Operation | 0 | 0 | 0 | 0 | 0 | 0 | 0 | 0 | 0 | 0 | 0 | 0 | 0 | 0 | 0 | 0 | 0 | 0 | 0 | 0 | 0 | 0 | 0 | 0 | 0 | 0 | 0
F5_Industrial_Industrial - WA_Existing_Space Heating_Natural Gas_Furnace_E5 | F5 | Industrial | Industrial - WA | Existing | Space Heating | Natural Gas | Furnace | E5 | Utility - Cost of Operation | 0 | 0 | 0 | 0 | 0 | 0 | 0 | 0 | 0 | 0 | 0 | 0 | 0 | 0 | 0 | 0 | 0 | 0 | 0 | 0 | 0 | 0 | 0 | 0 | 0 | 0 | 0
F5_Industrial_Industrial - WA_Existing_Space Heating_Natural Gas_Furnace_E6 | F5 | Industrial | Industrial - WA | Existing | Space Heating | Natural Gas | Furnace | E6 | Utility - Cost of Operation | 0 | 0 | 0 | 0 | 0 | 0 | 0 | 0 | 0 | 0 | 0 | 0 | 0 | 0 | 0 | 0 | 0 | 0 | 0 | 0 | 0 | 0 | 0 | 0 | 0 | 0 | 0
F5_Industrial_Industrial - WA_Existing_Space Heating_Natural Gas_Furnace_E7 | F5 | Industrial | Industrial - WA | Existing | Space Heating | Natural Gas | Furnace | E7 | Utility - Cost of Operation | 0 | 0 | 0 | 0 | 0 | 0 | 0 | 0 | 0 | 0 | 0 | 0 | 0 | 0 | 0 | 0 | 0 | 0 | 0 | 0 | 0 | 0 | 0 | 0 | 0 | 0 | 0
F5_Industrial_Industrial - WA_Existing_Space Heating_Natural Gas_Furnace_E8 | F5 | Industrial | Industrial - WA | Existing | Space Heating | Natural Gas | Furnace | E8 | Utility - Cost of Operation | 0 | 0 | 0 | 0 | 0 | 0 | 0 | 0 | 0 | 0 | 0 | 0 | 0 | 0 | 0 | 0 | 0 | 0 | 0 | 0 | 0 | 0 | 0 | 0 | 0 | 0 | 0
F5_Industrial_Industrial - WA_Existing_Space Heating_Natural Gas_Furnace_E9 | F5 | Industrial | Industrial - WA | Existing | Space Heating | Natural Gas | Furnace | E9 | Utility - Cost of Operation | 0 | 0 | 0 | 0 | 0 | 0 | 0 | 0 | 0 | 0 | 0 | 0 | 0 | 0 | 0 | 0 | 0 | 0 | 0 | 0 | 0 | 0 | 0 | 0 | 0 | 0 | 0
F5_Industrial_Industrial - WA_Existing_Space Heating_Natural Gas_Furnace_E10 | F5 | Industrial | Industrial - WA | Existing | Space Heating | Natural Gas | Furnace | E10 | Utility - Cost of Operation | 0 | 0 | 0 | 0 | 0 | 0 | 0 | 0 | 0 | 0 | 0 | 0 | 0 | 0 | 0 | 0 | 0 | 0 | 0 | 0 | 0 | 0 | 0 | 0 | 0 | 0 | 0
F6_Industrial_Industrial - WA_Existing_Space Heating_Natural Gas_Furnace_E1 | F6 | Industrial | Industrial - WA | Existing | Space Heating | Natural Gas | Furnace | E1 | Utility - Value of Sales | 0 | 0 | 0 | 0 | 0 | 0 | 0 | 0 | 0 | 0 | 0 | 0 | 0 | 0 | 0 | 0 | 0 | 0 | 0 | 0 | 0 | 0 | 0 | 0 | 0 | 0 | 0
F6_Industrial_Industrial - WA_Existing_Space Heating_Natural Gas_Furnace_E2 | F6 | Industrial | Industrial - WA | Existing | Space Heating | Natural Gas | Furnace | E2 | Utility - Value of Sales | 0 | 0 | 0 | 0 | 0 | 0 | 0 | 0 | 0 | 0 | 0 | 0 | 0 | 0 | 0 | 0 | 0 | 0 | 0 | 0 | 0 | 0 | 0 | 0 | 0 | 0 | 0
F6_Industrial_Industrial - WA_Existing_Space Heating_Natural Gas_Furnace_E3 | F6 | Industrial | Industrial - WA | Existing | Space Heating | Natural Gas | Furnace | E3 | Utility - Value of Sales | 0 | 0 | 0 | 0 | 0 | 0 | 0 | 0 | 0 | 0 | 0 | 0 | 0 | 0 | 0 | 0 | 0 | 0 | 0 | 0 | 0 | 0 | 0 | 0 | 0 | 0 | 0
F6_Industrial_Industrial - WA_Existing_Space Heating_Natural Gas_Furnace_E4 | F6 | Industrial | Industrial - WA | Existing | Space Heating | Natural Gas | Furnace | E4 | Utility - Value of Sales | 0 | 0 | 0 | 0 | 0 | 0 | 0 | 0 | 0 | 0 | 0 | 0 | 0 | 0 | 0 | 0 | 0 | 0 | 0 | 0 | 0 | 0 | 0 | 0 | 0 | 0 | 0
F6_Industrial_Industrial - WA_Existing_Space Heating_Natural Gas_Furnace_E5 | F6 | Industrial | Industrial - WA | Existing | Space Heating | Natural Gas | Furnace | E5 | Utility - Value of Sales | 0 | 0 | 0 | 0 | 0 | 0 | 0 | 0 | 0 | 0 | 0 | 0 | 0 | 0 | 0 | 0 | 0 | 0 | 0 | 0 | 0 | 0 | 0 | 0 | 0 | 0 | 0
F6_Industrial_Industrial - WA_Existing_Space Heating_Natural Gas_Furnace_E6 | F6 | Industrial | Industrial - WA | Existing | Space Heating | Natural Gas | Furnace | E6 | Utility - Value of Sales | 0 | 0 | 0 | 0 | 0 | 0 | 0 | 0 | 0 | 0 | 0 | 0 | 0 | 0 | 0 | 0 | 0 | 0 | 0 | 0 | 0 | 0 | 0 | 0 | 0 | 0 | 0
F6_Industrial_Industrial - WA_Existing_Space Heating_Natural Gas_Furnace_E7 | F6 | Industrial | Industrial - WA | Existing | Space Heating | Natural Gas | Furnace | E7 | Utility - Value of Sales | 0 | 0 | 0 | 0 | 0 | 0 | 0 | 0 | 0 | 0 | 0 | 0 | 0 | 0 | 0 | 0 | 0 | 0 | 0 | 0 | 0 | 0 | 0 | 0 | 0 | 0 | 0
F6_Industrial_Industrial - WA_Existing_Space Heating_Natural Gas_Furnace_E8 | F6 | Industrial | Industrial - WA | Existing | Space Heating | Natural Gas | Furnace | E8 | Utility - Value of Sales | 0 | 0 | 0 | 0 | 0 | 0 | 0 | 0 | 0 | 0 | 0 | 0 | 0 | 0 | 0 | 0 | 0 | 0 | 0 | 0 | 0 | 0 | 0 | 0 | 0 | 0 | 0
F6_Industrial_Industrial - WA_Existing_Space Heating_Natural Gas_Furnace_E9 | F6 | Industrial | Industrial - WA | Existing | Space Heating | Natural Gas | Furnace | E9 | Utility - Value of Sales | 0 | 0 | 0 | 0 | 0 | 0 | 0 | 0 | 0 | 0 | 0 | 0 | 0 | 0 | 0 | 0 | 0 | 0 | 0 | 0 | 0 | 0 | 0 | 0 | 0 | 0 | 0
F6_Industrial_Industrial - WA_Existing_Space Heating_Natural Gas_Furnace_E10 | F6 | Industrial | Industrial - WA | Existing | Space Heating | Natural Gas | Furnace | E10 | Utility - Value of Sales | 0 | 0 | 0 | 0 | 0 | 0 | 0 | 0 | 0 | 0 | 0 | 0 | 0 | 0 | 0 | 0 | 0 | 0 | 0 | 0 | 0 | 0 | 0 | 0 | 0 | 0 | 0
F1_Industrial_Industrial - WA_Existing_Space Heating_Natural Gas_Boiler_E1 | F1 | Industrial | Industrial - WA | Existing | Space Heating | Natural Gas | Boiler | E1 | RVT - Cost of Equipment | 543.7979 | 543.7979 | 543.7979 | 543.7979 | 543.7979 | 543.7979 | 543.7979 | 543.7979 | 543.7979 | 543.7979 | 543.7979 | 543.7979 | 543.7979 | 543.7979 | 543.7979 | 543.7979 | 543.7979 | 543.7979 | 543.7979 | 543.7979 | 543.7979 | 543.7979 | 543.7979 | 543.7979 | 543.7979 | 543.7979 | 543.7979
F1_Industrial_Industrial - WA_Existing_Space Heating_Natural Gas_Boiler_E2 | F1 | Industrial | Industrial - WA | Existing | Space Heating | Natural Gas | Boiler | E2 | RVT - Cost of Equipment | 618.6823 | 618.6823 | 618.6823 | 618.6823 | 618.6823 | 618.6823 | 618.6823 | 618.6823 | 618.6823 | 618.6823 | 618.6823 | 618.6823 | 618.6823 | 618.6823 | 618.6823 | 618.6823 | 618.6823 | 618.6823 | 618.6823 | 618.6823 | 618.6823 | 618.6823 | 618.6823 | 618.6823 | 618.6823 | 618.6823 | 618.6823
F1_Industrial_Industrial - WA_Existing_Space Heating_Natural Gas_Boiler_E3 | F1 | Industrial | Industrial - WA | Existing | Space Heating | Natural Gas | Boiler | E3 | RVT - Cost of Equipment | 769.0767 | 769.0767 | 769.0767 | 769.0767 | 769.0767 | 769.0767 | 769.0767 | 769.0767 | 769.0767 | 769.0767 | 769.0767 | 769.0767 | 769.0767 | 769.0767 | 769.0767 | 769.0767 | 769.0767 | 769.0767 | 769.0767 | 769.0767 | 769.0767 | 769.0767 | 769.0767 | 769.0767 | 769.0767 | 769.0767 | 769.0767
F1_Industrial_Industrial - WA_Existing_Space Heating_Natural Gas_Boiler_E4 | F1 | Industrial | Industrial - WA | Existing | Space Heating | Natural Gas | Boiler | E4 | RVT - Cost of Equipment | 2868.3375 | 2868.3375 | 2868.3375 | 2868.3375 | 2868.3375 | 2868.3375 | 2868.3375 | 2868.3375 | 2868.3375 | 2868.3375 | 2868.3375 | 2868.3375 | 2868.3375 | 2868.3375 | 2868.3375 | 2868.3375 | 2868.3375 | 2868.3375 | 2868.3375 | 2868.3375 | 2868.3375 | 2868.3375 | 2868.3375 | 2868.3375 | 2868.3375 | 2868.3375 | 2868.3375
F1_Industrial_Industrial - WA_Existing_Space Heating_Natural Gas_Boiler_E5 | F1 | Industrial | Industrial - WA | Existing | Space Heating | Natural Gas | Boiler | E5 | RVT - Cost of Equipment | 0 | 0 | 0 | 0 | 0 | 0 | 0 | 0 | 0 | 0 | 0 | 0 | 0 | 0 | 0 | 0 | 0 | 0 | 0 | 0 | 0 | 0 | 0 | 0 | 0 | 0 | 0
F1_Industrial_Industrial - WA_Existing_Space Heating_Natural Gas_Boiler_E6 | F1 | Industrial | Industrial - WA | Existing | Space Heating | Natural Gas | Boiler | E6 | RVT - Cost of Equipment | 0 | 0 | 0 | 0 | 0 | 0 | 0 | 0 | 0 | 0 | 0 | 0 | 0 | 0 | 0 | 0 | 0 | 0 | 0 | 0 | 0 | 0 | 0 | 0 | 0 | 0 | 0
F1_Industrial_Industrial - WA_Existing_Space Heating_Natural Gas_Boiler_E7 | F1 | Industrial | Industrial - WA | Existing | Space Heating | Natural Gas | Boiler | E7 | RVT - Cost of Equipment | 0 | 0 | 0 | 0 | 0 | 0 | 0 | 0 | 0 | 0 | 0 | 0 | 0 | 0 | 0 | 0 | 0 | 0 | 0 | 0 | 0 | 0 | 0 | 0 | 0 | 0 | 0
F1_Industrial_Industrial - WA_Existing_Space Heating_Natural Gas_Boiler_E8 | F1 | Industrial | Industrial - WA | Existing | Space Heating | Natural Gas | Boiler | E8 | RVT - Cost of Equipment | 0 | 0 | 0 | 0 | 0 | 0 | 0 | 0 | 0 | 0 | 0 | 0 | 0 | 0 | 0 | 0 | 0 | 0 | 0 | 0 | 0 | 0 | 0 | 0 | 0 | 0 | 0
F1_Industrial_Industrial - WA_Existing_Space Heating_Natural Gas_Boiler_E9 | F1 | Industrial | Industrial - WA | Existing | Space Heating | Natural Gas | Boiler | E9 | RVT - Cost of Equipment | 0 | 0 | 0 | 0 | 0 | 0 | 0 | 0 | 0 | 0 | 0 | 0 | 0 | 0 | 0 | 0 | 0 | 0 | 0 | 0 | 0 | 0 | 0 | 0 | 0 | 0 | 0
F1_Industrial_Industrial - WA_Existing_Space Heating_Natural Gas_Boiler_E10 | F1 | Industrial | Industrial - WA | Existing | Space Heating | Natural Gas | Boiler | E10 | RVT - Cost of Equipment | 0 | 0 | 0 | 0 | 0 | 0 | 0 | 0 | 0 | 0 | 0 | 0 | 0 | 0 | 0 | 0 | 0 | 0 | 0 | 0 | 0 | 0 | 0 | 0 | 0 | 0 | 0
F2_Industrial_Industrial - WA_Existing_Space Heating_Natural Gas_Boiler_E1 | F2 | Industrial | Industrial - WA | Existing | Space Heating | Natural Gas | Boiler | E1 | RVT - Cost of Operation | 0 | 0 | 0 | 0 | 0 | 0 | 0 | 0 | 0 | 0 | 0 | 0 | 0 | 0 | 0 | 0 | 0 | 0 | 0 | 0 | 0 | 0 | 0 | 0 | 0 | 0 | 0
F2_Industrial_Industrial - WA_Existing_Space Heating_Natural Gas_Boiler_E2 | F2 | Industrial | Industrial - WA | Existing | Space Heating | Natural Gas | Boiler | E2 | RVT - Cost of Operation | 0 | 0 | 0 | 0 | 0 | 0 | 0 | 0 | 0 | 0 | 0 | 0 | 0 | 0 | 0 | 0 | 0 | 0 | 0 | 0 | 0 | 0 | 0 | 0 | 0 | 0 | 0
F2_Industrial_Industrial - WA_Existing_Space Heating_Natural Gas_Boiler_E3 | F2 | Industrial | Industrial - WA | Existing | Space Heating | Natural Gas | Boiler | E3 | RVT - Cost of Operation | 0 | 0 | 0 | 0 | 0 | 0 | 0 | 0 | 0 | 0 | 0 | 0 | 0 | 0 | 0 | 0 | 0 | 0 | 0 | 0 | 0 | 0 | 0 | 0 | 0 | 0 | 0
F2_Industrial_Industrial - WA_Existing_Space Heating_Natural Gas_Boiler_E4 | F2 | Industrial | Industrial - WA | Existing | Space Heating | Natural Gas | Boiler | E4 | RVT - Cost of Operation | 0 | 0 | 0 | 0 | 0 | 0 | 0 | 0 | 0 | 0 | 0 | 0 | 0 | 0 | 0 | 0 | 0 | 0 | 0 | 0 | 0 | 0 | 0 | 0 | 0 | 0 | 0
F2_Industrial_Industrial - WA_Existing_Space Heating_Natural Gas_Boiler_E5 | F2 | Industrial | Industrial - WA | Existing | Space Heating | Natural Gas | Boiler | E5 | RVT - Cost of Operation | 0 | 0 | 0 | 0 | 0 | 0 | 0 | 0 | 0 | 0 | 0 | 0 | 0 | 0 | 0 | 0 | 0 | 0 | 0 | 0 | 0 | 0 | 0 | 0 | 0 | 0 | 0
F2_Industrial_Industrial - WA_Existing_Space Heating_Natural Gas_Boiler_E6 | F2 | Industrial | Industrial - WA | Existing | Space Heating | Natural Gas | Boiler | E6 | RVT - Cost of Operation | 0 | 0 | 0 | 0 | 0 | 0 | 0 | 0 | 0 | 0 | 0 | 0 | 0 | 0 | 0 | 0 | 0 | 0 | 0 | 0 | 0 | 0 | 0 | 0 | 0 | 0 | 0
F2_Industrial_Industrial - WA_Existing_Space Heating_Natural Gas_Boiler_E7 | F2 | Industrial | Industrial - WA | Existing | Space Heating | Natural Gas | Boiler | E7 | RVT - Cost of Operation | 0 | 0 | 0 | 0 | 0 | 0 | 0 | 0 | 0 | 0 | 0 | 0 | 0 | 0 | 0 | 0 | 0 | 0 | 0 | 0 | 0 | 0 | 0 | 0 | 0 | 0 | 0
F2_Industrial_Industrial - WA_Existing_Space Heating_Natural Gas_Boiler_E8 | F2 | Industrial | Industrial - WA | Existing | Space Heating | Natural Gas | Boiler | E8 | RVT - Cost of Operation | 0 | 0 | 0 | 0 | 0 | 0 | 0 | 0 | 0 | 0 | 0 | 0 | 0 | 0 | 0 | 0 | 0 | 0 | 0 | 0 | 0 | 0 | 0 | 0 | 0 | 0 | 0
F2_Industrial_Industrial - WA_Existing_Space Heating_Natural Gas_Boiler_E9 | F2 | Industrial | Industrial - WA | Existing | Space Heating | Natural Gas | Boiler | E9 | RVT - Cost of Operation | 0 | 0 | 0 | 0 | 0 | 0 | 0 | 0 | 0 | 0 | 0 | 0 | 0 | 0 | 0 | 0 | 0 | 0 | 0 | 0 | 0 | 0 | 0 | 0 | 0 | 0 | 0
F2_Industrial_Industrial - WA_Existing_Space Heating_Natural Gas_Boiler_E10 | F2 | Industrial | Industrial - WA | Existing | Space Heating | Natural Gas | Boiler | E10 | RVT - Cost of Operation | 0 | 0 | 0 | 0 | 0 | 0 | 0 | 0 | 0 | 0 | 0 | 0 | 0 | 0 | 0 | 0 | 0 | 0 | 0 | 0 | 0 | 0 | 0 | 0 | 0 | 0 | 0
F3_Industrial_Industrial - WA_Existing_Space Heating_Natural Gas_Boiler_E1 | F3 | Industrial | Industrial - WA | Existing | Space Heating | Natural Gas | Boiler | E1 | System - kBTUs of Consumption | 10472.1283 | 10500.1997 | 10498.5649 | 10498.5649 | 10498.5649 | 10498.5649 | 10498.5649 | 10498.5649 | 10498.5649 | 10498.5649 | 10498.5649 | 10498.5649 | 10498.5649 | 10498.5649 | 10498.5649 | 10498.5649 | 10498.5649 | 10498.5649 | 10498.5649 | 10498.5649 | 10498.5649 | 10498.5649 | 10498.5649 | 10498.5649 | 10498.5649 | 10498.5649 | 10498.5649
F3_Industrial_Industrial - WA_Existing_Space Heating_Natural Gas_Boiler_E2 | F3 | Industrial | Industrial - WA | Existing | Space Heating | Natural Gas | Boiler | E2 | System - kBTUs of Consumption | 9856.2351 | 9882.6555 | 9881.1169 | 9881.1169 | 9881.1169 | 9881.1169 | 9881.1169 | 9881.1169 | 9881.1169 | 9881.1169 | 9881.1169 | 9881.1169 | 9881.1169 | 9881.1169 | 9881.1169 | 9881.1169 | 9881.1169 | 9881.1169 | 9881.1169 | 9881.1169 | 9881.1169 | 9881.1169 | 9881.1169 | 9881.1169 | 9881.1169 | 9881.1169 | 9881.1169
F3_Industrial_Industrial - WA_Existing_Space Heating_Natural Gas_Boiler_E3 | F3 | Industrial | Industrial - WA | Existing | Space Heating | Natural Gas | Boiler | E3 | System - kBTUs of Consumption | 8636.6014 | 8659.7525 | 8658.4042 | 8658.4042 | 8658.4042 | 8658.4042 | 8658.4042 | 8658.4042 | 8658.4042 | 8658.4042 | 8658.4042 | 8658.4042 | 8658.4042 | 8658.4042 | 8658.4042 | 8658.4042 | 8658.4042 | 8658.4042 | 8658.4042 | 8658.4042 | 8658.4042 | 8658.4042 | 8658.4042 | 8658.4042 | 8658.4042 | 8658.4042 | 8658.4042
F3_Industrial_Industrial - WA_Existing_Space Heating_Natural Gas_Boiler_E4 | F3 | Industrial | Industrial - WA | Existing | Space Heating | Natural Gas | Boiler | E4 | System - kBTUs of Consumption | 5974.0022 | 6000.7369 | 5999.1799 | 5999.1799 | 5999.1799 | 5999.1799 | 5999.1799 | 5999.1799 | 5999.1799 | 5999.1799 | 5999.1799 | 5999.1799 | 5999.1799 | 5999.1799 | 5999.1799 | 5999.1799 | 5999.1799 | 5999.1799 | 5999.1799 | 5999.1799 | 5999.1799 | 5999.1799 | 5999.1799 | 5999.1799 | 5999.1799 | 5999.1799 | 5999.1799
F3_Industrial_Industrial - WA_Existing_Space Heating_Natural Gas_Boiler_E5 | F3 | Industrial | Industrial - WA | Existing | Space Heating | Natural Gas | Boiler | E5 | System - kBTUs of Consumption | 0 | 0 | 0 | 0 | 0 | 0 | 0 | 0 | 0 | 0 | 0 | 0 | 0 | 0 | 0 | 0 | 0 | 0 | 0 | 0 | 0 | 0 | 0 | 0 | 0 | 0 | 0
F3_Industrial_Industrial - WA_Existing_Space Heating_Natural Gas_Boiler_E6 | F3 | Industrial | Industrial - WA | Existing | Space Heating | Natural Gas | Boiler | E6 | System - kBTUs of Consumption | 0 | 0 | 0 | 0 | 0 | 0 | 0 | 0 | 0 | 0 | 0 | 0 | 0 | 0 | 0 | 0 | 0 | 0 | 0 | 0 | 0 | 0 | 0 | 0 | 0 | 0 | 0
F3_Industrial_Industrial - WA_Existing_Space Heating_Natural Gas_Boiler_E7 | F3 | Industrial | Industrial - WA | Existing | Space Heating | Natural Gas | Boiler | E7 | System - kBTUs of Consumption | 0 | 0 | 0 | 0 | 0 | 0 | 0 | 0 | 0 | 0 | 0 | 0 | 0 | 0 | 0 | 0 | 0 | 0 | 0 | 0 | 0 | 0 | 0 | 0 | 0 | 0 | 0
F3_Industrial_Industrial - WA_Existing_Space Heating_Natural Gas_Boiler_E8 | F3 | Industrial | Industrial - WA | Existing | Space Heating | Natural Gas | Boiler | E8 | System - kBTUs of Consumption | 0 | 0 | 0 | 0 | 0 | 0 | 0 | 0 | 0 | 0 | 0 | 0 | 0 | 0 | 0 | 0 | 0 | 0 | 0 | 0 | 0 | 0 | 0 | 0 | 0 | 0 | 0
F3_Industrial_Industrial - WA_Existing_Space Heating_Natural Gas_Boiler_E9 | F3 | Industrial | Industrial - WA | Existing | Space Heating | Natural Gas | Boiler | E9 | System - kBTUs of Consumption | 0 | 0 | 0 | 0 | 0 | 0 | 0 | 0 | 0 | 0 | 0 | 0 | 0 | 0 | 0 | 0 | 0 | 0 | 0 | 0 | 0 | 0 | 0 | 0 | 0 | 0 | 0
F3_Industrial_Industrial - WA_Existing_Space Heating_Natural Gas_Boiler_E10 | F3 | Industrial | Industrial - WA | Existing | Space Heating | Natural Gas | Boiler | E10 | System - kBTUs of Consumption | 0 | 0 | 0 | 0 | 0 | 0 | 0 | 0 | 0 | 0 | 0 | 0 | 0 | 0 | 0 | 0 | 0 | 0 | 0 | 0 | 0 | 0 | 0 | 0 | 0 | 0 | 0
F4_Industrial_Industrial - WA_Existing_Space Heating_Natural Gas_Boiler_E1 | F4 | Industrial | Industrial - WA | Existing | Space Heating | Natural Gas | Boiler | E1 | Utility - Cost of Equipment | 543.7979 | 543.7979 | 543.7979 | 543.7979 | 543.7979 | 543.7979 | 543.7979 | 543.7979 | 543.7979 | 543.7979 | 543.7979 | 543.7979 | 543.7979 | 543.7979 | 543.7979 | 543.7979 | 543.7979 | 543.7979 | 543.7979 | 543.7979 | 543.7979 | 543.7979 | 543.7979 | 543.7979 | 543.7979 | 543.7979 | 543.7979
F4_Industrial_Industrial - WA_Existing_Space Heating_Natural Gas_Boiler_E2 | F4 | Industrial | Industrial - WA | Existing | Space Heating | Natural Gas | Boiler | E2 | Utility - Cost of Equipment | 618.6823 | 618.6823 | 618.6823 | 618.6823 | 618.6823 | 618.6823 | 618.6823 | 618.6823 | 618.6823 | 618.6823 | 618.6823 | 618.6823 | 618.6823 | 618.6823 | 618.6823 | 618.6823 | 618.6823 | 618.6823 | 618.6823 | 618.6823 | 618.6823 | 618.6823 | 618.6823 | 618.6823 | 618.6823 | 618.6823 | 618.6823
F4_Industrial_Industrial - WA_Existing_Space Heating_Natural Gas_Boiler_E3 | F4 | Industrial | Industrial - WA | Existing | Space Heating | Natural Gas | Boiler | E3 | Utility - Cost of Equipment | 769.0767 | 769.0767 | 769.0767 | 769.0767 | 769.0767 | 769.0767 | 769.0767 | 769.0767 | 769.0767 | 769.0767 | 769.0767 | 769.0767 | 769.0767 | 769.0767 | 769.0767 | 769.0767 | 769.0767 | 769.0767 | 769.0767 | 769.0767 | 769.0767 | 769.0767 | 769.0767 | 769.0767 | 769.0767 | 769.0767 | 769.0767
F4_Industrial_Industrial - WA_Existing_Space Heating_Natural Gas_Boiler_E4 | F4 | Industrial | Industrial - WA | Existing | Space Heating | Natural Gas | Boiler | E4 | Utility - Cost of Equipment | 2868.3375 | 2868.3375 | 2868.3375 | 2868.3375 | 2868.3375 | 2868.3375 | 2868.3375 | 2868.3375 | 2868.3375 | 2868.3375 | 2868.3375 | 2868.3375 | 2868.3375 | 2868.3375 | 2868.3375 | 2868.3375 | 2868.3375 | 2868.3375 | 2868.3375 | 2868.3375 | 2868.3375 | 2868.3375 | 2868.3375 | 2868.3375 | 2868.3375 | 2868.3375 | 2868.3375
F4_Industrial_Industrial - WA_Existing_Space Heating_Natural Gas_Boiler_E5 | F4 | Industrial | Industrial - WA | Existing | Space Heating | Natural Gas | Boiler | E5 | Utility - Cost of Equipment | 0 | 0 | 0 | 0 | 0 | 0 | 0 | 0 | 0 | 0 | 0 | 0 | 0 | 0 | 0 | 0 | 0 | 0 | 0 | 0 | 0 | 0 | 0 | 0 | 0 | 0 | 0
F4_Industrial_Industrial - WA_Existing_Space Heating_Natural Gas_Boiler_E6 | F4 | Industrial | Industrial - WA | Existing | Space Heating | Natural Gas | Boiler | E6 | Utility - Cost of Equipment | 0 | 0 | 0 | 0 | 0 | 0 | 0 | 0 | 0 | 0 | 0 | 0 | 0 | 0 | 0 | 0 | 0 | 0 | 0 | 0 | 0 | 0 | 0 | 0 | 0 | 0 | 0
F4_Industrial_Industrial - WA_Existing_Space Heating_Natural Gas_Boiler_E7 | F4 | Industrial | Industrial - WA | Existing | Space Heating | Natural Gas | Boiler | E7 | Utility - Cost of Equipment | 0 | 0 | 0 | 0 | 0 | 0 | 0 | 0 | 0 | 0 | 0 | 0 | 0 | 0 | 0 | 0 | 0 | 0 | 0 | 0 | 0 | 0 | 0 | 0 | 0 | 0 | 0
F4_Industrial_Industrial - WA_Existing_Space Heating_Natural Gas_Boiler_E8 | F4 | Industrial | Industrial - WA | Existing | Space Heating | Natural Gas | Boiler | E8 | Utility - Cost of Equipment | 0 | 0 | 0 | 0 | 0 | 0 | 0 | 0 | 0 | 0 | 0 | 0 | 0 | 0 | 0 | 0 | 0 | 0 | 0 | 0 | 0 | 0 | 0 | 0 | 0 | 0 | 0
F4_Industrial_Industrial - WA_Existing_Space Heating_Natural Gas_Boiler_E9 | F4 | Industrial | Industrial - WA | Existing | Space Heating | Natural Gas | Boiler | E9 | Utility - Cost of Equipment | 0 | 0 | 0 | 0 | 0 | 0 | 0 | 0 | 0 | 0 | 0 | 0 | 0 | 0 | 0 | 0 | 0 | 0 | 0 | 0 | 0 | 0 | 0 | 0 | 0 | 0 | 0
F4_Industrial_Industrial - WA_Existing_Space Heating_Natural Gas_Boiler_E10 | F4 | Industrial | Industrial - WA | Existing | Space Heating | Natural Gas | Boiler | E10 | Utility - Cost of Equipment | 0 | 0 | 0 | 0 | 0 | 0 | 0 | 0 | 0 | 0 | 0 | 0 | 0 | 0 | 0 | 0 | 0 | 0 | 0 | 0 | 0 | 0 | 0 | 0 | 0 | 0 | 0
F5_Industrial_Industrial - WA_Existing_Space Heating_Natural Gas_Boiler_E1 | F5 | Industrial | Industrial - WA | Existing | Space Heating | Natural Gas | Boiler | E1 | Utility - Cost of Operation | 142.1832 | 142.768 | 142.419 | 142.0055 | 143.4333 | 145.6932 | 145.897 | 146.2627 | 146.5772 | 146.7411 | 146.7482 | 146.5808 | 146.1894 | 145.4866 | 144.433 | 143.1086 | 141.3946 | 139.367 | 136.948 | 134.0565 | 130.611 | 126.6931 | 123.461 | 121.4405 | 120.6928 | 121.2844 | 121.879
F5_Industrial_Industrial - WA_Existing_Space Heating_Natural Gas_Boiler_E2 | F5 | Industrial | Industrial - WA | Existing | Space Heating | Natural Gas | Boiler | E2 | Utility - Cost of Operation | 133.8211 | 134.3715 | 134.0429 | 133.6538 | 134.9976 | 137.1246 | 137.3164 | 137.6606 | 137.9566 | 138.1109 | 138.1176 | 137.96 | 137.5916 | 136.9301 | 135.9385 | 134.692 | 133.0788 | 131.1704 | 128.8937 | 126.1723 | 122.9294 | 119.2419 | 116.2 | 114.2982 | 113.5945 | 114.1514 | 114.7109
F5_Industrial_Industrial - WA_Existing_Space Heating_Natural Gas_Boiler_E3 | F5 | Industrial | Industrial - WA | Existing | Space Heating | Natural Gas | Boiler | E3 | Utility - Cost of Operation | 117.2617 | 117.744 | 117.4561 | 117.1152 | 118.2927 | 120.1565 | 120.3246 | 120.6262 | 120.8855 | 121.0207 | 121.0266 | 120.8885 | 120.5657 | 119.9861 | 119.1172 | 118.0249 | 116.6113 | 114.9391 | 112.9441 | 110.5595 | 107.7178 | 104.4867 | 101.8211 | 100.1547 | 99.5381 | 100.026 | 100.5163
F5_Industrial_Industrial - WA_Existing_Space Heating_Natural Gas_Boiler_E4 | F5 | Industrial | Industrial - WA | Existing | Space Heating | Natural Gas | Boiler | E4 | Utility - Cost of Operation | 78.4725 | 79.1989 | 79.392 | 79.6573 | 81.3435 | 83.6557 | 84.4435 | 85.3166 | 86.1053 | 86.7192 | 87.1317 | 87.3037 | 87.1738 | 86.6933 | 85.8693 | 84.8006 | 83.4459 | 81.8609 | 79.9885 | 77.7694 | 75.1436 | 72.1712 | 69.7009 | 68.1181 | 67.4677 | 67.7985 | 68.1308
F5_Industrial_Industrial - WA_Existing_Space Heating_Natural Gas_Boiler_E5 | F5 | Industrial | Industrial - WA | Existing | Space Heating | Natural Gas | Boiler | E5 | Utility - Cost of Operation | 0 | 0 | 0 | 0 | 0 | 0 | 0 | 0 | 0 | 0 | 0 | 0 | 0 | 0 | 0 | 0 | 0 | 0 | 0 | 0 | 0 | 0 | 0 | 0 | 0 | 0 | 0
F5_Industrial_Industrial - WA_Existing_Space Heating_Natural Gas_Boiler_E6 | F5 | Industrial | Industrial - WA | Existing | Space Heating | Natural Gas | Boiler | E6 | Utility - Cost of Operation | 0 | 0 | 0 | 0 | 0 | 0 | 0 | 0 | 0 | 0 | 0 | 0 | 0 | 0 | 0 | 0 | 0 | 0 | 0 | 0 | 0 | 0 | 0 | 0 | 0 | 0 | 0
F5_Industrial_Industrial - WA_Existing_Space Heating_Natural Gas_Boiler_E7 | F5 | Industrial | Industrial - WA | Existing | Space Heating | Natural Gas | Boiler | E7 | Utility - Cost of Operation | 0 | 0 | 0 | 0 | 0 | 0 | 0 | 0 | 0 | 0 | 0 | 0 | 0 | 0 | 0 | 0 | 0 | 0 | 0 | 0 | 0 | 0 | 0 | 0 | 0 | 0 | 0
F5_Industrial_Industrial - WA_Existing_Space Heating_Natural Gas_Boiler_E8 | F5 | Industrial | Industrial - WA | Existing | Space Heating | Natural Gas | Boiler | E8 | Utility - Cost of Operation | 0 | 0 | 0 | 0 | 0 | 0 | 0 | 0 | 0 | 0 | 0 | 0 | 0 | 0 | 0 | 0 | 0 | 0 | 0 | 0 | 0 | 0 | 0 | 0 | 0 | 0 | 0
F5_Industrial_Industrial - WA_Existing_Space Heating_Natural Gas_Boiler_E9 | F5 | Industrial | Industrial - WA | Existing | Space Heating | Natural Gas | Boiler | E9 | Utility - Cost of Operation | 0 | 0 | 0 | 0 | 0 | 0 | 0 | 0 | 0 | 0 | 0 | 0 | 0 | 0 | 0 | 0 | 0 | 0 | 0 | 0 | 0 | 0 | 0 | 0 | 0 | 0 | 0
F5_Industrial_Industrial - WA_Existing_Space Heating_Natural Gas_Boiler_E10 | F5 | Industrial | Industrial - WA | Existing | Space Heating | Natural Gas | Boiler | E10 | Utility - Cost of Operation | 0 | 0 | 0 | 0 | 0 | 0 | 0 | 0 | 0 | 0 | 0 | 0 | 0 | 0 | 0 | 0 | 0 | 0 | 0 | 0 | 0 | 0 | 0 | 0 | 0 | 0 | 0
F6_Industrial_Industrial - WA_Existing_Space Heating_Natural Gas_Boiler_E1 | F6 | Industrial | Industrial - WA | Existing | Space Heating | Natural Gas | Boiler | E1 | Utility - Value of Sales | 0 | 0 | 0 | 0 | 0 | 0 | 0 | 0 | 0 | 0 | 0 | 0 | 0 | 0 | 0 | 0 | 0 | 0 | 0 | 0 | 0 | 0 | 0 | 0 | 0 | 0 | 0
F6_Industrial_Industrial - WA_Existing_Space Heating_Natural Gas_Boiler_E2 | F6 | Industrial | Industrial - WA | Existing | Space Heating | Natural Gas | Boiler | E2 | Utility - Value of Sales | 0 | 0 | 0 | 0 | 0 | 0 | 0 | 0 | 0 | 0 | 0 | 0 | 0 | 0 | 0 | 0 | 0 | 0 | 0 | 0 | 0 | 0 | 0 | 0 | 0 | 0 | 0
F6_Industrial_Industrial - WA_Existing_Space Heating_Natural Gas_Boiler_E3 | F6 | Industrial | Industrial - WA | Existing | Space Heating | Natural Gas | Boiler | E3 | Utility - Value of Sales | 0 | 0 | 0 | 0 | 0 | 0 | 0 | 0 | 0 | 0 | 0 | 0 | 0 | 0 | 0 | 0 | 0 | 0 | 0 | 0 | 0 | 0 | 0 | 0 | 0 | 0 | 0
F6_Industrial_Industrial - WA_Existing_Space Heating_Natural Gas_Boiler_E4 | F6 | Industrial | Industrial - WA | Existing | Space Heating | Natural Gas | Boiler | E4 | Utility - Value of Sales | 0 | 0 | 0 | 0 | 0 | 0 | 0 | 0 | 0 | 0 | 0 | 0 | 0 | 0 | 0 | 0 | 0 | 0 | 0 | 0 | 0 | 0 | 0 | 0 | 0 | 0 | 0
F6_Industrial_Industrial - WA_Existing_Space Heating_Natural Gas_Boiler_E5 | F6 | Industrial | Industrial - WA | Existing | Space Heating | Natural Gas | Boiler | E5 | Utility - Value of Sales | 0 | 0 | 0 | 0 | 0 | 0 | 0 | 0 | 0 | 0 | 0 | 0 | 0 | 0 | 0 | 0 | 0 | 0 | 0 | 0 | 0 | 0 | 0 | 0 | 0 | 0 | 0
F6_Industrial_Industrial - WA_Existing_Space Heating_Natural Gas_Boiler_E6 | F6 | Industrial | Industrial - WA | Existing | Space Heating | Natural Gas | Boiler | E6 | Utility - Value of Sales | 0 | 0 | 0 | 0 | 0 | 0 | 0 | 0 | 0 | 0 | 0 | 0 | 0 | 0 | 0 | 0 | 0 | 0 | 0 | 0 | 0 | 0 | 0 | 0 | 0 | 0 | 0
F6_Industrial_Industrial - WA_Existing_Space Heating_Natural Gas_Boiler_E7 | F6 | Industrial | Industrial - WA | Existing | Space Heating | Natural Gas | Boiler | E7 | Utility - Value of Sales | 0 | 0 | 0 | 0 | 0 | 0 | 0 | 0 | 0 | 0 | 0 | 0 | 0 | 0 | 0 | 0 | 0 | 0 | 0 | 0 | 0 | 0 | 0 | 0 | 0 | 0 | 0
F6_Industrial_Industrial - WA_Existing_Space Heating_Natural Gas_Boiler_E8 | F6 | Industrial | Industrial - WA | Existing | Space Heating | Natural Gas | Boiler | E8 | Utility - Value of Sales | 0 | 0 | 0 | 0 | 0 | 0 | 0 | 0 | 0 | 0 | 0 | 0 | 0 | 0 | 0 | 0 | 0 | 0 | 0 | 0 | 0 | 0 | 0 | 0 | 0 | 0 | 0
F6_Industrial_Industrial - WA_Existing_Space Heating_Natural Gas_Boiler_E9 | F6 | Industrial | Industrial - WA | Existing | Space Heating | Natural Gas | Boiler | E9 | Utility - Value of Sales | 0 | 0 | 0 | 0 | 0 | 0 | 0 | 0 | 0 | 0 | 0 | 0 | 0 | 0 | 0 | 0 | 0 | 0 | 0 | 0 | 0 | 0 | 0 | 0 | 0 | 0 | 0
F6_Industrial_Industrial - WA_Existing_Space Heating_Natural Gas_Boiler_E10 | F6 | Industrial | Industrial - WA | Existing | Space Heating | Natural Gas | Boiler | E10 | Utility - Value of Sales | 0 | 0 | 0 | 0 | 0 | 0 | 0 | 0 | 0 | 0 | 0 | 0 | 0 | 0 | 0 | 0 | 0 | 0 | 0 | 0 | 0 | 0 | 0 | 0 | 0 | 0 | 0
F1_Industrial_Industrial - WA_Existing_Space Heating_Natural Gas_Unit Heater_E1 | F1 | Industrial | Industrial - WA | Existing | Space Heating | Natural Gas | Unit Heater | E1 | RVT - Cost of Equipment | 0.82458 | 0.82458 | 0.82458 | 0.82458 | 0.82458 | 0.82458 | 0.82458 | 0.82458 | 0.82458 | 0.82458 | 0.82458 | 0.82458 | 0.82458 | 0.82458 | 0.82458 | 0.82458 | 0.82458 | 0.82458 | 0.82458 | 0.82458 | 0.82458 | 0.82458 | 0.82458 | 0.82458 | 0.82458 | 0.82458 | 0.82458
F1_Industrial_Industrial - WA_Existing_Space Heating_Natural Gas_Unit Heater_E2 | F1 | Industrial | Industrial - WA | Existing | Space Heating | Natural Gas | Unit Heater | E2 | RVT - Cost of Equipment | 0.98323 | 0.98323 | 0.98323 | 0.98323 | 0.98323 | 0.98323 | 0.98323 | 0.98323 | 0.98323 | 0.98323 | 0.98323 | 0.98323 | 0.98323 | 0.98323 | 0.98323 | 0.98323 | 0.98323 | 0.98323 | 0.98323 | 0.98323 | 0.98323 | 0.98323 | 0.98323 | 0.98323 | 0.98323 | 0.98323 | 0.98323
F1_Industrial_Industrial - WA_Existing_Space Heating_Natural Gas_Unit Heater_E3 | F1 | Industrial | Industrial - WA | Existing | Space Heating | Natural Gas | Unit Heater | E3 | RVT - Cost of Equipment | 1.0779 | 1.0779 | 1.0779 | 1.0779 | 1.0779 | 1.0779 | 1.0779 | 1.0779 | 1.0779 | 1.0779 | 1.0779 | 1.0779 | 1.0779 | 1.0779 | 1.0779 | 1.0779 | 1.0779 | 1.0779 | 1.0779 | 1.0779 | 1.0779 | 1.0779 | 1.0779 | 1.0779 | 1.0779 | 1.0779 | 1.0779
F1_Industrial_Industrial - WA_Existing_Space Heating_Natural Gas_Unit Heater_E4 | F1 | Industrial | Industrial - WA | Existing | Space Heating | Natural Gas | Unit Heater | E4 | RVT - Cost of Equipment | 0 | 0 | 0 | 0 | 0 | 0 | 0 | 0 | 0 | 0 | 0 | 0 | 0 | 0 | 0 | 0 | 0 | 0 | 0 | 0 | 0 | 0 | 0 | 0 | 0 | 0 | 0
F1_Industrial_Industrial - WA_Existing_Space Heating_Natural Gas_Unit Heater_E5 | F1 | Industrial | Industrial - WA | Existing | Space Heating | Natural Gas | Unit Heater | E5 | RVT - Cost of Equipment | 0 | 0 | 0 | 0 | 0 | 0 | 0 | 0 | 0 | 0 | 0 | 0 | 0 | 0 | 0 | 0 | 0 | 0 | 0 | 0 | 0 | 0 | 0 | 0 | 0 | 0 | 0
F1_Industrial_Industrial - WA_Existing_Space Heating_Natural Gas_Unit Heater_E6 | F1 | Industrial | Industrial - WA | Existing | Space Heating | Natural Gas | Unit Heater | E6 | RVT - Cost of Equipment | 0 | 0 | 0 | 0 | 0 | 0 | 0 | 0 | 0 | 0 | 0 | 0 | 0 | 0 | 0 | 0 | 0 | 0 | 0 | 0 | 0 | 0 | 0 | 0 | 0 | 0 | 0
F1_Industrial_Industrial - WA_Existing_Space Heating_Natural Gas_Unit Heater_E7 | F1 | Industrial | Industrial - WA | Existing | Space Heating | Natural Gas | Unit Heater | E7 | RVT - Cost of Equipment | 0 | 0 | 0 | 0 | 0 | 0 | 0 | 0 | 0 | 0 | 0 | 0 | 0 | 0 | 0 | 0 | 0 | 0 | 0 | 0 | 0 | 0 | 0 | 0 | 0 | 0 | 0
F1_Industrial_Industrial - WA_Existing_Space Heating_Natural Gas_Unit Heater_E8 | F1 | Industrial | Industrial - WA | Existing | Space Heating | Natural Gas | Unit Heater | E8 | RVT - Cost of Equipment | 0 | 0 | 0 | 0 | 0 | 0 | 0 | 0 | 0 | 0 | 0 | 0 | 0 | 0 | 0 | 0 | 0 | 0 | 0 | 0 | 0 | 0 | 0 | 0 | 0 | 0 | 0
F1_Industrial_Industrial - WA_Existing_Space Heating_Natural Gas_Unit Heater_E9 | F1 | Industrial | Industrial - WA | Existing | Space Heating | Natural Gas | Unit Heater | E9 | RVT - Cost of Equipment | 0 | 0 | 0 | 0 | 0 | 0 | 0 | 0 | 0 | 0 | 0 | 0 | 0 | 0 | 0 | 0 | 0 | 0 | 0 | 0 | 0 | 0 | 0 | 0 | 0 | 0 | 0
F1_Industrial_Industrial - WA_Existing_Space Heating_Natural Gas_Unit Heater_E10 | F1 | Industrial | Industrial - WA | Existing | Space Heating | Natural Gas | Unit Heater | E10 | RVT - Cost of Equipment | 0 | 0 | 0 | 0 | 0 | 0 | 0 | 0 | 0 | 0 | 0 | 0 | 0 | 0 | 0 | 0 | 0 | 0 | 0 | 0 | 0 | 0 | 0 | 0 | 0 | 0 | 0
F2_Industrial_Industrial - WA_Existing_Space Heating_Natural Gas_Unit Heater_E1 | F2 | Industrial | Industrial - WA | Existing | Space Heating | Natural Gas | Unit Heater | E1 | RVT - Cost of Operation | 0 | 0 | 0 | 0 | 0 | 0 | 0 | 0 | 0 | 0 | 0 | 0 | 0 | 0 | 0 | 0 | 0 | 0 | 0 | 0 | 0 | 0 | 0 | 0 | 0 | 0 | 0
F2_Industrial_Industrial - WA_Existing_Space Heating_Natural Gas_Unit Heater_E2 | F2 | Industrial | Industrial - WA | Existing | Space Heating | Natural Gas | Unit Heater | E2 | RVT - Cost of Operation | 0 | 0 | 0 | 0 | 0 | 0 | 0 | 0 | 0 | 0 | 0 | 0 | 0 | 0 | 0 | 0 | 0 | 0 | 0 | 0 | 0 | 0 | 0 | 0 | 0 | 0 | 0
F2_Industrial_Industrial - WA_Existing_Space Heating_Natural Gas_Unit Heater_E3 | F2 | Industrial | Industrial - WA | Existing | Space Heating | Natural Gas | Unit Heater | E3 | RVT - Cost of Operation | 0 | 0 | 0 | 0 | 0 | 0 | 0 | 0 | 0 | 0 | 0 | 0 | 0 | 0 | 0 | 0 | 0 | 0 | 0 | 0 | 0 | 0 | 0 | 0 | 0 | 0 | 0
F2_Industrial_Industrial - WA_Existing_Space Heating_Natural Gas_Unit Heater_E4 | F2 | Industrial | Industrial - WA | Existing | Space Heating | Natural Gas | Unit Heater | E4 | RVT - Cost of Operation | 0 | 0 | 0 | 0 | 0 | 0 | 0 | 0 | 0 | 0 | 0 | 0 | 0 | 0 | 0 | 0 | 0 | 0 | 0 | 0 | 0 | 0 | 0 | 0 | 0 | 0 | 0
F2_Industrial_Industrial - WA_Existing_Space Heating_Natural Gas_Unit Heater_E5 | F2 | Industrial | Industrial - WA | Existing | Space Heating | Natural Gas | Unit Heater | E5 | RVT - Cost of Operation | 0 | 0 | 0 | 0 | 0 | 0 | 0 | 0 | 0 | 0 | 0 | 0 | 0 | 0 | 0 | 0 | 0 | 0 | 0 | 0 | 0 | 0 | 0 | 0 | 0 | 0 | 0
F2_Industrial_Industrial - WA_Existing_Space Heating_Natural Gas_Unit Heater_E6 | F2 | Industrial | Industrial - WA | Existing | Space Heating | Natural Gas | Unit Heater | E6 | RVT - Cost of Operation | 0 | 0 | 0 | 0 | 0 | 0 | 0 | 0 | 0 | 0 | 0 | 0 | 0 | 0 | 0 | 0 | 0 | 0 | 0 | 0 | 0 | 0 | 0 | 0 | 0 | 0 | 0
F2_Industrial_Industrial - WA_Existing_Space Heating_Natural Gas_Unit Heater_E7 | F2 | Industrial | Industrial - WA | Existing | Space Heating | Natural Gas | Unit Heater | E7 | RVT - Cost of Operation | 0 | 0 | 0 | 0 | 0 | 0 | 0 | 0 | 0 | 0 | 0 | 0 | 0 | 0 | 0 | 0 | 0 | 0 | 0 | 0 | 0 | 0 | 0 | 0 | 0 | 0 | 0
F2_Industrial_Industrial - WA_Existing_Space Heating_Natural Gas_Unit Heater_E8 | F2 | Industrial | Industrial - WA | Existing | Space Heating | Natural Gas | Unit Heater | E8 | RVT - Cost of Operation | 0 | 0 | 0 | 0 | 0 | 0 | 0 | 0 | 0 | 0 | 0 | 0 | 0 | 0 | 0 | 0 | 0 | 0 | 0 | 0 | 0 | 0 | 0 | 0 | 0 | 0 | 0
F2_Industrial_Industrial - WA_Existing_Space Heating_Natural Gas_Unit Heater_E9 | F2 | Industrial | Industrial - WA | Existing | Space Heating | Natural Gas | Unit Heater | E9 | RVT - Cost of Operation | 0 | 0 | 0 | 0 | 0 | 0 | 0 | 0 | 0 | 0 | 0 | 0 | 0 | 0 | 0 | 0 | 0 | 0 | 0 | 0 | 0 | 0 | 0 | 0 | 0 | 0 | 0
F2_Industrial_Industrial - WA_Existing_Space Heating_Natural Gas_Unit Heater_E10 | F2 | Industrial | Industrial - WA | Existing | Space Heating | Natural Gas | Unit Heater | E10 | RVT - Cost of Operation | 0 | 0 | 0 | 0 | 0 | 0 | 0 | 0 | 0 | 0 | 0 | 0 | 0 | 0 | 0 | 0 | 0 | 0 | 0 | 0 | 0 | 0 | 0 | 0 | 0 | 0 | 0
F3_Industrial_Industrial - WA_Existing_Space Heating_Natural Gas_Unit Heater_E1 | F3 | Industrial | Industrial - WA | Existing | Space Heating | Natural Gas | Unit Heater | E1 | System - kBTUs of Consumption | 11016.3359 | 11053.2719 | 11051.1209 | 11051.1209 | 11051.1209 | 11051.1209 | 11051.1209 | 11051.1209 | 11051.1209 | 11051.1209 | 11051.1209 | 11051.1209 | 11051.1209 | 11051.1209 | 11051.1209 | 11051.1209 | 11051.1209 | 11051.1209 | 11051.1209 | 11051.1209 | 11051.1209 | 11051.1209 | 11051.1209 | 11051.1209 | 11051.1209 | 11051.1209 | 11051.1209
F3_Industrial_Industrial - WA_Existing_Space Heating_Natural Gas_Unit Heater_E2 | F3 | Industrial | Industrial - WA | Existing | Space Heating | Natural Gas | Unit Heater | E2 | System - kBTUs of Consumption | 9798.1834 | 9831.0351 | 9829.122 | 9829.122 | 9829.122 | 9829.122 | 9829.122 | 9829.122 | 9829.122 | 9829.122 | 9829.122 | 9829.122 | 9829.122 | 9829.122 | 9829.122 | 9829.122 | 9829.122 | 9829.122 | 9829.122 | 9829.122 | 9829.122 | 9829.122 | 9829.122 | 9829.122 | 9829.122 | 9829.122 | 9829.122
F3_Industrial_Industrial - WA_Existing_Space Heating_Natural Gas_Unit Heater_E3 | F3 | Industrial | Industrial - WA | Existing | Space Heating | Natural Gas | Unit Heater | E3 | System - kBTUs of Consumption | 9734.9631 | 9778.5287 | 9775.9916 | 9775.9916 | 9775.9916 | 9775.9916 | 9775.9916 | 9775.9916 | 9775.9916 | 9775.9916 | 9775.9916 | 9775.9916 | 9775.9916 | 9775.9916 | 9775.9916 | 9775.9916 | 9775.9916 | 9775.9916 | 9775.9916 | 9775.9916 | 9775.9916 | 9775.9916 | 9775.9916 | 9775.9916 | 9775.9916 | 9775.9916 | 9775.9916
F3_Industrial_Industrial - WA_Existing_Space Heating_Natural Gas_Unit Heater_E4 | F3 | Industrial | Industrial - WA | Existing | Space Heating | Natural Gas | Unit Heater | E4 | System - kBTUs of Consumption | 0 | 0 | 0 | 0 | 0 | 0 | 0 | 0 | 0 | 0 | 0 | 0 | 0 | 0 | 0 | 0 | 0 | 0 | 0 | 0 | 0 | 0 | 0 | 0 | 0 | 0 | 0
F3_Industrial_Industrial - WA_Existing_Space Heating_Natural Gas_Unit Heater_E5 | F3 | Industrial | Industrial - WA | Existing | Space Heating | Natural Gas | Unit Heater | E5 | System - kBTUs of Consumption | 0 | 0 | 0 | 0 | 0 | 0 | 0 | 0 | 0 | 0 | 0 | 0 | 0 | 0 | 0 | 0 | 0 | 0 | 0 | 0 | 0 | 0 | 0 | 0 | 0 | 0 | 0
F3_Industrial_Industrial - WA_Existing_Space Heating_Natural Gas_Unit Heater_E6 | F3 | Industrial | Industrial - WA | Existing | Space Heating | Natural Gas | Unit Heater | E6 | System - kBTUs of Consumption | 0 | 0 | 0 | 0 | 0 | 0 | 0 | 0 | 0 | 0 | 0 | 0 | 0 | 0 | 0 | 0 | 0 | 0 | 0 | 0 | 0 | 0 | 0 | 0 | 0 | 0 | 0
F3_Industrial_Industrial - WA_Existing_Space Heating_Natural Gas_Unit Heater_E7 | F3 | Industrial | Industrial - WA | Existing | Space Heating | Natural Gas | Unit Heater | E7 | System - kBTUs of Consumption | 0 | 0 | 0 | 0 | 0 | 0 | 0 | 0 | 0 | 0 | 0 | 0 | 0 | 0 | 0 | 0 | 0 | 0 | 0 | 0 | 0 | 0 | 0 | 0 | 0 | 0 | 0
F3_Industrial_Industrial - WA_Existing_Space Heating_Natural Gas_Unit Heater_E8 | F3 | Industrial | Industrial - WA | Existing | Space Heating | Natural Gas | Unit Heater | E8 | System - kBTUs of Consumption | 0 | 0 | 0 | 0 | 0 | 0 | 0 | 0 | 0 | 0 | 0 | 0 | 0 | 0 | 0 | 0 | 0 | 0 | 0 | 0 | 0 | 0 | 0 | 0 | 0 | 0 | 0
F3_Industrial_Industrial - WA_Existing_Space Heating_Natural Gas_Unit Heater_E9 | F3 | Industrial | Industrial - WA | Existing | Space Heating | Natural Gas | Unit Heater | E9 | System - kBTUs of Consumption | 0 | 0 | 0 | 0 | 0 | 0 | 0 | 0 | 0 | 0 | 0 | 0 | 0 | 0 | 0 | 0 | 0 | 0 | 0 | 0 | 0 | 0 | 0 | 0 | 0 | 0 | 0
F3_Industrial_Industrial - WA_Existing_Space Heating_Natural Gas_Unit Heater_E10 | F3 | Industrial | Industrial - WA | Existing | Space Heating | Natural Gas | Unit Heater | E10 | System - kBTUs of Consumption | 0 | 0 | 0 | 0 | 0 | 0 | 0 | 0 | 0 | 0 | 0 | 0 | 0 | 0 | 0 | 0 | 0 | 0 | 0 | 0 | 0 | 0 | 0 | 0 | 0 | 0 | 0
F4_Industrial_Industrial - WA_Existing_Space Heating_Natural Gas_Unit Heater_E1 | F4 | Industrial | Industrial - WA | Existing | Space Heating | Natural Gas | Unit Heater | E1 | Utility - Cost of Equipment | 0.82458 | 0.82458 | 0.82458 | 0.82458 | 0.82458 | 0.82458 | 0.82458 | 0.82458 | 0.82458 | 0.82458 | 0.82458 | 0.82458 | 0.82458 | 0.82458 | 0.82458 | 0.82458 | 0.82458 | 0.82458 | 0.82458 | 0.82458 | 0.82458 | 0.82458 | 0.82458 | 0.82458 | 0.82458 | 0.82458 | 0.82458
F4_Industrial_Industrial - WA_Existing_Space Heating_Natural Gas_Unit Heater_E2 | F4 | Industrial | Industrial - WA | Existing | Space Heating | Natural Gas | Unit Heater | E2 | Utility - Cost of Equipment | 0.98323 | 0.98323 | 0.98323 | 0.98323 | 0.98323 | 0.98323 | 0.98323 | 0.98323 | 0.98323 | 0.98323 | 0.98323 | 0.98323 | 0.98323 | 0.98323 | 0.98323 | 0.98323 | 0.98323 | 0.98323 | 0.98323 | 0.98323 | 0.98323 | 0.98323 | 0.98323 | 0.98323 | 0.98323 | 0.98323 | 0.98323
F4_Industrial_Industrial - WA_Existing_Space Heating_Natural Gas_Unit Heater_E3 | F4 | Industrial | Industrial - WA | Existing | Space Heating | Natural Gas | Unit Heater | E3 | Utility - Cost of Equipment | 1.0779 | 1.0779 | 1.0779 | 1.0779 | 1.0779 | 1.0779 | 1.0779 | 1.0779 | 1.0779 | 1.0779 | 1.0779 | 1.0779 | 1.0779 | 1.0779 | 1.0779 | 1.0779 | 1.0779 | 1.0779 | 1.0779 | 1.0779 | 1.0779 | 1.0779 | 1.0779 | 1.0779 | 1.0779 | 1.0779 | 1.0779
F4_Industrial_Industrial - WA_Existing_Space Heating_Natural Gas_Unit Heater_E4 | F4 | Industrial | Industrial - WA | Existing | Space Heating | Natural Gas | Unit Heater | E4 | Utility - Cost of Equipment | 0 | 0 | 0 | 0 | 0 | 0 | 0 | 0 | 0 | 0 | 0 | 0 | 0 | 0 | 0 | 0 | 0 | 0 | 0 | 0 | 0 | 0 | 0 | 0 | 0 | 0 | 0
F4_Industrial_Industrial - WA_Existing_Space Heating_Natural Gas_Unit Heater_E5 | F4 | Industrial | Industrial - WA | Existing | Space Heating | Natural Gas | Unit Heater | E5 | Utility - Cost of Equipment | 0 | 0 | 0 | 0 | 0 | 0 | 0 | 0 | 0 | 0 | 0 | 0 | 0 | 0 | 0 | 0 | 0 | 0 | 0 | 0 | 0 | 0 | 0 | 0 | 0 | 0 | 0
F4_Industrial_Industrial - WA_Existing_Space Heating_Natural Gas_Unit Heater_E6 | F4 | Industrial | Industrial - WA | Existing | Space Heating | Natural Gas | Unit Heater | E6 | Utility - Cost of Equipment | 0 | 0 | 0 | 0 | 0 | 0 | 0 | 0 | 0 | 0 | 0 | 0 | 0 | 0 | 0 | 0 | 0 | 0 | 0 | 0 | 0 | 0 | 0 | 0 | 0 | 0 | 0
F4_Industrial_Industrial - WA_Existing_Space Heating_Natural Gas_Unit Heater_E7 | F4 | Industrial | Industrial - WA | Existing | Space Heating | Natural Gas | Unit Heater | E7 | Utility - Cost of Equipment | 0 | 0 | 0 | 0 | 0 | 0 | 0 | 0 | 0 | 0 | 0 | 0 | 0 | 0 | 0 | 0 | 0 | 0 | 0 | 0 | 0 | 0 | 0 | 0 | 0 | 0 | 0
F4_Industrial_Industrial - WA_Existing_Space Heating_Natural Gas_Unit Heater_E8 | F4 | Industrial | Industrial - WA | Existing | Space Heating | Natural Gas | Unit Heater | E8 | Utility - Cost of Equipment | 0 | 0 | 0 | 0 | 0 | 0 | 0 | 0 | 0 | 0 | 0 | 0 | 0 | 0 | 0 | 0 | 0 | 0 | 0 | 0 | 0 | 0 | 0 | 0 | 0 | 0 | 0
F4_Industrial_Industrial - WA_Existing_Space Heating_Natural Gas_Unit Heater_E9 | F4 | Industrial | Industrial - WA | Existing | Space Heating | Natural Gas | Unit Heater | E9 | Utility - Cost of Equipment | 0 | 0 | 0 | 0 | 0 | 0 | 0 | 0 | 0 | 0 | 0 | 0 | 0 | 0 | 0 | 0 | 0 | 0 | 0 | 0 | 0 | 0 | 0 | 0 | 0 | 0 | 0
F4_Industrial_Industrial - WA_Existing_Space Heating_Natural Gas_Unit Heater_E10 | F4 | Industrial | Industrial - WA | Existing | Space Heating | Natural Gas | Unit Heater | E10 | Utility - Cost of Equipment | 0 | 0 | 0 | 0 | 0 | 0 | 0 | 0 | 0 | 0 | 0 | 0 | 0 | 0 | 0 | 0 | 0 | 0 | 0 | 0 | 0 | 0 | 0 | 0 | 0 | 0 | 0
F5_Industrial_Industrial - WA_Existing_Space Heating_Natural Gas_Unit Heater_E1 | F5 | Industrial | Industrial - WA | Existing | Space Heating | Natural Gas | Unit Heater | E1 | Utility - Cost of Operation | 148.4644 | 149.5932 | 149.7135 | 149.805 | 152.0277 | 155.1544 | 155.7705 | 156.4184 | 156.8687 | 157.0468 | 156.991 | 156.7326 | 156.2143 | 155.3346 | 154.048 | 152.4472 | 150.3944 | 147.9777 | 145.107 | 141.6884 | 137.627 | 133.0179 | 129.2034 | 126.7929 | 125.8577 | 126.4746 | 127.0946
F5_Industrial_Industrial - WA_Existing_Space Heating_Natural Gas_Unit Heater_E2 | F5 | Industrial | Industrial - WA | Existing | Space Heating | Natural Gas | Unit Heater | E2 | Utility - Cost of Operation | 132.0476 | 133.0516 | 133.1586 | 133.24 | 135.2169 | 137.9979 | 138.5459 | 139.1221 | 139.5227 | 139.681 | 139.6314 | 139.4016 | 138.9406 | 138.1582 | 137.0139 | 135.59 | 133.7643 | 131.6148 | 129.0615 | 126.0209 | 122.4087 | 118.3092 | 114.9165 | 112.7725 | 111.9407 | 112.4895 | 113.0409
F5_Industrial_Industrial - WA_Existing_Space Heating_Natural Gas_Unit Heater_E3 | F5 | Industrial | Industrial - WA | Existing | Space Heating | Natural Gas | Unit Heater | E3 | Utility - Cost of Operation | 127.8753 | 129.0589 | 129.3736 | 129.8059 | 132.5537 | 136.3216 | 137.6052 | 139.0281 | 140.3134 | 141.3136 | 141.9859 | 142.2661 | 142.0544 | 141.2715 | 139.9287 | 138.1873 | 135.9797 | 133.3967 | 130.3456 | 126.7294 | 122.4506 | 117.6069 | 113.5815 | 111.0022 | 109.9424 | 110.4813 | 111.0229
F5_Industrial_Industrial - WA_Existing_Space Heating_Natural Gas_Unit Heater_E4 | F5 | Industrial | Industrial - WA | Existing | Space Heating | Natural Gas | Unit Heater | E4 | Utility - Cost of Operation | 0 | 0 | 0 | 0 | 0 | 0 | 0 | 0 | 0 | 0 | 0 | 0 | 0 | 0 | 0 | 0 | 0 | 0 | 0 | 0 | 0 | 0 | 0 | 0 | 0 | 0 | 0
F5_Industrial_Industrial - WA_Existing_Space Heating_Natural Gas_Unit Heater_E5 | F5 | Industrial | Industrial - WA | Existing | Space Heating | Natural Gas | Unit Heater | E5 | Utility - Cost of Operation | 0 | 0 | 0 | 0 | 0 | 0 | 0 | 0 | 0 | 0 | 0 | 0 | 0 | 0 | 0 | 0 | 0 | 0 | 0 | 0 | 0 | 0 | 0 | 0 | 0 | 0 | 0
F5_Industrial_Industrial - WA_Existing_Space Heating_Natural Gas_Unit Heater_E6 | F5 | Industrial | Industrial - WA | Existing | Space Heating | Natural Gas | Unit Heater | E6 | Utility - Cost of Operation | 0 | 0 | 0 | 0 | 0 | 0 | 0 | 0 | 0 | 0 | 0 | 0 | 0 | 0 | 0 | 0 | 0 | 0 | 0 | 0 | 0 | 0 | 0 | 0 | 0 | 0 | 0
F5_Industrial_Industrial - WA_Existing_Space Heating_Natural Gas_Unit Heater_E7 | F5 | Industrial | Industrial - WA | Existing | Space Heating | Natural Gas | Unit Heater | E7 | Utility - Cost of Operation | 0 | 0 | 0 | 0 | 0 | 0 | 0 | 0 | 0 | 0 | 0 | 0 | 0 | 0 | 0 | 0 | 0 | 0 | 0 | 0 | 0 | 0 | 0 | 0 | 0 | 0 | 0
F5_Industrial_Industrial - WA_Existing_Space Heating_Natural Gas_Unit Heater_E8 | F5 | Industrial | Industrial - WA | Existing | Space Heating | Natural Gas | Unit Heater | E8 | Utility - Cost of Operation | 0 | 0 | 0 | 0 | 0 | 0 | 0 | 0 | 0 | 0 | 0 | 0 | 0 | 0 | 0 | 0 | 0 | 0 | 0 | 0 | 0 | 0 | 0 | 0 | 0 | 0 | 0
F5_Industrial_Industrial - WA_Existing_Space Heating_Natural Gas_Unit Heater_E9 | F5 | Industrial | Industrial - WA | Existing | Space Heating | Natural Gas | Unit Heater | E9 | Utility - Cost of Operation | 0 | 0 | 0 | 0 | 0 | 0 | 0 | 0 | 0 | 0 | 0 | 0 | 0 | 0 | 0 | 0 | 0 | 0 | 0 | 0 | 0 | 0 | 0 | 0 | 0 | 0 | 0
F5_Industrial_Industrial - WA_Existing_Space Heating_Natural Gas_Unit Heater_E10 | F5 | Industrial | Industrial - WA | Existing | Space Heating | Natural Gas | Unit Heater | E10 | Utility - Cost of Operation | 0 | 0 | 0 | 0 | 0 | 0 | 0 | 0 | 0 | 0 | 0 | 0 | 0 | 0 | 0 | 0 | 0 | 0 | 0 | 0 | 0 | 0 | 0 | 0 | 0 | 0 | 0
F6_Industrial_Industrial - WA_Existing_Space Heating_Natural Gas_Unit Heater_E1 | F6 | Industrial | Industrial - WA | Existing | Space Heating | Natural Gas | Unit Heater | E1 | Utility - Value of Sales | 0 | 0 | 0 | 0 | 0 | 0 | 0 | 0 | 0 | 0 | 0 | 0 | 0 | 0 | 0 | 0 | 0 | 0 | 0 | 0 | 0 | 0 | 0 | 0 | 0 | 0 | 0
F6_Industrial_Industrial - WA_Existing_Space Heating_Natural Gas_Unit Heater_E2 | F6 | Industrial | Industrial - WA | Existing | Space Heating | Natural Gas | Unit Heater | E2 | Utility - Value of Sales | 0 | 0 | 0 | 0 | 0 | 0 | 0 | 0 | 0 | 0 | 0 | 0 | 0 | 0 | 0 | 0 | 0 | 0 | 0 | 0 | 0 | 0 | 0 | 0 | 0 | 0 | 0
F6_Industrial_Industrial - WA_Existing_Space Heating_Natural Gas_Unit Heater_E3 | F6 | Industrial | Industrial - WA | Existing | Space Heating | Natural Gas | Unit Heater | E3 | Utility - Value of Sales | 0 | 0 | 0 | 0 | 0 | 0 | 0 | 0 | 0 | 0 | 0 | 0 | 0 | 0 | 0 | 0 | 0 | 0 | 0 | 0 | 0 | 0 | 0 | 0 | 0 | 0 | 0
F6_Industrial_Industrial - WA_Existing_Space Heating_Natural Gas_Unit Heater_E4 | F6 | Industrial | Industrial - WA | Existing | Space Heating | Natural Gas | Unit Heater | E4 | Utility - Value of Sales | 0 | 0 | 0 | 0 | 0 | 0 | 0 | 0 | 0 | 0 | 0 | 0 | 0 | 0 | 0 | 0 | 0 | 0 | 0 | 0 | 0 | 0 | 0 | 0 | 0 | 0 | 0
F6_Industrial_Industrial - WA_Existing_Space Heating_Natural Gas_Unit Heater_E5 | F6 | Industrial | Industrial - WA | Existing | Space Heating | Natural Gas | Unit Heater | E5 | Utility - Value of Sales | 0 | 0 | 0 | 0 | 0 | 0 | 0 | 0 | 0 | 0 | 0 | 0 | 0 | 0 | 0 | 0 | 0 | 0 | 0 | 0 | 0 | 0 | 0 | 0 | 0 | 0 | 0
F6_Industrial_Industrial - WA_Existing_Space Heating_Natural Gas_Unit Heater_E6 | F6 | Industrial | Industrial - WA | Existing | Space Heating | Natural Gas | Unit Heater | E6 | Utility - Value of Sales | 0 | 0 | 0 | 0 | 0 | 0 | 0 | 0 | 0 | 0 | 0 | 0 | 0 | 0 | 0 | 0 | 0 | 0 | 0 | 0 | 0 | 0 | 0 | 0 | 0 | 0 | 0
F6_Industrial_Industrial - WA_Existing_Space Heating_Natural Gas_Unit Heater_E7 | F6 | Industrial | Industrial - WA | Existing | Space Heating | Natural Gas | Unit Heater | E7 | Utility - Value of Sales | 0 | 0 | 0 | 0 | 0 | 0 | 0 | 0 | 0 | 0 | 0 | 0 | 0 | 0 | 0 | 0 | 0 | 0 | 0 | 0 | 0 | 0 | 0 | 0 | 0 | 0 | 0
F6_Industrial_Industrial - WA_Existing_Space Heating_Natural Gas_Unit Heater_E8 | F6 | Industrial | Industrial - WA | Existing | Space Heating | Natural Gas | Unit Heater | E8 | Utility - Value of Sales | 0 | 0 | 0 | 0 | 0 | 0 | 0 | 0 | 0 | 0 | 0 | 0 | 0 | 0 | 0 | 0 | 0 | 0 | 0 | 0 | 0 | 0 | 0 | 0 | 0 | 0 | 0
F6_Industrial_Industrial - WA_Existing_Space Heating_Natural Gas_Unit Heater_E9 | F6 | Industrial | Industrial - WA | Existing | Space Heating | Natural Gas | Unit Heater | E9 | Utility - Value of Sales | 0 | 0 | 0 | 0 | 0 | 0 | 0 | 0 | 0 | 0 | 0 | 0 | 0 | 0 | 0 | 0 | 0 | 0 | 0 | 0 | 0 | 0 | 0 | 0 | 0 | 0 | 0
F6_Industrial_Industrial - WA_Existing_Space Heating_Natural Gas_Unit Heater_E10 | F6 | Industrial | Industrial - WA | Existing | Space Heating | Natural Gas | Unit Heater | E10 | Utility - Value of Sales | 0 | 0 | 0 | 0 | 0 | 0 | 0 | 0 | 0 | 0 | 0 | 0 | 0 | 0 | 0 | 0 | 0 | 0 | 0 | 0 | 0 | 0 | 0 | 0 | 0 | 0 | 0
F1_Industrial_Industrial - WA_Existing_Process_Natural Gas_Process Boiler_E1 | F1 | Industrial | Industrial - WA | Existing | Process | Natural Gas | Process Boiler | E1 | RVT - Cost of Equipment | 196.142 | 196.142 | 196.142 | 196.142 | 196.142 | 196.142 | 196.142 | 196.142 | 196.142 | 196.142 | 196.142 | 196.142 | 196.142 | 196.142 | 196.142 | 196.142 | 196.142 | 196.142 | 196.142 | 196.142 | 196.142 | 196.142 | 196.142 | 196.142 | 196.142 | 196.142 | 196.142
F1_Industrial_Industrial - WA_Existing_Process_Natural Gas_Process Boiler_E2 | F1 | Industrial | Industrial - WA | Existing | Process | Natural Gas | Process Boiler | E2 | RVT - Cost of Equipment | 0 | 0 | 0 | 0 | 0 | 0 | 0 | 0 | 0 | 0 | 0 | 0 | 0 | 0 | 0 | 0 | 0 | 0 | 0 | 0 | 0 | 0 | 0 | 0 | 0 | 0 | 0
F1_Industrial_Industrial - WA_Existing_Process_Natural Gas_Process Boiler_E3 | F1 | Industrial | Industrial - WA | Existing | Process | Natural Gas | Process Boiler | E3 | RVT - Cost of Equipment | 0 | 0 | 0 | 0 | 0 | 0 | 0 | 0 | 0 | 0 | 0 | 0 | 0 | 0 | 0 | 0 | 0 | 0 | 0 | 0 | 0 | 0 | 0 | 0 | 0 | 0 | 0
F1_Industrial_Industrial - WA_Existing_Process_Natural Gas_Process Boiler_E4 | F1 | Industrial | Industrial - WA | Existing | Process | Natural Gas | Process Boiler | E4 | RVT - Cost of Equipment | 0 | 0 | 0 | 0 | 0 | 0 | 0 | 0 | 0 | 0 | 0 | 0 | 0 | 0 | 0 | 0 | 0 | 0 | 0 | 0 | 0 | 0 | 0 | 0 | 0 | 0 | 0
F1_Industrial_Industrial - WA_Existing_Process_Natural Gas_Process Boiler_E5 | F1 | Industrial | Industrial - WA | Existing | Process | Natural Gas | Process Boiler | E5 | RVT - Cost of Equipment | 0 | 0 | 0 | 0 | 0 | 0 | 0 | 0 | 0 | 0 | 0 | 0 | 0 | 0 | 0 | 0 | 0 | 0 | 0 | 0 | 0 | 0 | 0 | 0 | 0 | 0 | 0
F1_Industrial_Industrial - WA_Existing_Process_Natural Gas_Process Boiler_E6 | F1 | Industrial | Industrial - WA | Existing | Process | Natural Gas | Process Boiler | E6 | RVT - Cost of Equipment | 0 | 0 | 0 | 0 | 0 | 0 | 0 | 0 | 0 | 0 | 0 | 0 | 0 | 0 | 0 | 0 | 0 | 0 | 0 | 0 | 0 | 0 | 0 | 0 | 0 | 0 | 0
F1_Industrial_Industrial - WA_Existing_Process_Natural Gas_Process Boiler_E7 | F1 | Industrial | Industrial - WA | Existing | Process | Natural Gas | Process Boiler | E7 | RVT - Cost of Equipment | 0 | 0 | 0 | 0 | 0 | 0 | 0 | 0 | 0 | 0 | 0 | 0 | 0 | 0 | 0 | 0 | 0 | 0 | 0 | 0 | 0 | 0 | 0 | 0 | 0 | 0 | 0
F1_Industrial_Industrial - WA_Existing_Process_Natural Gas_Process Boiler_E8 | F1 | Industrial | Industrial - WA | Existing | Process | Natural Gas | Process Boiler | E8 | RVT - Cost of Equipment | 0 | 0 | 0 | 0 | 0 | 0 | 0 | 0 | 0 | 0 | 0 | 0 | 0 | 0 | 0 | 0 | 0 | 0 | 0 | 0 | 0 | 0 | 0 | 0 | 0 | 0 | 0
F1_Industrial_Industrial - WA_Existing_Process_Natural Gas_Process Boiler_E9 | F1 | Industrial | Industrial - WA | Existing | Process | Natural Gas | Process Boiler | E9 | RVT - Cost of Equipment | 0 | 0 | 0 | 0 | 0 | 0 | 0 | 0 | 0 | 0 | 0 | 0 | 0 | 0 | 0 | 0 | 0 | 0 | 0 | 0 | 0 | 0 | 0 | 0 | 0 | 0 | 0
F1_Industrial_Industrial - WA_Existing_Process_Natural Gas_Process Boiler_E10 | F1 | Industrial | Industrial - WA | Existing | Process | Natural Gas | Process Boiler | E10 | RVT - Cost of Equipment | 0 | 0 | 0 | 0 | 0 | 0 | 0 | 0 | 0 | 0 | 0 | 0 | 0 | 0 | 0 | 0 | 0 | 0 | 0 | 0 | 0 | 0 | 0 | 0 | 0 | 0 | 0
F2_Industrial_Industrial - WA_Existing_Process_Natural Gas_Process Boiler_E1 | F2 | Industrial | Industrial - WA | Existing | Process | Natural Gas | Process Boiler | E1 | RVT - Cost of Operation | 0 | 0 | 0 | 0 | 0 | 0 | 0 | 0 | 0 | 0 | 0 | 0 | 0 | 0 | 0 | 0 | 0 | 0 | 0 | 0 | 0 | 0 | 0 | 0 | 0 | 0 | 0
F2_Industrial_Industrial - WA_Existing_Process_Natural Gas_Process Boiler_E2 | F2 | Industrial | Industrial - WA | Existing | Process | Natural Gas | Process Boiler | E2 | RVT - Cost of Operation | 0 | 0 | 0 | 0 | 0 | 0 | 0 | 0 | 0 | 0 | 0 | 0 | 0 | 0 | 0 | 0 | 0 | 0 | 0 | 0 | 0 | 0 | 0 | 0 | 0 | 0 | 0
F2_Industrial_Industrial - WA_Existing_Process_Natural Gas_Process Boiler_E3 | F2 | Industrial | Industrial - WA | Existing | Process | Natural Gas | Process Boiler | E3 | RVT - Cost of Operation | 0 | 0 | 0 | 0 | 0 | 0 | 0 | 0 | 0 | 0 | 0 | 0 | 0 | 0 | 0 | 0 | 0 | 0 | 0 | 0 | 0 | 0 | 0 | 0 | 0 | 0 | 0
F2_Industrial_Industrial - WA_Existing_Process_Natural Gas_Process Boiler_E4 | F2 | Industrial | Industrial - WA | Existing | Process | Natural Gas | Process Boiler | E4 | RVT - Cost of Operation | 0 | 0 | 0 | 0 | 0 | 0 | 0 | 0 | 0 | 0 | 0 | 0 | 0 | 0 | 0 | 0 | 0 | 0 | 0 | 0 | 0 | 0 | 0 | 0 | 0 | 0 | 0
F2_Industrial_Industrial - WA_Existing_Process_Natural Gas_Process Boiler_E5 | F2 | Industrial | Industrial - WA | Existing | Process | Natural Gas | Process Boiler | E5 | RVT - Cost of Operation | 0 | 0 | 0 | 0 | 0 | 0 | 0 | 0 | 0 | 0 | 0 | 0 | 0 | 0 | 0 | 0 | 0 | 0 | 0 | 0 | 0 | 0 | 0 | 0 | 0 | 0 | 0
F2_Industrial_Industrial - WA_Existing_Process_Natural Gas_Process Boiler_E6 | F2 | Industrial | Industrial - WA | Existing | Process | Natural Gas | Process Boiler | E6 | RVT - Cost of Operation | 0 | 0 | 0 | 0 | 0 | 0 | 0 | 0 | 0 | 0 | 0 | 0 | 0 | 0 | 0 | 0 | 0 | 0 | 0 | 0 | 0 | 0 | 0 | 0 | 0 | 0 | 0
F2_Industrial_Industrial - WA_Existing_Process_Natural Gas_Process Boiler_E7 | F2 | Industrial | Industrial - WA | Existing | Process | Natural Gas | Process Boiler | E7 | RVT - Cost of Operation | 0 | 0 | 0 | 0 | 0 | 0 | 0 | 0 | 0 | 0 | 0 | 0 | 0 | 0 | 0 | 0 | 0 | 0 | 0 | 0 | 0 | 0 | 0 | 0 | 0 | 0 | 0
F2_Industrial_Industrial - WA_Existing_Process_Natural Gas_Process Boiler_E8 | F2 | Industrial | Industrial - WA | Existing | Process | Natural Gas | Process Boiler | E8 | RVT - Cost of Operation | 0 | 0 | 0 | 0 | 0 | 0 | 0 | 0 | 0 | 0 | 0 | 0 | 0 | 0 | 0 | 0 | 0 | 0 | 0 | 0 | 0 | 0 | 0 | 0 | 0 | 0 | 0
F2_Industrial_Industrial - WA_Existing_Process_Natural Gas_Process Boiler_E9 | F2 | Industrial | Industrial - WA | Existing | Process | Natural Gas | Process Boiler | E9 | RVT - Cost of Operation | 0 | 0 | 0 | 0 | 0 | 0 | 0 | 0 | 0 | 0 | 0 | 0 | 0 | 0 | 0 | 0 | 0 | 0 | 0 | 0 | 0 | 0 | 0 | 0 | 0 | 0 | 0
F2_Industrial_Industrial - WA_Existing_Process_Natural Gas_Process Boiler_E10 | F2 | Industrial | Industrial - WA | Existing | Process | Natural Gas | Process Boiler | E10 | RVT - Cost of Operation | 0 | 0 | 0 | 0 | 0 | 0 | 0 | 0 | 0 | 0 | 0 | 0 | 0 | 0 | 0 | 0 | 0 | 0 | 0 | 0 | 0 | 0 | 0 | 0 | 0 | 0 | 0
F3_Industrial_Industrial - WA_Existing_Process_Natural Gas_Process Boiler_E1 | F3 | Industrial | Industrial - WA | Existing | Process | Natural Gas | Process Boiler | E1 | System - kBTUs of Consumption | 75042.1173 | 75042.1173 | 75042.1173 | 75042.1173 | 75042.1173 | 75042.1173 | 75042.1173 | 75042.1173 | 75042.1173 | 75042.1173 | 75042.1173 | 75042.1173 | 75042.1173 | 75042.1173 | 75042.1173 | 75042.1173 | 75042.1173 | 75042.1173 | 75042.1173 | 75042.1173 | 75042.1173 | 75042.1173 | 75042.1173 | 75042.1173 | 75042.1173 | 75042.1173 | 75042.1173
F3_Industrial_Industrial - WA_Existing_Process_Natural Gas_Process Boiler_E2 | F3 | Industrial | Industrial - WA | Existing | Process | Natural Gas | Process Boiler | E2 | System - kBTUs of Consumption | 0 | 0 | 0 | 0 | 0 | 0 | 0 | 0 | 0 | 0 | 0 | 0 | 0 | 0 | 0 | 0 | 0 | 0 | 0 | 0 | 0 | 0 | 0 | 0 | 0 | 0 | 0
F3_Industrial_Industrial - WA_Existing_Process_Natural Gas_Process Boiler_E3 | F3 | Industrial | Industrial - WA | Existing | Process | Natural Gas | Process Boiler | E3 | System - kBTUs of Consumption | 0 | 0 | 0 | 0 | 0 | 0 | 0 | 0 | 0 | 0 | 0 | 0 | 0 | 0 | 0 | 0 | 0 | 0 | 0 | 0 | 0 | 0 | 0 | 0 | 0 | 0 | 0
F3_Industrial_Industrial - WA_Existing_Process_Natural Gas_Process Boiler_E4 | F3 | Industrial | Industrial - WA | Existing | Process | Natural Gas | Process Boiler | E4 | System - kBTUs of Consumption | 0 | 0 | 0 | 0 | 0 | 0 | 0 | 0 | 0 | 0 | 0 | 0 | 0 | 0 | 0 | 0 | 0 | 0 | 0 | 0 | 0 | 0 | 0 | 0 | 0 | 0 | 0
F3_Industrial_Industrial - WA_Existing_Process_Natural Gas_Process Boiler_E5 | F3 | Industrial | Industrial - WA | Existing | Process | Natural Gas | Process Boiler | E5 | System - kBTUs of Consumption | 0 | 0 | 0 | 0 | 0 | 0 | 0 | 0 | 0 | 0 | 0 | 0 | 0 | 0 | 0 | 0 | 0 | 0 | 0 | 0 | 0 | 0 | 0 | 0 | 0 | 0 | 0
F3_Industrial_Industrial - WA_Existing_Process_Natural Gas_Process Boiler_E6 | F3 | Industrial | Industrial - WA | Existing | Process | Natural Gas | Process Boiler | E6 | System - kBTUs of Consumption | 0 | 0 | 0 | 0 | 0 | 0 | 0 | 0 | 0 | 0 | 0 | 0 | 0 | 0 | 0 | 0 | 0 | 0 | 0 | 0 | 0 | 0 | 0 | 0 | 0 | 0 | 0
F3_Industrial_Industrial - WA_Existing_Process_Natural Gas_Process Boiler_E7 | F3 | Industrial | Industrial - WA | Existing | Process | Natural Gas | Process Boiler | E7 | System - kBTUs of Consumption | 0 | 0 | 0 | 0 | 0 | 0 | 0 | 0 | 0 | 0 | 0 | 0 | 0 | 0 | 0 | 0 | 0 | 0 | 0 | 0 | 0 | 0 | 0 | 0 | 0 | 0 | 0
F3_Industrial_Industrial - WA_Existing_Process_Natural Gas_Process Boiler_E8 | F3 | Industrial | Industrial - WA | Existing | Process | Natural Gas | Process Boiler | E8 | System - kBTUs of Consumption | 0 | 0 | 0 | 0 | 0 | 0 | 0 | 0 | 0 | 0 | 0 | 0 | 0 | 0 | 0 | 0 | 0 | 0 | 0 | 0 | 0 | 0 | 0 | 0 | 0 | 0 | 0
F3_Industrial_Industrial - WA_Existing_Process_Natural Gas_Process Boiler_E9 | F3 | Industrial | Industrial - WA | Existing | Process | Natural Gas | Process Boiler | E9 | System - kBTUs of Consumption | 0 | 0 | 0 | 0 | 0 | 0 | 0 | 0 | 0 | 0 | 0 | 0 | 0 | 0 | 0 | 0 | 0 | 0 | 0 | 0 | 0 | 0 | 0 | 0 | 0 | 0 | 0
F3_Industrial_Industrial - WA_Existing_Process_Natural Gas_Process Boiler_E10 | F3 | Industrial | Industrial - WA | Existing | Process | Natural Gas | Process Boiler | E10 | System - kBTUs of Consumption | 0 | 0 | 0 | 0 | 0 | 0 | 0 | 0 | 0 | 0 | 0 | 0 | 0 | 0 | 0 | 0 | 0 | 0 | 0 | 0 | 0 | 0 | 0 | 0 | 0 | 0 | 0
F4_Industrial_Industrial - WA_Existing_Process_Natural Gas_Process Boiler_E1 | F4 | Industrial | Industrial - WA | Existing | Process | Natural Gas | Process Boiler | E1 | Utility - Cost of Equipment | 196.142 | 196.142 | 196.142 | 196.142 | 196.142 | 196.142 | 196.142 | 196.142 | 196.142 | 196.142 | 196.142 | 196.142 | 196.142 | 196.142 | 196.142 | 196.142 | 196.142 | 196.142 | 196.142 | 196.142 | 196.142 | 196.142 | 196.142 | 196.142 | 196.142 | 196.142 | 196.142
F4_Industrial_Industrial - WA_Existing_Process_Natural Gas_Process Boiler_E2 | F4 | Industrial | Industrial - WA | Existing | Process | Natural Gas | Process Boiler | E2 | Utility - Cost of Equipment | 0 | 0 | 0 | 0 | 0 | 0 | 0 | 0 | 0 | 0 | 0 | 0 | 0 | 0 | 0 | 0 | 0 | 0 | 0 | 0 | 0 | 0 | 0 | 0 | 0 | 0 | 0
F4_Industrial_Industrial - WA_Existing_Process_Natural Gas_Process Boiler_E3 | F4 | Industrial | Industrial - WA | Existing | Process | Natural Gas | Process Boiler | E3 | Utility - Cost of Equipment | 0 | 0 | 0 | 0 | 0 | 0 | 0 | 0 | 0 | 0 | 0 | 0 | 0 | 0 | 0 | 0 | 0 | 0 | 0 | 0 | 0 | 0 | 0 | 0 | 0 | 0 | 0
F4_Industrial_Industrial - WA_Existing_Process_Natural Gas_Process Boiler_E4 | F4 | Industrial | Industrial - WA | Existing | Process | Natural Gas | Process Boiler | E4 | Utility - Cost of Equipment | 0 | 0 | 0 | 0 | 0 | 0 | 0 | 0 | 0 | 0 | 0 | 0 | 0 | 0 | 0 | 0 | 0 | 0 | 0 | 0 | 0 | 0 | 0 | 0 | 0 | 0 | 0
F4_Industrial_Industrial - WA_Existing_Process_Natural Gas_Process Boiler_E5 | F4 | Industrial | Industrial - WA | Existing | Process | Natural Gas | Process Boiler | E5 | Utility - Cost of Equipment | 0 | 0 | 0 | 0 | 0 | 0 | 0 | 0 | 0 | 0 | 0 | 0 | 0 | 0 | 0 | 0 | 0 | 0 | 0 | 0 | 0 | 0 | 0 | 0 | 0 | 0 | 0
F4_Industrial_Industrial - WA_Existing_Process_Natural Gas_Process Boiler_E6 | F4 | Industrial | Industrial - WA | Existing | Process | Natural Gas | Process Boiler | E6 | Utility - Cost of Equipment | 0 | 0 | 0 | 0 | 0 | 0 | 0 | 0 | 0 | 0 | 0 | 0 | 0 | 0 | 0 | 0 | 0 | 0 | 0 | 0 | 0 | 0 | 0 | 0 | 0 | 0 | 0
F4_Industrial_Industrial - WA_Existing_Process_Natural Gas_Process Boiler_E7 | F4 | Industrial | Industrial - WA | Existing | Process | Natural Gas | Process Boiler | E7 | Utility - Cost of Equipment | 0 | 0 | 0 | 0 | 0 | 0 | 0 | 0 | 0 | 0 | 0 | 0 | 0 | 0 | 0 | 0 | 0 | 0 | 0 | 0 | 0 | 0 | 0 | 0 | 0 | 0 | 0
F4_Industrial_Industrial - WA_Existing_Process_Natural Gas_Process Boiler_E8 | F4 | Industrial | Industrial - WA | Existing | Process | Natural Gas | Process Boiler | E8 | Utility - Cost of Equipment | 0 | 0 | 0 | 0 | 0 | 0 | 0 | 0 | 0 | 0 | 0 | 0 | 0 | 0 | 0 | 0 | 0 | 0 | 0 | 0 | 0 | 0 | 0 | 0 | 0 | 0 | 0
F4_Industrial_Industrial - WA_Existing_Process_Natural Gas_Process Boiler_E9 | F4 | Industrial | Industrial - WA | Existing | Process | Natural Gas | Process Boiler | E9 | Utility - Cost of Equipment | 0 | 0 | 0 | 0 | 0 | 0 | 0 | 0 | 0 | 0 | 0 | 0 | 0 | 0 | 0 | 0 | 0 | 0 | 0 | 0 | 0 | 0 | 0 | 0 | 0 | 0 | 0
F4_Industrial_Industrial - WA_Existing_Process_Natural Gas_Process Boiler_E10 | F4 | Industrial | Industrial - WA | Existing | Process | Natural Gas | Process Boiler | E10 | Utility - Cost of Equipment | 0 | 0 | 0 | 0 | 0 | 0 | 0 | 0 | 0 | 0 | 0 | 0 | 0 | 0 | 0 | 0 | 0 | 0 | 0 | 0 | 0 | 0 | 0 | 0 | 0 | 0 | 0
F5_Industrial_Industrial - WA_Existing_Process_Natural Gas_Process Boiler_E1 | F5 | Industrial | Industrial - WA | Existing | Process | Natural Gas | Process Boiler | E1 | Utility - Cost of Operation | 871.26 | 865.9099 | 861.5233 | 861.9997 | 895.5429 | 948.7125 | 960.0207 | 976.4232 | 994.8148 | 1013.4501 | 1032.8944 | 1053.0991 | 1074.6434 | 1095.8971 | 1116.0723 | 1132.2945 | 1140.552 | 1137.7307 | 1121.0567 | 1087.5293 | 1034.4324 | 961.9009 | 891.8872 | 843.3281 | 820.6078 | 824.6304 | 828.6727
F5_Industrial_Industrial - WA_Existing_Process_Natural Gas_Process Boiler_E2 | F5 | Industrial | Industrial - WA | Existing | Process | Natural Gas | Process Boiler | E2 | Utility - Cost of Operation | 0 | 0 | 0 | 0 | 0 | 0 | 0 | 0 | 0 | 0 | 0 | 0 | 0 | 0 | 0 | 0 | 0 | 0 | 0 | 0 | 0 | 0 | 0 | 0 | 0 | 0 | 0
F5_Industrial_Industrial - WA_Existing_Process_Natural Gas_Process Boiler_E3 | F5 | Industrial | Industrial - WA | Existing | Process | Natural Gas | Process Boiler | E3 | Utility - Cost of Operation | 0 | 0 | 0 | 0 | 0 | 0 | 0 | 0 | 0 | 0 | 0 | 0 | 0 | 0 | 0 | 0 | 0 | 0 | 0 | 0 | 0 | 0 | 0 | 0 | 0 | 0 | 0
F5_Industrial_Industrial - WA_Existing_Process_Natural Gas_Process Boiler_E4 | F5 | Industrial | Industrial - WA | Existing | Process | Natural Gas | Process Boiler | E4 | Utility - Cost of Operation | 0 | 0 | 0 | 0 | 0 | 0 | 0 | 0 | 0 | 0 | 0 | 0 | 0 | 0 | 0 | 0 | 0 | 0 | 0 | 0 | 0 | 0 | 0 | 0 | 0 | 0 | 0
F5_Industrial_Industrial - WA_Existing_Process_Natural Gas_Process Boiler_E5 | F5 | Industrial | Industrial - WA | Existing | Process | Natural Gas | Process Boiler | E5 | Utility - Cost of Operation | 0 | 0 | 0 | 0 | 0 | 0 | 0 | 0 | 0 | 0 | 0 | 0 | 0 | 0 | 0 | 0 | 0 | 0 | 0 | 0 | 0 | 0 | 0 | 0 | 0 | 0 | 0
F5_Industrial_Industrial - WA_Existing_Process_Natural Gas_Process Boiler_E6 | F5 | Industrial | Industrial - WA | Existing | Process | Natural Gas | Process Boiler | E6 | Utility - Cost of Operation | 0 | 0 | 0 | 0 | 0 | 0 | 0 | 0 | 0 | 0 | 0 | 0 | 0 | 0 | 0 | 0 | 0 | 0 | 0 | 0 | 0 | 0 | 0 | 0 | 0 | 0 | 0
F5_Industrial_Industrial - WA_Existing_Process_Natural Gas_Process Boiler_E7 | F5 | Industrial | Industrial - WA | Existing | Process | Natural Gas | Process Boiler | E7 | Utility - Cost of Operation | 0 | 0 | 0 | 0 | 0 | 0 | 0 | 0 | 0 | 0 | 0 | 0 | 0 | 0 | 0 | 0 | 0 | 0 | 0 | 0 | 0 | 0 | 0 | 0 | 0 | 0 | 0
F5_Industrial_Industrial - WA_Existing_Process_Natural Gas_Process Boiler_E8 | F5 | Industrial | Industrial - WA | Existing | Process | Natural Gas | Process Boiler | E8 | Utility - Cost of Operation | 0 | 0 | 0 | 0 | 0 | 0 | 0 | 0 | 0 | 0 | 0 | 0 | 0 | 0 | 0 | 0 | 0 | 0 | 0 | 0 | 0 | 0 | 0 | 0 | 0 | 0 | 0
F5_Industrial_Industrial - WA_Existing_Process_Natural Gas_Process Boiler_E9 | F5 | Industrial | Industrial - WA | Existing | Process | Natural Gas | Process Boiler | E9 | Utility - Cost of Operation | 0 | 0 | 0 | 0 | 0 | 0 | 0 | 0 | 0 | 0 | 0 | 0 | 0 | 0 | 0 | 0 | 0 | 0 | 0 | 0 | 0 | 0 | 0 | 0 | 0 | 0 | 0
F5_Industrial_Industrial - WA_Existing_Process_Natural Gas_Process Boiler_E10 | F5 | Industrial | Industrial - WA | Existing | Process | Natural Gas | Process Boiler | E10 | Utility - Cost of Operation | 0 | 0 | 0 | 0 | 0 | 0 | 0 | 0 | 0 | 0 | 0 | 0 | 0 | 0 | 0 | 0 | 0 | 0 | 0 | 0 | 0 | 0 | 0 | 0 | 0 | 0 | 0
F6_Industrial_Industrial - WA_Existing_Process_Natural Gas_Process Boiler_E1 | F6 | Industrial | Industrial - WA | Existing | Process | Natural Gas | Process Boiler | E1 | Utility - Value of Sales | 0 | 0 | 0 | 0 | 0 | 0 | 0 | 0 | 0 | 0 | 0 | 0 | 0 | 0 | 0 | 0 | 0 | 0 | 0 | 0 | 0 | 0 | 0 | 0 | 0 | 0 | 0
F6_Industrial_Industrial - WA_Existing_Process_Natural Gas_Process Boiler_E2 | F6 | Industrial | Industrial - WA | Existing | Process | Natural Gas | Process Boiler | E2 | Utility - Value of Sales | 0 | 0 | 0 | 0 | 0 | 0 | 0 | 0 | 0 | 0 | 0 | 0 | 0 | 0 | 0 | 0 | 0 | 0 | 0 | 0 | 0 | 0 | 0 | 0 | 0 | 0 | 0
F6_Industrial_Industrial - WA_Existing_Process_Natural Gas_Process Boiler_E3 | F6 | Industrial | Industrial - WA | Existing | Process | Natural Gas | Process Boiler | E3 | Utility - Value of Sales | 0 | 0 | 0 | 0 | 0 | 0 | 0 | 0 | 0 | 0 | 0 | 0 | 0 | 0 | 0 | 0 | 0 | 0 | 0 | 0 | 0 | 0 | 0 | 0 | 0 | 0 | 0
F6_Industrial_Industrial - WA_Existing_Process_Natural Gas_Process Boiler_E4 | F6 | Industrial | Industrial - WA | Existing | Process | Natural Gas | Process Boiler | E4 | Utility - Value of Sales | 0 | 0 | 0 | 0 | 0 | 0 | 0 | 0 | 0 | 0 | 0 | 0 | 0 | 0 | 0 | 0 | 0 | 0 | 0 | 0 | 0 | 0 | 0 | 0 | 0 | 0 | 0
F6_Industrial_Industrial - WA_Existing_Process_Natural Gas_Process Boiler_E5 | F6 | Industrial | Industrial - WA | Existing | Process | Natural Gas | Process Boiler | E5 | Utility - Value of Sales | 0 | 0 | 0 | 0 | 0 | 0 | 0 | 0 | 0 | 0 | 0 | 0 | 0 | 0 | 0 | 0 | 0 | 0 | 0 | 0 | 0 | 0 | 0 | 0 | 0 | 0 | 0
F6_Industrial_Industrial - WA_Existing_Process_Natural Gas_Process Boiler_E6 | F6 | Industrial | Industrial - WA | Existing | Process | Natural Gas | Process Boiler | E6 | Utility - Value of Sales | 0 | 0 | 0 | 0 | 0 | 0 | 0 | 0 | 0 | 0 | 0 | 0 | 0 | 0 | 0 | 0 | 0 | 0 | 0 | 0 | 0 | 0 | 0 | 0 | 0 | 0 | 0
F6_Industrial_Industrial - WA_Existing_Process_Natural Gas_Process Boiler_E7 | F6 | Industrial | Industrial - WA | Existing | Process | Natural Gas | Process Boiler | E7 | Utility - Value of Sales | 0 | 0 | 0 | 0 | 0 | 0 | 0 | 0 | 0 | 0 | 0 | 0 | 0 | 0 | 0 | 0 | 0 | 0 | 0 | 0 | 0 | 0 | 0 | 0 | 0 | 0 | 0
F6_Industrial_Industrial - WA_Existing_Process_Natural Gas_Process Boiler_E8 | F6 | Industrial | Industrial - WA | Existing | Process | Natural Gas | Process Boiler | E8 | Utility - Value of Sales | 0 | 0 | 0 | 0 | 0 | 0 | 0 | 0 | 0 | 0 | 0 | 0 | 0 | 0 | 0 | 0 | 0 | 0 | 0 | 0 | 0 | 0 | 0 | 0 | 0 | 0 | 0
F6_Industrial_Industrial - WA_Existing_Process_Natural Gas_Process Boiler_E9 | F6 | Industrial | Industrial - WA | Existing | Process | Natural Gas | Process Boiler | E9 | Utility - Value of Sales | 0 | 0 | 0 | 0 | 0 | 0 | 0 | 0 | 0 | 0 | 0 | 0 | 0 | 0 | 0 | 0 | 0 | 0 | 0 | 0 | 0 | 0 | 0 | 0 | 0 | 0 | 0
F6_Industrial_Industrial - WA_Existing_Process_Natural Gas_Process Boiler_E10 | F6 | Industrial | Industrial - WA | Existing | Process | Natural Gas | Process Boiler | E10 | Utility - Value of Sales | 0 | 0 | 0 | 0 | 0 | 0 | 0 | 0 | 0 | 0 | 0 | 0 | 0 | 0 | 0 | 0 | 0 | 0 | 0 | 0 | 0 | 0 | 0 | 0 | 0 | 0 | 0
F1_Industrial_Industrial - WA_Existing_Process_Natural Gas_Process Heating_E1 | F1 | Industrial | Industrial - WA | Existing | Process | Natural Gas | Process Heating | E1 | RVT - Cost of Equipment | 179.3319 | 179.3319 | 179.3319 | 179.3319 | 179.3319 | 179.3319 | 179.3319 | 179.3319 | 179.3319 | 179.3319 | 179.3319 | 179.3319 | 179.3319 | 179.3319 | 179.3319 | 179.3319 | 179.3319 | 179.3319 | 179.3319 | 179.3319 | 179.3319 | 179.3319 | 179.3319 | 179.3319 | 179.3319 | 179.3319 | 179.3319
F1_Industrial_Industrial - WA_Existing_Process_Natural Gas_Process Heating_E2 | F1 | Industrial | Industrial - WA | Existing | Process | Natural Gas | Process Heating | E2 | RVT - Cost of Equipment | 0 | 0 | 0 | 0 | 0 | 0 | 0 | 0 | 0 | 0 | 0 | 0 | 0 | 0 | 0 | 0 | 0 | 0 | 0 | 0 | 0 | 0 | 0 | 0 | 0 | 0 | 0
F1_Industrial_Industrial - WA_Existing_Process_Natural Gas_Process Heating_E3 | F1 | Industrial | Industrial - WA | Existing | Process | Natural Gas | Process Heating | E3 | RVT - Cost of Equipment | 0 | 0 | 0 | 0 | 0 | 0 | 0 | 0 | 0 | 0 | 0 | 0 | 0 | 0 | 0 | 0 | 0 | 0 | 0 | 0 | 0 | 0 | 0 | 0 | 0 | 0 | 0
F1_Industrial_Industrial - WA_Existing_Process_Natural Gas_Process Heating_E4 | F1 | Industrial | Industrial - WA | Existing | Process | Natural Gas | Process Heating | E4 | RVT - Cost of Equipment | 0 | 0 | 0 | 0 | 0 | 0 | 0 | 0 | 0 | 0 | 0 | 0 | 0 | 0 | 0 | 0 | 0 | 0 | 0 | 0 | 0 | 0 | 0 | 0 | 0 | 0 | 0
F1_Industrial_Industrial - WA_Existing_Process_Natural Gas_Process Heating_E5 | F1 | Industrial | Industrial - WA | Existing | Process | Natural Gas | Process Heating | E5 | RVT - Cost of Equipment | 0 | 0 | 0 | 0 | 0 | 0 | 0 | 0 | 0 | 0 | 0 | 0 | 0 | 0 | 0 | 0 | 0 | 0 | 0 | 0 | 0 | 0 | 0 | 0 | 0 | 0 | 0
F1_Industrial_Industrial - WA_Existing_Process_Natural Gas_Process Heating_E6 | F1 | Industrial | Industrial - WA | Existing | Process | Natural Gas | Process Heating | E6 | RVT - Cost of Equipment | 0 | 0 | 0 | 0 | 0 | 0 | 0 | 0 | 0 | 0 | 0 | 0 | 0 | 0 | 0 | 0 | 0 | 0 | 0 | 0 | 0 | 0 | 0 | 0 | 0 | 0 | 0
F1_Industrial_Industrial - WA_Existing_Process_Natural Gas_Process Heating_E7 | F1 | Industrial | Industrial - WA | Existing | Process | Natural Gas | Process Heating | E7 | RVT - Cost of Equipment | 0 | 0 | 0 | 0 | 0 | 0 | 0 | 0 | 0 | 0 | 0 | 0 | 0 | 0 | 0 | 0 | 0 | 0 | 0 | 0 | 0 | 0 | 0 | 0 | 0 | 0 | 0
F1_Industrial_Industrial - WA_Existing_Process_Natural Gas_Process Heating_E8 | F1 | Industrial | Industrial - WA | Existing | Process | Natural Gas | Process Heating | E8 | RVT - Cost of Equipment | 0 | 0 | 0 | 0 | 0 | 0 | 0 | 0 | 0 | 0 | 0 | 0 | 0 | 0 | 0 | 0 | 0 | 0 | 0 | 0 | 0 | 0 | 0 | 0 | 0 | 0 | 0
F1_Industrial_Industrial - WA_Existing_Process_Natural Gas_Process Heating_E9 | F1 | Industrial | Industrial - WA | Existing | Process | Natural Gas | Process Heating | E9 | RVT - Cost of Equipment | 0 | 0 | 0 | 0 | 0 | 0 | 0 | 0 | 0 | 0 | 0 | 0 | 0 | 0 | 0 | 0 | 0 | 0 | 0 | 0 | 0 | 0 | 0 | 0 | 0 | 0 | 0
F1_Industrial_Industrial - WA_Existing_Process_Natural Gas_Process Heating_E10 | F1 | Industrial | Industrial - WA | Existing | Process | Natural Gas | Process Heating | E10 | RVT - Cost of Equipment | 0 | 0 | 0 | 0 | 0 | 0 | 0 | 0 | 0 | 0 | 0 | 0 | 0 | 0 | 0 | 0 | 0 | 0 | 0 | 0 | 0 | 0 | 0 | 0 | 0 | 0 | 0
F2_Industrial_Industrial - WA_Existing_Process_Natural Gas_Process Heating_E1 | F2 | Industrial | Industrial - WA | Existing | Process | Natural Gas | Process Heating | E1 | RVT - Cost of Operation | 0 | 0 | 0 | 0 | 0 | 0 | 0 | 0 | 0 | 0 | 0 | 0 | 0 | 0 | 0 | 0 | 0 | 0 | 0 | 0 | 0 | 0 | 0 | 0 | 0 | 0 | 0
F2_Industrial_Industrial - WA_Existing_Process_Natural Gas_Process Heating_E2 | F2 | Industrial | Industrial - WA | Existing | Process | Natural Gas | Process Heating | E2 | RVT - Cost of Operation | 0 | 0 | 0 | 0 | 0 | 0 | 0 | 0 | 0 | 0 | 0 | 0 | 0 | 0 | 0 | 0 | 0 | 0 | 0 | 0 | 0 | 0 | 0 | 0 | 0 | 0 | 0
F2_Industrial_Industrial - WA_Existing_Process_Natural Gas_Process Heating_E3 | F2 | Industrial | Industrial - WA | Existing | Process | Natural Gas | Process Heating | E3 | RVT - Cost of Operation | 0 | 0 | 0 | 0 | 0 | 0 | 0 | 0 | 0 | 0 | 0 | 0 | 0 | 0 | 0 | 0 | 0 | 0 | 0 | 0 | 0 | 0 | 0 | 0 | 0 | 0 | 0
F2_Industrial_Industrial - WA_Existing_Process_Natural Gas_Process Heating_E4 | F2 | Industrial | Industrial - WA | Existing | Process | Natural Gas | Process Heating | E4 | RVT - Cost of Operation | 0 | 0 | 0 | 0 | 0 | 0 | 0 | 0 | 0 | 0 | 0 | 0 | 0 | 0 | 0 | 0 | 0 | 0 | 0 | 0 | 0 | 0 | 0 | 0 | 0 | 0 | 0
F2_Industrial_Industrial - WA_Existing_Process_Natural Gas_Process Heating_E5 | F2 | Industrial | Industrial - WA | Existing | Process | Natural Gas | Process Heating | E5 | RVT - Cost of Operation | 0 | 0 | 0 | 0 | 0 | 0 | 0 | 0 | 0 | 0 | 0 | 0 | 0 | 0 | 0 | 0 | 0 | 0 | 0 | 0 | 0 | 0 | 0 | 0 | 0 | 0 | 0
F2_Industrial_Industrial - WA_Existing_Process_Natural Gas_Process Heating_E6 | F2 | Industrial | Industrial - WA | Existing | Process | Natural Gas | Process Heating | E6 | RVT - Cost of Operation | 0 | 0 | 0 | 0 | 0 | 0 | 0 | 0 | 0 | 0 | 0 | 0 | 0 | 0 | 0 | 0 | 0 | 0 | 0 | 0 | 0 | 0 | 0 | 0 | 0 | 0 | 0
F2_Industrial_Industrial - WA_Existing_Process_Natural Gas_Process Heating_E7 | F2 | Industrial | Industrial - WA | Existing | Process | Natural Gas | Process Heating | E7 | RVT - Cost of Operation | 0 | 0 | 0 | 0 | 0 | 0 | 0 | 0 | 0 | 0 | 0 | 0 | 0 | 0 | 0 | 0 | 0 | 0 | 0 | 0 | 0 | 0 | 0 | 0 | 0 | 0 | 0
F2_Industrial_Industrial - WA_Existing_Process_Natural Gas_Process Heating_E8 | F2 | Industrial | Industrial - WA | Existing | Process | Natural Gas | Process Heating | E8 | RVT - Cost of Operation | 0 | 0 | 0 | 0 | 0 | 0 | 0 | 0 | 0 | 0 | 0 | 0 | 0 | 0 | 0 | 0 | 0 | 0 | 0 | 0 | 0 | 0 | 0 | 0 | 0 | 0 | 0
F2_Industrial_Industrial - WA_Existing_Process_Natural Gas_Process Heating_E9 | F2 | Industrial | Industrial - WA | Existing | Process | Natural Gas | Process Heating | E9 | RVT - Cost of Operation | 0 | 0 | 0 | 0 | 0 | 0 | 0 | 0 | 0 | 0 | 0 | 0 | 0 | 0 | 0 | 0 | 0 | 0 | 0 | 0 | 0 | 0 | 0 | 0 | 0 | 0 | 0
F2_Industrial_Industrial - WA_Existing_Process_Natural Gas_Process Heating_E10 | F2 | Industrial | Industrial - WA | Existing | Process | Natural Gas | Process Heating | E10 | RVT - Cost of Operation | 0 | 0 | 0 | 0 | 0 | 0 | 0 | 0 | 0 | 0 | 0 | 0 | 0 | 0 | 0 | 0 | 0 | 0 | 0 | 0 | 0 | 0 | 0 | 0 | 0 | 0 | 0
F3_Industrial_Industrial - WA_Existing_Process_Natural Gas_Process Heating_E1 | F3 | Industrial | Industrial - WA | Existing | Process | Natural Gas | Process Heating | E1 | System - kBTUs of Consumption | 68610.7278 | 68610.7278 | 68610.7278 | 68610.7278 | 68610.7278 | 68610.7278 | 68610.7278 | 68610.7278 | 68610.7278 | 68610.7278 | 68610.7278 | 68610.7278 | 68610.7278 | 68610.7278 | 68610.7278 | 68610.7278 | 68610.7278 | 68610.7278 | 68610.7278 | 68610.7278 | 68610.7278 | 68610.7278 | 68610.7278 | 68610.7278 | 68610.7278 | 68610.7278 | 68610.7278
F3_Industrial_Industrial - WA_Existing_Process_Natural Gas_Process Heating_E2 | F3 | Industrial | Industrial - WA | Existing | Process | Natural Gas | Process Heating | E2 | System - kBTUs of Consumption | 0 | 0 | 0 | 0 | 0 | 0 | 0 | 0 | 0 | 0 | 0 | 0 | 0 | 0 | 0 | 0 | 0 | 0 | 0 | 0 | 0 | 0 | 0 | 0 | 0 | 0 | 0
F3_Industrial_Industrial - WA_Existing_Process_Natural Gas_Process Heating_E3 | F3 | Industrial | Industrial - WA | Existing | Process | Natural Gas | Process Heating | E3 | System - kBTUs of Consumption | 0 | 0 | 0 | 0 | 0 | 0 | 0 | 0 | 0 | 0 | 0 | 0 | 0 | 0 | 0 | 0 | 0 | 0 | 0 | 0 | 0 | 0 | 0 | 0 | 0 | 0 | 0
F3_Industrial_Industrial - WA_Existing_Process_Natural Gas_Process Heating_E4 | F3 | Industrial | Industrial - WA | Existing | Process | Natural Gas | Process Heating | E4 | System - kBTUs of Consumption | 0 | 0 | 0 | 0 | 0 | 0 | 0 | 0 | 0 | 0 | 0 | 0 | 0 | 0 | 0 | 0 | 0 | 0 | 0 | 0 | 0 | 0 | 0 | 0 | 0 | 0 | 0
F3_Industrial_Industrial - WA_Existing_Process_Natural Gas_Process Heating_E5 | F3 | Industrial | Industrial - WA | Existing | Process | Natural Gas | Process Heating | E5 | System - kBTUs of Consumption | 0 | 0 | 0 | 0 | 0 | 0 | 0 | 0 | 0 | 0 | 0 | 0 | 0 | 0 | 0 | 0 | 0 | 0 | 0 | 0 | 0 | 0 | 0 | 0 | 0 | 0 | 0
F3_Industrial_Industrial - WA_Existing_Process_Natural Gas_Process Heating_E6 | F3 | Industrial | Industrial - WA | Existing | Process | Natural Gas | Process Heating | E6 | System - kBTUs of Consumption | 0 | 0 | 0 | 0 | 0 | 0 | 0 | 0 | 0 | 0 | 0 | 0 | 0 | 0 | 0 | 0 | 0 | 0 | 0 | 0 | 0 | 0 | 0 | 0 | 0 | 0 | 0
F3_Industrial_Industrial - WA_Existing_Process_Natural Gas_Process Heating_E7 | F3 | Industrial | Industrial - WA | Existing | Process | Natural Gas | Process Heating | E7 | System - kBTUs of Consumption | 0 | 0 | 0 | 0 | 0 | 0 | 0 | 0 | 0 | 0 | 0 | 0 | 0 | 0 | 0 | 0 | 0 | 0 | 0 | 0 | 0 | 0 | 0 | 0 | 0 | 0 | 0
F3_Industrial_Industrial - WA_Existing_Process_Natural Gas_Process Heating_E8 | F3 | Industrial | Industrial - WA | Existing | Process | Natural Gas | Process Heating | E8 | System - kBTUs of Consumption | 0 | 0 | 0 | 0 | 0 | 0 | 0 | 0 | 0 | 0 | 0 | 0 | 0 | 0 | 0 | 0 | 0 | 0 | 0 | 0 | 0 | 0 | 0 | 0 | 0 | 0 | 0
F3_Industrial_Industrial - WA_Existing_Process_Natural Gas_Process Heating_E9 | F3 | Industrial | Industrial - WA | Existing | Process | Natural Gas | Process Heating | E9 | System - kBTUs of Consumption | 0 | 0 | 0 | 0 | 0 | 0 | 0 | 0 | 0 | 0 | 0 | 0 | 0 | 0 | 0 | 0 | 0 | 0 | 0 | 0 | 0 | 0 | 0 | 0 | 0 | 0 | 0
F3_Industrial_Industrial - WA_Existing_Process_Natural Gas_Process Heating_E10 | F3 | Industrial | Industrial - WA | Existing | Process | Natural Gas | Process Heating | E10 | System - kBTUs of Consumption | 0 | 0 | 0 | 0 | 0 | 0 | 0 | 0 | 0 | 0 | 0 | 0 | 0 | 0 | 0 | 0 | 0 | 0 | 0 | 0 | 0 | 0 | 0 | 0 | 0 | 0 | 0
F4_Industrial_Industrial - WA_Existing_Process_Natural Gas_Process Heating_E1 | F4 | Industrial | Industrial - WA | Existing | Process | Natural Gas | Process Heating | E1 | Utility - Cost of Equipment | 179.3319 | 179.3319 | 179.3319 | 179.3319 | 179.3319 | 179.3319 | 179.3319 | 179.3319 | 179.3319 | 179.3319 | 179.3319 | 179.3319 | 179.3319 | 179.3319 | 179.3319 | 179.3319 | 179.3319 | 179.3319 | 179.3319 | 179.3319 | 179.3319 | 179.3319 | 179.3319 | 179.3319 | 179.3319 | 179.3319 | 179.3319
F4_Industrial_Industrial - WA_Existing_Process_Natural Gas_Process Heating_E2 | F4 | Industrial | Industrial - WA | Existing | Process | Natural Gas | Process Heating | E2 | Utility - Cost of Equipment | 0 | 0 | 0 | 0 | 0 | 0 | 0 | 0 | 0 | 0 | 0 | 0 | 0 | 0 | 0 | 0 | 0 | 0 | 0 | 0 | 0 | 0 | 0 | 0 | 0 | 0 | 0
F4_Industrial_Industrial - WA_Existing_Process_Natural Gas_Process Heating_E3 | F4 | Industrial | Industrial - WA | Existing | Process | Natural Gas | Process Heating | E3 | Utility - Cost of Equipment | 0 | 0 | 0 | 0 | 0 | 0 | 0 | 0 | 0 | 0 | 0 | 0 | 0 | 0 | 0 | 0 | 0 | 0 | 0 | 0 | 0 | 0 | 0 | 0 | 0 | 0 | 0
F4_Industrial_Industrial - WA_Existing_Process_Natural Gas_Process Heating_E4 | F4 | Industrial | Industrial - WA | Existing | Process | Natural Gas | Process Heating | E4 | Utility - Cost of Equipment | 0 | 0 | 0 | 0 | 0 | 0 | 0 | 0 | 0 | 0 | 0 | 0 | 0 | 0 | 0 | 0 | 0 | 0 | 0 | 0 | 0 | 0 | 0 | 0 | 0 | 0 | 0
F4_Industrial_Industrial - WA_Existing_Process_Natural Gas_Process Heating_E5 | F4 | Industrial | Industrial - WA | Existing | Process | Natural Gas | Process Heating | E5 | Utility - Cost of Equipment | 0 | 0 | 0 | 0 | 0 | 0 | 0 | 0 | 0 | 0 | 0 | 0 | 0 | 0 | 0 | 0 | 0 | 0 | 0 | 0 | 0 | 0 | 0 | 0 | 0 | 0 | 0
F4_Industrial_Industrial - WA_Existing_Process_Natural Gas_Process Heating_E6 | F4 | Industrial | Industrial - WA | Existing | Process | Natural Gas | Process Heating | E6 | Utility - Cost of Equipment | 0 | 0 | 0 | 0 | 0 | 0 | 0 | 0 | 0 | 0 | 0 | 0 | 0 | 0 | 0 | 0 | 0 | 0 | 0 | 0 | 0 | 0 | 0 | 0 | 0 | 0 | 0
F4_Industrial_Industrial - WA_Existing_Process_Natural Gas_Process Heating_E7 | F4 | Industrial | Industrial - WA | Existing | Process | Natural Gas | Process Heating | E7 | Utility - Cost of Equipment | 0 | 0 | 0 | 0 | 0 | 0 | 0 | 0 | 0 | 0 | 0 | 0 | 0 | 0 | 0 | 0 | 0 | 0 | 0 | 0 | 0 | 0 | 0 | 0 | 0 | 0 | 0
F4_Industrial_Industrial - WA_Existing_Process_Natural Gas_Process Heating_E8 | F4 | Industrial | Industrial - WA | Existing | Process | Natural Gas | Process Heating | E8 | Utility - Cost of Equipment | 0 | 0 | 0 | 0 | 0 | 0 | 0 | 0 | 0 | 0 | 0 | 0 | 0 | 0 | 0 | 0 | 0 | 0 | 0 | 0 | 0 | 0 | 0 | 0 | 0 | 0 | 0
F4_Industrial_Industrial - WA_Existing_Process_Natural Gas_Process Heating_E9 | F4 | Industrial | Industrial - WA | Existing | Process | Natural Gas | Process Heating | E9 | Utility - Cost of Equipment | 0 | 0 | 0 | 0 | 0 | 0 | 0 | 0 | 0 | 0 | 0 | 0 | 0 | 0 | 0 | 0 | 0 | 0 | 0 | 0 | 0 | 0 | 0 | 0 | 0 | 0 | 0
F4_Industrial_Industrial - WA_Existing_Process_Natural Gas_Process Heating_E10 | F4 | Industrial | Industrial - WA | Existing | Process | Natural Gas | Process Heating | E10 | Utility - Cost of Equipment | 0 | 0 | 0 | 0 | 0 | 0 | 0 | 0 | 0 | 0 | 0 | 0 | 0 | 0 | 0 | 0 | 0 | 0 | 0 | 0 | 0 | 0 | 0 | 0 | 0 | 0 | 0
F5_Industrial_Industrial - WA_Existing_Process_Natural Gas_Process Heating_E1 | F5 | Industrial | Industrial - WA | Existing | Process | Natural Gas | Process Heating | E1 | Utility - Cost of Operation | 796.5898 | 791.6982 | 787.6876 | 788.1231 | 818.7915 | 867.4043 | 877.7433 | 892.7401 | 909.5555 | 926.5936 | 944.3715 | 962.8446 | 982.5424 | 1001.9746 | 1020.4207 | 1035.2526 | 1042.8024 | 1040.2229 | 1024.9779 | 994.324 | 945.7777 | 879.4624 | 815.4491 | 771.0518 | 750.2786 | 753.9565 | 757.6524
F5_Industrial_Industrial - WA_Existing_Process_Natural Gas_Process Heating_E2 | F5 | Industrial | Industrial - WA | Existing | Process | Natural Gas | Process Heating | E2 | Utility - Cost of Operation | 0 | 0 | 0 | 0 | 0 | 0 | 0 | 0 | 0 | 0 | 0 | 0 | 0 | 0 | 0 | 0 | 0 | 0 | 0 | 0 | 0 | 0 | 0 | 0 | 0 | 0 | 0
F5_Industrial_Industrial - WA_Existing_Process_Natural Gas_Process Heating_E3 | F5 | Industrial | Industrial - WA | Existing | Process | Natural Gas | Process Heating | E3 | Utility - Cost of Operation | 0 | 0 | 0 | 0 | 0 | 0 | 0 | 0 | 0 | 0 | 0 | 0 | 0 | 0 | 0 | 0 | 0 | 0 | 0 | 0 | 0 | 0 | 0 | 0 | 0 | 0 | 0
F5_Industrial_Industrial - WA_Existing_Process_Natural Gas_Process Heating_E4 | F5 | Industrial | Industrial - WA | Existing | Process | Natural Gas | Process Heating | E4 | Utility - Cost of Operation | 0 | 0 | 0 | 0 | 0 | 0 | 0 | 0 | 0 | 0 | 0 | 0 | 0 | 0 | 0 | 0 | 0 | 0 | 0 | 0 | 0 | 0 | 0 | 0 | 0 | 0 | 0
F5_Industrial_Industrial - WA_Existing_Process_Natural Gas_Process Heating_E5 | F5 | Industrial | Industrial - WA | Existing | Process | Natural Gas | Process Heating | E5 | Utility - Cost of Operation | 0 | 0 | 0 | 0 | 0 | 0 | 0 | 0 | 0 | 0 | 0 | 0 | 0 | 0 | 0 | 0 | 0 | 0 | 0 | 0 | 0 | 0 | 0 | 0 | 0 | 0 | 0
F5_Industrial_Industrial - WA_Existing_Process_Natural Gas_Process Heating_E6 | F5 | Industrial | Industrial - WA | Existing | Process | Natural Gas | Process Heating | E6 | Utility - Cost of Operation | 0 | 0 | 0 | 0 | 0 | 0 | 0 | 0 | 0 | 0 | 0 | 0 | 0 | 0 | 0 | 0 | 0 | 0 | 0 | 0 | 0 | 0 | 0 | 0 | 0 | 0 | 0
F5_Industrial_Industrial - WA_Existing_Process_Natural Gas_Process Heating_E7 | F5 | Industrial | Industrial - WA | Existing | Process | Natural Gas | Process Heating | E7 | Utility - Cost of Operation | 0 | 0 | 0 | 0 | 0 | 0 | 0 | 0 | 0 | 0 | 0 | 0 | 0 | 0 | 0 | 0 | 0 | 0 | 0 | 0 | 0 | 0 | 0 | 0 | 0 | 0 | 0
F5_Industrial_Industrial - WA_Existing_Process_Natural Gas_Process Heating_E8 | F5 | Industrial | Industrial - WA | Existing | Process | Natural Gas | Process Heating | E8 | Utility - Cost of Operation | 0 | 0 | 0 | 0 | 0 | 0 | 0 | 0 | 0 | 0 | 0 | 0 | 0 | 0 | 0 | 0 | 0 | 0 | 0 | 0 | 0 | 0 | 0 | 0 | 0 | 0 | 0
F5_Industrial_Industrial - WA_Existing_Process_Natural Gas_Process Heating_E9 | F5 | Industrial | Industrial - WA | Existing | Process | Natural Gas | Process Heating | E9 | Utility - Cost of Operation | 0 | 0 | 0 | 0 | 0 | 0 | 0 | 0 | 0 | 0 | 0 | 0 | 0 | 0 | 0 | 0 | 0 | 0 | 0 | 0 | 0 | 0 | 0 | 0 | 0 | 0 | 0
F5_Industrial_Industrial - WA_Existing_Process_Natural Gas_Process Heating_E10 | F5 | Industrial | Industrial - WA | Existing | Process | Natural Gas | Process Heating | E10 | Utility - Cost of Operation | 0 | 0 | 0 | 0 | 0 | 0 | 0 | 0 | 0 | 0 | 0 | 0 | 0 | 0 | 0 | 0 | 0 | 0 | 0 | 0 | 0 | 0 | 0 | 0 | 0 | 0 | 0
F6_Industrial_Industrial - WA_Existing_Process_Natural Gas_Process Heating_E1 | F6 | Industrial | Industrial - WA | Existing | Process | Natural Gas | Process Heating | E1 | Utility - Value of Sales | 0 | 0 | 0 | 0 | 0 | 0 | 0 | 0 | 0 | 0 | 0 | 0 | 0 | 0 | 0 | 0 | 0 | 0 | 0 | 0 | 0 | 0 | 0 | 0 | 0 | 0 | 0
F6_Industrial_Industrial - WA_Existing_Process_Natural Gas_Process Heating_E2 | F6 | Industrial | Industrial - WA | Existing | Process | Natural Gas | Process Heating | E2 | Utility - Value of Sales | 0 | 0 | 0 | 0 | 0 | 0 | 0 | 0 | 0 | 0 | 0 | 0 | 0 | 0 | 0 | 0 | 0 | 0 | 0 | 0 | 0 | 0 | 0 | 0 | 0 | 0 | 0
F6_Industrial_Industrial - WA_Existing_Process_Natural Gas_Process Heating_E3 | F6 | Industrial | Industrial - WA | Existing | Process | Natural Gas | Process Heating | E3 | Utility - Value of Sales | 0 | 0 | 0 | 0 | 0 | 0 | 0 | 0 | 0 | 0 | 0 | 0 | 0 | 0 | 0 | 0 | 0 | 0 | 0 | 0 | 0 | 0 | 0 | 0 | 0 | 0 | 0
F6_Industrial_Industrial - WA_Existing_Process_Natural Gas_Process Heating_E4 | F6 | Industrial | Industrial - WA | Existing | Process | Natural Gas | Process Heating | E4 | Utility - Value of Sales | 0 | 0 | 0 | 0 | 0 | 0 | 0 | 0 | 0 | 0 | 0 | 0 | 0 | 0 | 0 | 0 | 0 | 0 | 0 | 0 | 0 | 0 | 0 | 0 | 0 | 0 | 0
F6_Industrial_Industrial - WA_Existing_Process_Natural Gas_Process Heating_E5 | F6 | Industrial | Industrial - WA | Existing | Process | Natural Gas | Process Heating | E5 | Utility - Value of Sales | 0 | 0 | 0 | 0 | 0 | 0 | 0 | 0 | 0 | 0 | 0 | 0 | 0 | 0 | 0 | 0 | 0 | 0 | 0 | 0 | 0 | 0 | 0 | 0 | 0 | 0 | 0
F6_Industrial_Industrial - WA_Existing_Process_Natural Gas_Process Heating_E6 | F6 | Industrial | Industrial - WA | Existing | Process | Natural Gas | Process Heating | E6 | Utility - Value of Sales | 0 | 0 | 0 | 0 | 0 | 0 | 0 | 0 | 0 | 0 | 0 | 0 | 0 | 0 | 0 | 0 | 0 | 0 | 0 | 0 | 0 | 0 | 0 | 0 | 0 | 0 | 0
F6_Industrial_Industrial - WA_Existing_Process_Natural Gas_Process Heating_E7 | F6 | Industrial | Industrial - WA | Existing | Process | Natural Gas | Process Heating | E7 | Utility - Value of Sales | 0 | 0 | 0 | 0 | 0 | 0 | 0 | 0 | 0 | 0 | 0 | 0 | 0 | 0 | 0 | 0 | 0 | 0 | 0 | 0 | 0 | 0 | 0 | 0 | 0 | 0 | 0
F6_Industrial_Industrial - WA_Existing_Process_Natural Gas_Process Heating_E8 | F6 | Industrial | Industrial - WA | Existing | Process | Natural Gas | Process Heating | E8 | Utility - Value of Sales | 0 | 0 | 0 | 0 | 0 | 0 | 0 | 0 | 0 | 0 | 0 | 0 | 0 | 0 | 0 | 0 | 0 | 0 | 0 | 0 | 0 | 0 | 0 | 0 | 0 | 0 | 0
F6_Industrial_Industrial - WA_Existing_Process_Natural Gas_Process Heating_E9 | F6 | Industrial | Industrial - WA | Existing | Process | Natural Gas | Process Heating | E9 | Utility - Value of Sales | 0 | 0 | 0 | 0 | 0 | 0 | 0 | 0 | 0 | 0 | 0 | 0 | 0 | 0 | 0 | 0 | 0 | 0 | 0 | 0 | 0 | 0 | 0 | 0 | 0 | 0 | 0
F6_Industrial_Industrial - WA_Existing_Process_Natural Gas_Process Heating_E10 | F6 | Industrial | Industrial - WA | Existing | Process | Natural Gas | Process Heating | E10 | Utility - Value of Sales | 0 | 0 | 0 | 0 | 0 | 0 | 0 | 0 | 0 | 0 | 0 | 0 | 0 | 0 | 0 | 0 | 0 | 0 | 0 | 0 | 0 | 0 | 0 | 0 | 0 | 0 | 0
F1_Industrial_Industrial - WA_Existing_Process_Natural Gas_Process Cooling_E1 | F1 | Industrial | Industrial - WA | Existing | Process | Natural Gas | Process Cooling | E1 | RVT - Cost of Equipment | 1.739 | 1.739 | 1.739 | 1.739 | 1.739 | 1.739 | 1.739 | 1.739 | 1.739 | 1.739 | 1.739 | 1.739 | 1.739 | 1.739 | 1.739 | 1.739 | 1.739 | 1.739 | 1.739 | 1.739 | 1.739 | 1.739 | 1.739 | 1.739 | 1.739 | 1.739 | 1.739
F1_Industrial_Industrial - WA_Existing_Process_Natural Gas_Process Cooling_E2 | F1 | Industrial | Industrial - WA | Existing | Process | Natural Gas | Process Cooling | E2 | RVT - Cost of Equipment | 0 | 0 | 0 | 0 | 0 | 0 | 0 | 0 | 0 | 0 | 0 | 0 | 0 | 0 | 0 | 0 | 0 | 0 | 0 | 0 | 0 | 0 | 0 | 0 | 0 | 0 | 0
F1_Industrial_Industrial - WA_Existing_Process_Natural Gas_Process Cooling_E3 | F1 | Industrial | Industrial - WA | Existing | Process | Natural Gas | Process Cooling | E3 | RVT - Cost of Equipment | 0 | 0 | 0 | 0 | 0 | 0 | 0 | 0 | 0 | 0 | 0 | 0 | 0 | 0 | 0 | 0 | 0 | 0 | 0 | 0 | 0 | 0 | 0 | 0 | 0 | 0 | 0
F1_Industrial_Industrial - WA_Existing_Process_Natural Gas_Process Cooling_E4 | F1 | Industrial | Industrial - WA | Existing | Process | Natural Gas | Process Cooling | E4 | RVT - Cost of Equipment | 0 | 0 | 0 | 0 | 0 | 0 | 0 | 0 | 0 | 0 | 0 | 0 | 0 | 0 | 0 | 0 | 0 | 0 | 0 | 0 | 0 | 0 | 0 | 0 | 0 | 0 | 0
F1_Industrial_Industrial - WA_Existing_Process_Natural Gas_Process Cooling_E5 | F1 | Industrial | Industrial - WA | Existing | Process | Natural Gas | Process Cooling | E5 | RVT - Cost of Equipment | 0 | 0 | 0 | 0 | 0 | 0 | 0 | 0 | 0 | 0 | 0 | 0 | 0 | 0 | 0 | 0 | 0 | 0 | 0 | 0 | 0 | 0 | 0 | 0 | 0 | 0 | 0
F1_Industrial_Industrial - WA_Existing_Process_Natural Gas_Process Cooling_E6 | F1 | Industrial | Industrial - WA | Existing | Process | Natural Gas | Process Cooling | E6 | RVT - Cost of Equipment | 0 | 0 | 0 | 0 | 0 | 0 | 0 | 0 | 0 | 0 | 0 | 0 | 0 | 0 | 0 | 0 | 0 | 0 | 0 | 0 | 0 | 0 | 0 | 0 | 0 | 0 | 0
F1_Industrial_Industrial - WA_Existing_Process_Natural Gas_Process Cooling_E7 | F1 | Industrial | Industrial - WA | Existing | Process | Natural Gas | Process Cooling | E7 | RVT - Cost of Equipment | 0 | 0 | 0 | 0 | 0 | 0 | 0 | 0 | 0 | 0 | 0 | 0 | 0 | 0 | 0 | 0 | 0 | 0 | 0 | 0 | 0 | 0 | 0 | 0 | 0 | 0 | 0
F1_Industrial_Industrial - WA_Existing_Process_Natural Gas_Process Cooling_E8 | F1 | Industrial | Industrial - WA | Existing | Process | Natural Gas | Process Cooling | E8 | RVT - Cost of Equipment | 0 | 0 | 0 | 0 | 0 | 0 | 0 | 0 | 0 | 0 | 0 | 0 | 0 | 0 | 0 | 0 | 0 | 0 | 0 | 0 | 0 | 0 | 0 | 0 | 0 | 0 | 0
F1_Industrial_Industrial - WA_Existing_Process_Natural Gas_Process Cooling_E9 | F1 | Industrial | Industrial - WA | Existing | Process | Natural Gas | Process Cooling | E9 | RVT - Cost of Equipment | 0 | 0 | 0 | 0 | 0 | 0 | 0 | 0 | 0 | 0 | 0 | 0 | 0 | 0 | 0 | 0 | 0 | 0 | 0 | 0 | 0 | 0 | 0 | 0 | 0 | 0 | 0
F1_Industrial_Industrial - WA_Existing_Process_Natural Gas_Process Cooling_E10 | F1 | Industrial | Industrial - WA | Existing | Process | Natural Gas | Process Cooling | E10 | RVT - Cost of Equipment | 0 | 0 | 0 | 0 | 0 | 0 | 0 | 0 | 0 | 0 | 0 | 0 | 0 | 0 | 0 | 0 | 0 | 0 | 0 | 0 | 0 | 0 | 0 | 0 | 0 | 0 | 0
F2_Industrial_Industrial - WA_Existing_Process_Natural Gas_Process Cooling_E1 | F2 | Industrial | Industrial - WA | Existing | Process | Natural Gas | Process Cooling | E1 | RVT - Cost of Operation | 0 | 0 | 0 | 0 | 0 | 0 | 0 | 0 | 0 | 0 | 0 | 0 | 0 | 0 | 0 | 0 | 0 | 0 | 0 | 0 | 0 | 0 | 0 | 0 | 0 | 0 | 0
F2_Industrial_Industrial - WA_Existing_Process_Natural Gas_Process Cooling_E2 | F2 | Industrial | Industrial - WA | Existing | Process | Natural Gas | Process Cooling | E2 | RVT - Cost of Operation | 0 | 0 | 0 | 0 | 0 | 0 | 0 | 0 | 0 | 0 | 0 | 0 | 0 | 0 | 0 | 0 | 0 | 0 | 0 | 0 | 0 | 0 | 0 | 0 | 0 | 0 | 0
F2_Industrial_Industrial - WA_Existing_Process_Natural Gas_Process Cooling_E3 | F2 | Industrial | Industrial - WA | Existing | Process | Natural Gas | Process Cooling | E3 | RVT - Cost of Operation | 0 | 0 | 0 | 0 | 0 | 0 | 0 | 0 | 0 | 0 | 0 | 0 | 0 | 0 | 0 | 0 | 0 | 0 | 0 | 0 | 0 | 0 | 0 | 0 | 0 | 0 | 0
F2_Industrial_Industrial - WA_Existing_Process_Natural Gas_Process Cooling_E4 | F2 | Industrial | Industrial - WA | Existing | Process | Natural Gas | Process Cooling | E4 | RVT - Cost of Operation | 0 | 0 | 0 | 0 | 0 | 0 | 0 | 0 | 0 | 0 | 0 | 0 | 0 | 0 | 0 | 0 | 0 | 0 | 0 | 0 | 0 | 0 | 0 | 0 | 0 | 0 | 0
F2_Industrial_Industrial - WA_Existing_Process_Natural Gas_Process Cooling_E5 | F2 | Industrial | Industrial - WA | Existing | Process | Natural Gas | Process Cooling | E5 | RVT - Cost of Operation | 0 | 0 | 0 | 0 | 0 | 0 | 0 | 0 | 0 | 0 | 0 | 0 | 0 | 0 | 0 | 0 | 0 | 0 | 0 | 0 | 0 | 0 | 0 | 0 | 0 | 0 | 0
F2_Industrial_Industrial - WA_Existing_Process_Natural Gas_Process Cooling_E6 | F2 | Industrial | Industrial - WA | Existing | Process | Natural Gas | Process Cooling | E6 | RVT - Cost of Operation | 0 | 0 | 0 | 0 | 0 | 0 | 0 | 0 | 0 | 0 | 0 | 0 | 0 | 0 | 0 | 0 | 0 | 0 | 0 | 0 | 0 | 0 | 0 | 0 | 0 | 0 | 0
F2_Industrial_Industrial - WA_Existing_Process_Natural Gas_Process Cooling_E7 | F2 | Industrial | Industrial - WA | Existing | Process | Natural Gas | Process Cooling | E7 | RVT - Cost of Operation | 0 | 0 | 0 | 0 | 0 | 0 | 0 | 0 | 0 | 0 | 0 | 0 | 0 | 0 | 0 | 0 | 0 | 0 | 0 | 0 | 0 | 0 | 0 | 0 | 0 | 0 | 0
F2_Industrial_Industrial - WA_Existing_Process_Natural Gas_Process Cooling_E8 | F2 | Industrial | Industrial - WA | Existing | Process | Natural Gas | Process Cooling | E8 | RVT - Cost of Operation | 0 | 0 | 0 | 0 | 0 | 0 | 0 | 0 | 0 | 0 | 0 | 0 | 0 | 0 | 0 | 0 | 0 | 0 | 0 | 0 | 0 | 0 | 0 | 0 | 0 | 0 | 0
F2_Industrial_Industrial - WA_Existing_Process_Natural Gas_Process Cooling_E9 | F2 | Industrial | Industrial - WA | Existing | Process | Natural Gas | Process Cooling | E9 | RVT - Cost of Operation | 0 | 0 | 0 | 0 | 0 | 0 | 0 | 0 | 0 | 0 | 0 | 0 | 0 | 0 | 0 | 0 | 0 | 0 | 0 | 0 | 0 | 0 | 0 | 0 | 0 | 0 | 0
F2_Industrial_Industrial - WA_Existing_Process_Natural Gas_Process Cooling_E10 | F2 | Industrial | Industrial - WA | Existing | Process | Natural Gas | Process Cooling | E10 | RVT - Cost of Operation | 0 | 0 | 0 | 0 | 0 | 0 | 0 | 0 | 0 | 0 | 0 | 0 | 0 | 0 | 0 | 0 | 0 | 0 | 0 | 0 | 0 | 0 | 0 | 0 | 0 | 0 | 0
F3_Industrial_Industrial - WA_Existing_Process_Natural Gas_Process Cooling_E1 | F3 | Industrial | Industrial - WA | Existing | Process | Natural Gas | Process Cooling | E1 | System - kBTUs of Consumption | 665.3161 | 665.3161 | 665.3161 | 665.3161 | 665.3161 | 665.3161 | 665.3161 | 665.3161 | 665.3161 | 665.3161 | 665.3161 | 665.3161 | 665.3161 | 665.3161 | 665.3161 | 665.3161 | 665.3161 | 665.3161 | 665.3161 | 665.3161 | 665.3161 | 665.3161 | 665.3161 | 665.3161 | 665.3161 | 665.3161 | 665.3161
F3_Industrial_Industrial - WA_Existing_Process_Natural Gas_Process Cooling_E2 | F3 | Industrial | Industrial - WA | Existing | Process | Natural Gas | Process Cooling | E2 | System - kBTUs of Consumption | 0 | 0 | 0 | 0 | 0 | 0 | 0 | 0 | 0 | 0 | 0 | 0 | 0 | 0 | 0 | 0 | 0 | 0 | 0 | 0 | 0 | 0 | 0 | 0 | 0 | 0 | 0
F3_Industrial_Industrial - WA_Existing_Process_Natural Gas_Process Cooling_E3 | F3 | Industrial | Industrial - WA | Existing | Process | Natural Gas | Process Cooling | E3 | System - kBTUs of Consumption | 0 | 0 | 0 | 0 | 0 | 0 | 0 | 0 | 0 | 0 | 0 | 0 | 0 | 0 | 0 | 0 | 0 | 0 | 0 | 0 | 0 | 0 | 0 | 0 | 0 | 0 | 0
F3_Industrial_Industrial - WA_Existing_Process_Natural Gas_Process Cooling_E4 | F3 | Industrial | Industrial - WA | Existing | Process | Natural Gas | Process Cooling | E4 | System - kBTUs of Consumption | 0 | 0 | 0 | 0 | 0 | 0 | 0 | 0 | 0 | 0 | 0 | 0 | 0 | 0 | 0 | 0 | 0 | 0 | 0 | 0 | 0 | 0 | 0 | 0 | 0 | 0 | 0
F3_Industrial_Industrial - WA_Existing_Process_Natural Gas_Process Cooling_E5 | F3 | Industrial | Industrial - WA | Existing | Process | Natural Gas | Process Cooling | E5 | System - kBTUs of Consumption | 0 | 0 | 0 | 0 | 0 | 0 | 0 | 0 | 0 | 0 | 0 | 0 | 0 | 0 | 0 | 0 | 0 | 0 | 0 | 0 | 0 | 0 | 0 | 0 | 0 | 0 | 0
F3_Industrial_Industrial - WA_Existing_Process_Natural Gas_Process Cooling_E6 | F3 | Industrial | Industrial - WA | Existing | Process | Natural Gas | Process Cooling | E6 | System - kBTUs of Consumption | 0 | 0 | 0 | 0 | 0 | 0 | 0 | 0 | 0 | 0 | 0 | 0 | 0 | 0 | 0 | 0 | 0 | 0 | 0 | 0 | 0 | 0 | 0 | 0 | 0 | 0 | 0
F3_Industrial_Industrial - WA_Existing_Process_Natural Gas_Process Cooling_E7 | F3 | Industrial | Industrial - WA | Existing | Process | Natural Gas | Process Cooling | E7 | System - kBTUs of Consumption | 0 | 0 | 0 | 0 | 0 | 0 | 0 | 0 | 0 | 0 | 0 | 0 | 0 | 0 | 0 | 0 | 0 | 0 | 0 | 0 | 0 | 0 | 0 | 0 | 0 | 0 | 0
F3_Industrial_Industrial - WA_Existing_Process_Natural Gas_Process Cooling_E8 | F3 | Industrial | Industrial - WA | Existing | Process | Natural Gas | Process Cooling | E8 | System - kBTUs of Consumption | 0 | 0 | 0 | 0 | 0 | 0 | 0 | 0 | 0 | 0 | 0 | 0 | 0 | 0 | 0 | 0 | 0 | 0 | 0 | 0 | 0 | 0 | 0 | 0 | 0 | 0 | 0
F3_Industrial_Industrial - WA_Existing_Process_Natural Gas_Process Cooling_E9 | F3 | Industrial | Industrial - WA | Existing | Process | Natural Gas | Process Cooling | E9 | System - kBTUs of Consumption | 0 | 0 | 0 | 0 | 0 | 0 | 0 | 0 | 0 | 0 | 0 | 0 | 0 | 0 | 0 | 0 | 0 | 0 | 0 | 0 | 0 | 0 | 0 | 0 | 0 | 0 | 0
F3_Industrial_Industrial - WA_Existing_Process_Natural Gas_Process Cooling_E10 | F3 | Industrial | Industrial - WA | Existing | Process | Natural Gas | Process Cooling | E10 | System - kBTUs of Consumption | 0 | 0 | 0 | 0 | 0 | 0 | 0 | 0 | 0 | 0 | 0 | 0 | 0 | 0 | 0 | 0 | 0 | 0 | 0 | 0 | 0 | 0 | 0 | 0 | 0 | 0 | 0
F4_Industrial_Industrial - WA_Existing_Process_Natural Gas_Process Cooling_E1 | F4 | Industrial | Industrial - WA | Existing | Process | Natural Gas | Process Cooling | E1 | Utility - Cost of Equipment | 1.739 | 1.739 | 1.739 | 1.739 | 1.739 | 1.739 | 1.739 | 1.739 | 1.739 | 1.739 | 1.739 | 1.739 | 1.739 | 1.739 | 1.739 | 1.739 | 1.739 | 1.739 | 1.739 | 1.739 | 1.739 | 1.739 | 1.739 | 1.739 | 1.739 | 1.739 | 1.739
F4_Industrial_Industrial - WA_Existing_Process_Natural Gas_Process Cooling_E2 | F4 | Industrial | Industrial - WA | Existing | Process | Natural Gas | Process Cooling | E2 | Utility - Cost of Equipment | 0 | 0 | 0 | 0 | 0 | 0 | 0 | 0 | 0 | 0 | 0 | 0 | 0 | 0 | 0 | 0 | 0 | 0 | 0 | 0 | 0 | 0 | 0 | 0 | 0 | 0 | 0
F4_Industrial_Industrial - WA_Existing_Process_Natural Gas_Process Cooling_E3 | F4 | Industrial | Industrial - WA | Existing | Process | Natural Gas | Process Cooling | E3 | Utility - Cost of Equipment | 0 | 0 | 0 | 0 | 0 | 0 | 0 | 0 | 0 | 0 | 0 | 0 | 0 | 0 | 0 | 0 | 0 | 0 | 0 | 0 | 0 | 0 | 0 | 0 | 0 | 0 | 0
F4_Industrial_Industrial - WA_Existing_Process_Natural Gas_Process Cooling_E4 | F4 | Industrial | Industrial - WA | Existing | Process | Natural Gas | Process Cooling | E4 | Utility - Cost of Equipment | 0 | 0 | 0 | 0 | 0 | 0 | 0 | 0 | 0 | 0 | 0 | 0 | 0 | 0 | 0 | 0 | 0 | 0 | 0 | 0 | 0 | 0 | 0 | 0 | 0 | 0 | 0
F4_Industrial_Industrial - WA_Existing_Process_Natural Gas_Process Cooling_E5 | F4 | Industrial | Industrial - WA | Existing | Process | Natural Gas | Process Cooling | E5 | Utility - Cost of Equipment | 0 | 0 | 0 | 0 | 0 | 0 | 0 | 0 | 0 | 0 | 0 | 0 | 0 | 0 | 0 | 0 | 0 | 0 | 0 | 0 | 0 | 0 | 0 | 0 | 0 | 0 | 0
F4_Industrial_Industrial - WA_Existing_Process_Natural Gas_Process Cooling_E6 | F4 | Industrial | Industrial - WA | Existing | Process | Natural Gas | Process Cooling | E6 | Utility - Cost of Equipment | 0 | 0 | 0 | 0 | 0 | 0 | 0 | 0 | 0 | 0 | 0 | 0 | 0 | 0 | 0 | 0 | 0 | 0 | 0 | 0 | 0 | 0 | 0 | 0 | 0 | 0 | 0
F4_Industrial_Industrial - WA_Existing_Process_Natural Gas_Process Cooling_E7 | F4 | Industrial | Industrial - WA | Existing | Process | Natural Gas | Process Cooling | E7 | Utility - Cost of Equipment | 0 | 0 | 0 | 0 | 0 | 0 | 0 | 0 | 0 | 0 | 0 | 0 | 0 | 0 | 0 | 0 | 0 | 0 | 0 | 0 | 0 | 0 | 0 | 0 | 0 | 0 | 0
F4_Industrial_Industrial - WA_Existing_Process_Natural Gas_Process Cooling_E8 | F4 | Industrial | Industrial - WA | Existing | Process | Natural Gas | Process Cooling | E8 | Utility - Cost of Equipment | 0 | 0 | 0 | 0 | 0 | 0 | 0 | 0 | 0 | 0 | 0 | 0 | 0 | 0 | 0 | 0 | 0 | 0 | 0 | 0 | 0 | 0 | 0 | 0 | 0 | 0 | 0
F4_Industrial_Industrial - WA_Existing_Process_Natural Gas_Process Cooling_E9 | F4 | Industrial | Industrial - WA | Existing | Process | Natural Gas | Process Cooling | E9 | Utility - Cost of Equipment | 0 | 0 | 0 | 0 | 0 | 0 | 0 | 0 | 0 | 0 | 0 | 0 | 0 | 0 | 0 | 0 | 0 | 0 | 0 | 0 | 0 | 0 | 0 | 0 | 0 | 0 | 0
F4_Industrial_Industrial - WA_Existing_Process_Natural Gas_Process Cooling_E10 | F4 | Industrial | Industrial - WA | Existing | Process | Natural Gas | Process Cooling | E10 | Utility - Cost of Equipment | 0 | 0 | 0 | 0 | 0 | 0 | 0 | 0 | 0 | 0 | 0 | 0 | 0 | 0 | 0 | 0 | 0 | 0 | 0 | 0 | 0 | 0 | 0 | 0 | 0 | 0 | 0
F5_Industrial_Industrial - WA_Existing_Process_Natural Gas_Process Cooling_E1 | F5 | Industrial | Industrial - WA | Existing | Process | Natural Gas | Process Cooling | E1 | Utility - Cost of Operation | 7.7245 | 7.6771 | 7.6382 | 7.6424 | 7.9398 | 8.4112 | 8.5115 | 8.6569 | 8.8199 | 8.9852 | 9.1575 | 9.3367 | 9.5277 | 9.7161 | 9.895 | 10.0388 | 10.112 | 10.087 | 9.9392 | 9.6419 | 9.1712 | 8.5281 | 7.9074 | 7.4769 | 7.2754 | 7.3111 | 7.3469
F5_Industrial_Industrial - WA_Existing_Process_Natural Gas_Process Cooling_E2 | F5 | Industrial | Industrial - WA | Existing | Process | Natural Gas | Process Cooling | E2 | Utility - Cost of Operation | 0 | 0 | 0 | 0 | 0 | 0 | 0 | 0 | 0 | 0 | 0 | 0 | 0 | 0 | 0 | 0 | 0 | 0 | 0 | 0 | 0 | 0 | 0 | 0 | 0 | 0 | 0
F5_Industrial_Industrial - WA_Existing_Process_Natural Gas_Process Cooling_E3 | F5 | Industrial | Industrial - WA | Existing | Process | Natural Gas | Process Cooling | E3 | Utility - Cost of Operation | 0 | 0 | 0 | 0 | 0 | 0 | 0 | 0 | 0 | 0 | 0 | 0 | 0 | 0 | 0 | 0 | 0 | 0 | 0 | 0 | 0 | 0 | 0 | 0 | 0 | 0 | 0
F5_Industrial_Industrial - WA_Existing_Process_Natural Gas_Process Cooling_E4 | F5 | Industrial | Industrial - WA | Existing | Process | Natural Gas | Process Cooling | E4 | Utility - Cost of Operation | 0 | 0 | 0 | 0 | 0 | 0 | 0 | 0 | 0 | 0 | 0 | 0 | 0 | 0 | 0 | 0 | 0 | 0 | 0 | 0 | 0 | 0 | 0 | 0 | 0 | 0 | 0
F5_Industrial_Industrial - WA_Existing_Process_Natural Gas_Process Cooling_E5 | F5 | Industrial | Industrial - WA | Existing | Process | Natural Gas | Process Cooling | E5 | Utility - Cost of Operation | 0 | 0 | 0 | 0 | 0 | 0 | 0 | 0 | 0 | 0 | 0 | 0 | 0 | 0 | 0 | 0 | 0 | 0 | 0 | 0 | 0 | 0 | 0 | 0 | 0 | 0 | 0
F5_Industrial_Industrial - WA_Existing_Process_Natural Gas_Process Cooling_E6 | F5 | Industrial | Industrial - WA | Existing | Process | Natural Gas | Process Cooling | E6 | Utility - Cost of Operation | 0 | 0 | 0 | 0 | 0 | 0 | 0 | 0 | 0 | 0 | 0 | 0 | 0 | 0 | 0 | 0 | 0 | 0 | 0 | 0 | 0 | 0 | 0 | 0 | 0 | 0 | 0
F5_Industrial_Industrial - WA_Existing_Process_Natural Gas_Process Cooling_E7 | F5 | Industrial | Industrial - WA | Existing | Process | Natural Gas | Process Cooling | E7 | Utility - Cost of Operation | 0 | 0 | 0 | 0 | 0 | 0 | 0 | 0 | 0 | 0 | 0 | 0 | 0 | 0 | 0 | 0 | 0 | 0 | 0 | 0 | 0 | 0 | 0 | 0 | 0 | 0 | 0
F5_Industrial_Industrial - WA_Existing_Process_Natural Gas_Process Cooling_E8 | F5 | Industrial | Industrial - WA | Existing | Process | Natural Gas | Process Cooling | E8 | Utility - Cost of Operation | 0 | 0 | 0 | 0 | 0 | 0 | 0 | 0 | 0 | 0 | 0 | 0 | 0 | 0 | 0 | 0 | 0 | 0 | 0 | 0 | 0 | 0 | 0 | 0 | 0 | 0 | 0
F5_Industrial_Industrial - WA_Existing_Process_Natural Gas_Process Cooling_E9 | F5 | Industrial | Industrial - WA | Existing | Process | Natural Gas | Process Cooling | E9 | Utility - Cost of Operation | 0 | 0 | 0 | 0 | 0 | 0 | 0 | 0 | 0 | 0 | 0 | 0 | 0 | 0 | 0 | 0 | 0 | 0 | 0 | 0 | 0 | 0 | 0 | 0 | 0 | 0 | 0
F5_Industrial_Industrial - WA_Existing_Process_Natural Gas_Process Cooling_E10 | F5 | Industrial | Industrial - WA | Existing | Process | Natural Gas | Process Cooling | E10 | Utility - Cost of Operation | 0 | 0 | 0 | 0 | 0 | 0 | 0 | 0 | 0 | 0 | 0 | 0 | 0 | 0 | 0 | 0 | 0 | 0 | 0 | 0 | 0 | 0 | 0 | 0 | 0 | 0 | 0
F6_Industrial_Industrial - WA_Existing_Process_Natural Gas_Process Cooling_E1 | F6 | Industrial | Industrial - WA | Existing | Process | Natural Gas | Process Cooling | E1 | Utility - Value of Sales | 0 | 0 | 0 | 0 | 0 | 0 | 0 | 0 | 0 | 0 | 0 | 0 | 0 | 0 | 0 | 0 | 0 | 0 | 0 | 0 | 0 | 0 | 0 | 0 | 0 | 0 | 0
F6_Industrial_Industrial - WA_Existing_Process_Natural Gas_Process Cooling_E2 | F6 | Industrial | Industrial - WA | Existing | Process | Natural Gas | Process Cooling | E2 | Utility - Value of Sales | 0 | 0 | 0 | 0 | 0 | 0 | 0 | 0 | 0 | 0 | 0 | 0 | 0 | 0 | 0 | 0 | 0 | 0 | 0 | 0 | 0 | 0 | 0 | 0 | 0 | 0 | 0
F6_Industrial_Industrial - WA_Existing_Process_Natural Gas_Process Cooling_E3 | F6 | Industrial | Industrial - WA | Existing | Process | Natural Gas | Process Cooling | E3 | Utility - Value of Sales | 0 | 0 | 0 | 0 | 0 | 0 | 0 | 0 | 0 | 0 | 0 | 0 | 0 | 0 | 0 | 0 | 0 | 0 | 0 | 0 | 0 | 0 | 0 | 0 | 0 | 0 | 0
F6_Industrial_Industrial - WA_Existing_Process_Natural Gas_Process Cooling_E4 | F6 | Industrial | Industrial - WA | Existing | Process | Natural Gas | Process Cooling | E4 | Utility - Value of Sales | 0 | 0 | 0 | 0 | 0 | 0 | 0 | 0 | 0 | 0 | 0 | 0 | 0 | 0 | 0 | 0 | 0 | 0 | 0 | 0 | 0 | 0 | 0 | 0 | 0 | 0 | 0
F6_Industrial_Industrial - WA_Existing_Process_Natural Gas_Process Cooling_E5 | F6 | Industrial | Industrial - WA | Existing | Process | Natural Gas | Process Cooling | E5 | Utility - Value of Sales | 0 | 0 | 0 | 0 | 0 | 0 | 0 | 0 | 0 | 0 | 0 | 0 | 0 | 0 | 0 | 0 | 0 | 0 | 0 | 0 | 0 | 0 | 0 | 0 | 0 | 0 | 0
F6_Industrial_Industrial - WA_Existing_Process_Natural Gas_Process Cooling_E6 | F6 | Industrial | Industrial - WA | Existing | Process | Natural Gas | Process Cooling | E6 | Utility - Value of Sales | 0 | 0 | 0 | 0 | 0 | 0 | 0 | 0 | 0 | 0 | 0 | 0 | 0 | 0 | 0 | 0 | 0 | 0 | 0 | 0 | 0 | 0 | 0 | 0 | 0 | 0 | 0
F6_Industrial_Industrial - WA_Existing_Process_Natural Gas_Process Cooling_E7 | F6 | Industrial | Industrial - WA | Existing | Process | Natural Gas | Process Cooling | E7 | Utility - Value of Sales | 0 | 0 | 0 | 0 | 0 | 0 | 0 | 0 | 0 | 0 | 0 | 0 | 0 | 0 | 0 | 0 | 0 | 0 | 0 | 0 | 0 | 0 | 0 | 0 | 0 | 0 | 0
F6_Industrial_Industrial - WA_Existing_Process_Natural Gas_Process Cooling_E8 | F6 | Industrial | Industrial - WA | Existing | Process | Natural Gas | Process Cooling | E8 | Utility - Value of Sales | 0 | 0 | 0 | 0 | 0 | 0 | 0 | 0 | 0 | 0 | 0 | 0 | 0 | 0 | 0 | 0 | 0 | 0 | 0 | 0 | 0 | 0 | 0 | 0 | 0 | 0 | 0
F6_Industrial_Industrial - WA_Existing_Process_Natural Gas_Process Cooling_E9 | F6 | Industrial | Industrial - WA | Existing | Process | Natural Gas | Process Cooling | E9 | Utility - Value of Sales | 0 | 0 | 0 | 0 | 0 | 0 | 0 | 0 | 0 | 0 | 0 | 0 | 0 | 0 | 0 | 0 | 0 | 0 | 0 | 0 | 0 | 0 | 0 | 0 | 0 | 0 | 0
F6_Industrial_Industrial - WA_Existing_Process_Natural Gas_Process Cooling_E10 | F6 | Industrial | Industrial - WA | Existing | Process | Natural Gas | Process Cooling | E10 | Utility - Value of Sales | 0 | 0 | 0 | 0 | 0 | 0 | 0 | 0 | 0 | 0 | 0 | 0 | 0 | 0 | 0 | 0 | 0 | 0 | 0 | 0 | 0 | 0 | 0 | 0 | 0 | 0 | 0
F1_Industrial_Industrial - WA_Existing_Process_Natural Gas_Other Process_E1 | F1 | Industrial | Industrial - WA | Existing | Process | Natural Gas | Other Process | E1 | RVT - Cost of Equipment | 18.3317 | 18.3317 | 18.3317 | 18.3317 | 18.3317 | 18.3317 | 18.3317 | 18.3317 | 18.3317 | 18.3317 | 18.3317 | 18.3317 | 18.3317 | 18.3317 | 18.3317 | 18.3317 | 18.3317 | 18.3317 | 18.3317 | 18.3317 | 18.3317 | 18.3317 | 18.3317 | 18.3317 | 18.3317 | 18.3317 | 18.3317
F1_Industrial_Industrial - WA_Existing_Process_Natural Gas_Other Process_E2 | F1 | Industrial | Industrial - WA | Existing | Process | Natural Gas | Other Process | E2 | RVT - Cost of Equipment | 0 | 0 | 0 | 0 | 0 | 0 | 0 | 0 | 0 | 0 | 0 | 0 | 0 | 0 | 0 | 0 | 0 | 0 | 0 | 0 | 0 | 0 | 0 | 0 | 0 | 0 | 0
F1_Industrial_Industrial - WA_Existing_Process_Natural Gas_Other Process_E3 | F1 | Industrial | Industrial - WA | Existing | Process | Natural Gas | Other Process | E3 | RVT - Cost of Equipment | 0 | 0 | 0 | 0 | 0 | 0 | 0 | 0 | 0 | 0 | 0 | 0 | 0 | 0 | 0 | 0 | 0 | 0 | 0 | 0 | 0 | 0 | 0 | 0 | 0 | 0 | 0
F1_Industrial_Industrial - WA_Existing_Process_Natural Gas_Other Process_E4 | F1 | Industrial | Industrial - WA | Existing | Process | Natural Gas | Other Process | E4 | RVT - Cost of Equipment | 0 | 0 | 0 | 0 | 0 | 0 | 0 | 0 | 0 | 0 | 0 | 0 | 0 | 0 | 0 | 0 | 0 | 0 | 0 | 0 | 0 | 0 | 0 | 0 | 0 | 0 | 0
F1_Industrial_Industrial - WA_Existing_Process_Natural Gas_Other Process_E5 | F1 | Industrial | Industrial - WA | Existing | Process | Natural Gas | Other Process | E5 | RVT - Cost of Equipment | 0 | 0 | 0 | 0 | 0 | 0 | 0 | 0 | 0 | 0 | 0 | 0 | 0 | 0 | 0 | 0 | 0 | 0 | 0 | 0 | 0 | 0 | 0 | 0 | 0 | 0 | 0
F1_Industrial_Industrial - WA_Existing_Process_Natural Gas_Other Process_E6 | F1 | Industrial | Industrial - WA | Existing | Process | Natural Gas | Other Process | E6 | RVT - Cost of Equipment | 0 | 0 | 0 | 0 | 0 | 0 | 0 | 0 | 0 | 0 | 0 | 0 | 0 | 0 | 0 | 0 | 0 | 0 | 0 | 0 | 0 | 0 | 0 | 0 | 0 | 0 | 0
F1_Industrial_Industrial - WA_Existing_Process_Natural Gas_Other Process_E7 | F1 | Industrial | Industrial - WA | Existing | Process | Natural Gas | Other Process | E7 | RVT - Cost of Equipment | 0 | 0 | 0 | 0 | 0 | 0 | 0 | 0 | 0 | 0 | 0 | 0 | 0 | 0 | 0 | 0 | 0 | 0 | 0 | 0 | 0 | 0 | 0 | 0 | 0 | 0 | 0
F1_Industrial_Industrial - WA_Existing_Process_Natural Gas_Other Process_E8 | F1 | Industrial | Industrial - WA | Existing | Process | Natural Gas | Other Process | E8 | RVT - Cost of Equipment | 0 | 0 | 0 | 0 | 0 | 0 | 0 | 0 | 0 | 0 | 0 | 0 | 0 | 0 | 0 | 0 | 0 | 0 | 0 | 0 | 0 | 0 | 0 | 0 | 0 | 0 | 0
F1_Industrial_Industrial - WA_Existing_Process_Natural Gas_Other Process_E9 | F1 | Industrial | Industrial - WA | Existing | Process | Natural Gas | Other Process | E9 | RVT - Cost of Equipment | 0 | 0 | 0 | 0 | 0 | 0 | 0 | 0 | 0 | 0 | 0 | 0 | 0 | 0 | 0 | 0 | 0 | 0 | 0 | 0 | 0 | 0 | 0 | 0 | 0 | 0 | 0
F1_Industrial_Industrial - WA_Existing_Process_Natural Gas_Other Process_E10 | F1 | Industrial | Industrial - WA | Existing | Process | Natural Gas | Other Process | E10 | RVT - Cost of Equipment | 0 | 0 | 0 | 0 | 0 | 0 | 0 | 0 | 0 | 0 | 0 | 0 | 0 | 0 | 0 | 0 | 0 | 0 | 0 | 0 | 0 | 0 | 0 | 0 | 0 | 0 | 0
F2_Industrial_Industrial - WA_Existing_Process_Natural Gas_Other Process_E1 | F2 | Industrial | Industrial - WA | Existing | Process | Natural Gas | Other Process | E1 | RVT - Cost of Operation | 0 | 0 | 0 | 0 | 0 | 0 | 0 | 0 | 0 | 0 | 0 | 0 | 0 | 0 | 0 | 0 | 0 | 0 | 0 | 0 | 0 | 0 | 0 | 0 | 0 | 0 | 0
F2_Industrial_Industrial - WA_Existing_Process_Natural Gas_Other Process_E2 | F2 | Industrial | Industrial - WA | Existing | Process | Natural Gas | Other Process | E2 | RVT - Cost of Operation | 0 | 0 | 0 | 0 | 0 | 0 | 0 | 0 | 0 | 0 | 0 | 0 | 0 | 0 | 0 | 0 | 0 | 0 | 0 | 0 | 0 | 0 | 0 | 0 | 0 | 0 | 0
F2_Industrial_Industrial - WA_Existing_Process_Natural Gas_Other Process_E3 | F2 | Industrial | Industrial - WA | Existing | Process | Natural Gas | Other Process | E3 | RVT - Cost of Operation | 0 | 0 | 0 | 0 | 0 | 0 | 0 | 0 | 0 | 0 | 0 | 0 | 0 | 0 | 0 | 0 | 0 | 0 | 0 | 0 | 0 | 0 | 0 | 0 | 0 | 0 | 0
F2_Industrial_Industrial - WA_Existing_Process_Natural Gas_Other Process_E4 | F2 | Industrial | Industrial - WA | Existing | Process | Natural Gas | Other Process | E4 | RVT - Cost of Operation | 0 | 0 | 0 | 0 | 0 | 0 | 0 | 0 | 0 | 0 | 0 | 0 | 0 | 0 | 0 | 0 | 0 | 0 | 0 | 0 | 0 | 0 | 0 | 0 | 0 | 0 | 0
F2_Industrial_Industrial - WA_Existing_Process_Natural Gas_Other Process_E5 | F2 | Industrial | Industrial - WA | Existing | Process | Natural Gas | Other Process | E5 | RVT - Cost of Operation | 0 | 0 | 0 | 0 | 0 | 0 | 0 | 0 | 0 | 0 | 0 | 0 | 0 | 0 | 0 | 0 | 0 | 0 | 0 | 0 | 0 | 0 | 0 | 0 | 0 | 0 | 0
F2_Industrial_Industrial - WA_Existing_Process_Natural Gas_Other Process_E6 | F2 | Industrial | Industrial - WA | Existing | Process | Natural Gas | Other Process | E6 | RVT - Cost of Operation | 0 | 0 | 0 | 0 | 0 | 0 | 0 | 0 | 0 | 0 | 0 | 0 | 0 | 0 | 0 | 0 | 0 | 0 | 0 | 0 | 0 | 0 | 0 | 0 | 0 | 0 | 0
F2_Industrial_Industrial - WA_Existing_Process_Natural Gas_Other Process_E7 | F2 | Industrial | Industrial - WA | Existing | Process | Natural Gas | Other Process | E7 | RVT - Cost of Operation | 0 | 0 | 0 | 0 | 0 | 0 | 0 | 0 | 0 | 0 | 0 | 0 | 0 | 0 | 0 | 0 | 0 | 0 | 0 | 0 | 0 | 0 | 0 | 0 | 0 | 0 | 0
F2_Industrial_Industrial - WA_Existing_Process_Natural Gas_Other Process_E8 | F2 | Industrial | Industrial - WA | Existing | Process | Natural Gas | Other Process | E8 | RVT - Cost of Operation | 0 | 0 | 0 | 0 | 0 | 0 | 0 | 0 | 0 | 0 | 0 | 0 | 0 | 0 | 0 | 0 | 0 | 0 | 0 | 0 | 0 | 0 | 0 | 0 | 0 | 0 | 0
F2_Industrial_Industrial - WA_Existing_Process_Natural Gas_Other Process_E9 | F2 | Industrial | Industrial - WA | Existing | Process | Natural Gas | Other Process | E9 | RVT - Cost of Operation | 0 | 0 | 0 | 0 | 0 | 0 | 0 | 0 | 0 | 0 | 0 | 0 | 0 | 0 | 0 | 0 | 0 | 0 | 0 | 0 | 0 | 0 | 0 | 0 | 0 | 0 | 0
F2_Industrial_Industrial - WA_Existing_Process_Natural Gas_Other Process_E10 | F2 | Industrial | Industrial - WA | Existing | Process | Natural Gas | Other Process | E10 | RVT - Cost of Operation | 0 | 0 | 0 | 0 | 0 | 0 | 0 | 0 | 0 | 0 | 0 | 0 | 0 | 0 | 0 | 0 | 0 | 0 | 0 | 0 | 0 | 0 | 0 | 0 | 0 | 0 | 0
F3_Industrial_Industrial - WA_Existing_Process_Natural Gas_Other Process_E1 | F3 | Industrial | Industrial - WA | Existing | Process | Natural Gas | Other Process | E1 | System - kBTUs of Consumption | 7013.5411 | 7013.5411 | 7013.5411 | 7013.5411 | 7013.5411 | 7013.5411 | 7013.5411 | 7013.5411 | 7013.5411 | 7013.5411 | 7013.5411 | 7013.5411 | 7013.5411 | 7013.5411 | 7013.5411 | 7013.5411 | 7013.5411 | 7013.5411 | 7013.5411 | 7013.5411 | 7013.5411 | 7013.5411 | 7013.5411 | 7013.5411 | 7013.5411 | 7013.5411 | 7013.5411
F3_Industrial_Industrial - WA_Existing_Process_Natural Gas_Other Process_E2 | F3 | Industrial | Industrial - WA | Existing | Process | Natural Gas | Other Process | E2 | System - kBTUs of Consumption | 0 | 0 | 0 | 0 | 0 | 0 | 0 | 0 | 0 | 0 | 0 | 0 | 0 | 0 | 0 | 0 | 0 | 0 | 0 | 0 | 0 | 0 | 0 | 0 | 0 | 0 | 0
F3_Industrial_Industrial - WA_Existing_Process_Natural Gas_Other Process_E3 | F3 | Industrial | Industrial - WA | Existing | Process | Natural Gas | Other Process | E3 | System - kBTUs of Consumption | 0 | 0 | 0 | 0 | 0 | 0 | 0 | 0 | 0 | 0 | 0 | 0 | 0 | 0 | 0 | 0 | 0 | 0 | 0 | 0 | 0 | 0 | 0 | 0 | 0 | 0 | 0
F3_Industrial_Industrial - WA_Existing_Process_Natural Gas_Other Process_E4 | F3 | Industrial | Industrial - WA | Existing | Process | Natural Gas | Other Process | E4 | System - kBTUs of Consumption | 0 | 0 | 0 | 0 | 0 | 0 | 0 | 0 | 0 | 0 | 0 | 0 | 0 | 0 | 0 | 0 | 0 | 0 | 0 | 0 | 0 | 0 | 0 | 0 | 0 | 0 | 0
F3_Industrial_Industrial - WA_Existing_Process_Natural Gas_Other Process_E5 | F3 | Industrial | Industrial - WA | Existing | Process | Natural Gas | Other Process | E5 | System - kBTUs of Consumption | 0 | 0 | 0 | 0 | 0 | 0 | 0 | 0 | 0 | 0 | 0 | 0 | 0 | 0 | 0 | 0 | 0 | 0 | 0 | 0 | 0 | 0 | 0 | 0 | 0 | 0 | 0
F3_Industrial_Industrial - WA_Existing_Process_Natural Gas_Other Process_E6 | F3 | Industrial | Industrial - WA | Existing | Process | Natural Gas | Other Process | E6 | System - kBTUs of Consumption | 0 | 0 | 0 | 0 | 0 | 0 | 0 | 0 | 0 | 0 | 0 | 0 | 0 | 0 | 0 | 0 | 0 | 0 | 0 | 0 | 0 | 0 | 0 | 0 | 0 | 0 | 0
F3_Industrial_Industrial - WA_Existing_Process_Natural Gas_Other Process_E7 | F3 | Industrial | Industrial - WA | Existing | Process | Natural Gas | Other Process | E7 | System - kBTUs of Consumption | 0 | 0 | 0 | 0 | 0 | 0 | 0 | 0 | 0 | 0 | 0 | 0 | 0 | 0 | 0 | 0 | 0 | 0 | 0 | 0 | 0 | 0 | 0 | 0 | 0 | 0 | 0
F3_Industrial_Industrial - WA_Existing_Process_Natural Gas_Other Process_E8 | F3 | Industrial | Industrial - WA | Existing | Process | Natural Gas | Other Process | E8 | System - kBTUs of Consumption | 0 | 0 | 0 | 0 | 0 | 0 | 0 | 0 | 0 | 0 | 0 | 0 | 0 | 0 | 0 | 0 | 0 | 0 | 0 | 0 | 0 | 0 | 0 | 0 | 0 | 0 | 0
F3_Industrial_Industrial - WA_Existing_Process_Natural Gas_Other Process_E9 | F3 | Industrial | Industrial - WA | Existing | Process | Natural Gas | Other Process | E9 | System - kBTUs of Consumption | 0 | 0 | 0 | 0 | 0 | 0 | 0 | 0 | 0 | 0 | 0 | 0 | 0 | 0 | 0 | 0 | 0 | 0 | 0 | 0 | 0 | 0 | 0 | 0 | 0 | 0 | 0
F3_Industrial_Industrial - WA_Existing_Process_Natural Gas_Other Process_E10 | F3 | Industrial | Industrial - WA | Existing | Process | Natural Gas | Other Process | E10 | System - kBTUs of Consumption | 0 | 0 | 0 | 0 | 0 | 0 | 0 | 0 | 0 | 0 | 0 | 0 | 0 | 0 | 0 | 0 | 0 | 0 | 0 | 0 | 0 | 0 | 0 | 0 | 0 | 0 | 0
F4_Industrial_Industrial - WA_Existing_Process_Natural Gas_Other Process_E1 | F4 | Industrial | Industrial - WA | Existing | Process | Natural Gas | Other Process | E1 | Utility - Cost of Equipment | 18.3317 | 18.3317 | 18.3317 | 18.3317 | 18.3317 | 18.3317 | 18.3317 | 18.3317 | 18.3317 | 18.3317 | 18.3317 | 18.3317 | 18.3317 | 18.3317 | 18.3317 | 18.3317 | 18.3317 | 18.3317 | 18.3317 | 18.3317 | 18.3317 | 18.3317 | 18.3317 | 18.3317 | 18.3317 | 18.3317 | 18.3317
F4_Industrial_Industrial - WA_Existing_Process_Natural Gas_Other Process_E2 | F4 | Industrial | Industrial - WA | Existing | Process | Natural Gas | Other Process | E2 | Utility - Cost of Equipment | 0 | 0 | 0 | 0 | 0 | 0 | 0 | 0 | 0 | 0 | 0 | 0 | 0 | 0 | 0 | 0 | 0 | 0 | 0 | 0 | 0 | 0 | 0 | 0 | 0 | 0 | 0
F4_Industrial_Industrial - WA_Existing_Process_Natural Gas_Other Process_E3 | F4 | Industrial | Industrial - WA | Existing | Process | Natural Gas | Other Process | E3 | Utility - Cost of Equipment | 0 | 0 | 0 | 0 | 0 | 0 | 0 | 0 | 0 | 0 | 0 | 0 | 0 | 0 | 0 | 0 | 0 | 0 | 0 | 0 | 0 | 0 | 0 | 0 | 0 | 0 | 0
F4_Industrial_Industrial - WA_Existing_Process_Natural Gas_Other Process_E4 | F4 | Industrial | Industrial - WA | Existing | Process | Natural Gas | Other Process | E4 | Utility - Cost of Equipment | 0 | 0 | 0 | 0 | 0 | 0 | 0 | 0 | 0 | 0 | 0 | 0 | 0 | 0 | 0 | 0 | 0 | 0 | 0 | 0 | 0 | 0 | 0 | 0 | 0 | 0 | 0
F4_Industrial_Industrial - WA_Existing_Process_Natural Gas_Other Process_E5 | F4 | Industrial | Industrial - WA | Existing | Process | Natural Gas | Other Process | E5 | Utility - Cost of Equipment | 0 | 0 | 0 | 0 | 0 | 0 | 0 | 0 | 0 | 0 | 0 | 0 | 0 | 0 | 0 | 0 | 0 | 0 | 0 | 0 | 0 | 0 | 0 | 0 | 0 | 0 | 0
F4_Industrial_Industrial - WA_Existing_Process_Natural Gas_Other Process_E6 | F4 | Industrial | Industrial - WA | Existing | Process | Natural Gas | Other Process | E6 | Utility - Cost of Equipment | 0 | 0 | 0 | 0 | 0 | 0 | 0 | 0 | 0 | 0 | 0 | 0 | 0 | 0 | 0 | 0 | 0 | 0 | 0 | 0 | 0 | 0 | 0 | 0 | 0 | 0 | 0
F4_Industrial_Industrial - WA_Existing_Process_Natural Gas_Other Process_E7 | F4 | Industrial | Industrial - WA | Existing | Process | Natural Gas | Other Process | E7 | Utility - Cost of Equipment | 0 | 0 | 0 | 0 | 0 | 0 | 0 | 0 | 0 | 0 | 0 | 0 | 0 | 0 | 0 | 0 | 0 | 0 | 0 | 0 | 0 | 0 | 0 | 0 | 0 | 0 | 0
F4_Industrial_Industrial - WA_Existing_Process_Natural Gas_Other Process_E8 | F4 | Industrial | Industrial - WA | Existing | Process | Natural Gas | Other Process | E8 | Utility - Cost of Equipment | 0 | 0 | 0 | 0 | 0 | 0 | 0 | 0 | 0 | 0 | 0 | 0 | 0 | 0 | 0 | 0 | 0 | 0 | 0 | 0 | 0 | 0 | 0 | 0 | 0 | 0 | 0
F4_Industrial_Industrial - WA_Existing_Process_Natural Gas_Other Process_E9 | F4 | Industrial | Industrial - WA | Existing | Process | Natural Gas | Other Process | E9 | Utility - Cost of Equipment | 0 | 0 | 0 | 0 | 0 | 0 | 0 | 0 | 0 | 0 | 0 | 0 | 0 | 0 | 0 | 0 | 0 | 0 | 0 | 0 | 0 | 0 | 0 | 0 | 0 | 0 | 0
F4_Industrial_Industrial - WA_Existing_Process_Natural Gas_Other Process_E10 | F4 | Industrial | Industrial - WA | Existing | Process | Natural Gas | Other Process | E10 | Utility - Cost of Equipment | 0 | 0 | 0 | 0 | 0 | 0 | 0 | 0 | 0 | 0 | 0 | 0 | 0 | 0 | 0 | 0 | 0 | 0 | 0 | 0 | 0 | 0 | 0 | 0 | 0 | 0 | 0
F5_Industrial_Industrial - WA_Existing_Process_Natural Gas_Other Process_E1 | F5 | Industrial | Industrial - WA | Existing | Process | Natural Gas | Other Process | E1 | Utility - Cost of Operation | 81.4292 | 80.9291 | 80.5192 | 80.5637 | 83.6987 | 88.668 | 89.7249 | 91.2579 | 92.9768 | 94.7185 | 96.5358 | 98.4241 | 100.4377 | 102.4241 | 104.3097 | 105.8258 | 106.5976 | 106.3339 | 104.7755 | 101.642 | 96.6795 | 89.9006 | 83.357 | 78.8186 | 76.6952 | 77.0711 | 77.4489
F5_Industrial_Industrial - WA_Existing_Process_Natural Gas_Other Process_E2 | F5 | Industrial | Industrial - WA | Existing | Process | Natural Gas | Other Process | E2 | Utility - Cost of Operation | 0 | 0 | 0 | 0 | 0 | 0 | 0 | 0 | 0 | 0 | 0 | 0 | 0 | 0 | 0 | 0 | 0 | 0 | 0 | 0 | 0 | 0 | 0 | 0 | 0 | 0 | 0
F5_Industrial_Industrial - WA_Existing_Process_Natural Gas_Other Process_E3 | F5 | Industrial | Industrial - WA | Existing | Process | Natural Gas | Other Process | E3 | Utility - Cost of Operation | 0 | 0 | 0 | 0 | 0 | 0 | 0 | 0 | 0 | 0 | 0 | 0 | 0 | 0 | 0 | 0 | 0 | 0 | 0 | 0 | 0 | 0 | 0 | 0 | 0 | 0 | 0
F5_Industrial_Industrial - WA_Existing_Process_Natural Gas_Other Process_E4 | F5 | Industrial | Industrial - WA | Existing | Process | Natural Gas | Other Process | E4 | Utility - Cost of Operation | 0 | 0 | 0 | 0 | 0 | 0 | 0 | 0 | 0 | 0 | 0 | 0 | 0 | 0 | 0 | 0 | 0 | 0 | 0 | 0 | 0 | 0 | 0 | 0 | 0 | 0 | 0
F5_Industrial_Industrial - WA_Existing_Process_Natural Gas_Other Process_E5 | F5 | Industrial | Industrial - WA | Existing | Process | Natural Gas | Other Process | E5 | Utility - Cost of Operation | 0 | 0 | 0 | 0 | 0 | 0 | 0 | 0 | 0 | 0 | 0 | 0 | 0 | 0 | 0 | 0 | 0 | 0 | 0 | 0 | 0 | 0 | 0 | 0 | 0 | 0 | 0
F5_Industrial_Industrial - WA_Existing_Process_Natural Gas_Other Process_E6 | F5 | Industrial | Industrial - WA | Existing | Process | Natural Gas | Other Process | E6 | Utility - Cost of Operation | 0 | 0 | 0 | 0 | 0 | 0 | 0 | 0 | 0 | 0 | 0 | 0 | 0 | 0 | 0 | 0 | 0 | 0 | 0 | 0 | 0 | 0 | 0 | 0 | 0 | 0 | 0
F5_Industrial_Industrial - WA_Existing_Process_Natural Gas_Other Process_E7 | F5 | Industrial | Industrial - WA | Existing | Process | Natural Gas | Other Process | E7 | Utility - Cost of Operation | 0 | 0 | 0 | 0 | 0 | 0 | 0 | 0 | 0 | 0 | 0 | 0 | 0 | 0 | 0 | 0 | 0 | 0 | 0 | 0 | 0 | 0 | 0 | 0 | 0 | 0 | 0
F5_Industrial_Industrial - WA_Existing_Process_Natural Gas_Other Process_E8 | F5 | Industrial | Industrial - WA | Existing | Process | Natural Gas | Other Process | E8 | Utility - Cost of Operation | 0 | 0 | 0 | 0 | 0 | 0 | 0 | 0 | 0 | 0 | 0 | 0 | 0 | 0 | 0 | 0 | 0 | 0 | 0 | 0 | 0 | 0 | 0 | 0 | 0 | 0 | 0
F5_Industrial_Industrial - WA_Existing_Process_Natural Gas_Other Process_E9 | F5 | Industrial | Industrial - WA | Existing | Process | Natural Gas | Other Process | E9 | Utility - Cost of Operation | 0 | 0 | 0 | 0 | 0 | 0 | 0 | 0 | 0 | 0 | 0 | 0 | 0 | 0 | 0 | 0 | 0 | 0 | 0 | 0 | 0 | 0 | 0 | 0 | 0 | 0 | 0
F5_Industrial_Industrial - WA_Existing_Process_Natural Gas_Other Process_E10 | F5 | Industrial | Industrial - WA | Existing | Process | Natural Gas | Other Process | E10 | Utility - Cost of Operation | 0 | 0 | 0 | 0 | 0 | 0 | 0 | 0 | 0 | 0 | 0 | 0 | 0 | 0 | 0 | 0 | 0 | 0 | 0 | 0 | 0 | 0 | 0 | 0 | 0 | 0 | 0
F6_Industrial_Industrial - WA_Existing_Process_Natural Gas_Other Process_E1 | F6 | Industrial | Industrial - WA | Existing | Process | Natural Gas | Other Process | E1 | Utility - Value of Sales | 0 | 0 | 0 | 0 | 0 | 0 | 0 | 0 | 0 | 0 | 0 | 0 | 0 | 0 | 0 | 0 | 0 | 0 | 0 | 0 | 0 | 0 | 0 | 0 | 0 | 0 | 0
F6_Industrial_Industrial - WA_Existing_Process_Natural Gas_Other Process_E2 | F6 | Industrial | Industrial - WA | Existing | Process | Natural Gas | Other Process | E2 | Utility - Value of Sales | 0 | 0 | 0 | 0 | 0 | 0 | 0 | 0 | 0 | 0 | 0 | 0 | 0 | 0 | 0 | 0 | 0 | 0 | 0 | 0 | 0 | 0 | 0 | 0 | 0 | 0 | 0
F6_Industrial_Industrial - WA_Existing_Process_Natural Gas_Other Process_E3 | F6 | Industrial | Industrial - WA | Existing | Process | Natural Gas | Other Process | E3 | Utility - Value of Sales | 0 | 0 | 0 | 0 | 0 | 0 | 0 | 0 | 0 | 0 | 0 | 0 | 0 | 0 | 0 | 0 | 0 | 0 | 0 | 0 | 0 | 0 | 0 | 0 | 0 | 0 | 0
F6_Industrial_Industrial - WA_Existing_Process_Natural Gas_Other Process_E4 | F6 | Industrial | Industrial - WA | Existing | Process | Natural Gas | Other Process | E4 | Utility - Value of Sales | 0 | 0 | 0 | 0 | 0 | 0 | 0 | 0 | 0 | 0 | 0 | 0 | 0 | 0 | 0 | 0 | 0 | 0 | 0 | 0 | 0 | 0 | 0 | 0 | 0 | 0 | 0
F6_Industrial_Industrial - WA_Existing_Process_Natural Gas_Other Process_E5 | F6 | Industrial | Industrial - WA | Existing | Process | Natural Gas | Other Process | E5 | Utility - Value of Sales | 0 | 0 | 0 | 0 | 0 | 0 | 0 | 0 | 0 | 0 | 0 | 0 | 0 | 0 | 0 | 0 | 0 | 0 | 0 | 0 | 0 | 0 | 0 | 0 | 0 | 0 | 0
F6_Industrial_Industrial - WA_Existing_Process_Natural Gas_Other Process_E6 | F6 | Industrial | Industrial - WA | Existing | Process | Natural Gas | Other Process | E6 | Utility - Value of Sales | 0 | 0 | 0 | 0 | 0 | 0 | 0 | 0 | 0 | 0 | 0 | 0 | 0 | 0 | 0 | 0 | 0 | 0 | 0 | 0 | 0 | 0 | 0 | 0 | 0 | 0 | 0
F6_Industrial_Industrial - WA_Existing_Process_Natural Gas_Other Process_E7 | F6 | Industrial | Industrial - WA | Existing | Process | Natural Gas | Other Process | E7 | Utility - Value of Sales | 0 | 0 | 0 | 0 | 0 | 0 | 0 | 0 | 0 | 0 | 0 | 0 | 0 | 0 | 0 | 0 | 0 | 0 | 0 | 0 | 0 | 0 | 0 | 0 | 0 | 0 | 0
F6_Industrial_Industrial - WA_Existing_Process_Natural Gas_Other Process_E8 | F6 | Industrial | Industrial - WA | Existing | Process | Natural Gas | Other Process | E8 | Utility - Value of Sales | 0 | 0 | 0 | 0 | 0 | 0 | 0 | 0 | 0 | 0 | 0 | 0 | 0 | 0 | 0 | 0 | 0 | 0 | 0 | 0 | 0 | 0 | 0 | 0 | 0 | 0 | 0
F6_Industrial_Industrial - WA_Existing_Process_Natural Gas_Other Process_E9 | F6 | Industrial | Industrial - WA | Existing | Process | Natural Gas | Other Process | E9 | Utility - Value of Sales | 0 | 0 | 0 | 0 | 0 | 0 | 0 | 0 | 0 | 0 | 0 | 0 | 0 | 0 | 0 | 0 | 0 | 0 | 0 | 0 | 0 | 0 | 0 | 0 | 0 | 0 | 0
F6_Industrial_Industrial - WA_Existing_Process_Natural Gas_Other Process_E10 | F6 | Industrial | Industrial - WA | Existing | Process | Natural Gas | Other Process | E10 | Utility - Value of Sales | 0 | 0 | 0 | 0 | 0 | 0 | 0 | 0 | 0 | 0 | 0 | 0 | 0 | 0 | 0 | 0 | 0 | 0 | 0 | 0 | 0 | 0 | 0 | 0 | 0 | 0 | 0
F1_Industrial_Industrial - WA_Existing_Miscellaneous_Natural Gas_Miscellaneous_E1 | F1 | Industrial | Industrial - WA | Existing | Miscellaneous | Natural Gas | Miscellaneous | E1 | RVT - Cost of Equipment | 21.5923 | 21.5923 | 21.5923 | 21.5923 | 21.5923 | 21.5923 | 21.5923 | 21.5923 | 21.5923 | 21.5923 | 21.5923 | 21.5923 | 21.5923 | 21.5923 | 21.5923 | 21.5923 | 21.5923 | 21.5923 | 21.5923 | 21.5923 | 21.5923 | 21.5923 | 21.5923 | 21.5923 | 21.5923 | 21.5923 | 21.5923
F1_Industrial_Industrial - WA_Existing_Miscellaneous_Natural Gas_Miscellaneous_E2 | F1 | Industrial | Industrial - WA | Existing | Miscellaneous | Natural Gas | Miscellaneous | E2 | RVT - Cost of Equipment | 0 | 0 | 0 | 0 | 0 | 0 | 0 | 0 | 0 | 0 | 0 | 0 | 0 | 0 | 0 | 0 | 0 | 0 | 0 | 0 | 0 | 0 | 0 | 0 | 0 | 0 | 0
F1_Industrial_Industrial - WA_Existing_Miscellaneous_Natural Gas_Miscellaneous_E3 | F1 | Industrial | Industrial - WA | Existing | Miscellaneous | Natural Gas | Miscellaneous | E3 | RVT - Cost of Equipment | 0 | 0 | 0 | 0 | 0 | 0 | 0 | 0 | 0 | 0 | 0 | 0 | 0 | 0 | 0 | 0 | 0 | 0 | 0 | 0 | 0 | 0 | 0 | 0 | 0 | 0 | 0
F1_Industrial_Industrial - WA_Existing_Miscellaneous_Natural Gas_Miscellaneous_E4 | F1 | Industrial | Industrial - WA | Existing | Miscellaneous | Natural Gas | Miscellaneous | E4 | RVT - Cost of Equipment | 0 | 0 | 0 | 0 | 0 | 0 | 0 | 0 | 0 | 0 | 0 | 0 | 0 | 0 | 0 | 0 | 0 | 0 | 0 | 0 | 0 | 0 | 0 | 0 | 0 | 0 | 0
F1_Industrial_Industrial - WA_Existing_Miscellaneous_Natural Gas_Miscellaneous_E5 | F1 | Industrial | Industrial - WA | Existing | Miscellaneous | Natural Gas | Miscellaneous | E5 | RVT - Cost of Equipment | 0 | 0 | 0 | 0 | 0 | 0 | 0 | 0 | 0 | 0 | 0 | 0 | 0 | 0 | 0 | 0 | 0 | 0 | 0 | 0 | 0 | 0 | 0 | 0 | 0 | 0 | 0
F1_Industrial_Industrial - WA_Existing_Miscellaneous_Natural Gas_Miscellaneous_E6 | F1 | Industrial | Industrial - WA | Existing | Miscellaneous | Natural Gas | Miscellaneous | E6 | RVT - Cost of Equipment | 0 | 0 | 0 | 0 | 0 | 0 | 0 | 0 | 0 | 0 | 0 | 0 | 0 | 0 | 0 | 0 | 0 | 0 | 0 | 0 | 0 | 0 | 0 | 0 | 0 | 0 | 0
F1_Industrial_Industrial - WA_Existing_Miscellaneous_Natural Gas_Miscellaneous_E7 | F1 | Industrial | Industrial - WA | Existing | Miscellaneous | Natural Gas | Miscellaneous | E7 | RVT - Cost of Equipment | 0 | 0 | 0 | 0 | 0 | 0 | 0 | 0 | 0 | 0 | 0 | 0 | 0 | 0 | 0 | 0 | 0 | 0 | 0 | 0 | 0 | 0 | 0 | 0 | 0 | 0 | 0
F1_Industrial_Industrial - WA_Existing_Miscellaneous_Natural Gas_Miscellaneous_E8 | F1 | Industrial | Industrial - WA | Existing | Miscellaneous | Natural Gas | Miscellaneous | E8 | RVT - Cost of Equipment | 0 | 0 | 0 | 0 | 0 | 0 | 0 | 0 | 0 | 0 | 0 | 0 | 0 | 0 | 0 | 0 | 0 | 0 | 0 | 0 | 0 | 0 | 0 | 0 | 0 | 0 | 0
F1_Industrial_Industrial - WA_Existing_Miscellaneous_Natural Gas_Miscellaneous_E9 | F1 | Industrial | Industrial - WA | Existing | Miscellaneous | Natural Gas | Miscellaneous | E9 | RVT - Cost of Equipment | 0 | 0 | 0 | 0 | 0 | 0 | 0 | 0 | 0 | 0 | 0 | 0 | 0 | 0 | 0 | 0 | 0 | 0 | 0 | 0 | 0 | 0 | 0 | 0 | 0 | 0 | 0
F1_Industrial_Industrial - WA_Existing_Miscellaneous_Natural Gas_Miscellaneous_E10 | F1 | Industrial | Industrial - WA | Existing | Miscellaneous | Natural Gas | Miscellaneous | E10 | RVT - Cost of Equipment | 0 | 0 | 0 | 0 | 0 | 0 | 0 | 0 | 0 | 0 | 0 | 0 | 0 | 0 | 0 | 0 | 0 | 0 | 0 | 0 | 0 | 0 | 0 | 0 | 0 | 0 | 0
F2_Industrial_Industrial - WA_Existing_Miscellaneous_Natural Gas_Miscellaneous_E1 | F2 | Industrial | Industrial - WA | Existing | Miscellaneous | Natural Gas | Miscellaneous | E1 | RVT - Cost of Operation | 0 | 0 | 0 | 0 | 0 | 0 | 0 | 0 | 0 | 0 | 0 | 0 | 0 | 0 | 0 | 0 | 0 | 0 | 0 | 0 | 0 | 0 | 0 | 0 | 0 | 0 | 0
F2_Industrial_Industrial - WA_Existing_Miscellaneous_Natural Gas_Miscellaneous_E2 | F2 | Industrial | Industrial - WA | Existing | Miscellaneous | Natural Gas | Miscellaneous | E2 | RVT - Cost of Operation | 0 | 0 | 0 | 0 | 0 | 0 | 0 | 0 | 0 | 0 | 0 | 0 | 0 | 0 | 0 | 0 | 0 | 0 | 0 | 0 | 0 | 0 | 0 | 0 | 0 | 0 | 0
F2_Industrial_Industrial - WA_Existing_Miscellaneous_Natural Gas_Miscellaneous_E3 | F2 | Industrial | Industrial - WA | Existing | Miscellaneous | Natural Gas | Miscellaneous | E3 | RVT - Cost of Operation | 0 | 0 | 0 | 0 | 0 | 0 | 0 | 0 | 0 | 0 | 0 | 0 | 0 | 0 | 0 | 0 | 0 | 0 | 0 | 0 | 0 | 0 | 0 | 0 | 0 | 0 | 0
F2_Industrial_Industrial - WA_Existing_Miscellaneous_Natural Gas_Miscellaneous_E4 | F2 | Industrial | Industrial - WA | Existing | Miscellaneous | Natural Gas | Miscellaneous | E4 | RVT - Cost of Operation | 0 | 0 | 0 | 0 | 0 | 0 | 0 | 0 | 0 | 0 | 0 | 0 | 0 | 0 | 0 | 0 | 0 | 0 | 0 | 0 | 0 | 0 | 0 | 0 | 0 | 0 | 0
F2_Industrial_Industrial - WA_Existing_Miscellaneous_Natural Gas_Miscellaneous_E5 | F2 | Industrial | Industrial - WA | Existing | Miscellaneous | Natural Gas | Miscellaneous | E5 | RVT - Cost of Operation | 0 | 0 | 0 | 0 | 0 | 0 | 0 | 0 | 0 | 0 | 0 | 0 | 0 | 0 | 0 | 0 | 0 | 0 | 0 | 0 | 0 | 0 | 0 | 0 | 0 | 0 | 0
F2_Industrial_Industrial - WA_Existing_Miscellaneous_Natural Gas_Miscellaneous_E6 | F2 | Industrial | Industrial - WA | Existing | Miscellaneous | Natural Gas | Miscellaneous | E6 | RVT - Cost of Operation | 0 | 0 | 0 | 0 | 0 | 0 | 0 | 0 | 0 | 0 | 0 | 0 | 0 | 0 | 0 | 0 | 0 | 0 | 0 | 0 | 0 | 0 | 0 | 0 | 0 | 0 | 0
F2_Industrial_Industrial - WA_Existing_Miscellaneous_Natural Gas_Miscellaneous_E7 | F2 | Industrial | Industrial - WA | Existing | Miscellaneous | Natural Gas | Miscellaneous | E7 | RVT - Cost of Operation | 0 | 0 | 0 | 0 | 0 | 0 | 0 | 0 | 0 | 0 | 0 | 0 | 0 | 0 | 0 | 0 | 0 | 0 | 0 | 0 | 0 | 0 | 0 | 0 | 0 | 0 | 0
F2_Industrial_Industrial - WA_Existing_Miscellaneous_Natural Gas_Miscellaneous_E8 | F2 | Industrial | Industrial - WA | Existing | Miscellaneous | Natural Gas | Miscellaneous | E8 | RVT - Cost of Operation | 0 | 0 | 0 | 0 | 0 | 0 | 0 | 0 | 0 | 0 | 0 | 0 | 0 | 0 | 0 | 0 | 0 | 0 | 0 | 0 | 0 | 0 | 0 | 0 | 0 | 0 | 0
F2_Industrial_Industrial - WA_Existing_Miscellaneous_Natural Gas_Miscellaneous_E9 | F2 | Industrial | Industrial - WA | Existing | Miscellaneous | Natural Gas | Miscellaneous | E9 | RVT - Cost of Operation | 0 | 0 | 0 | 0 | 0 | 0 | 0 | 0 | 0 | 0 | 0 | 0 | 0 | 0 | 0 | 0 | 0 | 0 | 0 | 0 | 0 | 0 | 0 | 0 | 0 | 0 | 0
F2_Industrial_Industrial - WA_Existing_Miscellaneous_Natural Gas_Miscellaneous_E10 | F2 | Industrial | Industrial - WA | Existing | Miscellaneous | Natural Gas | Miscellaneous | E10 | RVT - Cost of Operation | 0 | 0 | 0 | 0 | 0 | 0 | 0 | 0 | 0 | 0 | 0 | 0 | 0 | 0 | 0 | 0 | 0 | 0 | 0 | 0 | 0 | 0 | 0 | 0 | 0 | 0 | 0
F3_Industrial_Industrial - WA_Existing_Miscellaneous_Natural Gas_Miscellaneous_E1 | F3 | Industrial | Industrial - WA | Existing | Miscellaneous | Natural Gas | Miscellaneous | E1 | System - kBTUs of Consumption | 8261.0088 | 8261.0088 | 8261.0088 | 8261.0088 | 8261.0088 | 8261.0088 | 8261.0088 | 8261.0088 | 8261.0088 | 8261.0088 | 8261.0088 | 8261.0088 | 8261.0088 | 8261.0088 | 8261.0088 | 8261.0088 | 8261.0088 | 8261.0088 | 8261.0088 | 8261.0088 | 8261.0088 | 8261.0088 | 8261.0088 | 8261.0088 | 8261.0088 | 8261.0088 | 8261.0088
F3_Industrial_Industrial - WA_Existing_Miscellaneous_Natural Gas_Miscellaneous_E2 | F3 | Industrial | Industrial - WA | Existing | Miscellaneous | Natural Gas | Miscellaneous | E2 | System - kBTUs of Consumption | 0 | 0 | 0 | 0 | 0 | 0 | 0 | 0 | 0 | 0 | 0 | 0 | 0 | 0 | 0 | 0 | 0 | 0 | 0 | 0 | 0 | 0 | 0 | 0 | 0 | 0 | 0
F3_Industrial_Industrial - WA_Existing_Miscellaneous_Natural Gas_Miscellaneous_E3 | F3 | Industrial | Industrial - WA | Existing | Miscellaneous | Natural Gas | Miscellaneous | E3 | System - kBTUs of Consumption | 0 | 0 | 0 | 0 | 0 | 0 | 0 | 0 | 0 | 0 | 0 | 0 | 0 | 0 | 0 | 0 | 0 | 0 | 0 | 0 | 0 | 0 | 0 | 0 | 0 | 0 | 0
F3_Industrial_Industrial - WA_Existing_Miscellaneous_Natural Gas_Miscellaneous_E4 | F3 | Industrial | Industrial - WA | Existing | Miscellaneous | Natural Gas | Miscellaneous | E4 | System - kBTUs of Consumption | 0 | 0 | 0 | 0 | 0 | 0 | 0 | 0 | 0 | 0 | 0 | 0 | 0 | 0 | 0 | 0 | 0 | 0 | 0 | 0 | 0 | 0 | 0 | 0 | 0 | 0 | 0
F3_Industrial_Industrial - WA_Existing_Miscellaneous_Natural Gas_Miscellaneous_E5 | F3 | Industrial | Industrial - WA | Existing | Miscellaneous | Natural Gas | Miscellaneous | E5 | System - kBTUs of Consumption | 0 | 0 | 0 | 0 | 0 | 0 | 0 | 0 | 0 | 0 | 0 | 0 | 0 | 0 | 0 | 0 | 0 | 0 | 0 | 0 | 0 | 0 | 0 | 0 | 0 | 0 | 0
F3_Industrial_Industrial - WA_Existing_Miscellaneous_Natural Gas_Miscellaneous_E6 | F3 | Industrial | Industrial - WA | Existing | Miscellaneous | Natural Gas | Miscellaneous | E6 | System - kBTUs of Consumption | 0 | 0 | 0 | 0 | 0 | 0 | 0 | 0 | 0 | 0 | 0 | 0 | 0 | 0 | 0 | 0 | 0 | 0 | 0 | 0 | 0 | 0 | 0 | 0 | 0 | 0 | 0
F3_Industrial_Industrial - WA_Existing_Miscellaneous_Natural Gas_Miscellaneous_E7 | F3 | Industrial | Industrial - WA | Existing | Miscellaneous | Natural Gas | Miscellaneous | E7 | System - kBTUs of Consumption | 0 | 0 | 0 | 0 | 0 | 0 | 0 | 0 | 0 | 0 | 0 | 0 | 0 | 0 | 0 | 0 | 0 | 0 | 0 | 0 | 0 | 0 | 0 | 0 | 0 | 0 | 0
F3_Industrial_Industrial - WA_Existing_Miscellaneous_Natural Gas_Miscellaneous_E8 | F3 | Industrial | Industrial - WA | Existing | Miscellaneous | Natural Gas | Miscellaneous | E8 | System - kBTUs of Consumption | 0 | 0 | 0 | 0 | 0 | 0 | 0 | 0 | 0 | 0 | 0 | 0 | 0 | 0 | 0 | 0 | 0 | 0 | 0 | 0 | 0 | 0 | 0 | 0 | 0 | 0 | 0
F3_Industrial_Industrial - WA_Existing_Miscellaneous_Natural Gas_Miscellaneous_E9 | F3 | Industrial | Industrial - WA | Existing | Miscellaneous | Natural Gas | Miscellaneous | E9 | System - kBTUs of Consumption | 0 | 0 | 0 | 0 | 0 | 0 | 0 | 0 | 0 | 0 | 0 | 0 | 0 | 0 | 0 | 0 | 0 | 0 | 0 | 0 | 0 | 0 | 0 | 0 | 0 | 0 | 0
F3_Industrial_Industrial - WA_Existing_Miscellaneous_Natural Gas_Miscellaneous_E10 | F3 | Industrial | Industrial - WA | Existing | Miscellaneous | Natural Gas | Miscellaneous | E10 | System - kBTUs of Consumption | 0 | 0 | 0 | 0 | 0 | 0 | 0 | 0 | 0 | 0 | 0 | 0 | 0 | 0 | 0 | 0 | 0 | 0 | 0 | 0 | 0 | 0 | 0 | 0 | 0 | 0 | 0
F4_Industrial_Industrial - WA_Existing_Miscellaneous_Natural Gas_Miscellaneous_E1 | F4 | Industrial | Industrial - WA | Existing | Miscellaneous | Natural Gas | Miscellaneous | E1 | Utility - Cost of Equipment | 21.5923 | 21.5923 | 21.5923 | 21.5923 | 21.5923 | 21.5923 | 21.5923 | 21.5923 | 21.5923 | 21.5923 | 21.5923 | 21.5923 | 21.5923 | 21.5923 | 21.5923 | 21.5923 | 21.5923 | 21.5923 | 21.5923 | 21.5923 | 21.5923 | 21.5923 | 21.5923 | 21.5923 | 21.5923 | 21.5923 | 21.5923
F4_Industrial_Industrial - WA_Existing_Miscellaneous_Natural Gas_Miscellaneous_E2 | F4 | Industrial | Industrial - WA | Existing | Miscellaneous | Natural Gas | Miscellaneous | E2 | Utility - Cost of Equipment | 0 | 0 | 0 | 0 | 0 | 0 | 0 | 0 | 0 | 0 | 0 | 0 | 0 | 0 | 0 | 0 | 0 | 0 | 0 | 0 | 0 | 0 | 0 | 0 | 0 | 0 | 0
F4_Industrial_Industrial - WA_Existing_Miscellaneous_Natural Gas_Miscellaneous_E3 | F4 | Industrial | Industrial - WA | Existing | Miscellaneous | Natural Gas | Miscellaneous | E3 | Utility - Cost of Equipment | 0 | 0 | 0 | 0 | 0 | 0 | 0 | 0 | 0 | 0 | 0 | 0 | 0 | 0 | 0 | 0 | 0 | 0 | 0 | 0 | 0 | 0 | 0 | 0 | 0 | 0 | 0
F4_Industrial_Industrial - WA_Existing_Miscellaneous_Natural Gas_Miscellaneous_E4 | F4 | Industrial | Industrial - WA | Existing | Miscellaneous | Natural Gas | Miscellaneous | E4 | Utility - Cost of Equipment | 0 | 0 | 0 | 0 | 0 | 0 | 0 | 0 | 0 | 0 | 0 | 0 | 0 | 0 | 0 | 0 | 0 | 0 | 0 | 0 | 0 | 0 | 0 | 0 | 0 | 0 | 0
F4_Industrial_Industrial - WA_Existing_Miscellaneous_Natural Gas_Miscellaneous_E5 | F4 | Industrial | Industrial - WA | Existing | Miscellaneous | Natural Gas | Miscellaneous | E5 | Utility - Cost of Equipment | 0 | 0 | 0 | 0 | 0 | 0 | 0 | 0 | 0 | 0 | 0 | 0 | 0 | 0 | 0 | 0 | 0 | 0 | 0 | 0 | 0 | 0 | 0 | 0 | 0 | 0 | 0
F4_Industrial_Industrial - WA_Existing_Miscellaneous_Natural Gas_Miscellaneous_E6 | F4 | Industrial | Industrial - WA | Existing | Miscellaneous | Natural Gas | Miscellaneous | E6 | Utility - Cost of Equipment | 0 | 0 | 0 | 0 | 0 | 0 | 0 | 0 | 0 | 0 | 0 | 0 | 0 | 0 | 0 | 0 | 0 | 0 | 0 | 0 | 0 | 0 | 0 | 0 | 0 | 0 | 0
F4_Industrial_Industrial - WA_Existing_Miscellaneous_Natural Gas_Miscellaneous_E7 | F4 | Industrial | Industrial - WA | Existing | Miscellaneous | Natural Gas | Miscellaneous | E7 | Utility - Cost of Equipment | 0 | 0 | 0 | 0 | 0 | 0 | 0 | 0 | 0 | 0 | 0 | 0 | 0 | 0 | 0 | 0 | 0 | 0 | 0 | 0 | 0 | 0 | 0 | 0 | 0 | 0 | 0
F4_Industrial_Industrial - WA_Existing_Miscellaneous_Natural Gas_Miscellaneous_E8 | F4 | Industrial | Industrial - WA | Existing | Miscellaneous | Natural Gas | Miscellaneous | E8 | Utility - Cost of Equipment | 0 | 0 | 0 | 0 | 0 | 0 | 0 | 0 | 0 | 0 | 0 | 0 | 0 | 0 | 0 | 0 | 0 | 0 | 0 | 0 | 0 | 0 | 0 | 0 | 0 | 0 | 0
F4_Industrial_Industrial - WA_Existing_Miscellaneous_Natural Gas_Miscellaneous_E9 | F4 | Industrial | Industrial - WA | Existing | Miscellaneous | Natural Gas | Miscellaneous | E9 | Utility - Cost of Equipment | 0 | 0 | 0 | 0 | 0 | 0 | 0 | 0 | 0 | 0 | 0 | 0 | 0 | 0 | 0 | 0 | 0 | 0 | 0 | 0 | 0 | 0 | 0 | 0 | 0 | 0 | 0
F4_Industrial_Industrial - WA_Existing_Miscellaneous_Natural Gas_Miscellaneous_E10 | F4 | Industrial | Industrial - WA | Existing | Miscellaneous | Natural Gas | Miscellaneous | E10 | Utility - Cost of Equipment | 0 | 0 | 0 | 0 | 0 | 0 | 0 | 0 | 0 | 0 | 0 | 0 | 0 | 0 | 0 | 0 | 0 | 0 | 0 | 0 | 0 | 0 | 0 | 0 | 0 | 0 | 0
F5_Industrial_Industrial - WA_Existing_Miscellaneous_Natural Gas_Miscellaneous_E1 | F5 | Industrial | Industrial - WA | Existing | Miscellaneous | Natural Gas | Miscellaneous | E1 | Utility - Cost of Operation | 95.9126 | 95.3237 | 94.8408 | 94.8932 | 98.5858 | 104.439 | 105.6838 | 107.4895 | 109.5142 | 111.5656 | 113.7061 | 115.9304 | 118.3021 | 120.6418 | 122.8628 | 124.6486 | 125.5576 | 125.247 | 123.4115 | 119.7206 | 113.8755 | 105.8908 | 98.1834 | 92.8377 | 90.3366 | 90.7794 | 91.2244
F5_Industrial_Industrial - WA_Existing_Miscellaneous_Natural Gas_Miscellaneous_E2 | F5 | Industrial | Industrial - WA | Existing | Miscellaneous | Natural Gas | Miscellaneous | E2 | Utility - Cost of Operation | 0 | 0 | 0 | 0 | 0 | 0 | 0 | 0 | 0 | 0 | 0 | 0 | 0 | 0 | 0 | 0 | 0 | 0 | 0 | 0 | 0 | 0 | 0 | 0 | 0 | 0 | 0
F5_Industrial_Industrial - WA_Existing_Miscellaneous_Natural Gas_Miscellaneous_E3 | F5 | Industrial | Industrial - WA | Existing | Miscellaneous | Natural Gas | Miscellaneous | E3 | Utility - Cost of Operation | 0 | 0 | 0 | 0 | 0 | 0 | 0 | 0 | 0 | 0 | 0 | 0 | 0 | 0 | 0 | 0 | 0 | 0 | 0 | 0 | 0 | 0 | 0 | 0 | 0 | 0 | 0
F5_Industrial_Industrial - WA_Existing_Miscellaneous_Natural Gas_Miscellaneous_E4 | F5 | Industrial | Industrial - WA | Existing | Miscellaneous | Natural Gas | Miscellaneous | E4 | Utility - Cost of Operation | 0 | 0 | 0 | 0 | 0 | 0 | 0 | 0 | 0 | 0 | 0 | 0 | 0 | 0 | 0 | 0 | 0 | 0 | 0 | 0 | 0 | 0 | 0 | 0 | 0 | 0 | 0
F5_Industrial_Industrial - WA_Existing_Miscellaneous_Natural Gas_Miscellaneous_E5 | F5 | Industrial | Industrial - WA | Existing | Miscellaneous | Natural Gas | Miscellaneous | E5 | Utility - Cost of Operation | 0 | 0 | 0 | 0 | 0 | 0 | 0 | 0 | 0 | 0 | 0 | 0 | 0 | 0 | 0 | 0 | 0 | 0 | 0 | 0 | 0 | 0 | 0 | 0 | 0 | 0 | 0
F5_Industrial_Industrial - WA_Existing_Miscellaneous_Natural Gas_Miscellaneous_E6 | F5 | Industrial | Industrial - WA | Existing | Miscellaneous | Natural Gas | Miscellaneous | E6 | Utility - Cost of Operation | 0 | 0 | 0 | 0 | 0 | 0 | 0 | 0 | 0 | 0 | 0 | 0 | 0 | 0 | 0 | 0 | 0 | 0 | 0 | 0 | 0 | 0 | 0 | 0 | 0 | 0 | 0
F5_Industrial_Industrial - WA_Existing_Miscellaneous_Natural Gas_Miscellaneous_E7 | F5 | Industrial | Industrial - WA | Existing | Miscellaneous | Natural Gas | Miscellaneous | E7 | Utility - Cost of Operation | 0 | 0 | 0 | 0 | 0 | 0 | 0 | 0 | 0 | 0 | 0 | 0 | 0 | 0 | 0 | 0 | 0 | 0 | 0 | 0 | 0 | 0 | 0 | 0 | 0 | 0 | 0
F5_Industrial_Industrial - WA_Existing_Miscellaneous_Natural Gas_Miscellaneous_E8 | F5 | Industrial | Industrial - WA | Existing | Miscellaneous | Natural Gas | Miscellaneous | E8 | Utility - Cost of Operation | 0 | 0 | 0 | 0 | 0 | 0 | 0 | 0 | 0 | 0 | 0 | 0 | 0 | 0 | 0 | 0 | 0 | 0 | 0 | 0 | 0 | 0 | 0 | 0 | 0 | 0 | 0
F5_Industrial_Industrial - WA_Existing_Miscellaneous_Natural Gas_Miscellaneous_E9 | F5 | Industrial | Industrial - WA | Existing | Miscellaneous | Natural Gas | Miscellaneous | E9 | Utility - Cost of Operation | 0 | 0 | 0 | 0 | 0 | 0 | 0 | 0 | 0 | 0 | 0 | 0 | 0 | 0 | 0 | 0 | 0 | 0 | 0 | 0 | 0 | 0 | 0 | 0 | 0 | 0 | 0
F5_Industrial_Industrial - WA_Existing_Miscellaneous_Natural Gas_Miscellaneous_E10 | F5 | Industrial | Industrial - WA | Existing | Miscellaneous | Natural Gas | Miscellaneous | E10 | Utility - Cost of Operation | 0 | 0 | 0 | 0 | 0 | 0 | 0 | 0 | 0 | 0 | 0 | 0 | 0 | 0 | 0 | 0 | 0 | 0 | 0 | 0 | 0 | 0 | 0 | 0 | 0 | 0 | 0
F6_Industrial_Industrial - WA_Existing_Miscellaneous_Natural Gas_Miscellaneous_E1 | F6 | Industrial | Industrial - WA | Existing | Miscellaneous | Natural Gas | Miscellaneous | E1 | Utility - Value of Sales | 0 | 0 | 0 | 0 | 0 | 0 | 0 | 0 | 0 | 0 | 0 | 0 | 0 | 0 | 0 | 0 | 0 | 0 | 0 | 0 | 0 | 0 | 0 | 0 | 0 | 0 | 0
F6_Industrial_Industrial - WA_Existing_Miscellaneous_Natural Gas_Miscellaneous_E2 | F6 | Industrial | Industrial - WA | Existing | Miscellaneous | Natural Gas | Miscellaneous | E2 | Utility - Value of Sales | 0 | 0 | 0 | 0 | 0 | 0 | 0 | 0 | 0 | 0 | 0 | 0 | 0 | 0 | 0 | 0 | 0 | 0 | 0 | 0 | 0 | 0 | 0 | 0 | 0 | 0 | 0
F6_Industrial_Industrial - WA_Existing_Miscellaneous_Natural Gas_Miscellaneous_E3 | F6 | Industrial | Industrial - WA | Existing | Miscellaneous | Natural Gas | Miscellaneous | E3 | Utility - Value of Sales | 0 | 0 | 0 | 0 | 0 | 0 | 0 | 0 | 0 | 0 | 0 | 0 | 0 | 0 | 0 | 0 | 0 | 0 | 0 | 0 | 0 | 0 | 0 | 0 | 0 | 0 | 0
F6_Industrial_Industrial - WA_Existing_Miscellaneous_Natural Gas_Miscellaneous_E4 | F6 | Industrial | Industrial - WA | Existing | Miscellaneous | Natural Gas | Miscellaneous | E4 | Utility - Value of Sales | 0 | 0 | 0 | 0 | 0 | 0 | 0 | 0 | 0 | 0 | 0 | 0 | 0 | 0 | 0 | 0 | 0 | 0 | 0 | 0 | 0 | 0 | 0 | 0 | 0 | 0 | 0
F6_Industrial_Industrial - WA_Existing_Miscellaneous_Natural Gas_Miscellaneous_E5 | F6 | Industrial | Industrial - WA | Existing | Miscellaneous | Natural Gas | Miscellaneous | E5 | Utility - Value of Sales | 0 | 0 | 0 | 0 | 0 | 0 | 0 | 0 | 0 | 0 | 0 | 0 | 0 | 0 | 0 | 0 | 0 | 0 | 0 | 0 | 0 | 0 | 0 | 0 | 0 | 0 | 0
F6_Industrial_Industrial - WA_Existing_Miscellaneous_Natural Gas_Miscellaneous_E6 | F6 | Industrial | Industrial - WA | Existing | Miscellaneous | Natural Gas | Miscellaneous | E6 | Utility - Value of Sales | 0 | 0 | 0 | 0 | 0 | 0 | 0 | 0 | 0 | 0 | 0 | 0 | 0 | 0 | 0 | 0 | 0 | 0 | 0 | 0 | 0 | 0 | 0 | 0 | 0 | 0 | 0
F6_Industrial_Industrial - WA_Existing_Miscellaneous_Natural Gas_Miscellaneous_E7 | F6 | Industrial | Industrial - WA | Existing | Miscellaneous | Natural Gas | Miscellaneous | E7 | Utility - Value of Sales | 0 | 0 | 0 | 0 | 0 | 0 | 0 | 0 | 0 | 0 | 0 | 0 | 0 | 0 | 0 | 0 | 0 | 0 | 0 | 0 | 0 | 0 | 0 | 0 | 0 | 0 | 0
F6_Industrial_Industrial - WA_Existing_Miscellaneous_Natural Gas_Miscellaneous_E8 | F6 | Industrial | Industrial - WA | Existing | Miscellaneous | Natural Gas | Miscellaneous | E8 | Utility - Value of Sales | 0 | 0 | 0 | 0 | 0 | 0 | 0 | 0 | 0 | 0 | 0 | 0 | 0 | 0 | 0 | 0 | 0 | 0 | 0 | 0 | 0 | 0 | 0 | 0 | 0 | 0 | 0
F6_Industrial_Industrial - WA_Existing_Miscellaneous_Natural Gas_Miscellaneous_E9 | F6 | Industrial | Industrial - WA | Existing | Miscellaneous | Natural Gas | Miscellaneous | E9 | Utility - Value of Sales | 0 | 0 | 0 | 0 | 0 | 0 | 0 | 0 | 0 | 0 | 0 | 0 | 0 | 0 | 0 | 0 | 0 | 0 | 0 | 0 | 0 | 0 | 0 | 0 | 0 | 0 | 0
F6_Industrial_Industrial - WA_Existing_Miscellaneous_Natural Gas_Miscellaneous_E10 | F6 | Industrial | Industrial - WA | Existing | Miscellaneous | Natural Gas | Miscellaneous | E10 | Utility - Value of Sales | 0 | 0 | 0 | 0 | 0 | 0 | 0 | 0 | 0 | 0 | 0 | 0 | 0 | 0 | 0 | 0 | 0 | 0 | 0 | 0 | 0 | 0 | 0 | 0 | 0 | 0 | 0
F1_Industrial_Industrial - WA_New_Space Heating_Natural Gas_Furnace_E1 | F1 | Industrial | Industrial - WA | New | Space Heating | Natural Gas | Furnace | E1 | RVT - Cost of Equipment | 98.9717 | 98.9717 | 98.9717 | 0 | 0 | 0 | 0 | 0 | 0 | 0 | 0 | 0 | 0 | 0 | 0 | 0 | 0 | 0 | 0 | 0 | 0 | 0 | 0 | 0 | 0 | 0 | 0
F1_Industrial_Industrial - WA_New_Space Heating_Natural Gas_Furnace_E2 | F1 | Industrial | Industrial - WA | New | Space Heating | Natural Gas | Furnace | E2 | RVT - Cost of Equipment | 121.6163 | 121.6163 | 121.6163 | 121.6163 | 121.6163 | 121.6163 | 121.6163 | 121.6163 | 121.6163 | 121.6163 | 121.6163 | 121.6163 | 121.6163 | 121.6163 | 121.6163 | 121.6163 | 121.6163 | 121.6163 | 121.6163 | 121.6163 | 121.6163 | 121.6163 | 121.6163 | 121.6163 | 121.6163 | 121.6163 | 121.6163
F1_Industrial_Industrial - WA_New_Space Heating_Natural Gas_Furnace_E3 | F1 | Industrial | Industrial - WA | New | Space Heating | Natural Gas | Furnace | E3 | RVT - Cost of Equipment | 144.2609 | 144.2609 | 144.2609 | 144.2609 | 144.2609 | 144.2609 | 144.2609 | 144.2609 | 144.2609 | 144.2609 | 144.2609 | 144.2609 | 144.2609 | 144.2609 | 144.2609 | 144.2609 | 144.2609 | 144.2609 | 144.2609 | 144.2609 | 144.2609 | 144.2609 | 144.2609 | 144.2609 | 144.2609 | 144.2609 | 144.2609
F1_Industrial_Industrial - WA_New_Space Heating_Natural Gas_Furnace_E4 | F1 | Industrial | Industrial - WA | New | Space Heating | Natural Gas | Furnace | E4 | RVT - Cost of Equipment | 0 | 0 | 0 | 0 | 0 | 0 | 0 | 0 | 0 | 0 | 0 | 0 | 0 | 0 | 0 | 0 | 0 | 0 | 0 | 0 | 0 | 0 | 0 | 0 | 0 | 0 | 0
F1_Industrial_Industrial - WA_New_Space Heating_Natural Gas_Furnace_E5 | F1 | Industrial | Industrial - WA | New | Space Heating | Natural Gas | Furnace | E5 | RVT - Cost of Equipment | 0 | 0 | 0 | 0 | 0 | 0 | 0 | 0 | 0 | 0 | 0 | 0 | 0 | 0 | 0 | 0 | 0 | 0 | 0 | 0 | 0 | 0 | 0 | 0 | 0 | 0 | 0
F1_Industrial_Industrial - WA_New_Space Heating_Natural Gas_Furnace_E6 | F1 | Industrial | Industrial - WA | New | Space Heating | Natural Gas | Furnace | E6 | RVT - Cost of Equipment | 0 | 0 | 0 | 0 | 0 | 0 | 0 | 0 | 0 | 0 | 0 | 0 | 0 | 0 | 0 | 0 | 0 | 0 | 0 | 0 | 0 | 0 | 0 | 0 | 0 | 0 | 0
F1_Industrial_Industrial - WA_New_Space Heating_Natural Gas_Furnace_E7 | F1 | Industrial | Industrial - WA | New | Space Heating | Natural Gas | Furnace | E7 | RVT - Cost of Equipment | 0 | 0 | 0 | 0 | 0 | 0 | 0 | 0 | 0 | 0 | 0 | 0 | 0 | 0 | 0 | 0 | 0 | 0 | 0 | 0 | 0 | 0 | 0 | 0 | 0 | 0 | 0
F1_Industrial_Industrial - WA_New_Space Heating_Natural Gas_Furnace_E8 | F1 | Industrial | Industrial - WA | New | Space Heating | Natural Gas | Furnace | E8 | RVT - Cost of Equipment | 0 | 0 | 0 | 0 | 0 | 0 | 0 | 0 | 0 | 0 | 0 | 0 | 0 | 0 | 0 | 0 | 0 | 0 | 0 | 0 | 0 | 0 | 0 | 0 | 0 | 0 | 0
F1_Industrial_Industrial - WA_New_Space Heating_Natural Gas_Furnace_E9 | F1 | Industrial | Industrial - WA | New | Space Heating | Natural Gas | Furnace | E9 | RVT - Cost of Equipment | 0 | 0 | 0 | 0 | 0 | 0 | 0 | 0 | 0 | 0 | 0 | 0 | 0 | 0 | 0 | 0 | 0 | 0 | 0 | 0 | 0 | 0 | 0 | 0 | 0 | 0 | 0
F1_Industrial_Industrial - WA_New_Space Heating_Natural Gas_Furnace_E10 | F1 | Industrial | Industrial - WA | New | Space Heating | Natural Gas | Furnace | E10 | RVT - Cost of Equipment | 0 | 0 | 0 | 0 | 0 | 0 | 0 | 0 | 0 | 0 | 0 | 0 | 0 | 0 | 0 | 0 | 0 | 0 | 0 | 0 | 0 | 0 | 0 | 0 | 0 | 0 | 0
F2_Industrial_Industrial - WA_New_Space Heating_Natural Gas_Furnace_E1 | F2 | Industrial | Industrial - WA | New | Space Heating | Natural Gas | Furnace | E1 | RVT - Cost of Operation | 0 | 0 | 0 | 0 | 0 | 0 | 0 | 0 | 0 | 0 | 0 | 0 | 0 | 0 | 0 | 0 | 0 | 0 | 0 | 0 | 0 | 0 | 0 | 0 | 0 | 0 | 0
F2_Industrial_Industrial - WA_New_Space Heating_Natural Gas_Furnace_E2 | F2 | Industrial | Industrial - WA | New | Space Heating | Natural Gas | Furnace | E2 | RVT - Cost of Operation | 0 | 0 | 0 | 0 | 0 | 0 | 0 | 0 | 0 | 0 | 0 | 0 | 0 | 0 | 0 | 0 | 0 | 0 | 0 | 0 | 0 | 0 | 0 | 0 | 0 | 0 | 0
F2_Industrial_Industrial - WA_New_Space Heating_Natural Gas_Furnace_E3 | F2 | Industrial | Industrial - WA | New | Space Heating | Natural Gas | Furnace | E3 | RVT - Cost of Operation | 0 | 0 | 0 | 0 | 0 | 0 | 0 | 0 | 0 | 0 | 0 | 0 | 0 | 0 | 0 | 0 | 0 | 0 | 0 | 0 | 0 | 0 | 0 | 0 | 0 | 0 | 0
F2_Industrial_Industrial - WA_New_Space Heating_Natural Gas_Furnace_E4 | F2 | Industrial | Industrial - WA | New | Space Heating | Natural Gas | Furnace | E4 | RVT - Cost of Operation | 0 | 0 | 0 | 0 | 0 | 0 | 0 | 0 | 0 | 0 | 0 | 0 | 0 | 0 | 0 | 0 | 0 | 0 | 0 | 0 | 0 | 0 | 0 | 0 | 0 | 0 | 0
F2_Industrial_Industrial - WA_New_Space Heating_Natural Gas_Furnace_E5 | F2 | Industrial | Industrial - WA | New | Space Heating | Natural Gas | Furnace | E5 | RVT - Cost of Operation | 0 | 0 | 0 | 0 | 0 | 0 | 0 | 0 | 0 | 0 | 0 | 0 | 0 | 0 | 0 | 0 | 0 | 0 | 0 | 0 | 0 | 0 | 0 | 0 | 0 | 0 | 0
F2_Industrial_Industrial - WA_New_Space Heating_Natural Gas_Furnace_E6 | F2 | Industrial | Industrial - WA | New | Space Heating | Natural Gas | Furnace | E6 | RVT - Cost of Operation | 0 | 0 | 0 | 0 | 0 | 0 | 0 | 0 | 0 | 0 | 0 | 0 | 0 | 0 | 0 | 0 | 0 | 0 | 0 | 0 | 0 | 0 | 0 | 0 | 0 | 0 | 0
F2_Industrial_Industrial - WA_New_Space Heating_Natural Gas_Furnace_E7 | F2 | Industrial | Industrial - WA | New | Space Heating | Natural Gas | Furnace | E7 | RVT - Cost of Operation | 0 | 0 | 0 | 0 | 0 | 0 | 0 | 0 | 0 | 0 | 0 | 0 | 0 | 0 | 0 | 0 | 0 | 0 | 0 | 0 | 0 | 0 | 0 | 0 | 0 | 0 | 0
F2_Industrial_Industrial - WA_New_Space Heating_Natural Gas_Furnace_E8 | F2 | Industrial | Industrial - WA | New | Space Heating | Natural Gas | Furnace | E8 | RVT - Cost of Operation | 0 | 0 | 0 | 0 | 0 | 0 | 0 | 0 | 0 | 0 | 0 | 0 | 0 | 0 | 0 | 0 | 0 | 0 | 0 | 0 | 0 | 0 | 0 | 0 | 0 | 0 | 0
F2_Industrial_Industrial - WA_New_Space Heating_Natural Gas_Furnace_E9 | F2 | Industrial | Industrial - WA | New | Space Heating | Natural Gas | Furnace | E9 | RVT - Cost of Operation | 0 | 0 | 0 | 0 | 0 | 0 | 0 | 0 | 0 | 0 | 0 | 0 | 0 | 0 | 0 | 0 | 0 | 0 | 0 | 0 | 0 | 0 | 0 | 0 | 0 | 0 | 0
F2_Industrial_Industrial - WA_New_Space Heating_Natural Gas_Furnace_E10 | F2 | Industrial | Industrial - WA | New | Space Heating | Natural Gas | Furnace | E10 | RVT - Cost of Operation | 0 | 0 | 0 | 0 | 0 | 0 | 0 | 0 | 0 | 0 | 0 | 0 | 0 | 0 | 0 | 0 | 0 | 0 | 0 | 0 | 0 | 0 | 0 | 0 | 0 | 0 | 0
F3_Industrial_Industrial - WA_New_Space Heating_Natural Gas_Furnace_E1 | F3 | Industrial | Industrial - WA | New | Space Heating | Natural Gas | Furnace | E1 | System - kBTUs of Consumption | 8238.5207 | 8262.5303 | 8261.1321 | 0 | 0 | 0 | 0 | 0 | 0 | 0 | 0 | 0 | 0 | 0 | 0 | 0 | 0 | 0 | 0 | 0 | 0 | 0 | 0 | 0 | 0 | 0 | 0
F3_Industrial_Industrial - WA_New_Space Heating_Natural Gas_Furnace_E2 | F3 | Industrial | Industrial - WA | New | Space Heating | Natural Gas | Furnace | E2 | System - kBTUs of Consumption | 7322.7737 | 7344.1146 | 7342.8718 | 7342.8718 | 7342.8718 | 7342.8718 | 7342.8718 | 7342.8718 | 7342.8718 | 7342.8718 | 7342.8718 | 7342.8718 | 7342.8718 | 7342.8718 | 7342.8718 | 7342.8718 | 7342.8718 | 7342.8718 | 7342.8718 | 7342.8718 | 7342.8718 | 7342.8718 | 7342.8718 | 7342.8718 | 7342.8718 | 7342.8718 | 7342.8718
F3_Industrial_Industrial - WA_New_Space Heating_Natural Gas_Furnace_E3 | F3 | Industrial | Industrial - WA | New | Space Heating | Natural Gas | Furnace | E3 | System - kBTUs of Consumption | 6864.9002 | 6884.9067 | 6883.7416 | 6883.7416 | 6883.7416 | 6883.7416 | 6883.7416 | 6883.7416 | 6883.7416 | 6883.7416 | 6883.7416 | 6883.7416 | 6883.7416 | 6883.7416 | 6883.7416 | 6883.7416 | 6883.7416 | 6883.7416 | 6883.7416 | 6883.7416 | 6883.7416 | 6883.7416 | 6883.7416 | 6883.7416 | 6883.7416 | 6883.7416 | 6883.7416
F3_Industrial_Industrial - WA_New_Space Heating_Natural Gas_Furnace_E4 | F3 | Industrial | Industrial - WA | New | Space Heating | Natural Gas | Furnace | E4 | System - kBTUs of Consumption | 0 | 0 | 0 | 0 | 0 | 0 | 0 | 0 | 0 | 0 | 0 | 0 | 0 | 0 | 0 | 0 | 0 | 0 | 0 | 0 | 0 | 0 | 0 | 0 | 0 | 0 | 0
F3_Industrial_Industrial - WA_New_Space Heating_Natural Gas_Furnace_E5 | F3 | Industrial | Industrial - WA | New | Space Heating | Natural Gas | Furnace | E5 | System - kBTUs of Consumption | 0 | 0 | 0 | 0 | 0 | 0 | 0 | 0 | 0 | 0 | 0 | 0 | 0 | 0 | 0 | 0 | 0 | 0 | 0 | 0 | 0 | 0 | 0 | 0 | 0 | 0 | 0
F3_Industrial_Industrial - WA_New_Space Heating_Natural Gas_Furnace_E6 | F3 | Industrial | Industrial - WA | New | Space Heating | Natural Gas | Furnace | E6 | System - kBTUs of Consumption | 0 | 0 | 0 | 0 | 0 | 0 | 0 | 0 | 0 | 0 | 0 | 0 | 0 | 0 | 0 | 0 | 0 | 0 | 0 | 0 | 0 | 0 | 0 | 0 | 0 | 0 | 0
F3_Industrial_Industrial - WA_New_Space Heating_Natural Gas_Furnace_E7 | F3 | Industrial | Industrial - WA | New | Space Heating | Natural Gas | Furnace | E7 | System - kBTUs of Consumption | 0 | 0 | 0 | 0 | 0 | 0 | 0 | 0 | 0 | 0 | 0 | 0 | 0 | 0 | 0 | 0 | 0 | 0 | 0 | 0 | 0 | 0 | 0 | 0 | 0 | 0 | 0
F3_Industrial_Industrial - WA_New_Space Heating_Natural Gas_Furnace_E8 | F3 | Industrial | Industrial - WA | New | Space Heating | Natural Gas | Furnace | E8 | System - kBTUs of Consumption | 0 | 0 | 0 | 0 | 0 | 0 | 0 | 0 | 0 | 0 | 0 | 0 | 0 | 0 | 0 | 0 | 0 | 0 | 0 | 0 | 0 | 0 | 0 | 0 | 0 | 0 | 0
F3_Industrial_Industrial - WA_New_Space Heating_Natural Gas_Furnace_E9 | F3 | Industrial | Industrial - WA | New | Space Heating | Natural Gas | Furnace | E9 | System - kBTUs of Consumption | 0 | 0 | 0 | 0 | 0 | 0 | 0 | 0 | 0 | 0 | 0 | 0 | 0 | 0 | 0 | 0 | 0 | 0 | 0 | 0 | 0 | 0 | 0 | 0 | 0 | 0 | 0
F3_Industrial_Industrial - WA_New_Space Heating_Natural Gas_Furnace_E10 | F3 | Industrial | Industrial - WA | New | Space Heating | Natural Gas | Furnace | E10 | System - kBTUs of Consumption | 0 | 0 | 0 | 0 | 0 | 0 | 0 | 0 | 0 | 0 | 0 | 0 | 0 | 0 | 0 | 0 | 0 | 0 | 0 | 0 | 0 | 0 | 0 | 0 | 0 | 0 | 0
F4_Industrial_Industrial - WA_New_Space Heating_Natural Gas_Furnace_E1 | F4 | Industrial | Industrial - WA | New | Space Heating | Natural Gas | Furnace | E1 | Utility - Cost of Equipment | 98.9717 | 98.9717 | 98.9717 | 0 | 0 | 0 | 0 | 0 | 0 | 0 | 0 | 0 | 0 | 0 | 0 | 0 | 0 | 0 | 0 | 0 | 0 | 0 | 0 | 0 | 0 | 0 | 0
F4_Industrial_Industrial - WA_New_Space Heating_Natural Gas_Furnace_E2 | F4 | Industrial | Industrial - WA | New | Space Heating | Natural Gas | Furnace | E2 | Utility - Cost of Equipment | 121.6163 | 121.6163 | 121.6163 | 121.6163 | 121.6163 | 121.6163 | 121.6163 | 121.6163 | 121.6163 | 121.6163 | 121.6163 | 121.6163 | 121.6163 | 121.6163 | 121.6163 | 121.6163 | 121.6163 | 121.6163 | 121.6163 | 121.6163 | 121.6163 | 121.6163 | 121.6163 | 121.6163 | 121.6163 | 121.6163 | 121.6163
F4_Industrial_Industrial - WA_New_Space Heating_Natural Gas_Furnace_E3 | F4 | Industrial | Industrial - WA | New | Space Heating | Natural Gas | Furnace | E3 | Utility - Cost of Equipment | 144.2609 | 144.2609 | 144.2609 | 144.2609 | 144.2609 | 144.2609 | 144.2609 | 144.2609 | 144.2609 | 144.2609 | 144.2609 | 144.2609 | 144.2609 | 144.2609 | 144.2609 | 144.2609 | 144.2609 | 144.2609 | 144.2609 | 144.2609 | 144.2609 | 144.2609 | 144.2609 | 144.2609 | 144.2609 | 144.2609 | 144.2609
F4_Industrial_Industrial - WA_New_Space Heating_Natural Gas_Furnace_E4 | F4 | Industrial | Industrial - WA | New | Space Heating | Natural Gas | Furnace | E4 | Utility - Cost of Equipment | 0 | 0 | 0 | 0 | 0 | 0 | 0 | 0 | 0 | 0 | 0 | 0 | 0 | 0 | 0 | 0 | 0 | 0 | 0 | 0 | 0 | 0 | 0 | 0 | 0 | 0 | 0
F4_Industrial_Industrial - WA_New_Space Heating_Natural Gas_Furnace_E5 | F4 | Industrial | Industrial - WA | New | Space Heating | Natural Gas | Furnace | E5 | Utility - Cost of Equipment | 0 | 0 | 0 | 0 | 0 | 0 | 0 | 0 | 0 | 0 | 0 | 0 | 0 | 0 | 0 | 0 | 0 | 0 | 0 | 0 | 0 | 0 | 0 | 0 | 0 | 0 | 0
F4_Industrial_Industrial - WA_New_Space Heating_Natural Gas_Furnace_E6 | F4 | Industrial | Industrial - WA | New | Space Heating | Natural Gas | Furnace | E6 | Utility - Cost of Equipment | 0 | 0 | 0 | 0 | 0 | 0 | 0 | 0 | 0 | 0 | 0 | 0 | 0 | 0 | 0 | 0 | 0 | 0 | 0 | 0 | 0 | 0 | 0 | 0 | 0 | 0 | 0
F4_Industrial_Industrial - WA_New_Space Heating_Natural Gas_Furnace_E7 | F4 | Industrial | Industrial - WA | New | Space Heating | Natural Gas | Furnace | E7 | Utility - Cost of Equipment | 0 | 0 | 0 | 0 | 0 | 0 | 0 | 0 | 0 | 0 | 0 | 0 | 0 | 0 | 0 | 0 | 0 | 0 | 0 | 0 | 0 | 0 | 0 | 0 | 0 | 0 | 0
F4_Industrial_Industrial - WA_New_Space Heating_Natural Gas_Furnace_E8 | F4 | Industrial | Industrial - WA | New | Space Heating | Natural Gas | Furnace | E8 | Utility - Cost of Equipment | 0 | 0 | 0 | 0 | 0 | 0 | 0 | 0 | 0 | 0 | 0 | 0 | 0 | 0 | 0 | 0 | 0 | 0 | 0 | 0 | 0 | 0 | 0 | 0 | 0 | 0 | 0
F4_Industrial_Industrial - WA_New_Space Heating_Natural Gas_Furnace_E9 | F4 | Industrial | Industrial - WA | New | Space Heating | Natural Gas | Furnace | E9 | Utility - Cost of Equipment | 0 | 0 | 0 | 0 | 0 | 0 | 0 | 0 | 0 | 0 | 0 | 0 | 0 | 0 | 0 | 0 | 0 | 0 | 0 | 0 | 0 | 0 | 0 | 0 | 0 | 0 | 0
F4_Industrial_Industrial - WA_New_Space Heating_Natural Gas_Furnace_E10 | F4 | Industrial | Industrial - WA | New | Space Heating | Natural Gas | Furnace | E10 | Utility - Cost of Equipment | 0 | 0 | 0 | 0 | 0 | 0 | 0 | 0 | 0 | 0 | 0 | 0 | 0 | 0 | 0 | 0 | 0 | 0 | 0 | 0 | 0 | 0 | 0 | 0 | 0 | 0 | 0
F5_Industrial_Industrial - WA_New_Space Heating_Natural Gas_Furnace_E1 | F5 | Industrial | Industrial - WA | New | Space Heating | Natural Gas | Furnace | E1 | Utility - Cost of Operation | 111.2778 | 111.8989 | 111.8003 | 0 | 0 | 0 | 0 | 0 | 0 | 0 | 0 | 0 | 0 | 0 | 0 | 0 | 0 | 0 | 0 | 0 | 0 | 0 | 0 | 0 | 0 | 0 | 0
F5_Industrial_Industrial - WA_New_Space Heating_Natural Gas_Furnace_E2 | F5 | Industrial | Industrial - WA | New | Space Heating | Natural Gas | Furnace | E2 | Utility - Cost of Operation | 98.9088 | 99.4609 | 99.3733 | 99.2557 | 100.4549 | 102.2072 | 102.4084 | 102.6816 | 102.8938 | 102.997 | 102.9867 | 102.85 | 102.5512 | 102.0271 | 101.2492 | 100.2753 | 99.0195 | 97.5368 | 95.7708 | 93.663 | 91.1543 | 88.3038 | 85.9494 | 84.4713 | 83.9139 | 84.3252 | 84.7386
F5_Industrial_Industrial - WA_New_Space Heating_Natural Gas_Furnace_E3 | F5 | Industrial | Industrial - WA | New | Space Heating | Natural Gas | Furnace | E3 | Utility - Cost of Operation | 92.7243 | 93.2418 | 93.1597 | 93.0495 | 94.1737 | 95.8165 | 96.0051 | 96.2612 | 96.4601 | 96.5569 | 96.5472 | 96.4191 | 96.139 | 95.6477 | 94.9184 | 94.0054 | 92.8281 | 91.438 | 89.7825 | 87.8065 | 85.4547 | 82.7824 | 80.5752 | 79.1895 | 78.667 | 79.0526 | 79.4401
F5_Industrial_Industrial - WA_New_Space Heating_Natural Gas_Furnace_E4 | F5 | Industrial | Industrial - WA | New | Space Heating | Natural Gas | Furnace | E4 | Utility - Cost of Operation | 0 | 0 | 0 | 0 | 0 | 0 | 0 | 0 | 0 | 0 | 0 | 0 | 0 | 0 | 0 | 0 | 0 | 0 | 0 | 0 | 0 | 0 | 0 | 0 | 0 | 0 | 0
F5_Industrial_Industrial - WA_New_Space Heating_Natural Gas_Furnace_E5 | F5 | Industrial | Industrial - WA | New | Space Heating | Natural Gas | Furnace | E5 | Utility - Cost of Operation | 0 | 0 | 0 | 0 | 0 | 0 | 0 | 0 | 0 | 0 | 0 | 0 | 0 | 0 | 0 | 0 | 0 | 0 | 0 | 0 | 0 | 0 | 0 | 0 | 0 | 0 | 0
F5_Industrial_Industrial - WA_New_Space Heating_Natural Gas_Furnace_E6 | F5 | Industrial | Industrial - WA | New | Space Heating | Natural Gas | Furnace | E6 | Utility - Cost of Operation | 0 | 0 | 0 | 0 | 0 | 0 | 0 | 0 | 0 | 0 | 0 | 0 | 0 | 0 | 0 | 0 | 0 | 0 | 0 | 0 | 0 | 0 | 0 | 0 | 0 | 0 | 0
F5_Industrial_Industrial - WA_New_Space Heating_Natural Gas_Furnace_E7 | F5 | Industrial | Industrial - WA | New | Space Heating | Natural Gas | Furnace | E7 | Utility - Cost of Operation | 0 | 0 | 0 | 0 | 0 | 0 | 0 | 0 | 0 | 0 | 0 | 0 | 0 | 0 | 0 | 0 | 0 | 0 | 0 | 0 | 0 | 0 | 0 | 0 | 0 | 0 | 0
F5_Industrial_Industrial - WA_New_Space Heating_Natural Gas_Furnace_E8 | F5 | Industrial | Industrial - WA | New | Space Heating | Natural Gas | Furnace | E8 | Utility - Cost of Operation | 0 | 0 | 0 | 0 | 0 | 0 | 0 | 0 | 0 | 0 | 0 | 0 | 0 | 0 | 0 | 0 | 0 | 0 | 0 | 0 | 0 | 0 | 0 | 0 | 0 | 0 | 0
F5_Industrial_Industrial - WA_New_Space Heating_Natural Gas_Furnace_E9 | F5 | Industrial | Industrial - WA | New | Space Heating | Natural Gas | Furnace | E9 | Utility - Cost of Operation | 0 | 0 | 0 | 0 | 0 | 0 | 0 | 0 | 0 | 0 | 0 | 0 | 0 | 0 | 0 | 0 | 0 | 0 | 0 | 0 | 0 | 0 | 0 | 0 | 0 | 0 | 0
F5_Industrial_Industrial - WA_New_Space Heating_Natural Gas_Furnace_E10 | F5 | Industrial | Industrial - WA | New | Space Heating | Natural Gas | Furnace | E10 | Utility - Cost of Operation | 0 | 0 | 0 | 0 | 0 | 0 | 0 | 0 | 0 | 0 | 0 | 0 | 0 | 0 | 0 | 0 | 0 | 0 | 0 | 0 | 0 | 0 | 0 | 0 | 0 | 0 | 0
F6_Industrial_Industrial - WA_New_Space Heating_Natural Gas_Furnace_E1 | F6 | Industrial | Industrial - WA | New | Space Heating | Natural Gas | Furnace | E1 | Utility - Value of Sales | 0 | 0 | 0 | 0 | 0 | 0 | 0 | 0 | 0 | 0 | 0 | 0 | 0 | 0 | 0 | 0 | 0 | 0 | 0 | 0 | 0 | 0 | 0 | 0 | 0 | 0 | 0
F6_Industrial_Industrial - WA_New_Space Heating_Natural Gas_Furnace_E2 | F6 | Industrial | Industrial - WA | New | Space Heating | Natural Gas | Furnace | E2 | Utility - Value of Sales | 0 | 0 | 0 | 0 | 0 | 0 | 0 | 0 | 0 | 0 | 0 | 0 | 0 | 0 | 0 | 0 | 0 | 0 | 0 | 0 | 0 | 0 | 0 | 0 | 0 | 0 | 0
F6_Industrial_Industrial - WA_New_Space Heating_Natural Gas_Furnace_E3 | F6 | Industrial | Industrial - WA | New | Space Heating | Natural Gas | Furnace | E3 | Utility - Value of Sales | 0 | 0 | 0 | 0 | 0 | 0 | 0 | 0 | 0 | 0 | 0 | 0 | 0 | 0 | 0 | 0 | 0 | 0 | 0 | 0 | 0 | 0 | 0 | 0 | 0 | 0 | 0
F6_Industrial_Industrial - WA_New_Space Heating_Natural Gas_Furnace_E4 | F6 | Industrial | Industrial - WA | New | Space Heating | Natural Gas | Furnace | E4 | Utility - Value of Sales | 0 | 0 | 0 | 0 | 0 | 0 | 0 | 0 | 0 | 0 | 0 | 0 | 0 | 0 | 0 | 0 | 0 | 0 | 0 | 0 | 0 | 0 | 0 | 0 | 0 | 0 | 0
F6_Industrial_Industrial - WA_New_Space Heating_Natural Gas_Furnace_E5 | F6 | Industrial | Industrial - WA | New | Space Heating | Natural Gas | Furnace | E5 | Utility - Value of Sales | 0 | 0 | 0 | 0 | 0 | 0 | 0 | 0 | 0 | 0 | 0 | 0 | 0 | 0 | 0 | 0 | 0 | 0 | 0 | 0 | 0 | 0 | 0 | 0 | 0 | 0 | 0
F6_Industrial_Industrial - WA_New_Space Heating_Natural Gas_Furnace_E6 | F6 | Industrial | Industrial - WA | New | Space Heating | Natural Gas | Furnace | E6 | Utility - Value of Sales | 0 | 0 | 0 | 0 | 0 | 0 | 0 | 0 | 0 | 0 | 0 | 0 | 0 | 0 | 0 | 0 | 0 | 0 | 0 | 0 | 0 | 0 | 0 | 0 | 0 | 0 | 0
F6_Industrial_Industrial - WA_New_Space Heating_Natural Gas_Furnace_E7 | F6 | Industrial | Industrial - WA | New | Space Heating | Natural Gas | Furnace | E7 | Utility - Value of Sales | 0 | 0 | 0 | 0 | 0 | 0 | 0 | 0 | 0 | 0 | 0 | 0 | 0 | 0 | 0 | 0 | 0 | 0 | 0 | 0 | 0 | 0 | 0 | 0 | 0 | 0 | 0
F6_Industrial_Industrial - WA_New_Space Heating_Natural Gas_Furnace_E8 | F6 | Industrial | Industrial - WA | New | Space Heating | Natural Gas | Furnace | E8 | Utility - Value of Sales | 0 | 0 | 0 | 0 | 0 | 0 | 0 | 0 | 0 | 0 | 0 | 0 | 0 | 0 | 0 | 0 | 0 | 0 | 0 | 0 | 0 | 0 | 0 | 0 | 0 | 0 | 0
F6_Industrial_Industrial - WA_New_Space Heating_Natural Gas_Furnace_E9 | F6 | Industrial | Industrial - WA | New | Space Heating | Natural Gas | Furnace | E9 | Utility - Value of Sales | 0 | 0 | 0 | 0 | 0 | 0 | 0 | 0 | 0 | 0 | 0 | 0 | 0 | 0 | 0 | 0 | 0 | 0 | 0 | 0 | 0 | 0 | 0 | 0 | 0 | 0 | 0
F6_Industrial_Industrial - WA_New_Space Heating_Natural Gas_Furnace_E10 | F6 | Industrial | Industrial - WA | New | Space Heating | Natural Gas | Furnace | E10 | Utility - Value of Sales | 0 | 0 | 0 | 0 | 0 | 0 | 0 | 0 | 0 | 0 | 0 | 0 | 0 | 0 | 0 | 0 | 0 | 0 | 0 | 0 | 0 | 0 | 0 | 0 | 0 | 0 | 0
F1_Industrial_Industrial - WA_New_Space Heating_Natural Gas_Boiler_E1 | F1 | Industrial | Industrial - WA | New | Space Heating | Natural Gas | Boiler | E1 | RVT - Cost of Equipment | 543.7979 | 543.7979 | 543.7979 | 543.7979 | 543.7979 | 543.7979 | 543.7979 | 543.7979 | 543.7979 | 543.7979 | 543.7979 | 543.7979 | 543.7979 | 543.7979 | 543.7979 | 543.7979 | 543.7979 | 543.7979 | 543.7979 | 543.7979 | 543.7979 | 543.7979 | 543.7979 | 543.7979 | 543.7979 | 543.7979 | 543.7979
F1_Industrial_Industrial - WA_New_Space Heating_Natural Gas_Boiler_E2 | F1 | Industrial | Industrial - WA | New | Space Heating | Natural Gas | Boiler | E2 | RVT - Cost of Equipment | 618.6823 | 618.6823 | 618.6823 | 618.6823 | 618.6823 | 618.6823 | 618.6823 | 618.6823 | 618.6823 | 618.6823 | 618.6823 | 618.6823 | 618.6823 | 618.6823 | 618.6823 | 618.6823 | 618.6823 | 618.6823 | 618.6823 | 618.6823 | 618.6823 | 618.6823 | 618.6823 | 618.6823 | 618.6823 | 618.6823 | 618.6823
F1_Industrial_Industrial - WA_New_Space Heating_Natural Gas_Boiler_E3 | F1 | Industrial | Industrial - WA | New | Space Heating | Natural Gas | Boiler | E3 | RVT - Cost of Equipment | 769.0767 | 769.0767 | 769.0767 | 769.0767 | 769.0767 | 769.0767 | 769.0767 | 769.0767 | 769.0767 | 769.0767 | 769.0767 | 769.0767 | 769.0767 | 769.0767 | 769.0767 | 769.0767 | 769.0767 | 769.0767 | 769.0767 | 769.0767 | 769.0767 | 769.0767 | 769.0767 | 769.0767 | 769.0767 | 769.0767 | 769.0767
F1_Industrial_Industrial - WA_New_Space Heating_Natural Gas_Boiler_E4 | F1 | Industrial | Industrial - WA | New | Space Heating | Natural Gas | Boiler | E4 | RVT - Cost of Equipment | 2868.3375 | 2868.3375 | 2868.3375 | 2868.3375 | 2868.3375 | 2868.3375 | 2868.3375 | 2868.3375 | 2868.3375 | 2868.3375 | 2868.3375 | 2868.3375 | 2868.3375 | 2868.3375 | 2868.3375 | 2868.3375 | 2868.3375 | 2868.3375 | 2868.3375 | 2868.3375 | 2868.3375 | 2868.3375 | 2868.3375 | 2868.3375 | 2868.3375 | 2868.3375 | 2868.3375
F1_Industrial_Industrial - WA_New_Space Heating_Natural Gas_Boiler_E5 | F1 | Industrial | Industrial - WA | New | Space Heating | Natural Gas | Boiler | E5 | RVT - Cost of Equipment | 0 | 0 | 0 | 0 | 0 | 0 | 0 | 0 | 0 | 0 | 0 | 0 | 0 | 0 | 0 | 0 | 0 | 0 | 0 | 0 | 0 | 0 | 0 | 0 | 0 | 0 | 0
F1_Industrial_Industrial - WA_New_Space Heating_Natural Gas_Boiler_E6 | F1 | Industrial | Industrial - WA | New | Space Heating | Natural Gas | Boiler | E6 | RVT - Cost of Equipment | 0 | 0 | 0 | 0 | 0 | 0 | 0 | 0 | 0 | 0 | 0 | 0 | 0 | 0 | 0 | 0 | 0 | 0 | 0 | 0 | 0 | 0 | 0 | 0 | 0 | 0 | 0
F1_Industrial_Industrial - WA_New_Space Heating_Natural Gas_Boiler_E7 | F1 | Industrial | Industrial - WA | New | Space Heating | Natural Gas | Boiler | E7 | RVT - Cost of Equipment | 0 | 0 | 0 | 0 | 0 | 0 | 0 | 0 | 0 | 0 | 0 | 0 | 0 | 0 | 0 | 0 | 0 | 0 | 0 | 0 | 0 | 0 | 0 | 0 | 0 | 0 | 0
F1_Industrial_Industrial - WA_New_Space Heating_Natural Gas_Boiler_E8 | F1 | Industrial | Industrial - WA | New | Space Heating | Natural Gas | Boiler | E8 | RVT - Cost of Equipment | 0 | 0 | 0 | 0 | 0 | 0 | 0 | 0 | 0 | 0 | 0 | 0 | 0 | 0 | 0 | 0 | 0 | 0 | 0 | 0 | 0 | 0 | 0 | 0 | 0 | 0 | 0
F1_Industrial_Industrial - WA_New_Space Heating_Natural Gas_Boiler_E9 | F1 | Industrial | Industrial - WA | New | Space Heating | Natural Gas | Boiler | E9 | RVT - Cost of Equipment | 0 | 0 | 0 | 0 | 0 | 0 | 0 | 0 | 0 | 0 | 0 | 0 | 0 | 0 | 0 | 0 | 0 | 0 | 0 | 0 | 0 | 0 | 0 | 0 | 0 | 0 | 0
F1_Industrial_Industrial - WA_New_Space Heating_Natural Gas_Boiler_E10 | F1 | Industrial | Industrial - WA | New | Space Heating | Natural Gas | Boiler | E10 | RVT - Cost of Equipment | 0 | 0 | 0 | 0 | 0 | 0 | 0 | 0 | 0 | 0 | 0 | 0 | 0 | 0 | 0 | 0 | 0 | 0 | 0 | 0 | 0 | 0 | 0 | 0 | 0 | 0 | 0
F2_Industrial_Industrial - WA_New_Space Heating_Natural Gas_Boiler_E1 | F2 | Industrial | Industrial - WA | New | Space Heating | Natural Gas | Boiler | E1 | RVT - Cost of Operation | 0 | 0 | 0 | 0 | 0 | 0 | 0 | 0 | 0 | 0 | 0 | 0 | 0 | 0 | 0 | 0 | 0 | 0 | 0 | 0 | 0 | 0 | 0 | 0 | 0 | 0 | 0
F2_Industrial_Industrial - WA_New_Space Heating_Natural Gas_Boiler_E2 | F2 | Industrial | Industrial - WA | New | Space Heating | Natural Gas | Boiler | E2 | RVT - Cost of Operation | 0 | 0 | 0 | 0 | 0 | 0 | 0 | 0 | 0 | 0 | 0 | 0 | 0 | 0 | 0 | 0 | 0 | 0 | 0 | 0 | 0 | 0 | 0 | 0 | 0 | 0 | 0
F2_Industrial_Industrial - WA_New_Space Heating_Natural Gas_Boiler_E3 | F2 | Industrial | Industrial - WA | New | Space Heating | Natural Gas | Boiler | E3 | RVT - Cost of Operation | 0 | 0 | 0 | 0 | 0 | 0 | 0 | 0 | 0 | 0 | 0 | 0 | 0 | 0 | 0 | 0 | 0 | 0 | 0 | 0 | 0 | 0 | 0 | 0 | 0 | 0 | 0
F2_Industrial_Industrial - WA_New_Space Heating_Natural Gas_Boiler_E4 | F2 | Industrial | Industrial - WA | New | Space Heating | Natural Gas | Boiler | E4 | RVT - Cost of Operation | 0 | 0 | 0 | 0 | 0 | 0 | 0 | 0 | 0 | 0 | 0 | 0 | 0 | 0 | 0 | 0 | 0 | 0 | 0 | 0 | 0 | 0 | 0 | 0 | 0 | 0 | 0
F2_Industrial_Industrial - WA_New_Space Heating_Natural Gas_Boiler_E5 | F2 | Industrial | Industrial - WA | New | Space Heating | Natural Gas | Boiler | E5 | RVT - Cost of Operation | 0 | 0 | 0 | 0 | 0 | 0 | 0 | 0 | 0 | 0 | 0 | 0 | 0 | 0 | 0 | 0 | 0 | 0 | 0 | 0 | 0 | 0 | 0 | 0 | 0 | 0 | 0
F2_Industrial_Industrial - WA_New_Space Heating_Natural Gas_Boiler_E6 | F2 | Industrial | Industrial - WA | New | Space Heating | Natural Gas | Boiler | E6 | RVT - Cost of Operation | 0 | 0 | 0 | 0 | 0 | 0 | 0 | 0 | 0 | 0 | 0 | 0 | 0 | 0 | 0 | 0 | 0 | 0 | 0 | 0 | 0 | 0 | 0 | 0 | 0 | 0 | 0
F2_Industrial_Industrial - WA_New_Space Heating_Natural Gas_Boiler_E7 | F2 | Industrial | Industrial - WA | New | Space Heating | Natural Gas | Boiler | E7 | RVT - Cost of Operation | 0 | 0 | 0 | 0 | 0 | 0 | 0 | 0 | 0 | 0 | 0 | 0 | 0 | 0 | 0 | 0 | 0 | 0 | 0 | 0 | 0 | 0 | 0 | 0 | 0 | 0 | 0
F2_Industrial_Industrial - WA_New_Space Heating_Natural Gas_Boiler_E8 | F2 | Industrial | Industrial - WA | New | Space Heating | Natural Gas | Boiler | E8 | RVT - Cost of Operation | 0 | 0 | 0 | 0 | 0 | 0 | 0 | 0 | 0 | 0 | 0 | 0 | 0 | 0 | 0 | 0 | 0 | 0 | 0 | 0 | 0 | 0 | 0 | 0 | 0 | 0 | 0
F2_Industrial_Industrial - WA_New_Space Heating_Natural Gas_Boiler_E9 | F2 | Industrial | Industrial - WA | New | Space Heating | Natural Gas | Boiler | E9 | RVT - Cost of Operation | 0 | 0 | 0 | 0 | 0 | 0 | 0 | 0 | 0 | 0 | 0 | 0 | 0 | 0 | 0 | 0 | 0 | 0 | 0 | 0 | 0 | 0 | 0 | 0 | 0 | 0 | 0
F2_Industrial_Industrial - WA_New_Space Heating_Natural Gas_Boiler_E10 | F2 | Industrial | Industrial - WA | New | Space Heating | Natural Gas | Boiler | E10 | RVT - Cost of Operation | 0 | 0 | 0 | 0 | 0 | 0 | 0 | 0 | 0 | 0 | 0 | 0 | 0 | 0 | 0 | 0 | 0 | 0 | 0 | 0 | 0 | 0 | 0 | 0 | 0 | 0 | 0
F3_Industrial_Industrial - WA_New_Space Heating_Natural Gas_Boiler_E1 | F3 | Industrial | Industrial - WA | New | Space Heating | Natural Gas | Boiler | E1 | System - kBTUs of Consumption | 9382.7703 | 9407.9215 | 9406.4568 | 9406.4568 | 9406.4568 | 9406.4568 | 9406.4568 | 9406.4568 | 9406.4568 | 9406.4568 | 9406.4568 | 9406.4568 | 9406.4568 | 9406.4568 | 9406.4568 | 9406.4568 | 9406.4568 | 9406.4568 | 9406.4568 | 9406.4568 | 9406.4568 | 9406.4568 | 9406.4568 | 9406.4568 | 9406.4568 | 9406.4568 | 9406.4568
F3_Industrial_Industrial - WA_New_Space Heating_Natural Gas_Boiler_E2 | F3 | Industrial | Industrial - WA | New | Space Heating | Natural Gas | Boiler | E2 | System - kBTUs of Consumption | 8830.7997 | 8854.4714 | 8853.0928 | 8853.0928 | 8853.0928 | 8853.0928 | 8853.0928 | 8853.0928 | 8853.0928 | 8853.0928 | 8853.0928 | 8853.0928 | 8853.0928 | 8853.0928 | 8853.0928 | 8853.0928 | 8853.0928 | 8853.0928 | 8853.0928 | 8853.0928 | 8853.0928 | 8853.0928 | 8853.0928 | 8853.0928 | 8853.0928 | 8853.0928 | 8853.0928
F3_Industrial_Industrial - WA_New_Space Heating_Natural Gas_Boiler_E3 | F3 | Industrial | Industrial - WA | New | Space Heating | Natural Gas | Boiler | E3 | System - kBTUs of Consumption | 7738.5251 | 7759.2688 | 7758.0608 | 7758.0608 | 7758.0608 | 7758.0608 | 7758.0608 | 7758.0608 | 7758.0608 | 7758.0608 | 7758.0608 | 7758.0608 | 7758.0608 | 7758.0608 | 7758.0608 | 7758.0608 | 7758.0608 | 7758.0608 | 7758.0608 | 7758.0608 | 7758.0608 | 7758.0608 | 7758.0608 | 7758.0608 | 7758.0608 | 7758.0608 | 7758.0608
F3_Industrial_Industrial - WA_New_Space Heating_Natural Gas_Boiler_E4 | F3 | Industrial | Industrial - WA | New | Space Heating | Natural Gas | Boiler | E4 | System - kBTUs of Consumption | 5352.5596 | 5376.5131 | 5375.1182 | 5375.1182 | 5375.1182 | 5375.1182 | 5375.1182 | 5375.1182 | 5375.1182 | 5375.1182 | 5375.1182 | 5375.1182 | 5375.1182 | 5375.1182 | 5375.1182 | 5375.1182 | 5375.1182 | 5375.1182 | 5375.1182 | 5375.1182 | 5375.1182 | 5375.1182 | 5375.1182 | 5375.1182 | 5375.1182 | 5375.1182 | 5375.1182
F3_Industrial_Industrial - WA_New_Space Heating_Natural Gas_Boiler_E5 | F3 | Industrial | Industrial - WA | New | Space Heating | Natural Gas | Boiler | E5 | System - kBTUs of Consumption | 0 | 0 | 0 | 0 | 0 | 0 | 0 | 0 | 0 | 0 | 0 | 0 | 0 | 0 | 0 | 0 | 0 | 0 | 0 | 0 | 0 | 0 | 0 | 0 | 0 | 0 | 0
F3_Industrial_Industrial - WA_New_Space Heating_Natural Gas_Boiler_E6 | F3 | Industrial | Industrial - WA | New | Space Heating | Natural Gas | Boiler | E6 | System - kBTUs of Consumption | 0 | 0 | 0 | 0 | 0 | 0 | 0 | 0 | 0 | 0 | 0 | 0 | 0 | 0 | 0 | 0 | 0 | 0 | 0 | 0 | 0 | 0 | 0 | 0 | 0 | 0 | 0
F3_Industrial_Industrial - WA_New_Space Heating_Natural Gas_Boiler_E7 | F3 | Industrial | Industrial - WA | New | Space Heating | Natural Gas | Boiler | E7 | System - kBTUs of Consumption | 0 | 0 | 0 | 0 | 0 | 0 | 0 | 0 | 0 | 0 | 0 | 0 | 0 | 0 | 0 | 0 | 0 | 0 | 0 | 0 | 0 | 0 | 0 | 0 | 0 | 0 | 0
F3_Industrial_Industrial - WA_New_Space Heating_Natural Gas_Boiler_E8 | F3 | Industrial | Industrial - WA | New | Space Heating | Natural Gas | Boiler | E8 | System - kBTUs of Consumption | 0 | 0 | 0 | 0 | 0 | 0 | 0 | 0 | 0 | 0 | 0 | 0 | 0 | 0 | 0 | 0 | 0 | 0 | 0 | 0 | 0 | 0 | 0 | 0 | 0 | 0 | 0
F3_Industrial_Industrial - WA_New_Space Heating_Natural Gas_Boiler_E9 | F3 | Industrial | Industrial - WA | New | Space Heating | Natural Gas | Boiler | E9 | System - kBTUs of Consumption | 0 | 0 | 0 | 0 | 0 | 0 | 0 | 0 | 0 | 0 | 0 | 0 | 0 | 0 | 0 | 0 | 0 | 0 | 0 | 0 | 0 | 0 | 0 | 0 | 0 | 0 | 0
F3_Industrial_Industrial - WA_New_Space Heating_Natural Gas_Boiler_E10 | F3 | Industrial | Industrial - WA | New | Space Heating | Natural Gas | Boiler | E10 | System - kBTUs of Consumption | 0 | 0 | 0 | 0 | 0 | 0 | 0 | 0 | 0 | 0 | 0 | 0 | 0 | 0 | 0 | 0 | 0 | 0 | 0 | 0 | 0 | 0 | 0 | 0 | 0 | 0 | 0
F4_Industrial_Industrial - WA_New_Space Heating_Natural Gas_Boiler_E1 | F4 | Industrial | Industrial - WA | New | Space Heating | Natural Gas | Boiler | E1 | Utility - Cost of Equipment | 543.7979 | 543.7979 | 543.7979 | 543.7979 | 543.7979 | 543.7979 | 543.7979 | 543.7979 | 543.7979 | 543.7979 | 543.7979 | 543.7979 | 543.7979 | 543.7979 | 543.7979 | 543.7979 | 543.7979 | 543.7979 | 543.7979 | 543.7979 | 543.7979 | 543.7979 | 543.7979 | 543.7979 | 543.7979 | 543.7979 | 543.7979
F4_Industrial_Industrial - WA_New_Space Heating_Natural Gas_Boiler_E2 | F4 | Industrial | Industrial - WA | New | Space Heating | Natural Gas | Boiler | E2 | Utility - Cost of Equipment | 618.6823 | 618.6823 | 618.6823 | 618.6823 | 618.6823 | 618.6823 | 618.6823 | 618.6823 | 618.6823 | 618.6823 | 618.6823 | 618.6823 | 618.6823 | 618.6823 | 618.6823 | 618.6823 | 618.6823 | 618.6823 | 618.6823 | 618.6823 | 618.6823 | 618.6823 | 618.6823 | 618.6823 | 618.6823 | 618.6823 | 618.6823
F4_Industrial_Industrial - WA_New_Space Heating_Natural Gas_Boiler_E3 | F4 | Industrial | Industrial - WA | New | Space Heating | Natural Gas | Boiler | E3 | Utility - Cost of Equipment | 769.0767 | 769.0767 | 769.0767 | 769.0767 | 769.0767 | 769.0767 | 769.0767 | 769.0767 | 769.0767 | 769.0767 | 769.0767 | 769.0767 | 769.0767 | 769.0767 | 769.0767 | 769.0767 | 769.0767 | 769.0767 | 769.0767 | 769.0767 | 769.0767 | 769.0767 | 769.0767 | 769.0767 | 769.0767 | 769.0767 | 769.0767
F4_Industrial_Industrial - WA_New_Space Heating_Natural Gas_Boiler_E4 | F4 | Industrial | Industrial - WA | New | Space Heating | Natural Gas | Boiler | E4 | Utility - Cost of Equipment | 2868.3375 | 2868.3375 | 2868.3375 | 2868.3375 | 2868.3375 | 2868.3375 | 2868.3375 | 2868.3375 | 2868.3375 | 2868.3375 | 2868.3375 | 2868.3375 | 2868.3375 | 2868.3375 | 2868.3375 | 2868.3375 | 2868.3375 | 2868.3375 | 2868.3375 | 2868.3375 | 2868.3375 | 2868.3375 | 2868.3375 | 2868.3375 | 2868.3375 | 2868.3375 | 2868.3375
F4_Industrial_Industrial - WA_New_Space Heating_Natural Gas_Boiler_E5 | F4 | Industrial | Industrial - WA | New | Space Heating | Natural Gas | Boiler | E5 | Utility - Cost of Equipment | 0 | 0 | 0 | 0 | 0 | 0 | 0 | 0 | 0 | 0 | 0 | 0 | 0 | 0 | 0 | 0 | 0 | 0 | 0 | 0 | 0 | 0 | 0 | 0 | 0 | 0 | 0
F4_Industrial_Industrial - WA_New_Space Heating_Natural Gas_Boiler_E6 | F4 | Industrial | Industrial - WA | New | Space Heating | Natural Gas | Boiler | E6 | Utility - Cost of Equipment | 0 | 0 | 0 | 0 | 0 | 0 | 0 | 0 | 0 | 0 | 0 | 0 | 0 | 0 | 0 | 0 | 0 | 0 | 0 | 0 | 0 | 0 | 0 | 0 | 0 | 0 | 0
F4_Industrial_Industrial - WA_New_Space Heating_Natural Gas_Boiler_E7 | F4 | Industrial | Industrial - WA | New | Space Heating | Natural Gas | Boiler | E7 | Utility - Cost of Equipment | 0 | 0 | 0 | 0 | 0 | 0 | 0 | 0 | 0 | 0 | 0 | 0 | 0 | 0 | 0 | 0 | 0 | 0 | 0 | 0 | 0 | 0 | 0 | 0 | 0 | 0 | 0
F4_Industrial_Industrial - WA_New_Space Heating_Natural Gas_Boiler_E8 | F4 | Industrial | Industrial - WA | New | Space Heating | Natural Gas | Boiler | E8 | Utility - Cost of Equipment | 0 | 0 | 0 | 0 | 0 | 0 | 0 | 0 | 0 | 0 | 0 | 0 | 0 | 0 | 0 | 0 | 0 | 0 | 0 | 0 | 0 | 0 | 0 | 0 | 0 | 0 | 0
F4_Industrial_Industrial - WA_New_Space Heating_Natural Gas_Boiler_E9 | F4 | Industrial | Industrial - WA | New | Space Heating | Natural Gas | Boiler | E9 | Utility - Cost of Equipment | 0 | 0 | 0 | 0 | 0 | 0 | 0 | 0 | 0 | 0 | 0 | 0 | 0 | 0 | 0 | 0 | 0 | 0 | 0 | 0 | 0 | 0 | 0 | 0 | 0 | 0 | 0
F4_Industrial_Industrial - WA_New_Space Heating_Natural Gas_Boiler_E10 | F4 | Industrial | Industrial - WA | New | Space Heating | Natural Gas | Boiler | E10 | Utility - Cost of Equipment | 0 | 0 | 0 | 0 | 0 | 0 | 0 | 0 | 0 | 0 | 0 | 0 | 0 | 0 | 0 | 0 | 0 | 0 | 0 | 0 | 0 | 0 | 0 | 0 | 0 | 0 | 0
F5_Industrial_Industrial - WA_New_Space Heating_Natural Gas_Boiler_E1 | F5 | Industrial | Industrial - WA | New | Space Heating | Natural Gas | Boiler | E1 | Utility - Cost of Operation | 127.3927 | 127.9166 | 127.6039 | 127.2335 | 128.5127 | 130.5375 | 130.7202 | 131.0478 | 131.3296 | 131.4765 | 131.4828 | 131.3328 | 130.9821 | 130.3524 | 129.4084 | 128.2218 | 126.6861 | 124.8694 | 122.702 | 120.1114 | 117.0242 | 113.5139 | 110.618 | 108.8077 | 108.1378 | 108.6679 | 109.2006
F5_Industrial_Industrial - WA_New_Space Heating_Natural Gas_Boiler_E2 | F5 | Industrial | Industrial - WA | New | Space Heating | Natural Gas | Boiler | E2 | Utility - Cost of Operation | 119.8984 | 120.3916 | 120.0972 | 119.7486 | 120.9526 | 122.8583 | 123.0301 | 123.3385 | 123.6037 | 123.742 | 123.7479 | 123.6068 | 123.2767 | 122.684 | 121.7956 | 120.6788 | 119.2334 | 117.5236 | 115.4837 | 113.0454 | 110.1399 | 106.8361 | 104.1106 | 102.4067 | 101.7763 | 102.2752 | 102.7765
F5_Industrial_Industrial - WA_New_Space Heating_Natural Gas_Boiler_E3 | F5 | Industrial | Industrial - WA | New | Space Heating | Natural Gas | Boiler | E3 | Utility - Cost of Operation | 105.0683 | 105.5004 | 105.2425 | 104.937 | 105.9921 | 107.662 | 107.8126 | 108.0829 | 108.3152 | 108.4364 | 108.4417 | 108.3179 | 108.0287 | 107.5093 | 106.7308 | 105.7521 | 104.4855 | 102.9872 | 101.1996 | 99.0629 | 96.5168 | 93.6216 | 91.2332 | 89.7401 | 89.1876 | 89.6248 | 90.0642
F5_Industrial_Industrial - WA_New_Space Heating_Natural Gas_Boiler_E4 | F5 | Industrial | Industrial - WA | New | Space Heating | Natural Gas | Boiler | E4 | Utility - Cost of Operation | 70.3095 | 70.9603 | 71.1333 | 71.371 | 72.8818 | 74.9535 | 75.6593 | 76.4416 | 77.1483 | 77.6983 | 78.0679 | 78.222 | 78.1056 | 77.6751 | 76.9368 | 75.9793 | 74.7655 | 73.3453 | 71.6677 | 69.6794 | 67.3268 | 64.6636 | 62.4503 | 61.0322 | 60.4494 | 60.7458 | 61.0435
F5_Industrial_Industrial - WA_New_Space Heating_Natural Gas_Boiler_E5 | F5 | Industrial | Industrial - WA | New | Space Heating | Natural Gas | Boiler | E5 | Utility - Cost of Operation | 0 | 0 | 0 | 0 | 0 | 0 | 0 | 0 | 0 | 0 | 0 | 0 | 0 | 0 | 0 | 0 | 0 | 0 | 0 | 0 | 0 | 0 | 0 | 0 | 0 | 0 | 0
F5_Industrial_Industrial - WA_New_Space Heating_Natural Gas_Boiler_E6 | F5 | Industrial | Industrial - WA | New | Space Heating | Natural Gas | Boiler | E6 | Utility - Cost of Operation | 0 | 0 | 0 | 0 | 0 | 0 | 0 | 0 | 0 | 0 | 0 | 0 | 0 | 0 | 0 | 0 | 0 | 0 | 0 | 0 | 0 | 0 | 0 | 0 | 0 | 0 | 0
F5_Industrial_Industrial - WA_New_Space Heating_Natural Gas_Boiler_E7 | F5 | Industrial | Industrial - WA | New | Space Heating | Natural Gas | Boiler | E7 | Utility - Cost of Operation | 0 | 0 | 0 | 0 | 0 | 0 | 0 | 0 | 0 | 0 | 0 | 0 | 0 | 0 | 0 | 0 | 0 | 0 | 0 | 0 | 0 | 0 | 0 | 0 | 0 | 0 | 0
F5_Industrial_Industrial - WA_New_Space Heating_Natural Gas_Boiler_E8 | F5 | Industrial | Industrial - WA | New | Space Heating | Natural Gas | Boiler | E8 | Utility - Cost of Operation | 0 | 0 | 0 | 0 | 0 | 0 | 0 | 0 | 0 | 0 | 0 | 0 | 0 | 0 | 0 | 0 | 0 | 0 | 0 | 0 | 0 | 0 | 0 | 0 | 0 | 0 | 0
F5_Industrial_Industrial - WA_New_Space Heating_Natural Gas_Boiler_E9 | F5 | Industrial | Industrial - WA | New | Space Heating | Natural Gas | Boiler | E9 | Utility - Cost of Operation | 0 | 0 | 0 | 0 | 0 | 0 | 0 | 0 | 0 | 0 | 0 | 0 | 0 | 0 | 0 | 0 | 0 | 0 | 0 | 0 | 0 | 0 | 0 | 0 | 0 | 0 | 0
F5_Industrial_Industrial - WA_New_Space Heating_Natural Gas_Boiler_E10 | F5 | Industrial | Industrial - WA | New | Space Heating | Natural Gas | Boiler | E10 | Utility - Cost of Operation | 0 | 0 | 0 | 0 | 0 | 0 | 0 | 0 | 0 | 0 | 0 | 0 | 0 | 0 | 0 | 0 | 0 | 0 | 0 | 0 | 0 | 0 | 0 | 0 | 0 | 0 | 0
F6_Industrial_Industrial - WA_New_Space Heating_Natural Gas_Boiler_E1 | F6 | Industrial | Industrial - WA | New | Space Heating | Natural Gas | Boiler | E1 | Utility - Value of Sales | 0 | 0 | 0 | 0 | 0 | 0 | 0 | 0 | 0 | 0 | 0 | 0 | 0 | 0 | 0 | 0 | 0 | 0 | 0 | 0 | 0 | 0 | 0 | 0 | 0 | 0 | 0
F6_Industrial_Industrial - WA_New_Space Heating_Natural Gas_Boiler_E2 | F6 | Industrial | Industrial - WA | New | Space Heating | Natural Gas | Boiler | E2 | Utility - Value of Sales | 0 | 0 | 0 | 0 | 0 | 0 | 0 | 0 | 0 | 0 | 0 | 0 | 0 | 0 | 0 | 0 | 0 | 0 | 0 | 0 | 0 | 0 | 0 | 0 | 0 | 0 | 0
F6_Industrial_Industrial - WA_New_Space Heating_Natural Gas_Boiler_E3 | F6 | Industrial | Industrial - WA | New | Space Heating | Natural Gas | Boiler | E3 | Utility - Value of Sales | 0 | 0 | 0 | 0 | 0 | 0 | 0 | 0 | 0 | 0 | 0 | 0 | 0 | 0 | 0 | 0 | 0 | 0 | 0 | 0 | 0 | 0 | 0 | 0 | 0 | 0 | 0
F6_Industrial_Industrial - WA_New_Space Heating_Natural Gas_Boiler_E4 | F6 | Industrial | Industrial - WA | New | Space Heating | Natural Gas | Boiler | E4 | Utility - Value of Sales | 0 | 0 | 0 | 0 | 0 | 0 | 0 | 0 | 0 | 0 | 0 | 0 | 0 | 0 | 0 | 0 | 0 | 0 | 0 | 0 | 0 | 0 | 0 | 0 | 0 | 0 | 0
F6_Industrial_Industrial - WA_New_Space Heating_Natural Gas_Boiler_E5 | F6 | Industrial | Industrial - WA | New | Space Heating | Natural Gas | Boiler | E5 | Utility - Value of Sales | 0 | 0 | 0 | 0 | 0 | 0 | 0 | 0 | 0 | 0 | 0 | 0 | 0 | 0 | 0 | 0 | 0 | 0 | 0 | 0 | 0 | 0 | 0 | 0 | 0 | 0 | 0
F6_Industrial_Industrial - WA_New_Space Heating_Natural Gas_Boiler_E6 | F6 | Industrial | Industrial - WA | New | Space Heating | Natural Gas | Boiler | E6 | Utility - Value of Sales | 0 | 0 | 0 | 0 | 0 | 0 | 0 | 0 | 0 | 0 | 0 | 0 | 0 | 0 | 0 | 0 | 0 | 0 | 0 | 0 | 0 | 0 | 0 | 0 | 0 | 0 | 0
F6_Industrial_Industrial - WA_New_Space Heating_Natural Gas_Boiler_E7 | F6 | Industrial | Industrial - WA | New | Space Heating | Natural Gas | Boiler | E7 | Utility - Value of Sales | 0 | 0 | 0 | 0 | 0 | 0 | 0 | 0 | 0 | 0 | 0 | 0 | 0 | 0 | 0 | 0 | 0 | 0 | 0 | 0 | 0 | 0 | 0 | 0 | 0 | 0 | 0
F6_Industrial_Industrial - WA_New_Space Heating_Natural Gas_Boiler_E8 | F6 | Industrial | Industrial - WA | New | Space Heating | Natural Gas | Boiler | E8 | Utility - Value of Sales | 0 | 0 | 0 | 0 | 0 | 0 | 0 | 0 | 0 | 0 | 0 | 0 | 0 | 0 | 0 | 0 | 0 | 0 | 0 | 0 | 0 | 0 | 0 | 0 | 0 | 0 | 0
F6_Industrial_Industrial - WA_New_Space Heating_Natural Gas_Boiler_E9 | F6 | Industrial | Industrial - WA | New | Space Heating | Natural Gas | Boiler | E9 | Utility - Value of Sales | 0 | 0 | 0 | 0 | 0 | 0 | 0 | 0 | 0 | 0 | 0 | 0 | 0 | 0 | 0 | 0 | 0 | 0 | 0 | 0 | 0 | 0 | 0 | 0 | 0 | 0 | 0
F6_Industrial_Industrial - WA_New_Space Heating_Natural Gas_Boiler_E10 | F6 | Industrial | Industrial - WA | New | Space Heating | Natural Gas | Boiler | E10 | Utility - Value of Sales | 0 | 0 | 0 | 0 | 0 | 0 | 0 | 0 | 0 | 0 | 0 | 0 | 0 | 0 | 0 | 0 | 0 | 0 | 0 | 0 | 0 | 0 | 0 | 0 | 0 | 0 | 0
F1_Industrial_Industrial - WA_New_Space Heating_Natural Gas_Unit Heater_E1 | F1 | Industrial | Industrial - WA | New | Space Heating | Natural Gas | Unit Heater | E1 | RVT - Cost of Equipment | 0.82458 | 0.82458 | 0.82458 | 0.82458 | 0.82458 | 0.82458 | 0.82458 | 0.82458 | 0.82458 | 0.82458 | 0.82458 | 0.82458 | 0.82458 | 0.82458 | 0.82458 | 0.82458 | 0.82458 | 0.82458 | 0.82458 | 0.82458 | 0.82458 | 0.82458 | 0.82458 | 0.82458 | 0.82458 | 0.82458 | 0.82458
F1_Industrial_Industrial - WA_New_Space Heating_Natural Gas_Unit Heater_E2 | F1 | Industrial | Industrial - WA | New | Space Heating | Natural Gas | Unit Heater | E2 | RVT - Cost of Equipment | 0.98323 | 0.98323 | 0.98323 | 0.98323 | 0.98323 | 0.98323 | 0.98323 | 0.98323 | 0.98323 | 0.98323 | 0.98323 | 0.98323 | 0.98323 | 0.98323 | 0.98323 | 0.98323 | 0.98323 | 0.98323 | 0.98323 | 0.98323 | 0.98323 | 0.98323 | 0.98323 | 0.98323 | 0.98323 | 0.98323 | 0.98323
F1_Industrial_Industrial - WA_New_Space Heating_Natural Gas_Unit Heater_E3 | F1 | Industrial | Industrial - WA | New | Space Heating | Natural Gas | Unit Heater | E3 | RVT - Cost of Equipment | 1.0779 | 1.0779 | 1.0779 | 1.0779 | 1.0779 | 1.0779 | 1.0779 | 1.0779 | 1.0779 | 1.0779 | 1.0779 | 1.0779 | 1.0779 | 1.0779 | 1.0779 | 1.0779 | 1.0779 | 1.0779 | 1.0779 | 1.0779 | 1.0779 | 1.0779 | 1.0779 | 1.0779 | 1.0779 | 1.0779 | 1.0779
F1_Industrial_Industrial - WA_New_Space Heating_Natural Gas_Unit Heater_E4 | F1 | Industrial | Industrial - WA | New | Space Heating | Natural Gas | Unit Heater | E4 | RVT - Cost of Equipment | 0 | 0 | 0 | 0 | 0 | 0 | 0 | 0 | 0 | 0 | 0 | 0 | 0 | 0 | 0 | 0 | 0 | 0 | 0 | 0 | 0 | 0 | 0 | 0 | 0 | 0 | 0
F1_Industrial_Industrial - WA_New_Space Heating_Natural Gas_Unit Heater_E5 | F1 | Industrial | Industrial - WA | New | Space Heating | Natural Gas | Unit Heater | E5 | RVT - Cost of Equipment | 0 | 0 | 0 | 0 | 0 | 0 | 0 | 0 | 0 | 0 | 0 | 0 | 0 | 0 | 0 | 0 | 0 | 0 | 0 | 0 | 0 | 0 | 0 | 0 | 0 | 0 | 0
F1_Industrial_Industrial - WA_New_Space Heating_Natural Gas_Unit Heater_E6 | F1 | Industrial | Industrial - WA | New | Space Heating | Natural Gas | Unit Heater | E6 | RVT - Cost of Equipment | 0 | 0 | 0 | 0 | 0 | 0 | 0 | 0 | 0 | 0 | 0 | 0 | 0 | 0 | 0 | 0 | 0 | 0 | 0 | 0 | 0 | 0 | 0 | 0 | 0 | 0 | 0
F1_Industrial_Industrial - WA_New_Space Heating_Natural Gas_Unit Heater_E7 | F1 | Industrial | Industrial - WA | New | Space Heating | Natural Gas | Unit Heater | E7 | RVT - Cost of Equipment | 0 | 0 | 0 | 0 | 0 | 0 | 0 | 0 | 0 | 0 | 0 | 0 | 0 | 0 | 0 | 0 | 0 | 0 | 0 | 0 | 0 | 0 | 0 | 0 | 0 | 0 | 0
F1_Industrial_Industrial - WA_New_Space Heating_Natural Gas_Unit Heater_E8 | F1 | Industrial | Industrial - WA | New | Space Heating | Natural Gas | Unit Heater | E8 | RVT - Cost of Equipment | 0 | 0 | 0 | 0 | 0 | 0 | 0 | 0 | 0 | 0 | 0 | 0 | 0 | 0 | 0 | 0 | 0 | 0 | 0 | 0 | 0 | 0 | 0 | 0 | 0 | 0 | 0
F1_Industrial_Industrial - WA_New_Space Heating_Natural Gas_Unit Heater_E9 | F1 | Industrial | Industrial - WA | New | Space Heating | Natural Gas | Unit Heater | E9 | RVT - Cost of Equipment | 0 | 0 | 0 | 0 | 0 | 0 | 0 | 0 | 0 | 0 | 0 | 0 | 0 | 0 | 0 | 0 | 0 | 0 | 0 | 0 | 0 | 0 | 0 | 0 | 0 | 0 | 0
F1_Industrial_Industrial - WA_New_Space Heating_Natural Gas_Unit Heater_E10 | F1 | Industrial | Industrial - WA | New | Space Heating | Natural Gas | Unit Heater | E10 | RVT - Cost of Equipment | 0 | 0 | 0 | 0 | 0 | 0 | 0 | 0 | 0 | 0 | 0 | 0 | 0 | 0 | 0 | 0 | 0 | 0 | 0 | 0 | 0 | 0 | 0 | 0 | 0 | 0 | 0
F2_Industrial_Industrial - WA_New_Space Heating_Natural Gas_Unit Heater_E1 | F2 | Industrial | Industrial - WA | New | Space Heating | Natural Gas | Unit Heater | E1 | RVT - Cost of Operation | 0 | 0 | 0 | 0 | 0 | 0 | 0 | 0 | 0 | 0 | 0 | 0 | 0 | 0 | 0 | 0 | 0 | 0 | 0 | 0 | 0 | 0 | 0 | 0 | 0 | 0 | 0
F2_Industrial_Industrial - WA_New_Space Heating_Natural Gas_Unit Heater_E2 | F2 | Industrial | Industrial - WA | New | Space Heating | Natural Gas | Unit Heater | E2 | RVT - Cost of Operation | 0 | 0 | 0 | 0 | 0 | 0 | 0 | 0 | 0 | 0 | 0 | 0 | 0 | 0 | 0 | 0 | 0 | 0 | 0 | 0 | 0 | 0 | 0 | 0 | 0 | 0 | 0
F2_Industrial_Industrial - WA_New_Space Heating_Natural Gas_Unit Heater_E3 | F2 | Industrial | Industrial - WA | New | Space Heating | Natural Gas | Unit Heater | E3 | RVT - Cost of Operation | 0 | 0 | 0 | 0 | 0 | 0 | 0 | 0 | 0 | 0 | 0 | 0 | 0 | 0 | 0 | 0 | 0 | 0 | 0 | 0 | 0 | 0 | 0 | 0 | 0 | 0 | 0
F2_Industrial_Industrial - WA_New_Space Heating_Natural Gas_Unit Heater_E4 | F2 | Industrial | Industrial - WA | New | Space Heating | Natural Gas | Unit Heater | E4 | RVT - Cost of Operation | 0 | 0 | 0 | 0 | 0 | 0 | 0 | 0 | 0 | 0 | 0 | 0 | 0 | 0 | 0 | 0 | 0 | 0 | 0 | 0 | 0 | 0 | 0 | 0 | 0 | 0 | 0
F2_Industrial_Industrial - WA_New_Space Heating_Natural Gas_Unit Heater_E5 | F2 | Industrial | Industrial - WA | New | Space Heating | Natural Gas | Unit Heater | E5 | RVT - Cost of Operation | 0 | 0 | 0 | 0 | 0 | 0 | 0 | 0 | 0 | 0 | 0 | 0 | 0 | 0 | 0 | 0 | 0 | 0 | 0 | 0 | 0 | 0 | 0 | 0 | 0 | 0 | 0
F2_Industrial_Industrial - WA_New_Space Heating_Natural Gas_Unit Heater_E6 | F2 | Industrial | Industrial - WA | New | Space Heating | Natural Gas | Unit Heater | E6 | RVT - Cost of Operation | 0 | 0 | 0 | 0 | 0 | 0 | 0 | 0 | 0 | 0 | 0 | 0 | 0 | 0 | 0 | 0 | 0 | 0 | 0 | 0 | 0 | 0 | 0 | 0 | 0 | 0 | 0
F2_Industrial_Industrial - WA_New_Space Heating_Natural Gas_Unit Heater_E7 | F2 | Industrial | Industrial - WA | New | Space Heating | Natural Gas | Unit Heater | E7 | RVT - Cost of Operation | 0 | 0 | 0 | 0 | 0 | 0 | 0 | 0 | 0 | 0 | 0 | 0 | 0 | 0 | 0 | 0 | 0 | 0 | 0 | 0 | 0 | 0 | 0 | 0 | 0 | 0 | 0
F2_Industrial_Industrial - WA_New_Space Heating_Natural Gas_Unit Heater_E8 | F2 | Industrial | Industrial - WA | New | Space Heating | Natural Gas | Unit Heater | E8 | RVT - Cost of Operation | 0 | 0 | 0 | 0 | 0 | 0 | 0 | 0 | 0 | 0 | 0 | 0 | 0 | 0 | 0 | 0 | 0 | 0 | 0 | 0 | 0 | 0 | 0 | 0 | 0 | 0 | 0
F2_Industrial_Industrial - WA_New_Space Heating_Natural Gas_Unit Heater_E9 | F2 | Industrial | Industrial - WA | New | Space Heating | Natural Gas | Unit Heater | E9 | RVT - Cost of Operation | 0 | 0 | 0 | 0 | 0 | 0 | 0 | 0 | 0 | 0 | 0 | 0 | 0 | 0 | 0 | 0 | 0 | 0 | 0 | 0 | 0 | 0 | 0 | 0 | 0 | 0 | 0
F2_Industrial_Industrial - WA_New_Space Heating_Natural Gas_Unit Heater_E10 | F2 | Industrial | Industrial - WA | New | Space Heating | Natural Gas | Unit Heater | E10 | RVT - Cost of Operation | 0 | 0 | 0 | 0 | 0 | 0 | 0 | 0 | 0 | 0 | 0 | 0 | 0 | 0 | 0 | 0 | 0 | 0 | 0 | 0 | 0 | 0 | 0 | 0 | 0 | 0 | 0
F3_Industrial_Industrial - WA_New_Space Heating_Natural Gas_Unit Heater_E1 | F3 | Industrial | Industrial - WA | New | Space Heating | Natural Gas | Unit Heater | E1 | System - kBTUs of Consumption | 11016.3359 | 11053.2719 | 11051.1209 | 11051.1209 | 11051.1209 | 11051.1209 | 11051.1209 | 11051.1209 | 11051.1209 | 11051.1209 | 11051.1209 | 11051.1209 | 11051.1209 | 11051.1209 | 11051.1209 | 11051.1209 | 11051.1209 | 11051.1209 | 11051.1209 | 11051.1209 | 11051.1209 | 11051.1209 | 11051.1209 | 11051.1209 | 11051.1209 | 11051.1209 | 11051.1209
F3_Industrial_Industrial - WA_New_Space Heating_Natural Gas_Unit Heater_E2 | F3 | Industrial | Industrial - WA | New | Space Heating | Natural Gas | Unit Heater | E2 | System - kBTUs of Consumption | 9798.1834 | 9831.0351 | 9829.122 | 9829.122 | 9829.122 | 9829.122 | 9829.122 | 9829.122 | 9829.122 | 9829.122 | 9829.122 | 9829.122 | 9829.122 | 9829.122 | 9829.122 | 9829.122 | 9829.122 | 9829.122 | 9829.122 | 9829.122 | 9829.122 | 9829.122 | 9829.122 | 9829.122 | 9829.122 | 9829.122 | 9829.122
F3_Industrial_Industrial - WA_New_Space Heating_Natural Gas_Unit Heater_E3 | F3 | Industrial | Industrial - WA | New | Space Heating | Natural Gas | Unit Heater | E3 | System - kBTUs of Consumption | 9734.9631 | 9778.5287 | 9775.9916 | 9775.9916 | 9775.9916 | 9775.9916 | 9775.9916 | 9775.9916 | 9775.9916 | 9775.9916 | 9775.9916 | 9775.9916 | 9775.9916 | 9775.9916 | 9775.9916 | 9775.9916 | 9775.9916 | 9775.9916 | 9775.9916 | 9775.9916 | 9775.9916 | 9775.9916 | 9775.9916 | 9775.9916 | 9775.9916 | 9775.9916 | 9775.9916
F3_Industrial_Industrial - WA_New_Space Heating_Natural Gas_Unit Heater_E4 | F3 | Industrial | Industrial - WA | New | Space Heating | Natural Gas | Unit Heater | E4 | System - kBTUs of Consumption | 0 | 0 | 0 | 0 | 0 | 0 | 0 | 0 | 0 | 0 | 0 | 0 | 0 | 0 | 0 | 0 | 0 | 0 | 0 | 0 | 0 | 0 | 0 | 0 | 0 | 0 | 0
F3_Industrial_Industrial - WA_New_Space Heating_Natural Gas_Unit Heater_E5 | F3 | Industrial | Industrial - WA | New | Space Heating | Natural Gas | Unit Heater | E5 | System - kBTUs of Consumption | 0 | 0 | 0 | 0 | 0 | 0 | 0 | 0 | 0 | 0 | 0 | 0 | 0 | 0 | 0 | 0 | 0 | 0 | 0 | 0 | 0 | 0 | 0 | 0 | 0 | 0 | 0
F3_Industrial_Industrial - WA_New_Space Heating_Natural Gas_Unit Heater_E6 | F3 | Industrial | Industrial - WA | New | Space Heating | Natural Gas | Unit Heater | E6 | System - kBTUs of Consumption | 0 | 0 | 0 | 0 | 0 | 0 | 0 | 0 | 0 | 0 | 0 | 0 | 0 | 0 | 0 | 0 | 0 | 0 | 0 | 0 | 0 | 0 | 0 | 0 | 0 | 0 | 0
F3_Industrial_Industrial - WA_New_Space Heating_Natural Gas_Unit Heater_E7 | F3 | Industrial | Industrial - WA | New | Space Heating | Natural Gas | Unit Heater | E7 | System - kBTUs of Consumption | 0 | 0 | 0 | 0 | 0 | 0 | 0 | 0 | 0 | 0 | 0 | 0 | 0 | 0 | 0 | 0 | 0 | 0 | 0 | 0 | 0 | 0 | 0 | 0 | 0 | 0 | 0
F3_Industrial_Industrial - WA_New_Space Heating_Natural Gas_Unit Heater_E8 | F3 | Industrial | Industrial - WA | New | Space Heating | Natural Gas | Unit Heater | E8 | System - kBTUs of Consumption | 0 | 0 | 0 | 0 | 0 | 0 | 0 | 0 | 0 | 0 | 0 | 0 | 0 | 0 | 0 | 0 | 0 | 0 | 0 | 0 | 0 | 0 | 0 | 0 | 0 | 0 | 0
F3_Industrial_Industrial - WA_New_Space Heating_Natural Gas_Unit Heater_E9 | F3 | Industrial | Industrial - WA | New | Space Heating | Natural Gas | Unit Heater | E9 | System - kBTUs of Consumption | 0 | 0 | 0 | 0 | 0 | 0 | 0 | 0 | 0 | 0 | 0 | 0 | 0 | 0 | 0 | 0 | 0 | 0 | 0 | 0 | 0 | 0 | 0 | 0 | 0 | 0 | 0
F3_Industrial_Industrial - WA_New_Space Heating_Natural Gas_Unit Heater_E10 | F3 | Industrial | Industrial - WA | New | Space Heating | Natural Gas | Unit Heater | E10 | System - kBTUs of Consumption | 0 | 0 | 0 | 0 | 0 | 0 | 0 | 0 | 0 | 0 | 0 | 0 | 0 | 0 | 0 | 0 | 0 | 0 | 0 | 0 | 0 | 0 | 0 | 0 | 0 | 0 | 0
F4_Industrial_Industrial - WA_New_Space Heating_Natural Gas_Unit Heater_E1 | F4 | Industrial | Industrial - WA | New | Space Heating | Natural Gas | Unit Heater | E1 | Utility - Cost of Equipment | 0.82458 | 0.82458 | 0.82458 | 0.82458 | 0.82458 | 0.82458 | 0.82458 | 0.82458 | 0.82458 | 0.82458 | 0.82458 | 0.82458 | 0.82458 | 0.82458 | 0.82458 | 0.82458 | 0.82458 | 0.82458 | 0.82458 | 0.82458 | 0.82458 | 0.82458 | 0.82458 | 0.82458 | 0.82458 | 0.82458 | 0.82458
F4_Industrial_Industrial - WA_New_Space Heating_Natural Gas_Unit Heater_E2 | F4 | Industrial | Industrial - WA | New | Space Heating | Natural Gas | Unit Heater | E2 | Utility - Cost of Equipment | 0.98323 | 0.98323 | 0.98323 | 0.98323 | 0.98323 | 0.98323 | 0.98323 | 0.98323 | 0.98323 | 0.98323 | 0.98323 | 0.98323 | 0.98323 | 0.98323 | 0.98323 | 0.98323 | 0.98323 | 0.98323 | 0.98323 | 0.98323 | 0.98323 | 0.98323 | 0.98323 | 0.98323 | 0.98323 | 0.98323 | 0.98323
F4_Industrial_Industrial - WA_New_Space Heating_Natural Gas_Unit Heater_E3 | F4 | Industrial | Industrial - WA | New | Space Heating | Natural Gas | Unit Heater | E3 | Utility - Cost of Equipment | 1.0779 | 1.0779 | 1.0779 | 1.0779 | 1.0779 | 1.0779 | 1.0779 | 1.0779 | 1.0779 | 1.0779 | 1.0779 | 1.0779 | 1.0779 | 1.0779 | 1.0779 | 1.0779 | 1.0779 | 1.0779 | 1.0779 | 1.0779 | 1.0779 | 1.0779 | 1.0779 | 1.0779 | 1.0779 | 1.0779 | 1.0779
F4_Industrial_Industrial - WA_New_Space Heating_Natural Gas_Unit Heater_E4 | F4 | Industrial | Industrial - WA | New | Space Heating | Natural Gas | Unit Heater | E4 | Utility - Cost of Equipment | 0 | 0 | 0 | 0 | 0 | 0 | 0 | 0 | 0 | 0 | 0 | 0 | 0 | 0 | 0 | 0 | 0 | 0 | 0 | 0 | 0 | 0 | 0 | 0 | 0 | 0 | 0
F4_Industrial_Industrial - WA_New_Space Heating_Natural Gas_Unit Heater_E5 | F4 | Industrial | Industrial - WA | New | Space Heating | Natural Gas | Unit Heater | E5 | Utility - Cost of Equipment | 0 | 0 | 0 | 0 | 0 | 0 | 0 | 0 | 0 | 0 | 0 | 0 | 0 | 0 | 0 | 0 | 0 | 0 | 0 | 0 | 0 | 0 | 0 | 0 | 0 | 0 | 0
F4_Industrial_Industrial - WA_New_Space Heating_Natural Gas_Unit Heater_E6 | F4 | Industrial | Industrial - WA | New | Space Heating | Natural Gas | Unit Heater | E6 | Utility - Cost of Equipment | 0 | 0 | 0 | 0 | 0 | 0 | 0 | 0 | 0 | 0 | 0 | 0 | 0 | 0 | 0 | 0 | 0 | 0 | 0 | 0 | 0 | 0 | 0 | 0 | 0 | 0 | 0
F4_Industrial_Industrial - WA_New_Space Heating_Natural Gas_Unit Heater_E7 | F4 | Industrial | Industrial - WA | New | Space Heating | Natural Gas | Unit Heater | E7 | Utility - Cost of Equipment | 0 | 0 | 0 | 0 | 0 | 0 | 0 | 0 | 0 | 0 | 0 | 0 | 0 | 0 | 0 | 0 | 0 | 0 | 0 | 0 | 0 | 0 | 0 | 0 | 0 | 0 | 0
F4_Industrial_Industrial - WA_New_Space Heating_Natural Gas_Unit Heater_E8 | F4 | Industrial | Industrial - WA | New | Space Heating | Natural Gas | Unit Heater | E8 | Utility - Cost of Equipment | 0 | 0 | 0 | 0 | 0 | 0 | 0 | 0 | 0 | 0 | 0 | 0 | 0 | 0 | 0 | 0 | 0 | 0 | 0 | 0 | 0 | 0 | 0 | 0 | 0 | 0 | 0
F4_Industrial_Industrial - WA_New_Space Heating_Natural Gas_Unit Heater_E9 | F4 | Industrial | Industrial - WA | New | Space Heating | Natural Gas | Unit Heater | E9 | Utility - Cost of Equipment | 0 | 0 | 0 | 0 | 0 | 0 | 0 | 0 | 0 | 0 | 0 | 0 | 0 | 0 | 0 | 0 | 0 | 0 | 0 | 0 | 0 | 0 | 0 | 0 | 0 | 0 | 0
F4_Industrial_Industrial - WA_New_Space Heating_Natural Gas_Unit Heater_E10 | F4 | Industrial | Industrial - WA | New | Space Heating | Natural Gas | Unit Heater | E10 | Utility - Cost of Equipment | 0 | 0 | 0 | 0 | 0 | 0 | 0 | 0 | 0 | 0 | 0 | 0 | 0 | 0 | 0 | 0 | 0 | 0 | 0 | 0 | 0 | 0 | 0 | 0 | 0 | 0 | 0
F5_Industrial_Industrial - WA_New_Space Heating_Natural Gas_Unit Heater_E1 | F5 | Industrial | Industrial - WA | New | Space Heating | Natural Gas | Unit Heater | E1 | Utility - Cost of Operation | 148.4644 | 149.5932 | 149.7135 | 149.805 | 152.0277 | 155.1544 | 155.7705 | 156.4184 | 156.8687 | 157.0468 | 156.991 | 156.7326 | 156.2143 | 155.3346 | 154.048 | 152.4472 | 150.3944 | 147.9777 | 145.107 | 141.6884 | 137.627 | 133.0179 | 129.2034 | 126.7929 | 125.8577 | 126.4746 | 127.0946
F5_Industrial_Industrial - WA_New_Space Heating_Natural Gas_Unit Heater_E2 | F5 | Industrial | Industrial - WA | New | Space Heating | Natural Gas | Unit Heater | E2 | Utility - Cost of Operation | 132.0476 | 133.0516 | 133.1586 | 133.24 | 135.2169 | 137.9979 | 138.5459 | 139.1221 | 139.5227 | 139.681 | 139.6314 | 139.4016 | 138.9406 | 138.1582 | 137.0139 | 135.59 | 133.7643 | 131.6148 | 129.0615 | 126.0209 | 122.4087 | 118.3092 | 114.9165 | 112.7725 | 111.9407 | 112.4895 | 113.0409
F5_Industrial_Industrial - WA_New_Space Heating_Natural Gas_Unit Heater_E3 | F5 | Industrial | Industrial - WA | New | Space Heating | Natural Gas | Unit Heater | E3 | Utility - Cost of Operation | 127.8753 | 129.0589 | 129.3736 | 129.8059 | 132.5537 | 136.3216 | 137.6052 | 139.0281 | 140.3134 | 141.3136 | 141.9859 | 142.2661 | 142.0544 | 141.2715 | 139.9287 | 138.1873 | 135.9797 | 133.3967 | 130.3456 | 126.7294 | 122.4506 | 117.6069 | 113.5815 | 111.0022 | 109.9424 | 110.4813 | 111.0229
F5_Industrial_Industrial - WA_New_Space Heating_Natural Gas_Unit Heater_E4 | F5 | Industrial | Industrial - WA | New | Space Heating | Natural Gas | Unit Heater | E4 | Utility - Cost of Operation | 0 | 0 | 0 | 0 | 0 | 0 | 0 | 0 | 0 | 0 | 0 | 0 | 0 | 0 | 0 | 0 | 0 | 0 | 0 | 0 | 0 | 0 | 0 | 0 | 0 | 0 | 0
F5_Industrial_Industrial - WA_New_Space Heating_Natural Gas_Unit Heater_E5 | F5 | Industrial | Industrial - WA | New | Space Heating | Natural Gas | Unit Heater | E5 | Utility - Cost of Operation | 0 | 0 | 0 | 0 | 0 | 0 | 0 | 0 | 0 | 0 | 0 | 0 | 0 | 0 | 0 | 0 | 0 | 0 | 0 | 0 | 0 | 0 | 0 | 0 | 0 | 0 | 0
F5_Industrial_Industrial - WA_New_Space Heating_Natural Gas_Unit Heater_E6 | F5 | Industrial | Industrial - WA | New | Space Heating | Natural Gas | Unit Heater | E6 | Utility - Cost of Operation | 0 | 0 | 0 | 0 | 0 | 0 | 0 | 0 | 0 | 0 | 0 | 0 | 0 | 0 | 0 | 0 | 0 | 0 | 0 | 0 | 0 | 0 | 0 | 0 | 0 | 0 | 0
F5_Industrial_Industrial - WA_New_Space Heating_Natural Gas_Unit Heater_E7 | F5 | Industrial | Industrial - WA | New | Space Heating | Natural Gas | Unit Heater | E7 | Utility - Cost of Operation | 0 | 0 | 0 | 0 | 0 | 0 | 0 | 0 | 0 | 0 | 0 | 0 | 0 | 0 | 0 | 0 | 0 | 0 | 0 | 0 | 0 | 0 | 0 | 0 | 0 | 0 | 0
F5_Industrial_Industrial - WA_New_Space Heating_Natural Gas_Unit Heater_E8 | F5 | Industrial | Industrial - WA | New | Space Heating | Natural Gas | Unit Heater | E8 | Utility - Cost of Operation | 0 | 0 | 0 | 0 | 0 | 0 | 0 | 0 | 0 | 0 | 0 | 0 | 0 | 0 | 0 | 0 | 0 | 0 | 0 | 0 | 0 | 0 | 0 | 0 | 0 | 0 | 0
F5_Industrial_Industrial - WA_New_Space Heating_Natural Gas_Unit Heater_E9 | F5 | Industrial | Industrial - WA | New | Space Heating | Natural Gas | Unit Heater | E9 | Utility - Cost of Operation | 0 | 0 | 0 | 0 | 0 | 0 | 0 | 0 | 0 | 0 | 0 | 0 | 0 | 0 | 0 | 0 | 0 | 0 | 0 | 0 | 0 | 0 | 0 | 0 | 0 | 0 | 0
F5_Industrial_Industrial - WA_New_Space Heating_Natural Gas_Unit Heater_E10 | F5 | Industrial | Industrial - WA | New | Space Heating | Natural Gas | Unit Heater | E10 | Utility - Cost of Operation | 0 | 0 | 0 | 0 | 0 | 0 | 0 | 0 | 0 | 0 | 0 | 0 | 0 | 0 | 0 | 0 | 0 | 0 | 0 | 0 | 0 | 0 | 0 | 0 | 0 | 0 | 0
F6_Industrial_Industrial - WA_New_Space Heating_Natural Gas_Unit Heater_E1 | F6 | Industrial | Industrial - WA | New | Space Heating | Natural Gas | Unit Heater | E1 | Utility - Value of Sales | 0 | 0 | 0 | 0 | 0 | 0 | 0 | 0 | 0 | 0 | 0 | 0 | 0 | 0 | 0 | 0 | 0 | 0 | 0 | 0 | 0 | 0 | 0 | 0 | 0 | 0 | 0
F6_Industrial_Industrial - WA_New_Space Heating_Natural Gas_Unit Heater_E2 | F6 | Industrial | Industrial - WA | New | Space Heating | Natural Gas | Unit Heater | E2 | Utility - Value of Sales | 0 | 0 | 0 | 0 | 0 | 0 | 0 | 0 | 0 | 0 | 0 | 0 | 0 | 0 | 0 | 0 | 0 | 0 | 0 | 0 | 0 | 0 | 0 | 0 | 0 | 0 | 0
F6_Industrial_Industrial - WA_New_Space Heating_Natural Gas_Unit Heater_E3 | F6 | Industrial | Industrial - WA | New | Space Heating | Natural Gas | Unit Heater | E3 | Utility - Value of Sales | 0 | 0 | 0 | 0 | 0 | 0 | 0 | 0 | 0 | 0 | 0 | 0 | 0 | 0 | 0 | 0 | 0 | 0 | 0 | 0 | 0 | 0 | 0 | 0 | 0 | 0 | 0
F6_Industrial_Industrial - WA_New_Space Heating_Natural Gas_Unit Heater_E4 | F6 | Industrial | Industrial - WA | New | Space Heating | Natural Gas | Unit Heater | E4 | Utility - Value of Sales | 0 | 0 | 0 | 0 | 0 | 0 | 0 | 0 | 0 | 0 | 0 | 0 | 0 | 0 | 0 | 0 | 0 | 0 | 0 | 0 | 0 | 0 | 0 | 0 | 0 | 0 | 0
F6_Industrial_Industrial - WA_New_Space Heating_Natural Gas_Unit Heater_E5 | F6 | Industrial | Industrial - WA | New | Space Heating | Natural Gas | Unit Heater | E5 | Utility - Value of Sales | 0 | 0 | 0 | 0 | 0 | 0 | 0 | 0 | 0 | 0 | 0 | 0 | 0 | 0 | 0 | 0 | 0 | 0 | 0 | 0 | 0 | 0 | 0 | 0 | 0 | 0 | 0
F6_Industrial_Industrial - WA_New_Space Heating_Natural Gas_Unit Heater_E6 | F6 | Industrial | Industrial - WA | New | Space Heating | Natural Gas | Unit Heater | E6 | Utility - Value of Sales | 0 | 0 | 0 | 0 | 0 | 0 | 0 | 0 | 0 | 0 | 0 | 0 | 0 | 0 | 0 | 0 | 0 | 0 | 0 | 0 | 0 | 0 | 0 | 0 | 0 | 0 | 0
F6_Industrial_Industrial - WA_New_Space Heating_Natural Gas_Unit Heater_E7 | F6 | Industrial | Industrial - WA | New | Space Heating | Natural Gas | Unit Heater | E7 | Utility - Value of Sales | 0 | 0 | 0 | 0 | 0 | 0 | 0 | 0 | 0 | 0 | 0 | 0 | 0 | 0 | 0 | 0 | 0 | 0 | 0 | 0 | 0 | 0 | 0 | 0 | 0 | 0 | 0
F6_Industrial_Industrial - WA_New_Space Heating_Natural Gas_Unit Heater_E8 | F6 | Industrial | Industrial - WA | New | Space Heating | Natural Gas | Unit Heater | E8 | Utility - Value of Sales | 0 | 0 | 0 | 0 | 0 | 0 | 0 | 0 | 0 | 0 | 0 | 0 | 0 | 0 | 0 | 0 | 0 | 0 | 0 | 0 | 0 | 0 | 0 | 0 | 0 | 0 | 0
F6_Industrial_Industrial - WA_New_Space Heating_Natural Gas_Unit Heater_E9 | F6 | Industrial | Industrial - WA | New | Space Heating | Natural Gas | Unit Heater | E9 | Utility - Value of Sales | 0 | 0 | 0 | 0 | 0 | 0 | 0 | 0 | 0 | 0 | 0 | 0 | 0 | 0 | 0 | 0 | 0 | 0 | 0 | 0 | 0 | 0 | 0 | 0 | 0 | 0 | 0
F6_Industrial_Industrial - WA_New_Space Heating_Natural Gas_Unit Heater_E10 | F6 | Industrial | Industrial - WA | New | Space Heating | Natural Gas | Unit Heater | E10 | Utility - Value of Sales | 0 | 0 | 0 | 0 | 0 | 0 | 0 | 0 | 0 | 0 | 0 | 0 | 0 | 0 | 0 | 0 | 0 | 0 | 0 | 0 | 0 | 0 | 0 | 0 | 0 | 0 | 0
F1_Industrial_Industrial - WA_New_Process_Natural Gas_Process Boiler_E1 | F1 | Industrial | Industrial - WA | New | Process | Natural Gas | Process Boiler | E1 | RVT - Cost of Equipment | 0.26138 | 0.26138 | 0.26138 | 0.26138 | 0.26138 | 0.26138 | 0.26138 | 0.26138 | 0.26138 | 0.26138 | 0.26138 | 0.26138 | 0.26138 | 0.26138 | 0.26138 | 0.26138 | 0.26138 | 0.26138 | 0.26138 | 0.26138 | 0.26138 | 0.26138 | 0.26138 | 0.26138 | 0.26138 | 0.26138 | 0.26138
F1_Industrial_Industrial - WA_New_Process_Natural Gas_Process Boiler_E2 | F1 | Industrial | Industrial - WA | New | Process | Natural Gas | Process Boiler | E2 | RVT - Cost of Equipment | 0 | 0 | 0 | 0 | 0 | 0 | 0 | 0 | 0 | 0 | 0 | 0 | 0 | 0 | 0 | 0 | 0 | 0 | 0 | 0 | 0 | 0 | 0 | 0 | 0 | 0 | 0
F1_Industrial_Industrial - WA_New_Process_Natural Gas_Process Boiler_E3 | F1 | Industrial | Industrial - WA | New | Process | Natural Gas | Process Boiler | E3 | RVT - Cost of Equipment | 0 | 0 | 0 | 0 | 0 | 0 | 0 | 0 | 0 | 0 | 0 | 0 | 0 | 0 | 0 | 0 | 0 | 0 | 0 | 0 | 0 | 0 | 0 | 0 | 0 | 0 | 0
F1_Industrial_Industrial - WA_New_Process_Natural Gas_Process Boiler_E4 | F1 | Industrial | Industrial - WA | New | Process | Natural Gas | Process Boiler | E4 | RVT - Cost of Equipment | 0 | 0 | 0 | 0 | 0 | 0 | 0 | 0 | 0 | 0 | 0 | 0 | 0 | 0 | 0 | 0 | 0 | 0 | 0 | 0 | 0 | 0 | 0 | 0 | 0 | 0 | 0
F1_Industrial_Industrial - WA_New_Process_Natural Gas_Process Boiler_E5 | F1 | Industrial | Industrial - WA | New | Process | Natural Gas | Process Boiler | E5 | RVT - Cost of Equipment | 0 | 0 | 0 | 0 | 0 | 0 | 0 | 0 | 0 | 0 | 0 | 0 | 0 | 0 | 0 | 0 | 0 | 0 | 0 | 0 | 0 | 0 | 0 | 0 | 0 | 0 | 0
F1_Industrial_Industrial - WA_New_Process_Natural Gas_Process Boiler_E6 | F1 | Industrial | Industrial - WA | New | Process | Natural Gas | Process Boiler | E6 | RVT - Cost of Equipment | 0 | 0 | 0 | 0 | 0 | 0 | 0 | 0 | 0 | 0 | 0 | 0 | 0 | 0 | 0 | 0 | 0 | 0 | 0 | 0 | 0 | 0 | 0 | 0 | 0 | 0 | 0
F1_Industrial_Industrial - WA_New_Process_Natural Gas_Process Boiler_E7 | F1 | Industrial | Industrial - WA | New | Process | Natural Gas | Process Boiler | E7 | RVT - Cost of Equipment | 0 | 0 | 0 | 0 | 0 | 0 | 0 | 0 | 0 | 0 | 0 | 0 | 0 | 0 | 0 | 0 | 0 | 0 | 0 | 0 | 0 | 0 | 0 | 0 | 0 | 0 | 0
F1_Industrial_Industrial - WA_New_Process_Natural Gas_Process Boiler_E8 | F1 | Industrial | Industrial - WA | New | Process | Natural Gas | Process Boiler | E8 | RVT - Cost of Equipment | 0 | 0 | 0 | 0 | 0 | 0 | 0 | 0 | 0 | 0 | 0 | 0 | 0 | 0 | 0 | 0 | 0 | 0 | 0 | 0 | 0 | 0 | 0 | 0 | 0 | 0 | 0
F1_Industrial_Industrial - WA_New_Process_Natural Gas_Process Boiler_E9 | F1 | Industrial | Industrial - WA | New | Process | Natural Gas | Process Boiler | E9 | RVT - Cost of Equipment | 0 | 0 | 0 | 0 | 0 | 0 | 0 | 0 | 0 | 0 | 0 | 0 | 0 | 0 | 0 | 0 | 0 | 0 | 0 | 0 | 0 | 0 | 0 | 0 | 0 | 0 | 0
F1_Industrial_Industrial - WA_New_Process_Natural Gas_Process Boiler_E10 | F1 | Industrial | Industrial - WA | New | Process | Natural Gas | Process Boiler | E10 | RVT - Cost of Equipment | 0 | 0 | 0 | 0 | 0 | 0 | 0 | 0 | 0 | 0 | 0 | 0 | 0 | 0 | 0 | 0 | 0 | 0 | 0 | 0 | 0 | 0 | 0 | 0 | 0 | 0 | 0
F2_Industrial_Industrial - WA_New_Process_Natural Gas_Process Boiler_E1 | F2 | Industrial | Industrial - WA | New | Process | Natural Gas | Process Boiler | E1 | RVT - Cost of Operation | 0 | 0 | 0 | 0 | 0 | 0 | 0 | 0 | 0 | 0 | 0 | 0 | 0 | 0 | 0 | 0 | 0 | 0 | 0 | 0 | 0 | 0 | 0 | 0 | 0 | 0 | 0
F2_Industrial_Industrial - WA_New_Process_Natural Gas_Process Boiler_E2 | F2 | Industrial | Industrial - WA | New | Process | Natural Gas | Process Boiler | E2 | RVT - Cost of Operation | 0 | 0 | 0 | 0 | 0 | 0 | 0 | 0 | 0 | 0 | 0 | 0 | 0 | 0 | 0 | 0 | 0 | 0 | 0 | 0 | 0 | 0 | 0 | 0 | 0 | 0 | 0
F2_Industrial_Industrial - WA_New_Process_Natural Gas_Process Boiler_E3 | F2 | Industrial | Industrial - WA | New | Process | Natural Gas | Process Boiler | E3 | RVT - Cost of Operation | 0 | 0 | 0 | 0 | 0 | 0 | 0 | 0 | 0 | 0 | 0 | 0 | 0 | 0 | 0 | 0 | 0 | 0 | 0 | 0 | 0 | 0 | 0 | 0 | 0 | 0 | 0
F2_Industrial_Industrial - WA_New_Process_Natural Gas_Process Boiler_E4 | F2 | Industrial | Industrial - WA | New | Process | Natural Gas | Process Boiler | E4 | RVT - Cost of Operation | 0 | 0 | 0 | 0 | 0 | 0 | 0 | 0 | 0 | 0 | 0 | 0 | 0 | 0 | 0 | 0 | 0 | 0 | 0 | 0 | 0 | 0 | 0 | 0 | 0 | 0 | 0
F2_Industrial_Industrial - WA_New_Process_Natural Gas_Process Boiler_E5 | F2 | Industrial | Industrial - WA | New | Process | Natural Gas | Process Boiler | E5 | RVT - Cost of Operation | 0 | 0 | 0 | 0 | 0 | 0 | 0 | 0 | 0 | 0 | 0 | 0 | 0 | 0 | 0 | 0 | 0 | 0 | 0 | 0 | 0 | 0 | 0 | 0 | 0 | 0 | 0
F2_Industrial_Industrial - WA_New_Process_Natural Gas_Process Boiler_E6 | F2 | Industrial | Industrial - WA | New | Process | Natural Gas | Process Boiler | E6 | RVT - Cost of Operation | 0 | 0 | 0 | 0 | 0 | 0 | 0 | 0 | 0 | 0 | 0 | 0 | 0 | 0 | 0 | 0 | 0 | 0 | 0 | 0 | 0 | 0 | 0 | 0 | 0 | 0 | 0
F2_Industrial_Industrial - WA_New_Process_Natural Gas_Process Boiler_E7 | F2 | Industrial | Industrial - WA | New | Process | Natural Gas | Process Boiler | E7 | RVT - Cost of Operation | 0 | 0 | 0 | 0 | 0 | 0 | 0 | 0 | 0 | 0 | 0 | 0 | 0 | 0 | 0 | 0 | 0 | 0 | 0 | 0 | 0 | 0 | 0 | 0 | 0 | 0 | 0
F2_Industrial_Industrial - WA_New_Process_Natural Gas_Process Boiler_E8 | F2 | Industrial | Industrial - WA | New | Process | Natural Gas | Process Boiler | E8 | RVT - Cost of Operation | 0 | 0 | 0 | 0 | 0 | 0 | 0 | 0 | 0 | 0 | 0 | 0 | 0 | 0 | 0 | 0 | 0 | 0 | 0 | 0 | 0 | 0 | 0 | 0 | 0 | 0 | 0
F2_Industrial_Industrial - WA_New_Process_Natural Gas_Process Boiler_E9 | F2 | Industrial | Industrial - WA | New | Process | Natural Gas | Process Boiler | E9 | RVT - Cost of Operation | 0 | 0 | 0 | 0 | 0 | 0 | 0 | 0 | 0 | 0 | 0 | 0 | 0 | 0 | 0 | 0 | 0 | 0 | 0 | 0 | 0 | 0 | 0 | 0 | 0 | 0 | 0
F2_Industrial_Industrial - WA_New_Process_Natural Gas_Process Boiler_E10 | F2 | Industrial | Industrial - WA | New | Process | Natural Gas | Process Boiler | E10 | RVT - Cost of Operation | 0 | 0 | 0 | 0 | 0 | 0 | 0 | 0 | 0 | 0 | 0 | 0 | 0 | 0 | 0 | 0 | 0 | 0 | 0 | 0 | 0 | 0 | 0 | 0 | 0 | 0 | 0
F3_Industrial_Industrial - WA_New_Process_Natural Gas_Process Boiler_E1 | F3 | Industrial | Industrial - WA | New | Process | Natural Gas | Process Boiler | E1 | System - kBTUs of Consumption | 75042.1173 | 75042.1173 | 75042.1173 | 75042.1173 | 75042.1173 | 75042.1173 | 75042.1173 | 75042.1173 | 75042.1173 | 75042.1173 | 75042.1173 | 75042.1173 | 75042.1173 | 75042.1173 | 75042.1173 | 75042.1173 | 75042.1173 | 75042.1173 | 75042.1173 | 75042.1173 | 75042.1173 | 75042.1173 | 75042.1173 | 75042.1173 | 75042.1173 | 75042.1173 | 75042.1173
F3_Industrial_Industrial - WA_New_Process_Natural Gas_Process Boiler_E2 | F3 | Industrial | Industrial - WA | New | Process | Natural Gas | Process Boiler | E2 | System - kBTUs of Consumption | 0 | 0 | 0 | 0 | 0 | 0 | 0 | 0 | 0 | 0 | 0 | 0 | 0 | 0 | 0 | 0 | 0 | 0 | 0 | 0 | 0 | 0 | 0 | 0 | 0 | 0 | 0
F3_Industrial_Industrial - WA_New_Process_Natural Gas_Process Boiler_E3 | F3 | Industrial | Industrial - WA | New | Process | Natural Gas | Process Boiler | E3 | System - kBTUs of Consumption | 0 | 0 | 0 | 0 | 0 | 0 | 0 | 0 | 0 | 0 | 0 | 0 | 0 | 0 | 0 | 0 | 0 | 0 | 0 | 0 | 0 | 0 | 0 | 0 | 0 | 0 | 0
F3_Industrial_Industrial - WA_New_Process_Natural Gas_Process Boiler_E4 | F3 | Industrial | Industrial - WA | New | Process | Natural Gas | Process Boiler | E4 | System - kBTUs of Consumption | 0 | 0 | 0 | 0 | 0 | 0 | 0 | 0 | 0 | 0 | 0 | 0 | 0 | 0 | 0 | 0 | 0 | 0 | 0 | 0 | 0 | 0 | 0 | 0 | 0 | 0 | 0
F3_Industrial_Industrial - WA_New_Process_Natural Gas_Process Boiler_E5 | F3 | Industrial | Industrial - WA | New | Process | Natural Gas | Process Boiler | E5 | System - kBTUs of Consumption | 0 | 0 | 0 | 0 | 0 | 0 | 0 | 0 | 0 | 0 | 0 | 0 | 0 | 0 | 0 | 0 | 0 | 0 | 0 | 0 | 0 | 0 | 0 | 0 | 0 | 0 | 0
F3_Industrial_Industrial - WA_New_Process_Natural Gas_Process Boiler_E6 | F3 | Industrial | Industrial - WA | New | Process | Natural Gas | Process Boiler | E6 | System - kBTUs of Consumption | 0 | 0 | 0 | 0 | 0 | 0 | 0 | 0 | 0 | 0 | 0 | 0 | 0 | 0 | 0 | 0 | 0 | 0 | 0 | 0 | 0 | 0 | 0 | 0 | 0 | 0 | 0
F3_Industrial_Industrial - WA_New_Process_Natural Gas_Process Boiler_E7 | F3 | Industrial | Industrial - WA | New | Process | Natural Gas | Process Boiler | E7 | System - kBTUs of Consumption | 0 | 0 | 0 | 0 | 0 | 0 | 0 | 0 | 0 | 0 | 0 | 0 | 0 | 0 | 0 | 0 | 0 | 0 | 0 | 0 | 0 | 0 | 0 | 0 | 0 | 0 | 0
F3_Industrial_Industrial - WA_New_Process_Natural Gas_Process Boiler_E8 | F3 | Industrial | Industrial - WA | New | Process | Natural Gas | Process Boiler | E8 | System - kBTUs of Consumption | 0 | 0 | 0 | 0 | 0 | 0 | 0 | 0 | 0 | 0 | 0 | 0 | 0 | 0 | 0 | 0 | 0 | 0 | 0 | 0 | 0 | 0 | 0 | 0 | 0 | 0 | 0
F3_Industrial_Industrial - WA_New_Process_Natural Gas_Process Boiler_E9 | F3 | Industrial | Industrial - WA | New | Process | Natural Gas | Process Boiler | E9 | System - kBTUs of Consumption | 0 | 0 | 0 | 0 | 0 | 0 | 0 | 0 | 0 | 0 | 0 | 0 | 0 | 0 | 0 | 0 | 0 | 0 | 0 | 0 | 0 | 0 | 0 | 0 | 0 | 0 | 0
F3_Industrial_Industrial - WA_New_Process_Natural Gas_Process Boiler_E10 | F3 | Industrial | Industrial - WA | New | Process | Natural Gas | Process Boiler | E10 | System - kBTUs of Consumption | 0 | 0 | 0 | 0 | 0 | 0 | 0 | 0 | 0 | 0 | 0 | 0 | 0 | 0 | 0 | 0 | 0 | 0 | 0 | 0 | 0 | 0 | 0 | 0 | 0 | 0 | 0
F4_Industrial_Industrial - WA_New_Process_Natural Gas_Process Boiler_E1 | F4 | Industrial | Industrial - WA | New | Process | Natural Gas | Process Boiler | E1 | Utility - Cost of Equipment | 0.26138 | 0.26138 | 0.26138 | 0.26138 | 0.26138 | 0.26138 | 0.26138 | 0.26138 | 0.26138 | 0.26138 | 0.26138 | 0.26138 | 0.26138 | 0.26138 | 0.26138 | 0.26138 | 0.26138 | 0.26138 | 0.26138 | 0.26138 | 0.26138 | 0.26138 | 0.26138 | 0.26138 | 0.26138 | 0.26138 | 0.26138
F4_Industrial_Industrial - WA_New_Process_Natural Gas_Process Boiler_E2 | F4 | Industrial | Industrial - WA | New | Process | Natural Gas | Process Boiler | E2 | Utility - Cost of Equipment | 0 | 0 | 0 | 0 | 0 | 0 | 0 | 0 | 0 | 0 | 0 | 0 | 0 | 0 | 0 | 0 | 0 | 0 | 0 | 0 | 0 | 0 | 0 | 0 | 0 | 0 | 0
F4_Industrial_Industrial - WA_New_Process_Natural Gas_Process Boiler_E3 | F4 | Industrial | Industrial - WA | New | Process | Natural Gas | Process Boiler | E3 | Utility - Cost of Equipment | 0 | 0 | 0 | 0 | 0 | 0 | 0 | 0 | 0 | 0 | 0 | 0 | 0 | 0 | 0 | 0 | 0 | 0 | 0 | 0 | 0 | 0 | 0 | 0 | 0 | 0 | 0
F4_Industrial_Industrial - WA_New_Process_Natural Gas_Process Boiler_E4 | F4 | Industrial | Industrial - WA | New | Process | Natural Gas | Process Boiler | E4 | Utility - Cost of Equipment | 0 | 0 | 0 | 0 | 0 | 0 | 0 | 0 | 0 | 0 | 0 | 0 | 0 | 0 | 0 | 0 | 0 | 0 | 0 | 0 | 0 | 0 | 0 | 0 | 0 | 0 | 0
F4_Industrial_Industrial - WA_New_Process_Natural Gas_Process Boiler_E5 | F4 | Industrial | Industrial - WA | New | Process | Natural Gas | Process Boiler | E5 | Utility - Cost of Equipment | 0 | 0 | 0 | 0 | 0 | 0 | 0 | 0 | 0 | 0 | 0 | 0 | 0 | 0 | 0 | 0 | 0 | 0 | 0 | 0 | 0 | 0 | 0 | 0 | 0 | 0 | 0
F4_Industrial_Industrial - WA_New_Process_Natural Gas_Process Boiler_E6 | F4 | Industrial | Industrial - WA | New | Process | Natural Gas | Process Boiler | E6 | Utility - Cost of Equipment | 0 | 0 | 0 | 0 | 0 | 0 | 0 | 0 | 0 | 0 | 0 | 0 | 0 | 0 | 0 | 0 | 0 | 0 | 0 | 0 | 0 | 0 | 0 | 0 | 0 | 0 | 0
F4_Industrial_Industrial - WA_New_Process_Natural Gas_Process Boiler_E7 | F4 | Industrial | Industrial - WA | New | Process | Natural Gas | Process Boiler | E7 | Utility - Cost of Equipment | 0 | 0 | 0 | 0 | 0 | 0 | 0 | 0 | 0 | 0 | 0 | 0 | 0 | 0 | 0 | 0 | 0 | 0 | 0 | 0 | 0 | 0 | 0 | 0 | 0 | 0 | 0
F4_Industrial_Industrial - WA_New_Process_Natural Gas_Process Boiler_E8 | F4 | Industrial | Industrial - WA | New | Process | Natural Gas | Process Boiler | E8 | Utility - Cost of Equipment | 0 | 0 | 0 | 0 | 0 | 0 | 0 | 0 | 0 | 0 | 0 | 0 | 0 | 0 | 0 | 0 | 0 | 0 | 0 | 0 | 0 | 0 | 0 | 0 | 0 | 0 | 0
F4_Industrial_Industrial - WA_New_Process_Natural Gas_Process Boiler_E9 | F4 | Industrial | Industrial - WA | New | Process | Natural Gas | Process Boiler | E9 | Utility - Cost of Equipment | 0 | 0 | 0 | 0 | 0 | 0 | 0 | 0 | 0 | 0 | 0 | 0 | 0 | 0 | 0 | 0 | 0 | 0 | 0 | 0 | 0 | 0 | 0 | 0 | 0 | 0 | 0
F4_Industrial_Industrial - WA_New_Process_Natural Gas_Process Boiler_E10 | F4 | Industrial | Industrial - WA | New | Process | Natural Gas | Process Boiler | E10 | Utility - Cost of Equipment | 0 | 0 | 0 | 0 | 0 | 0 | 0 | 0 | 0 | 0 | 0 | 0 | 0 | 0 | 0 | 0 | 0 | 0 | 0 | 0 | 0 | 0 | 0 | 0 | 0 | 0 | 0
F5_Industrial_Industrial - WA_New_Process_Natural Gas_Process Boiler_E1 | F5 | Industrial | Industrial - WA | New | Process | Natural Gas | Process Boiler | E1 | Utility - Cost of Operation | 871.26 | 865.9099 | 861.5233 | 861.9997 | 895.5429 | 948.7125 | 960.0207 | 976.4232 | 994.8148 | 1013.4501 | 1032.8944 | 1053.0991 | 1074.6434 | 1095.8971 | 1116.0723 | 1132.2945 | 1140.552 | 1137.7307 | 1121.0567 | 1087.5293 | 1034.4324 | 961.9009 | 891.8872 | 843.3281 | 820.6078 | 824.6304 | 828.6727
F5_Industrial_Industrial - WA_New_Process_Natural Gas_Process Boiler_E2 | F5 | Industrial | Industrial - WA | New | Process | Natural Gas | Process Boiler | E2 | Utility - Cost of Operation | 0 | 0 | 0 | 0 | 0 | 0 | 0 | 0 | 0 | 0 | 0 | 0 | 0 | 0 | 0 | 0 | 0 | 0 | 0 | 0 | 0 | 0 | 0 | 0 | 0 | 0 | 0
F5_Industrial_Industrial - WA_New_Process_Natural Gas_Process Boiler_E3 | F5 | Industrial | Industrial - WA | New | Process | Natural Gas | Process Boiler | E3 | Utility - Cost of Operation | 0 | 0 | 0 | 0 | 0 | 0 | 0 | 0 | 0 | 0 | 0 | 0 | 0 | 0 | 0 | 0 | 0 | 0 | 0 | 0 | 0 | 0 | 0 | 0 | 0 | 0 | 0
F5_Industrial_Industrial - WA_New_Process_Natural Gas_Process Boiler_E4 | F5 | Industrial | Industrial - WA | New | Process | Natural Gas | Process Boiler | E4 | Utility - Cost of Operation | 0 | 0 | 0 | 0 | 0 | 0 | 0 | 0 | 0 | 0 | 0 | 0 | 0 | 0 | 0 | 0 | 0 | 0 | 0 | 0 | 0 | 0 | 0 | 0 | 0 | 0 | 0
F5_Industrial_Industrial - WA_New_Process_Natural Gas_Process Boiler_E5 | F5 | Industrial | Industrial - WA | New | Process | Natural Gas | Process Boiler | E5 | Utility - Cost of Operation | 0 | 0 | 0 | 0 | 0 | 0 | 0 | 0 | 0 | 0 | 0 | 0 | 0 | 0 | 0 | 0 | 0 | 0 | 0 | 0 | 0 | 0 | 0 | 0 | 0 | 0 | 0
F5_Industrial_Industrial - WA_New_Process_Natural Gas_Process Boiler_E6 | F5 | Industrial | Industrial - WA | New | Process | Natural Gas | Process Boiler | E6 | Utility - Cost of Operation | 0 | 0 | 0 | 0 | 0 | 0 | 0 | 0 | 0 | 0 | 0 | 0 | 0 | 0 | 0 | 0 | 0 | 0 | 0 | 0 | 0 | 0 | 0 | 0 | 0 | 0 | 0
F5_Industrial_Industrial - WA_New_Process_Natural Gas_Process Boiler_E7 | F5 | Industrial | Industrial - WA | New | Process | Natural Gas | Process Boiler | E7 | Utility - Cost of Operation | 0 | 0 | 0 | 0 | 0 | 0 | 0 | 0 | 0 | 0 | 0 | 0 | 0 | 0 | 0 | 0 | 0 | 0 | 0 | 0 | 0 | 0 | 0 | 0 | 0 | 0 | 0
F5_Industrial_Industrial - WA_New_Process_Natural Gas_Process Boiler_E8 | F5 | Industrial | Industrial - WA | New | Process | Natural Gas | Process Boiler | E8 | Utility - Cost of Operation | 0 | 0 | 0 | 0 | 0 | 0 | 0 | 0 | 0 | 0 | 0 | 0 | 0 | 0 | 0 | 0 | 0 | 0 | 0 | 0 | 0 | 0 | 0 | 0 | 0 | 0 | 0
F5_Industrial_Industrial - WA_New_Process_Natural Gas_Process Boiler_E9 | F5 | Industrial | Industrial - WA | New | Process | Natural Gas | Process Boiler | E9 | Utility - Cost of Operation | 0 | 0 | 0 | 0 | 0 | 0 | 0 | 0 | 0 | 0 | 0 | 0 | 0 | 0 | 0 | 0 | 0 | 0 | 0 | 0 | 0 | 0 | 0 | 0 | 0 | 0 | 0
F5_Industrial_Industrial - WA_New_Process_Natural Gas_Process Boiler_E10 | F5 | Industrial | Industrial - WA | New | Process | Natural Gas | Process Boiler | E10 | Utility - Cost of Operation | 0 | 0 | 0 | 0 | 0 | 0 | 0 | 0 | 0 | 0 | 0 | 0 | 0 | 0 | 0 | 0 | 0 | 0 | 0 | 0 | 0 | 0 | 0 | 0 | 0 | 0 | 0
F6_Industrial_Industrial - WA_New_Process_Natural Gas_Process Boiler_E1 | F6 | Industrial | Industrial - WA | New | Process | Natural Gas | Process Boiler | E1 | Utility - Value of Sales | 0 | 0 | 0 | 0 | 0 | 0 | 0 | 0 | 0 | 0 | 0 | 0 | 0 | 0 | 0 | 0 | 0 | 0 | 0 | 0 | 0 | 0 | 0 | 0 | 0 | 0 | 0
F6_Industrial_Industrial - WA_New_Process_Natural Gas_Process Boiler_E2 | F6 | Industrial | Industrial - WA | New | Process | Natural Gas | Process Boiler | E2 | Utility - Value of Sales | 0 | 0 | 0 | 0 | 0 | 0 | 0 | 0 | 0 | 0 | 0 | 0 | 0 | 0 | 0 | 0 | 0 | 0 | 0 | 0 | 0 | 0 | 0 | 0 | 0 | 0 | 0
F6_Industrial_Industrial - WA_New_Process_Natural Gas_Process Boiler_E3 | F6 | Industrial | Industrial - WA | New | Process | Natural Gas | Process Boiler | E3 | Utility - Value of Sales | 0 | 0 | 0 | 0 | 0 | 0 | 0 | 0 | 0 | 0 | 0 | 0 | 0 | 0 | 0 | 0 | 0 | 0 | 0 | 0 | 0 | 0 | 0 | 0 | 0 | 0 | 0
F6_Industrial_Industrial - WA_New_Process_Natural Gas_Process Boiler_E4 | F6 | Industrial | Industrial - WA | New | Process | Natural Gas | Process Boiler | E4 | Utility - Value of Sales | 0 | 0 | 0 | 0 | 0 | 0 | 0 | 0 | 0 | 0 | 0 | 0 | 0 | 0 | 0 | 0 | 0 | 0 | 0 | 0 | 0 | 0 | 0 | 0 | 0 | 0 | 0
F6_Industrial_Industrial - WA_New_Process_Natural Gas_Process Boiler_E5 | F6 | Industrial | Industrial - WA | New | Process | Natural Gas | Process Boiler | E5 | Utility - Value of Sales | 0 | 0 | 0 | 0 | 0 | 0 | 0 | 0 | 0 | 0 | 0 | 0 | 0 | 0 | 0 | 0 | 0 | 0 | 0 | 0 | 0 | 0 | 0 | 0 | 0 | 0 | 0
F6_Industrial_Industrial - WA_New_Process_Natural Gas_Process Boiler_E6 | F6 | Industrial | Industrial - WA | New | Process | Natural Gas | Process Boiler | E6 | Utility - Value of Sales | 0 | 0 | 0 | 0 | 0 | 0 | 0 | 0 | 0 | 0 | 0 | 0 | 0 | 0 | 0 | 0 | 0 | 0 | 0 | 0 | 0 | 0 | 0 | 0 | 0 | 0 | 0
F6_Industrial_Industrial - WA_New_Process_Natural Gas_Process Boiler_E7 | F6 | Industrial | Industrial - WA | New | Process | Natural Gas | Process Boiler | E7 | Utility - Value of Sales | 0 | 0 | 0 | 0 | 0 | 0 | 0 | 0 | 0 | 0 | 0 | 0 | 0 | 0 | 0 | 0 | 0 | 0 | 0 | 0 | 0 | 0 | 0 | 0 | 0 | 0 | 0
F6_Industrial_Industrial - WA_New_Process_Natural Gas_Process Boiler_E8 | F6 | Industrial | Industrial - WA | New | Process | Natural Gas | Process Boiler | E8 | Utility - Value of Sales | 0 | 0 | 0 | 0 | 0 | 0 | 0 | 0 | 0 | 0 | 0 | 0 | 0 | 0 | 0 | 0 | 0 | 0 | 0 | 0 | 0 | 0 | 0 | 0 | 0 | 0 | 0
F6_Industrial_Industrial - WA_New_Process_Natural Gas_Process Boiler_E9 | F6 | Industrial | Industrial - WA | New | Process | Natural Gas | Process Boiler | E9 | Utility - Value of Sales | 0 | 0 | 0 | 0 | 0 | 0 | 0 | 0 | 0 | 0 | 0 | 0 | 0 | 0 | 0 | 0 | 0 | 0 | 0 | 0 | 0 | 0 | 0 | 0 | 0 | 0 | 0
F6_Industrial_Industrial - WA_New_Process_Natural Gas_Process Boiler_E10 | F6 | Industrial | Industrial - WA | New | Process | Natural Gas | Process Boiler | E10 | Utility - Value of Sales | 0 | 0 | 0 | 0 | 0 | 0 | 0 | 0 | 0 | 0 | 0 | 0 | 0 | 0 | 0 | 0 | 0 | 0 | 0 | 0 | 0 | 0 | 0 | 0 | 0 | 0 | 0
F1_Industrial_Industrial - WA_New_Process_Natural Gas_Process Heating_E1 | F1 | Industrial | Industrial - WA | New | Process | Natural Gas | Process Heating | E1 | RVT - Cost of Equipment | 0.26138 | 0.26138 | 0.26138 | 0.26138 | 0.26138 | 0.26138 | 0.26138 | 0.26138 | 0.26138 | 0.26138 | 0.26138 | 0.26138 | 0.26138 | 0.26138 | 0.26138 | 0.26138 | 0.26138 | 0.26138 | 0.26138 | 0.26138 | 0.26138 | 0.26138 | 0.26138 | 0.26138 | 0.26138 | 0.26138 | 0.26138
F1_Industrial_Industrial - WA_New_Process_Natural Gas_Process Heating_E2 | F1 | Industrial | Industrial - WA | New | Process | Natural Gas | Process Heating | E2 | RVT - Cost of Equipment | 0 | 0 | 0 | 0 | 0 | 0 | 0 | 0 | 0 | 0 | 0 | 0 | 0 | 0 | 0 | 0 | 0 | 0 | 0 | 0 | 0 | 0 | 0 | 0 | 0 | 0 | 0
F1_Industrial_Industrial - WA_New_Process_Natural Gas_Process Heating_E3 | F1 | Industrial | Industrial - WA | New | Process | Natural Gas | Process Heating | E3 | RVT - Cost of Equipment | 0 | 0 | 0 | 0 | 0 | 0 | 0 | 0 | 0 | 0 | 0 | 0 | 0 | 0 | 0 | 0 | 0 | 0 | 0 | 0 | 0 | 0 | 0 | 0 | 0 | 0 | 0
F1_Industrial_Industrial - WA_New_Process_Natural Gas_Process Heating_E4 | F1 | Industrial | Industrial - WA | New | Process | Natural Gas | Process Heating | E4 | RVT - Cost of Equipment | 0 | 0 | 0 | 0 | 0 | 0 | 0 | 0 | 0 | 0 | 0 | 0 | 0 | 0 | 0 | 0 | 0 | 0 | 0 | 0 | 0 | 0 | 0 | 0 | 0 | 0 | 0
F1_Industrial_Industrial - WA_New_Process_Natural Gas_Process Heating_E5 | F1 | Industrial | Industrial - WA | New | Process | Natural Gas | Process Heating | E5 | RVT - Cost of Equipment | 0 | 0 | 0 | 0 | 0 | 0 | 0 | 0 | 0 | 0 | 0 | 0 | 0 | 0 | 0 | 0 | 0 | 0 | 0 | 0 | 0 | 0 | 0 | 0 | 0 | 0 | 0
F1_Industrial_Industrial - WA_New_Process_Natural Gas_Process Heating_E6 | F1 | Industrial | Industrial - WA | New | Process | Natural Gas | Process Heating | E6 | RVT - Cost of Equipment | 0 | 0 | 0 | 0 | 0 | 0 | 0 | 0 | 0 | 0 | 0 | 0 | 0 | 0 | 0 | 0 | 0 | 0 | 0 | 0 | 0 | 0 | 0 | 0 | 0 | 0 | 0
F1_Industrial_Industrial - WA_New_Process_Natural Gas_Process Heating_E7 | F1 | Industrial | Industrial - WA | New | Process | Natural Gas | Process Heating | E7 | RVT - Cost of Equipment | 0 | 0 | 0 | 0 | 0 | 0 | 0 | 0 | 0 | 0 | 0 | 0 | 0 | 0 | 0 | 0 | 0 | 0 | 0 | 0 | 0 | 0 | 0 | 0 | 0 | 0 | 0
F1_Industrial_Industrial - WA_New_Process_Natural Gas_Process Heating_E8 | F1 | Industrial | Industrial - WA | New | Process | Natural Gas | Process Heating | E8 | RVT - Cost of Equipment | 0 | 0 | 0 | 0 | 0 | 0 | 0 | 0 | 0 | 0 | 0 | 0 | 0 | 0 | 0 | 0 | 0 | 0 | 0 | 0 | 0 | 0 | 0 | 0 | 0 | 0 | 0
F1_Industrial_Industrial - WA_New_Process_Natural Gas_Process Heating_E9 | F1 | Industrial | Industrial - WA | New | Process | Natural Gas | Process Heating | E9 | RVT - Cost of Equipment | 0 | 0 | 0 | 0 | 0 | 0 | 0 | 0 | 0 | 0 | 0 | 0 | 0 | 0 | 0 | 0 | 0 | 0 | 0 | 0 | 0 | 0 | 0 | 0 | 0 | 0 | 0
F1_Industrial_Industrial - WA_New_Process_Natural Gas_Process Heating_E10 | F1 | Industrial | Industrial - WA | New | Process | Natural Gas | Process Heating | E10 | RVT - Cost of Equipment | 0 | 0 | 0 | 0 | 0 | 0 | 0 | 0 | 0 | 0 | 0 | 0 | 0 | 0 | 0 | 0 | 0 | 0 | 0 | 0 | 0 | 0 | 0 | 0 | 0 | 0 | 0
F2_Industrial_Industrial - WA_New_Process_Natural Gas_Process Heating_E1 | F2 | Industrial | Industrial - WA | New | Process | Natural Gas | Process Heating | E1 | RVT - Cost of Operation | 0 | 0 | 0 | 0 | 0 | 0 | 0 | 0 | 0 | 0 | 0 | 0 | 0 | 0 | 0 | 0 | 0 | 0 | 0 | 0 | 0 | 0 | 0 | 0 | 0 | 0 | 0
F2_Industrial_Industrial - WA_New_Process_Natural Gas_Process Heating_E2 | F2 | Industrial | Industrial - WA | New | Process | Natural Gas | Process Heating | E2 | RVT - Cost of Operation | 0 | 0 | 0 | 0 | 0 | 0 | 0 | 0 | 0 | 0 | 0 | 0 | 0 | 0 | 0 | 0 | 0 | 0 | 0 | 0 | 0 | 0 | 0 | 0 | 0 | 0 | 0
F2_Industrial_Industrial - WA_New_Process_Natural Gas_Process Heating_E3 | F2 | Industrial | Industrial - WA | New | Process | Natural Gas | Process Heating | E3 | RVT - Cost of Operation | 0 | 0 | 0 | 0 | 0 | 0 | 0 | 0 | 0 | 0 | 0 | 0 | 0 | 0 | 0 | 0 | 0 | 0 | 0 | 0 | 0 | 0 | 0 | 0 | 0 | 0 | 0
F2_Industrial_Industrial - WA_New_Process_Natural Gas_Process Heating_E4 | F2 | Industrial | Industrial - WA | New | Process | Natural Gas | Process Heating | E4 | RVT - Cost of Operation | 0 | 0 | 0 | 0 | 0 | 0 | 0 | 0 | 0 | 0 | 0 | 0 | 0 | 0 | 0 | 0 | 0 | 0 | 0 | 0 | 0 | 0 | 0 | 0 | 0 | 0 | 0
F2_Industrial_Industrial - WA_New_Process_Natural Gas_Process Heating_E5 | F2 | Industrial | Industrial - WA | New | Process | Natural Gas | Process Heating | E5 | RVT - Cost of Operation | 0 | 0 | 0 | 0 | 0 | 0 | 0 | 0 | 0 | 0 | 0 | 0 | 0 | 0 | 0 | 0 | 0 | 0 | 0 | 0 | 0 | 0 | 0 | 0 | 0 | 0 | 0
F2_Industrial_Industrial - WA_New_Process_Natural Gas_Process Heating_E6 | F2 | Industrial | Industrial - WA | New | Process | Natural Gas | Process Heating | E6 | RVT - Cost of Operation | 0 | 0 | 0 | 0 | 0 | 0 | 0 | 0 | 0 | 0 | 0 | 0 | 0 | 0 | 0 | 0 | 0 | 0 | 0 | 0 | 0 | 0 | 0 | 0 | 0 | 0 | 0
F2_Industrial_Industrial - WA_New_Process_Natural Gas_Process Heating_E7 | F2 | Industrial | Industrial - WA | New | Process | Natural Gas | Process Heating | E7 | RVT - Cost of Operation | 0 | 0 | 0 | 0 | 0 | 0 | 0 | 0 | 0 | 0 | 0 | 0 | 0 | 0 | 0 | 0 | 0 | 0 | 0 | 0 | 0 | 0 | 0 | 0 | 0 | 0 | 0
F2_Industrial_Industrial - WA_New_Process_Natural Gas_Process Heating_E8 | F2 | Industrial | Industrial - WA | New | Process | Natural Gas | Process Heating | E8 | RVT - Cost of Operation | 0 | 0 | 0 | 0 | 0 | 0 | 0 | 0 | 0 | 0 | 0 | 0 | 0 | 0 | 0 | 0 | 0 | 0 | 0 | 0 | 0 | 0 | 0 | 0 | 0 | 0 | 0
F2_Industrial_Industrial - WA_New_Process_Natural Gas_Process Heating_E9 | F2 | Industrial | Industrial - WA | New | Process | Natural Gas | Process Heating | E9 | RVT - Cost of Operation | 0 | 0 | 0 | 0 | 0 | 0 | 0 | 0 | 0 | 0 | 0 | 0 | 0 | 0 | 0 | 0 | 0 | 0 | 0 | 0 | 0 | 0 | 0 | 0 | 0 | 0 | 0
F2_Industrial_Industrial - WA_New_Process_Natural Gas_Process Heating_E10 | F2 | Industrial | Industrial - WA | New | Process | Natural Gas | Process Heating | E10 | RVT - Cost of Operation | 0 | 0 | 0 | 0 | 0 | 0 | 0 | 0 | 0 | 0 | 0 | 0 | 0 | 0 | 0 | 0 | 0 | 0 | 0 | 0 | 0 | 0 | 0 | 0 | 0 | 0 | 0
F3_Industrial_Industrial - WA_New_Process_Natural Gas_Process Heating_E1 | F3 | Industrial | Industrial - WA | New | Process | Natural Gas | Process Heating | E1 | System - kBTUs of Consumption | 68610.7278 | 68610.7278 | 68610.7278 | 68610.7278 | 68610.7278 | 68610.7278 | 68610.7278 | 68610.7278 | 68610.7278 | 68610.7278 | 68610.7278 | 68610.7278 | 68610.7278 | 68610.7278 | 68610.7278 | 68610.7278 | 68610.7278 | 68610.7278 | 68610.7278 | 68610.7278 | 68610.7278 | 68610.7278 | 68610.7278 | 68610.7278 | 68610.7278 | 68610.7278 | 68610.7278
F3_Industrial_Industrial - WA_New_Process_Natural Gas_Process Heating_E2 | F3 | Industrial | Industrial - WA | New | Process | Natural Gas | Process Heating | E2 | System - kBTUs of Consumption | 0 | 0 | 0 | 0 | 0 | 0 | 0 | 0 | 0 | 0 | 0 | 0 | 0 | 0 | 0 | 0 | 0 | 0 | 0 | 0 | 0 | 0 | 0 | 0 | 0 | 0 | 0
F3_Industrial_Industrial - WA_New_Process_Natural Gas_Process Heating_E3 | F3 | Industrial | Industrial - WA | New | Process | Natural Gas | Process Heating | E3 | System - kBTUs of Consumption | 0 | 0 | 0 | 0 | 0 | 0 | 0 | 0 | 0 | 0 | 0 | 0 | 0 | 0 | 0 | 0 | 0 | 0 | 0 | 0 | 0 | 0 | 0 | 0 | 0 | 0 | 0
F3_Industrial_Industrial - WA_New_Process_Natural Gas_Process Heating_E4 | F3 | Industrial | Industrial - WA | New | Process | Natural Gas | Process Heating | E4 | System - kBTUs of Consumption | 0 | 0 | 0 | 0 | 0 | 0 | 0 | 0 | 0 | 0 | 0 | 0 | 0 | 0 | 0 | 0 | 0 | 0 | 0 | 0 | 0 | 0 | 0 | 0 | 0 | 0 | 0
F3_Industrial_Industrial - WA_New_Process_Natural Gas_Process Heating_E5 | F3 | Industrial | Industrial - WA | New | Process | Natural Gas | Process Heating | E5 | System - kBTUs of Consumption | 0 | 0 | 0 | 0 | 0 | 0 | 0 | 0 | 0 | 0 | 0 | 0 | 0 | 0 | 0 | 0 | 0 | 0 | 0 | 0 | 0 | 0 | 0 | 0 | 0 | 0 | 0
F3_Industrial_Industrial - WA_New_Process_Natural Gas_Process Heating_E6 | F3 | Industrial | Industrial - WA | New | Process | Natural Gas | Process Heating | E6 | System - kBTUs of Consumption | 0 | 0 | 0 | 0 | 0 | 0 | 0 | 0 | 0 | 0 | 0 | 0 | 0 | 0 | 0 | 0 | 0 | 0 | 0 | 0 | 0 | 0 | 0 | 0 | 0 | 0 | 0
F3_Industrial_Industrial - WA_New_Process_Natural Gas_Process Heating_E7 | F3 | Industrial | Industrial - WA | New | Process | Natural Gas | Process Heating | E7 | System - kBTUs of Consumption | 0 | 0 | 0 | 0 | 0 | 0 | 0 | 0 | 0 | 0 | 0 | 0 | 0 | 0 | 0 | 0 | 0 | 0 | 0 | 0 | 0 | 0 | 0 | 0 | 0 | 0 | 0
F3_Industrial_Industrial - WA_New_Process_Natural Gas_Process Heating_E8 | F3 | Industrial | Industrial - WA | New | Process | Natural Gas | Process Heating | E8 | System - kBTUs of Consumption | 0 | 0 | 0 | 0 | 0 | 0 | 0 | 0 | 0 | 0 | 0 | 0 | 0 | 0 | 0 | 0 | 0 | 0 | 0 | 0 | 0 | 0 | 0 | 0 | 0 | 0 | 0
F3_Industrial_Industrial - WA_New_Process_Natural Gas_Process Heating_E9 | F3 | Industrial | Industrial - WA | New | Process | Natural Gas | Process Heating | E9 | System - kBTUs of Consumption | 0 | 0 | 0 | 0 | 0 | 0 | 0 | 0 | 0 | 0 | 0 | 0 | 0 | 0 | 0 | 0 | 0 | 0 | 0 | 0 | 0 | 0 | 0 | 0 | 0 | 0 | 0
F3_Industrial_Industrial - WA_New_Process_Natural Gas_Process Heating_E10 | F3 | Industrial | Industrial - WA | New | Process | Natural Gas | Process Heating | E10 | System - kBTUs of Consumption | 0 | 0 | 0 | 0 | 0 | 0 | 0 | 0 | 0 | 0 | 0 | 0 | 0 | 0 | 0 | 0 | 0 | 0 | 0 | 0 | 0 | 0 | 0 | 0 | 0 | 0 | 0
F4_Industrial_Industrial - WA_New_Process_Natural Gas_Process Heating_E1 | F4 | Industrial | Industrial - WA | New | Process | Natural Gas | Process Heating | E1 | Utility - Cost of Equipment | 0.26138 | 0.26138 | 0.26138 | 0.26138 | 0.26138 | 0.26138 | 0.26138 | 0.26138 | 0.26138 | 0.26138 | 0.26138 | 0.26138 | 0.26138 | 0.26138 | 0.26138 | 0.26138 | 0.26138 | 0.26138 | 0.26138 | 0.26138 | 0.26138 | 0.26138 | 0.26138 | 0.26138 | 0.26138 | 0.26138 | 0.26138
F4_Industrial_Industrial - WA_New_Process_Natural Gas_Process Heating_E2 | F4 | Industrial | Industrial - WA | New | Process | Natural Gas | Process Heating | E2 | Utility - Cost of Equipment | 0 | 0 | 0 | 0 | 0 | 0 | 0 | 0 | 0 | 0 | 0 | 0 | 0 | 0 | 0 | 0 | 0 | 0 | 0 | 0 | 0 | 0 | 0 | 0 | 0 | 0 | 0
F4_Industrial_Industrial - WA_New_Process_Natural Gas_Process Heating_E3 | F4 | Industrial | Industrial - WA | New | Process | Natural Gas | Process Heating | E3 | Utility - Cost of Equipment | 0 | 0 | 0 | 0 | 0 | 0 | 0 | 0 | 0 | 0 | 0 | 0 | 0 | 0 | 0 | 0 | 0 | 0 | 0 | 0 | 0 | 0 | 0 | 0 | 0 | 0 | 0
F4_Industrial_Industrial - WA_New_Process_Natural Gas_Process Heating_E4 | F4 | Industrial | Industrial - WA | New | Process | Natural Gas | Process Heating | E4 | Utility - Cost of Equipment | 0 | 0 | 0 | 0 | 0 | 0 | 0 | 0 | 0 | 0 | 0 | 0 | 0 | 0 | 0 | 0 | 0 | 0 | 0 | 0 | 0 | 0 | 0 | 0 | 0 | 0 | 0
F4_Industrial_Industrial - WA_New_Process_Natural Gas_Process Heating_E5 | F4 | Industrial | Industrial - WA | New | Process | Natural Gas | Process Heating | E5 | Utility - Cost of Equipment | 0 | 0 | 0 | 0 | 0 | 0 | 0 | 0 | 0 | 0 | 0 | 0 | 0 | 0 | 0 | 0 | 0 | 0 | 0 | 0 | 0 | 0 | 0 | 0 | 0 | 0 | 0
F4_Industrial_Industrial - WA_New_Process_Natural Gas_Process Heating_E6 | F4 | Industrial | Industrial - WA | New | Process | Natural Gas | Process Heating | E6 | Utility - Cost of Equipment | 0 | 0 | 0 | 0 | 0 | 0 | 0 | 0 | 0 | 0 | 0 | 0 | 0 | 0 | 0 | 0 | 0 | 0 | 0 | 0 | 0 | 0 | 0 | 0 | 0 | 0 | 0
F4_Industrial_Industrial - WA_New_Process_Natural Gas_Process Heating_E7 | F4 | Industrial | Industrial - WA | New | Process | Natural Gas | Process Heating | E7 | Utility - Cost of Equipment | 0 | 0 | 0 | 0 | 0 | 0 | 0 | 0 | 0 | 0 | 0 | 0 | 0 | 0 | 0 | 0 | 0 | 0 | 0 | 0 | 0 | 0 | 0 | 0 | 0 | 0 | 0
F4_Industrial_Industrial - WA_New_Process_Natural Gas_Process Heating_E8 | F4 | Industrial | Industrial - WA | New | Process | Natural Gas | Process Heating | E8 | Utility - Cost of Equipment | 0 | 0 | 0 | 0 | 0 | 0 | 0 | 0 | 0 | 0 | 0 | 0 | 0 | 0 | 0 | 0 | 0 | 0 | 0 | 0 | 0 | 0 | 0 | 0 | 0 | 0 | 0
F4_Industrial_Industrial - WA_New_Process_Natural Gas_Process Heating_E9 | F4 | Industrial | Industrial - WA | New | Process | Natural Gas | Process Heating | E9 | Utility - Cost of Equipment | 0 | 0 | 0 | 0 | 0 | 0 | 0 | 0 | 0 | 0 | 0 | 0 | 0 | 0 | 0 | 0 | 0 | 0 | 0 | 0 | 0 | 0 | 0 | 0 | 0 | 0 | 0
F4_Industrial_Industrial - WA_New_Process_Natural Gas_Process Heating_E10 | F4 | Industrial | Industrial - WA | New | Process | Natural Gas | Process Heating | E10 | Utility - Cost of Equipment | 0 | 0 | 0 | 0 | 0 | 0 | 0 | 0 | 0 | 0 | 0 | 0 | 0 | 0 | 0 | 0 | 0 | 0 | 0 | 0 | 0 | 0 | 0 | 0 | 0 | 0 | 0
F5_Industrial_Industrial - WA_New_Process_Natural Gas_Process Heating_E1 | F5 | Industrial | Industrial - WA | New | Process | Natural Gas | Process Heating | E1 | Utility - Cost of Operation | 796.5898 | 791.6982 | 787.6876 | 788.1231 | 818.7915 | 867.4043 | 877.7433 | 892.7401 | 909.5555 | 926.5936 | 944.3715 | 962.8446 | 982.5424 | 1001.9746 | 1020.4207 | 1035.2526 | 1042.8024 | 1040.2229 | 1024.9779 | 994.324 | 945.7777 | 879.4624 | 815.4491 | 771.0518 | 750.2786 | 753.9565 | 757.6524
F5_Industrial_Industrial - WA_New_Process_Natural Gas_Process Heating_E2 | F5 | Industrial | Industrial - WA | New | Process | Natural Gas | Process Heating | E2 | Utility - Cost of Operation | 0 | 0 | 0 | 0 | 0 | 0 | 0 | 0 | 0 | 0 | 0 | 0 | 0 | 0 | 0 | 0 | 0 | 0 | 0 | 0 | 0 | 0 | 0 | 0 | 0 | 0 | 0
F5_Industrial_Industrial - WA_New_Process_Natural Gas_Process Heating_E3 | F5 | Industrial | Industrial - WA | New | Process | Natural Gas | Process Heating | E3 | Utility - Cost of Operation | 0 | 0 | 0 | 0 | 0 | 0 | 0 | 0 | 0 | 0 | 0 | 0 | 0 | 0 | 0 | 0 | 0 | 0 | 0 | 0 | 0 | 0 | 0 | 0 | 0 | 0 | 0
F5_Industrial_Industrial - WA_New_Process_Natural Gas_Process Heating_E4 | F5 | Industrial | Industrial - WA | New | Process | Natural Gas | Process Heating | E4 | Utility - Cost of Operation | 0 | 0 | 0 | 0 | 0 | 0 | 0 | 0 | 0 | 0 | 0 | 0 | 0 | 0 | 0 | 0 | 0 | 0 | 0 | 0 | 0 | 0 | 0 | 0 | 0 | 0 | 0
F5_Industrial_Industrial - WA_New_Process_Natural Gas_Process Heating_E5 | F5 | Industrial | Industrial - WA | New | Process | Natural Gas | Process Heating | E5 | Utility - Cost of Operation | 0 | 0 | 0 | 0 | 0 | 0 | 0 | 0 | 0 | 0 | 0 | 0 | 0 | 0 | 0 | 0 | 0 | 0 | 0 | 0 | 0 | 0 | 0 | 0 | 0 | 0 | 0
F5_Industrial_Industrial - WA_New_Process_Natural Gas_Process Heating_E6 | F5 | Industrial | Industrial - WA | New | Process | Natural Gas | Process Heating | E6 | Utility - Cost of Operation | 0 | 0 | 0 | 0 | 0 | 0 | 0 | 0 | 0 | 0 | 0 | 0 | 0 | 0 | 0 | 0 | 0 | 0 | 0 | 0 | 0 | 0 | 0 | 0 | 0 | 0 | 0
F5_Industrial_Industrial - WA_New_Process_Natural Gas_Process Heating_E7 | F5 | Industrial | Industrial - WA | New | Process | Natural Gas | Process Heating | E7 | Utility - Cost of Operation | 0 | 0 | 0 | 0 | 0 | 0 | 0 | 0 | 0 | 0 | 0 | 0 | 0 | 0 | 0 | 0 | 0 | 0 | 0 | 0 | 0 | 0 | 0 | 0 | 0 | 0 | 0
F5_Industrial_Industrial - WA_New_Process_Natural Gas_Process Heating_E8 | F5 | Industrial | Industrial - WA | New | Process | Natural Gas | Process Heating | E8 | Utility - Cost of Operation | 0 | 0 | 0 | 0 | 0 | 0 | 0 | 0 | 0 | 0 | 0 | 0 | 0 | 0 | 0 | 0 | 0 | 0 | 0 | 0 | 0 | 0 | 0 | 0 | 0 | 0 | 0
F5_Industrial_Industrial - WA_New_Process_Natural Gas_Process Heating_E9 | F5 | Industrial | Industrial - WA | New | Process | Natural Gas | Process Heating | E9 | Utility - Cost of Operation | 0 | 0 | 0 | 0 | 0 | 0 | 0 | 0 | 0 | 0 | 0 | 0 | 0 | 0 | 0 | 0 | 0 | 0 | 0 | 0 | 0 | 0 | 0 | 0 | 0 | 0 | 0
F5_Industrial_Industrial - WA_New_Process_Natural Gas_Process Heating_E10 | F5 | Industrial | Industrial - WA | New | Process | Natural Gas | Process Heating | E10 | Utility - Cost of Operation | 0 | 0 | 0 | 0 | 0 | 0 | 0 | 0 | 0 | 0 | 0 | 0 | 0 | 0 | 0 | 0 | 0 | 0 | 0 | 0 | 0 | 0 | 0 | 0 | 0 | 0 | 0
F6_Industrial_Industrial - WA_New_Process_Natural Gas_Process Heating_E1 | F6 | Industrial | Industrial - WA | New | Process | Natural Gas | Process Heating | E1 | Utility - Value of Sales | 0 | 0 | 0 | 0 | 0 | 0 | 0 | 0 | 0 | 0 | 0 | 0 | 0 | 0 | 0 | 0 | 0 | 0 | 0 | 0 | 0 | 0 | 0 | 0 | 0 | 0 | 0
F6_Industrial_Industrial - WA_New_Process_Natural Gas_Process Heating_E2 | F6 | Industrial | Industrial - WA | New | Process | Natural Gas | Process Heating | E2 | Utility - Value of Sales | 0 | 0 | 0 | 0 | 0 | 0 | 0 | 0 | 0 | 0 | 0 | 0 | 0 | 0 | 0 | 0 | 0 | 0 | 0 | 0 | 0 | 0 | 0 | 0 | 0 | 0 | 0
F6_Industrial_Industrial - WA_New_Process_Natural Gas_Process Heating_E3 | F6 | Industrial | Industrial - WA | New | Process | Natural Gas | Process Heating | E3 | Utility - Value of Sales | 0 | 0 | 0 | 0 | 0 | 0 | 0 | 0 | 0 | 0 | 0 | 0 | 0 | 0 | 0 | 0 | 0 | 0 | 0 | 0 | 0 | 0 | 0 | 0 | 0 | 0 | 0
F6_Industrial_Industrial - WA_New_Process_Natural Gas_Process Heating_E4 | F6 | Industrial | Industrial - WA | New | Process | Natural Gas | Process Heating | E4 | Utility - Value of Sales | 0 | 0 | 0 | 0 | 0 | 0 | 0 | 0 | 0 | 0 | 0 | 0 | 0 | 0 | 0 | 0 | 0 | 0 | 0 | 0 | 0 | 0 | 0 | 0 | 0 | 0 | 0
F6_Industrial_Industrial - WA_New_Process_Natural Gas_Process Heating_E5 | F6 | Industrial | Industrial - WA | New | Process | Natural Gas | Process Heating | E5 | Utility - Value of Sales | 0 | 0 | 0 | 0 | 0 | 0 | 0 | 0 | 0 | 0 | 0 | 0 | 0 | 0 | 0 | 0 | 0 | 0 | 0 | 0 | 0 | 0 | 0 | 0 | 0 | 0 | 0
F6_Industrial_Industrial - WA_New_Process_Natural Gas_Process Heating_E6 | F6 | Industrial | Industrial - WA | New | Process | Natural Gas | Process Heating | E6 | Utility - Value of Sales | 0 | 0 | 0 | 0 | 0 | 0 | 0 | 0 | 0 | 0 | 0 | 0 | 0 | 0 | 0 | 0 | 0 | 0 | 0 | 0 | 0 | 0 | 0 | 0 | 0 | 0 | 0
F6_Industrial_Industrial - WA_New_Process_Natural Gas_Process Heating_E7 | F6 | Industrial | Industrial - WA | New | Process | Natural Gas | Process Heating | E7 | Utility - Value of Sales | 0 | 0 | 0 | 0 | 0 | 0 | 0 | 0 | 0 | 0 | 0 | 0 | 0 | 0 | 0 | 0 | 0 | 0 | 0 | 0 | 0 | 0 | 0 | 0 | 0 | 0 | 0
F6_Industrial_Industrial - WA_New_Process_Natural Gas_Process Heating_E8 | F6 | Industrial | Industrial - WA | New | Process | Natural Gas | Process Heating | E8 | Utility - Value of Sales | 0 | 0 | 0 | 0 | 0 | 0 | 0 | 0 | 0 | 0 | 0 | 0 | 0 | 0 | 0 | 0 | 0 | 0 | 0 | 0 | 0 | 0 | 0 | 0 | 0 | 0 | 0
F6_Industrial_Industrial - WA_New_Process_Natural Gas_Process Heating_E9 | F6 | Industrial | Industrial - WA | New | Process | Natural Gas | Process Heating | E9 | Utility - Value of Sales | 0 | 0 | 0 | 0 | 0 | 0 | 0 | 0 | 0 | 0 | 0 | 0 | 0 | 0 | 0 | 0 | 0 | 0 | 0 | 0 | 0 | 0 | 0 | 0 | 0 | 0 | 0
F6_Industrial_Industrial - WA_New_Process_Natural Gas_Process Heating_E10 | F6 | Industrial | Industrial - WA | New | Process | Natural Gas | Process Heating | E10 | Utility - Value of Sales | 0 | 0 | 0 | 0 | 0 | 0 | 0 | 0 | 0 | 0 | 0 | 0 | 0 | 0 | 0 | 0 | 0 | 0 | 0 | 0 | 0 | 0 | 0 | 0 | 0 | 0 | 0
F1_Industrial_Industrial - WA_New_Process_Natural Gas_Process Cooling_E1 | F1 | Industrial | Industrial - WA | New | Process | Natural Gas | Process Cooling | E1 | RVT - Cost of Equipment | 0.26138 | 0.26138 | 0.26138 | 0.26138 | 0.26138 | 0.26138 | 0.26138 | 0.26138 | 0.26138 | 0.26138 | 0.26138 | 0.26138 | 0.26138 | 0.26138 | 0.26138 | 0.26138 | 0.26138 | 0.26138 | 0.26138 | 0.26138 | 0.26138 | 0.26138 | 0.26138 | 0.26138 | 0.26138 | 0.26138 | 0.26138
F1_Industrial_Industrial - WA_New_Process_Natural Gas_Process Cooling_E2 | F1 | Industrial | Industrial - WA | New | Process | Natural Gas | Process Cooling | E2 | RVT - Cost of Equipment | 0 | 0 | 0 | 0 | 0 | 0 | 0 | 0 | 0 | 0 | 0 | 0 | 0 | 0 | 0 | 0 | 0 | 0 | 0 | 0 | 0 | 0 | 0 | 0 | 0 | 0 | 0
F1_Industrial_Industrial - WA_New_Process_Natural Gas_Process Cooling_E3 | F1 | Industrial | Industrial - WA | New | Process | Natural Gas | Process Cooling | E3 | RVT - Cost of Equipment | 0 | 0 | 0 | 0 | 0 | 0 | 0 | 0 | 0 | 0 | 0 | 0 | 0 | 0 | 0 | 0 | 0 | 0 | 0 | 0 | 0 | 0 | 0 | 0 | 0 | 0 | 0
F1_Industrial_Industrial - WA_New_Process_Natural Gas_Process Cooling_E4 | F1 | Industrial | Industrial - WA | New | Process | Natural Gas | Process Cooling | E4 | RVT - Cost of Equipment | 0 | 0 | 0 | 0 | 0 | 0 | 0 | 0 | 0 | 0 | 0 | 0 | 0 | 0 | 0 | 0 | 0 | 0 | 0 | 0 | 0 | 0 | 0 | 0 | 0 | 0 | 0
F1_Industrial_Industrial - WA_New_Process_Natural Gas_Process Cooling_E5 | F1 | Industrial | Industrial - WA | New | Process | Natural Gas | Process Cooling | E5 | RVT - Cost of Equipment | 0 | 0 | 0 | 0 | 0 | 0 | 0 | 0 | 0 | 0 | 0 | 0 | 0 | 0 | 0 | 0 | 0 | 0 | 0 | 0 | 0 | 0 | 0 | 0 | 0 | 0 | 0
F1_Industrial_Industrial - WA_New_Process_Natural Gas_Process Cooling_E6 | F1 | Industrial | Industrial - WA | New | Process | Natural Gas | Process Cooling | E6 | RVT - Cost of Equipment | 0 | 0 | 0 | 0 | 0 | 0 | 0 | 0 | 0 | 0 | 0 | 0 | 0 | 0 | 0 | 0 | 0 | 0 | 0 | 0 | 0 | 0 | 0 | 0 | 0 | 0 | 0
F1_Industrial_Industrial - WA_New_Process_Natural Gas_Process Cooling_E7 | F1 | Industrial | Industrial - WA | New | Process | Natural Gas | Process Cooling | E7 | RVT - Cost of Equipment | 0 | 0 | 0 | 0 | 0 | 0 | 0 | 0 | 0 | 0 | 0 | 0 | 0 | 0 | 0 | 0 | 0 | 0 | 0 | 0 | 0 | 0 | 0 | 0 | 0 | 0 | 0
F1_Industrial_Industrial - WA_New_Process_Natural Gas_Process Cooling_E8 | F1 | Industrial | Industrial - WA | New | Process | Natural Gas | Process Cooling | E8 | RVT - Cost of Equipment | 0 | 0 | 0 | 0 | 0 | 0 | 0 | 0 | 0 | 0 | 0 | 0 | 0 | 0 | 0 | 0 | 0 | 0 | 0 | 0 | 0 | 0 | 0 | 0 | 0 | 0 | 0
F1_Industrial_Industrial - WA_New_Process_Natural Gas_Process Cooling_E9 | F1 | Industrial | Industrial - WA | New | Process | Natural Gas | Process Cooling | E9 | RVT - Cost of Equipment | 0 | 0 | 0 | 0 | 0 | 0 | 0 | 0 | 0 | 0 | 0 | 0 | 0 | 0 | 0 | 0 | 0 | 0 | 0 | 0 | 0 | 0 | 0 | 0 | 0 | 0 | 0
F1_Industrial_Industrial - WA_New_Process_Natural Gas_Process Cooling_E10 | F1 | Industrial | Industrial - WA | New | Process | Natural Gas | Process Cooling | E10 | RVT - Cost of Equipment | 0 | 0 | 0 | 0 | 0 | 0 | 0 | 0 | 0 | 0 | 0 | 0 | 0 | 0 | 0 | 0 | 0 | 0 | 0 | 0 | 0 | 0 | 0 | 0 | 0 | 0 | 0
F2_Industrial_Industrial - WA_New_Process_Natural Gas_Process Cooling_E1 | F2 | Industrial | Industrial - WA | New | Process | Natural Gas | Process Cooling | E1 | RVT - Cost of Operation | 0 | 0 | 0 | 0 | 0 | 0 | 0 | 0 | 0 | 0 | 0 | 0 | 0 | 0 | 0 | 0 | 0 | 0 | 0 | 0 | 0 | 0 | 0 | 0 | 0 | 0 | 0
F2_Industrial_Industrial - WA_New_Process_Natural Gas_Process Cooling_E2 | F2 | Industrial | Industrial - WA | New | Process | Natural Gas | Process Cooling | E2 | RVT - Cost of Operation | 0 | 0 | 0 | 0 | 0 | 0 | 0 | 0 | 0 | 0 | 0 | 0 | 0 | 0 | 0 | 0 | 0 | 0 | 0 | 0 | 0 | 0 | 0 | 0 | 0 | 0 | 0
F2_Industrial_Industrial - WA_New_Process_Natural Gas_Process Cooling_E3 | F2 | Industrial | Industrial - WA | New | Process | Natural Gas | Process Cooling | E3 | RVT - Cost of Operation | 0 | 0 | 0 | 0 | 0 | 0 | 0 | 0 | 0 | 0 | 0 | 0 | 0 | 0 | 0 | 0 | 0 | 0 | 0 | 0 | 0 | 0 | 0 | 0 | 0 | 0 | 0
F2_Industrial_Industrial - WA_New_Process_Natural Gas_Process Cooling_E4 | F2 | Industrial | Industrial - WA | New | Process | Natural Gas | Process Cooling | E4 | RVT - Cost of Operation | 0 | 0 | 0 | 0 | 0 | 0 | 0 | 0 | 0 | 0 | 0 | 0 | 0 | 0 | 0 | 0 | 0 | 0 | 0 | 0 | 0 | 0 | 0 | 0 | 0 | 0 | 0
F2_Industrial_Industrial - WA_New_Process_Natural Gas_Process Cooling_E5 | F2 | Industrial | Industrial - WA | New | Process | Natural Gas | Process Cooling | E5 | RVT - Cost of Operation | 0 | 0 | 0 | 0 | 0 | 0 | 0 | 0 | 0 | 0 | 0 | 0 | 0 | 0 | 0 | 0 | 0 | 0 | 0 | 0 | 0 | 0 | 0 | 0 | 0 | 0 | 0
F2_Industrial_Industrial - WA_New_Process_Natural Gas_Process Cooling_E6 | F2 | Industrial | Industrial - WA | New | Process | Natural Gas | Process Cooling | E6 | RVT - Cost of Operation | 0 | 0 | 0 | 0 | 0 | 0 | 0 | 0 | 0 | 0 | 0 | 0 | 0 | 0 | 0 | 0 | 0 | 0 | 0 | 0 | 0 | 0 | 0 | 0 | 0 | 0 | 0
F2_Industrial_Industrial - WA_New_Process_Natural Gas_Process Cooling_E7 | F2 | Industrial | Industrial - WA | New | Process | Natural Gas | Process Cooling | E7 | RVT - Cost of Operation | 0 | 0 | 0 | 0 | 0 | 0 | 0 | 0 | 0 | 0 | 0 | 0 | 0 | 0 | 0 | 0 | 0 | 0 | 0 | 0 | 0 | 0 | 0 | 0 | 0 | 0 | 0
F2_Industrial_Industrial - WA_New_Process_Natural Gas_Process Cooling_E8 | F2 | Industrial | Industrial - WA | New | Process | Natural Gas | Process Cooling | E8 | RVT - Cost of Operation | 0 | 0 | 0 | 0 | 0 | 0 | 0 | 0 | 0 | 0 | 0 | 0 | 0 | 0 | 0 | 0 | 0 | 0 | 0 | 0 | 0 | 0 | 0 | 0 | 0 | 0 | 0
F2_Industrial_Industrial - WA_New_Process_Natural Gas_Process Cooling_E9 | F2 | Industrial | Industrial - WA | New | Process | Natural Gas | Process Cooling | E9 | RVT - Cost of Operation | 0 | 0 | 0 | 0 | 0 | 0 | 0 | 0 | 0 | 0 | 0 | 0 | 0 | 0 | 0 | 0 | 0 | 0 | 0 | 0 | 0 | 0 | 0 | 0 | 0 | 0 | 0
F2_Industrial_Industrial - WA_New_Process_Natural Gas_Process Cooling_E10 | F2 | Industrial | Industrial - WA | New | Process | Natural Gas | Process Cooling | E10 | RVT - Cost of Operation | 0 | 0 | 0 | 0 | 0 | 0 | 0 | 0 | 0 | 0 | 0 | 0 | 0 | 0 | 0 | 0 | 0 | 0 | 0 | 0 | 0 | 0 | 0 | 0 | 0 | 0 | 0
F3_Industrial_Industrial - WA_New_Process_Natural Gas_Process Cooling_E1 | F3 | Industrial | Industrial - WA | New | Process | Natural Gas | Process Cooling | E1 | System - kBTUs of Consumption | 665.3161 | 665.3161 | 665.3161 | 665.3161 | 665.3161 | 665.3161 | 665.3161 | 665.3161 | 665.3161 | 665.3161 | 665.3161 | 665.3161 | 665.3161 | 665.3161 | 665.3161 | 665.3161 | 665.3161 | 665.3161 | 665.3161 | 665.3161 | 665.3161 | 665.3161 | 665.3161 | 665.3161 | 665.3161 | 665.3161 | 665.3161
F3_Industrial_Industrial - WA_New_Process_Natural Gas_Process Cooling_E2 | F3 | Industrial | Industrial - WA | New | Process | Natural Gas | Process Cooling | E2 | System - kBTUs of Consumption | 0 | 0 | 0 | 0 | 0 | 0 | 0 | 0 | 0 | 0 | 0 | 0 | 0 | 0 | 0 | 0 | 0 | 0 | 0 | 0 | 0 | 0 | 0 | 0 | 0 | 0 | 0
F3_Industrial_Industrial - WA_New_Process_Natural Gas_Process Cooling_E3 | F3 | Industrial | Industrial - WA | New | Process | Natural Gas | Process Cooling | E3 | System - kBTUs of Consumption | 0 | 0 | 0 | 0 | 0 | 0 | 0 | 0 | 0 | 0 | 0 | 0 | 0 | 0 | 0 | 0 | 0 | 0 | 0 | 0 | 0 | 0 | 0 | 0 | 0 | 0 | 0
F3_Industrial_Industrial - WA_New_Process_Natural Gas_Process Cooling_E4 | F3 | Industrial | Industrial - WA | New | Process | Natural Gas | Process Cooling | E4 | System - kBTUs of Consumption | 0 | 0 | 0 | 0 | 0 | 0 | 0 | 0 | 0 | 0 | 0 | 0 | 0 | 0 | 0 | 0 | 0 | 0 | 0 | 0 | 0 | 0 | 0 | 0 | 0 | 0 | 0
F3_Industrial_Industrial - WA_New_Process_Natural Gas_Process Cooling_E5 | F3 | Industrial | Industrial - WA | New | Process | Natural Gas | Process Cooling | E5 | System - kBTUs of Consumption | 0 | 0 | 0 | 0 | 0 | 0 | 0 | 0 | 0 | 0 | 0 | 0 | 0 | 0 | 0 | 0 | 0 | 0 | 0 | 0 | 0 | 0 | 0 | 0 | 0 | 0 | 0
F3_Industrial_Industrial - WA_New_Process_Natural Gas_Process Cooling_E6 | F3 | Industrial | Industrial - WA | New | Process | Natural Gas | Process Cooling | E6 | System - kBTUs of Consumption | 0 | 0 | 0 | 0 | 0 | 0 | 0 | 0 | 0 | 0 | 0 | 0 | 0 | 0 | 0 | 0 | 0 | 0 | 0 | 0 | 0 | 0 | 0 | 0 | 0 | 0 | 0
F3_Industrial_Industrial - WA_New_Process_Natural Gas_Process Cooling_E7 | F3 | Industrial | Industrial - WA | New | Process | Natural Gas | Process Cooling | E7 | System - kBTUs of Consumption | 0 | 0 | 0 | 0 | 0 | 0 | 0 | 0 | 0 | 0 | 0 | 0 | 0 | 0 | 0 | 0 | 0 | 0 | 0 | 0 | 0 | 0 | 0 | 0 | 0 | 0 | 0
F3_Industrial_Industrial - WA_New_Process_Natural Gas_Process Cooling_E8 | F3 | Industrial | Industrial - WA | New | Process | Natural Gas | Process Cooling | E8 | System - kBTUs of Consumption | 0 | 0 | 0 | 0 | 0 | 0 | 0 | 0 | 0 | 0 | 0 | 0 | 0 | 0 | 0 | 0 | 0 | 0 | 0 | 0 | 0 | 0 | 0 | 0 | 0 | 0 | 0
F3_Industrial_Industrial - WA_New_Process_Natural Gas_Process Cooling_E9 | F3 | Industrial | Industrial - WA | New | Process | Natural Gas | Process Cooling | E9 | System - kBTUs of Consumption | 0 | 0 | 0 | 0 | 0 | 0 | 0 | 0 | 0 | 0 | 0 | 0 | 0 | 0 | 0 | 0 | 0 | 0 | 0 | 0 | 0 | 0 | 0 | 0 | 0 | 0 | 0
F3_Industrial_Industrial - WA_New_Process_Natural Gas_Process Cooling_E10 | F3 | Industrial | Industrial - WA | New | Process | Natural Gas | Process Cooling | E10 | System - kBTUs of Consumption | 0 | 0 | 0 | 0 | 0 | 0 | 0 | 0 | 0 | 0 | 0 | 0 | 0 | 0 | 0 | 0 | 0 | 0 | 0 | 0 | 0 | 0 | 0 | 0 | 0 | 0 | 0
F4_Industrial_Industrial - WA_New_Process_Natural Gas_Process Cooling_E1 | F4 | Industrial | Industrial - WA | New | Process | Natural Gas | Process Cooling | E1 | Utility - Cost of Equipment | 0.26138 | 0.26138 | 0.26138 | 0.26138 | 0.26138 | 0.26138 | 0.26138 | 0.26138 | 0.26138 | 0.26138 | 0.26138 | 0.26138 | 0.26138 | 0.26138 | 0.26138 | 0.26138 | 0.26138 | 0.26138 | 0.26138 | 0.26138 | 0.26138 | 0.26138 | 0.26138 | 0.26138 | 0.26138 | 0.26138 | 0.26138
F4_Industrial_Industrial - WA_New_Process_Natural Gas_Process Cooling_E2 | F4 | Industrial | Industrial - WA | New | Process | Natural Gas | Process Cooling | E2 | Utility - Cost of Equipment | 0 | 0 | 0 | 0 | 0 | 0 | 0 | 0 | 0 | 0 | 0 | 0 | 0 | 0 | 0 | 0 | 0 | 0 | 0 | 0 | 0 | 0 | 0 | 0 | 0 | 0 | 0
F4_Industrial_Industrial - WA_New_Process_Natural Gas_Process Cooling_E3 | F4 | Industrial | Industrial - WA | New | Process | Natural Gas | Process Cooling | E3 | Utility - Cost of Equipment | 0 | 0 | 0 | 0 | 0 | 0 | 0 | 0 | 0 | 0 | 0 | 0 | 0 | 0 | 0 | 0 | 0 | 0 | 0 | 0 | 0 | 0 | 0 | 0 | 0 | 0 | 0
F4_Industrial_Industrial - WA_New_Process_Natural Gas_Process Cooling_E4 | F4 | Industrial | Industrial - WA | New | Process | Natural Gas | Process Cooling | E4 | Utility - Cost of Equipment | 0 | 0 | 0 | 0 | 0 | 0 | 0 | 0 | 0 | 0 | 0 | 0 | 0 | 0 | 0 | 0 | 0 | 0 | 0 | 0 | 0 | 0 | 0 | 0 | 0 | 0 | 0
F4_Industrial_Industrial - WA_New_Process_Natural Gas_Process Cooling_E5 | F4 | Industrial | Industrial - WA | New | Process | Natural Gas | Process Cooling | E5 | Utility - Cost of Equipment | 0 | 0 | 0 | 0 | 0 | 0 | 0 | 0 | 0 | 0 | 0 | 0 | 0 | 0 | 0 | 0 | 0 | 0 | 0 | 0 | 0 | 0 | 0 | 0 | 0 | 0 | 0
F4_Industrial_Industrial - WA_New_Process_Natural Gas_Process Cooling_E6 | F4 | Industrial | Industrial - WA | New | Process | Natural Gas | Process Cooling | E6 | Utility - Cost of Equipment | 0 | 0 | 0 | 0 | 0 | 0 | 0 | 0 | 0 | 0 | 0 | 0 | 0 | 0 | 0 | 0 | 0 | 0 | 0 | 0 | 0 | 0 | 0 | 0 | 0 | 0 | 0
F4_Industrial_Industrial - WA_New_Process_Natural Gas_Process Cooling_E7 | F4 | Industrial | Industrial - WA | New | Process | Natural Gas | Process Cooling | E7 | Utility - Cost of Equipment | 0 | 0 | 0 | 0 | 0 | 0 | 0 | 0 | 0 | 0 | 0 | 0 | 0 | 0 | 0 | 0 | 0 | 0 | 0 | 0 | 0 | 0 | 0 | 0 | 0 | 0 | 0
F4_Industrial_Industrial - WA_New_Process_Natural Gas_Process Cooling_E8 | F4 | Industrial | Industrial - WA | New | Process | Natural Gas | Process Cooling | E8 | Utility - Cost of Equipment | 0 | 0 | 0 | 0 | 0 | 0 | 0 | 0 | 0 | 0 | 0 | 0 | 0 | 0 | 0 | 0 | 0 | 0 | 0 | 0 | 0 | 0 | 0 | 0 | 0 | 0 | 0
F4_Industrial_Industrial - WA_New_Process_Natural Gas_Process Cooling_E9 | F4 | Industrial | Industrial - WA | New | Process | Natural Gas | Process Cooling | E9 | Utility - Cost of Equipment | 0 | 0 | 0 | 0 | 0 | 0 | 0 | 0 | 0 | 0 | 0 | 0 | 0 | 0 | 0 | 0 | 0 | 0 | 0 | 0 | 0 | 0 | 0 | 0 | 0 | 0 | 0
F4_Industrial_Industrial - WA_New_Process_Natural Gas_Process Cooling_E10 | F4 | Industrial | Industrial - WA | New | Process | Natural Gas | Process Cooling | E10 | Utility - Cost of Equipment | 0 | 0 | 0 | 0 | 0 | 0 | 0 | 0 | 0 | 0 | 0 | 0 | 0 | 0 | 0 | 0 | 0 | 0 | 0 | 0 | 0 | 0 | 0 | 0 | 0 | 0 | 0
F5_Industrial_Industrial - WA_New_Process_Natural Gas_Process Cooling_E1 | F5 | Industrial | Industrial - WA | New | Process | Natural Gas | Process Cooling | E1 | Utility - Cost of Operation | 7.7245 | 7.6771 | 7.6382 | 7.6424 | 7.9398 | 8.4112 | 8.5115 | 8.6569 | 8.8199 | 8.9852 | 9.1575 | 9.3367 | 9.5277 | 9.7161 | 9.895 | 10.0388 | 10.112 | 10.087 | 9.9392 | 9.6419 | 9.1712 | 8.5281 | 7.9074 | 7.4769 | 7.2754 | 7.3111 | 7.3469
F5_Industrial_Industrial - WA_New_Process_Natural Gas_Process Cooling_E2 | F5 | Industrial | Industrial - WA | New | Process | Natural Gas | Process Cooling | E2 | Utility - Cost of Operation | 0 | 0 | 0 | 0 | 0 | 0 | 0 | 0 | 0 | 0 | 0 | 0 | 0 | 0 | 0 | 0 | 0 | 0 | 0 | 0 | 0 | 0 | 0 | 0 | 0 | 0 | 0
F5_Industrial_Industrial - WA_New_Process_Natural Gas_Process Cooling_E3 | F5 | Industrial | Industrial - WA | New | Process | Natural Gas | Process Cooling | E3 | Utility - Cost of Operation | 0 | 0 | 0 | 0 | 0 | 0 | 0 | 0 | 0 | 0 | 0 | 0 | 0 | 0 | 0 | 0 | 0 | 0 | 0 | 0 | 0 | 0 | 0 | 0 | 0 | 0 | 0
F5_Industrial_Industrial - WA_New_Process_Natural Gas_Process Cooling_E4 | F5 | Industrial | Industrial - WA | New | Process | Natural Gas | Process Cooling | E4 | Utility - Cost of Operation | 0 | 0 | 0 | 0 | 0 | 0 | 0 | 0 | 0 | 0 | 0 | 0 | 0 | 0 | 0 | 0 | 0 | 0 | 0 | 0 | 0 | 0 | 0 | 0 | 0 | 0 | 0
F5_Industrial_Industrial - WA_New_Process_Natural Gas_Process Cooling_E5 | F5 | Industrial | Industrial - WA | New | Process | Natural Gas | Process Cooling | E5 | Utility - Cost of Operation | 0 | 0 | 0 | 0 | 0 | 0 | 0 | 0 | 0 | 0 | 0 | 0 | 0 | 0 | 0 | 0 | 0 | 0 | 0 | 0 | 0 | 0 | 0 | 0 | 0 | 0 | 0
F5_Industrial_Industrial - WA_New_Process_Natural Gas_Process Cooling_E6 | F5 | Industrial | Industrial - WA | New | Process | Natural Gas | Process Cooling | E6 | Utility - Cost of Operation | 0 | 0 | 0 | 0 | 0 | 0 | 0 | 0 | 0 | 0 | 0 | 0 | 0 | 0 | 0 | 0 | 0 | 0 | 0 | 0 | 0 | 0 | 0 | 0 | 0 | 0 | 0
F5_Industrial_Industrial - WA_New_Process_Natural Gas_Process Cooling_E7 | F5 | Industrial | Industrial - WA | New | Process | Natural Gas | Process Cooling | E7 | Utility - Cost of Operation | 0 | 0 | 0 | 0 | 0 | 0 | 0 | 0 | 0 | 0 | 0 | 0 | 0 | 0 | 0 | 0 | 0 | 0 | 0 | 0 | 0 | 0 | 0 | 0 | 0 | 0 | 0
F5_Industrial_Industrial - WA_New_Process_Natural Gas_Process Cooling_E8 | F5 | Industrial | Industrial - WA | New | Process | Natural Gas | Process Cooling | E8 | Utility - Cost of Operation | 0 | 0 | 0 | 0 | 0 | 0 | 0 | 0 | 0 | 0 | 0 | 0 | 0 | 0 | 0 | 0 | 0 | 0 | 0 | 0 | 0 | 0 | 0 | 0 | 0 | 0 | 0
F5_Industrial_Industrial - WA_New_Process_Natural Gas_Process Cooling_E9 | F5 | Industrial | Industrial - WA | New | Process | Natural Gas | Process Cooling | E9 | Utility - Cost of Operation | 0 | 0 | 0 | 0 | 0 | 0 | 0 | 0 | 0 | 0 | 0 | 0 | 0 | 0 | 0 | 0 | 0 | 0 | 0 | 0 | 0 | 0 | 0 | 0 | 0 | 0 | 0
F5_Industrial_Industrial - WA_New_Process_Natural Gas_Process Cooling_E10 | F5 | Industrial | Industrial - WA | New | Process | Natural Gas | Process Cooling | E10 | Utility - Cost of Operation | 0 | 0 | 0 | 0 | 0 | 0 | 0 | 0 | 0 | 0 | 0 | 0 | 0 | 0 | 0 | 0 | 0 | 0 | 0 | 0 | 0 | 0 | 0 | 0 | 0 | 0 | 0
F6_Industrial_Industrial - WA_New_Process_Natural Gas_Process Cooling_E1 | F6 | Industrial | Industrial - WA | New | Process | Natural Gas | Process Cooling | E1 | Utility - Value of Sales | 0 | 0 | 0 | 0 | 0 | 0 | 0 | 0 | 0 | 0 | 0 | 0 | 0 | 0 | 0 | 0 | 0 | 0 | 0 | 0 | 0 | 0 | 0 | 0 | 0 | 0 | 0
F6_Industrial_Industrial - WA_New_Process_Natural Gas_Process Cooling_E2 | F6 | Industrial | Industrial - WA | New | Process | Natural Gas | Process Cooling | E2 | Utility - Value of Sales | 0 | 0 | 0 | 0 | 0 | 0 | 0 | 0 | 0 | 0 | 0 | 0 | 0 | 0 | 0 | 0 | 0 | 0 | 0 | 0 | 0 | 0 | 0 | 0 | 0 | 0 | 0
F6_Industrial_Industrial - WA_New_Process_Natural Gas_Process Cooling_E3 | F6 | Industrial | Industrial - WA | New | Process | Natural Gas | Process Cooling | E3 | Utility - Value of Sales | 0 | 0 | 0 | 0 | 0 | 0 | 0 | 0 | 0 | 0 | 0 | 0 | 0 | 0 | 0 | 0 | 0 | 0 | 0 | 0 | 0 | 0 | 0 | 0 | 0 | 0 | 0
F6_Industrial_Industrial - WA_New_Process_Natural Gas_Process Cooling_E4 | F6 | Industrial | Industrial - WA | New | Process | Natural Gas | Process Cooling | E4 | Utility - Value of Sales | 0 | 0 | 0 | 0 | 0 | 0 | 0 | 0 | 0 | 0 | 0 | 0 | 0 | 0 | 0 | 0 | 0 | 0 | 0 | 0 | 0 | 0 | 0 | 0 | 0 | 0 | 0
F6_Industrial_Industrial - WA_New_Process_Natural Gas_Process Cooling_E5 | F6 | Industrial | Industrial - WA | New | Process | Natural Gas | Process Cooling | E5 | Utility - Value of Sales | 0 | 0 | 0 | 0 | 0 | 0 | 0 | 0 | 0 | 0 | 0 | 0 | 0 | 0 | 0 | 0 | 0 | 0 | 0 | 0 | 0 | 0 | 0 | 0 | 0 | 0 | 0
F6_Industrial_Industrial - WA_New_Process_Natural Gas_Process Cooling_E6 | F6 | Industrial | Industrial - WA | New | Process | Natural Gas | Process Cooling | E6 | Utility - Value of Sales | 0 | 0 | 0 | 0 | 0 | 0 | 0 | 0 | 0 | 0 | 0 | 0 | 0 | 0 | 0 | 0 | 0 | 0 | 0 | 0 | 0 | 0 | 0 | 0 | 0 | 0 | 0
F6_Industrial_Industrial - WA_New_Process_Natural Gas_Process Cooling_E7 | F6 | Industrial | Industrial - WA | New | Process | Natural Gas | Process Cooling | E7 | Utility - Value of Sales | 0 | 0 | 0 | 0 | 0 | 0 | 0 | 0 | 0 | 0 | 0 | 0 | 0 | 0 | 0 | 0 | 0 | 0 | 0 | 0 | 0 | 0 | 0 | 0 | 0 | 0 | 0
F6_Industrial_Industrial - WA_New_Process_Natural Gas_Process Cooling_E8 | F6 | Industrial | Industrial - WA | New | Process | Natural Gas | Process Cooling | E8 | Utility - Value of Sales | 0 | 0 | 0 | 0 | 0 | 0 | 0 | 0 | 0 | 0 | 0 | 0 | 0 | 0 | 0 | 0 | 0 | 0 | 0 | 0 | 0 | 0 | 0 | 0 | 0 | 0 | 0
F6_Industrial_Industrial - WA_New_Process_Natural Gas_Process Cooling_E9 | F6 | Industrial | Industrial - WA | New | Process | Natural Gas | Process Cooling | E9 | Utility - Value of Sales | 0 | 0 | 0 | 0 | 0 | 0 | 0 | 0 | 0 | 0 | 0 | 0 | 0 | 0 | 0 | 0 | 0 | 0 | 0 | 0 | 0 | 0 | 0 | 0 | 0 | 0 | 0
F6_Industrial_Industrial - WA_New_Process_Natural Gas_Process Cooling_E10 | F6 | Industrial | Industrial - WA | New | Process | Natural Gas | Process Cooling | E10 | Utility - Value of Sales | 0 | 0 | 0 | 0 | 0 | 0 | 0 | 0 | 0 | 0 | 0 | 0 | 0 | 0 | 0 | 0 | 0 | 0 | 0 | 0 | 0 | 0 | 0 | 0 | 0 | 0 | 0
F1_Industrial_Industrial - WA_New_Process_Natural Gas_Other Process_E1 | F1 | Industrial | Industrial - WA | New | Process | Natural Gas | Other Process | E1 | RVT - Cost of Equipment | 0.26138 | 0.26138 | 0.26138 | 0.26138 | 0.26138 | 0.26138 | 0.26138 | 0.26138 | 0.26138 | 0.26138 | 0.26138 | 0.26138 | 0.26138 | 0.26138 | 0.26138 | 0.26138 | 0.26138 | 0.26138 | 0.26138 | 0.26138 | 0.26138 | 0.26138 | 0.26138 | 0.26138 | 0.26138 | 0.26138 | 0.26138
F1_Industrial_Industrial - WA_New_Process_Natural Gas_Other Process_E2 | F1 | Industrial | Industrial - WA | New | Process | Natural Gas | Other Process | E2 | RVT - Cost of Equipment | 0 | 0 | 0 | 0 | 0 | 0 | 0 | 0 | 0 | 0 | 0 | 0 | 0 | 0 | 0 | 0 | 0 | 0 | 0 | 0 | 0 | 0 | 0 | 0 | 0 | 0 | 0
F1_Industrial_Industrial - WA_New_Process_Natural Gas_Other Process_E3 | F1 | Industrial | Industrial - WA | New | Process | Natural Gas | Other Process | E3 | RVT - Cost of Equipment | 0 | 0 | 0 | 0 | 0 | 0 | 0 | 0 | 0 | 0 | 0 | 0 | 0 | 0 | 0 | 0 | 0 | 0 | 0 | 0 | 0 | 0 | 0 | 0 | 0 | 0 | 0
F1_Industrial_Industrial - WA_New_Process_Natural Gas_Other Process_E4 | F1 | Industrial | Industrial - WA | New | Process | Natural Gas | Other Process | E4 | RVT - Cost of Equipment | 0 | 0 | 0 | 0 | 0 | 0 | 0 | 0 | 0 | 0 | 0 | 0 | 0 | 0 | 0 | 0 | 0 | 0 | 0 | 0 | 0 | 0 | 0 | 0 | 0 | 0 | 0
F1_Industrial_Industrial - WA_New_Process_Natural Gas_Other Process_E5 | F1 | Industrial | Industrial - WA | New | Process | Natural Gas | Other Process | E5 | RVT - Cost of Equipment | 0 | 0 | 0 | 0 | 0 | 0 | 0 | 0 | 0 | 0 | 0 | 0 | 0 | 0 | 0 | 0 | 0 | 0 | 0 | 0 | 0 | 0 | 0 | 0 | 0 | 0 | 0
F1_Industrial_Industrial - WA_New_Process_Natural Gas_Other Process_E6 | F1 | Industrial | Industrial - WA | New | Process | Natural Gas | Other Process | E6 | RVT - Cost of Equipment | 0 | 0 | 0 | 0 | 0 | 0 | 0 | 0 | 0 | 0 | 0 | 0 | 0 | 0 | 0 | 0 | 0 | 0 | 0 | 0 | 0 | 0 | 0 | 0 | 0 | 0 | 0
F1_Industrial_Industrial - WA_New_Process_Natural Gas_Other Process_E7 | F1 | Industrial | Industrial - WA | New | Process | Natural Gas | Other Process | E7 | RVT - Cost of Equipment | 0 | 0 | 0 | 0 | 0 | 0 | 0 | 0 | 0 | 0 | 0 | 0 | 0 | 0 | 0 | 0 | 0 | 0 | 0 | 0 | 0 | 0 | 0 | 0 | 0 | 0 | 0
F1_Industrial_Industrial - WA_New_Process_Natural Gas_Other Process_E8 | F1 | Industrial | Industrial - WA | New | Process | Natural Gas | Other Process | E8 | RVT - Cost of Equipment | 0 | 0 | 0 | 0 | 0 | 0 | 0 | 0 | 0 | 0 | 0 | 0 | 0 | 0 | 0 | 0 | 0 | 0 | 0 | 0 | 0 | 0 | 0 | 0 | 0 | 0 | 0
F1_Industrial_Industrial - WA_New_Process_Natural Gas_Other Process_E9 | F1 | Industrial | Industrial - WA | New | Process | Natural Gas | Other Process | E9 | RVT - Cost of Equipment | 0 | 0 | 0 | 0 | 0 | 0 | 0 | 0 | 0 | 0 | 0 | 0 | 0 | 0 | 0 | 0 | 0 | 0 | 0 | 0 | 0 | 0 | 0 | 0 | 0 | 0 | 0
F1_Industrial_Industrial - WA_New_Process_Natural Gas_Other Process_E10 | F1 | Industrial | Industrial - WA | New | Process | Natural Gas | Other Process | E10 | RVT - Cost of Equipment | 0 | 0 | 0 | 0 | 0 | 0 | 0 | 0 | 0 | 0 | 0 | 0 | 0 | 0 | 0 | 0 | 0 | 0 | 0 | 0 | 0 | 0 | 0 | 0 | 0 | 0 | 0
F2_Industrial_Industrial - WA_New_Process_Natural Gas_Other Process_E1 | F2 | Industrial | Industrial - WA | New | Process | Natural Gas | Other Process | E1 | RVT - Cost of Operation | 0 | 0 | 0 | 0 | 0 | 0 | 0 | 0 | 0 | 0 | 0 | 0 | 0 | 0 | 0 | 0 | 0 | 0 | 0 | 0 | 0 | 0 | 0 | 0 | 0 | 0 | 0
F2_Industrial_Industrial - WA_New_Process_Natural Gas_Other Process_E2 | F2 | Industrial | Industrial - WA | New | Process | Natural Gas | Other Process | E2 | RVT - Cost of Operation | 0 | 0 | 0 | 0 | 0 | 0 | 0 | 0 | 0 | 0 | 0 | 0 | 0 | 0 | 0 | 0 | 0 | 0 | 0 | 0 | 0 | 0 | 0 | 0 | 0 | 0 | 0
F2_Industrial_Industrial - WA_New_Process_Natural Gas_Other Process_E3 | F2 | Industrial | Industrial - WA | New | Process | Natural Gas | Other Process | E3 | RVT - Cost of Operation | 0 | 0 | 0 | 0 | 0 | 0 | 0 | 0 | 0 | 0 | 0 | 0 | 0 | 0 | 0 | 0 | 0 | 0 | 0 | 0 | 0 | 0 | 0 | 0 | 0 | 0 | 0
F2_Industrial_Industrial - WA_New_Process_Natural Gas_Other Process_E4 | F2 | Industrial | Industrial - WA | New | Process | Natural Gas | Other Process | E4 | RVT - Cost of Operation | 0 | 0 | 0 | 0 | 0 | 0 | 0 | 0 | 0 | 0 | 0 | 0 | 0 | 0 | 0 | 0 | 0 | 0 | 0 | 0 | 0 | 0 | 0 | 0 | 0 | 0 | 0
F2_Industrial_Industrial - WA_New_Process_Natural Gas_Other Process_E5 | F2 | Industrial | Industrial - WA | New | Process | Natural Gas | Other Process | E5 | RVT - Cost of Operation | 0 | 0 | 0 | 0 | 0 | 0 | 0 | 0 | 0 | 0 | 0 | 0 | 0 | 0 | 0 | 0 | 0 | 0 | 0 | 0 | 0 | 0 | 0 | 0 | 0 | 0 | 0
F2_Industrial_Industrial - WA_New_Process_Natural Gas_Other Process_E6 | F2 | Industrial | Industrial - WA | New | Process | Natural Gas | Other Process | E6 | RVT - Cost of Operation | 0 | 0 | 0 | 0 | 0 | 0 | 0 | 0 | 0 | 0 | 0 | 0 | 0 | 0 | 0 | 0 | 0 | 0 | 0 | 0 | 0 | 0 | 0 | 0 | 0 | 0 | 0
F2_Industrial_Industrial - WA_New_Process_Natural Gas_Other Process_E7 | F2 | Industrial | Industrial - WA | New | Process | Natural Gas | Other Process | E7 | RVT - Cost of Operation | 0 | 0 | 0 | 0 | 0 | 0 | 0 | 0 | 0 | 0 | 0 | 0 | 0 | 0 | 0 | 0 | 0 | 0 | 0 | 0 | 0 | 0 | 0 | 0 | 0 | 0 | 0
F2_Industrial_Industrial - WA_New_Process_Natural Gas_Other Process_E8 | F2 | Industrial | Industrial - WA | New | Process | Natural Gas | Other Process | E8 | RVT - Cost of Operation | 0 | 0 | 0 | 0 | 0 | 0 | 0 | 0 | 0 | 0 | 0 | 0 | 0 | 0 | 0 | 0 | 0 | 0 | 0 | 0 | 0 | 0 | 0 | 0 | 0 | 0 | 0
F2_Industrial_Industrial - WA_New_Process_Natural Gas_Other Process_E9 | F2 | Industrial | Industrial - WA | New | Process | Natural Gas | Other Process | E9 | RVT - Cost of Operation | 0 | 0 | 0 | 0 | 0 | 0 | 0 | 0 | 0 | 0 | 0 | 0 | 0 | 0 | 0 | 0 | 0 | 0 | 0 | 0 | 0 | 0 | 0 | 0 | 0 | 0 | 0
F2_Industrial_Industrial - WA_New_Process_Natural Gas_Other Process_E10 | F2 | Industrial | Industrial - WA | New | Process | Natural Gas | Other Process | E10 | RVT - Cost of Operation | 0 | 0 | 0 | 0 | 0 | 0 | 0 | 0 | 0 | 0 | 0 | 0 | 0 | 0 | 0 | 0 | 0 | 0 | 0 | 0 | 0 | 0 | 0 | 0 | 0 | 0 | 0
F3_Industrial_Industrial - WA_New_Process_Natural Gas_Other Process_E1 | F3 | Industrial | Industrial - WA | New | Process | Natural Gas | Other Process | E1 | System - kBTUs of Consumption | 7013.5411 | 7013.5411 | 7013.5411 | 7013.5411 | 7013.5411 | 7013.5411 | 7013.5411 | 7013.5411 | 7013.5411 | 7013.5411 | 7013.5411 | 7013.5411 | 7013.5411 | 7013.5411 | 7013.5411 | 7013.5411 | 7013.5411 | 7013.5411 | 7013.5411 | 7013.5411 | 7013.5411 | 7013.5411 | 7013.5411 | 7013.5411 | 7013.5411 | 7013.5411 | 7013.5411
F3_Industrial_Industrial - WA_New_Process_Natural Gas_Other Process_E2 | F3 | Industrial | Industrial - WA | New | Process | Natural Gas | Other Process | E2 | System - kBTUs of Consumption | 0 | 0 | 0 | 0 | 0 | 0 | 0 | 0 | 0 | 0 | 0 | 0 | 0 | 0 | 0 | 0 | 0 | 0 | 0 | 0 | 0 | 0 | 0 | 0 | 0 | 0 | 0
F3_Industrial_Industrial - WA_New_Process_Natural Gas_Other Process_E3 | F3 | Industrial | Industrial - WA | New | Process | Natural Gas | Other Process | E3 | System - kBTUs of Consumption | 0 | 0 | 0 | 0 | 0 | 0 | 0 | 0 | 0 | 0 | 0 | 0 | 0 | 0 | 0 | 0 | 0 | 0 | 0 | 0 | 0 | 0 | 0 | 0 | 0 | 0 | 0
F3_Industrial_Industrial - WA_New_Process_Natural Gas_Other Process_E4 | F3 | Industrial | Industrial - WA | New | Process | Natural Gas | Other Process | E4 | System - kBTUs of Consumption | 0 | 0 | 0 | 0 | 0 | 0 | 0 | 0 | 0 | 0 | 0 | 0 | 0 | 0 | 0 | 0 | 0 | 0 | 0 | 0 | 0 | 0 | 0 | 0 | 0 | 0 | 0
F3_Industrial_Industrial - WA_New_Process_Natural Gas_Other Process_E5 | F3 | Industrial | Industrial - WA | New | Process | Natural Gas | Other Process | E5 | System - kBTUs of Consumption | 0 | 0 | 0 | 0 | 0 | 0 | 0 | 0 | 0 | 0 | 0 | 0 | 0 | 0 | 0 | 0 | 0 | 0 | 0 | 0 | 0 | 0 | 0 | 0 | 0 | 0 | 0
F3_Industrial_Industrial - WA_New_Process_Natural Gas_Other Process_E6 | F3 | Industrial | Industrial - WA | New | Process | Natural Gas | Other Process | E6 | System - kBTUs of Consumption | 0 | 0 | 0 | 0 | 0 | 0 | 0 | 0 | 0 | 0 | 0 | 0 | 0 | 0 | 0 | 0 | 0 | 0 | 0 | 0 | 0 | 0 | 0 | 0 | 0 | 0 | 0
F3_Industrial_Industrial - WA_New_Process_Natural Gas_Other Process_E7 | F3 | Industrial | Industrial - WA | New | Process | Natural Gas | Other Process | E7 | System - kBTUs of Consumption | 0 | 0 | 0 | 0 | 0 | 0 | 0 | 0 | 0 | 0 | 0 | 0 | 0 | 0 | 0 | 0 | 0 | 0 | 0 | 0 | 0 | 0 | 0 | 0 | 0 | 0 | 0
F3_Industrial_Industrial - WA_New_Process_Natural Gas_Other Process_E8 | F3 | Industrial | Industrial - WA | New | Process | Natural Gas | Other Process | E8 | System - kBTUs of Consumption | 0 | 0 | 0 | 0 | 0 | 0 | 0 | 0 | 0 | 0 | 0 | 0 | 0 | 0 | 0 | 0 | 0 | 0 | 0 | 0 | 0 | 0 | 0 | 0 | 0 | 0 | 0
F3_Industrial_Industrial - WA_New_Process_Natural Gas_Other Process_E9 | F3 | Industrial | Industrial - WA | New | Process | Natural Gas | Other Process | E9 | System - kBTUs of Consumption | 0 | 0 | 0 | 0 | 0 | 0 | 0 | 0 | 0 | 0 | 0 | 0 | 0 | 0 | 0 | 0 | 0 | 0 | 0 | 0 | 0 | 0 | 0 | 0 | 0 | 0 | 0
F3_Industrial_Industrial - WA_New_Process_Natural Gas_Other Process_E10 | F3 | Industrial | Industrial - WA | New | Process | Natural Gas | Other Process | E10 | System - kBTUs of Consumption | 0 | 0 | 0 | 0 | 0 | 0 | 0 | 0 | 0 | 0 | 0 | 0 | 0 | 0 | 0 | 0 | 0 | 0 | 0 | 0 | 0 | 0 | 0 | 0 | 0 | 0 | 0
F4_Industrial_Industrial - WA_New_Process_Natural Gas_Other Process_E1 | F4 | Industrial | Industrial - WA | New | Process | Natural Gas | Other Process | E1 | Utility - Cost of Equipment | 0.26138 | 0.26138 | 0.26138 | 0.26138 | 0.26138 | 0.26138 | 0.26138 | 0.26138 | 0.26138 | 0.26138 | 0.26138 | 0.26138 | 0.26138 | 0.26138 | 0.26138 | 0.26138 | 0.26138 | 0.26138 | 0.26138 | 0.26138 | 0.26138 | 0.26138 | 0.26138 | 0.26138 | 0.26138 | 0.26138 | 0.26138
F4_Industrial_Industrial - WA_New_Process_Natural Gas_Other Process_E2 | F4 | Industrial | Industrial - WA | New | Process | Natural Gas | Other Process | E2 | Utility - Cost of Equipment | 0 | 0 | 0 | 0 | 0 | 0 | 0 | 0 | 0 | 0 | 0 | 0 | 0 | 0 | 0 | 0 | 0 | 0 | 0 | 0 | 0 | 0 | 0 | 0 | 0 | 0 | 0
F4_Industrial_Industrial - WA_New_Process_Natural Gas_Other Process_E3 | F4 | Industrial | Industrial - WA | New | Process | Natural Gas | Other Process | E3 | Utility - Cost of Equipment | 0 | 0 | 0 | 0 | 0 | 0 | 0 | 0 | 0 | 0 | 0 | 0 | 0 | 0 | 0 | 0 | 0 | 0 | 0 | 0 | 0 | 0 | 0 | 0 | 0 | 0 | 0
F4_Industrial_Industrial - WA_New_Process_Natural Gas_Other Process_E4 | F4 | Industrial | Industrial - WA | New | Process | Natural Gas | Other Process | E4 | Utility - Cost of Equipment | 0 | 0 | 0 | 0 | 0 | 0 | 0 | 0 | 0 | 0 | 0 | 0 | 0 | 0 | 0 | 0 | 0 | 0 | 0 | 0 | 0 | 0 | 0 | 0 | 0 | 0 | 0
F4_Industrial_Industrial - WA_New_Process_Natural Gas_Other Process_E5 | F4 | Industrial | Industrial - WA | New | Process | Natural Gas | Other Process | E5 | Utility - Cost of Equipment | 0 | 0 | 0 | 0 | 0 | 0 | 0 | 0 | 0 | 0 | 0 | 0 | 0 | 0 | 0 | 0 | 0 | 0 | 0 | 0 | 0 | 0 | 0 | 0 | 0 | 0 | 0
F4_Industrial_Industrial - WA_New_Process_Natural Gas_Other Process_E6 | F4 | Industrial | Industrial - WA | New | Process | Natural Gas | Other Process | E6 | Utility - Cost of Equipment | 0 | 0 | 0 | 0 | 0 | 0 | 0 | 0 | 0 | 0 | 0 | 0 | 0 | 0 | 0 | 0 | 0 | 0 | 0 | 0 | 0 | 0 | 0 | 0 | 0 | 0 | 0
F4_Industrial_Industrial - WA_New_Process_Natural Gas_Other Process_E7 | F4 | Industrial | Industrial - WA | New | Process | Natural Gas | Other Process | E7 | Utility - Cost of Equipment | 0 | 0 | 0 | 0 | 0 | 0 | 0 | 0 | 0 | 0 | 0 | 0 | 0 | 0 | 0 | 0 | 0 | 0 | 0 | 0 | 0 | 0 | 0 | 0 | 0 | 0 | 0
F4_Industrial_Industrial - WA_New_Process_Natural Gas_Other Process_E8 | F4 | Industrial | Industrial - WA | New | Process | Natural Gas | Other Process | E8 | Utility - Cost of Equipment | 0 | 0 | 0 | 0 | 0 | 0 | 0 | 0 | 0 | 0 | 0 | 0 | 0 | 0 | 0 | 0 | 0 | 0 | 0 | 0 | 0 | 0 | 0 | 0 | 0 | 0 | 0
F4_Industrial_Industrial - WA_New_Process_Natural Gas_Other Process_E9 | F4 | Industrial | Industrial - WA | New | Process | Natural Gas | Other Process | E9 | Utility - Cost of Equipment | 0 | 0 | 0 | 0 | 0 | 0 | 0 | 0 | 0 | 0 | 0 | 0 | 0 | 0 | 0 | 0 | 0 | 0 | 0 | 0 | 0 | 0 | 0 | 0 | 0 | 0 | 0
F4_Industrial_Industrial - WA_New_Process_Natural Gas_Other Process_E10 | F4 | Industrial | Industrial - WA | New | Process | Natural Gas | Other Process | E10 | Utility - Cost of Equipment | 0 | 0 | 0 | 0 | 0 | 0 | 0 | 0 | 0 | 0 | 0 | 0 | 0 | 0 | 0 | 0 | 0 | 0 | 0 | 0 | 0 | 0 | 0 | 0 | 0 | 0 | 0
F5_Industrial_Industrial - WA_New_Process_Natural Gas_Other Process_E1 | F5 | Industrial | Industrial - WA | New | Process | Natural Gas | Other Process | E1 | Utility - Cost of Operation | 81.4292 | 80.9291 | 80.5192 | 80.5637 | 83.6987 | 88.668 | 89.7249 | 91.2579 | 92.9768 | 94.7185 | 96.5358 | 98.4241 | 100.4377 | 102.4241 | 104.3097 | 105.8258 | 106.5976 | 106.3339 | 104.7755 | 101.642 | 96.6795 | 89.9006 | 83.357 | 78.8186 | 76.6952 | 77.0711 | 77.4489
F5_Industrial_Industrial - WA_New_Process_Natural Gas_Other Process_E2 | F5 | Industrial | Industrial - WA | New | Process | Natural Gas | Other Process | E2 | Utility - Cost of Operation | 0 | 0 | 0 | 0 | 0 | 0 | 0 | 0 | 0 | 0 | 0 | 0 | 0 | 0 | 0 | 0 | 0 | 0 | 0 | 0 | 0 | 0 | 0 | 0 | 0 | 0 | 0
F5_Industrial_Industrial - WA_New_Process_Natural Gas_Other Process_E3 | F5 | Industrial | Industrial - WA | New | Process | Natural Gas | Other Process | E3 | Utility - Cost of Operation | 0 | 0 | 0 | 0 | 0 | 0 | 0 | 0 | 0 | 0 | 0 | 0 | 0 | 0 | 0 | 0 | 0 | 0 | 0 | 0 | 0 | 0 | 0 | 0 | 0 | 0 | 0
F5_Industrial_Industrial - WA_New_Process_Natural Gas_Other Process_E4 | F5 | Industrial | Industrial - WA | New | Process | Natural Gas | Other Process | E4 | Utility - Cost of Operation | 0 | 0 | 0 | 0 | 0 | 0 | 0 | 0 | 0 | 0 | 0 | 0 | 0 | 0 | 0 | 0 | 0 | 0 | 0 | 0 | 0 | 0 | 0 | 0 | 0 | 0 | 0
F5_Industrial_Industrial - WA_New_Process_Natural Gas_Other Process_E5 | F5 | Industrial | Industrial - WA | New | Process | Natural Gas | Other Process | E5 | Utility - Cost of Operation | 0 | 0 | 0 | 0 | 0 | 0 | 0 | 0 | 0 | 0 | 0 | 0 | 0 | 0 | 0 | 0 | 0 | 0 | 0 | 0 | 0 | 0 | 0 | 0 | 0 | 0 | 0
F5_Industrial_Industrial - WA_New_Process_Natural Gas_Other Process_E6 | F5 | Industrial | Industrial - WA | New | Process | Natural Gas | Other Process | E6 | Utility - Cost of Operation | 0 | 0 | 0 | 0 | 0 | 0 | 0 | 0 | 0 | 0 | 0 | 0 | 0 | 0 | 0 | 0 | 0 | 0 | 0 | 0 | 0 | 0 | 0 | 0 | 0 | 0 | 0
F5_Industrial_Industrial - WA_New_Process_Natural Gas_Other Process_E7 | F5 | Industrial | Industrial - WA | New | Process | Natural Gas | Other Process | E7 | Utility - Cost of Operation | 0 | 0 | 0 | 0 | 0 | 0 | 0 | 0 | 0 | 0 | 0 | 0 | 0 | 0 | 0 | 0 | 0 | 0 | 0 | 0 | 0 | 0 | 0 | 0 | 0 | 0 | 0
F5_Industrial_Industrial - WA_New_Process_Natural Gas_Other Process_E8 | F5 | Industrial | Industrial - WA | New | Process | Natural Gas | Other Process | E8 | Utility - Cost of Operation | 0 | 0 | 0 | 0 | 0 | 0 | 0 | 0 | 0 | 0 | 0 | 0 | 0 | 0 | 0 | 0 | 0 | 0 | 0 | 0 | 0 | 0 | 0 | 0 | 0 | 0 | 0
F5_Industrial_Industrial - WA_New_Process_Natural Gas_Other Process_E9 | F5 | Industrial | Industrial - WA | New | Process | Natural Gas | Other Process | E9 | Utility - Cost of Operation | 0 | 0 | 0 | 0 | 0 | 0 | 0 | 0 | 0 | 0 | 0 | 0 | 0 | 0 | 0 | 0 | 0 | 0 | 0 | 0 | 0 | 0 | 0 | 0 | 0 | 0 | 0
F5_Industrial_Industrial - WA_New_Process_Natural Gas_Other Process_E10 | F5 | Industrial | Industrial - WA | New | Process | Natural Gas | Other Process | E10 | Utility - Cost of Operation | 0 | 0 | 0 | 0 | 0 | 0 | 0 | 0 | 0 | 0 | 0 | 0 | 0 | 0 | 0 | 0 | 0 | 0 | 0 | 0 | 0 | 0 | 0 | 0 | 0 | 0 | 0
F6_Industrial_Industrial - WA_New_Process_Natural Gas_Other Process_E1 | F6 | Industrial | Industrial - WA | New | Process | Natural Gas | Other Process | E1 | Utility - Value of Sales | 0 | 0 | 0 | 0 | 0 | 0 | 0 | 0 | 0 | 0 | 0 | 0 | 0 | 0 | 0 | 0 | 0 | 0 | 0 | 0 | 0 | 0 | 0 | 0 | 0 | 0 | 0
F6_Industrial_Industrial - WA_New_Process_Natural Gas_Other Process_E2 | F6 | Industrial | Industrial - WA | New | Process | Natural Gas | Other Process | E2 | Utility - Value of Sales | 0 | 0 | 0 | 0 | 0 | 0 | 0 | 0 | 0 | 0 | 0 | 0 | 0 | 0 | 0 | 0 | 0 | 0 | 0 | 0 | 0 | 0 | 0 | 0 | 0 | 0 | 0
F6_Industrial_Industrial - WA_New_Process_Natural Gas_Other Process_E3 | F6 | Industrial | Industrial - WA | New | Process | Natural Gas | Other Process | E3 | Utility - Value of Sales | 0 | 0 | 0 | 0 | 0 | 0 | 0 | 0 | 0 | 0 | 0 | 0 | 0 | 0 | 0 | 0 | 0 | 0 | 0 | 0 | 0 | 0 | 0 | 0 | 0 | 0 | 0
F6_Industrial_Industrial - WA_New_Process_Natural Gas_Other Process_E4 | F6 | Industrial | Industrial - WA | New | Process | Natural Gas | Other Process | E4 | Utility - Value of Sales | 0 | 0 | 0 | 0 | 0 | 0 | 0 | 0 | 0 | 0 | 0 | 0 | 0 | 0 | 0 | 0 | 0 | 0 | 0 | 0 | 0 | 0 | 0 | 0 | 0 | 0 | 0
F6_Industrial_Industrial - WA_New_Process_Natural Gas_Other Process_E5 | F6 | Industrial | Industrial - WA | New | Process | Natural Gas | Other Process | E5 | Utility - Value of Sales | 0 | 0 | 0 | 0 | 0 | 0 | 0 | 0 | 0 | 0 | 0 | 0 | 0 | 0 | 0 | 0 | 0 | 0 | 0 | 0 | 0 | 0 | 0 | 0 | 0 | 0 | 0
F6_Industrial_Industrial - WA_New_Process_Natural Gas_Other Process_E6 | F6 | Industrial | Industrial - WA | New | Process | Natural Gas | Other Process | E6 | Utility - Value of Sales | 0 | 0 | 0 | 0 | 0 | 0 | 0 | 0 | 0 | 0 | 0 | 0 | 0 | 0 | 0 | 0 | 0 | 0 | 0 | 0 | 0 | 0 | 0 | 0 | 0 | 0 | 0
F6_Industrial_Industrial - WA_New_Process_Natural Gas_Other Process_E7 | F6 | Industrial | Industrial - WA | New | Process | Natural Gas | Other Process | E7 | Utility - Value of Sales | 0 | 0 | 0 | 0 | 0 | 0 | 0 | 0 | 0 | 0 | 0 | 0 | 0 | 0 | 0 | 0 | 0 | 0 | 0 | 0 | 0 | 0 | 0 | 0 | 0 | 0 | 0
F6_Industrial_Industrial - WA_New_Process_Natural Gas_Other Process_E8 | F6 | Industrial | Industrial - WA | New | Process | Natural Gas | Other Process | E8 | Utility - Value of Sales | 0 | 0 | 0 | 0 | 0 | 0 | 0 | 0 | 0 | 0 | 0 | 0 | 0 | 0 | 0 | 0 | 0 | 0 | 0 | 0 | 0 | 0 | 0 | 0 | 0 | 0 | 0
F6_Industrial_Industrial - WA_New_Process_Natural Gas_Other Process_E9 | F6 | Industrial | Industrial - WA | New | Process | Natural Gas | Other Process | E9 | Utility - Value of Sales | 0 | 0 | 0 | 0 | 0 | 0 | 0 | 0 | 0 | 0 | 0 | 0 | 0 | 0 | 0 | 0 | 0 | 0 | 0 | 0 | 0 | 0 | 0 | 0 | 0 | 0 | 0
F6_Industrial_Industrial - WA_New_Process_Natural Gas_Other Process_E10 | F6 | Industrial | Industrial - WA | New | Process | Natural Gas | Other Process | E10 | Utility - Value of Sales | 0 | 0 | 0 | 0 | 0 | 0 | 0 | 0 | 0 | 0 | 0 | 0 | 0 | 0 | 0 | 0 | 0 | 0 | 0 | 0 | 0 | 0 | 0 | 0 | 0 | 0 | 0
F1_Industrial_Industrial - WA_New_Miscellaneous_Natural Gas_Miscellaneous_E1 | F1 | Industrial | Industrial - WA | New | Miscellaneous | Natural Gas | Miscellaneous | E1 | RVT - Cost of Equipment | 0.26138 | 0.26138 | 0.26138 | 0.26138 | 0.26138 | 0.26138 | 0.26138 | 0.26138 | 0.26138 | 0.26138 | 0.26138 | 0.26138 | 0.26138 | 0.26138 | 0.26138 | 0.26138 | 0.26138 | 0.26138 | 0.26138 | 0.26138 | 0.26138 | 0.26138 | 0.26138 | 0.26138 | 0.26138 | 0.26138 | 0.26138
F1_Industrial_Industrial - WA_New_Miscellaneous_Natural Gas_Miscellaneous_E2 | F1 | Industrial | Industrial - WA | New | Miscellaneous | Natural Gas | Miscellaneous | E2 | RVT - Cost of Equipment | 0 | 0 | 0 | 0 | 0 | 0 | 0 | 0 | 0 | 0 | 0 | 0 | 0 | 0 | 0 | 0 | 0 | 0 | 0 | 0 | 0 | 0 | 0 | 0 | 0 | 0 | 0
F1_Industrial_Industrial - WA_New_Miscellaneous_Natural Gas_Miscellaneous_E3 | F1 | Industrial | Industrial - WA | New | Miscellaneous | Natural Gas | Miscellaneous | E3 | RVT - Cost of Equipment | 0 | 0 | 0 | 0 | 0 | 0 | 0 | 0 | 0 | 0 | 0 | 0 | 0 | 0 | 0 | 0 | 0 | 0 | 0 | 0 | 0 | 0 | 0 | 0 | 0 | 0 | 0
F1_Industrial_Industrial - WA_New_Miscellaneous_Natural Gas_Miscellaneous_E4 | F1 | Industrial | Industrial - WA | New | Miscellaneous | Natural Gas | Miscellaneous | E4 | RVT - Cost of Equipment | 0 | 0 | 0 | 0 | 0 | 0 | 0 | 0 | 0 | 0 | 0 | 0 | 0 | 0 | 0 | 0 | 0 | 0 | 0 | 0 | 0 | 0 | 0 | 0 | 0 | 0 | 0
F1_Industrial_Industrial - WA_New_Miscellaneous_Natural Gas_Miscellaneous_E5 | F1 | Industrial | Industrial - WA | New | Miscellaneous | Natural Gas | Miscellaneous | E5 | RVT - Cost of Equipment | 0 | 0 | 0 | 0 | 0 | 0 | 0 | 0 | 0 | 0 | 0 | 0 | 0 | 0 | 0 | 0 | 0 | 0 | 0 | 0 | 0 | 0 | 0 | 0 | 0 | 0 | 0
F1_Industrial_Industrial - WA_New_Miscellaneous_Natural Gas_Miscellaneous_E6 | F1 | Industrial | Industrial - WA | New | Miscellaneous | Natural Gas | Miscellaneous | E6 | RVT - Cost of Equipment | 0 | 0 | 0 | 0 | 0 | 0 | 0 | 0 | 0 | 0 | 0 | 0 | 0 | 0 | 0 | 0 | 0 | 0 | 0 | 0 | 0 | 0 | 0 | 0 | 0 | 0 | 0
F1_Industrial_Industrial - WA_New_Miscellaneous_Natural Gas_Miscellaneous_E7 | F1 | Industrial | Industrial - WA | New | Miscellaneous | Natural Gas | Miscellaneous | E7 | RVT - Cost of Equipment | 0 | 0 | 0 | 0 | 0 | 0 | 0 | 0 | 0 | 0 | 0 | 0 | 0 | 0 | 0 | 0 | 0 | 0 | 0 | 0 | 0 | 0 | 0 | 0 | 0 | 0 | 0
F1_Industrial_Industrial - WA_New_Miscellaneous_Natural Gas_Miscellaneous_E8 | F1 | Industrial | Industrial - WA | New | Miscellaneous | Natural Gas | Miscellaneous | E8 | RVT - Cost of Equipment | 0 | 0 | 0 | 0 | 0 | 0 | 0 | 0 | 0 | 0 | 0 | 0 | 0 | 0 | 0 | 0 | 0 | 0 | 0 | 0 | 0 | 0 | 0 | 0 | 0 | 0 | 0
F1_Industrial_Industrial - WA_New_Miscellaneous_Natural Gas_Miscellaneous_E9 | F1 | Industrial | Industrial - WA | New | Miscellaneous | Natural Gas | Miscellaneous | E9 | RVT - Cost of Equipment | 0 | 0 | 0 | 0 | 0 | 0 | 0 | 0 | 0 | 0 | 0 | 0 | 0 | 0 | 0 | 0 | 0 | 0 | 0 | 0 | 0 | 0 | 0 | 0 | 0 | 0 | 0
F1_Industrial_Industrial - WA_New_Miscellaneous_Natural Gas_Miscellaneous_E10 | F1 | Industrial | Industrial - WA | New | Miscellaneous | Natural Gas | Miscellaneous | E10 | RVT - Cost of Equipment | 0 | 0 | 0 | 0 | 0 | 0 | 0 | 0 | 0 | 0 | 0 | 0 | 0 | 0 | 0 | 0 | 0 | 0 | 0 | 0 | 0 | 0 | 0 | 0 | 0 | 0 | 0
F2_Industrial_Industrial - WA_New_Miscellaneous_Natural Gas_Miscellaneous_E1 | F2 | Industrial | Industrial - WA | New | Miscellaneous | Natural Gas | Miscellaneous | E1 | RVT - Cost of Operation | 0 | 0 | 0 | 0 | 0 | 0 | 0 | 0 | 0 | 0 | 0 | 0 | 0 | 0 | 0 | 0 | 0 | 0 | 0 | 0 | 0 | 0 | 0 | 0 | 0 | 0 | 0
F2_Industrial_Industrial - WA_New_Miscellaneous_Natural Gas_Miscellaneous_E2 | F2 | Industrial | Industrial - WA | New | Miscellaneous | Natural Gas | Miscellaneous | E2 | RVT - Cost of Operation | 0 | 0 | 0 | 0 | 0 | 0 | 0 | 0 | 0 | 0 | 0 | 0 | 0 | 0 | 0 | 0 | 0 | 0 | 0 | 0 | 0 | 0 | 0 | 0 | 0 | 0 | 0
F2_Industrial_Industrial - WA_New_Miscellaneous_Natural Gas_Miscellaneous_E3 | F2 | Industrial | Industrial - WA | New | Miscellaneous | Natural Gas | Miscellaneous | E3 | RVT - Cost of Operation | 0 | 0 | 0 | 0 | 0 | 0 | 0 | 0 | 0 | 0 | 0 | 0 | 0 | 0 | 0 | 0 | 0 | 0 | 0 | 0 | 0 | 0 | 0 | 0 | 0 | 0 | 0
F2_Industrial_Industrial - WA_New_Miscellaneous_Natural Gas_Miscellaneous_E4 | F2 | Industrial | Industrial - WA | New | Miscellaneous | Natural Gas | Miscellaneous | E4 | RVT - Cost of Operation | 0 | 0 | 0 | 0 | 0 | 0 | 0 | 0 | 0 | 0 | 0 | 0 | 0 | 0 | 0 | 0 | 0 | 0 | 0 | 0 | 0 | 0 | 0 | 0 | 0 | 0 | 0
F2_Industrial_Industrial - WA_New_Miscellaneous_Natural Gas_Miscellaneous_E5 | F2 | Industrial | Industrial - WA | New | Miscellaneous | Natural Gas | Miscellaneous | E5 | RVT - Cost of Operation | 0 | 0 | 0 | 0 | 0 | 0 | 0 | 0 | 0 | 0 | 0 | 0 | 0 | 0 | 0 | 0 | 0 | 0 | 0 | 0 | 0 | 0 | 0 | 0 | 0 | 0 | 0
F2_Industrial_Industrial - WA_New_Miscellaneous_Natural Gas_Miscellaneous_E6 | F2 | Industrial | Industrial - WA | New | Miscellaneous | Natural Gas | Miscellaneous | E6 | RVT - Cost of Operation | 0 | 0 | 0 | 0 | 0 | 0 | 0 | 0 | 0 | 0 | 0 | 0 | 0 | 0 | 0 | 0 | 0 | 0 | 0 | 0 | 0 | 0 | 0 | 0 | 0 | 0 | 0
F2_Industrial_Industrial - WA_New_Miscellaneous_Natural Gas_Miscellaneous_E7 | F2 | Industrial | Industrial - WA | New | Miscellaneous | Natural Gas | Miscellaneous | E7 | RVT - Cost of Operation | 0 | 0 | 0 | 0 | 0 | 0 | 0 | 0 | 0 | 0 | 0 | 0 | 0 | 0 | 0 | 0 | 0 | 0 | 0 | 0 | 0 | 0 | 0 | 0 | 0 | 0 | 0
F2_Industrial_Industrial - WA_New_Miscellaneous_Natural Gas_Miscellaneous_E8 | F2 | Industrial | Industrial - WA | New | Miscellaneous | Natural Gas | Miscellaneous | E8 | RVT - Cost of Operation | 0 | 0 | 0 | 0 | 0 | 0 | 0 | 0 | 0 | 0 | 0 | 0 | 0 | 0 | 0 | 0 | 0 | 0 | 0 | 0 | 0 | 0 | 0 | 0 | 0 | 0 | 0
F2_Industrial_Industrial - WA_New_Miscellaneous_Natural Gas_Miscellaneous_E9 | F2 | Industrial | Industrial - WA | New | Miscellaneous | Natural Gas | Miscellaneous | E9 | RVT - Cost of Operation | 0 | 0 | 0 | 0 | 0 | 0 | 0 | 0 | 0 | 0 | 0 | 0 | 0 | 0 | 0 | 0 | 0 | 0 | 0 | 0 | 0 | 0 | 0 | 0 | 0 | 0 | 0
F2_Industrial_Industrial - WA_New_Miscellaneous_Natural Gas_Miscellaneous_E10 | F2 | Industrial | Industrial - WA | New | Miscellaneous | Natural Gas | Miscellaneous | E10 | RVT - Cost of Operation | 0 | 0 | 0 | 0 | 0 | 0 | 0 | 0 | 0 | 0 | 0 | 0 | 0 | 0 | 0 | 0 | 0 | 0 | 0 | 0 | 0 | 0 | 0 | 0 | 0 | 0 | 0
F3_Industrial_Industrial - WA_New_Miscellaneous_Natural Gas_Miscellaneous_E1 | F3 | Industrial | Industrial - WA | New | Miscellaneous | Natural Gas | Miscellaneous | E1 | System - kBTUs of Consumption | 8261.0088 | 8261.0088 | 8261.0088 | 8261.0088 | 8261.0088 | 8261.0088 | 8261.0088 | 8261.0088 | 8261.0088 | 8261.0088 | 8261.0088 | 8261.0088 | 8261.0088 | 8261.0088 | 8261.0088 | 8261.0088 | 8261.0088 | 8261.0088 | 8261.0088 | 8261.0088 | 8261.0088 | 8261.0088 | 8261.0088 | 8261.0088 | 8261.0088 | 8261.0088 | 8261.0088
F3_Industrial_Industrial - WA_New_Miscellaneous_Natural Gas_Miscellaneous_E2 | F3 | Industrial | Industrial - WA | New | Miscellaneous | Natural Gas | Miscellaneous | E2 | System - kBTUs of Consumption | 0 | 0 | 0 | 0 | 0 | 0 | 0 | 0 | 0 | 0 | 0 | 0 | 0 | 0 | 0 | 0 | 0 | 0 | 0 | 0 | 0 | 0 | 0 | 0 | 0 | 0 | 0
F3_Industrial_Industrial - WA_New_Miscellaneous_Natural Gas_Miscellaneous_E3 | F3 | Industrial | Industrial - WA | New | Miscellaneous | Natural Gas | Miscellaneous | E3 | System - kBTUs of Consumption | 0 | 0 | 0 | 0 | 0 | 0 | 0 | 0 | 0 | 0 | 0 | 0 | 0 | 0 | 0 | 0 | 0 | 0 | 0 | 0 | 0 | 0 | 0 | 0 | 0 | 0 | 0
F3_Industrial_Industrial - WA_New_Miscellaneous_Natural Gas_Miscellaneous_E4 | F3 | Industrial | Industrial - WA | New | Miscellaneous | Natural Gas | Miscellaneous | E4 | System - kBTUs of Consumption | 0 | 0 | 0 | 0 | 0 | 0 | 0 | 0 | 0 | 0 | 0 | 0 | 0 | 0 | 0 | 0 | 0 | 0 | 0 | 0 | 0 | 0 | 0 | 0 | 0 | 0 | 0
F3_Industrial_Industrial - WA_New_Miscellaneous_Natural Gas_Miscellaneous_E5 | F3 | Industrial | Industrial - WA | New | Miscellaneous | Natural Gas | Miscellaneous | E5 | System - kBTUs of Consumption | 0 | 0 | 0 | 0 | 0 | 0 | 0 | 0 | 0 | 0 | 0 | 0 | 0 | 0 | 0 | 0 | 0 | 0 | 0 | 0 | 0 | 0 | 0 | 0 | 0 | 0 | 0
F3_Industrial_Industrial - WA_New_Miscellaneous_Natural Gas_Miscellaneous_E6 | F3 | Industrial | Industrial - WA | New | Miscellaneous | Natural Gas | Miscellaneous | E6 | System - kBTUs of Consumption | 0 | 0 | 0 | 0 | 0 | 0 | 0 | 0 | 0 | 0 | 0 | 0 | 0 | 0 | 0 | 0 | 0 | 0 | 0 | 0 | 0 | 0 | 0 | 0 | 0 | 0 | 0
F3_Industrial_Industrial - WA_New_Miscellaneous_Natural Gas_Miscellaneous_E7 | F3 | Industrial | Industrial - WA | New | Miscellaneous | Natural Gas | Miscellaneous | E7 | System - kBTUs of Consumption | 0 | 0 | 0 | 0 | 0 | 0 | 0 | 0 | 0 | 0 | 0 | 0 | 0 | 0 | 0 | 0 | 0 | 0 | 0 | 0 | 0 | 0 | 0 | 0 | 0 | 0 | 0
F3_Industrial_Industrial - WA_New_Miscellaneous_Natural Gas_Miscellaneous_E8 | F3 | Industrial | Industrial - WA | New | Miscellaneous | Natural Gas | Miscellaneous | E8 | System - kBTUs of Consumption | 0 | 0 | 0 | 0 | 0 | 0 | 0 | 0 | 0 | 0 | 0 | 0 | 0 | 0 | 0 | 0 | 0 | 0 | 0 | 0 | 0 | 0 | 0 | 0 | 0 | 0 | 0
F3_Industrial_Industrial - WA_New_Miscellaneous_Natural Gas_Miscellaneous_E9 | F3 | Industrial | Industrial - WA | New | Miscellaneous | Natural Gas | Miscellaneous | E9 | System - kBTUs of Consumption | 0 | 0 | 0 | 0 | 0 | 0 | 0 | 0 | 0 | 0 | 0 | 0 | 0 | 0 | 0 | 0 | 0 | 0 | 0 | 0 | 0 | 0 | 0 | 0 | 0 | 0 | 0
F3_Industrial_Industrial - WA_New_Miscellaneous_Natural Gas_Miscellaneous_E10 | F3 | Industrial | Industrial - WA | New | Miscellaneous | Natural Gas | Miscellaneous | E10 | System - kBTUs of Consumption | 0 | 0 | 0 | 0 | 0 | 0 | 0 | 0 | 0 | 0 | 0 | 0 | 0 | 0 | 0 | 0 | 0 | 0 | 0 | 0 | 0 | 0 | 0 | 0 | 0 | 0 | 0
F4_Industrial_Industrial - WA_New_Miscellaneous_Natural Gas_Miscellaneous_E1 | F4 | Industrial | Industrial - WA | New | Miscellaneous | Natural Gas | Miscellaneous | E1 | Utility - Cost of Equipment | 0.26138 | 0.26138 | 0.26138 | 0.26138 | 0.26138 | 0.26138 | 0.26138 | 0.26138 | 0.26138 | 0.26138 | 0.26138 | 0.26138 | 0.26138 | 0.26138 | 0.26138 | 0.26138 | 0.26138 | 0.26138 | 0.26138 | 0.26138 | 0.26138 | 0.26138 | 0.26138 | 0.26138 | 0.26138 | 0.26138 | 0.26138
F4_Industrial_Industrial - WA_New_Miscellaneous_Natural Gas_Miscellaneous_E2 | F4 | Industrial | Industrial - WA | New | Miscellaneous | Natural Gas | Miscellaneous | E2 | Utility - Cost of Equipment | 0 | 0 | 0 | 0 | 0 | 0 | 0 | 0 | 0 | 0 | 0 | 0 | 0 | 0 | 0 | 0 | 0 | 0 | 0 | 0 | 0 | 0 | 0 | 0 | 0 | 0 | 0
F4_Industrial_Industrial - WA_New_Miscellaneous_Natural Gas_Miscellaneous_E3 | F4 | Industrial | Industrial - WA | New | Miscellaneous | Natural Gas | Miscellaneous | E3 | Utility - Cost of Equipment | 0 | 0 | 0 | 0 | 0 | 0 | 0 | 0 | 0 | 0 | 0 | 0 | 0 | 0 | 0 | 0 | 0 | 0 | 0 | 0 | 0 | 0 | 0 | 0 | 0 | 0 | 0
F4_Industrial_Industrial - WA_New_Miscellaneous_Natural Gas_Miscellaneous_E4 | F4 | Industrial | Industrial - WA | New | Miscellaneous | Natural Gas | Miscellaneous | E4 | Utility - Cost of Equipment | 0 | 0 | 0 | 0 | 0 | 0 | 0 | 0 | 0 | 0 | 0 | 0 | 0 | 0 | 0 | 0 | 0 | 0 | 0 | 0 | 0 | 0 | 0 | 0 | 0 | 0 | 0
F4_Industrial_Industrial - WA_New_Miscellaneous_Natural Gas_Miscellaneous_E5 | F4 | Industrial | Industrial - WA | New | Miscellaneous | Natural Gas | Miscellaneous | E5 | Utility - Cost of Equipment | 0 | 0 | 0 | 0 | 0 | 0 | 0 | 0 | 0 | 0 | 0 | 0 | 0 | 0 | 0 | 0 | 0 | 0 | 0 | 0 | 0 | 0 | 0 | 0 | 0 | 0 | 0
F4_Industrial_Industrial - WA_New_Miscellaneous_Natural Gas_Miscellaneous_E6 | F4 | Industrial | Industrial - WA | New | Miscellaneous | Natural Gas | Miscellaneous | E6 | Utility - Cost of Equipment | 0 | 0 | 0 | 0 | 0 | 0 | 0 | 0 | 0 | 0 | 0 | 0 | 0 | 0 | 0 | 0 | 0 | 0 | 0 | 0 | 0 | 0 | 0 | 0 | 0 | 0 | 0
F4_Industrial_Industrial - WA_New_Miscellaneous_Natural Gas_Miscellaneous_E7 | F4 | Industrial | Industrial - WA | New | Miscellaneous | Natural Gas | Miscellaneous | E7 | Utility - Cost of Equipment | 0 | 0 | 0 | 0 | 0 | 0 | 0 | 0 | 0 | 0 | 0 | 0 | 0 | 0 | 0 | 0 | 0 | 0 | 0 | 0 | 0 | 0 | 0 | 0 | 0 | 0 | 0
F4_Industrial_Industrial - WA_New_Miscellaneous_Natural Gas_Miscellaneous_E8 | F4 | Industrial | Industrial - WA | New | Miscellaneous | Natural Gas | Miscellaneous | E8 | Utility - Cost of Equipment | 0 | 0 | 0 | 0 | 0 | 0 | 0 | 0 | 0 | 0 | 0 | 0 | 0 | 0 | 0 | 0 | 0 | 0 | 0 | 0 | 0 | 0 | 0 | 0 | 0 | 0 | 0
F4_Industrial_Industrial - WA_New_Miscellaneous_Natural Gas_Miscellaneous_E9 | F4 | Industrial | Industrial - WA | New | Miscellaneous | Natural Gas | Miscellaneous | E9 | Utility - Cost of Equipment | 0 | 0 | 0 | 0 | 0 | 0 | 0 | 0 | 0 | 0 | 0 | 0 | 0 | 0 | 0 | 0 | 0 | 0 | 0 | 0 | 0 | 0 | 0 | 0 | 0 | 0 | 0
F4_Industrial_Industrial - WA_New_Miscellaneous_Natural Gas_Miscellaneous_E10 | F4 | Industrial | Industrial - WA | New | Miscellaneous | Natural Gas | Miscellaneous | E10 | Utility - Cost of Equipment | 0 | 0 | 0 | 0 | 0 | 0 | 0 | 0 | 0 | 0 | 0 | 0 | 0 | 0 | 0 | 0 | 0 | 0 | 0 | 0 | 0 | 0 | 0 | 0 | 0 | 0 | 0
F5_Industrial_Industrial - WA_New_Miscellaneous_Natural Gas_Miscellaneous_E1 | F5 | Industrial | Industrial - WA | New | Miscellaneous | Natural Gas | Miscellaneous | E1 | Utility - Cost of Operation | 95.9126 | 95.3237 | 94.8408 | 94.8932 | 98.5858 | 104.439 | 105.6838 | 107.4895 | 109.5142 | 111.5656 | 113.7061 | 115.9304 | 118.3021 | 120.6418 | 122.8628 | 124.6486 | 125.5576 | 125.247 | 123.4115 | 119.7206 | 113.8755 | 105.8908 | 98.1834 | 92.8377 | 90.3366 | 90.7794 | 91.2244
F5_Industrial_Industrial - WA_New_Miscellaneous_Natural Gas_Miscellaneous_E2 | F5 | Industrial | Industrial - WA | New | Miscellaneous | Natural Gas | Miscellaneous | E2 | Utility - Cost of Operation | 0 | 0 | 0 | 0 | 0 | 0 | 0 | 0 | 0 | 0 | 0 | 0 | 0 | 0 | 0 | 0 | 0 | 0 | 0 | 0 | 0 | 0 | 0 | 0 | 0 | 0 | 0
F5_Industrial_Industrial - WA_New_Miscellaneous_Natural Gas_Miscellaneous_E3 | F5 | Industrial | Industrial - WA | New | Miscellaneous | Natural Gas | Miscellaneous | E3 | Utility - Cost of Operation | 0 | 0 | 0 | 0 | 0 | 0 | 0 | 0 | 0 | 0 | 0 | 0 | 0 | 0 | 0 | 0 | 0 | 0 | 0 | 0 | 0 | 0 | 0 | 0 | 0 | 0 | 0
F5_Industrial_Industrial - WA_New_Miscellaneous_Natural Gas_Miscellaneous_E4 | F5 | Industrial | Industrial - WA | New | Miscellaneous | Natural Gas | Miscellaneous | E4 | Utility - Cost of Operation | 0 | 0 | 0 | 0 | 0 | 0 | 0 | 0 | 0 | 0 | 0 | 0 | 0 | 0 | 0 | 0 | 0 | 0 | 0 | 0 | 0 | 0 | 0 | 0 | 0 | 0 | 0
F5_Industrial_Industrial - WA_New_Miscellaneous_Natural Gas_Miscellaneous_E5 | F5 | Industrial | Industrial - WA | New | Miscellaneous | Natural Gas | Miscellaneous | E5 | Utility - Cost of Operation | 0 | 0 | 0 | 0 | 0 | 0 | 0 | 0 | 0 | 0 | 0 | 0 | 0 | 0 | 0 | 0 | 0 | 0 | 0 | 0 | 0 | 0 | 0 | 0 | 0 | 0 | 0
F5_Industrial_Industrial - WA_New_Miscellaneous_Natural Gas_Miscellaneous_E6 | F5 | Industrial | Industrial - WA | New | Miscellaneous | Natural Gas | Miscellaneous | E6 | Utility - Cost of Operation | 0 | 0 | 0 | 0 | 0 | 0 | 0 | 0 | 0 | 0 | 0 | 0 | 0 | 0 | 0 | 0 | 0 | 0 | 0 | 0 | 0 | 0 | 0 | 0 | 0 | 0 | 0
F5_Industrial_Industrial - WA_New_Miscellaneous_Natural Gas_Miscellaneous_E7 | F5 | Industrial | Industrial - WA | New | Miscellaneous | Natural Gas | Miscellaneous | E7 | Utility - Cost of Operation | 0 | 0 | 0 | 0 | 0 | 0 | 0 | 0 | 0 | 0 | 0 | 0 | 0 | 0 | 0 | 0 | 0 | 0 | 0 | 0 | 0 | 0 | 0 | 0 | 0 | 0 | 0
F5_Industrial_Industrial - WA_New_Miscellaneous_Natural Gas_Miscellaneous_E8 | F5 | Industrial | Industrial - WA | New | Miscellaneous | Natural Gas | Miscellaneous | E8 | Utility - Cost of Operation | 0 | 0 | 0 | 0 | 0 | 0 | 0 | 0 | 0 | 0 | 0 | 0 | 0 | 0 | 0 | 0 | 0 | 0 | 0 | 0 | 0 | 0 | 0 | 0 | 0 | 0 | 0
F5_Industrial_Industrial - WA_New_Miscellaneous_Natural Gas_Miscellaneous_E9 | F5 | Industrial | Industrial - WA | New | Miscellaneous | Natural Gas | Miscellaneous | E9 | Utility - Cost of Operation | 0 | 0 | 0 | 0 | 0 | 0 | 0 | 0 | 0 | 0 | 0 | 0 | 0 | 0 | 0 | 0 | 0 | 0 | 0 | 0 | 0 | 0 | 0 | 0 | 0 | 0 | 0
F5_Industrial_Industrial - WA_New_Miscellaneous_Natural Gas_Miscellaneous_E10 | F5 | Industrial | Industrial - WA | New | Miscellaneous | Natural Gas | Miscellaneous | E10 | Utility - Cost of Operation | 0 | 0 | 0 | 0 | 0 | 0 | 0 | 0 | 0 | 0 | 0 | 0 | 0 | 0 | 0 | 0 | 0 | 0 | 0 | 0 | 0 | 0 | 0 | 0 | 0 | 0 | 0
F6_Industrial_Industrial - WA_New_Miscellaneous_Natural Gas_Miscellaneous_E1 | F6 | Industrial | Industrial - WA | New | Miscellaneous | Natural Gas | Miscellaneous | E1 | Utility - Value of Sales | 0 | 0 | 0 | 0 | 0 | 0 | 0 | 0 | 0 | 0 | 0 | 0 | 0 | 0 | 0 | 0 | 0 | 0 | 0 | 0 | 0 | 0 | 0 | 0 | 0 | 0 | 0
F6_Industrial_Industrial - WA_New_Miscellaneous_Natural Gas_Miscellaneous_E2 | F6 | Industrial | Industrial - WA | New | Miscellaneous | Natural Gas | Miscellaneous | E2 | Utility - Value of Sales | 0 | 0 | 0 | 0 | 0 | 0 | 0 | 0 | 0 | 0 | 0 | 0 | 0 | 0 | 0 | 0 | 0 | 0 | 0 | 0 | 0 | 0 | 0 | 0 | 0 | 0 | 0
F6_Industrial_Industrial - WA_New_Miscellaneous_Natural Gas_Miscellaneous_E3 | F6 | Industrial | Industrial - WA | New | Miscellaneous | Natural Gas | Miscellaneous | E3 | Utility - Value of Sales | 0 | 0 | 0 | 0 | 0 | 0 | 0 | 0 | 0 | 0 | 0 | 0 | 0 | 0 | 0 | 0 | 0 | 0 | 0 | 0 | 0 | 0 | 0 | 0 | 0 | 0 | 0
F6_Industrial_Industrial - WA_New_Miscellaneous_Natural Gas_Miscellaneous_E4 | F6 | Industrial | Industrial - WA | New | Miscellaneous | Natural Gas | Miscellaneous | E4 | Utility - Value of Sales | 0 | 0 | 0 | 0 | 0 | 0 | 0 | 0 | 0 | 0 | 0 | 0 | 0 | 0 | 0 | 0 | 0 | 0 | 0 | 0 | 0 | 0 | 0 | 0 | 0 | 0 | 0
F6_Industrial_Industrial - WA_New_Miscellaneous_Natural Gas_Miscellaneous_E5 | F6 | Industrial | Industrial - WA | New | Miscellaneous | Natural Gas | Miscellaneous | E5 | Utility - Value of Sales | 0 | 0 | 0 | 0 | 0 | 0 | 0 | 0 | 0 | 0 | 0 | 0 | 0 | 0 | 0 | 0 | 0 | 0 | 0 | 0 | 0 | 0 | 0 | 0 | 0 | 0 | 0
F6_Industrial_Industrial - WA_New_Miscellaneous_Natural Gas_Miscellaneous_E6 | F6 | Industrial | Industrial - WA | New | Miscellaneous | Natural Gas | Miscellaneous | E6 | Utility - Value of Sales | 0 | 0 | 0 | 0 | 0 | 0 | 0 | 0 | 0 | 0 | 0 | 0 | 0 | 0 | 0 | 0 | 0 | 0 | 0 | 0 | 0 | 0 | 0 | 0 | 0 | 0 | 0
F6_Industrial_Industrial - WA_New_Miscellaneous_Natural Gas_Miscellaneous_E7 | F6 | Industrial | Industrial - WA | New | Miscellaneous | Natural Gas | Miscellaneous | E7 | Utility - Value of Sales | 0 | 0 | 0 | 0 | 0 | 0 | 0 | 0 | 0 | 0 | 0 | 0 | 0 | 0 | 0 | 0 | 0 | 0 | 0 | 0 | 0 | 0 | 0 | 0 | 0 | 0 | 0
F6_Industrial_Industrial - WA_New_Miscellaneous_Natural Gas_Miscellaneous_E8 | F6 | Industrial | Industrial - WA | New | Miscellaneous | Natural Gas | Miscellaneous | E8 | Utility - Value of Sales | 0 | 0 | 0 | 0 | 0 | 0 | 0 | 0 | 0 | 0 | 0 | 0 | 0 | 0 | 0 | 0 | 0 | 0 | 0 | 0 | 0 | 0 | 0 | 0 | 0 | 0 | 0
F6_Industrial_Industrial - WA_New_Miscellaneous_Natural Gas_Miscellaneous_E9 | F6 | Industrial | Industrial - WA | New | Miscellaneous | Natural Gas | Miscellaneous | E9 | Utility - Value of Sales | 0 | 0 | 0 | 0 | 0 | 0 | 0 | 0 | 0 | 0 | 0 | 0 | 0 | 0 | 0 | 0 | 0 | 0 | 0 | 0 | 0 | 0 | 0 | 0 | 0 | 0 | 0
F6_Industrial_Industrial - WA_New_Miscellaneous_Natural Gas_Miscellaneous_E10 | F6 | Industrial | Industrial - WA | New | Miscellaneous | Natural Gas | Miscellaneous | E10 | Utility - Value of Sales | 0 | 0 | 0 | 0 | 0 | 0 | 0 | 0 | 0 | 0 | 0 | 0 | 0 | 0 | 0 | 0 | 0 | 0 | 0 | 0 | 0 | 0 | 0 | 0 | 0 | 0 | 0
F1_Industrial_Industrial - ID_Existing_Space Heating_Natural Gas_Furnace_E1 | F1 | Industrial | Industrial - ID | Existing | Space Heating | Natural Gas | Furnace | E1 | RVT - Cost of Equipment | 115.8635 | 115.8635 | 115.8635 | 0 | 0 | 0 | 0 | 0 | 0 | 0 | 0 | 0 | 0 | 0 | 0 | 0 | 0 | 0 | 0 | 0 | 0 | 0 | 0 | 0 | 0 | 0 | 0
F1_Industrial_Industrial - ID_Existing_Space Heating_Natural Gas_Furnace_E2 | F1 | Industrial | Industrial - ID | Existing | Space Heating | Natural Gas | Furnace | E2 | RVT - Cost of Equipment | 142.373 | 142.373 | 142.373 | 142.373 | 142.373 | 142.373 | 142.373 | 142.373 | 142.373 | 142.373 | 142.373 | 142.373 | 142.373 | 142.373 | 142.373 | 142.373 | 142.373 | 142.373 | 142.373 | 142.373 | 142.373 | 142.373 | 142.373 | 142.373 | 142.373 | 142.373 | 142.373
F1_Industrial_Industrial - ID_Existing_Space Heating_Natural Gas_Furnace_E3 | F1 | Industrial | Industrial - ID | Existing | Space Heating | Natural Gas | Furnace | E3 | RVT - Cost of Equipment | 168.8824 | 168.8824 | 168.8824 | 168.8824 | 168.8824 | 168.8824 | 168.8824 | 168.8824 | 168.8824 | 168.8824 | 168.8824 | 168.8824 | 168.8824 | 168.8824 | 168.8824 | 168.8824 | 168.8824 | 168.8824 | 168.8824 | 168.8824 | 168.8824 | 168.8824 | 168.8824 | 168.8824 | 168.8824 | 168.8824 | 168.8824
F1_Industrial_Industrial - ID_Existing_Space Heating_Natural Gas_Furnace_E4 | F1 | Industrial | Industrial - ID | Existing | Space Heating | Natural Gas | Furnace | E4 | RVT - Cost of Equipment | 0 | 0 | 0 | 0 | 0 | 0 | 0 | 0 | 0 | 0 | 0 | 0 | 0 | 0 | 0 | 0 | 0 | 0 | 0 | 0 | 0 | 0 | 0 | 0 | 0 | 0 | 0
F1_Industrial_Industrial - ID_Existing_Space Heating_Natural Gas_Furnace_E5 | F1 | Industrial | Industrial - ID | Existing | Space Heating | Natural Gas | Furnace | E5 | RVT - Cost of Equipment | 0 | 0 | 0 | 0 | 0 | 0 | 0 | 0 | 0 | 0 | 0 | 0 | 0 | 0 | 0 | 0 | 0 | 0 | 0 | 0 | 0 | 0 | 0 | 0 | 0 | 0 | 0
F1_Industrial_Industrial - ID_Existing_Space Heating_Natural Gas_Furnace_E6 | F1 | Industrial | Industrial - ID | Existing | Space Heating | Natural Gas | Furnace | E6 | RVT - Cost of Equipment | 0 | 0 | 0 | 0 | 0 | 0 | 0 | 0 | 0 | 0 | 0 | 0 | 0 | 0 | 0 | 0 | 0 | 0 | 0 | 0 | 0 | 0 | 0 | 0 | 0 | 0 | 0
F1_Industrial_Industrial - ID_Existing_Space Heating_Natural Gas_Furnace_E7 | F1 | Industrial | Industrial - ID | Existing | Space Heating | Natural Gas | Furnace | E7 | RVT - Cost of Equipment | 0 | 0 | 0 | 0 | 0 | 0 | 0 | 0 | 0 | 0 | 0 | 0 | 0 | 0 | 0 | 0 | 0 | 0 | 0 | 0 | 0 | 0 | 0 | 0 | 0 | 0 | 0
F1_Industrial_Industrial - ID_Existing_Space Heating_Natural Gas_Furnace_E8 | F1 | Industrial | Industrial - ID | Existing | Space Heating | Natural Gas | Furnace | E8 | RVT - Cost of Equipment | 0 | 0 | 0 | 0 | 0 | 0 | 0 | 0 | 0 | 0 | 0 | 0 | 0 | 0 | 0 | 0 | 0 | 0 | 0 | 0 | 0 | 0 | 0 | 0 | 0 | 0 | 0
F1_Industrial_Industrial - ID_Existing_Space Heating_Natural Gas_Furnace_E9 | F1 | Industrial | Industrial - ID | Existing | Space Heating | Natural Gas | Furnace | E9 | RVT - Cost of Equipment | 0 | 0 | 0 | 0 | 0 | 0 | 0 | 0 | 0 | 0 | 0 | 0 | 0 | 0 | 0 | 0 | 0 | 0 | 0 | 0 | 0 | 0 | 0 | 0 | 0 | 0 | 0
F1_Industrial_Industrial - ID_Existing_Space Heating_Natural Gas_Furnace_E10 | F1 | Industrial | Industrial - ID | Existing | Space Heating | Natural Gas | Furnace | E10 | RVT - Cost of Equipment | 0 | 0 | 0 | 0 | 0 | 0 | 0 | 0 | 0 | 0 | 0 | 0 | 0 | 0 | 0 | 0 | 0 | 0 | 0 | 0 | 0 | 0 | 0 | 0 | 0 | 0 | 0
F2_Industrial_Industrial - ID_Existing_Space Heating_Natural Gas_Furnace_E1 | F2 | Industrial | Industrial - ID | Existing | Space Heating | Natural Gas | Furnace | E1 | RVT - Cost of Operation | 0 | 0 | 0 | 0 | 0 | 0 | 0 | 0 | 0 | 0 | 0 | 0 | 0 | 0 | 0 | 0 | 0 | 0 | 0 | 0 | 0 | 0 | 0 | 0 | 0 | 0 | 0
F2_Industrial_Industrial - ID_Existing_Space Heating_Natural Gas_Furnace_E2 | F2 | Industrial | Industrial - ID | Existing | Space Heating | Natural Gas | Furnace | E2 | RVT - Cost of Operation | 0 | 0 | 0 | 0 | 0 | 0 | 0 | 0 | 0 | 0 | 0 | 0 | 0 | 0 | 0 | 0 | 0 | 0 | 0 | 0 | 0 | 0 | 0 | 0 | 0 | 0 | 0
F2_Industrial_Industrial - ID_Existing_Space Heating_Natural Gas_Furnace_E3 | F2 | Industrial | Industrial - ID | Existing | Space Heating | Natural Gas | Furnace | E3 | RVT - Cost of Operation | 0 | 0 | 0 | 0 | 0 | 0 | 0 | 0 | 0 | 0 | 0 | 0 | 0 | 0 | 0 | 0 | 0 | 0 | 0 | 0 | 0 | 0 | 0 | 0 | 0 | 0 | 0
F2_Industrial_Industrial - ID_Existing_Space Heating_Natural Gas_Furnace_E4 | F2 | Industrial | Industrial - ID | Existing | Space Heating | Natural Gas | Furnace | E4 | RVT - Cost of Operation | 0 | 0 | 0 | 0 | 0 | 0 | 0 | 0 | 0 | 0 | 0 | 0 | 0 | 0 | 0 | 0 | 0 | 0 | 0 | 0 | 0 | 0 | 0 | 0 | 0 | 0 | 0
F2_Industrial_Industrial - ID_Existing_Space Heating_Natural Gas_Furnace_E5 | F2 | Industrial | Industrial - ID | Existing | Space Heating | Natural Gas | Furnace | E5 | RVT - Cost of Operation | 0 | 0 | 0 | 0 | 0 | 0 | 0 | 0 | 0 | 0 | 0 | 0 | 0 | 0 | 0 | 0 | 0 | 0 | 0 | 0 | 0 | 0 | 0 | 0 | 0 | 0 | 0
F2_Industrial_Industrial - ID_Existing_Space Heating_Natural Gas_Furnace_E6 | F2 | Industrial | Industrial - ID | Existing | Space Heating | Natural Gas | Furnace | E6 | RVT - Cost of Operation | 0 | 0 | 0 | 0 | 0 | 0 | 0 | 0 | 0 | 0 | 0 | 0 | 0 | 0 | 0 | 0 | 0 | 0 | 0 | 0 | 0 | 0 | 0 | 0 | 0 | 0 | 0
F2_Industrial_Industrial - ID_Existing_Space Heating_Natural Gas_Furnace_E7 | F2 | Industrial | Industrial - ID | Existing | Space Heating | Natural Gas | Furnace | E7 | RVT - Cost of Operation | 0 | 0 | 0 | 0 | 0 | 0 | 0 | 0 | 0 | 0 | 0 | 0 | 0 | 0 | 0 | 0 | 0 | 0 | 0 | 0 | 0 | 0 | 0 | 0 | 0 | 0 | 0
F2_Industrial_Industrial - ID_Existing_Space Heating_Natural Gas_Furnace_E8 | F2 | Industrial | Industrial - ID | Existing | Space Heating | Natural Gas | Furnace | E8 | RVT - Cost of Operation | 0 | 0 | 0 | 0 | 0 | 0 | 0 | 0 | 0 | 0 | 0 | 0 | 0 | 0 | 0 | 0 | 0 | 0 | 0 | 0 | 0 | 0 | 0 | 0 | 0 | 0 | 0
F2_Industrial_Industrial - ID_Existing_Space Heating_Natural Gas_Furnace_E9 | F2 | Industrial | Industrial - ID | Existing | Space Heating | Natural Gas | Furnace | E9 | RVT - Cost of Operation | 0 | 0 | 0 | 0 | 0 | 0 | 0 | 0 | 0 | 0 | 0 | 0 | 0 | 0 | 0 | 0 | 0 | 0 | 0 | 0 | 0 | 0 | 0 | 0 | 0 | 0 | 0
F2_Industrial_Industrial - ID_Existing_Space Heating_Natural Gas_Furnace_E10 | F2 | Industrial | Industrial - ID | Existing | Space Heating | Natural Gas | Furnace | E10 | RVT - Cost of Operation | 0 | 0 | 0 | 0 | 0 | 0 | 0 | 0 | 0 | 0 | 0 | 0 | 0 | 0 | 0 | 0 | 0 | 0 | 0 | 0 | 0 | 0 | 0 | 0 | 0 | 0 | 0
F3_Industrial_Industrial - ID_Existing_Space Heating_Natural Gas_Furnace_E1 | F3 | Industrial | Industrial - ID | Existing | Space Heating | Natural Gas | Furnace | E1 | System - kBTUs of Consumption | 14717.3598 | 14760.2508 | 14757.753 | 0 | 0 | 0 | 0 | 0 | 0 | 0 | 0 | 0 | 0 | 0 | 0 | 0 | 0 | 0 | 0 | 0 | 0 | 0 | 0 | 0 | 0 | 0 | 0
F3_Industrial_Industrial - ID_Existing_Space Heating_Natural Gas_Furnace_E2 | F3 | Industrial | Industrial - ID | Existing | Space Heating | Natural Gas | Furnace | E2 | System - kBTUs of Consumption | 13082.0976 | 13120.2229 | 13118.0026 | 13118.0026 | 13118.0026 | 13118.0026 | 13118.0026 | 13118.0026 | 13118.0026 | 13118.0026 | 13118.0026 | 13118.0026 | 13118.0026 | 13118.0026 | 13118.0026 | 13118.0026 | 13118.0026 | 13118.0026 | 13118.0026 | 13118.0026 | 13118.0026 | 13118.0026 | 13118.0026 | 13118.0026 | 13118.0026 | 13118.0026 | 13118.0026
F3_Industrial_Industrial - ID_Existing_Space Heating_Natural Gas_Furnace_E3 | F3 | Industrial | Industrial - ID | Existing | Space Heating | Natural Gas | Furnace | E3 | System - kBTUs of Consumption | 12264.4665 | 12300.209 | 12298.1275 | 12298.1275 | 12298.1275 | 12298.1275 | 12298.1275 | 12298.1275 | 12298.1275 | 12298.1275 | 12298.1275 | 12298.1275 | 12298.1275 | 12298.1275 | 12298.1275 | 12298.1275 | 12298.1275 | 12298.1275 | 12298.1275 | 12298.1275 | 12298.1275 | 12298.1275 | 12298.1275 | 12298.1275 | 12298.1275 | 12298.1275 | 12298.1275
F3_Industrial_Industrial - ID_Existing_Space Heating_Natural Gas_Furnace_E4 | F3 | Industrial | Industrial - ID | Existing | Space Heating | Natural Gas | Furnace | E4 | System - kBTUs of Consumption | 0 | 0 | 0 | 0 | 0 | 0 | 0 | 0 | 0 | 0 | 0 | 0 | 0 | 0 | 0 | 0 | 0 | 0 | 0 | 0 | 0 | 0 | 0 | 0 | 0 | 0 | 0
F3_Industrial_Industrial - ID_Existing_Space Heating_Natural Gas_Furnace_E5 | F3 | Industrial | Industrial - ID | Existing | Space Heating | Natural Gas | Furnace | E5 | System - kBTUs of Consumption | 0 | 0 | 0 | 0 | 0 | 0 | 0 | 0 | 0 | 0 | 0 | 0 | 0 | 0 | 0 | 0 | 0 | 0 | 0 | 0 | 0 | 0 | 0 | 0 | 0 | 0 | 0
F3_Industrial_Industrial - ID_Existing_Space Heating_Natural Gas_Furnace_E6 | F3 | Industrial | Industrial - ID | Existing | Space Heating | Natural Gas | Furnace | E6 | System - kBTUs of Consumption | 0 | 0 | 0 | 0 | 0 | 0 | 0 | 0 | 0 | 0 | 0 | 0 | 0 | 0 | 0 | 0 | 0 | 0 | 0 | 0 | 0 | 0 | 0 | 0 | 0 | 0 | 0
F3_Industrial_Industrial - ID_Existing_Space Heating_Natural Gas_Furnace_E7 | F3 | Industrial | Industrial - ID | Existing | Space Heating | Natural Gas | Furnace | E7 | System - kBTUs of Consumption | 0 | 0 | 0 | 0 | 0 | 0 | 0 | 0 | 0 | 0 | 0 | 0 | 0 | 0 | 0 | 0 | 0 | 0 | 0 | 0 | 0 | 0 | 0 | 0 | 0 | 0 | 0
F3_Industrial_Industrial - ID_Existing_Space Heating_Natural Gas_Furnace_E8 | F3 | Industrial | Industrial - ID | Existing | Space Heating | Natural Gas | Furnace | E8 | System - kBTUs of Consumption | 0 | 0 | 0 | 0 | 0 | 0 | 0 | 0 | 0 | 0 | 0 | 0 | 0 | 0 | 0 | 0 | 0 | 0 | 0 | 0 | 0 | 0 | 0 | 0 | 0 | 0 | 0
F3_Industrial_Industrial - ID_Existing_Space Heating_Natural Gas_Furnace_E9 | F3 | Industrial | Industrial - ID | Existing | Space Heating | Natural Gas | Furnace | E9 | System - kBTUs of Consumption | 0 | 0 | 0 | 0 | 0 | 0 | 0 | 0 | 0 | 0 | 0 | 0 | 0 | 0 | 0 | 0 | 0 | 0 | 0 | 0 | 0 | 0 | 0 | 0 | 0 | 0 | 0
F3_Industrial_Industrial - ID_Existing_Space Heating_Natural Gas_Furnace_E10 | F3 | Industrial | Industrial - ID | Existing | Space Heating | Natural Gas | Furnace | E10 | System - kBTUs of Consumption | 0 | 0 | 0 | 0 | 0 | 0 | 0 | 0 | 0 | 0 | 0 | 0 | 0 | 0 | 0 | 0 | 0 | 0 | 0 | 0 | 0 | 0 | 0 | 0 | 0 | 0 | 0
F4_Industrial_Industrial - ID_Existing_Space Heating_Natural Gas_Furnace_E1 | F4 | Industrial | Industrial - ID | Existing | Space Heating | Natural Gas | Furnace | E1 | Utility - Cost of Equipment | 115.8635 | 115.8635 | 115.8635 | 0 | 0 | 0 | 0 | 0 | 0 | 0 | 0 | 0 | 0 | 0 | 0 | 0 | 0 | 0 | 0 | 0 | 0 | 0 | 0 | 0 | 0 | 0 | 0
F4_Industrial_Industrial - ID_Existing_Space Heating_Natural Gas_Furnace_E2 | F4 | Industrial | Industrial - ID | Existing | Space Heating | Natural Gas | Furnace | E2 | Utility - Cost of Equipment | 142.373 | 142.373 | 142.373 | 142.373 | 142.373 | 142.373 | 142.373 | 142.373 | 142.373 | 142.373 | 142.373 | 142.373 | 142.373 | 142.373 | 142.373 | 142.373 | 142.373 | 142.373 | 142.373 | 142.373 | 142.373 | 142.373 | 142.373 | 142.373 | 142.373 | 142.373 | 142.373
F4_Industrial_Industrial - ID_Existing_Space Heating_Natural Gas_Furnace_E3 | F4 | Industrial | Industrial - ID | Existing | Space Heating | Natural Gas | Furnace | E3 | Utility - Cost of Equipment | 168.8824 | 168.8824 | 168.8824 | 168.8824 | 168.8824 | 168.8824 | 168.8824 | 168.8824 | 168.8824 | 168.8824 | 168.8824 | 168.8824 | 168.8824 | 168.8824 | 168.8824 | 168.8824 | 168.8824 | 168.8824 | 168.8824 | 168.8824 | 168.8824 | 168.8824 | 168.8824 | 168.8824 | 168.8824 | 168.8824 | 168.8824
F4_Industrial_Industrial - ID_Existing_Space Heating_Natural Gas_Furnace_E4 | F4 | Industrial | Industrial - ID | Existing | Space Heating | Natural Gas | Furnace | E4 | Utility - Cost of Equipment | 0 | 0 | 0 | 0 | 0 | 0 | 0 | 0 | 0 | 0 | 0 | 0 | 0 | 0 | 0 | 0 | 0 | 0 | 0 | 0 | 0 | 0 | 0 | 0 | 0 | 0 | 0
F4_Industrial_Industrial - ID_Existing_Space Heating_Natural Gas_Furnace_E5 | F4 | Industrial | Industrial - ID | Existing | Space Heating | Natural Gas | Furnace | E5 | Utility - Cost of Equipment | 0 | 0 | 0 | 0 | 0 | 0 | 0 | 0 | 0 | 0 | 0 | 0 | 0 | 0 | 0 | 0 | 0 | 0 | 0 | 0 | 0 | 0 | 0 | 0 | 0 | 0 | 0
F4_Industrial_Industrial - ID_Existing_Space Heating_Natural Gas_Furnace_E6 | F4 | Industrial | Industrial - ID | Existing | Space Heating | Natural Gas | Furnace | E6 | Utility - Cost of Equipment | 0 | 0 | 0 | 0 | 0 | 0 | 0 | 0 | 0 | 0 | 0 | 0 | 0 | 0 | 0 | 0 | 0 | 0 | 0 | 0 | 0 | 0 | 0 | 0 | 0 | 0 | 0
F4_Industrial_Industrial - ID_Existing_Space Heating_Natural Gas_Furnace_E7 | F4 | Industrial | Industrial - ID | Existing | Space Heating | Natural Gas | Furnace | E7 | Utility - Cost of Equipment | 0 | 0 | 0 | 0 | 0 | 0 | 0 | 0 | 0 | 0 | 0 | 0 | 0 | 0 | 0 | 0 | 0 | 0 | 0 | 0 | 0 | 0 | 0 | 0 | 0 | 0 | 0
F4_Industrial_Industrial - ID_Existing_Space Heating_Natural Gas_Furnace_E8 | F4 | Industrial | Industrial - ID | Existing | Space Heating | Natural Gas | Furnace | E8 | Utility - Cost of Equipment | 0 | 0 | 0 | 0 | 0 | 0 | 0 | 0 | 0 | 0 | 0 | 0 | 0 | 0 | 0 | 0 | 0 | 0 | 0 | 0 | 0 | 0 | 0 | 0 | 0 | 0 | 0
F4_Industrial_Industrial - ID_Existing_Space Heating_Natural Gas_Furnace_E9 | F4 | Industrial | Industrial - ID | Existing | Space Heating | Natural Gas | Furnace | E9 | Utility - Cost of Equipment | 0 | 0 | 0 | 0 | 0 | 0 | 0 | 0 | 0 | 0 | 0 | 0 | 0 | 0 | 0 | 0 | 0 | 0 | 0 | 0 | 0 | 0 | 0 | 0 | 0 | 0 | 0
F4_Industrial_Industrial - ID_Existing_Space Heating_Natural Gas_Furnace_E10 | F4 | Industrial | Industrial - ID | Existing | Space Heating | Natural Gas | Furnace | E10 | Utility - Cost of Equipment | 0 | 0 | 0 | 0 | 0 | 0 | 0 | 0 | 0 | 0 | 0 | 0 | 0 | 0 | 0 | 0 | 0 | 0 | 0 | 0 | 0 | 0 | 0 | 0 | 0 | 0 | 0
F5_Industrial_Industrial - ID_Existing_Space Heating_Natural Gas_Furnace_E1 | F5 | Industrial | Industrial - ID | Existing | Space Heating | Natural Gas | Furnace | E1 | Utility - Cost of Operation | 74.8401 | 71.5612 | 67.3251 | 0 | 0 | 0 | 0 | 0 | 0 | 0 | 0 | 0 | 0 | 0 | 0 | 0 | 0 | 0 | 0 | 0 | 0 | 0 | 0 | 0 | 0 | 0 | 0
F5_Industrial_Industrial - ID_Existing_Space Heating_Natural Gas_Furnace_E2 | F5 | Industrial | Industrial - ID | Existing | Space Heating | Natural Gas | Furnace | E2 | Utility - Cost of Operation | 66.5245 | 63.6099 | 59.8446 | 55.8631 | 54.2487 | 53.6468 | 53.8518 | 54.5006 | 55.3348 | 56.2533 | 57.0264 | 57.8142 | 58.5568 | 59.19 | 59.7199 | 60.25 | 60.6894 | 61.1707 | 61.6313 | 62.0072 | 62.2358 | 62.4475 | 62.7349 | 62.9229 | 63.0423 | 63.3514 | 63.6619
F5_Industrial_Industrial - ID_Existing_Space Heating_Natural Gas_Furnace_E3 | F5 | Industrial | Industrial - ID | Existing | Space Heating | Natural Gas | Furnace | E3 | Utility - Cost of Operation | 62.3667 | 59.6343 | 56.1043 | 52.3717 | 50.8581 | 50.2939 | 50.4861 | 51.0943 | 51.8763 | 52.7375 | 53.4622 | 54.2008 | 54.897 | 55.4907 | 55.9874 | 56.4844 | 56.8963 | 57.3475 | 57.7794 | 58.1318 | 58.346 | 58.5445 | 58.8139 | 58.9903 | 59.1022 | 59.3919 | 59.6831
F5_Industrial_Industrial - ID_Existing_Space Heating_Natural Gas_Furnace_E4 | F5 | Industrial | Industrial - ID | Existing | Space Heating | Natural Gas | Furnace | E4 | Utility - Cost of Operation | 0 | 0 | 0 | 0 | 0 | 0 | 0 | 0 | 0 | 0 | 0 | 0 | 0 | 0 | 0 | 0 | 0 | 0 | 0 | 0 | 0 | 0 | 0 | 0 | 0 | 0 | 0
F5_Industrial_Industrial - ID_Existing_Space Heating_Natural Gas_Furnace_E5 | F5 | Industrial | Industrial - ID | Existing | Space Heating | Natural Gas | Furnace | E5 | Utility - Cost of Operation | 0 | 0 | 0 | 0 | 0 | 0 | 0 | 0 | 0 | 0 | 0 | 0 | 0 | 0 | 0 | 0 | 0 | 0 | 0 | 0 | 0 | 0 | 0 | 0 | 0 | 0 | 0
F5_Industrial_Industrial - ID_Existing_Space Heating_Natural Gas_Furnace_E6 | F5 | Industrial | Industrial - ID | Existing | Space Heating | Natural Gas | Furnace | E6 | Utility - Cost of Operation | 0 | 0 | 0 | 0 | 0 | 0 | 0 | 0 | 0 | 0 | 0 | 0 | 0 | 0 | 0 | 0 | 0 | 0 | 0 | 0 | 0 | 0 | 0 | 0 | 0 | 0 | 0
F5_Industrial_Industrial - ID_Existing_Space Heating_Natural Gas_Furnace_E7 | F5 | Industrial | Industrial - ID | Existing | Space Heating | Natural Gas | Furnace | E7 | Utility - Cost of Operation | 0 | 0 | 0 | 0 | 0 | 0 | 0 | 0 | 0 | 0 | 0 | 0 | 0 | 0 | 0 | 0 | 0 | 0 | 0 | 0 | 0 | 0 | 0 | 0 | 0 | 0 | 0
F5_Industrial_Industrial - ID_Existing_Space Heating_Natural Gas_Furnace_E8 | F5 | Industrial | Industrial - ID | Existing | Space Heating | Natural Gas | Furnace | E8 | Utility - Cost of Operation | 0 | 0 | 0 | 0 | 0 | 0 | 0 | 0 | 0 | 0 | 0 | 0 | 0 | 0 | 0 | 0 | 0 | 0 | 0 | 0 | 0 | 0 | 0 | 0 | 0 | 0 | 0
F5_Industrial_Industrial - ID_Existing_Space Heating_Natural Gas_Furnace_E9 | F5 | Industrial | Industrial - ID | Existing | Space Heating | Natural Gas | Furnace | E9 | Utility - Cost of Operation | 0 | 0 | 0 | 0 | 0 | 0 | 0 | 0 | 0 | 0 | 0 | 0 | 0 | 0 | 0 | 0 | 0 | 0 | 0 | 0 | 0 | 0 | 0 | 0 | 0 | 0 | 0
F5_Industrial_Industrial - ID_Existing_Space Heating_Natural Gas_Furnace_E10 | F5 | Industrial | Industrial - ID | Existing | Space Heating | Natural Gas | Furnace | E10 | Utility - Cost of Operation | 0 | 0 | 0 | 0 | 0 | 0 | 0 | 0 | 0 | 0 | 0 | 0 | 0 | 0 | 0 | 0 | 0 | 0 | 0 | 0 | 0 | 0 | 0 | 0 | 0 | 0 | 0
F6_Industrial_Industrial - ID_Existing_Space Heating_Natural Gas_Furnace_E1 | F6 | Industrial | Industrial - ID | Existing | Space Heating | Natural Gas | Furnace | E1 | Utility - Value of Sales | 0 | 0 | 0 | 0 | 0 | 0 | 0 | 0 | 0 | 0 | 0 | 0 | 0 | 0 | 0 | 0 | 0 | 0 | 0 | 0 | 0 | 0 | 0 | 0 | 0 | 0 | 0
F6_Industrial_Industrial - ID_Existing_Space Heating_Natural Gas_Furnace_E2 | F6 | Industrial | Industrial - ID | Existing | Space Heating | Natural Gas | Furnace | E2 | Utility - Value of Sales | 0 | 0 | 0 | 0 | 0 | 0 | 0 | 0 | 0 | 0 | 0 | 0 | 0 | 0 | 0 | 0 | 0 | 0 | 0 | 0 | 0 | 0 | 0 | 0 | 0 | 0 | 0
F6_Industrial_Industrial - ID_Existing_Space Heating_Natural Gas_Furnace_E3 | F6 | Industrial | Industrial - ID | Existing | Space Heating | Natural Gas | Furnace | E3 | Utility - Value of Sales | 0 | 0 | 0 | 0 | 0 | 0 | 0 | 0 | 0 | 0 | 0 | 0 | 0 | 0 | 0 | 0 | 0 | 0 | 0 | 0 | 0 | 0 | 0 | 0 | 0 | 0 | 0
F6_Industrial_Industrial - ID_Existing_Space Heating_Natural Gas_Furnace_E4 | F6 | Industrial | Industrial - ID | Existing | Space Heating | Natural Gas | Furnace | E4 | Utility - Value of Sales | 0 | 0 | 0 | 0 | 0 | 0 | 0 | 0 | 0 | 0 | 0 | 0 | 0 | 0 | 0 | 0 | 0 | 0 | 0 | 0 | 0 | 0 | 0 | 0 | 0 | 0 | 0
F6_Industrial_Industrial - ID_Existing_Space Heating_Natural Gas_Furnace_E5 | F6 | Industrial | Industrial - ID | Existing | Space Heating | Natural Gas | Furnace | E5 | Utility - Value of Sales | 0 | 0 | 0 | 0 | 0 | 0 | 0 | 0 | 0 | 0 | 0 | 0 | 0 | 0 | 0 | 0 | 0 | 0 | 0 | 0 | 0 | 0 | 0 | 0 | 0 | 0 | 0
F6_Industrial_Industrial - ID_Existing_Space Heating_Natural Gas_Furnace_E6 | F6 | Industrial | Industrial - ID | Existing | Space Heating | Natural Gas | Furnace | E6 | Utility - Value of Sales | 0 | 0 | 0 | 0 | 0 | 0 | 0 | 0 | 0 | 0 | 0 | 0 | 0 | 0 | 0 | 0 | 0 | 0 | 0 | 0 | 0 | 0 | 0 | 0 | 0 | 0 | 0
F6_Industrial_Industrial - ID_Existing_Space Heating_Natural Gas_Furnace_E7 | F6 | Industrial | Industrial - ID | Existing | Space Heating | Natural Gas | Furnace | E7 | Utility - Value of Sales | 0 | 0 | 0 | 0 | 0 | 0 | 0 | 0 | 0 | 0 | 0 | 0 | 0 | 0 | 0 | 0 | 0 | 0 | 0 | 0 | 0 | 0 | 0 | 0 | 0 | 0 | 0
F6_Industrial_Industrial - ID_Existing_Space Heating_Natural Gas_Furnace_E8 | F6 | Industrial | Industrial - ID | Existing | Space Heating | Natural Gas | Furnace | E8 | Utility - Value of Sales | 0 | 0 | 0 | 0 | 0 | 0 | 0 | 0 | 0 | 0 | 0 | 0 | 0 | 0 | 0 | 0 | 0 | 0 | 0 | 0 | 0 | 0 | 0 | 0 | 0 | 0 | 0
F6_Industrial_Industrial - ID_Existing_Space Heating_Natural Gas_Furnace_E9 | F6 | Industrial | Industrial - ID | Existing | Space Heating | Natural Gas | Furnace | E9 | Utility - Value of Sales | 0 | 0 | 0 | 0 | 0 | 0 | 0 | 0 | 0 | 0 | 0 | 0 | 0 | 0 | 0 | 0 | 0 | 0 | 0 | 0 | 0 | 0 | 0 | 0 | 0 | 0 | 0
F6_Industrial_Industrial - ID_Existing_Space Heating_Natural Gas_Furnace_E10 | F6 | Industrial | Industrial - ID | Existing | Space Heating | Natural Gas | Furnace | E10 | Utility - Value of Sales | 0 | 0 | 0 | 0 | 0 | 0 | 0 | 0 | 0 | 0 | 0 | 0 | 0 | 0 | 0 | 0 | 0 | 0 | 0 | 0 | 0 | 0 | 0 | 0 | 0 | 0 | 0
F1_Industrial_Industrial - ID_Existing_Space Heating_Natural Gas_Boiler_E1 | F1 | Industrial | Industrial - ID | Existing | Space Heating | Natural Gas | Boiler | E1 | RVT - Cost of Equipment | 636.6096 | 636.6096 | 636.6096 | 636.6096 | 636.6096 | 636.6096 | 636.6096 | 636.6096 | 636.6096 | 636.6096 | 636.6096 | 636.6096 | 636.6096 | 636.6096 | 636.6096 | 636.6096 | 636.6096 | 636.6096 | 636.6096 | 636.6096 | 636.6096 | 636.6096 | 636.6096 | 636.6096 | 636.6096 | 636.6096 | 636.6096
F1_Industrial_Industrial - ID_Existing_Space Heating_Natural Gas_Boiler_E2 | F1 | Industrial | Industrial - ID | Existing | Space Heating | Natural Gas | Boiler | E2 | RVT - Cost of Equipment | 724.2748 | 724.2748 | 724.2748 | 724.2748 | 724.2748 | 724.2748 | 724.2748 | 724.2748 | 724.2748 | 724.2748 | 724.2748 | 724.2748 | 724.2748 | 724.2748 | 724.2748 | 724.2748 | 724.2748 | 724.2748 | 724.2748 | 724.2748 | 724.2748 | 724.2748 | 724.2748 | 724.2748 | 724.2748 | 724.2748 | 724.2748
F1_Industrial_Industrial - ID_Existing_Space Heating_Natural Gas_Boiler_E3 | F1 | Industrial | Industrial - ID | Existing | Space Heating | Natural Gas | Boiler | E3 | RVT - Cost of Equipment | 900.3376 | 900.3376 | 900.3376 | 900.3376 | 900.3376 | 900.3376 | 900.3376 | 900.3376 | 900.3376 | 900.3376 | 900.3376 | 900.3376 | 900.3376 | 900.3376 | 900.3376 | 900.3376 | 900.3376 | 900.3376 | 900.3376 | 900.3376 | 900.3376 | 900.3376 | 900.3376 | 900.3376 | 900.3376 | 900.3376 | 900.3376
F1_Industrial_Industrial - ID_Existing_Space Heating_Natural Gas_Boiler_E4 | F1 | Industrial | Industrial - ID | Existing | Space Heating | Natural Gas | Boiler | E4 | RVT - Cost of Equipment | 3357.886 | 3357.886 | 3357.886 | 3357.886 | 3357.886 | 3357.886 | 3357.886 | 3357.886 | 3357.886 | 3357.886 | 3357.886 | 3357.886 | 3357.886 | 3357.886 | 3357.886 | 3357.886 | 3357.886 | 3357.886 | 3357.886 | 3357.886 | 3357.886 | 3357.886 | 3357.886 | 3357.886 | 3357.886 | 3357.886 | 3357.886
F1_Industrial_Industrial - ID_Existing_Space Heating_Natural Gas_Boiler_E5 | F1 | Industrial | Industrial - ID | Existing | Space Heating | Natural Gas | Boiler | E5 | RVT - Cost of Equipment | 0 | 0 | 0 | 0 | 0 | 0 | 0 | 0 | 0 | 0 | 0 | 0 | 0 | 0 | 0 | 0 | 0 | 0 | 0 | 0 | 0 | 0 | 0 | 0 | 0 | 0 | 0
F1_Industrial_Industrial - ID_Existing_Space Heating_Natural Gas_Boiler_E6 | F1 | Industrial | Industrial - ID | Existing | Space Heating | Natural Gas | Boiler | E6 | RVT - Cost of Equipment | 0 | 0 | 0 | 0 | 0 | 0 | 0 | 0 | 0 | 0 | 0 | 0 | 0 | 0 | 0 | 0 | 0 | 0 | 0 | 0 | 0 | 0 | 0 | 0 | 0 | 0 | 0
F1_Industrial_Industrial - ID_Existing_Space Heating_Natural Gas_Boiler_E7 | F1 | Industrial | Industrial - ID | Existing | Space Heating | Natural Gas | Boiler | E7 | RVT - Cost of Equipment | 0 | 0 | 0 | 0 | 0 | 0 | 0 | 0 | 0 | 0 | 0 | 0 | 0 | 0 | 0 | 0 | 0 | 0 | 0 | 0 | 0 | 0 | 0 | 0 | 0 | 0 | 0
F1_Industrial_Industrial - ID_Existing_Space Heating_Natural Gas_Boiler_E8 | F1 | Industrial | Industrial - ID | Existing | Space Heating | Natural Gas | Boiler | E8 | RVT - Cost of Equipment | 0 | 0 | 0 | 0 | 0 | 0 | 0 | 0 | 0 | 0 | 0 | 0 | 0 | 0 | 0 | 0 | 0 | 0 | 0 | 0 | 0 | 0 | 0 | 0 | 0 | 0 | 0
F1_Industrial_Industrial - ID_Existing_Space Heating_Natural Gas_Boiler_E9 | F1 | Industrial | Industrial - ID | Existing | Space Heating | Natural Gas | Boiler | E9 | RVT - Cost of Equipment | 0 | 0 | 0 | 0 | 0 | 0 | 0 | 0 | 0 | 0 | 0 | 0 | 0 | 0 | 0 | 0 | 0 | 0 | 0 | 0 | 0 | 0 | 0 | 0 | 0 | 0 | 0
F1_Industrial_Industrial - ID_Existing_Space Heating_Natural Gas_Boiler_E10 | F1 | Industrial | Industrial - ID | Existing | Space Heating | Natural Gas | Boiler | E10 | RVT - Cost of Equipment | 0 | 0 | 0 | 0 | 0 | 0 | 0 | 0 | 0 | 0 | 0 | 0 | 0 | 0 | 0 | 0 | 0 | 0 | 0 | 0 | 0 | 0 | 0 | 0 | 0 | 0 | 0
F2_Industrial_Industrial - ID_Existing_Space Heating_Natural Gas_Boiler_E1 | F2 | Industrial | Industrial - ID | Existing | Space Heating | Natural Gas | Boiler | E1 | RVT - Cost of Operation | 0 | 0 | 0 | 0 | 0 | 0 | 0 | 0 | 0 | 0 | 0 | 0 | 0 | 0 | 0 | 0 | 0 | 0 | 0 | 0 | 0 | 0 | 0 | 0 | 0 | 0 | 0
F2_Industrial_Industrial - ID_Existing_Space Heating_Natural Gas_Boiler_E2 | F2 | Industrial | Industrial - ID | Existing | Space Heating | Natural Gas | Boiler | E2 | RVT - Cost of Operation | 0 | 0 | 0 | 0 | 0 | 0 | 0 | 0 | 0 | 0 | 0 | 0 | 0 | 0 | 0 | 0 | 0 | 0 | 0 | 0 | 0 | 0 | 0 | 0 | 0 | 0 | 0
F2_Industrial_Industrial - ID_Existing_Space Heating_Natural Gas_Boiler_E3 | F2 | Industrial | Industrial - ID | Existing | Space Heating | Natural Gas | Boiler | E3 | RVT - Cost of Operation | 0 | 0 | 0 | 0 | 0 | 0 | 0 | 0 | 0 | 0 | 0 | 0 | 0 | 0 | 0 | 0 | 0 | 0 | 0 | 0 | 0 | 0 | 0 | 0 | 0 | 0 | 0
F2_Industrial_Industrial - ID_Existing_Space Heating_Natural Gas_Boiler_E4 | F2 | Industrial | Industrial - ID | Existing | Space Heating | Natural Gas | Boiler | E4 | RVT - Cost of Operation | 0 | 0 | 0 | 0 | 0 | 0 | 0 | 0 | 0 | 0 | 0 | 0 | 0 | 0 | 0 | 0 | 0 | 0 | 0 | 0 | 0 | 0 | 0 | 0 | 0 | 0 | 0
F2_Industrial_Industrial - ID_Existing_Space Heating_Natural Gas_Boiler_E5 | F2 | Industrial | Industrial - ID | Existing | Space Heating | Natural Gas | Boiler | E5 | RVT - Cost of Operation | 0 | 0 | 0 | 0 | 0 | 0 | 0 | 0 | 0 | 0 | 0 | 0 | 0 | 0 | 0 | 0 | 0 | 0 | 0 | 0 | 0 | 0 | 0 | 0 | 0 | 0 | 0
F2_Industrial_Industrial - ID_Existing_Space Heating_Natural Gas_Boiler_E6 | F2 | Industrial | Industrial - ID | Existing | Space Heating | Natural Gas | Boiler | E6 | RVT - Cost of Operation | 0 | 0 | 0 | 0 | 0 | 0 | 0 | 0 | 0 | 0 | 0 | 0 | 0 | 0 | 0 | 0 | 0 | 0 | 0 | 0 | 0 | 0 | 0 | 0 | 0 | 0 | 0
F2_Industrial_Industrial - ID_Existing_Space Heating_Natural Gas_Boiler_E7 | F2 | Industrial | Industrial - ID | Existing | Space Heating | Natural Gas | Boiler | E7 | RVT - Cost of Operation | 0 | 0 | 0 | 0 | 0 | 0 | 0 | 0 | 0 | 0 | 0 | 0 | 0 | 0 | 0 | 0 | 0 | 0 | 0 | 0 | 0 | 0 | 0 | 0 | 0 | 0 | 0
F2_Industrial_Industrial - ID_Existing_Space Heating_Natural Gas_Boiler_E8 | F2 | Industrial | Industrial - ID | Existing | Space Heating | Natural Gas | Boiler | E8 | RVT - Cost of Operation | 0 | 0 | 0 | 0 | 0 | 0 | 0 | 0 | 0 | 0 | 0 | 0 | 0 | 0 | 0 | 0 | 0 | 0 | 0 | 0 | 0 | 0 | 0 | 0 | 0 | 0 | 0
F2_Industrial_Industrial - ID_Existing_Space Heating_Natural Gas_Boiler_E9 | F2 | Industrial | Industrial - ID | Existing | Space Heating | Natural Gas | Boiler | E9 | RVT - Cost of Operation | 0 | 0 | 0 | 0 | 0 | 0 | 0 | 0 | 0 | 0 | 0 | 0 | 0 | 0 | 0 | 0 | 0 | 0 | 0 | 0 | 0 | 0 | 0 | 0 | 0 | 0 | 0
F2_Industrial_Industrial - ID_Existing_Space Heating_Natural Gas_Boiler_E10 | F2 | Industrial | Industrial - ID | Existing | Space Heating | Natural Gas | Boiler | E10 | RVT - Cost of Operation | 0 | 0 | 0 | 0 | 0 | 0 | 0 | 0 | 0 | 0 | 0 | 0 | 0 | 0 | 0 | 0 | 0 | 0 | 0 | 0 | 0 | 0 | 0 | 0 | 0 | 0 | 0
F3_Industrial_Industrial - ID_Existing_Space Heating_Natural Gas_Boiler_E1 | F3 | Industrial | Industrial - ID | Existing | Space Heating | Natural Gas | Boiler | E1 | System - kBTUs of Consumption | 14342.784 | 14381.231 | 14378.992 | 14378.992 | 14378.992 | 14378.992 | 14378.992 | 14378.992 | 14378.992 | 14378.992 | 14378.992 | 14378.992 | 14378.992 | 14378.992 | 14378.992 | 14378.992 | 14378.992 | 14378.992 | 14378.992 | 14378.992 | 14378.992 | 14378.992 | 14378.992 | 14378.992 | 14378.992 | 14378.992 | 14378.992
F3_Industrial_Industrial - ID_Existing_Space Heating_Natural Gas_Boiler_E2 | F3 | Industrial | Industrial - ID | Existing | Space Heating | Natural Gas | Boiler | E2 | System - kBTUs of Consumption | 13499.2475 | 13535.4333 | 13533.326 | 13533.326 | 13533.326 | 13533.326 | 13533.326 | 13533.326 | 13533.326 | 13533.326 | 13533.326 | 13533.326 | 13533.326 | 13533.326 | 13533.326 | 13533.326 | 13533.326 | 13533.326 | 13533.326 | 13533.326 | 13533.326 | 13533.326 | 13533.326 | 13533.326 | 13533.326 | 13533.326 | 13533.326
F3_Industrial_Industrial - ID_Existing_Space Heating_Natural Gas_Boiler_E3 | F3 | Industrial | Industrial - ID | Existing | Space Heating | Natural Gas | Boiler | E3 | System - kBTUs of Consumption | 11828.8188 | 11860.5269 | 11858.6804 | 11858.6804 | 11858.6804 | 11858.6804 | 11858.6804 | 11858.6804 | 11858.6804 | 11858.6804 | 11858.6804 | 11858.6804 | 11858.6804 | 11858.6804 | 11858.6804 | 11858.6804 | 11858.6804 | 11858.6804 | 11858.6804 | 11858.6804 | 11858.6804 | 11858.6804 | 11858.6804 | 11858.6804 | 11858.6804 | 11858.6804 | 11858.6804
F3_Industrial_Industrial - ID_Existing_Space Heating_Natural Gas_Boiler_E4 | F3 | Industrial | Industrial - ID | Existing | Space Heating | Natural Gas | Boiler | E4 | System - kBTUs of Consumption | 8182.083 | 8218.6992 | 8216.5669 | 8216.5669 | 8216.5669 | 8216.5669 | 8216.5669 | 8216.5669 | 8216.5669 | 8216.5669 | 8216.5669 | 8216.5669 | 8216.5669 | 8216.5669 | 8216.5669 | 8216.5669 | 8216.5669 | 8216.5669 | 8216.5669 | 8216.5669 | 8216.5669 | 8216.5669 | 8216.5669 | 8216.5669 | 8216.5669 | 8216.5669 | 8216.5669
F3_Industrial_Industrial - ID_Existing_Space Heating_Natural Gas_Boiler_E5 | F3 | Industrial | Industrial - ID | Existing | Space Heating | Natural Gas | Boiler | E5 | System - kBTUs of Consumption | 0 | 0 | 0 | 0 | 0 | 0 | 0 | 0 | 0 | 0 | 0 | 0 | 0 | 0 | 0 | 0 | 0 | 0 | 0 | 0 | 0 | 0 | 0 | 0 | 0 | 0 | 0
F3_Industrial_Industrial - ID_Existing_Space Heating_Natural Gas_Boiler_E6 | F3 | Industrial | Industrial - ID | Existing | Space Heating | Natural Gas | Boiler | E6 | System - kBTUs of Consumption | 0 | 0 | 0 | 0 | 0 | 0 | 0 | 0 | 0 | 0 | 0 | 0 | 0 | 0 | 0 | 0 | 0 | 0 | 0 | 0 | 0 | 0 | 0 | 0 | 0 | 0 | 0
F3_Industrial_Industrial - ID_Existing_Space Heating_Natural Gas_Boiler_E7 | F3 | Industrial | Industrial - ID | Existing | Space Heating | Natural Gas | Boiler | E7 | System - kBTUs of Consumption | 0 | 0 | 0 | 0 | 0 | 0 | 0 | 0 | 0 | 0 | 0 | 0 | 0 | 0 | 0 | 0 | 0 | 0 | 0 | 0 | 0 | 0 | 0 | 0 | 0 | 0 | 0
F3_Industrial_Industrial - ID_Existing_Space Heating_Natural Gas_Boiler_E8 | F3 | Industrial | Industrial - ID | Existing | Space Heating | Natural Gas | Boiler | E8 | System - kBTUs of Consumption | 0 | 0 | 0 | 0 | 0 | 0 | 0 | 0 | 0 | 0 | 0 | 0 | 0 | 0 | 0 | 0 | 0 | 0 | 0 | 0 | 0 | 0 | 0 | 0 | 0 | 0 | 0
F3_Industrial_Industrial - ID_Existing_Space Heating_Natural Gas_Boiler_E9 | F3 | Industrial | Industrial - ID | Existing | Space Heating | Natural Gas | Boiler | E9 | System - kBTUs of Consumption | 0 | 0 | 0 | 0 | 0 | 0 | 0 | 0 | 0 | 0 | 0 | 0 | 0 | 0 | 0 | 0 | 0 | 0 | 0 | 0 | 0 | 0 | 0 | 0 | 0 | 0 | 0
F3_Industrial_Industrial - ID_Existing_Space Heating_Natural Gas_Boiler_E10 | F3 | Industrial | Industrial - ID | Existing | Space Heating | Natural Gas | Boiler | E10 | System - kBTUs of Consumption | 0 | 0 | 0 | 0 | 0 | 0 | 0 | 0 | 0 | 0 | 0 | 0 | 0 | 0 | 0 | 0 | 0 | 0 | 0 | 0 | 0 | 0 | 0 | 0 | 0 | 0 | 0
F4_Industrial_Industrial - ID_Existing_Space Heating_Natural Gas_Boiler_E1 | F4 | Industrial | Industrial - ID | Existing | Space Heating | Natural Gas | Boiler | E1 | Utility - Cost of Equipment | 636.6096 | 636.6096 | 636.6096 | 636.6096 | 636.6096 | 636.6096 | 636.6096 | 636.6096 | 636.6096 | 636.6096 | 636.6096 | 636.6096 | 636.6096 | 636.6096 | 636.6096 | 636.6096 | 636.6096 | 636.6096 | 636.6096 | 636.6096 | 636.6096 | 636.6096 | 636.6096 | 636.6096 | 636.6096 | 636.6096 | 636.6096
F4_Industrial_Industrial - ID_Existing_Space Heating_Natural Gas_Boiler_E2 | F4 | Industrial | Industrial - ID | Existing | Space Heating | Natural Gas | Boiler | E2 | Utility - Cost of Equipment | 724.2748 | 724.2748 | 724.2748 | 724.2748 | 724.2748 | 724.2748 | 724.2748 | 724.2748 | 724.2748 | 724.2748 | 724.2748 | 724.2748 | 724.2748 | 724.2748 | 724.2748 | 724.2748 | 724.2748 | 724.2748 | 724.2748 | 724.2748 | 724.2748 | 724.2748 | 724.2748 | 724.2748 | 724.2748 | 724.2748 | 724.2748
F4_Industrial_Industrial - ID_Existing_Space Heating_Natural Gas_Boiler_E3 | F4 | Industrial | Industrial - ID | Existing | Space Heating | Natural Gas | Boiler | E3 | Utility - Cost of Equipment | 900.3376 | 900.3376 | 900.3376 | 900.3376 | 900.3376 | 900.3376 | 900.3376 | 900.3376 | 900.3376 | 900.3376 | 900.3376 | 900.3376 | 900.3376 | 900.3376 | 900.3376 | 900.3376 | 900.3376 | 900.3376 | 900.3376 | 900.3376 | 900.3376 | 900.3376 | 900.3376 | 900.3376 | 900.3376 | 900.3376 | 900.3376
F4_Industrial_Industrial - ID_Existing_Space Heating_Natural Gas_Boiler_E4 | F4 | Industrial | Industrial - ID | Existing | Space Heating | Natural Gas | Boiler | E4 | Utility - Cost of Equipment | 3357.886 | 3357.886 | 3357.886 | 3357.886 | 3357.886 | 3357.886 | 3357.886 | 3357.886 | 3357.886 | 3357.886 | 3357.886 | 3357.886 | 3357.886 | 3357.886 | 3357.886 | 3357.886 | 3357.886 | 3357.886 | 3357.886 | 3357.886 | 3357.886 | 3357.886 | 3357.886 | 3357.886 | 3357.886 | 3357.886 | 3357.886
F4_Industrial_Industrial - ID_Existing_Space Heating_Natural Gas_Boiler_E5 | F4 | Industrial | Industrial - ID | Existing | Space Heating | Natural Gas | Boiler | E5 | Utility - Cost of Equipment | 0 | 0 | 0 | 0 | 0 | 0 | 0 | 0 | 0 | 0 | 0 | 0 | 0 | 0 | 0 | 0 | 0 | 0 | 0 | 0 | 0 | 0 | 0 | 0 | 0 | 0 | 0
F4_Industrial_Industrial - ID_Existing_Space Heating_Natural Gas_Boiler_E6 | F4 | Industrial | Industrial - ID | Existing | Space Heating | Natural Gas | Boiler | E6 | Utility - Cost of Equipment | 0 | 0 | 0 | 0 | 0 | 0 | 0 | 0 | 0 | 0 | 0 | 0 | 0 | 0 | 0 | 0 | 0 | 0 | 0 | 0 | 0 | 0 | 0 | 0 | 0 | 0 | 0
F4_Industrial_Industrial - ID_Existing_Space Heating_Natural Gas_Boiler_E7 | F4 | Industrial | Industrial - ID | Existing | Space Heating | Natural Gas | Boiler | E7 | Utility - Cost of Equipment | 0 | 0 | 0 | 0 | 0 | 0 | 0 | 0 | 0 | 0 | 0 | 0 | 0 | 0 | 0 | 0 | 0 | 0 | 0 | 0 | 0 | 0 | 0 | 0 | 0 | 0 | 0
F4_Industrial_Industrial - ID_Existing_Space Heating_Natural Gas_Boiler_E8 | F4 | Industrial | Industrial - ID | Existing | Space Heating | Natural Gas | Boiler | E8 | Utility - Cost of Equipment | 0 | 0 | 0 | 0 | 0 | 0 | 0 | 0 | 0 | 0 | 0 | 0 | 0 | 0 | 0 | 0 | 0 | 0 | 0 | 0 | 0 | 0 | 0 | 0 | 0 | 0 | 0
F4_Industrial_Industrial - ID_Existing_Space Heating_Natural Gas_Boiler_E9 | F4 | Industrial | Industrial - ID | Existing | Space Heating | Natural Gas | Boiler | E9 | Utility - Cost of Equipment | 0 | 0 | 0 | 0 | 0 | 0 | 0 | 0 | 0 | 0 | 0 | 0 | 0 | 0 | 0 | 0 | 0 | 0 | 0 | 0 | 0 | 0 | 0 | 0 | 0 | 0 | 0
F4_Industrial_Industrial - ID_Existing_Space Heating_Natural Gas_Boiler_E10 | F4 | Industrial | Industrial - ID | Existing | Space Heating | Natural Gas | Boiler | E10 | Utility - Cost of Equipment | 0 | 0 | 0 | 0 | 0 | 0 | 0 | 0 | 0 | 0 | 0 | 0 | 0 | 0 | 0 | 0 | 0 | 0 | 0 | 0 | 0 | 0 | 0 | 0 | 0 | 0 | 0
F5_Industrial_Industrial - ID_Existing_Space Heating_Natural Gas_Boiler_E1 | F5 | Industrial | Industrial - ID | Existing | Space Heating | Natural Gas | Boiler | E1 | Utility - Cost of Operation | 72.9292 | 69.858 | 65.8785 | 61.6675 | 59.9637 | 59.3302 | 59.5518 | 60.2466 | 61.1428 | 62.1286 | 62.9601 | 63.8074 | 64.6069 | 65.2905 | 65.8646 | 66.4391 | 66.9173 | 67.4402 | 67.9412 | 68.3524 | 68.6075 | 68.8449 | 69.1625 | 69.375 | 69.5147 | 69.8555 | 70.1979
F5_Industrial_Industrial - ID_Existing_Space Heating_Natural Gas_Boiler_E2 | F5 | Industrial | Industrial - ID | Existing | Space Heating | Natural Gas | Boiler | E2 | Utility - Cost of Operation | 68.6401 | 65.7495 | 62.004 | 58.0407 | 56.4371 | 55.8408 | 56.0494 | 56.7034 | 57.5469 | 58.4746 | 59.2573 | 60.0547 | 60.8072 | 61.4506 | 61.9909 | 62.5316 | 62.9818 | 63.4739 | 63.9454 | 64.3324 | 64.5726 | 64.796 | 65.0949 | 65.2949 | 65.4264 | 65.7471 | 66.0694
F5_Industrial_Industrial - ID_Existing_Space Heating_Natural Gas_Boiler_E3 | F5 | Industrial | Industrial - ID | Existing | Space Heating | Natural Gas | Boiler | E3 | Utility - Cost of Operation | 60.1464 | 57.6135 | 54.3315 | 50.8586 | 49.4534 | 48.931 | 49.1137 | 49.6867 | 50.4259 | 51.2388 | 51.9247 | 52.6234 | 53.2828 | 53.8466 | 54.32 | 54.7938 | 55.1882 | 55.6195 | 56.0326 | 56.3718 | 56.5822 | 56.778 | 57.0399 | 57.2151 | 57.3304 | 57.6114 | 57.8938
F5_Industrial_Industrial - ID_Existing_Space Heating_Natural Gas_Boiler_E4 | F5 | Industrial | Industrial - ID | Existing | Space Heating | Natural Gas | Boiler | E4 | Utility - Cost of Operation | 42.8558 | 40.4772 | 37.449 | 34.2668 | 32.9381 | 32.4047 | 32.5057 | 32.9584 | 33.5654 | 34.2444 | 34.8138 | 35.3926 | 35.9335 | 36.3893 | 36.7607 | 37.1253 | 37.4191 | 37.7454 | 38.0553 | 38.2991 | 38.4283 | 38.5442 | 38.7185 | 38.8156 | 38.859 | 39.0495 | 39.2409
F5_Industrial_Industrial - ID_Existing_Space Heating_Natural Gas_Boiler_E5 | F5 | Industrial | Industrial - ID | Existing | Space Heating | Natural Gas | Boiler | E5 | Utility - Cost of Operation | 0 | 0 | 0 | 0 | 0 | 0 | 0 | 0 | 0 | 0 | 0 | 0 | 0 | 0 | 0 | 0 | 0 | 0 | 0 | 0 | 0 | 0 | 0 | 0 | 0 | 0 | 0
F5_Industrial_Industrial - ID_Existing_Space Heating_Natural Gas_Boiler_E6 | F5 | Industrial | Industrial - ID | Existing | Space Heating | Natural Gas | Boiler | E6 | Utility - Cost of Operation | 0 | 0 | 0 | 0 | 0 | 0 | 0 | 0 | 0 | 0 | 0 | 0 | 0 | 0 | 0 | 0 | 0 | 0 | 0 | 0 | 0 | 0 | 0 | 0 | 0 | 0 | 0
F5_Industrial_Industrial - ID_Existing_Space Heating_Natural Gas_Boiler_E7 | F5 | Industrial | Industrial - ID | Existing | Space Heating | Natural Gas | Boiler | E7 | Utility - Cost of Operation | 0 | 0 | 0 | 0 | 0 | 0 | 0 | 0 | 0 | 0 | 0 | 0 | 0 | 0 | 0 | 0 | 0 | 0 | 0 | 0 | 0 | 0 | 0 | 0 | 0 | 0 | 0
F5_Industrial_Industrial - ID_Existing_Space Heating_Natural Gas_Boiler_E8 | F5 | Industrial | Industrial - ID | Existing | Space Heating | Natural Gas | Boiler | E8 | Utility - Cost of Operation | 0 | 0 | 0 | 0 | 0 | 0 | 0 | 0 | 0 | 0 | 0 | 0 | 0 | 0 | 0 | 0 | 0 | 0 | 0 | 0 | 0 | 0 | 0 | 0 | 0 | 0 | 0
F5_Industrial_Industrial - ID_Existing_Space Heating_Natural Gas_Boiler_E9 | F5 | Industrial | Industrial - ID | Existing | Space Heating | Natural Gas | Boiler | E9 | Utility - Cost of Operation | 0 | 0 | 0 | 0 | 0 | 0 | 0 | 0 | 0 | 0 | 0 | 0 | 0 | 0 | 0 | 0 | 0 | 0 | 0 | 0 | 0 | 0 | 0 | 0 | 0 | 0 | 0
F5_Industrial_Industrial - ID_Existing_Space Heating_Natural Gas_Boiler_E10 | F5 | Industrial | Industrial - ID | Existing | Space Heating | Natural Gas | Boiler | E10 | Utility - Cost of Operation | 0 | 0 | 0 | 0 | 0 | 0 | 0 | 0 | 0 | 0 | 0 | 0 | 0 | 0 | 0 | 0 | 0 | 0 | 0 | 0 | 0 | 0 | 0 | 0 | 0 | 0 | 0
F6_Industrial_Industrial - ID_Existing_Space Heating_Natural Gas_Boiler_E1 | F6 | Industrial | Industrial - ID | Existing | Space Heating | Natural Gas | Boiler | E1 | Utility - Value of Sales | 0 | 0 | 0 | 0 | 0 | 0 | 0 | 0 | 0 | 0 | 0 | 0 | 0 | 0 | 0 | 0 | 0 | 0 | 0 | 0 | 0 | 0 | 0 | 0 | 0 | 0 | 0
F6_Industrial_Industrial - ID_Existing_Space Heating_Natural Gas_Boiler_E2 | F6 | Industrial | Industrial - ID | Existing | Space Heating | Natural Gas | Boiler | E2 | Utility - Value of Sales | 0 | 0 | 0 | 0 | 0 | 0 | 0 | 0 | 0 | 0 | 0 | 0 | 0 | 0 | 0 | 0 | 0 | 0 | 0 | 0 | 0 | 0 | 0 | 0 | 0 | 0 | 0
F6_Industrial_Industrial - ID_Existing_Space Heating_Natural Gas_Boiler_E3 | F6 | Industrial | Industrial - ID | Existing | Space Heating | Natural Gas | Boiler | E3 | Utility - Value of Sales | 0 | 0 | 0 | 0 | 0 | 0 | 0 | 0 | 0 | 0 | 0 | 0 | 0 | 0 | 0 | 0 | 0 | 0 | 0 | 0 | 0 | 0 | 0 | 0 | 0 | 0 | 0
F6_Industrial_Industrial - ID_Existing_Space Heating_Natural Gas_Boiler_E4 | F6 | Industrial | Industrial - ID | Existing | Space Heating | Natural Gas | Boiler | E4 | Utility - Value of Sales | 0 | 0 | 0 | 0 | 0 | 0 | 0 | 0 | 0 | 0 | 0 | 0 | 0 | 0 | 0 | 0 | 0 | 0 | 0 | 0 | 0 | 0 | 0 | 0 | 0 | 0 | 0
F6_Industrial_Industrial - ID_Existing_Space Heating_Natural Gas_Boiler_E5 | F6 | Industrial | Industrial - ID | Existing | Space Heating | Natural Gas | Boiler | E5 | Utility - Value of Sales | 0 | 0 | 0 | 0 | 0 | 0 | 0 | 0 | 0 | 0 | 0 | 0 | 0 | 0 | 0 | 0 | 0 | 0 | 0 | 0 | 0 | 0 | 0 | 0 | 0 | 0 | 0
F6_Industrial_Industrial - ID_Existing_Space Heating_Natural Gas_Boiler_E6 | F6 | Industrial | Industrial - ID | Existing | Space Heating | Natural Gas | Boiler | E6 | Utility - Value of Sales | 0 | 0 | 0 | 0 | 0 | 0 | 0 | 0 | 0 | 0 | 0 | 0 | 0 | 0 | 0 | 0 | 0 | 0 | 0 | 0 | 0 | 0 | 0 | 0 | 0 | 0 | 0
F6_Industrial_Industrial - ID_Existing_Space Heating_Natural Gas_Boiler_E7 | F6 | Industrial | Industrial - ID | Existing | Space Heating | Natural Gas | Boiler | E7 | Utility - Value of Sales | 0 | 0 | 0 | 0 | 0 | 0 | 0 | 0 | 0 | 0 | 0 | 0 | 0 | 0 | 0 | 0 | 0 | 0 | 0 | 0 | 0 | 0 | 0 | 0 | 0 | 0 | 0
F6_Industrial_Industrial - ID_Existing_Space Heating_Natural Gas_Boiler_E8 | F6 | Industrial | Industrial - ID | Existing | Space Heating | Natural Gas | Boiler | E8 | Utility - Value of Sales | 0 | 0 | 0 | 0 | 0 | 0 | 0 | 0 | 0 | 0 | 0 | 0 | 0 | 0 | 0 | 0 | 0 | 0 | 0 | 0 | 0 | 0 | 0 | 0 | 0 | 0 | 0
F6_Industrial_Industrial - ID_Existing_Space Heating_Natural Gas_Boiler_E9 | F6 | Industrial | Industrial - ID | Existing | Space Heating | Natural Gas | Boiler | E9 | Utility - Value of Sales | 0 | 0 | 0 | 0 | 0 | 0 | 0 | 0 | 0 | 0 | 0 | 0 | 0 | 0 | 0 | 0 | 0 | 0 | 0 | 0 | 0 | 0 | 0 | 0 | 0 | 0 | 0
F6_Industrial_Industrial - ID_Existing_Space Heating_Natural Gas_Boiler_E10 | F6 | Industrial | Industrial - ID | Existing | Space Heating | Natural Gas | Boiler | E10 | Utility - Value of Sales | 0 | 0 | 0 | 0 | 0 | 0 | 0 | 0 | 0 | 0 | 0 | 0 | 0 | 0 | 0 | 0 | 0 | 0 | 0 | 0 | 0 | 0 | 0 | 0 | 0 | 0 | 0
F1_Industrial_Industrial - ID_Existing_Space Heating_Natural Gas_Unit Heater_E1 | F1 | Industrial | Industrial - ID | Existing | Space Heating | Natural Gas | Unit Heater | E1 | RVT - Cost of Equipment | 1.1294 | 1.1294 | 1.1294 | 1.1294 | 1.1294 | 1.1294 | 1.1294 | 1.1294 | 1.1294 | 1.1294 | 1.1294 | 1.1294 | 1.1294 | 1.1294 | 1.1294 | 1.1294 | 1.1294 | 1.1294 | 1.1294 | 1.1294 | 1.1294 | 1.1294 | 1.1294 | 1.1294 | 1.1294 | 1.1294 | 1.1294
F1_Industrial_Industrial - ID_Existing_Space Heating_Natural Gas_Unit Heater_E2 | F1 | Industrial | Industrial - ID | Existing | Space Heating | Natural Gas | Unit Heater | E2 | RVT - Cost of Equipment | 1.3467 | 1.3467 | 1.3467 | 1.3467 | 1.3467 | 1.3467 | 1.3467 | 1.3467 | 1.3467 | 1.3467 | 1.3467 | 1.3467 | 1.3467 | 1.3467 | 1.3467 | 1.3467 | 1.3467 | 1.3467 | 1.3467 | 1.3467 | 1.3467 | 1.3467 | 1.3467 | 1.3467 | 1.3467 | 1.3467 | 1.3467
F1_Industrial_Industrial - ID_Existing_Space Heating_Natural Gas_Unit Heater_E3 | F1 | Industrial | Industrial - ID | Existing | Space Heating | Natural Gas | Unit Heater | E3 | RVT - Cost of Equipment | 1.4763 | 1.4763 | 1.4763 | 1.4763 | 1.4763 | 1.4763 | 1.4763 | 1.4763 | 1.4763 | 1.4763 | 1.4763 | 1.4763 | 1.4763 | 1.4763 | 1.4763 | 1.4763 | 1.4763 | 1.4763 | 1.4763 | 1.4763 | 1.4763 | 1.4763 | 1.4763 | 1.4763 | 1.4763 | 1.4763 | 1.4763
F1_Industrial_Industrial - ID_Existing_Space Heating_Natural Gas_Unit Heater_E4 | F1 | Industrial | Industrial - ID | Existing | Space Heating | Natural Gas | Unit Heater | E4 | RVT - Cost of Equipment | 0 | 0 | 0 | 0 | 0 | 0 | 0 | 0 | 0 | 0 | 0 | 0 | 0 | 0 | 0 | 0 | 0 | 0 | 0 | 0 | 0 | 0 | 0 | 0 | 0 | 0 | 0
F1_Industrial_Industrial - ID_Existing_Space Heating_Natural Gas_Unit Heater_E5 | F1 | Industrial | Industrial - ID | Existing | Space Heating | Natural Gas | Unit Heater | E5 | RVT - Cost of Equipment | 0 | 0 | 0 | 0 | 0 | 0 | 0 | 0 | 0 | 0 | 0 | 0 | 0 | 0 | 0 | 0 | 0 | 0 | 0 | 0 | 0 | 0 | 0 | 0 | 0 | 0 | 0
F1_Industrial_Industrial - ID_Existing_Space Heating_Natural Gas_Unit Heater_E6 | F1 | Industrial | Industrial - ID | Existing | Space Heating | Natural Gas | Unit Heater | E6 | RVT - Cost of Equipment | 0 | 0 | 0 | 0 | 0 | 0 | 0 | 0 | 0 | 0 | 0 | 0 | 0 | 0 | 0 | 0 | 0 | 0 | 0 | 0 | 0 | 0 | 0 | 0 | 0 | 0 | 0
F1_Industrial_Industrial - ID_Existing_Space Heating_Natural Gas_Unit Heater_E7 | F1 | Industrial | Industrial - ID | Existing | Space Heating | Natural Gas | Unit Heater | E7 | RVT - Cost of Equipment | 0 | 0 | 0 | 0 | 0 | 0 | 0 | 0 | 0 | 0 | 0 | 0 | 0 | 0 | 0 | 0 | 0 | 0 | 0 | 0 | 0 | 0 | 0 | 0 | 0 | 0 | 0
F1_Industrial_Industrial - ID_Existing_Space Heating_Natural Gas_Unit Heater_E8 | F1 | Industrial | Industrial - ID | Existing | Space Heating | Natural Gas | Unit Heater | E8 | RVT - Cost of Equipment | 0 | 0 | 0 | 0 | 0 | 0 | 0 | 0 | 0 | 0 | 0 | 0 | 0 | 0 | 0 | 0 | 0 | 0 | 0 | 0 | 0 | 0 | 0 | 0 | 0 | 0 | 0
F1_Industrial_Industrial - ID_Existing_Space Heating_Natural Gas_Unit Heater_E9 | F1 | Industrial | Industrial - ID | Existing | Space Heating | Natural Gas | Unit Heater | E9 | RVT - Cost of Equipment | 0 | 0 | 0 | 0 | 0 | 0 | 0 | 0 | 0 | 0 | 0 | 0 | 0 | 0 | 0 | 0 | 0 | 0 | 0 | 0 | 0 | 0 | 0 | 0 | 0 | 0 | 0
F1_Industrial_Industrial - ID_Existing_Space Heating_Natural Gas_Unit Heater_E10 | F1 | Industrial | Industrial - ID | Existing | Space Heating | Natural Gas | Unit Heater | E10 | RVT - Cost of Equipment | 0 | 0 | 0 | 0 | 0 | 0 | 0 | 0 | 0 | 0 | 0 | 0 | 0 | 0 | 0 | 0 | 0 | 0 | 0 | 0 | 0 | 0 | 0 | 0 | 0 | 0 | 0
F2_Industrial_Industrial - ID_Existing_Space Heating_Natural Gas_Unit Heater_E1 | F2 | Industrial | Industrial - ID | Existing | Space Heating | Natural Gas | Unit Heater | E1 | RVT - Cost of Operation | 0 | 0 | 0 | 0 | 0 | 0 | 0 | 0 | 0 | 0 | 0 | 0 | 0 | 0 | 0 | 0 | 0 | 0 | 0 | 0 | 0 | 0 | 0 | 0 | 0 | 0 | 0
F2_Industrial_Industrial - ID_Existing_Space Heating_Natural Gas_Unit Heater_E2 | F2 | Industrial | Industrial - ID | Existing | Space Heating | Natural Gas | Unit Heater | E2 | RVT - Cost of Operation | 0 | 0 | 0 | 0 | 0 | 0 | 0 | 0 | 0 | 0 | 0 | 0 | 0 | 0 | 0 | 0 | 0 | 0 | 0 | 0 | 0 | 0 | 0 | 0 | 0 | 0 | 0
F2_Industrial_Industrial - ID_Existing_Space Heating_Natural Gas_Unit Heater_E3 | F2 | Industrial | Industrial - ID | Existing | Space Heating | Natural Gas | Unit Heater | E3 | RVT - Cost of Operation | 0 | 0 | 0 | 0 | 0 | 0 | 0 | 0 | 0 | 0 | 0 | 0 | 0 | 0 | 0 | 0 | 0 | 0 | 0 | 0 | 0 | 0 | 0 | 0 | 0 | 0 | 0
F2_Industrial_Industrial - ID_Existing_Space Heating_Natural Gas_Unit Heater_E4 | F2 | Industrial | Industrial - ID | Existing | Space Heating | Natural Gas | Unit Heater | E4 | RVT - Cost of Operation | 0 | 0 | 0 | 0 | 0 | 0 | 0 | 0 | 0 | 0 | 0 | 0 | 0 | 0 | 0 | 0 | 0 | 0 | 0 | 0 | 0 | 0 | 0 | 0 | 0 | 0 | 0
F2_Industrial_Industrial - ID_Existing_Space Heating_Natural Gas_Unit Heater_E5 | F2 | Industrial | Industrial - ID | Existing | Space Heating | Natural Gas | Unit Heater | E5 | RVT - Cost of Operation | 0 | 0 | 0 | 0 | 0 | 0 | 0 | 0 | 0 | 0 | 0 | 0 | 0 | 0 | 0 | 0 | 0 | 0 | 0 | 0 | 0 | 0 | 0 | 0 | 0 | 0 | 0
F2_Industrial_Industrial - ID_Existing_Space Heating_Natural Gas_Unit Heater_E6 | F2 | Industrial | Industrial - ID | Existing | Space Heating | Natural Gas | Unit Heater | E6 | RVT - Cost of Operation | 0 | 0 | 0 | 0 | 0 | 0 | 0 | 0 | 0 | 0 | 0 | 0 | 0 | 0 | 0 | 0 | 0 | 0 | 0 | 0 | 0 | 0 | 0 | 0 | 0 | 0 | 0
F2_Industrial_Industrial - ID_Existing_Space Heating_Natural Gas_Unit Heater_E7 | F2 | Industrial | Industrial - ID | Existing | Space Heating | Natural Gas | Unit Heater | E7 | RVT - Cost of Operation | 0 | 0 | 0 | 0 | 0 | 0 | 0 | 0 | 0 | 0 | 0 | 0 | 0 | 0 | 0 | 0 | 0 | 0 | 0 | 0 | 0 | 0 | 0 | 0 | 0 | 0 | 0
F2_Industrial_Industrial - ID_Existing_Space Heating_Natural Gas_Unit Heater_E8 | F2 | Industrial | Industrial - ID | Existing | Space Heating | Natural Gas | Unit Heater | E8 | RVT - Cost of Operation | 0 | 0 | 0 | 0 | 0 | 0 | 0 | 0 | 0 | 0 | 0 | 0 | 0 | 0 | 0 | 0 | 0 | 0 | 0 | 0 | 0 | 0 | 0 | 0 | 0 | 0 | 0
F2_Industrial_Industrial - ID_Existing_Space Heating_Natural Gas_Unit Heater_E9 | F2 | Industrial | Industrial - ID | Existing | Space Heating | Natural Gas | Unit Heater | E9 | RVT - Cost of Operation | 0 | 0 | 0 | 0 | 0 | 0 | 0 | 0 | 0 | 0 | 0 | 0 | 0 | 0 | 0 | 0 | 0 | 0 | 0 | 0 | 0 | 0 | 0 | 0 | 0 | 0 | 0
F2_Industrial_Industrial - ID_Existing_Space Heating_Natural Gas_Unit Heater_E10 | F2 | Industrial | Industrial - ID | Existing | Space Heating | Natural Gas | Unit Heater | E10 | RVT - Cost of Operation | 0 | 0 | 0 | 0 | 0 | 0 | 0 | 0 | 0 | 0 | 0 | 0 | 0 | 0 | 0 | 0 | 0 | 0 | 0 | 0 | 0 | 0 | 0 | 0 | 0 | 0 | 0
F3_Industrial_Industrial - ID_Existing_Space Heating_Natural Gas_Unit Heater_E1 | F3 | Industrial | Industrial - ID | Existing | Space Heating | Natural Gas | Unit Heater | E1 | System - kBTUs of Consumption | 15088.1389 | 15138.7271 | 15135.7811 | 15135.7811 | 15135.7811 | 15135.7811 | 15135.7811 | 15135.7811 | 15135.7811 | 15135.7811 | 15135.7811 | 15135.7811 | 15135.7811 | 15135.7811 | 15135.7811 | 15135.7811 | 15135.7811 | 15135.7811 | 15135.7811 | 15135.7811 | 15135.7811 | 15135.7811 | 15135.7811 | 15135.7811 | 15135.7811 | 15135.7811 | 15135.7811
F3_Industrial_Industrial - ID_Existing_Space Heating_Natural Gas_Unit Heater_E2 | F3 | Industrial | Industrial - ID | Existing | Space Heating | Natural Gas | Unit Heater | E2 | System - kBTUs of Consumption | 13419.739 | 13464.7332 | 13462.113 | 13462.113 | 13462.113 | 13462.113 | 13462.113 | 13462.113 | 13462.113 | 13462.113 | 13462.113 | 13462.113 | 13462.113 | 13462.113 | 13462.113 | 13462.113 | 13462.113 | 13462.113 | 13462.113 | 13462.113 | 13462.113 | 13462.113 | 13462.113 | 13462.113 | 13462.113 | 13462.113 | 13462.113
F3_Industrial_Industrial - ID_Existing_Space Heating_Natural Gas_Unit Heater_E3 | F3 | Industrial | Industrial - ID | Existing | Space Heating | Natural Gas | Unit Heater | E3 | System - kBTUs of Consumption | 13333.1515 | 13392.8196 | 13389.3448 | 13389.3448 | 13389.3448 | 13389.3448 | 13389.3448 | 13389.3448 | 13389.3448 | 13389.3448 | 13389.3448 | 13389.3448 | 13389.3448 | 13389.3448 | 13389.3448 | 13389.3448 | 13389.3448 | 13389.3448 | 13389.3448 | 13389.3448 | 13389.3448 | 13389.3448 | 13389.3448 | 13389.3448 | 13389.3448 | 13389.3448 | 13389.3448
F3_Industrial_Industrial - ID_Existing_Space Heating_Natural Gas_Unit Heater_E4 | F3 | Industrial | Industrial - ID | Existing | Space Heating | Natural Gas | Unit Heater | E4 | System - kBTUs of Consumption | 0 | 0 | 0 | 0 | 0 | 0 | 0 | 0 | 0 | 0 | 0 | 0 | 0 | 0 | 0 | 0 | 0 | 0 | 0 | 0 | 0 | 0 | 0 | 0 | 0 | 0 | 0
F3_Industrial_Industrial - ID_Existing_Space Heating_Natural Gas_Unit Heater_E5 | F3 | Industrial | Industrial - ID | Existing | Space Heating | Natural Gas | Unit Heater | E5 | System - kBTUs of Consumption | 0 | 0 | 0 | 0 | 0 | 0 | 0 | 0 | 0 | 0 | 0 | 0 | 0 | 0 | 0 | 0 | 0 | 0 | 0 | 0 | 0 | 0 | 0 | 0 | 0 | 0 | 0
F3_Industrial_Industrial - ID_Existing_Space Heating_Natural Gas_Unit Heater_E6 | F3 | Industrial | Industrial - ID | Existing | Space Heating | Natural Gas | Unit Heater | E6 | System - kBTUs of Consumption | 0 | 0 | 0 | 0 | 0 | 0 | 0 | 0 | 0 | 0 | 0 | 0 | 0 | 0 | 0 | 0 | 0 | 0 | 0 | 0 | 0 | 0 | 0 | 0 | 0 | 0 | 0
F3_Industrial_Industrial - ID_Existing_Space Heating_Natural Gas_Unit Heater_E7 | F3 | Industrial | Industrial - ID | Existing | Space Heating | Natural Gas | Unit Heater | E7 | System - kBTUs of Consumption | 0 | 0 | 0 | 0 | 0 | 0 | 0 | 0 | 0 | 0 | 0 | 0 | 0 | 0 | 0 | 0 | 0 | 0 | 0 | 0 | 0 | 0 | 0 | 0 | 0 | 0 | 0
F3_Industrial_Industrial - ID_Existing_Space Heating_Natural Gas_Unit Heater_E8 | F3 | Industrial | Industrial - ID | Existing | Space Heating | Natural Gas | Unit Heater | E8 | System - kBTUs of Consumption | 0 | 0 | 0 | 0 | 0 | 0 | 0 | 0 | 0 | 0 | 0 | 0 | 0 | 0 | 0 | 0 | 0 | 0 | 0 | 0 | 0 | 0 | 0 | 0 | 0 | 0 | 0
F3_Industrial_Industrial - ID_Existing_Space Heating_Natural Gas_Unit Heater_E9 | F3 | Industrial | Industrial - ID | Existing | Space Heating | Natural Gas | Unit Heater | E9 | System - kBTUs of Consumption | 0 | 0 | 0 | 0 | 0 | 0 | 0 | 0 | 0 | 0 | 0 | 0 | 0 | 0 | 0 | 0 | 0 | 0 | 0 | 0 | 0 | 0 | 0 | 0 | 0 | 0 | 0
F3_Industrial_Industrial - ID_Existing_Space Heating_Natural Gas_Unit Heater_E10 | F3 | Industrial | Industrial - ID | Existing | Space Heating | Natural Gas | Unit Heater | E10 | System - kBTUs of Consumption | 0 | 0 | 0 | 0 | 0 | 0 | 0 | 0 | 0 | 0 | 0 | 0 | 0 | 0 | 0 | 0 | 0 | 0 | 0 | 0 | 0 | 0 | 0 | 0 | 0 | 0 | 0
F4_Industrial_Industrial - ID_Existing_Space Heating_Natural Gas_Unit Heater_E1 | F4 | Industrial | Industrial - ID | Existing | Space Heating | Natural Gas | Unit Heater | E1 | Utility - Cost of Equipment | 1.1294 | 1.1294 | 1.1294 | 1.1294 | 1.1294 | 1.1294 | 1.1294 | 1.1294 | 1.1294 | 1.1294 | 1.1294 | 1.1294 | 1.1294 | 1.1294 | 1.1294 | 1.1294 | 1.1294 | 1.1294 | 1.1294 | 1.1294 | 1.1294 | 1.1294 | 1.1294 | 1.1294 | 1.1294 | 1.1294 | 1.1294
F4_Industrial_Industrial - ID_Existing_Space Heating_Natural Gas_Unit Heater_E2 | F4 | Industrial | Industrial - ID | Existing | Space Heating | Natural Gas | Unit Heater | E2 | Utility - Cost of Equipment | 1.3467 | 1.3467 | 1.3467 | 1.3467 | 1.3467 | 1.3467 | 1.3467 | 1.3467 | 1.3467 | 1.3467 | 1.3467 | 1.3467 | 1.3467 | 1.3467 | 1.3467 | 1.3467 | 1.3467 | 1.3467 | 1.3467 | 1.3467 | 1.3467 | 1.3467 | 1.3467 | 1.3467 | 1.3467 | 1.3467 | 1.3467
F4_Industrial_Industrial - ID_Existing_Space Heating_Natural Gas_Unit Heater_E3 | F4 | Industrial | Industrial - ID | Existing | Space Heating | Natural Gas | Unit Heater | E3 | Utility - Cost of Equipment | 1.4763 | 1.4763 | 1.4763 | 1.4763 | 1.4763 | 1.4763 | 1.4763 | 1.4763 | 1.4763 | 1.4763 | 1.4763 | 1.4763 | 1.4763 | 1.4763 | 1.4763 | 1.4763 | 1.4763 | 1.4763 | 1.4763 | 1.4763 | 1.4763 | 1.4763 | 1.4763 | 1.4763 | 1.4763 | 1.4763 | 1.4763
F4_Industrial_Industrial - ID_Existing_Space Heating_Natural Gas_Unit Heater_E4 | F4 | Industrial | Industrial - ID | Existing | Space Heating | Natural Gas | Unit Heater | E4 | Utility - Cost of Equipment | 0 | 0 | 0 | 0 | 0 | 0 | 0 | 0 | 0 | 0 | 0 | 0 | 0 | 0 | 0 | 0 | 0 | 0 | 0 | 0 | 0 | 0 | 0 | 0 | 0 | 0 | 0
F4_Industrial_Industrial - ID_Existing_Space Heating_Natural Gas_Unit Heater_E5 | F4 | Industrial | Industrial - ID | Existing | Space Heating | Natural Gas | Unit Heater | E5 | Utility - Cost of Equipment | 0 | 0 | 0 | 0 | 0 | 0 | 0 | 0 | 0 | 0 | 0 | 0 | 0 | 0 | 0 | 0 | 0 | 0 | 0 | 0 | 0 | 0 | 0 | 0 | 0 | 0 | 0
F4_Industrial_Industrial - ID_Existing_Space Heating_Natural Gas_Unit Heater_E6 | F4 | Industrial | Industrial - ID | Existing | Space Heating | Natural Gas | Unit Heater | E6 | Utility - Cost of Equipment | 0 | 0 | 0 | 0 | 0 | 0 | 0 | 0 | 0 | 0 | 0 | 0 | 0 | 0 | 0 | 0 | 0 | 0 | 0 | 0 | 0 | 0 | 0 | 0 | 0 | 0 | 0
F4_Industrial_Industrial - ID_Existing_Space Heating_Natural Gas_Unit Heater_E7 | F4 | Industrial | Industrial - ID | Existing | Space Heating | Natural Gas | Unit Heater | E7 | Utility - Cost of Equipment | 0 | 0 | 0 | 0 | 0 | 0 | 0 | 0 | 0 | 0 | 0 | 0 | 0 | 0 | 0 | 0 | 0 | 0 | 0 | 0 | 0 | 0 | 0 | 0 | 0 | 0 | 0
F4_Industrial_Industrial - ID_Existing_Space Heating_Natural Gas_Unit Heater_E8 | F4 | Industrial | Industrial - ID | Existing | Space Heating | Natural Gas | Unit Heater | E8 | Utility - Cost of Equipment | 0 | 0 | 0 | 0 | 0 | 0 | 0 | 0 | 0 | 0 | 0 | 0 | 0 | 0 | 0 | 0 | 0 | 0 | 0 | 0 | 0 | 0 | 0 | 0 | 0 | 0 | 0
F4_Industrial_Industrial - ID_Existing_Space Heating_Natural Gas_Unit Heater_E9 | F4 | Industrial | Industrial - ID | Existing | Space Heating | Natural Gas | Unit Heater | E9 | Utility - Cost of Equipment | 0 | 0 | 0 | 0 | 0 | 0 | 0 | 0 | 0 | 0 | 0 | 0 | 0 | 0 | 0 | 0 | 0 | 0 | 0 | 0 | 0 | 0 | 0 | 0 | 0 | 0 | 0
F4_Industrial_Industrial - ID_Existing_Space Heating_Natural Gas_Unit Heater_E10 | F4 | Industrial | Industrial - ID | Existing | Space Heating | Natural Gas | Unit Heater | E10 | Utility - Cost of Equipment | 0 | 0 | 0 | 0 | 0 | 0 | 0 | 0 | 0 | 0 | 0 | 0 | 0 | 0 | 0 | 0 | 0 | 0 | 0 | 0 | 0 | 0 | 0 | 0 | 0 | 0 | 0
F5_Industrial_Industrial - ID_Existing_Space Heating_Natural Gas_Unit Heater_E1 | F5 | Industrial | Industrial - ID | Existing | Space Heating | Natural Gas | Unit Heater | E1 | Utility - Cost of Operation | 77.3064 | 73.6919 | 69.0322 | 64.1118 | 62.1082 | 61.3549 | 61.5905 | 62.3716 | 63.3861 | 64.4998 | 65.4269 | 66.372 | 67.2616 | 68.0166 | 68.6445 | 69.2726 | 69.7891 | 70.357 | 70.8994 | 71.3376 | 71.5947 | 71.8309 | 72.16 | 72.367 | 72.4895 | 72.8448 | 73.2019
F5_Industrial_Industrial - ID_Existing_Space Heating_Natural Gas_Unit Heater_E2 | F5 | Industrial | Industrial - ID | Existing | Space Heating | Natural Gas | Unit Heater | E2 | Utility - Cost of Operation | 68.7581 | 65.5433 | 61.3989 | 57.0225 | 55.2405 | 54.5704 | 54.78 | 55.4747 | 56.377 | 57.3676 | 58.1922 | 59.0328 | 59.824 | 60.4955 | 61.054 | 61.6127 | 62.072 | 62.5772 | 63.0596 | 63.4493 | 63.6779 | 63.8881 | 64.1808 | 64.3649 | 64.4738 | 64.7899 | 65.1075
F5_Industrial_Industrial - ID_Existing_Space Heating_Natural Gas_Unit Heater_E3 | F5 | Industrial | Industrial - ID | Existing | Space Heating | Natural Gas | Unit Heater | E3 | Utility - Cost of Operation | 69.8358 | 65.9598 | 61.0252 | 55.8397 | 53.6744 | 52.8052 | 52.9699 | 53.7075 | 54.6967 | 55.8031 | 56.7309 | 57.6742 | 58.5557 | 59.2984 | 59.9036 | 60.4977 | 60.9765 | 61.5082 | 62.0132 | 62.4105 | 62.621 | 62.8098 | 63.094 | 63.2521 | 63.3228 | 63.6333 | 63.9452
F5_Industrial_Industrial - ID_Existing_Space Heating_Natural Gas_Unit Heater_E4 | F5 | Industrial | Industrial - ID | Existing | Space Heating | Natural Gas | Unit Heater | E4 | Utility - Cost of Operation | 0 | 0 | 0 | 0 | 0 | 0 | 0 | 0 | 0 | 0 | 0 | 0 | 0 | 0 | 0 | 0 | 0 | 0 | 0 | 0 | 0 | 0 | 0 | 0 | 0 | 0 | 0
F5_Industrial_Industrial - ID_Existing_Space Heating_Natural Gas_Unit Heater_E5 | F5 | Industrial | Industrial - ID | Existing | Space Heating | Natural Gas | Unit Heater | E5 | Utility - Cost of Operation | 0 | 0 | 0 | 0 | 0 | 0 | 0 | 0 | 0 | 0 | 0 | 0 | 0 | 0 | 0 | 0 | 0 | 0 | 0 | 0 | 0 | 0 | 0 | 0 | 0 | 0 | 0
F5_Industrial_Industrial - ID_Existing_Space Heating_Natural Gas_Unit Heater_E6 | F5 | Industrial | Industrial - ID | Existing | Space Heating | Natural Gas | Unit Heater | E6 | Utility - Cost of Operation | 0 | 0 | 0 | 0 | 0 | 0 | 0 | 0 | 0 | 0 | 0 | 0 | 0 | 0 | 0 | 0 | 0 | 0 | 0 | 0 | 0 | 0 | 0 | 0 | 0 | 0 | 0
F5_Industrial_Industrial - ID_Existing_Space Heating_Natural Gas_Unit Heater_E7 | F5 | Industrial | Industrial - ID | Existing | Space Heating | Natural Gas | Unit Heater | E7 | Utility - Cost of Operation | 0 | 0 | 0 | 0 | 0 | 0 | 0 | 0 | 0 | 0 | 0 | 0 | 0 | 0 | 0 | 0 | 0 | 0 | 0 | 0 | 0 | 0 | 0 | 0 | 0 | 0 | 0
F5_Industrial_Industrial - ID_Existing_Space Heating_Natural Gas_Unit Heater_E8 | F5 | Industrial | Industrial - ID | Existing | Space Heating | Natural Gas | Unit Heater | E8 | Utility - Cost of Operation | 0 | 0 | 0 | 0 | 0 | 0 | 0 | 0 | 0 | 0 | 0 | 0 | 0 | 0 | 0 | 0 | 0 | 0 | 0 | 0 | 0 | 0 | 0 | 0 | 0 | 0 | 0
F5_Industrial_Industrial - ID_Existing_Space Heating_Natural Gas_Unit Heater_E9 | F5 | Industrial | Industrial - ID | Existing | Space Heating | Natural Gas | Unit Heater | E9 | Utility - Cost of Operation | 0 | 0 | 0 | 0 | 0 | 0 | 0 | 0 | 0 | 0 | 0 | 0 | 0 | 0 | 0 | 0 | 0 | 0 | 0 | 0 | 0 | 0 | 0 | 0 | 0 | 0 | 0
F5_Industrial_Industrial - ID_Existing_Space Heating_Natural Gas_Unit Heater_E10 | F5 | Industrial | Industrial - ID | Existing | Space Heating | Natural Gas | Unit Heater | E10 | Utility - Cost of Operation | 0 | 0 | 0 | 0 | 0 | 0 | 0 | 0 | 0 | 0 | 0 | 0 | 0 | 0 | 0 | 0 | 0 | 0 | 0 | 0 | 0 | 0 | 0 | 0 | 0 | 0 | 0
F6_Industrial_Industrial - ID_Existing_Space Heating_Natural Gas_Unit Heater_E1 | F6 | Industrial | Industrial - ID | Existing | Space Heating | Natural Gas | Unit Heater | E1 | Utility - Value of Sales | 0 | 0 | 0 | 0 | 0 | 0 | 0 | 0 | 0 | 0 | 0 | 0 | 0 | 0 | 0 | 0 | 0 | 0 | 0 | 0 | 0 | 0 | 0 | 0 | 0 | 0 | 0
F6_Industrial_Industrial - ID_Existing_Space Heating_Natural Gas_Unit Heater_E2 | F6 | Industrial | Industrial - ID | Existing | Space Heating | Natural Gas | Unit Heater | E2 | Utility - Value of Sales | 0 | 0 | 0 | 0 | 0 | 0 | 0 | 0 | 0 | 0 | 0 | 0 | 0 | 0 | 0 | 0 | 0 | 0 | 0 | 0 | 0 | 0 | 0 | 0 | 0 | 0 | 0
F6_Industrial_Industrial - ID_Existing_Space Heating_Natural Gas_Unit Heater_E3 | F6 | Industrial | Industrial - ID | Existing | Space Heating | Natural Gas | Unit Heater | E3 | Utility - Value of Sales | 0 | 0 | 0 | 0 | 0 | 0 | 0 | 0 | 0 | 0 | 0 | 0 | 0 | 0 | 0 | 0 | 0 | 0 | 0 | 0 | 0 | 0 | 0 | 0 | 0 | 0 | 0
F6_Industrial_Industrial - ID_Existing_Space Heating_Natural Gas_Unit Heater_E4 | F6 | Industrial | Industrial - ID | Existing | Space Heating | Natural Gas | Unit Heater | E4 | Utility - Value of Sales | 0 | 0 | 0 | 0 | 0 | 0 | 0 | 0 | 0 | 0 | 0 | 0 | 0 | 0 | 0 | 0 | 0 | 0 | 0 | 0 | 0 | 0 | 0 | 0 | 0 | 0 | 0
F6_Industrial_Industrial - ID_Existing_Space Heating_Natural Gas_Unit Heater_E5 | F6 | Industrial | Industrial - ID | Existing | Space Heating | Natural Gas | Unit Heater | E5 | Utility - Value of Sales | 0 | 0 | 0 | 0 | 0 | 0 | 0 | 0 | 0 | 0 | 0 | 0 | 0 | 0 | 0 | 0 | 0 | 0 | 0 | 0 | 0 | 0 | 0 | 0 | 0 | 0 | 0
F6_Industrial_Industrial - ID_Existing_Space Heating_Natural Gas_Unit Heater_E6 | F6 | Industrial | Industrial - ID | Existing | Space Heating | Natural Gas | Unit Heater | E6 | Utility - Value of Sales | 0 | 0 | 0 | 0 | 0 | 0 | 0 | 0 | 0 | 0 | 0 | 0 | 0 | 0 | 0 | 0 | 0 | 0 | 0 | 0 | 0 | 0 | 0 | 0 | 0 | 0 | 0
F6_Industrial_Industrial - ID_Existing_Space Heating_Natural Gas_Unit Heater_E7 | F6 | Industrial | Industrial - ID | Existing | Space Heating | Natural Gas | Unit Heater | E7 | Utility - Value of Sales | 0 | 0 | 0 | 0 | 0 | 0 | 0 | 0 | 0 | 0 | 0 | 0 | 0 | 0 | 0 | 0 | 0 | 0 | 0 | 0 | 0 | 0 | 0 | 0 | 0 | 0 | 0
F6_Industrial_Industrial - ID_Existing_Space Heating_Natural Gas_Unit Heater_E8 | F6 | Industrial | Industrial - ID | Existing | Space Heating | Natural Gas | Unit Heater | E8 | Utility - Value of Sales | 0 | 0 | 0 | 0 | 0 | 0 | 0 | 0 | 0 | 0 | 0 | 0 | 0 | 0 | 0 | 0 | 0 | 0 | 0 | 0 | 0 | 0 | 0 | 0 | 0 | 0 | 0
F6_Industrial_Industrial - ID_Existing_Space Heating_Natural Gas_Unit Heater_E9 | F6 | Industrial | Industrial - ID | Existing | Space Heating | Natural Gas | Unit Heater | E9 | Utility - Value of Sales | 0 | 0 | 0 | 0 | 0 | 0 | 0 | 0 | 0 | 0 | 0 | 0 | 0 | 0 | 0 | 0 | 0 | 0 | 0 | 0 | 0 | 0 | 0 | 0 | 0 | 0 | 0
F6_Industrial_Industrial - ID_Existing_Space Heating_Natural Gas_Unit Heater_E10 | F6 | Industrial | Industrial - ID | Existing | Space Heating | Natural Gas | Unit Heater | E10 | Utility - Value of Sales | 0 | 0 | 0 | 0 | 0 | 0 | 0 | 0 | 0 | 0 | 0 | 0 | 0 | 0 | 0 | 0 | 0 | 0 | 0 | 0 | 0 | 0 | 0 | 0 | 0 | 0 | 0
F1_Industrial_Industrial - ID_Existing_Process_Natural Gas_Process Boiler_E1 | F1 | Industrial | Industrial - ID | Existing | Process | Natural Gas | Process Boiler | E1 | RVT - Cost of Equipment | 268.639 | 268.639 | 268.639 | 268.639 | 268.639 | 268.639 | 268.639 | 268.639 | 268.639 | 268.639 | 268.639 | 268.639 | 268.639 | 268.639 | 268.639 | 268.639 | 268.639 | 268.639 | 268.639 | 268.639 | 268.639 | 268.639 | 268.639 | 268.639 | 268.639 | 268.639 | 268.639
F1_Industrial_Industrial - ID_Existing_Process_Natural Gas_Process Boiler_E2 | F1 | Industrial | Industrial - ID | Existing | Process | Natural Gas | Process Boiler | E2 | RVT - Cost of Equipment | 0 | 0 | 0 | 0 | 0 | 0 | 0 | 0 | 0 | 0 | 0 | 0 | 0 | 0 | 0 | 0 | 0 | 0 | 0 | 0 | 0 | 0 | 0 | 0 | 0 | 0 | 0
F1_Industrial_Industrial - ID_Existing_Process_Natural Gas_Process Boiler_E3 | F1 | Industrial | Industrial - ID | Existing | Process | Natural Gas | Process Boiler | E3 | RVT - Cost of Equipment | 0 | 0 | 0 | 0 | 0 | 0 | 0 | 0 | 0 | 0 | 0 | 0 | 0 | 0 | 0 | 0 | 0 | 0 | 0 | 0 | 0 | 0 | 0 | 0 | 0 | 0 | 0
F1_Industrial_Industrial - ID_Existing_Process_Natural Gas_Process Boiler_E4 | F1 | Industrial | Industrial - ID | Existing | Process | Natural Gas | Process Boiler | E4 | RVT - Cost of Equipment | 0 | 0 | 0 | 0 | 0 | 0 | 0 | 0 | 0 | 0 | 0 | 0 | 0 | 0 | 0 | 0 | 0 | 0 | 0 | 0 | 0 | 0 | 0 | 0 | 0 | 0 | 0
F1_Industrial_Industrial - ID_Existing_Process_Natural Gas_Process Boiler_E5 | F1 | Industrial | Industrial - ID | Existing | Process | Natural Gas | Process Boiler | E5 | RVT - Cost of Equipment | 0 | 0 | 0 | 0 | 0 | 0 | 0 | 0 | 0 | 0 | 0 | 0 | 0 | 0 | 0 | 0 | 0 | 0 | 0 | 0 | 0 | 0 | 0 | 0 | 0 | 0 | 0
F1_Industrial_Industrial - ID_Existing_Process_Natural Gas_Process Boiler_E6 | F1 | Industrial | Industrial - ID | Existing | Process | Natural Gas | Process Boiler | E6 | RVT - Cost of Equipment | 0 | 0 | 0 | 0 | 0 | 0 | 0 | 0 | 0 | 0 | 0 | 0 | 0 | 0 | 0 | 0 | 0 | 0 | 0 | 0 | 0 | 0 | 0 | 0 | 0 | 0 | 0
F1_Industrial_Industrial - ID_Existing_Process_Natural Gas_Process Boiler_E7 | F1 | Industrial | Industrial - ID | Existing | Process | Natural Gas | Process Boiler | E7 | RVT - Cost of Equipment | 0 | 0 | 0 | 0 | 0 | 0 | 0 | 0 | 0 | 0 | 0 | 0 | 0 | 0 | 0 | 0 | 0 | 0 | 0 | 0 | 0 | 0 | 0 | 0 | 0 | 0 | 0
F1_Industrial_Industrial - ID_Existing_Process_Natural Gas_Process Boiler_E8 | F1 | Industrial | Industrial - ID | Existing | Process | Natural Gas | Process Boiler | E8 | RVT - Cost of Equipment | 0 | 0 | 0 | 0 | 0 | 0 | 0 | 0 | 0 | 0 | 0 | 0 | 0 | 0 | 0 | 0 | 0 | 0 | 0 | 0 | 0 | 0 | 0 | 0 | 0 | 0 | 0
F1_Industrial_Industrial - ID_Existing_Process_Natural Gas_Process Boiler_E9 | F1 | Industrial | Industrial - ID | Existing | Process | Natural Gas | Process Boiler | E9 | RVT - Cost of Equipment | 0 | 0 | 0 | 0 | 0 | 0 | 0 | 0 | 0 | 0 | 0 | 0 | 0 | 0 | 0 | 0 | 0 | 0 | 0 | 0 | 0 | 0 | 0 | 0 | 0 | 0 | 0
F1_Industrial_Industrial - ID_Existing_Process_Natural Gas_Process Boiler_E10 | F1 | Industrial | Industrial - ID | Existing | Process | Natural Gas | Process Boiler | E10 | RVT - Cost of Equipment | 0 | 0 | 0 | 0 | 0 | 0 | 0 | 0 | 0 | 0 | 0 | 0 | 0 | 0 | 0 | 0 | 0 | 0 | 0 | 0 | 0 | 0 | 0 | 0 | 0 | 0 | 0
F2_Industrial_Industrial - ID_Existing_Process_Natural Gas_Process Boiler_E1 | F2 | Industrial | Industrial - ID | Existing | Process | Natural Gas | Process Boiler | E1 | RVT - Cost of Operation | 0 | 0 | 0 | 0 | 0 | 0 | 0 | 0 | 0 | 0 | 0 | 0 | 0 | 0 | 0 | 0 | 0 | 0 | 0 | 0 | 0 | 0 | 0 | 0 | 0 | 0 | 0
F2_Industrial_Industrial - ID_Existing_Process_Natural Gas_Process Boiler_E2 | F2 | Industrial | Industrial - ID | Existing | Process | Natural Gas | Process Boiler | E2 | RVT - Cost of Operation | 0 | 0 | 0 | 0 | 0 | 0 | 0 | 0 | 0 | 0 | 0 | 0 | 0 | 0 | 0 | 0 | 0 | 0 | 0 | 0 | 0 | 0 | 0 | 0 | 0 | 0 | 0
F2_Industrial_Industrial - ID_Existing_Process_Natural Gas_Process Boiler_E3 | F2 | Industrial | Industrial - ID | Existing | Process | Natural Gas | Process Boiler | E3 | RVT - Cost of Operation | 0 | 0 | 0 | 0 | 0 | 0 | 0 | 0 | 0 | 0 | 0 | 0 | 0 | 0 | 0 | 0 | 0 | 0 | 0 | 0 | 0 | 0 | 0 | 0 | 0 | 0 | 0
F2_Industrial_Industrial - ID_Existing_Process_Natural Gas_Process Boiler_E4 | F2 | Industrial | Industrial - ID | Existing | Process | Natural Gas | Process Boiler | E4 | RVT - Cost of Operation | 0 | 0 | 0 | 0 | 0 | 0 | 0 | 0 | 0 | 0 | 0 | 0 | 0 | 0 | 0 | 0 | 0 | 0 | 0 | 0 | 0 | 0 | 0 | 0 | 0 | 0 | 0
F2_Industrial_Industrial - ID_Existing_Process_Natural Gas_Process Boiler_E5 | F2 | Industrial | Industrial - ID | Existing | Process | Natural Gas | Process Boiler | E5 | RVT - Cost of Operation | 0 | 0 | 0 | 0 | 0 | 0 | 0 | 0 | 0 | 0 | 0 | 0 | 0 | 0 | 0 | 0 | 0 | 0 | 0 | 0 | 0 | 0 | 0 | 0 | 0 | 0 | 0
F2_Industrial_Industrial - ID_Existing_Process_Natural Gas_Process Boiler_E6 | F2 | Industrial | Industrial - ID | Existing | Process | Natural Gas | Process Boiler | E6 | RVT - Cost of Operation | 0 | 0 | 0 | 0 | 0 | 0 | 0 | 0 | 0 | 0 | 0 | 0 | 0 | 0 | 0 | 0 | 0 | 0 | 0 | 0 | 0 | 0 | 0 | 0 | 0 | 0 | 0
F2_Industrial_Industrial - ID_Existing_Process_Natural Gas_Process Boiler_E7 | F2 | Industrial | Industrial - ID | Existing | Process | Natural Gas | Process Boiler | E7 | RVT - Cost of Operation | 0 | 0 | 0 | 0 | 0 | 0 | 0 | 0 | 0 | 0 | 0 | 0 | 0 | 0 | 0 | 0 | 0 | 0 | 0 | 0 | 0 | 0 | 0 | 0 | 0 | 0 | 0
F2_Industrial_Industrial - ID_Existing_Process_Natural Gas_Process Boiler_E8 | F2 | Industrial | Industrial - ID | Existing | Process | Natural Gas | Process Boiler | E8 | RVT - Cost of Operation | 0 | 0 | 0 | 0 | 0 | 0 | 0 | 0 | 0 | 0 | 0 | 0 | 0 | 0 | 0 | 0 | 0 | 0 | 0 | 0 | 0 | 0 | 0 | 0 | 0 | 0 | 0
F2_Industrial_Industrial - ID_Existing_Process_Natural Gas_Process Boiler_E9 | F2 | Industrial | Industrial - ID | Existing | Process | Natural Gas | Process Boiler | E9 | RVT - Cost of Operation | 0 | 0 | 0 | 0 | 0 | 0 | 0 | 0 | 0 | 0 | 0 | 0 | 0 | 0 | 0 | 0 | 0 | 0 | 0 | 0 | 0 | 0 | 0 | 0 | 0 | 0 | 0
F2_Industrial_Industrial - ID_Existing_Process_Natural Gas_Process Boiler_E10 | F2 | Industrial | Industrial - ID | Existing | Process | Natural Gas | Process Boiler | E10 | RVT - Cost of Operation | 0 | 0 | 0 | 0 | 0 | 0 | 0 | 0 | 0 | 0 | 0 | 0 | 0 | 0 | 0 | 0 | 0 | 0 | 0 | 0 | 0 | 0 | 0 | 0 | 0 | 0 | 0
F3_Industrial_Industrial - ID_Existing_Process_Natural Gas_Process Boiler_E1 | F3 | Industrial | Industrial - ID | Existing | Process | Natural Gas | Process Boiler | E1 | System - kBTUs of Consumption | 102778.8097 | 102778.8097 | 102778.8097 | 102778.8097 | 102778.8097 | 102778.8097 | 102778.8097 | 102778.8097 | 102778.8097 | 102778.8097 | 102778.8097 | 102778.8097 | 102778.8097 | 102778.8097 | 102778.8097 | 102778.8097 | 102778.8097 | 102778.8097 | 102778.8097 | 102778.8097 | 102778.8097 | 102778.8097 | 102778.8097 | 102778.8097 | 102778.8097 | 102778.8097 | 102778.8097
F3_Industrial_Industrial - ID_Existing_Process_Natural Gas_Process Boiler_E2 | F3 | Industrial | Industrial - ID | Existing | Process | Natural Gas | Process Boiler | E2 | System - kBTUs of Consumption | 0 | 0 | 0 | 0 | 0 | 0 | 0 | 0 | 0 | 0 | 0 | 0 | 0 | 0 | 0 | 0 | 0 | 0 | 0 | 0 | 0 | 0 | 0 | 0 | 0 | 0 | 0
F3_Industrial_Industrial - ID_Existing_Process_Natural Gas_Process Boiler_E3 | F3 | Industrial | Industrial - ID | Existing | Process | Natural Gas | Process Boiler | E3 | System - kBTUs of Consumption | 0 | 0 | 0 | 0 | 0 | 0 | 0 | 0 | 0 | 0 | 0 | 0 | 0 | 0 | 0 | 0 | 0 | 0 | 0 | 0 | 0 | 0 | 0 | 0 | 0 | 0 | 0
F3_Industrial_Industrial - ID_Existing_Process_Natural Gas_Process Boiler_E4 | F3 | Industrial | Industrial - ID | Existing | Process | Natural Gas | Process Boiler | E4 | System - kBTUs of Consumption | 0 | 0 | 0 | 0 | 0 | 0 | 0 | 0 | 0 | 0 | 0 | 0 | 0 | 0 | 0 | 0 | 0 | 0 | 0 | 0 | 0 | 0 | 0 | 0 | 0 | 0 | 0
F3_Industrial_Industrial - ID_Existing_Process_Natural Gas_Process Boiler_E5 | F3 | Industrial | Industrial - ID | Existing | Process | Natural Gas | Process Boiler | E5 | System - kBTUs of Consumption | 0 | 0 | 0 | 0 | 0 | 0 | 0 | 0 | 0 | 0 | 0 | 0 | 0 | 0 | 0 | 0 | 0 | 0 | 0 | 0 | 0 | 0 | 0 | 0 | 0 | 0 | 0
F3_Industrial_Industrial - ID_Existing_Process_Natural Gas_Process Boiler_E6 | F3 | Industrial | Industrial - ID | Existing | Process | Natural Gas | Process Boiler | E6 | System - kBTUs of Consumption | 0 | 0 | 0 | 0 | 0 | 0 | 0 | 0 | 0 | 0 | 0 | 0 | 0 | 0 | 0 | 0 | 0 | 0 | 0 | 0 | 0 | 0 | 0 | 0 | 0 | 0 | 0
F3_Industrial_Industrial - ID_Existing_Process_Natural Gas_Process Boiler_E7 | F3 | Industrial | Industrial - ID | Existing | Process | Natural Gas | Process Boiler | E7 | System - kBTUs of Consumption | 0 | 0 | 0 | 0 | 0 | 0 | 0 | 0 | 0 | 0 | 0 | 0 | 0 | 0 | 0 | 0 | 0 | 0 | 0 | 0 | 0 | 0 | 0 | 0 | 0 | 0 | 0
F3_Industrial_Industrial - ID_Existing_Process_Natural Gas_Process Boiler_E8 | F3 | Industrial | Industrial - ID | Existing | Process | Natural Gas | Process Boiler | E8 | System - kBTUs of Consumption | 0 | 0 | 0 | 0 | 0 | 0 | 0 | 0 | 0 | 0 | 0 | 0 | 0 | 0 | 0 | 0 | 0 | 0 | 0 | 0 | 0 | 0 | 0 | 0 | 0 | 0 | 0
F3_Industrial_Industrial - ID_Existing_Process_Natural Gas_Process Boiler_E9 | F3 | Industrial | Industrial - ID | Existing | Process | Natural Gas | Process Boiler | E9 | System - kBTUs of Consumption | 0 | 0 | 0 | 0 | 0 | 0 | 0 | 0 | 0 | 0 | 0 | 0 | 0 | 0 | 0 | 0 | 0 | 0 | 0 | 0 | 0 | 0 | 0 | 0 | 0 | 0 | 0
F3_Industrial_Industrial - ID_Existing_Process_Natural Gas_Process Boiler_E10 | F3 | Industrial | Industrial - ID | Existing | Process | Natural Gas | Process Boiler | E10 | System - kBTUs of Consumption | 0 | 0 | 0 | 0 | 0 | 0 | 0 | 0 | 0 | 0 | 0 | 0 | 0 | 0 | 0 | 0 | 0 | 0 | 0 | 0 | 0 | 0 | 0 | 0 | 0 | 0 | 0
F4_Industrial_Industrial - ID_Existing_Process_Natural Gas_Process Boiler_E1 | F4 | Industrial | Industrial - ID | Existing | Process | Natural Gas | Process Boiler | E1 | Utility - Cost of Equipment | 268.639 | 268.639 | 268.639 | 268.639 | 268.639 | 268.639 | 268.639 | 268.639 | 268.639 | 268.639 | 268.639 | 268.639 | 268.639 | 268.639 | 268.639 | 268.639 | 268.639 | 268.639 | 268.639 | 268.639 | 268.639 | 268.639 | 268.639 | 268.639 | 268.639 | 268.639 | 268.639
F4_Industrial_Industrial - ID_Existing_Process_Natural Gas_Process Boiler_E2 | F4 | Industrial | Industrial - ID | Existing | Process | Natural Gas | Process Boiler | E2 | Utility - Cost of Equipment | 0 | 0 | 0 | 0 | 0 | 0 | 0 | 0 | 0 | 0 | 0 | 0 | 0 | 0 | 0 | 0 | 0 | 0 | 0 | 0 | 0 | 0 | 0 | 0 | 0 | 0 | 0
F4_Industrial_Industrial - ID_Existing_Process_Natural Gas_Process Boiler_E3 | F4 | Industrial | Industrial - ID | Existing | Process | Natural Gas | Process Boiler | E3 | Utility - Cost of Equipment | 0 | 0 | 0 | 0 | 0 | 0 | 0 | 0 | 0 | 0 | 0 | 0 | 0 | 0 | 0 | 0 | 0 | 0 | 0 | 0 | 0 | 0 | 0 | 0 | 0 | 0 | 0
F4_Industrial_Industrial - ID_Existing_Process_Natural Gas_Process Boiler_E4 | F4 | Industrial | Industrial - ID | Existing | Process | Natural Gas | Process Boiler | E4 | Utility - Cost of Equipment | 0 | 0 | 0 | 0 | 0 | 0 | 0 | 0 | 0 | 0 | 0 | 0 | 0 | 0 | 0 | 0 | 0 | 0 | 0 | 0 | 0 | 0 | 0 | 0 | 0 | 0 | 0
F4_Industrial_Industrial - ID_Existing_Process_Natural Gas_Process Boiler_E5 | F4 | Industrial | Industrial - ID | Existing | Process | Natural Gas | Process Boiler | E5 | Utility - Cost of Equipment | 0 | 0 | 0 | 0 | 0 | 0 | 0 | 0 | 0 | 0 | 0 | 0 | 0 | 0 | 0 | 0 | 0 | 0 | 0 | 0 | 0 | 0 | 0 | 0 | 0 | 0 | 0
F4_Industrial_Industrial - ID_Existing_Process_Natural Gas_Process Boiler_E6 | F4 | Industrial | Industrial - ID | Existing | Process | Natural Gas | Process Boiler | E6 | Utility - Cost of Equipment | 0 | 0 | 0 | 0 | 0 | 0 | 0 | 0 | 0 | 0 | 0 | 0 | 0 | 0 | 0 | 0 | 0 | 0 | 0 | 0 | 0 | 0 | 0 | 0 | 0 | 0 | 0
F4_Industrial_Industrial - ID_Existing_Process_Natural Gas_Process Boiler_E7 | F4 | Industrial | Industrial - ID | Existing | Process | Natural Gas | Process Boiler | E7 | Utility - Cost of Equipment | 0 | 0 | 0 | 0 | 0 | 0 | 0 | 0 | 0 | 0 | 0 | 0 | 0 | 0 | 0 | 0 | 0 | 0 | 0 | 0 | 0 | 0 | 0 | 0 | 0 | 0 | 0
F4_Industrial_Industrial - ID_Existing_Process_Natural Gas_Process Boiler_E8 | F4 | Industrial | Industrial - ID | Existing | Process | Natural Gas | Process Boiler | E8 | Utility - Cost of Equipment | 0 | 0 | 0 | 0 | 0 | 0 | 0 | 0 | 0 | 0 | 0 | 0 | 0 | 0 | 0 | 0 | 0 | 0 | 0 | 0 | 0 | 0 | 0 | 0 | 0 | 0 | 0
F4_Industrial_Industrial - ID_Existing_Process_Natural Gas_Process Boiler_E9 | F4 | Industrial | Industrial - ID | Existing | Process | Natural Gas | Process Boiler | E9 | Utility - Cost of Equipment | 0 | 0 | 0 | 0 | 0 | 0 | 0 | 0 | 0 | 0 | 0 | 0 | 0 | 0 | 0 | 0 | 0 | 0 | 0 | 0 | 0 | 0 | 0 | 0 | 0 | 0 | 0
F4_Industrial_Industrial - ID_Existing_Process_Natural Gas_Process Boiler_E10 | F4 | Industrial | Industrial - ID | Existing | Process | Natural Gas | Process Boiler | E10 | Utility - Cost of Equipment | 0 | 0 | 0 | 0 | 0 | 0 | 0 | 0 | 0 | 0 | 0 | 0 | 0 | 0 | 0 | 0 | 0 | 0 | 0 | 0 | 0 | 0 | 0 | 0 | 0 | 0 | 0
F5_Industrial_Industrial - ID_Existing_Process_Natural Gas_Process Boiler_E1 | F5 | Industrial | Industrial - ID | Existing | Process | Natural Gas | Process Boiler | E1 | Utility - Cost of Operation | 569.8706 | 522.7417 | 463.0378 | 394.4454 | 356.9539 | 340.5115 | 337.9544 | 343.5704 | 353.3018 | 364.3177 | 372.0555 | 379.8275 | 388.3424 | 395.4552 | 402.3847 | 409.4386 | 416.5879 | 424.8781 | 433.2831 | 440.6683 | 445.8681 | 450.7516 | 456.2116 | 458.3239 | 460.1921 | 462.448 | 464.7149
F5_Industrial_Industrial - ID_Existing_Process_Natural Gas_Process Boiler_E2 | F5 | Industrial | Industrial - ID | Existing | Process | Natural Gas | Process Boiler | E2 | Utility - Cost of Operation | 0 | 0 | 0 | 0 | 0 | 0 | 0 | 0 | 0 | 0 | 0 | 0 | 0 | 0 | 0 | 0 | 0 | 0 | 0 | 0 | 0 | 0 | 0 | 0 | 0 | 0 | 0
F5_Industrial_Industrial - ID_Existing_Process_Natural Gas_Process Boiler_E3 | F5 | Industrial | Industrial - ID | Existing | Process | Natural Gas | Process Boiler | E3 | Utility - Cost of Operation | 0 | 0 | 0 | 0 | 0 | 0 | 0 | 0 | 0 | 0 | 0 | 0 | 0 | 0 | 0 | 0 | 0 | 0 | 0 | 0 | 0 | 0 | 0 | 0 | 0 | 0 | 0
F5_Industrial_Industrial - ID_Existing_Process_Natural Gas_Process Boiler_E4 | F5 | Industrial | Industrial - ID | Existing | Process | Natural Gas | Process Boiler | E4 | Utility - Cost of Operation | 0 | 0 | 0 | 0 | 0 | 0 | 0 | 0 | 0 | 0 | 0 | 0 | 0 | 0 | 0 | 0 | 0 | 0 | 0 | 0 | 0 | 0 | 0 | 0 | 0 | 0 | 0
F5_Industrial_Industrial - ID_Existing_Process_Natural Gas_Process Boiler_E5 | F5 | Industrial | Industrial - ID | Existing | Process | Natural Gas | Process Boiler | E5 | Utility - Cost of Operation | 0 | 0 | 0 | 0 | 0 | 0 | 0 | 0 | 0 | 0 | 0 | 0 | 0 | 0 | 0 | 0 | 0 | 0 | 0 | 0 | 0 | 0 | 0 | 0 | 0 | 0 | 0
F5_Industrial_Industrial - ID_Existing_Process_Natural Gas_Process Boiler_E6 | F5 | Industrial | Industrial - ID | Existing | Process | Natural Gas | Process Boiler | E6 | Utility - Cost of Operation | 0 | 0 | 0 | 0 | 0 | 0 | 0 | 0 | 0 | 0 | 0 | 0 | 0 | 0 | 0 | 0 | 0 | 0 | 0 | 0 | 0 | 0 | 0 | 0 | 0 | 0 | 0
F5_Industrial_Industrial - ID_Existing_Process_Natural Gas_Process Boiler_E7 | F5 | Industrial | Industrial - ID | Existing | Process | Natural Gas | Process Boiler | E7 | Utility - Cost of Operation | 0 | 0 | 0 | 0 | 0 | 0 | 0 | 0 | 0 | 0 | 0 | 0 | 0 | 0 | 0 | 0 | 0 | 0 | 0 | 0 | 0 | 0 | 0 | 0 | 0 | 0 | 0
F5_Industrial_Industrial - ID_Existing_Process_Natural Gas_Process Boiler_E8 | F5 | Industrial | Industrial - ID | Existing | Process | Natural Gas | Process Boiler | E8 | Utility - Cost of Operation | 0 | 0 | 0 | 0 | 0 | 0 | 0 | 0 | 0 | 0 | 0 | 0 | 0 | 0 | 0 | 0 | 0 | 0 | 0 | 0 | 0 | 0 | 0 | 0 | 0 | 0 | 0
F5_Industrial_Industrial - ID_Existing_Process_Natural Gas_Process Boiler_E9 | F5 | Industrial | Industrial - ID | Existing | Process | Natural Gas | Process Boiler | E9 | Utility - Cost of Operation | 0 | 0 | 0 | 0 | 0 | 0 | 0 | 0 | 0 | 0 | 0 | 0 | 0 | 0 | 0 | 0 | 0 | 0 | 0 | 0 | 0 | 0 | 0 | 0 | 0 | 0 | 0
F5_Industrial_Industrial - ID_Existing_Process_Natural Gas_Process Boiler_E10 | F5 | Industrial | Industrial - ID | Existing | Process | Natural Gas | Process Boiler | E10 | Utility - Cost of Operation | 0 | 0 | 0 | 0 | 0 | 0 | 0 | 0 | 0 | 0 | 0 | 0 | 0 | 0 | 0 | 0 | 0 | 0 | 0 | 0 | 0 | 0 | 0 | 0 | 0 | 0 | 0
F6_Industrial_Industrial - ID_Existing_Process_Natural Gas_Process Boiler_E1 | F6 | Industrial | Industrial - ID | Existing | Process | Natural Gas | Process Boiler | E1 | Utility - Value of Sales | 0 | 0 | 0 | 0 | 0 | 0 | 0 | 0 | 0 | 0 | 0 | 0 | 0 | 0 | 0 | 0 | 0 | 0 | 0 | 0 | 0 | 0 | 0 | 0 | 0 | 0 | 0
F6_Industrial_Industrial - ID_Existing_Process_Natural Gas_Process Boiler_E2 | F6 | Industrial | Industrial - ID | Existing | Process | Natural Gas | Process Boiler | E2 | Utility - Value of Sales | 0 | 0 | 0 | 0 | 0 | 0 | 0 | 0 | 0 | 0 | 0 | 0 | 0 | 0 | 0 | 0 | 0 | 0 | 0 | 0 | 0 | 0 | 0 | 0 | 0 | 0 | 0
F6_Industrial_Industrial - ID_Existing_Process_Natural Gas_Process Boiler_E3 | F6 | Industrial | Industrial - ID | Existing | Process | Natural Gas | Process Boiler | E3 | Utility - Value of Sales | 0 | 0 | 0 | 0 | 0 | 0 | 0 | 0 | 0 | 0 | 0 | 0 | 0 | 0 | 0 | 0 | 0 | 0 | 0 | 0 | 0 | 0 | 0 | 0 | 0 | 0 | 0
F6_Industrial_Industrial - ID_Existing_Process_Natural Gas_Process Boiler_E4 | F6 | Industrial | Industrial - ID | Existing | Process | Natural Gas | Process Boiler | E4 | Utility - Value of Sales | 0 | 0 | 0 | 0 | 0 | 0 | 0 | 0 | 0 | 0 | 0 | 0 | 0 | 0 | 0 | 0 | 0 | 0 | 0 | 0 | 0 | 0 | 0 | 0 | 0 | 0 | 0
F6_Industrial_Industrial - ID_Existing_Process_Natural Gas_Process Boiler_E5 | F6 | Industrial | Industrial - ID | Existing | Process | Natural Gas | Process Boiler | E5 | Utility - Value of Sales | 0 | 0 | 0 | 0 | 0 | 0 | 0 | 0 | 0 | 0 | 0 | 0 | 0 | 0 | 0 | 0 | 0 | 0 | 0 | 0 | 0 | 0 | 0 | 0 | 0 | 0 | 0
F6_Industrial_Industrial - ID_Existing_Process_Natural Gas_Process Boiler_E6 | F6 | Industrial | Industrial - ID | Existing | Process | Natural Gas | Process Boiler | E6 | Utility - Value of Sales | 0 | 0 | 0 | 0 | 0 | 0 | 0 | 0 | 0 | 0 | 0 | 0 | 0 | 0 | 0 | 0 | 0 | 0 | 0 | 0 | 0 | 0 | 0 | 0 | 0 | 0 | 0
F6_Industrial_Industrial - ID_Existing_Process_Natural Gas_Process Boiler_E7 | F6 | Industrial | Industrial - ID | Existing | Process | Natural Gas | Process Boiler | E7 | Utility - Value of Sales | 0 | 0 | 0 | 0 | 0 | 0 | 0 | 0 | 0 | 0 | 0 | 0 | 0 | 0 | 0 | 0 | 0 | 0 | 0 | 0 | 0 | 0 | 0 | 0 | 0 | 0 | 0
F6_Industrial_Industrial - ID_Existing_Process_Natural Gas_Process Boiler_E8 | F6 | Industrial | Industrial - ID | Existing | Process | Natural Gas | Process Boiler | E8 | Utility - Value of Sales | 0 | 0 | 0 | 0 | 0 | 0 | 0 | 0 | 0 | 0 | 0 | 0 | 0 | 0 | 0 | 0 | 0 | 0 | 0 | 0 | 0 | 0 | 0 | 0 | 0 | 0 | 0
F6_Industrial_Industrial - ID_Existing_Process_Natural Gas_Process Boiler_E9 | F6 | Industrial | Industrial - ID | Existing | Process | Natural Gas | Process Boiler | E9 | Utility - Value of Sales | 0 | 0 | 0 | 0 | 0 | 0 | 0 | 0 | 0 | 0 | 0 | 0 | 0 | 0 | 0 | 0 | 0 | 0 | 0 | 0 | 0 | 0 | 0 | 0 | 0 | 0 | 0
F6_Industrial_Industrial - ID_Existing_Process_Natural Gas_Process Boiler_E10 | F6 | Industrial | Industrial - ID | Existing | Process | Natural Gas | Process Boiler | E10 | Utility - Value of Sales | 0 | 0 | 0 | 0 | 0 | 0 | 0 | 0 | 0 | 0 | 0 | 0 | 0 | 0 | 0 | 0 | 0 | 0 | 0 | 0 | 0 | 0 | 0 | 0 | 0 | 0 | 0
F1_Industrial_Industrial - ID_Existing_Process_Natural Gas_Process Heating_E1 | F1 | Industrial | Industrial - ID | Existing | Process | Natural Gas | Process Heating | E1 | RVT - Cost of Equipment | 245.6157 | 245.6157 | 245.6157 | 245.6157 | 245.6157 | 245.6157 | 245.6157 | 245.6157 | 245.6157 | 245.6157 | 245.6157 | 245.6157 | 245.6157 | 245.6157 | 245.6157 | 245.6157 | 245.6157 | 245.6157 | 245.6157 | 245.6157 | 245.6157 | 245.6157 | 245.6157 | 245.6157 | 245.6157 | 245.6157 | 245.6157
F1_Industrial_Industrial - ID_Existing_Process_Natural Gas_Process Heating_E2 | F1 | Industrial | Industrial - ID | Existing | Process | Natural Gas | Process Heating | E2 | RVT - Cost of Equipment | 0 | 0 | 0 | 0 | 0 | 0 | 0 | 0 | 0 | 0 | 0 | 0 | 0 | 0 | 0 | 0 | 0 | 0 | 0 | 0 | 0 | 0 | 0 | 0 | 0 | 0 | 0
F1_Industrial_Industrial - ID_Existing_Process_Natural Gas_Process Heating_E3 | F1 | Industrial | Industrial - ID | Existing | Process | Natural Gas | Process Heating | E3 | RVT - Cost of Equipment | 0 | 0 | 0 | 0 | 0 | 0 | 0 | 0 | 0 | 0 | 0 | 0 | 0 | 0 | 0 | 0 | 0 | 0 | 0 | 0 | 0 | 0 | 0 | 0 | 0 | 0 | 0
F1_Industrial_Industrial - ID_Existing_Process_Natural Gas_Process Heating_E4 | F1 | Industrial | Industrial - ID | Existing | Process | Natural Gas | Process Heating | E4 | RVT - Cost of Equipment | 0 | 0 | 0 | 0 | 0 | 0 | 0 | 0 | 0 | 0 | 0 | 0 | 0 | 0 | 0 | 0 | 0 | 0 | 0 | 0 | 0 | 0 | 0 | 0 | 0 | 0 | 0
F1_Industrial_Industrial - ID_Existing_Process_Natural Gas_Process Heating_E5 | F1 | Industrial | Industrial - ID | Existing | Process | Natural Gas | Process Heating | E5 | RVT - Cost of Equipment | 0 | 0 | 0 | 0 | 0 | 0 | 0 | 0 | 0 | 0 | 0 | 0 | 0 | 0 | 0 | 0 | 0 | 0 | 0 | 0 | 0 | 0 | 0 | 0 | 0 | 0 | 0
F1_Industrial_Industrial - ID_Existing_Process_Natural Gas_Process Heating_E6 | F1 | Industrial | Industrial - ID | Existing | Process | Natural Gas | Process Heating | E6 | RVT - Cost of Equipment | 0 | 0 | 0 | 0 | 0 | 0 | 0 | 0 | 0 | 0 | 0 | 0 | 0 | 0 | 0 | 0 | 0 | 0 | 0 | 0 | 0 | 0 | 0 | 0 | 0 | 0 | 0
F1_Industrial_Industrial - ID_Existing_Process_Natural Gas_Process Heating_E7 | F1 | Industrial | Industrial - ID | Existing | Process | Natural Gas | Process Heating | E7 | RVT - Cost of Equipment | 0 | 0 | 0 | 0 | 0 | 0 | 0 | 0 | 0 | 0 | 0 | 0 | 0 | 0 | 0 | 0 | 0 | 0 | 0 | 0 | 0 | 0 | 0 | 0 | 0 | 0 | 0
F1_Industrial_Industrial - ID_Existing_Process_Natural Gas_Process Heating_E8 | F1 | Industrial | Industrial - ID | Existing | Process | Natural Gas | Process Heating | E8 | RVT - Cost of Equipment | 0 | 0 | 0 | 0 | 0 | 0 | 0 | 0 | 0 | 0 | 0 | 0 | 0 | 0 | 0 | 0 | 0 | 0 | 0 | 0 | 0 | 0 | 0 | 0 | 0 | 0 | 0
F1_Industrial_Industrial - ID_Existing_Process_Natural Gas_Process Heating_E9 | F1 | Industrial | Industrial - ID | Existing | Process | Natural Gas | Process Heating | E9 | RVT - Cost of Equipment | 0 | 0 | 0 | 0 | 0 | 0 | 0 | 0 | 0 | 0 | 0 | 0 | 0 | 0 | 0 | 0 | 0 | 0 | 0 | 0 | 0 | 0 | 0 | 0 | 0 | 0 | 0
F1_Industrial_Industrial - ID_Existing_Process_Natural Gas_Process Heating_E10 | F1 | Industrial | Industrial - ID | Existing | Process | Natural Gas | Process Heating | E10 | RVT - Cost of Equipment | 0 | 0 | 0 | 0 | 0 | 0 | 0 | 0 | 0 | 0 | 0 | 0 | 0 | 0 | 0 | 0 | 0 | 0 | 0 | 0 | 0 | 0 | 0 | 0 | 0 | 0 | 0
F2_Industrial_Industrial - ID_Existing_Process_Natural Gas_Process Heating_E1 | F2 | Industrial | Industrial - ID | Existing | Process | Natural Gas | Process Heating | E1 | RVT - Cost of Operation | 0 | 0 | 0 | 0 | 0 | 0 | 0 | 0 | 0 | 0 | 0 | 0 | 0 | 0 | 0 | 0 | 0 | 0 | 0 | 0 | 0 | 0 | 0 | 0 | 0 | 0 | 0
F2_Industrial_Industrial - ID_Existing_Process_Natural Gas_Process Heating_E2 | F2 | Industrial | Industrial - ID | Existing | Process | Natural Gas | Process Heating | E2 | RVT - Cost of Operation | 0 | 0 | 0 | 0 | 0 | 0 | 0 | 0 | 0 | 0 | 0 | 0 | 0 | 0 | 0 | 0 | 0 | 0 | 0 | 0 | 0 | 0 | 0 | 0 | 0 | 0 | 0
F2_Industrial_Industrial - ID_Existing_Process_Natural Gas_Process Heating_E3 | F2 | Industrial | Industrial - ID | Existing | Process | Natural Gas | Process Heating | E3 | RVT - Cost of Operation | 0 | 0 | 0 | 0 | 0 | 0 | 0 | 0 | 0 | 0 | 0 | 0 | 0 | 0 | 0 | 0 | 0 | 0 | 0 | 0 | 0 | 0 | 0 | 0 | 0 | 0 | 0
F2_Industrial_Industrial - ID_Existing_Process_Natural Gas_Process Heating_E4 | F2 | Industrial | Industrial - ID | Existing | Process | Natural Gas | Process Heating | E4 | RVT - Cost of Operation | 0 | 0 | 0 | 0 | 0 | 0 | 0 | 0 | 0 | 0 | 0 | 0 | 0 | 0 | 0 | 0 | 0 | 0 | 0 | 0 | 0 | 0 | 0 | 0 | 0 | 0 | 0
F2_Industrial_Industrial - ID_Existing_Process_Natural Gas_Process Heating_E5 | F2 | Industrial | Industrial - ID | Existing | Process | Natural Gas | Process Heating | E5 | RVT - Cost of Operation | 0 | 0 | 0 | 0 | 0 | 0 | 0 | 0 | 0 | 0 | 0 | 0 | 0 | 0 | 0 | 0 | 0 | 0 | 0 | 0 | 0 | 0 | 0 | 0 | 0 | 0 | 0
F2_Industrial_Industrial - ID_Existing_Process_Natural Gas_Process Heating_E6 | F2 | Industrial | Industrial - ID | Existing | Process | Natural Gas | Process Heating | E6 | RVT - Cost of Operation | 0 | 0 | 0 | 0 | 0 | 0 | 0 | 0 | 0 | 0 | 0 | 0 | 0 | 0 | 0 | 0 | 0 | 0 | 0 | 0 | 0 | 0 | 0 | 0 | 0 | 0 | 0
F2_Industrial_Industrial - ID_Existing_Process_Natural Gas_Process Heating_E7 | F2 | Industrial | Industrial - ID | Existing | Process | Natural Gas | Process Heating | E7 | RVT - Cost of Operation | 0 | 0 | 0 | 0 | 0 | 0 | 0 | 0 | 0 | 0 | 0 | 0 | 0 | 0 | 0 | 0 | 0 | 0 | 0 | 0 | 0 | 0 | 0 | 0 | 0 | 0 | 0
F2_Industrial_Industrial - ID_Existing_Process_Natural Gas_Process Heating_E8 | F2 | Industrial | Industrial - ID | Existing | Process | Natural Gas | Process Heating | E8 | RVT - Cost of Operation | 0 | 0 | 0 | 0 | 0 | 0 | 0 | 0 | 0 | 0 | 0 | 0 | 0 | 0 | 0 | 0 | 0 | 0 | 0 | 0 | 0 | 0 | 0 | 0 | 0 | 0 | 0
F2_Industrial_Industrial - ID_Existing_Process_Natural Gas_Process Heating_E9 | F2 | Industrial | Industrial - ID | Existing | Process | Natural Gas | Process Heating | E9 | RVT - Cost of Operation | 0 | 0 | 0 | 0 | 0 | 0 | 0 | 0 | 0 | 0 | 0 | 0 | 0 | 0 | 0 | 0 | 0 | 0 | 0 | 0 | 0 | 0 | 0 | 0 | 0 | 0 | 0
F2_Industrial_Industrial - ID_Existing_Process_Natural Gas_Process Heating_E10 | F2 | Industrial | Industrial - ID | Existing | Process | Natural Gas | Process Heating | E10 | RVT - Cost of Operation | 0 | 0 | 0 | 0 | 0 | 0 | 0 | 0 | 0 | 0 | 0 | 0 | 0 | 0 | 0 | 0 | 0 | 0 | 0 | 0 | 0 | 0 | 0 | 0 | 0 | 0 | 0
F3_Industrial_Industrial - ID_Existing_Process_Natural Gas_Process Heating_E1 | F3 | Industrial | Industrial - ID | Existing | Process | Natural Gas | Process Heating | E1 | System - kBTUs of Consumption | 93970.2823 | 93970.2823 | 93970.2823 | 93970.2823 | 93970.2823 | 93970.2823 | 93970.2823 | 93970.2823 | 93970.2823 | 93970.2823 | 93970.2823 | 93970.2823 | 93970.2823 | 93970.2823 | 93970.2823 | 93970.2823 | 93970.2823 | 93970.2823 | 93970.2823 | 93970.2823 | 93970.2823 | 93970.2823 | 93970.2823 | 93970.2823 | 93970.2823 | 93970.2823 | 93970.2823
F3_Industrial_Industrial - ID_Existing_Process_Natural Gas_Process Heating_E2 | F3 | Industrial | Industrial - ID | Existing | Process | Natural Gas | Process Heating | E2 | System - kBTUs of Consumption | 0 | 0 | 0 | 0 | 0 | 0 | 0 | 0 | 0 | 0 | 0 | 0 | 0 | 0 | 0 | 0 | 0 | 0 | 0 | 0 | 0 | 0 | 0 | 0 | 0 | 0 | 0
F3_Industrial_Industrial - ID_Existing_Process_Natural Gas_Process Heating_E3 | F3 | Industrial | Industrial - ID | Existing | Process | Natural Gas | Process Heating | E3 | System - kBTUs of Consumption | 0 | 0 | 0 | 0 | 0 | 0 | 0 | 0 | 0 | 0 | 0 | 0 | 0 | 0 | 0 | 0 | 0 | 0 | 0 | 0 | 0 | 0 | 0 | 0 | 0 | 0 | 0
F3_Industrial_Industrial - ID_Existing_Process_Natural Gas_Process Heating_E4 | F3 | Industrial | Industrial - ID | Existing | Process | Natural Gas | Process Heating | E4 | System - kBTUs of Consumption | 0 | 0 | 0 | 0 | 0 | 0 | 0 | 0 | 0 | 0 | 0 | 0 | 0 | 0 | 0 | 0 | 0 | 0 | 0 | 0 | 0 | 0 | 0 | 0 | 0 | 0 | 0
F3_Industrial_Industrial - ID_Existing_Process_Natural Gas_Process Heating_E5 | F3 | Industrial | Industrial - ID | Existing | Process | Natural Gas | Process Heating | E5 | System - kBTUs of Consumption | 0 | 0 | 0 | 0 | 0 | 0 | 0 | 0 | 0 | 0 | 0 | 0 | 0 | 0 | 0 | 0 | 0 | 0 | 0 | 0 | 0 | 0 | 0 | 0 | 0 | 0 | 0
F3_Industrial_Industrial - ID_Existing_Process_Natural Gas_Process Heating_E6 | F3 | Industrial | Industrial - ID | Existing | Process | Natural Gas | Process Heating | E6 | System - kBTUs of Consumption | 0 | 0 | 0 | 0 | 0 | 0 | 0 | 0 | 0 | 0 | 0 | 0 | 0 | 0 | 0 | 0 | 0 | 0 | 0 | 0 | 0 | 0 | 0 | 0 | 0 | 0 | 0
F3_Industrial_Industrial - ID_Existing_Process_Natural Gas_Process Heating_E7 | F3 | Industrial | Industrial - ID | Existing | Process | Natural Gas | Process Heating | E7 | System - kBTUs of Consumption | 0 | 0 | 0 | 0 | 0 | 0 | 0 | 0 | 0 | 0 | 0 | 0 | 0 | 0 | 0 | 0 | 0 | 0 | 0 | 0 | 0 | 0 | 0 | 0 | 0 | 0 | 0
F3_Industrial_Industrial - ID_Existing_Process_Natural Gas_Process Heating_E8 | F3 | Industrial | Industrial - ID | Existing | Process | Natural Gas | Process Heating | E8 | System - kBTUs of Consumption | 0 | 0 | 0 | 0 | 0 | 0 | 0 | 0 | 0 | 0 | 0 | 0 | 0 | 0 | 0 | 0 | 0 | 0 | 0 | 0 | 0 | 0 | 0 | 0 | 0 | 0 | 0
F3_Industrial_Industrial - ID_Existing_Process_Natural Gas_Process Heating_E9 | F3 | Industrial | Industrial - ID | Existing | Process | Natural Gas | Process Heating | E9 | System - kBTUs of Consumption | 0 | 0 | 0 | 0 | 0 | 0 | 0 | 0 | 0 | 0 | 0 | 0 | 0 | 0 | 0 | 0 | 0 | 0 | 0 | 0 | 0 | 0 | 0 | 0 | 0 | 0 | 0
F3_Industrial_Industrial - ID_Existing_Process_Natural Gas_Process Heating_E10 | F3 | Industrial | Industrial - ID | Existing | Process | Natural Gas | Process Heating | E10 | System - kBTUs of Consumption | 0 | 0 | 0 | 0 | 0 | 0 | 0 | 0 | 0 | 0 | 0 | 0 | 0 | 0 | 0 | 0 | 0 | 0 | 0 | 0 | 0 | 0 | 0 | 0 | 0 | 0 | 0
F4_Industrial_Industrial - ID_Existing_Process_Natural Gas_Process Heating_E1 | F4 | Industrial | Industrial - ID | Existing | Process | Natural Gas | Process Heating | E1 | Utility - Cost of Equipment | 245.6157 | 245.6157 | 245.6157 | 245.6157 | 245.6157 | 245.6157 | 245.6157 | 245.6157 | 245.6157 | 245.6157 | 245.6157 | 245.6157 | 245.6157 | 245.6157 | 245.6157 | 245.6157 | 245.6157 | 245.6157 | 245.6157 | 245.6157 | 245.6157 | 245.6157 | 245.6157 | 245.6157 | 245.6157 | 245.6157 | 245.6157
F4_Industrial_Industrial - ID_Existing_Process_Natural Gas_Process Heating_E2 | F4 | Industrial | Industrial - ID | Existing | Process | Natural Gas | Process Heating | E2 | Utility - Cost of Equipment | 0 | 0 | 0 | 0 | 0 | 0 | 0 | 0 | 0 | 0 | 0 | 0 | 0 | 0 | 0 | 0 | 0 | 0 | 0 | 0 | 0 | 0 | 0 | 0 | 0 | 0 | 0
F4_Industrial_Industrial - ID_Existing_Process_Natural Gas_Process Heating_E3 | F4 | Industrial | Industrial - ID | Existing | Process | Natural Gas | Process Heating | E3 | Utility - Cost of Equipment | 0 | 0 | 0 | 0 | 0 | 0 | 0 | 0 | 0 | 0 | 0 | 0 | 0 | 0 | 0 | 0 | 0 | 0 | 0 | 0 | 0 | 0 | 0 | 0 | 0 | 0 | 0
F4_Industrial_Industrial - ID_Existing_Process_Natural Gas_Process Heating_E4 | F4 | Industrial | Industrial - ID | Existing | Process | Natural Gas | Process Heating | E4 | Utility - Cost of Equipment | 0 | 0 | 0 | 0 | 0 | 0 | 0 | 0 | 0 | 0 | 0 | 0 | 0 | 0 | 0 | 0 | 0 | 0 | 0 | 0 | 0 | 0 | 0 | 0 | 0 | 0 | 0
F4_Industrial_Industrial - ID_Existing_Process_Natural Gas_Process Heating_E5 | F4 | Industrial | Industrial - ID | Existing | Process | Natural Gas | Process Heating | E5 | Utility - Cost of Equipment | 0 | 0 | 0 | 0 | 0 | 0 | 0 | 0 | 0 | 0 | 0 | 0 | 0 | 0 | 0 | 0 | 0 | 0 | 0 | 0 | 0 | 0 | 0 | 0 | 0 | 0 | 0
F4_Industrial_Industrial - ID_Existing_Process_Natural Gas_Process Heating_E6 | F4 | Industrial | Industrial - ID | Existing | Process | Natural Gas | Process Heating | E6 | Utility - Cost of Equipment | 0 | 0 | 0 | 0 | 0 | 0 | 0 | 0 | 0 | 0 | 0 | 0 | 0 | 0 | 0 | 0 | 0 | 0 | 0 | 0 | 0 | 0 | 0 | 0 | 0 | 0 | 0
F4_Industrial_Industrial - ID_Existing_Process_Natural Gas_Process Heating_E7 | F4 | Industrial | Industrial - ID | Existing | Process | Natural Gas | Process Heating | E7 | Utility - Cost of Equipment | 0 | 0 | 0 | 0 | 0 | 0 | 0 | 0 | 0 | 0 | 0 | 0 | 0 | 0 | 0 | 0 | 0 | 0 | 0 | 0 | 0 | 0 | 0 | 0 | 0 | 0 | 0
F4_Industrial_Industrial - ID_Existing_Process_Natural Gas_Process Heating_E8 | F4 | Industrial | Industrial - ID | Existing | Process | Natural Gas | Process Heating | E8 | Utility - Cost of Equipment | 0 | 0 | 0 | 0 | 0 | 0 | 0 | 0 | 0 | 0 | 0 | 0 | 0 | 0 | 0 | 0 | 0 | 0 | 0 | 0 | 0 | 0 | 0 | 0 | 0 | 0 | 0
F4_Industrial_Industrial - ID_Existing_Process_Natural Gas_Process Heating_E9 | F4 | Industrial | Industrial - ID | Existing | Process | Natural Gas | Process Heating | E9 | Utility - Cost of Equipment | 0 | 0 | 0 | 0 | 0 | 0 | 0 | 0 | 0 | 0 | 0 | 0 | 0 | 0 | 0 | 0 | 0 | 0 | 0 | 0 | 0 | 0 | 0 | 0 | 0 | 0 | 0
F4_Industrial_Industrial - ID_Existing_Process_Natural Gas_Process Heating_E10 | F4 | Industrial | Industrial - ID | Existing | Process | Natural Gas | Process Heating | E10 | Utility - Cost of Equipment | 0 | 0 | 0 | 0 | 0 | 0 | 0 | 0 | 0 | 0 | 0 | 0 | 0 | 0 | 0 | 0 | 0 | 0 | 0 | 0 | 0 | 0 | 0 | 0 | 0 | 0 | 0
F5_Industrial_Industrial - ID_Existing_Process_Natural Gas_Process Heating_E1 | F5 | Industrial | Industrial - ID | Existing | Process | Natural Gas | Process Heating | E1 | Utility - Cost of Operation | 521.0306 | 477.9408 | 423.3537 | 360.6399 | 326.3616 | 311.3284 | 308.9905 | 314.1252 | 323.0225 | 333.0943 | 340.1689 | 347.2749 | 355.06 | 361.5632 | 367.8989 | 374.3482 | 380.8847 | 388.4645 | 396.1491 | 402.9014 | 407.6555 | 412.1205 | 417.1126 | 419.0438 | 420.7519 | 422.8144 | 424.8871
F5_Industrial_Industrial - ID_Existing_Process_Natural Gas_Process Heating_E2 | F5 | Industrial | Industrial - ID | Existing | Process | Natural Gas | Process Heating | E2 | Utility - Cost of Operation | 0 | 0 | 0 | 0 | 0 | 0 | 0 | 0 | 0 | 0 | 0 | 0 | 0 | 0 | 0 | 0 | 0 | 0 | 0 | 0 | 0 | 0 | 0 | 0 | 0 | 0 | 0
F5_Industrial_Industrial - ID_Existing_Process_Natural Gas_Process Heating_E3 | F5 | Industrial | Industrial - ID | Existing | Process | Natural Gas | Process Heating | E3 | Utility - Cost of Operation | 0 | 0 | 0 | 0 | 0 | 0 | 0 | 0 | 0 | 0 | 0 | 0 | 0 | 0 | 0 | 0 | 0 | 0 | 0 | 0 | 0 | 0 | 0 | 0 | 0 | 0 | 0
F5_Industrial_Industrial - ID_Existing_Process_Natural Gas_Process Heating_E4 | F5 | Industrial | Industrial - ID | Existing | Process | Natural Gas | Process Heating | E4 | Utility - Cost of Operation | 0 | 0 | 0 | 0 | 0 | 0 | 0 | 0 | 0 | 0 | 0 | 0 | 0 | 0 | 0 | 0 | 0 | 0 | 0 | 0 | 0 | 0 | 0 | 0 | 0 | 0 | 0
F5_Industrial_Industrial - ID_Existing_Process_Natural Gas_Process Heating_E5 | F5 | Industrial | Industrial - ID | Existing | Process | Natural Gas | Process Heating | E5 | Utility - Cost of Operation | 0 | 0 | 0 | 0 | 0 | 0 | 0 | 0 | 0 | 0 | 0 | 0 | 0 | 0 | 0 | 0 | 0 | 0 | 0 | 0 | 0 | 0 | 0 | 0 | 0 | 0 | 0
F5_Industrial_Industrial - ID_Existing_Process_Natural Gas_Process Heating_E6 | F5 | Industrial | Industrial - ID | Existing | Process | Natural Gas | Process Heating | E6 | Utility - Cost of Operation | 0 | 0 | 0 | 0 | 0 | 0 | 0 | 0 | 0 | 0 | 0 | 0 | 0 | 0 | 0 | 0 | 0 | 0 | 0 | 0 | 0 | 0 | 0 | 0 | 0 | 0 | 0
F5_Industrial_Industrial - ID_Existing_Process_Natural Gas_Process Heating_E7 | F5 | Industrial | Industrial - ID | Existing | Process | Natural Gas | Process Heating | E7 | Utility - Cost of Operation | 0 | 0 | 0 | 0 | 0 | 0 | 0 | 0 | 0 | 0 | 0 | 0 | 0 | 0 | 0 | 0 | 0 | 0 | 0 | 0 | 0 | 0 | 0 | 0 | 0 | 0 | 0
F5_Industrial_Industrial - ID_Existing_Process_Natural Gas_Process Heating_E8 | F5 | Industrial | Industrial - ID | Existing | Process | Natural Gas | Process Heating | E8 | Utility - Cost of Operation | 0 | 0 | 0 | 0 | 0 | 0 | 0 | 0 | 0 | 0 | 0 | 0 | 0 | 0 | 0 | 0 | 0 | 0 | 0 | 0 | 0 | 0 | 0 | 0 | 0 | 0 | 0
F5_Industrial_Industrial - ID_Existing_Process_Natural Gas_Process Heating_E9 | F5 | Industrial | Industrial - ID | Existing | Process | Natural Gas | Process Heating | E9 | Utility - Cost of Operation | 0 | 0 | 0 | 0 | 0 | 0 | 0 | 0 | 0 | 0 | 0 | 0 | 0 | 0 | 0 | 0 | 0 | 0 | 0 | 0 | 0 | 0 | 0 | 0 | 0 | 0 | 0
F5_Industrial_Industrial - ID_Existing_Process_Natural Gas_Process Heating_E10 | F5 | Industrial | Industrial - ID | Existing | Process | Natural Gas | Process Heating | E10 | Utility - Cost of Operation | 0 | 0 | 0 | 0 | 0 | 0 | 0 | 0 | 0 | 0 | 0 | 0 | 0 | 0 | 0 | 0 | 0 | 0 | 0 | 0 | 0 | 0 | 0 | 0 | 0 | 0 | 0
F6_Industrial_Industrial - ID_Existing_Process_Natural Gas_Process Heating_E1 | F6 | Industrial | Industrial - ID | Existing | Process | Natural Gas | Process Heating | E1 | Utility - Value of Sales | 0 | 0 | 0 | 0 | 0 | 0 | 0 | 0 | 0 | 0 | 0 | 0 | 0 | 0 | 0 | 0 | 0 | 0 | 0 | 0 | 0 | 0 | 0 | 0 | 0 | 0 | 0
F6_Industrial_Industrial - ID_Existing_Process_Natural Gas_Process Heating_E2 | F6 | Industrial | Industrial - ID | Existing | Process | Natural Gas | Process Heating | E2 | Utility - Value of Sales | 0 | 0 | 0 | 0 | 0 | 0 | 0 | 0 | 0 | 0 | 0 | 0 | 0 | 0 | 0 | 0 | 0 | 0 | 0 | 0 | 0 | 0 | 0 | 0 | 0 | 0 | 0
F6_Industrial_Industrial - ID_Existing_Process_Natural Gas_Process Heating_E3 | F6 | Industrial | Industrial - ID | Existing | Process | Natural Gas | Process Heating | E3 | Utility - Value of Sales | 0 | 0 | 0 | 0 | 0 | 0 | 0 | 0 | 0 | 0 | 0 | 0 | 0 | 0 | 0 | 0 | 0 | 0 | 0 | 0 | 0 | 0 | 0 | 0 | 0 | 0 | 0
F6_Industrial_Industrial - ID_Existing_Process_Natural Gas_Process Heating_E4 | F6 | Industrial | Industrial - ID | Existing | Process | Natural Gas | Process Heating | E4 | Utility - Value of Sales | 0 | 0 | 0 | 0 | 0 | 0 | 0 | 0 | 0 | 0 | 0 | 0 | 0 | 0 | 0 | 0 | 0 | 0 | 0 | 0 | 0 | 0 | 0 | 0 | 0 | 0 | 0
F6_Industrial_Industrial - ID_Existing_Process_Natural Gas_Process Heating_E5 | F6 | Industrial | Industrial - ID | Existing | Process | Natural Gas | Process Heating | E5 | Utility - Value of Sales | 0 | 0 | 0 | 0 | 0 | 0 | 0 | 0 | 0 | 0 | 0 | 0 | 0 | 0 | 0 | 0 | 0 | 0 | 0 | 0 | 0 | 0 | 0 | 0 | 0 | 0 | 0
F6_Industrial_Industrial - ID_Existing_Process_Natural Gas_Process Heating_E6 | F6 | Industrial | Industrial - ID | Existing | Process | Natural Gas | Process Heating | E6 | Utility - Value of Sales | 0 | 0 | 0 | 0 | 0 | 0 | 0 | 0 | 0 | 0 | 0 | 0 | 0 | 0 | 0 | 0 | 0 | 0 | 0 | 0 | 0 | 0 | 0 | 0 | 0 | 0 | 0
F6_Industrial_Industrial - ID_Existing_Process_Natural Gas_Process Heating_E7 | F6 | Industrial | Industrial - ID | Existing | Process | Natural Gas | Process Heating | E7 | Utility - Value of Sales | 0 | 0 | 0 | 0 | 0 | 0 | 0 | 0 | 0 | 0 | 0 | 0 | 0 | 0 | 0 | 0 | 0 | 0 | 0 | 0 | 0 | 0 | 0 | 0 | 0 | 0 | 0
F6_Industrial_Industrial - ID_Existing_Process_Natural Gas_Process Heating_E8 | F6 | Industrial | Industrial - ID | Existing | Process | Natural Gas | Process Heating | E8 | Utility - Value of Sales | 0 | 0 | 0 | 0 | 0 | 0 | 0 | 0 | 0 | 0 | 0 | 0 | 0 | 0 | 0 | 0 | 0 | 0 | 0 | 0 | 0 | 0 | 0 | 0 | 0 | 0 | 0
F6_Industrial_Industrial - ID_Existing_Process_Natural Gas_Process Heating_E9 | F6 | Industrial | Industrial - ID | Existing | Process | Natural Gas | Process Heating | E9 | Utility - Value of Sales | 0 | 0 | 0 | 0 | 0 | 0 | 0 | 0 | 0 | 0 | 0 | 0 | 0 | 0 | 0 | 0 | 0 | 0 | 0 | 0 | 0 | 0 | 0 | 0 | 0 | 0 | 0
F6_Industrial_Industrial - ID_Existing_Process_Natural Gas_Process Heating_E10 | F6 | Industrial | Industrial - ID | Existing | Process | Natural Gas | Process Heating | E10 | Utility - Value of Sales | 0 | 0 | 0 | 0 | 0 | 0 | 0 | 0 | 0 | 0 | 0 | 0 | 0 | 0 | 0 | 0 | 0 | 0 | 0 | 0 | 0 | 0 | 0 | 0 | 0 | 0 | 0
F1_Industrial_Industrial - ID_Existing_Process_Natural Gas_Process Cooling_E1 | F1 | Industrial | Industrial - ID | Existing | Process | Natural Gas | Process Cooling | E1 | RVT - Cost of Equipment | 2.3817 | 2.3817 | 2.3817 | 2.3817 | 2.3817 | 2.3817 | 2.3817 | 2.3817 | 2.3817 | 2.3817 | 2.3817 | 2.3817 | 2.3817 | 2.3817 | 2.3817 | 2.3817 | 2.3817 | 2.3817 | 2.3817 | 2.3817 | 2.3817 | 2.3817 | 2.3817 | 2.3817 | 2.3817 | 2.3817 | 2.3817
F1_Industrial_Industrial - ID_Existing_Process_Natural Gas_Process Cooling_E2 | F1 | Industrial | Industrial - ID | Existing | Process | Natural Gas | Process Cooling | E2 | RVT - Cost of Equipment | 0 | 0 | 0 | 0 | 0 | 0 | 0 | 0 | 0 | 0 | 0 | 0 | 0 | 0 | 0 | 0 | 0 | 0 | 0 | 0 | 0 | 0 | 0 | 0 | 0 | 0 | 0
F1_Industrial_Industrial - ID_Existing_Process_Natural Gas_Process Cooling_E3 | F1 | Industrial | Industrial - ID | Existing | Process | Natural Gas | Process Cooling | E3 | RVT - Cost of Equipment | 0 | 0 | 0 | 0 | 0 | 0 | 0 | 0 | 0 | 0 | 0 | 0 | 0 | 0 | 0 | 0 | 0 | 0 | 0 | 0 | 0 | 0 | 0 | 0 | 0 | 0 | 0
F1_Industrial_Industrial - ID_Existing_Process_Natural Gas_Process Cooling_E4 | F1 | Industrial | Industrial - ID | Existing | Process | Natural Gas | Process Cooling | E4 | RVT - Cost of Equipment | 0 | 0 | 0 | 0 | 0 | 0 | 0 | 0 | 0 | 0 | 0 | 0 | 0 | 0 | 0 | 0 | 0 | 0 | 0 | 0 | 0 | 0 | 0 | 0 | 0 | 0 | 0
F1_Industrial_Industrial - ID_Existing_Process_Natural Gas_Process Cooling_E5 | F1 | Industrial | Industrial - ID | Existing | Process | Natural Gas | Process Cooling | E5 | RVT - Cost of Equipment | 0 | 0 | 0 | 0 | 0 | 0 | 0 | 0 | 0 | 0 | 0 | 0 | 0 | 0 | 0 | 0 | 0 | 0 | 0 | 0 | 0 | 0 | 0 | 0 | 0 | 0 | 0
F1_Industrial_Industrial - ID_Existing_Process_Natural Gas_Process Cooling_E6 | F1 | Industrial | Industrial - ID | Existing | Process | Natural Gas | Process Cooling | E6 | RVT - Cost of Equipment | 0 | 0 | 0 | 0 | 0 | 0 | 0 | 0 | 0 | 0 | 0 | 0 | 0 | 0 | 0 | 0 | 0 | 0 | 0 | 0 | 0 | 0 | 0 | 0 | 0 | 0 | 0
F1_Industrial_Industrial - ID_Existing_Process_Natural Gas_Process Cooling_E7 | F1 | Industrial | Industrial - ID | Existing | Process | Natural Gas | Process Cooling | E7 | RVT - Cost of Equipment | 0 | 0 | 0 | 0 | 0 | 0 | 0 | 0 | 0 | 0 | 0 | 0 | 0 | 0 | 0 | 0 | 0 | 0 | 0 | 0 | 0 | 0 | 0 | 0 | 0 | 0 | 0
F1_Industrial_Industrial - ID_Existing_Process_Natural Gas_Process Cooling_E8 | F1 | Industrial | Industrial - ID | Existing | Process | Natural Gas | Process Cooling | E8 | RVT - Cost of Equipment | 0 | 0 | 0 | 0 | 0 | 0 | 0 | 0 | 0 | 0 | 0 | 0 | 0 | 0 | 0 | 0 | 0 | 0 | 0 | 0 | 0 | 0 | 0 | 0 | 0 | 0 | 0
F1_Industrial_Industrial - ID_Existing_Process_Natural Gas_Process Cooling_E9 | F1 | Industrial | Industrial - ID | Existing | Process | Natural Gas | Process Cooling | E9 | RVT - Cost of Equipment | 0 | 0 | 0 | 0 | 0 | 0 | 0 | 0 | 0 | 0 | 0 | 0 | 0 | 0 | 0 | 0 | 0 | 0 | 0 | 0 | 0 | 0 | 0 | 0 | 0 | 0 | 0
F1_Industrial_Industrial - ID_Existing_Process_Natural Gas_Process Cooling_E10 | F1 | Industrial | Industrial - ID | Existing | Process | Natural Gas | Process Cooling | E10 | RVT - Cost of Equipment | 0 | 0 | 0 | 0 | 0 | 0 | 0 | 0 | 0 | 0 | 0 | 0 | 0 | 0 | 0 | 0 | 0 | 0 | 0 | 0 | 0 | 0 | 0 | 0 | 0 | 0 | 0
F2_Industrial_Industrial - ID_Existing_Process_Natural Gas_Process Cooling_E1 | F2 | Industrial | Industrial - ID | Existing | Process | Natural Gas | Process Cooling | E1 | RVT - Cost of Operation | 0 | 0 | 0 | 0 | 0 | 0 | 0 | 0 | 0 | 0 | 0 | 0 | 0 | 0 | 0 | 0 | 0 | 0 | 0 | 0 | 0 | 0 | 0 | 0 | 0 | 0 | 0
F2_Industrial_Industrial - ID_Existing_Process_Natural Gas_Process Cooling_E2 | F2 | Industrial | Industrial - ID | Existing | Process | Natural Gas | Process Cooling | E2 | RVT - Cost of Operation | 0 | 0 | 0 | 0 | 0 | 0 | 0 | 0 | 0 | 0 | 0 | 0 | 0 | 0 | 0 | 0 | 0 | 0 | 0 | 0 | 0 | 0 | 0 | 0 | 0 | 0 | 0
F2_Industrial_Industrial - ID_Existing_Process_Natural Gas_Process Cooling_E3 | F2 | Industrial | Industrial - ID | Existing | Process | Natural Gas | Process Cooling | E3 | RVT - Cost of Operation | 0 | 0 | 0 | 0 | 0 | 0 | 0 | 0 | 0 | 0 | 0 | 0 | 0 | 0 | 0 | 0 | 0 | 0 | 0 | 0 | 0 | 0 | 0 | 0 | 0 | 0 | 0
F2_Industrial_Industrial - ID_Existing_Process_Natural Gas_Process Cooling_E4 | F2 | Industrial | Industrial - ID | Existing | Process | Natural Gas | Process Cooling | E4 | RVT - Cost of Operation | 0 | 0 | 0 | 0 | 0 | 0 | 0 | 0 | 0 | 0 | 0 | 0 | 0 | 0 | 0 | 0 | 0 | 0 | 0 | 0 | 0 | 0 | 0 | 0 | 0 | 0 | 0
F2_Industrial_Industrial - ID_Existing_Process_Natural Gas_Process Cooling_E5 | F2 | Industrial | Industrial - ID | Existing | Process | Natural Gas | Process Cooling | E5 | RVT - Cost of Operation | 0 | 0 | 0 | 0 | 0 | 0 | 0 | 0 | 0 | 0 | 0 | 0 | 0 | 0 | 0 | 0 | 0 | 0 | 0 | 0 | 0 | 0 | 0 | 0 | 0 | 0 | 0
F2_Industrial_Industrial - ID_Existing_Process_Natural Gas_Process Cooling_E6 | F2 | Industrial | Industrial - ID | Existing | Process | Natural Gas | Process Cooling | E6 | RVT - Cost of Operation | 0 | 0 | 0 | 0 | 0 | 0 | 0 | 0 | 0 | 0 | 0 | 0 | 0 | 0 | 0 | 0 | 0 | 0 | 0 | 0 | 0 | 0 | 0 | 0 | 0 | 0 | 0
F2_Industrial_Industrial - ID_Existing_Process_Natural Gas_Process Cooling_E7 | F2 | Industrial | Industrial - ID | Existing | Process | Natural Gas | Process Cooling | E7 | RVT - Cost of Operation | 0 | 0 | 0 | 0 | 0 | 0 | 0 | 0 | 0 | 0 | 0 | 0 | 0 | 0 | 0 | 0 | 0 | 0 | 0 | 0 | 0 | 0 | 0 | 0 | 0 | 0 | 0
F2_Industrial_Industrial - ID_Existing_Process_Natural Gas_Process Cooling_E8 | F2 | Industrial | Industrial - ID | Existing | Process | Natural Gas | Process Cooling | E8 | RVT - Cost of Operation | 0 | 0 | 0 | 0 | 0 | 0 | 0 | 0 | 0 | 0 | 0 | 0 | 0 | 0 | 0 | 0 | 0 | 0 | 0 | 0 | 0 | 0 | 0 | 0 | 0 | 0 | 0
F2_Industrial_Industrial - ID_Existing_Process_Natural Gas_Process Cooling_E9 | F2 | Industrial | Industrial - ID | Existing | Process | Natural Gas | Process Cooling | E9 | RVT - Cost of Operation | 0 | 0 | 0 | 0 | 0 | 0 | 0 | 0 | 0 | 0 | 0 | 0 | 0 | 0 | 0 | 0 | 0 | 0 | 0 | 0 | 0 | 0 | 0 | 0 | 0 | 0 | 0
F2_Industrial_Industrial - ID_Existing_Process_Natural Gas_Process Cooling_E10 | F2 | Industrial | Industrial - ID | Existing | Process | Natural Gas | Process Cooling | E10 | RVT - Cost of Operation | 0 | 0 | 0 | 0 | 0 | 0 | 0 | 0 | 0 | 0 | 0 | 0 | 0 | 0 | 0 | 0 | 0 | 0 | 0 | 0 | 0 | 0 | 0 | 0 | 0 | 0 | 0
F3_Industrial_Industrial - ID_Existing_Process_Natural Gas_Process Cooling_E1 | F3 | Industrial | Industrial - ID | Existing | Process | Natural Gas | Process Cooling | E1 | System - kBTUs of Consumption | 911.227 | 911.227 | 911.227 | 911.227 | 911.227 | 911.227 | 911.227 | 911.227 | 911.227 | 911.227 | 911.227 | 911.227 | 911.227 | 911.227 | 911.227 | 911.227 | 911.227 | 911.227 | 911.227 | 911.227 | 911.227 | 911.227 | 911.227 | 911.227 | 911.227 | 911.227 | 911.227
F3_Industrial_Industrial - ID_Existing_Process_Natural Gas_Process Cooling_E2 | F3 | Industrial | Industrial - ID | Existing | Process | Natural Gas | Process Cooling | E2 | System - kBTUs of Consumption | 0 | 0 | 0 | 0 | 0 | 0 | 0 | 0 | 0 | 0 | 0 | 0 | 0 | 0 | 0 | 0 | 0 | 0 | 0 | 0 | 0 | 0 | 0 | 0 | 0 | 0 | 0
F3_Industrial_Industrial - ID_Existing_Process_Natural Gas_Process Cooling_E3 | F3 | Industrial | Industrial - ID | Existing | Process | Natural Gas | Process Cooling | E3 | System - kBTUs of Consumption | 0 | 0 | 0 | 0 | 0 | 0 | 0 | 0 | 0 | 0 | 0 | 0 | 0 | 0 | 0 | 0 | 0 | 0 | 0 | 0 | 0 | 0 | 0 | 0 | 0 | 0 | 0
F3_Industrial_Industrial - ID_Existing_Process_Natural Gas_Process Cooling_E4 | F3 | Industrial | Industrial - ID | Existing | Process | Natural Gas | Process Cooling | E4 | System - kBTUs of Consumption | 0 | 0 | 0 | 0 | 0 | 0 | 0 | 0 | 0 | 0 | 0 | 0 | 0 | 0 | 0 | 0 | 0 | 0 | 0 | 0 | 0 | 0 | 0 | 0 | 0 | 0 | 0
F3_Industrial_Industrial - ID_Existing_Process_Natural Gas_Process Cooling_E5 | F3 | Industrial | Industrial - ID | Existing | Process | Natural Gas | Process Cooling | E5 | System - kBTUs of Consumption | 0 | 0 | 0 | 0 | 0 | 0 | 0 | 0 | 0 | 0 | 0 | 0 | 0 | 0 | 0 | 0 | 0 | 0 | 0 | 0 | 0 | 0 | 0 | 0 | 0 | 0 | 0
F3_Industrial_Industrial - ID_Existing_Process_Natural Gas_Process Cooling_E6 | F3 | Industrial | Industrial - ID | Existing | Process | Natural Gas | Process Cooling | E6 | System - kBTUs of Consumption | 0 | 0 | 0 | 0 | 0 | 0 | 0 | 0 | 0 | 0 | 0 | 0 | 0 | 0 | 0 | 0 | 0 | 0 | 0 | 0 | 0 | 0 | 0 | 0 | 0 | 0 | 0
F3_Industrial_Industrial - ID_Existing_Process_Natural Gas_Process Cooling_E7 | F3 | Industrial | Industrial - ID | Existing | Process | Natural Gas | Process Cooling | E7 | System - kBTUs of Consumption | 0 | 0 | 0 | 0 | 0 | 0 | 0 | 0 | 0 | 0 | 0 | 0 | 0 | 0 | 0 | 0 | 0 | 0 | 0 | 0 | 0 | 0 | 0 | 0 | 0 | 0 | 0
F3_Industrial_Industrial - ID_Existing_Process_Natural Gas_Process Cooling_E8 | F3 | Industrial | Industrial - ID | Existing | Process | Natural Gas | Process Cooling | E8 | System - kBTUs of Consumption | 0 | 0 | 0 | 0 | 0 | 0 | 0 | 0 | 0 | 0 | 0 | 0 | 0 | 0 | 0 | 0 | 0 | 0 | 0 | 0 | 0 | 0 | 0 | 0 | 0 | 0 | 0
F3_Industrial_Industrial - ID_Existing_Process_Natural Gas_Process Cooling_E9 | F3 | Industrial | Industrial - ID | Existing | Process | Natural Gas | Process Cooling | E9 | System - kBTUs of Consumption | 0 | 0 | 0 | 0 | 0 | 0 | 0 | 0 | 0 | 0 | 0 | 0 | 0 | 0 | 0 | 0 | 0 | 0 | 0 | 0 | 0 | 0 | 0 | 0 | 0 | 0 | 0
F3_Industrial_Industrial - ID_Existing_Process_Natural Gas_Process Cooling_E10 | F3 | Industrial | Industrial - ID | Existing | Process | Natural Gas | Process Cooling | E10 | System - kBTUs of Consumption | 0 | 0 | 0 | 0 | 0 | 0 | 0 | 0 | 0 | 0 | 0 | 0 | 0 | 0 | 0 | 0 | 0 | 0 | 0 | 0 | 0 | 0 | 0 | 0 | 0 | 0 | 0
F4_Industrial_Industrial - ID_Existing_Process_Natural Gas_Process Cooling_E1 | F4 | Industrial | Industrial - ID | Existing | Process | Natural Gas | Process Cooling | E1 | Utility - Cost of Equipment | 2.3817 | 2.3817 | 2.3817 | 2.3817 | 2.3817 | 2.3817 | 2.3817 | 2.3817 | 2.3817 | 2.3817 | 2.3817 | 2.3817 | 2.3817 | 2.3817 | 2.3817 | 2.3817 | 2.3817 | 2.3817 | 2.3817 | 2.3817 | 2.3817 | 2.3817 | 2.3817 | 2.3817 | 2.3817 | 2.3817 | 2.3817
F4_Industrial_Industrial - ID_Existing_Process_Natural Gas_Process Cooling_E2 | F4 | Industrial | Industrial - ID | Existing | Process | Natural Gas | Process Cooling | E2 | Utility - Cost of Equipment | 0 | 0 | 0 | 0 | 0 | 0 | 0 | 0 | 0 | 0 | 0 | 0 | 0 | 0 | 0 | 0 | 0 | 0 | 0 | 0 | 0 | 0 | 0 | 0 | 0 | 0 | 0
F4_Industrial_Industrial - ID_Existing_Process_Natural Gas_Process Cooling_E3 | F4 | Industrial | Industrial - ID | Existing | Process | Natural Gas | Process Cooling | E3 | Utility - Cost of Equipment | 0 | 0 | 0 | 0 | 0 | 0 | 0 | 0 | 0 | 0 | 0 | 0 | 0 | 0 | 0 | 0 | 0 | 0 | 0 | 0 | 0 | 0 | 0 | 0 | 0 | 0 | 0
F4_Industrial_Industrial - ID_Existing_Process_Natural Gas_Process Cooling_E4 | F4 | Industrial | Industrial - ID | Existing | Process | Natural Gas | Process Cooling | E4 | Utility - Cost of Equipment | 0 | 0 | 0 | 0 | 0 | 0 | 0 | 0 | 0 | 0 | 0 | 0 | 0 | 0 | 0 | 0 | 0 | 0 | 0 | 0 | 0 | 0 | 0 | 0 | 0 | 0 | 0
F4_Industrial_Industrial - ID_Existing_Process_Natural Gas_Process Cooling_E5 | F4 | Industrial | Industrial - ID | Existing | Process | Natural Gas | Process Cooling | E5 | Utility - Cost of Equipment | 0 | 0 | 0 | 0 | 0 | 0 | 0 | 0 | 0 | 0 | 0 | 0 | 0 | 0 | 0 | 0 | 0 | 0 | 0 | 0 | 0 | 0 | 0 | 0 | 0 | 0 | 0
F4_Industrial_Industrial - ID_Existing_Process_Natural Gas_Process Cooling_E6 | F4 | Industrial | Industrial - ID | Existing | Process | Natural Gas | Process Cooling | E6 | Utility - Cost of Equipment | 0 | 0 | 0 | 0 | 0 | 0 | 0 | 0 | 0 | 0 | 0 | 0 | 0 | 0 | 0 | 0 | 0 | 0 | 0 | 0 | 0 | 0 | 0 | 0 | 0 | 0 | 0
F4_Industrial_Industrial - ID_Existing_Process_Natural Gas_Process Cooling_E7 | F4 | Industrial | Industrial - ID | Existing | Process | Natural Gas | Process Cooling | E7 | Utility - Cost of Equipment | 0 | 0 | 0 | 0 | 0 | 0 | 0 | 0 | 0 | 0 | 0 | 0 | 0 | 0 | 0 | 0 | 0 | 0 | 0 | 0 | 0 | 0 | 0 | 0 | 0 | 0 | 0
F4_Industrial_Industrial - ID_Existing_Process_Natural Gas_Process Cooling_E8 | F4 | Industrial | Industrial - ID | Existing | Process | Natural Gas | Process Cooling | E8 | Utility - Cost of Equipment | 0 | 0 | 0 | 0 | 0 | 0 | 0 | 0 | 0 | 0 | 0 | 0 | 0 | 0 | 0 | 0 | 0 | 0 | 0 | 0 | 0 | 0 | 0 | 0 | 0 | 0 | 0
F4_Industrial_Industrial - ID_Existing_Process_Natural Gas_Process Cooling_E9 | F4 | Industrial | Industrial - ID | Existing | Process | Natural Gas | Process Cooling | E9 | Utility - Cost of Equipment | 0 | 0 | 0 | 0 | 0 | 0 | 0 | 0 | 0 | 0 | 0 | 0 | 0 | 0 | 0 | 0 | 0 | 0 | 0 | 0 | 0 | 0 | 0 | 0 | 0 | 0 | 0
F4_Industrial_Industrial - ID_Existing_Process_Natural Gas_Process Cooling_E10 | F4 | Industrial | Industrial - ID | Existing | Process | Natural Gas | Process Cooling | E10 | Utility - Cost of Equipment | 0 | 0 | 0 | 0 | 0 | 0 | 0 | 0 | 0 | 0 | 0 | 0 | 0 | 0 | 0 | 0 | 0 | 0 | 0 | 0 | 0 | 0 | 0 | 0 | 0 | 0 | 0
F5_Industrial_Industrial - ID_Existing_Process_Natural Gas_Process Cooling_E1 | F5 | Industrial | Industrial - ID | Existing | Process | Natural Gas | Process Cooling | E1 | Utility - Cost of Operation | 5.0524 | 4.6346 | 4.1052 | 3.4971 | 3.1647 | 3.0189 | 2.9963 | 3.0461 | 3.1323 | 3.23 | 3.2986 | 3.3675 | 3.443 | 3.5061 | 3.5675 | 3.63 | 3.6934 | 3.7669 | 3.8414 | 3.9069 | 3.953 | 3.9963 | 4.0447 | 4.0635 | 4.08 | 4.1 | 4.1201
F5_Industrial_Industrial - ID_Existing_Process_Natural Gas_Process Cooling_E2 | F5 | Industrial | Industrial - ID | Existing | Process | Natural Gas | Process Cooling | E2 | Utility - Cost of Operation | 0 | 0 | 0 | 0 | 0 | 0 | 0 | 0 | 0 | 0 | 0 | 0 | 0 | 0 | 0 | 0 | 0 | 0 | 0 | 0 | 0 | 0 | 0 | 0 | 0 | 0 | 0
F5_Industrial_Industrial - ID_Existing_Process_Natural Gas_Process Cooling_E3 | F5 | Industrial | Industrial - ID | Existing | Process | Natural Gas | Process Cooling | E3 | Utility - Cost of Operation | 0 | 0 | 0 | 0 | 0 | 0 | 0 | 0 | 0 | 0 | 0 | 0 | 0 | 0 | 0 | 0 | 0 | 0 | 0 | 0 | 0 | 0 | 0 | 0 | 0 | 0 | 0
F5_Industrial_Industrial - ID_Existing_Process_Natural Gas_Process Cooling_E4 | F5 | Industrial | Industrial - ID | Existing | Process | Natural Gas | Process Cooling | E4 | Utility - Cost of Operation | 0 | 0 | 0 | 0 | 0 | 0 | 0 | 0 | 0 | 0 | 0 | 0 | 0 | 0 | 0 | 0 | 0 | 0 | 0 | 0 | 0 | 0 | 0 | 0 | 0 | 0 | 0
F5_Industrial_Industrial - ID_Existing_Process_Natural Gas_Process Cooling_E5 | F5 | Industrial | Industrial - ID | Existing | Process | Natural Gas | Process Cooling | E5 | Utility - Cost of Operation | 0 | 0 | 0 | 0 | 0 | 0 | 0 | 0 | 0 | 0 | 0 | 0 | 0 | 0 | 0 | 0 | 0 | 0 | 0 | 0 | 0 | 0 | 0 | 0 | 0 | 0 | 0
F5_Industrial_Industrial - ID_Existing_Process_Natural Gas_Process Cooling_E6 | F5 | Industrial | Industrial - ID | Existing | Process | Natural Gas | Process Cooling | E6 | Utility - Cost of Operation | 0 | 0 | 0 | 0 | 0 | 0 | 0 | 0 | 0 | 0 | 0 | 0 | 0 | 0 | 0 | 0 | 0 | 0 | 0 | 0 | 0 | 0 | 0 | 0 | 0 | 0 | 0
F5_Industrial_Industrial - ID_Existing_Process_Natural Gas_Process Cooling_E7 | F5 | Industrial | Industrial - ID | Existing | Process | Natural Gas | Process Cooling | E7 | Utility - Cost of Operation | 0 | 0 | 0 | 0 | 0 | 0 | 0 | 0 | 0 | 0 | 0 | 0 | 0 | 0 | 0 | 0 | 0 | 0 | 0 | 0 | 0 | 0 | 0 | 0 | 0 | 0 | 0
F5_Industrial_Industrial - ID_Existing_Process_Natural Gas_Process Cooling_E8 | F5 | Industrial | Industrial - ID | Existing | Process | Natural Gas | Process Cooling | E8 | Utility - Cost of Operation | 0 | 0 | 0 | 0 | 0 | 0 | 0 | 0 | 0 | 0 | 0 | 0 | 0 | 0 | 0 | 0 | 0 | 0 | 0 | 0 | 0 | 0 | 0 | 0 | 0 | 0 | 0
F5_Industrial_Industrial - ID_Existing_Process_Natural Gas_Process Cooling_E9 | F5 | Industrial | Industrial - ID | Existing | Process | Natural Gas | Process Cooling | E9 | Utility - Cost of Operation | 0 | 0 | 0 | 0 | 0 | 0 | 0 | 0 | 0 | 0 | 0 | 0 | 0 | 0 | 0 | 0 | 0 | 0 | 0 | 0 | 0 | 0 | 0 | 0 | 0 | 0 | 0
F5_Industrial_Industrial - ID_Existing_Process_Natural Gas_Process Cooling_E10 | F5 | Industrial | Industrial - ID | Existing | Process | Natural Gas | Process Cooling | E10 | Utility - Cost of Operation | 0 | 0 | 0 | 0 | 0 | 0 | 0 | 0 | 0 | 0 | 0 | 0 | 0 | 0 | 0 | 0 | 0 | 0 | 0 | 0 | 0 | 0 | 0 | 0 | 0 | 0 | 0
F6_Industrial_Industrial - ID_Existing_Process_Natural Gas_Process Cooling_E1 | F6 | Industrial | Industrial - ID | Existing | Process | Natural Gas | Process Cooling | E1 | Utility - Value of Sales | 0 | 0 | 0 | 0 | 0 | 0 | 0 | 0 | 0 | 0 | 0 | 0 | 0 | 0 | 0 | 0 | 0 | 0 | 0 | 0 | 0 | 0 | 0 | 0 | 0 | 0 | 0
F6_Industrial_Industrial - ID_Existing_Process_Natural Gas_Process Cooling_E2 | F6 | Industrial | Industrial - ID | Existing | Process | Natural Gas | Process Cooling | E2 | Utility - Value of Sales | 0 | 0 | 0 | 0 | 0 | 0 | 0 | 0 | 0 | 0 | 0 | 0 | 0 | 0 | 0 | 0 | 0 | 0 | 0 | 0 | 0 | 0 | 0 | 0 | 0 | 0 | 0
F6_Industrial_Industrial - ID_Existing_Process_Natural Gas_Process Cooling_E3 | F6 | Industrial | Industrial - ID | Existing | Process | Natural Gas | Process Cooling | E3 | Utility - Value of Sales | 0 | 0 | 0 | 0 | 0 | 0 | 0 | 0 | 0 | 0 | 0 | 0 | 0 | 0 | 0 | 0 | 0 | 0 | 0 | 0 | 0 | 0 | 0 | 0 | 0 | 0 | 0
F6_Industrial_Industrial - ID_Existing_Process_Natural Gas_Process Cooling_E4 | F6 | Industrial | Industrial - ID | Existing | Process | Natural Gas | Process Cooling | E4 | Utility - Value of Sales | 0 | 0 | 0 | 0 | 0 | 0 | 0 | 0 | 0 | 0 | 0 | 0 | 0 | 0 | 0 | 0 | 0 | 0 | 0 | 0 | 0 | 0 | 0 | 0 | 0 | 0 | 0
F6_Industrial_Industrial - ID_Existing_Process_Natural Gas_Process Cooling_E5 | F6 | Industrial | Industrial - ID | Existing | Process | Natural Gas | Process Cooling | E5 | Utility - Value of Sales | 0 | 0 | 0 | 0 | 0 | 0 | 0 | 0 | 0 | 0 | 0 | 0 | 0 | 0 | 0 | 0 | 0 | 0 | 0 | 0 | 0 | 0 | 0 | 0 | 0 | 0 | 0
F6_Industrial_Industrial - ID_Existing_Process_Natural Gas_Process Cooling_E6 | F6 | Industrial | Industrial - ID | Existing | Process | Natural Gas | Process Cooling | E6 | Utility - Value of Sales | 0 | 0 | 0 | 0 | 0 | 0 | 0 | 0 | 0 | 0 | 0 | 0 | 0 | 0 | 0 | 0 | 0 | 0 | 0 | 0 | 0 | 0 | 0 | 0 | 0 | 0 | 0
F6_Industrial_Industrial - ID_Existing_Process_Natural Gas_Process Cooling_E7 | F6 | Industrial | Industrial - ID | Existing | Process | Natural Gas | Process Cooling | E7 | Utility - Value of Sales | 0 | 0 | 0 | 0 | 0 | 0 | 0 | 0 | 0 | 0 | 0 | 0 | 0 | 0 | 0 | 0 | 0 | 0 | 0 | 0 | 0 | 0 | 0 | 0 | 0 | 0 | 0
F6_Industrial_Industrial - ID_Existing_Process_Natural Gas_Process Cooling_E8 | F6 | Industrial | Industrial - ID | Existing | Process | Natural Gas | Process Cooling | E8 | Utility - Value of Sales | 0 | 0 | 0 | 0 | 0 | 0 | 0 | 0 | 0 | 0 | 0 | 0 | 0 | 0 | 0 | 0 | 0 | 0 | 0 | 0 | 0 | 0 | 0 | 0 | 0 | 0 | 0
F6_Industrial_Industrial - ID_Existing_Process_Natural Gas_Process Cooling_E9 | F6 | Industrial | Industrial - ID | Existing | Process | Natural Gas | Process Cooling | E9 | Utility - Value of Sales | 0 | 0 | 0 | 0 | 0 | 0 | 0 | 0 | 0 | 0 | 0 | 0 | 0 | 0 | 0 | 0 | 0 | 0 | 0 | 0 | 0 | 0 | 0 | 0 | 0 | 0 | 0
F6_Industrial_Industrial - ID_Existing_Process_Natural Gas_Process Cooling_E10 | F6 | Industrial | Industrial - ID | Existing | Process | Natural Gas | Process Cooling | E10 | Utility - Value of Sales | 0 | 0 | 0 | 0 | 0 | 0 | 0 | 0 | 0 | 0 | 0 | 0 | 0 | 0 | 0 | 0 | 0 | 0 | 0 | 0 | 0 | 0 | 0 | 0 | 0 | 0 | 0
F1_Industrial_Industrial - ID_Existing_Process_Natural Gas_Other Process_E1 | F1 | Industrial | Industrial - ID | Existing | Process | Natural Gas | Other Process | E1 | RVT - Cost of Equipment | 25.1074 | 25.1074 | 25.1074 | 25.1074 | 25.1074 | 25.1074 | 25.1074 | 25.1074 | 25.1074 | 25.1074 | 25.1074 | 25.1074 | 25.1074 | 25.1074 | 25.1074 | 25.1074 | 25.1074 | 25.1074 | 25.1074 | 25.1074 | 25.1074 | 25.1074 | 25.1074 | 25.1074 | 25.1074 | 25.1074 | 25.1074
F1_Industrial_Industrial - ID_Existing_Process_Natural Gas_Other Process_E2 | F1 | Industrial | Industrial - ID | Existing | Process | Natural Gas | Other Process | E2 | RVT - Cost of Equipment | 0 | 0 | 0 | 0 | 0 | 0 | 0 | 0 | 0 | 0 | 0 | 0 | 0 | 0 | 0 | 0 | 0 | 0 | 0 | 0 | 0 | 0 | 0 | 0 | 0 | 0 | 0
F1_Industrial_Industrial - ID_Existing_Process_Natural Gas_Other Process_E3 | F1 | Industrial | Industrial - ID | Existing | Process | Natural Gas | Other Process | E3 | RVT - Cost of Equipment | 0 | 0 | 0 | 0 | 0 | 0 | 0 | 0 | 0 | 0 | 0 | 0 | 0 | 0 | 0 | 0 | 0 | 0 | 0 | 0 | 0 | 0 | 0 | 0 | 0 | 0 | 0
F1_Industrial_Industrial - ID_Existing_Process_Natural Gas_Other Process_E4 | F1 | Industrial | Industrial - ID | Existing | Process | Natural Gas | Other Process | E4 | RVT - Cost of Equipment | 0 | 0 | 0 | 0 | 0 | 0 | 0 | 0 | 0 | 0 | 0 | 0 | 0 | 0 | 0 | 0 | 0 | 0 | 0 | 0 | 0 | 0 | 0 | 0 | 0 | 0 | 0
F1_Industrial_Industrial - ID_Existing_Process_Natural Gas_Other Process_E5 | F1 | Industrial | Industrial - ID | Existing | Process | Natural Gas | Other Process | E5 | RVT - Cost of Equipment | 0 | 0 | 0 | 0 | 0 | 0 | 0 | 0 | 0 | 0 | 0 | 0 | 0 | 0 | 0 | 0 | 0 | 0 | 0 | 0 | 0 | 0 | 0 | 0 | 0 | 0 | 0
F1_Industrial_Industrial - ID_Existing_Process_Natural Gas_Other Process_E6 | F1 | Industrial | Industrial - ID | Existing | Process | Natural Gas | Other Process | E6 | RVT - Cost of Equipment | 0 | 0 | 0 | 0 | 0 | 0 | 0 | 0 | 0 | 0 | 0 | 0 | 0 | 0 | 0 | 0 | 0 | 0 | 0 | 0 | 0 | 0 | 0 | 0 | 0 | 0 | 0
F1_Industrial_Industrial - ID_Existing_Process_Natural Gas_Other Process_E7 | F1 | Industrial | Industrial - ID | Existing | Process | Natural Gas | Other Process | E7 | RVT - Cost of Equipment | 0 | 0 | 0 | 0 | 0 | 0 | 0 | 0 | 0 | 0 | 0 | 0 | 0 | 0 | 0 | 0 | 0 | 0 | 0 | 0 | 0 | 0 | 0 | 0 | 0 | 0 | 0
F1_Industrial_Industrial - ID_Existing_Process_Natural Gas_Other Process_E8 | F1 | Industrial | Industrial - ID | Existing | Process | Natural Gas | Other Process | E8 | RVT - Cost of Equipment | 0 | 0 | 0 | 0 | 0 | 0 | 0 | 0 | 0 | 0 | 0 | 0 | 0 | 0 | 0 | 0 | 0 | 0 | 0 | 0 | 0 | 0 | 0 | 0 | 0 | 0 | 0
F1_Industrial_Industrial - ID_Existing_Process_Natural Gas_Other Process_E9 | F1 | Industrial | Industrial - ID | Existing | Process | Natural Gas | Other Process | E9 | RVT - Cost of Equipment | 0 | 0 | 0 | 0 | 0 | 0 | 0 | 0 | 0 | 0 | 0 | 0 | 0 | 0 | 0 | 0 | 0 | 0 | 0 | 0 | 0 | 0 | 0 | 0 | 0 | 0 | 0
F1_Industrial_Industrial - ID_Existing_Process_Natural Gas_Other Process_E10 | F1 | Industrial | Industrial - ID | Existing | Process | Natural Gas | Other Process | E10 | RVT - Cost of Equipment | 0 | 0 | 0 | 0 | 0 | 0 | 0 | 0 | 0 | 0 | 0 | 0 | 0 | 0 | 0 | 0 | 0 | 0 | 0 | 0 | 0 | 0 | 0 | 0 | 0 | 0 | 0
F2_Industrial_Industrial - ID_Existing_Process_Natural Gas_Other Process_E1 | F2 | Industrial | Industrial - ID | Existing | Process | Natural Gas | Other Process | E1 | RVT - Cost of Operation | 0 | 0 | 0 | 0 | 0 | 0 | 0 | 0 | 0 | 0 | 0 | 0 | 0 | 0 | 0 | 0 | 0 | 0 | 0 | 0 | 0 | 0 | 0 | 0 | 0 | 0 | 0
F2_Industrial_Industrial - ID_Existing_Process_Natural Gas_Other Process_E2 | F2 | Industrial | Industrial - ID | Existing | Process | Natural Gas | Other Process | E2 | RVT - Cost of Operation | 0 | 0 | 0 | 0 | 0 | 0 | 0 | 0 | 0 | 0 | 0 | 0 | 0 | 0 | 0 | 0 | 0 | 0 | 0 | 0 | 0 | 0 | 0 | 0 | 0 | 0 | 0
F2_Industrial_Industrial - ID_Existing_Process_Natural Gas_Other Process_E3 | F2 | Industrial | Industrial - ID | Existing | Process | Natural Gas | Other Process | E3 | RVT - Cost of Operation | 0 | 0 | 0 | 0 | 0 | 0 | 0 | 0 | 0 | 0 | 0 | 0 | 0 | 0 | 0 | 0 | 0 | 0 | 0 | 0 | 0 | 0 | 0 | 0 | 0 | 0 | 0
F2_Industrial_Industrial - ID_Existing_Process_Natural Gas_Other Process_E4 | F2 | Industrial | Industrial - ID | Existing | Process | Natural Gas | Other Process | E4 | RVT - Cost of Operation | 0 | 0 | 0 | 0 | 0 | 0 | 0 | 0 | 0 | 0 | 0 | 0 | 0 | 0 | 0 | 0 | 0 | 0 | 0 | 0 | 0 | 0 | 0 | 0 | 0 | 0 | 0
F2_Industrial_Industrial - ID_Existing_Process_Natural Gas_Other Process_E5 | F2 | Industrial | Industrial - ID | Existing | Process | Natural Gas | Other Process | E5 | RVT - Cost of Operation | 0 | 0 | 0 | 0 | 0 | 0 | 0 | 0 | 0 | 0 | 0 | 0 | 0 | 0 | 0 | 0 | 0 | 0 | 0 | 0 | 0 | 0 | 0 | 0 | 0 | 0 | 0
F2_Industrial_Industrial - ID_Existing_Process_Natural Gas_Other Process_E6 | F2 | Industrial | Industrial - ID | Existing | Process | Natural Gas | Other Process | E6 | RVT - Cost of Operation | 0 | 0 | 0 | 0 | 0 | 0 | 0 | 0 | 0 | 0 | 0 | 0 | 0 | 0 | 0 | 0 | 0 | 0 | 0 | 0 | 0 | 0 | 0 | 0 | 0 | 0 | 0
F2_Industrial_Industrial - ID_Existing_Process_Natural Gas_Other Process_E7 | F2 | Industrial | Industrial - ID | Existing | Process | Natural Gas | Other Process | E7 | RVT - Cost of Operation | 0 | 0 | 0 | 0 | 0 | 0 | 0 | 0 | 0 | 0 | 0 | 0 | 0 | 0 | 0 | 0 | 0 | 0 | 0 | 0 | 0 | 0 | 0 | 0 | 0 | 0 | 0
F2_Industrial_Industrial - ID_Existing_Process_Natural Gas_Other Process_E8 | F2 | Industrial | Industrial - ID | Existing | Process | Natural Gas | Other Process | E8 | RVT - Cost of Operation | 0 | 0 | 0 | 0 | 0 | 0 | 0 | 0 | 0 | 0 | 0 | 0 | 0 | 0 | 0 | 0 | 0 | 0 | 0 | 0 | 0 | 0 | 0 | 0 | 0 | 0 | 0
F2_Industrial_Industrial - ID_Existing_Process_Natural Gas_Other Process_E9 | F2 | Industrial | Industrial - ID | Existing | Process | Natural Gas | Other Process | E9 | RVT - Cost of Operation | 0 | 0 | 0 | 0 | 0 | 0 | 0 | 0 | 0 | 0 | 0 | 0 | 0 | 0 | 0 | 0 | 0 | 0 | 0 | 0 | 0 | 0 | 0 | 0 | 0 | 0 | 0
F2_Industrial_Industrial - ID_Existing_Process_Natural Gas_Other Process_E10 | F2 | Industrial | Industrial - ID | Existing | Process | Natural Gas | Other Process | E10 | RVT - Cost of Operation | 0 | 0 | 0 | 0 | 0 | 0 | 0 | 0 | 0 | 0 | 0 | 0 | 0 | 0 | 0 | 0 | 0 | 0 | 0 | 0 | 0 | 0 | 0 | 0 | 0 | 0 | 0
F3_Industrial_Industrial - ID_Existing_Process_Natural Gas_Other Process_E1 | F3 | Industrial | Industrial - ID | Existing | Process | Natural Gas | Other Process | E1 | System - kBTUs of Consumption | 9605.8511 | 9605.8511 | 9605.8511 | 9605.8511 | 9605.8511 | 9605.8511 | 9605.8511 | 9605.8511 | 9605.8511 | 9605.8511 | 9605.8511 | 9605.8511 | 9605.8511 | 9605.8511 | 9605.8511 | 9605.8511 | 9605.8511 | 9605.8511 | 9605.8511 | 9605.8511 | 9605.8511 | 9605.8511 | 9605.8511 | 9605.8511 | 9605.8511 | 9605.8511 | 9605.8511
F3_Industrial_Industrial - ID_Existing_Process_Natural Gas_Other Process_E2 | F3 | Industrial | Industrial - ID | Existing | Process | Natural Gas | Other Process | E2 | System - kBTUs of Consumption | 0 | 0 | 0 | 0 | 0 | 0 | 0 | 0 | 0 | 0 | 0 | 0 | 0 | 0 | 0 | 0 | 0 | 0 | 0 | 0 | 0 | 0 | 0 | 0 | 0 | 0 | 0
F3_Industrial_Industrial - ID_Existing_Process_Natural Gas_Other Process_E3 | F3 | Industrial | Industrial - ID | Existing | Process | Natural Gas | Other Process | E3 | System - kBTUs of Consumption | 0 | 0 | 0 | 0 | 0 | 0 | 0 | 0 | 0 | 0 | 0 | 0 | 0 | 0 | 0 | 0 | 0 | 0 | 0 | 0 | 0 | 0 | 0 | 0 | 0 | 0 | 0
F3_Industrial_Industrial - ID_Existing_Process_Natural Gas_Other Process_E4 | F3 | Industrial | Industrial - ID | Existing | Process | Natural Gas | Other Process | E4 | System - kBTUs of Consumption | 0 | 0 | 0 | 0 | 0 | 0 | 0 | 0 | 0 | 0 | 0 | 0 | 0 | 0 | 0 | 0 | 0 | 0 | 0 | 0 | 0 | 0 | 0 | 0 | 0 | 0 | 0
F3_Industrial_Industrial - ID_Existing_Process_Natural Gas_Other Process_E5 | F3 | Industrial | Industrial - ID | Existing | Process | Natural Gas | Other Process | E5 | System - kBTUs of Consumption | 0 | 0 | 0 | 0 | 0 | 0 | 0 | 0 | 0 | 0 | 0 | 0 | 0 | 0 | 0 | 0 | 0 | 0 | 0 | 0 | 0 | 0 | 0 | 0 | 0 | 0 | 0
F3_Industrial_Industrial - ID_Existing_Process_Natural Gas_Other Process_E6 | F3 | Industrial | Industrial - ID | Existing | Process | Natural Gas | Other Process | E6 | System - kBTUs of Consumption | 0 | 0 | 0 | 0 | 0 | 0 | 0 | 0 | 0 | 0 | 0 | 0 | 0 | 0 | 0 | 0 | 0 | 0 | 0 | 0 | 0 | 0 | 0 | 0 | 0 | 0 | 0
F3_Industrial_Industrial - ID_Existing_Process_Natural Gas_Other Process_E7 | F3 | Industrial | Industrial - ID | Existing | Process | Natural Gas | Other Process | E7 | System - kBTUs of Consumption | 0 | 0 | 0 | 0 | 0 | 0 | 0 | 0 | 0 | 0 | 0 | 0 | 0 | 0 | 0 | 0 | 0 | 0 | 0 | 0 | 0 | 0 | 0 | 0 | 0 | 0 | 0
F3_Industrial_Industrial - ID_Existing_Process_Natural Gas_Other Process_E8 | F3 | Industrial | Industrial - ID | Existing | Process | Natural Gas | Other Process | E8 | System - kBTUs of Consumption | 0 | 0 | 0 | 0 | 0 | 0 | 0 | 0 | 0 | 0 | 0 | 0 | 0 | 0 | 0 | 0 | 0 | 0 | 0 | 0 | 0 | 0 | 0 | 0 | 0 | 0 | 0
F3_Industrial_Industrial - ID_Existing_Process_Natural Gas_Other Process_E9 | F3 | Industrial | Industrial - ID | Existing | Process | Natural Gas | Other Process | E9 | System - kBTUs of Consumption | 0 | 0 | 0 | 0 | 0 | 0 | 0 | 0 | 0 | 0 | 0 | 0 | 0 | 0 | 0 | 0 | 0 | 0 | 0 | 0 | 0 | 0 | 0 | 0 | 0 | 0 | 0
F3_Industrial_Industrial - ID_Existing_Process_Natural Gas_Other Process_E10 | F3 | Industrial | Industrial - ID | Existing | Process | Natural Gas | Other Process | E10 | System - kBTUs of Consumption | 0 | 0 | 0 | 0 | 0 | 0 | 0 | 0 | 0 | 0 | 0 | 0 | 0 | 0 | 0 | 0 | 0 | 0 | 0 | 0 | 0 | 0 | 0 | 0 | 0 | 0 | 0
F4_Industrial_Industrial - ID_Existing_Process_Natural Gas_Other Process_E1 | F4 | Industrial | Industrial - ID | Existing | Process | Natural Gas | Other Process | E1 | Utility - Cost of Equipment | 25.1074 | 25.1074 | 25.1074 | 25.1074 | 25.1074 | 25.1074 | 25.1074 | 25.1074 | 25.1074 | 25.1074 | 25.1074 | 25.1074 | 25.1074 | 25.1074 | 25.1074 | 25.1074 | 25.1074 | 25.1074 | 25.1074 | 25.1074 | 25.1074 | 25.1074 | 25.1074 | 25.1074 | 25.1074 | 25.1074 | 25.1074
F4_Industrial_Industrial - ID_Existing_Process_Natural Gas_Other Process_E2 | F4 | Industrial | Industrial - ID | Existing | Process | Natural Gas | Other Process | E2 | Utility - Cost of Equipment | 0 | 0 | 0 | 0 | 0 | 0 | 0 | 0 | 0 | 0 | 0 | 0 | 0 | 0 | 0 | 0 | 0 | 0 | 0 | 0 | 0 | 0 | 0 | 0 | 0 | 0 | 0
F4_Industrial_Industrial - ID_Existing_Process_Natural Gas_Other Process_E3 | F4 | Industrial | Industrial - ID | Existing | Process | Natural Gas | Other Process | E3 | Utility - Cost of Equipment | 0 | 0 | 0 | 0 | 0 | 0 | 0 | 0 | 0 | 0 | 0 | 0 | 0 | 0 | 0 | 0 | 0 | 0 | 0 | 0 | 0 | 0 | 0 | 0 | 0 | 0 | 0
F4_Industrial_Industrial - ID_Existing_Process_Natural Gas_Other Process_E4 | F4 | Industrial | Industrial - ID | Existing | Process | Natural Gas | Other Process | E4 | Utility - Cost of Equipment | 0 | 0 | 0 | 0 | 0 | 0 | 0 | 0 | 0 | 0 | 0 | 0 | 0 | 0 | 0 | 0 | 0 | 0 | 0 | 0 | 0 | 0 | 0 | 0 | 0 | 0 | 0
F4_Industrial_Industrial - ID_Existing_Process_Natural Gas_Other Process_E5 | F4 | Industrial | Industrial - ID | Existing | Process | Natural Gas | Other Process | E5 | Utility - Cost of Equipment | 0 | 0 | 0 | 0 | 0 | 0 | 0 | 0 | 0 | 0 | 0 | 0 | 0 | 0 | 0 | 0 | 0 | 0 | 0 | 0 | 0 | 0 | 0 | 0 | 0 | 0 | 0
F4_Industrial_Industrial - ID_Existing_Process_Natural Gas_Other Process_E6 | F4 | Industrial | Industrial - ID | Existing | Process | Natural Gas | Other Process | E6 | Utility - Cost of Equipment | 0 | 0 | 0 | 0 | 0 | 0 | 0 | 0 | 0 | 0 | 0 | 0 | 0 | 0 | 0 | 0 | 0 | 0 | 0 | 0 | 0 | 0 | 0 | 0 | 0 | 0 | 0
F4_Industrial_Industrial - ID_Existing_Process_Natural Gas_Other Process_E7 | F4 | Industrial | Industrial - ID | Existing | Process | Natural Gas | Other Process | E7 | Utility - Cost of Equipment | 0 | 0 | 0 | 0 | 0 | 0 | 0 | 0 | 0 | 0 | 0 | 0 | 0 | 0 | 0 | 0 | 0 | 0 | 0 | 0 | 0 | 0 | 0 | 0 | 0 | 0 | 0
F4_Industrial_Industrial - ID_Existing_Process_Natural Gas_Other Process_E8 | F4 | Industrial | Industrial - ID | Existing | Process | Natural Gas | Other Process | E8 | Utility - Cost of Equipment | 0 | 0 | 0 | 0 | 0 | 0 | 0 | 0 | 0 | 0 | 0 | 0 | 0 | 0 | 0 | 0 | 0 | 0 | 0 | 0 | 0 | 0 | 0 | 0 | 0 | 0 | 0
F4_Industrial_Industrial - ID_Existing_Process_Natural Gas_Other Process_E9 | F4 | Industrial | Industrial - ID | Existing | Process | Natural Gas | Other Process | E9 | Utility - Cost of Equipment | 0 | 0 | 0 | 0 | 0 | 0 | 0 | 0 | 0 | 0 | 0 | 0 | 0 | 0 | 0 | 0 | 0 | 0 | 0 | 0 | 0 | 0 | 0 | 0 | 0 | 0 | 0
F4_Industrial_Industrial - ID_Existing_Process_Natural Gas_Other Process_E10 | F4 | Industrial | Industrial - ID | Existing | Process | Natural Gas | Other Process | E10 | Utility - Cost of Equipment | 0 | 0 | 0 | 0 | 0 | 0 | 0 | 0 | 0 | 0 | 0 | 0 | 0 | 0 | 0 | 0 | 0 | 0 | 0 | 0 | 0 | 0 | 0 | 0 | 0 | 0 | 0
F5_Industrial_Industrial - ID_Existing_Process_Natural Gas_Other Process_E1 | F5 | Industrial | Industrial - ID | Existing | Process | Natural Gas | Other Process | E1 | Utility - Cost of Operation | 53.2609 | 48.8562 | 43.2762 | 36.8654 | 33.3614 | 31.8247 | 31.5857 | 32.1106 | 33.0201 | 34.0496 | 34.7728 | 35.4992 | 36.295 | 36.9598 | 37.6074 | 38.2667 | 38.9349 | 39.7097 | 40.4952 | 41.1855 | 41.6715 | 42.1279 | 42.6382 | 42.8356 | 43.0102 | 43.221 | 43.4329
F5_Industrial_Industrial - ID_Existing_Process_Natural Gas_Other Process_E2 | F5 | Industrial | Industrial - ID | Existing | Process | Natural Gas | Other Process | E2 | Utility - Cost of Operation | 0 | 0 | 0 | 0 | 0 | 0 | 0 | 0 | 0 | 0 | 0 | 0 | 0 | 0 | 0 | 0 | 0 | 0 | 0 | 0 | 0 | 0 | 0 | 0 | 0 | 0 | 0
F5_Industrial_Industrial - ID_Existing_Process_Natural Gas_Other Process_E3 | F5 | Industrial | Industrial - ID | Existing | Process | Natural Gas | Other Process | E3 | Utility - Cost of Operation | 0 | 0 | 0 | 0 | 0 | 0 | 0 | 0 | 0 | 0 | 0 | 0 | 0 | 0 | 0 | 0 | 0 | 0 | 0 | 0 | 0 | 0 | 0 | 0 | 0 | 0 | 0
F5_Industrial_Industrial - ID_Existing_Process_Natural Gas_Other Process_E4 | F5 | Industrial | Industrial - ID | Existing | Process | Natural Gas | Other Process | E4 | Utility - Cost of Operation | 0 | 0 | 0 | 0 | 0 | 0 | 0 | 0 | 0 | 0 | 0 | 0 | 0 | 0 | 0 | 0 | 0 | 0 | 0 | 0 | 0 | 0 | 0 | 0 | 0 | 0 | 0
F5_Industrial_Industrial - ID_Existing_Process_Natural Gas_Other Process_E5 | F5 | Industrial | Industrial - ID | Existing | Process | Natural Gas | Other Process | E5 | Utility - Cost of Operation | 0 | 0 | 0 | 0 | 0 | 0 | 0 | 0 | 0 | 0 | 0 | 0 | 0 | 0 | 0 | 0 | 0 | 0 | 0 | 0 | 0 | 0 | 0 | 0 | 0 | 0 | 0
F5_Industrial_Industrial - ID_Existing_Process_Natural Gas_Other Process_E6 | F5 | Industrial | Industrial - ID | Existing | Process | Natural Gas | Other Process | E6 | Utility - Cost of Operation | 0 | 0 | 0 | 0 | 0 | 0 | 0 | 0 | 0 | 0 | 0 | 0 | 0 | 0 | 0 | 0 | 0 | 0 | 0 | 0 | 0 | 0 | 0 | 0 | 0 | 0 | 0
F5_Industrial_Industrial - ID_Existing_Process_Natural Gas_Other Process_E7 | F5 | Industrial | Industrial - ID | Existing | Process | Natural Gas | Other Process | E7 | Utility - Cost of Operation | 0 | 0 | 0 | 0 | 0 | 0 | 0 | 0 | 0 | 0 | 0 | 0 | 0 | 0 | 0 | 0 | 0 | 0 | 0 | 0 | 0 | 0 | 0 | 0 | 0 | 0 | 0
F5_Industrial_Industrial - ID_Existing_Process_Natural Gas_Other Process_E8 | F5 | Industrial | Industrial - ID | Existing | Process | Natural Gas | Other Process | E8 | Utility - Cost of Operation | 0 | 0 | 0 | 0 | 0 | 0 | 0 | 0 | 0 | 0 | 0 | 0 | 0 | 0 | 0 | 0 | 0 | 0 | 0 | 0 | 0 | 0 | 0 | 0 | 0 | 0 | 0
F5_Industrial_Industrial - ID_Existing_Process_Natural Gas_Other Process_E9 | F5 | Industrial | Industrial - ID | Existing | Process | Natural Gas | Other Process | E9 | Utility - Cost of Operation | 0 | 0 | 0 | 0 | 0 | 0 | 0 | 0 | 0 | 0 | 0 | 0 | 0 | 0 | 0 | 0 | 0 | 0 | 0 | 0 | 0 | 0 | 0 | 0 | 0 | 0 | 0
F5_Industrial_Industrial - ID_Existing_Process_Natural Gas_Other Process_E10 | F5 | Industrial | Industrial - ID | Existing | Process | Natural Gas | Other Process | E10 | Utility - Cost of Operation | 0 | 0 | 0 | 0 | 0 | 0 | 0 | 0 | 0 | 0 | 0 | 0 | 0 | 0 | 0 | 0 | 0 | 0 | 0 | 0 | 0 | 0 | 0 | 0 | 0 | 0 | 0
F6_Industrial_Industrial - ID_Existing_Process_Natural Gas_Other Process_E1 | F6 | Industrial | Industrial - ID | Existing | Process | Natural Gas | Other Process | E1 | Utility - Value of Sales | 0 | 0 | 0 | 0 | 0 | 0 | 0 | 0 | 0 | 0 | 0 | 0 | 0 | 0 | 0 | 0 | 0 | 0 | 0 | 0 | 0 | 0 | 0 | 0 | 0 | 0 | 0
F6_Industrial_Industrial - ID_Existing_Process_Natural Gas_Other Process_E2 | F6 | Industrial | Industrial - ID | Existing | Process | Natural Gas | Other Process | E2 | Utility - Value of Sales | 0 | 0 | 0 | 0 | 0 | 0 | 0 | 0 | 0 | 0 | 0 | 0 | 0 | 0 | 0 | 0 | 0 | 0 | 0 | 0 | 0 | 0 | 0 | 0 | 0 | 0 | 0
F6_Industrial_Industrial - ID_Existing_Process_Natural Gas_Other Process_E3 | F6 | Industrial | Industrial - ID | Existing | Process | Natural Gas | Other Process | E3 | Utility - Value of Sales | 0 | 0 | 0 | 0 | 0 | 0 | 0 | 0 | 0 | 0 | 0 | 0 | 0 | 0 | 0 | 0 | 0 | 0 | 0 | 0 | 0 | 0 | 0 | 0 | 0 | 0 | 0
F6_Industrial_Industrial - ID_Existing_Process_Natural Gas_Other Process_E4 | F6 | Industrial | Industrial - ID | Existing | Process | Natural Gas | Other Process | E4 | Utility - Value of Sales | 0 | 0 | 0 | 0 | 0 | 0 | 0 | 0 | 0 | 0 | 0 | 0 | 0 | 0 | 0 | 0 | 0 | 0 | 0 | 0 | 0 | 0 | 0 | 0 | 0 | 0 | 0
F6_Industrial_Industrial - ID_Existing_Process_Natural Gas_Other Process_E5 | F6 | Industrial | Industrial - ID | Existing | Process | Natural Gas | Other Process | E5 | Utility - Value of Sales | 0 | 0 | 0 | 0 | 0 | 0 | 0 | 0 | 0 | 0 | 0 | 0 | 0 | 0 | 0 | 0 | 0 | 0 | 0 | 0 | 0 | 0 | 0 | 0 | 0 | 0 | 0
F6_Industrial_Industrial - ID_Existing_Process_Natural Gas_Other Process_E6 | F6 | Industrial | Industrial - ID | Existing | Process | Natural Gas | Other Process | E6 | Utility - Value of Sales | 0 | 0 | 0 | 0 | 0 | 0 | 0 | 0 | 0 | 0 | 0 | 0 | 0 | 0 | 0 | 0 | 0 | 0 | 0 | 0 | 0 | 0 | 0 | 0 | 0 | 0 | 0
F6_Industrial_Industrial - ID_Existing_Process_Natural Gas_Other Process_E7 | F6 | Industrial | Industrial - ID | Existing | Process | Natural Gas | Other Process | E7 | Utility - Value of Sales | 0 | 0 | 0 | 0 | 0 | 0 | 0 | 0 | 0 | 0 | 0 | 0 | 0 | 0 | 0 | 0 | 0 | 0 | 0 | 0 | 0 | 0 | 0 | 0 | 0 | 0 | 0
F6_Industrial_Industrial - ID_Existing_Process_Natural Gas_Other Process_E8 | F6 | Industrial | Industrial - ID | Existing | Process | Natural Gas | Other Process | E8 | Utility - Value of Sales | 0 | 0 | 0 | 0 | 0 | 0 | 0 | 0 | 0 | 0 | 0 | 0 | 0 | 0 | 0 | 0 | 0 | 0 | 0 | 0 | 0 | 0 | 0 | 0 | 0 | 0 | 0
F6_Industrial_Industrial - ID_Existing_Process_Natural Gas_Other Process_E9 | F6 | Industrial | Industrial - ID | Existing | Process | Natural Gas | Other Process | E9 | Utility - Value of Sales | 0 | 0 | 0 | 0 | 0 | 0 | 0 | 0 | 0 | 0 | 0 | 0 | 0 | 0 | 0 | 0 | 0 | 0 | 0 | 0 | 0 | 0 | 0 | 0 | 0 | 0 | 0
F6_Industrial_Industrial - ID_Existing_Process_Natural Gas_Other Process_E10 | F6 | Industrial | Industrial - ID | Existing | Process | Natural Gas | Other Process | E10 | Utility - Value of Sales | 0 | 0 | 0 | 0 | 0 | 0 | 0 | 0 | 0 | 0 | 0 | 0 | 0 | 0 | 0 | 0 | 0 | 0 | 0 | 0 | 0 | 0 | 0 | 0 | 0 | 0 | 0
F1_Industrial_Industrial - ID_Existing_Miscellaneous_Natural Gas_Miscellaneous_E1 | F1 | Industrial | Industrial - ID | Existing | Miscellaneous | Natural Gas | Miscellaneous | E1 | RVT - Cost of Equipment | 29.5731 | 29.5731 | 29.5731 | 29.5731 | 29.5731 | 29.5731 | 29.5731 | 29.5731 | 29.5731 | 29.5731 | 29.5731 | 29.5731 | 29.5731 | 29.5731 | 29.5731 | 29.5731 | 29.5731 | 29.5731 | 29.5731 | 29.5731 | 29.5731 | 29.5731 | 29.5731 | 29.5731 | 29.5731 | 29.5731 | 29.5731
F1_Industrial_Industrial - ID_Existing_Miscellaneous_Natural Gas_Miscellaneous_E2 | F1 | Industrial | Industrial - ID | Existing | Miscellaneous | Natural Gas | Miscellaneous | E2 | RVT - Cost of Equipment | 0 | 0 | 0 | 0 | 0 | 0 | 0 | 0 | 0 | 0 | 0 | 0 | 0 | 0 | 0 | 0 | 0 | 0 | 0 | 0 | 0 | 0 | 0 | 0 | 0 | 0 | 0
F1_Industrial_Industrial - ID_Existing_Miscellaneous_Natural Gas_Miscellaneous_E3 | F1 | Industrial | Industrial - ID | Existing | Miscellaneous | Natural Gas | Miscellaneous | E3 | RVT - Cost of Equipment | 0 | 0 | 0 | 0 | 0 | 0 | 0 | 0 | 0 | 0 | 0 | 0 | 0 | 0 | 0 | 0 | 0 | 0 | 0 | 0 | 0 | 0 | 0 | 0 | 0 | 0 | 0
F1_Industrial_Industrial - ID_Existing_Miscellaneous_Natural Gas_Miscellaneous_E4 | F1 | Industrial | Industrial - ID | Existing | Miscellaneous | Natural Gas | Miscellaneous | E4 | RVT - Cost of Equipment | 0 | 0 | 0 | 0 | 0 | 0 | 0 | 0 | 0 | 0 | 0 | 0 | 0 | 0 | 0 | 0 | 0 | 0 | 0 | 0 | 0 | 0 | 0 | 0 | 0 | 0 | 0
F1_Industrial_Industrial - ID_Existing_Miscellaneous_Natural Gas_Miscellaneous_E5 | F1 | Industrial | Industrial - ID | Existing | Miscellaneous | Natural Gas | Miscellaneous | E5 | RVT - Cost of Equipment | 0 | 0 | 0 | 0 | 0 | 0 | 0 | 0 | 0 | 0 | 0 | 0 | 0 | 0 | 0 | 0 | 0 | 0 | 0 | 0 | 0 | 0 | 0 | 0 | 0 | 0 | 0
F1_Industrial_Industrial - ID_Existing_Miscellaneous_Natural Gas_Miscellaneous_E6 | F1 | Industrial | Industrial - ID | Existing | Miscellaneous | Natural Gas | Miscellaneous | E6 | RVT - Cost of Equipment | 0 | 0 | 0 | 0 | 0 | 0 | 0 | 0 | 0 | 0 | 0 | 0 | 0 | 0 | 0 | 0 | 0 | 0 | 0 | 0 | 0 | 0 | 0 | 0 | 0 | 0 | 0
F1_Industrial_Industrial - ID_Existing_Miscellaneous_Natural Gas_Miscellaneous_E7 | F1 | Industrial | Industrial - ID | Existing | Miscellaneous | Natural Gas | Miscellaneous | E7 | RVT - Cost of Equipment | 0 | 0 | 0 | 0 | 0 | 0 | 0 | 0 | 0 | 0 | 0 | 0 | 0 | 0 | 0 | 0 | 0 | 0 | 0 | 0 | 0 | 0 | 0 | 0 | 0 | 0 | 0
F1_Industrial_Industrial - ID_Existing_Miscellaneous_Natural Gas_Miscellaneous_E8 | F1 | Industrial | Industrial - ID | Existing | Miscellaneous | Natural Gas | Miscellaneous | E8 | RVT - Cost of Equipment | 0 | 0 | 0 | 0 | 0 | 0 | 0 | 0 | 0 | 0 | 0 | 0 | 0 | 0 | 0 | 0 | 0 | 0 | 0 | 0 | 0 | 0 | 0 | 0 | 0 | 0 | 0
F1_Industrial_Industrial - ID_Existing_Miscellaneous_Natural Gas_Miscellaneous_E9 | F1 | Industrial | Industrial - ID | Existing | Miscellaneous | Natural Gas | Miscellaneous | E9 | RVT - Cost of Equipment | 0 | 0 | 0 | 0 | 0 | 0 | 0 | 0 | 0 | 0 | 0 | 0 | 0 | 0 | 0 | 0 | 0 | 0 | 0 | 0 | 0 | 0 | 0 | 0 | 0 | 0 | 0
F1_Industrial_Industrial - ID_Existing_Miscellaneous_Natural Gas_Miscellaneous_E10 | F1 | Industrial | Industrial - ID | Existing | Miscellaneous | Natural Gas | Miscellaneous | E10 | RVT - Cost of Equipment | 0 | 0 | 0 | 0 | 0 | 0 | 0 | 0 | 0 | 0 | 0 | 0 | 0 | 0 | 0 | 0 | 0 | 0 | 0 | 0 | 0 | 0 | 0 | 0 | 0 | 0 | 0
F2_Industrial_Industrial - ID_Existing_Miscellaneous_Natural Gas_Miscellaneous_E1 | F2 | Industrial | Industrial - ID | Existing | Miscellaneous | Natural Gas | Miscellaneous | E1 | RVT - Cost of Operation | 0 | 0 | 0 | 0 | 0 | 0 | 0 | 0 | 0 | 0 | 0 | 0 | 0 | 0 | 0 | 0 | 0 | 0 | 0 | 0 | 0 | 0 | 0 | 0 | 0 | 0 | 0
F2_Industrial_Industrial - ID_Existing_Miscellaneous_Natural Gas_Miscellaneous_E2 | F2 | Industrial | Industrial - ID | Existing | Miscellaneous | Natural Gas | Miscellaneous | E2 | RVT - Cost of Operation | 0 | 0 | 0 | 0 | 0 | 0 | 0 | 0 | 0 | 0 | 0 | 0 | 0 | 0 | 0 | 0 | 0 | 0 | 0 | 0 | 0 | 0 | 0 | 0 | 0 | 0 | 0
F2_Industrial_Industrial - ID_Existing_Miscellaneous_Natural Gas_Miscellaneous_E3 | F2 | Industrial | Industrial - ID | Existing | Miscellaneous | Natural Gas | Miscellaneous | E3 | RVT - Cost of Operation | 0 | 0 | 0 | 0 | 0 | 0 | 0 | 0 | 0 | 0 | 0 | 0 | 0 | 0 | 0 | 0 | 0 | 0 | 0 | 0 | 0 | 0 | 0 | 0 | 0 | 0 | 0
F2_Industrial_Industrial - ID_Existing_Miscellaneous_Natural Gas_Miscellaneous_E4 | F2 | Industrial | Industrial - ID | Existing | Miscellaneous | Natural Gas | Miscellaneous | E4 | RVT - Cost of Operation | 0 | 0 | 0 | 0 | 0 | 0 | 0 | 0 | 0 | 0 | 0 | 0 | 0 | 0 | 0 | 0 | 0 | 0 | 0 | 0 | 0 | 0 | 0 | 0 | 0 | 0 | 0
F2_Industrial_Industrial - ID_Existing_Miscellaneous_Natural Gas_Miscellaneous_E5 | F2 | Industrial | Industrial - ID | Existing | Miscellaneous | Natural Gas | Miscellaneous | E5 | RVT - Cost of Operation | 0 | 0 | 0 | 0 | 0 | 0 | 0 | 0 | 0 | 0 | 0 | 0 | 0 | 0 | 0 | 0 | 0 | 0 | 0 | 0 | 0 | 0 | 0 | 0 | 0 | 0 | 0
F2_Industrial_Industrial - ID_Existing_Miscellaneous_Natural Gas_Miscellaneous_E6 | F2 | Industrial | Industrial - ID | Existing | Miscellaneous | Natural Gas | Miscellaneous | E6 | RVT - Cost of Operation | 0 | 0 | 0 | 0 | 0 | 0 | 0 | 0 | 0 | 0 | 0 | 0 | 0 | 0 | 0 | 0 | 0 | 0 | 0 | 0 | 0 | 0 | 0 | 0 | 0 | 0 | 0
F2_Industrial_Industrial - ID_Existing_Miscellaneous_Natural Gas_Miscellaneous_E7 | F2 | Industrial | Industrial - ID | Existing | Miscellaneous | Natural Gas | Miscellaneous | E7 | RVT - Cost of Operation | 0 | 0 | 0 | 0 | 0 | 0 | 0 | 0 | 0 | 0 | 0 | 0 | 0 | 0 | 0 | 0 | 0 | 0 | 0 | 0 | 0 | 0 | 0 | 0 | 0 | 0 | 0
F2_Industrial_Industrial - ID_Existing_Miscellaneous_Natural Gas_Miscellaneous_E8 | F2 | Industrial | Industrial - ID | Existing | Miscellaneous | Natural Gas | Miscellaneous | E8 | RVT - Cost of Operation | 0 | 0 | 0 | 0 | 0 | 0 | 0 | 0 | 0 | 0 | 0 | 0 | 0 | 0 | 0 | 0 | 0 | 0 | 0 | 0 | 0 | 0 | 0 | 0 | 0 | 0 | 0
F2_Industrial_Industrial - ID_Existing_Miscellaneous_Natural Gas_Miscellaneous_E9 | F2 | Industrial | Industrial - ID | Existing | Miscellaneous | Natural Gas | Miscellaneous | E9 | RVT - Cost of Operation | 0 | 0 | 0 | 0 | 0 | 0 | 0 | 0 | 0 | 0 | 0 | 0 | 0 | 0 | 0 | 0 | 0 | 0 | 0 | 0 | 0 | 0 | 0 | 0 | 0 | 0 | 0
F2_Industrial_Industrial - ID_Existing_Miscellaneous_Natural Gas_Miscellaneous_E10 | F2 | Industrial | Industrial - ID | Existing | Miscellaneous | Natural Gas | Miscellaneous | E10 | RVT - Cost of Operation | 0 | 0 | 0 | 0 | 0 | 0 | 0 | 0 | 0 | 0 | 0 | 0 | 0 | 0 | 0 | 0 | 0 | 0 | 0 | 0 | 0 | 0 | 0 | 0 | 0 | 0 | 0
F3_Industrial_Industrial - ID_Existing_Miscellaneous_Natural Gas_Miscellaneous_E1 | F3 | Industrial | Industrial - ID | Existing | Miscellaneous | Natural Gas | Miscellaneous | E1 | System - kBTUs of Consumption | 11314.4017 | 11314.4017 | 11314.4017 | 11314.4017 | 11314.4017 | 11314.4017 | 11314.4017 | 11314.4017 | 11314.4017 | 11314.4017 | 11314.4017 | 11314.4017 | 11314.4017 | 11314.4017 | 11314.4017 | 11314.4017 | 11314.4017 | 11314.4017 | 11314.4017 | 11314.4017 | 11314.4017 | 11314.4017 | 11314.4017 | 11314.4017 | 11314.4017 | 11314.4017 | 11314.4017
F3_Industrial_Industrial - ID_Existing_Miscellaneous_Natural Gas_Miscellaneous_E2 | F3 | Industrial | Industrial - ID | Existing | Miscellaneous | Natural Gas | Miscellaneous | E2 | System - kBTUs of Consumption | 0 | 0 | 0 | 0 | 0 | 0 | 0 | 0 | 0 | 0 | 0 | 0 | 0 | 0 | 0 | 0 | 0 | 0 | 0 | 0 | 0 | 0 | 0 | 0 | 0 | 0 | 0
F3_Industrial_Industrial - ID_Existing_Miscellaneous_Natural Gas_Miscellaneous_E3 | F3 | Industrial | Industrial - ID | Existing | Miscellaneous | Natural Gas | Miscellaneous | E3 | System - kBTUs of Consumption | 0 | 0 | 0 | 0 | 0 | 0 | 0 | 0 | 0 | 0 | 0 | 0 | 0 | 0 | 0 | 0 | 0 | 0 | 0 | 0 | 0 | 0 | 0 | 0 | 0 | 0 | 0
F3_Industrial_Industrial - ID_Existing_Miscellaneous_Natural Gas_Miscellaneous_E4 | F3 | Industrial | Industrial - ID | Existing | Miscellaneous | Natural Gas | Miscellaneous | E4 | System - kBTUs of Consumption | 0 | 0 | 0 | 0 | 0 | 0 | 0 | 0 | 0 | 0 | 0 | 0 | 0 | 0 | 0 | 0 | 0 | 0 | 0 | 0 | 0 | 0 | 0 | 0 | 0 | 0 | 0
F3_Industrial_Industrial - ID_Existing_Miscellaneous_Natural Gas_Miscellaneous_E5 | F3 | Industrial | Industrial - ID | Existing | Miscellaneous | Natural Gas | Miscellaneous | E5 | System - kBTUs of Consumption | 0 | 0 | 0 | 0 | 0 | 0 | 0 | 0 | 0 | 0 | 0 | 0 | 0 | 0 | 0 | 0 | 0 | 0 | 0 | 0 | 0 | 0 | 0 | 0 | 0 | 0 | 0
F3_Industrial_Industrial - ID_Existing_Miscellaneous_Natural Gas_Miscellaneous_E6 | F3 | Industrial | Industrial - ID | Existing | Miscellaneous | Natural Gas | Miscellaneous | E6 | System - kBTUs of Consumption | 0 | 0 | 0 | 0 | 0 | 0 | 0 | 0 | 0 | 0 | 0 | 0 | 0 | 0 | 0 | 0 | 0 | 0 | 0 | 0 | 0 | 0 | 0 | 0 | 0 | 0 | 0
F3_Industrial_Industrial - ID_Existing_Miscellaneous_Natural Gas_Miscellaneous_E7 | F3 | Industrial | Industrial - ID | Existing | Miscellaneous | Natural Gas | Miscellaneous | E7 | System - kBTUs of Consumption | 0 | 0 | 0 | 0 | 0 | 0 | 0 | 0 | 0 | 0 | 0 | 0 | 0 | 0 | 0 | 0 | 0 | 0 | 0 | 0 | 0 | 0 | 0 | 0 | 0 | 0 | 0
F3_Industrial_Industrial - ID_Existing_Miscellaneous_Natural Gas_Miscellaneous_E8 | F3 | Industrial | Industrial - ID | Existing | Miscellaneous | Natural Gas | Miscellaneous | E8 | System - kBTUs of Consumption | 0 | 0 | 0 | 0 | 0 | 0 | 0 | 0 | 0 | 0 | 0 | 0 | 0 | 0 | 0 | 0 | 0 | 0 | 0 | 0 | 0 | 0 | 0 | 0 | 0 | 0 | 0
F3_Industrial_Industrial - ID_Existing_Miscellaneous_Natural Gas_Miscellaneous_E9 | F3 | Industrial | Industrial - ID | Existing | Miscellaneous | Natural Gas | Miscellaneous | E9 | System - kBTUs of Consumption | 0 | 0 | 0 | 0 | 0 | 0 | 0 | 0 | 0 | 0 | 0 | 0 | 0 | 0 | 0 | 0 | 0 | 0 | 0 | 0 | 0 | 0 | 0 | 0 | 0 | 0 | 0
F3_Industrial_Industrial - ID_Existing_Miscellaneous_Natural Gas_Miscellaneous_E10 | F3 | Industrial | Industrial - ID | Existing | Miscellaneous | Natural Gas | Miscellaneous | E10 | System - kBTUs of Consumption | 0 | 0 | 0 | 0 | 0 | 0 | 0 | 0 | 0 | 0 | 0 | 0 | 0 | 0 | 0 | 0 | 0 | 0 | 0 | 0 | 0 | 0 | 0 | 0 | 0 | 0 | 0
F4_Industrial_Industrial - ID_Existing_Miscellaneous_Natural Gas_Miscellaneous_E1 | F4 | Industrial | Industrial - ID | Existing | Miscellaneous | Natural Gas | Miscellaneous | E1 | Utility - Cost of Equipment | 29.5731 | 29.5731 | 29.5731 | 29.5731 | 29.5731 | 29.5731 | 29.5731 | 29.5731 | 29.5731 | 29.5731 | 29.5731 | 29.5731 | 29.5731 | 29.5731 | 29.5731 | 29.5731 | 29.5731 | 29.5731 | 29.5731 | 29.5731 | 29.5731 | 29.5731 | 29.5731 | 29.5731 | 29.5731 | 29.5731 | 29.5731
F4_Industrial_Industrial - ID_Existing_Miscellaneous_Natural Gas_Miscellaneous_E2 | F4 | Industrial | Industrial - ID | Existing | Miscellaneous | Natural Gas | Miscellaneous | E2 | Utility - Cost of Equipment | 0 | 0 | 0 | 0 | 0 | 0 | 0 | 0 | 0 | 0 | 0 | 0 | 0 | 0 | 0 | 0 | 0 | 0 | 0 | 0 | 0 | 0 | 0 | 0 | 0 | 0 | 0
F4_Industrial_Industrial - ID_Existing_Miscellaneous_Natural Gas_Miscellaneous_E3 | F4 | Industrial | Industrial - ID | Existing | Miscellaneous | Natural Gas | Miscellaneous | E3 | Utility - Cost of Equipment | 0 | 0 | 0 | 0 | 0 | 0 | 0 | 0 | 0 | 0 | 0 | 0 | 0 | 0 | 0 | 0 | 0 | 0 | 0 | 0 | 0 | 0 | 0 | 0 | 0 | 0 | 0
F4_Industrial_Industrial - ID_Existing_Miscellaneous_Natural Gas_Miscellaneous_E4 | F4 | Industrial | Industrial - ID | Existing | Miscellaneous | Natural Gas | Miscellaneous | E4 | Utility - Cost of Equipment | 0 | 0 | 0 | 0 | 0 | 0 | 0 | 0 | 0 | 0 | 0 | 0 | 0 | 0 | 0 | 0 | 0 | 0 | 0 | 0 | 0 | 0 | 0 | 0 | 0 | 0 | 0
F4_Industrial_Industrial - ID_Existing_Miscellaneous_Natural Gas_Miscellaneous_E5 | F4 | Industrial | Industrial - ID | Existing | Miscellaneous | Natural Gas | Miscellaneous | E5 | Utility - Cost of Equipment | 0 | 0 | 0 | 0 | 0 | 0 | 0 | 0 | 0 | 0 | 0 | 0 | 0 | 0 | 0 | 0 | 0 | 0 | 0 | 0 | 0 | 0 | 0 | 0 | 0 | 0 | 0
F4_Industrial_Industrial - ID_Existing_Miscellaneous_Natural Gas_Miscellaneous_E6 | F4 | Industrial | Industrial - ID | Existing | Miscellaneous | Natural Gas | Miscellaneous | E6 | Utility - Cost of Equipment | 0 | 0 | 0 | 0 | 0 | 0 | 0 | 0 | 0 | 0 | 0 | 0 | 0 | 0 | 0 | 0 | 0 | 0 | 0 | 0 | 0 | 0 | 0 | 0 | 0 | 0 | 0
F4_Industrial_Industrial - ID_Existing_Miscellaneous_Natural Gas_Miscellaneous_E7 | F4 | Industrial | Industrial - ID | Existing | Miscellaneous | Natural Gas | Miscellaneous | E7 | Utility - Cost of Equipment | 0 | 0 | 0 | 0 | 0 | 0 | 0 | 0 | 0 | 0 | 0 | 0 | 0 | 0 | 0 | 0 | 0 | 0 | 0 | 0 | 0 | 0 | 0 | 0 | 0 | 0 | 0
F4_Industrial_Industrial - ID_Existing_Miscellaneous_Natural Gas_Miscellaneous_E8 | F4 | Industrial | Industrial - ID | Existing | Miscellaneous | Natural Gas | Miscellaneous | E8 | Utility - Cost of Equipment | 0 | 0 | 0 | 0 | 0 | 0 | 0 | 0 | 0 | 0 | 0 | 0 | 0 | 0 | 0 | 0 | 0 | 0 | 0 | 0 | 0 | 0 | 0 | 0 | 0 | 0 | 0
F4_Industrial_Industrial - ID_Existing_Miscellaneous_Natural Gas_Miscellaneous_E9 | F4 | Industrial | Industrial - ID | Existing | Miscellaneous | Natural Gas | Miscellaneous | E9 | Utility - Cost of Equipment | 0 | 0 | 0 | 0 | 0 | 0 | 0 | 0 | 0 | 0 | 0 | 0 | 0 | 0 | 0 | 0 | 0 | 0 | 0 | 0 | 0 | 0 | 0 | 0 | 0 | 0 | 0
F4_Industrial_Industrial - ID_Existing_Miscellaneous_Natural Gas_Miscellaneous_E10 | F4 | Industrial | Industrial - ID | Existing | Miscellaneous | Natural Gas | Miscellaneous | E10 | Utility - Cost of Equipment | 0 | 0 | 0 | 0 | 0 | 0 | 0 | 0 | 0 | 0 | 0 | 0 | 0 | 0 | 0 | 0 | 0 | 0 | 0 | 0 | 0 | 0 | 0 | 0 | 0 | 0 | 0
F5_Industrial_Industrial - ID_Existing_Miscellaneous_Natural Gas_Miscellaneous_E1 | F5 | Industrial | Industrial - ID | Existing | Miscellaneous | Natural Gas | Miscellaneous | E1 | Utility - Cost of Operation | 62.7342 | 57.546 | 50.9735 | 43.4225 | 39.2953 | 37.4852 | 37.2037 | 37.8219 | 38.8932 | 40.1059 | 40.9577 | 41.8133 | 42.7507 | 43.5337 | 44.2965 | 45.073 | 45.8601 | 46.7727 | 47.698 | 48.511 | 49.0834 | 49.621 | 50.222 | 50.4546 | 50.6602 | 50.9086 | 51.1581
F5_Industrial_Industrial - ID_Existing_Miscellaneous_Natural Gas_Miscellaneous_E2 | F5 | Industrial | Industrial - ID | Existing | Miscellaneous | Natural Gas | Miscellaneous | E2 | Utility - Cost of Operation | 0 | 0 | 0 | 0 | 0 | 0 | 0 | 0 | 0 | 0 | 0 | 0 | 0 | 0 | 0 | 0 | 0 | 0 | 0 | 0 | 0 | 0 | 0 | 0 | 0 | 0 | 0
F5_Industrial_Industrial - ID_Existing_Miscellaneous_Natural Gas_Miscellaneous_E3 | F5 | Industrial | Industrial - ID | Existing | Miscellaneous | Natural Gas | Miscellaneous | E3 | Utility - Cost of Operation | 0 | 0 | 0 | 0 | 0 | 0 | 0 | 0 | 0 | 0 | 0 | 0 | 0 | 0 | 0 | 0 | 0 | 0 | 0 | 0 | 0 | 0 | 0 | 0 | 0 | 0 | 0
F5_Industrial_Industrial - ID_Existing_Miscellaneous_Natural Gas_Miscellaneous_E4 | F5 | Industrial | Industrial - ID | Existing | Miscellaneous | Natural Gas | Miscellaneous | E4 | Utility - Cost of Operation | 0 | 0 | 0 | 0 | 0 | 0 | 0 | 0 | 0 | 0 | 0 | 0 | 0 | 0 | 0 | 0 | 0 | 0 | 0 | 0 | 0 | 0 | 0 | 0 | 0 | 0 | 0
F5_Industrial_Industrial - ID_Existing_Miscellaneous_Natural Gas_Miscellaneous_E5 | F5 | Industrial | Industrial - ID | Existing | Miscellaneous | Natural Gas | Miscellaneous | E5 | Utility - Cost of Operation | 0 | 0 | 0 | 0 | 0 | 0 | 0 | 0 | 0 | 0 | 0 | 0 | 0 | 0 | 0 | 0 | 0 | 0 | 0 | 0 | 0 | 0 | 0 | 0 | 0 | 0 | 0
F5_Industrial_Industrial - ID_Existing_Miscellaneous_Natural Gas_Miscellaneous_E6 | F5 | Industrial | Industrial - ID | Existing | Miscellaneous | Natural Gas | Miscellaneous | E6 | Utility - Cost of Operation | 0 | 0 | 0 | 0 | 0 | 0 | 0 | 0 | 0 | 0 | 0 | 0 | 0 | 0 | 0 | 0 | 0 | 0 | 0 | 0 | 0 | 0 | 0 | 0 | 0 | 0 | 0
F5_Industrial_Industrial - ID_Existing_Miscellaneous_Natural Gas_Miscellaneous_E7 | F5 | Industrial | Industrial - ID | Existing | Miscellaneous | Natural Gas | Miscellaneous | E7 | Utility - Cost of Operation | 0 | 0 | 0 | 0 | 0 | 0 | 0 | 0 | 0 | 0 | 0 | 0 | 0 | 0 | 0 | 0 | 0 | 0 | 0 | 0 | 0 | 0 | 0 | 0 | 0 | 0 | 0
F5_Industrial_Industrial - ID_Existing_Miscellaneous_Natural Gas_Miscellaneous_E8 | F5 | Industrial | Industrial - ID | Existing | Miscellaneous | Natural Gas | Miscellaneous | E8 | Utility - Cost of Operation | 0 | 0 | 0 | 0 | 0 | 0 | 0 | 0 | 0 | 0 | 0 | 0 | 0 | 0 | 0 | 0 | 0 | 0 | 0 | 0 | 0 | 0 | 0 | 0 | 0 | 0 | 0
F5_Industrial_Industrial - ID_Existing_Miscellaneous_Natural Gas_Miscellaneous_E9 | F5 | Industrial | Industrial - ID | Existing | Miscellaneous | Natural Gas | Miscellaneous | E9 | Utility - Cost of Operation | 0 | 0 | 0 | 0 | 0 | 0 | 0 | 0 | 0 | 0 | 0 | 0 | 0 | 0 | 0 | 0 | 0 | 0 | 0 | 0 | 0 | 0 | 0 | 0 | 0 | 0 | 0
F5_Industrial_Industrial - ID_Existing_Miscellaneous_Natural Gas_Miscellaneous_E10 | F5 | Industrial | Industrial - ID | Existing | Miscellaneous | Natural Gas | Miscellaneous | E10 | Utility - Cost of Operation | 0 | 0 | 0 | 0 | 0 | 0 | 0 | 0 | 0 | 0 | 0 | 0 | 0 | 0 | 0 | 0 | 0 | 0 | 0 | 0 | 0 | 0 | 0 | 0 | 0 | 0 | 0
F6_Industrial_Industrial - ID_Existing_Miscellaneous_Natural Gas_Miscellaneous_E1 | F6 | Industrial | Industrial - ID | Existing | Miscellaneous | Natural Gas | Miscellaneous | E1 | Utility - Value of Sales | 0 | 0 | 0 | 0 | 0 | 0 | 0 | 0 | 0 | 0 | 0 | 0 | 0 | 0 | 0 | 0 | 0 | 0 | 0 | 0 | 0 | 0 | 0 | 0 | 0 | 0 | 0
F6_Industrial_Industrial - ID_Existing_Miscellaneous_Natural Gas_Miscellaneous_E2 | F6 | Industrial | Industrial - ID | Existing | Miscellaneous | Natural Gas | Miscellaneous | E2 | Utility - Value of Sales | 0 | 0 | 0 | 0 | 0 | 0 | 0 | 0 | 0 | 0 | 0 | 0 | 0 | 0 | 0 | 0 | 0 | 0 | 0 | 0 | 0 | 0 | 0 | 0 | 0 | 0 | 0
F6_Industrial_Industrial - ID_Existing_Miscellaneous_Natural Gas_Miscellaneous_E3 | F6 | Industrial | Industrial - ID | Existing | Miscellaneous | Natural Gas | Miscellaneous | E3 | Utility - Value of Sales | 0 | 0 | 0 | 0 | 0 | 0 | 0 | 0 | 0 | 0 | 0 | 0 | 0 | 0 | 0 | 0 | 0 | 0 | 0 | 0 | 0 | 0 | 0 | 0 | 0 | 0 | 0
F6_Industrial_Industrial - ID_Existing_Miscellaneous_Natural Gas_Miscellaneous_E4 | F6 | Industrial | Industrial - ID | Existing | Miscellaneous | Natural Gas | Miscellaneous | E4 | Utility - Value of Sales | 0 | 0 | 0 | 0 | 0 | 0 | 0 | 0 | 0 | 0 | 0 | 0 | 0 | 0 | 0 | 0 | 0 | 0 | 0 | 0 | 0 | 0 | 0 | 0 | 0 | 0 | 0
F6_Industrial_Industrial - ID_Existing_Miscellaneous_Natural Gas_Miscellaneous_E5 | F6 | Industrial | Industrial - ID | Existing | Miscellaneous | Natural Gas | Miscellaneous | E5 | Utility - Value of Sales | 0 | 0 | 0 | 0 | 0 | 0 | 0 | 0 | 0 | 0 | 0 | 0 | 0 | 0 | 0 | 0 | 0 | 0 | 0 | 0 | 0 | 0 | 0 | 0 | 0 | 0 | 0
F6_Industrial_Industrial - ID_Existing_Miscellaneous_Natural Gas_Miscellaneous_E6 | F6 | Industrial | Industrial - ID | Existing | Miscellaneous | Natural Gas | Miscellaneous | E6 | Utility - Value of Sales | 0 | 0 | 0 | 0 | 0 | 0 | 0 | 0 | 0 | 0 | 0 | 0 | 0 | 0 | 0 | 0 | 0 | 0 | 0 | 0 | 0 | 0 | 0 | 0 | 0 | 0 | 0
F6_Industrial_Industrial - ID_Existing_Miscellaneous_Natural Gas_Miscellaneous_E7 | F6 | Industrial | Industrial - ID | Existing | Miscellaneous | Natural Gas | Miscellaneous | E7 | Utility - Value of Sales | 0 | 0 | 0 | 0 | 0 | 0 | 0 | 0 | 0 | 0 | 0 | 0 | 0 | 0 | 0 | 0 | 0 | 0 | 0 | 0 | 0 | 0 | 0 | 0 | 0 | 0 | 0
F6_Industrial_Industrial - ID_Existing_Miscellaneous_Natural Gas_Miscellaneous_E8 | F6 | Industrial | Industrial - ID | Existing | Miscellaneous | Natural Gas | Miscellaneous | E8 | Utility - Value of Sales | 0 | 0 | 0 | 0 | 0 | 0 | 0 | 0 | 0 | 0 | 0 | 0 | 0 | 0 | 0 | 0 | 0 | 0 | 0 | 0 | 0 | 0 | 0 | 0 | 0 | 0 | 0
F6_Industrial_Industrial - ID_Existing_Miscellaneous_Natural Gas_Miscellaneous_E9 | F6 | Industrial | Industrial - ID | Existing | Miscellaneous | Natural Gas | Miscellaneous | E9 | Utility - Value of Sales | 0 | 0 | 0 | 0 | 0 | 0 | 0 | 0 | 0 | 0 | 0 | 0 | 0 | 0 | 0 | 0 | 0 | 0 | 0 | 0 | 0 | 0 | 0 | 0 | 0 | 0 | 0
F6_Industrial_Industrial - ID_Existing_Miscellaneous_Natural Gas_Miscellaneous_E10 | F6 | Industrial | Industrial - ID | Existing | Miscellaneous | Natural Gas | Miscellaneous | E10 | Utility - Value of Sales | 0 | 0 | 0 | 0 | 0 | 0 | 0 | 0 | 0 | 0 | 0 | 0 | 0 | 0 | 0 | 0 | 0 | 0 | 0 | 0 | 0 | 0 | 0 | 0 | 0 | 0 | 0
F1_Industrial_Industrial - ID_New_Space Heating_Natural Gas_Furnace_E1 | F1 | Industrial | Industrial - ID | New | Space Heating | Natural Gas | Furnace | E1 | RVT - Cost of Equipment | 115.8635 | 115.8635 | 115.8635 | 0 | 0 | 0 | 0 | 0 | 0 | 0 | 0 | 0 | 0 | 0 | 0 | 0 | 0 | 0 | 0 | 0 | 0 | 0 | 0 | 0 | 0 | 0 | 0
F1_Industrial_Industrial - ID_New_Space Heating_Natural Gas_Furnace_E2 | F1 | Industrial | Industrial - ID | New | Space Heating | Natural Gas | Furnace | E2 | RVT - Cost of Equipment | 142.373 | 142.373 | 142.373 | 142.373 | 142.373 | 142.373 | 142.373 | 142.373 | 142.373 | 142.373 | 142.373 | 142.373 | 142.373 | 142.373 | 142.373 | 142.373 | 142.373 | 142.373 | 142.373 | 142.373 | 142.373 | 142.373 | 142.373 | 142.373 | 142.373 | 142.373 | 142.373
F1_Industrial_Industrial - ID_New_Space Heating_Natural Gas_Furnace_E3 | F1 | Industrial | Industrial - ID | New | Space Heating | Natural Gas | Furnace | E3 | RVT - Cost of Equipment | 168.8824 | 168.8824 | 168.8824 | 168.8824 | 168.8824 | 168.8824 | 168.8824 | 168.8824 | 168.8824 | 168.8824 | 168.8824 | 168.8824 | 168.8824 | 168.8824 | 168.8824 | 168.8824 | 168.8824 | 168.8824 | 168.8824 | 168.8824 | 168.8824 | 168.8824 | 168.8824 | 168.8824 | 168.8824 | 168.8824 | 168.8824
F1_Industrial_Industrial - ID_New_Space Heating_Natural Gas_Furnace_E4 | F1 | Industrial | Industrial - ID | New | Space Heating | Natural Gas | Furnace | E4 | RVT - Cost of Equipment | 0 | 0 | 0 | 0 | 0 | 0 | 0 | 0 | 0 | 0 | 0 | 0 | 0 | 0 | 0 | 0 | 0 | 0 | 0 | 0 | 0 | 0 | 0 | 0 | 0 | 0 | 0
F1_Industrial_Industrial - ID_New_Space Heating_Natural Gas_Furnace_E5 | F1 | Industrial | Industrial - ID | New | Space Heating | Natural Gas | Furnace | E5 | RVT - Cost of Equipment | 0 | 0 | 0 | 0 | 0 | 0 | 0 | 0 | 0 | 0 | 0 | 0 | 0 | 0 | 0 | 0 | 0 | 0 | 0 | 0 | 0 | 0 | 0 | 0 | 0 | 0 | 0
F1_Industrial_Industrial - ID_New_Space Heating_Natural Gas_Furnace_E6 | F1 | Industrial | Industrial - ID | New | Space Heating | Natural Gas | Furnace | E6 | RVT - Cost of Equipment | 0 | 0 | 0 | 0 | 0 | 0 | 0 | 0 | 0 | 0 | 0 | 0 | 0 | 0 | 0 | 0 | 0 | 0 | 0 | 0 | 0 | 0 | 0 | 0 | 0 | 0 | 0
F1_Industrial_Industrial - ID_New_Space Heating_Natural Gas_Furnace_E7 | F1 | Industrial | Industrial - ID | New | Space Heating | Natural Gas | Furnace | E7 | RVT - Cost of Equipment | 0 | 0 | 0 | 0 | 0 | 0 | 0 | 0 | 0 | 0 | 0 | 0 | 0 | 0 | 0 | 0 | 0 | 0 | 0 | 0 | 0 | 0 | 0 | 0 | 0 | 0 | 0
F1_Industrial_Industrial - ID_New_Space Heating_Natural Gas_Furnace_E8 | F1 | Industrial | Industrial - ID | New | Space Heating | Natural Gas | Furnace | E8 | RVT - Cost of Equipment | 0 | 0 | 0 | 0 | 0 | 0 | 0 | 0 | 0 | 0 | 0 | 0 | 0 | 0 | 0 | 0 | 0 | 0 | 0 | 0 | 0 | 0 | 0 | 0 | 0 | 0 | 0
F1_Industrial_Industrial - ID_New_Space Heating_Natural Gas_Furnace_E9 | F1 | Industrial | Industrial - ID | New | Space Heating | Natural Gas | Furnace | E9 | RVT - Cost of Equipment | 0 | 0 | 0 | 0 | 0 | 0 | 0 | 0 | 0 | 0 | 0 | 0 | 0 | 0 | 0 | 0 | 0 | 0 | 0 | 0 | 0 | 0 | 0 | 0 | 0 | 0 | 0
F1_Industrial_Industrial - ID_New_Space Heating_Natural Gas_Furnace_E10 | F1 | Industrial | Industrial - ID | New | Space Heating | Natural Gas | Furnace | E10 | RVT - Cost of Equipment | 0 | 0 | 0 | 0 | 0 | 0 | 0 | 0 | 0 | 0 | 0 | 0 | 0 | 0 | 0 | 0 | 0 | 0 | 0 | 0 | 0 | 0 | 0 | 0 | 0 | 0 | 0
F2_Industrial_Industrial - ID_New_Space Heating_Natural Gas_Furnace_E1 | F2 | Industrial | Industrial - ID | New | Space Heating | Natural Gas | Furnace | E1 | RVT - Cost of Operation | 0 | 0 | 0 | 0 | 0 | 0 | 0 | 0 | 0 | 0 | 0 | 0 | 0 | 0 | 0 | 0 | 0 | 0 | 0 | 0 | 0 | 0 | 0 | 0 | 0 | 0 | 0
F2_Industrial_Industrial - ID_New_Space Heating_Natural Gas_Furnace_E2 | F2 | Industrial | Industrial - ID | New | Space Heating | Natural Gas | Furnace | E2 | RVT - Cost of Operation | 0 | 0 | 0 | 0 | 0 | 0 | 0 | 0 | 0 | 0 | 0 | 0 | 0 | 0 | 0 | 0 | 0 | 0 | 0 | 0 | 0 | 0 | 0 | 0 | 0 | 0 | 0
F2_Industrial_Industrial - ID_New_Space Heating_Natural Gas_Furnace_E3 | F2 | Industrial | Industrial - ID | New | Space Heating | Natural Gas | Furnace | E3 | RVT - Cost of Operation | 0 | 0 | 0 | 0 | 0 | 0 | 0 | 0 | 0 | 0 | 0 | 0 | 0 | 0 | 0 | 0 | 0 | 0 | 0 | 0 | 0 | 0 | 0 | 0 | 0 | 0 | 0
F2_Industrial_Industrial - ID_New_Space Heating_Natural Gas_Furnace_E4 | F2 | Industrial | Industrial - ID | New | Space Heating | Natural Gas | Furnace | E4 | RVT - Cost of Operation | 0 | 0 | 0 | 0 | 0 | 0 | 0 | 0 | 0 | 0 | 0 | 0 | 0 | 0 | 0 | 0 | 0 | 0 | 0 | 0 | 0 | 0 | 0 | 0 | 0 | 0 | 0
F2_Industrial_Industrial - ID_New_Space Heating_Natural Gas_Furnace_E5 | F2 | Industrial | Industrial - ID | New | Space Heating | Natural Gas | Furnace | E5 | RVT - Cost of Operation | 0 | 0 | 0 | 0 | 0 | 0 | 0 | 0 | 0 | 0 | 0 | 0 | 0 | 0 | 0 | 0 | 0 | 0 | 0 | 0 | 0 | 0 | 0 | 0 | 0 | 0 | 0
F2_Industrial_Industrial - ID_New_Space Heating_Natural Gas_Furnace_E6 | F2 | Industrial | Industrial - ID | New | Space Heating | Natural Gas | Furnace | E6 | RVT - Cost of Operation | 0 | 0 | 0 | 0 | 0 | 0 | 0 | 0 | 0 | 0 | 0 | 0 | 0 | 0 | 0 | 0 | 0 | 0 | 0 | 0 | 0 | 0 | 0 | 0 | 0 | 0 | 0
F2_Industrial_Industrial - ID_New_Space Heating_Natural Gas_Furnace_E7 | F2 | Industrial | Industrial - ID | New | Space Heating | Natural Gas | Furnace | E7 | RVT - Cost of Operation | 0 | 0 | 0 | 0 | 0 | 0 | 0 | 0 | 0 | 0 | 0 | 0 | 0 | 0 | 0 | 0 | 0 | 0 | 0 | 0 | 0 | 0 | 0 | 0 | 0 | 0 | 0
F2_Industrial_Industrial - ID_New_Space Heating_Natural Gas_Furnace_E8 | F2 | Industrial | Industrial - ID | New | Space Heating | Natural Gas | Furnace | E8 | RVT - Cost of Operation | 0 | 0 | 0 | 0 | 0 | 0 | 0 | 0 | 0 | 0 | 0 | 0 | 0 | 0 | 0 | 0 | 0 | 0 | 0 | 0 | 0 | 0 | 0 | 0 | 0 | 0 | 0
F2_Industrial_Industrial - ID_New_Space Heating_Natural Gas_Furnace_E9 | F2 | Industrial | Industrial - ID | New | Space Heating | Natural Gas | Furnace | E9 | RVT - Cost of Operation | 0 | 0 | 0 | 0 | 0 | 0 | 0 | 0 | 0 | 0 | 0 | 0 | 0 | 0 | 0 | 0 | 0 | 0 | 0 | 0 | 0 | 0 | 0 | 0 | 0 | 0 | 0
F2_Industrial_Industrial - ID_New_Space Heating_Natural Gas_Furnace_E10 | F2 | Industrial | Industrial - ID | New | Space Heating | Natural Gas | Furnace | E10 | RVT - Cost of Operation | 0 | 0 | 0 | 0 | 0 | 0 | 0 | 0 | 0 | 0 | 0 | 0 | 0 | 0 | 0 | 0 | 0 | 0 | 0 | 0 | 0 | 0 | 0 | 0 | 0 | 0 | 0
F3_Industrial_Industrial - ID_New_Space Heating_Natural Gas_Furnace_E1 | F3 | Industrial | Industrial - ID | New | Space Heating | Natural Gas | Furnace | E1 | System - kBTUs of Consumption | 11283.6015 | 11316.4855 | 11314.5704 | 0 | 0 | 0 | 0 | 0 | 0 | 0 | 0 | 0 | 0 | 0 | 0 | 0 | 0 | 0 | 0 | 0 | 0 | 0 | 0 | 0 | 0 | 0 | 0
F3_Industrial_Industrial - ID_New_Space Heating_Natural Gas_Furnace_E2 | F3 | Industrial | Industrial - ID | New | Space Heating | Natural Gas | Furnace | E2 | System - kBTUs of Consumption | 10029.3807 | 10058.6095 | 10056.9073 | 10056.9073 | 10056.9073 | 10056.9073 | 10056.9073 | 10056.9073 | 10056.9073 | 10056.9073 | 10056.9073 | 10056.9073 | 10056.9073 | 10056.9073 | 10056.9073 | 10056.9073 | 10056.9073 | 10056.9073 | 10056.9073 | 10056.9073 | 10056.9073 | 10056.9073 | 10056.9073 | 10056.9073 | 10056.9073 | 10056.9073 | 10056.9073
F3_Industrial_Industrial - ID_New_Space Heating_Natural Gas_Furnace_E3 | F3 | Industrial | Industrial - ID | New | Space Heating | Natural Gas | Furnace | E3 | System - kBTUs of Consumption | 9402.2704 | 9429.6715 | 9428.0758 | 9428.0758 | 9428.0758 | 9428.0758 | 9428.0758 | 9428.0758 | 9428.0758 | 9428.0758 | 9428.0758 | 9428.0758 | 9428.0758 | 9428.0758 | 9428.0758 | 9428.0758 | 9428.0758 | 9428.0758 | 9428.0758 | 9428.0758 | 9428.0758 | 9428.0758 | 9428.0758 | 9428.0758 | 9428.0758 | 9428.0758 | 9428.0758
F3_Industrial_Industrial - ID_New_Space Heating_Natural Gas_Furnace_E4 | F3 | Industrial | Industrial - ID | New | Space Heating | Natural Gas | Furnace | E4 | System - kBTUs of Consumption | 0 | 0 | 0 | 0 | 0 | 0 | 0 | 0 | 0 | 0 | 0 | 0 | 0 | 0 | 0 | 0 | 0 | 0 | 0 | 0 | 0 | 0 | 0 | 0 | 0 | 0 | 0
F3_Industrial_Industrial - ID_New_Space Heating_Natural Gas_Furnace_E5 | F3 | Industrial | Industrial - ID | New | Space Heating | Natural Gas | Furnace | E5 | System - kBTUs of Consumption | 0 | 0 | 0 | 0 | 0 | 0 | 0 | 0 | 0 | 0 | 0 | 0 | 0 | 0 | 0 | 0 | 0 | 0 | 0 | 0 | 0 | 0 | 0 | 0 | 0 | 0 | 0
F3_Industrial_Industrial - ID_New_Space Heating_Natural Gas_Furnace_E6 | F3 | Industrial | Industrial - ID | New | Space Heating | Natural Gas | Furnace | E6 | System - kBTUs of Consumption | 0 | 0 | 0 | 0 | 0 | 0 | 0 | 0 | 0 | 0 | 0 | 0 | 0 | 0 | 0 | 0 | 0 | 0 | 0 | 0 | 0 | 0 | 0 | 0 | 0 | 0 | 0
F3_Industrial_Industrial - ID_New_Space Heating_Natural Gas_Furnace_E7 | F3 | Industrial | Industrial - ID | New | Space Heating | Natural Gas | Furnace | E7 | System - kBTUs of Consumption | 0 | 0 | 0 | 0 | 0 | 0 | 0 | 0 | 0 | 0 | 0 | 0 | 0 | 0 | 0 | 0 | 0 | 0 | 0 | 0 | 0 | 0 | 0 | 0 | 0 | 0 | 0
F3_Industrial_Industrial - ID_New_Space Heating_Natural Gas_Furnace_E8 | F3 | Industrial | Industrial - ID | New | Space Heating | Natural Gas | Furnace | E8 | System - kBTUs of Consumption | 0 | 0 | 0 | 0 | 0 | 0 | 0 | 0 | 0 | 0 | 0 | 0 | 0 | 0 | 0 | 0 | 0 | 0 | 0 | 0 | 0 | 0 | 0 | 0 | 0 | 0 | 0
F3_Industrial_Industrial - ID_New_Space Heating_Natural Gas_Furnace_E9 | F3 | Industrial | Industrial - ID | New | Space Heating | Natural Gas | Furnace | E9 | System - kBTUs of Consumption | 0 | 0 | 0 | 0 | 0 | 0 | 0 | 0 | 0 | 0 | 0 | 0 | 0 | 0 | 0 | 0 | 0 | 0 | 0 | 0 | 0 | 0 | 0 | 0 | 0 | 0 | 0
F3_Industrial_Industrial - ID_New_Space Heating_Natural Gas_Furnace_E10 | F3 | Industrial | Industrial - ID | New | Space Heating | Natural Gas | Furnace | E10 | System - kBTUs of Consumption | 0 | 0 | 0 | 0 | 0 | 0 | 0 | 0 | 0 | 0 | 0 | 0 | 0 | 0 | 0 | 0 | 0 | 0 | 0 | 0 | 0 | 0 | 0 | 0 | 0 | 0 | 0
F4_Industrial_Industrial - ID_New_Space Heating_Natural Gas_Furnace_E1 | F4 | Industrial | Industrial - ID | New | Space Heating | Natural Gas | Furnace | E1 | Utility - Cost of Equipment | 115.8635 | 115.8635 | 115.8635 | 0 | 0 | 0 | 0 | 0 | 0 | 0 | 0 | 0 | 0 | 0 | 0 | 0 | 0 | 0 | 0 | 0 | 0 | 0 | 0 | 0 | 0 | 0 | 0
F4_Industrial_Industrial - ID_New_Space Heating_Natural Gas_Furnace_E2 | F4 | Industrial | Industrial - ID | New | Space Heating | Natural Gas | Furnace | E2 | Utility - Cost of Equipment | 142.373 | 142.373 | 142.373 | 142.373 | 142.373 | 142.373 | 142.373 | 142.373 | 142.373 | 142.373 | 142.373 | 142.373 | 142.373 | 142.373 | 142.373 | 142.373 | 142.373 | 142.373 | 142.373 | 142.373 | 142.373 | 142.373 | 142.373 | 142.373 | 142.373 | 142.373 | 142.373
F4_Industrial_Industrial - ID_New_Space Heating_Natural Gas_Furnace_E3 | F4 | Industrial | Industrial - ID | New | Space Heating | Natural Gas | Furnace | E3 | Utility - Cost of Equipment | 168.8824 | 168.8824 | 168.8824 | 168.8824 | 168.8824 | 168.8824 | 168.8824 | 168.8824 | 168.8824 | 168.8824 | 168.8824 | 168.8824 | 168.8824 | 168.8824 | 168.8824 | 168.8824 | 168.8824 | 168.8824 | 168.8824 | 168.8824 | 168.8824 | 168.8824 | 168.8824 | 168.8824 | 168.8824 | 168.8824 | 168.8824
F4_Industrial_Industrial - ID_New_Space Heating_Natural Gas_Furnace_E4 | F4 | Industrial | Industrial - ID | New | Space Heating | Natural Gas | Furnace | E4 | Utility - Cost of Equipment | 0 | 0 | 0 | 0 | 0 | 0 | 0 | 0 | 0 | 0 | 0 | 0 | 0 | 0 | 0 | 0 | 0 | 0 | 0 | 0 | 0 | 0 | 0 | 0 | 0 | 0 | 0
F4_Industrial_Industrial - ID_New_Space Heating_Natural Gas_Furnace_E5 | F4 | Industrial | Industrial - ID | New | Space Heating | Natural Gas | Furnace | E5 | Utility - Cost of Equipment | 0 | 0 | 0 | 0 | 0 | 0 | 0 | 0 | 0 | 0 | 0 | 0 | 0 | 0 | 0 | 0 | 0 | 0 | 0 | 0 | 0 | 0 | 0 | 0 | 0 | 0 | 0
F4_Industrial_Industrial - ID_New_Space Heating_Natural Gas_Furnace_E6 | F4 | Industrial | Industrial - ID | New | Space Heating | Natural Gas | Furnace | E6 | Utility - Cost of Equipment | 0 | 0 | 0 | 0 | 0 | 0 | 0 | 0 | 0 | 0 | 0 | 0 | 0 | 0 | 0 | 0 | 0 | 0 | 0 | 0 | 0 | 0 | 0 | 0 | 0 | 0 | 0
F4_Industrial_Industrial - ID_New_Space Heating_Natural Gas_Furnace_E7 | F4 | Industrial | Industrial - ID | New | Space Heating | Natural Gas | Furnace | E7 | Utility - Cost of Equipment | 0 | 0 | 0 | 0 | 0 | 0 | 0 | 0 | 0 | 0 | 0 | 0 | 0 | 0 | 0 | 0 | 0 | 0 | 0 | 0 | 0 | 0 | 0 | 0 | 0 | 0 | 0
F4_Industrial_Industrial - ID_New_Space Heating_Natural Gas_Furnace_E8 | F4 | Industrial | Industrial - ID | New | Space Heating | Natural Gas | Furnace | E8 | Utility - Cost of Equipment | 0 | 0 | 0 | 0 | 0 | 0 | 0 | 0 | 0 | 0 | 0 | 0 | 0 | 0 | 0 | 0 | 0 | 0 | 0 | 0 | 0 | 0 | 0 | 0 | 0 | 0 | 0
F4_Industrial_Industrial - ID_New_Space Heating_Natural Gas_Furnace_E9 | F4 | Industrial | Industrial - ID | New | Space Heating | Natural Gas | Furnace | E9 | Utility - Cost of Equipment | 0 | 0 | 0 | 0 | 0 | 0 | 0 | 0 | 0 | 0 | 0 | 0 | 0 | 0 | 0 | 0 | 0 | 0 | 0 | 0 | 0 | 0 | 0 | 0 | 0 | 0 | 0
F4_Industrial_Industrial - ID_New_Space Heating_Natural Gas_Furnace_E10 | F4 | Industrial | Industrial - ID | New | Space Heating | Natural Gas | Furnace | E10 | Utility - Cost of Equipment | 0 | 0 | 0 | 0 | 0 | 0 | 0 | 0 | 0 | 0 | 0 | 0 | 0 | 0 | 0 | 0 | 0 | 0 | 0 | 0 | 0 | 0 | 0 | 0 | 0 | 0 | 0
F5_Industrial_Industrial - ID_New_Space Heating_Natural Gas_Furnace_E1 | F5 | Industrial | Industrial - ID | New | Space Heating | Natural Gas | Furnace | E1 | Utility - Cost of Operation | 57.3789 | 54.865 | 51.6173 | 0 | 0 | 0 | 0 | 0 | 0 | 0 | 0 | 0 | 0 | 0 | 0 | 0 | 0 | 0 | 0 | 0 | 0 | 0 | 0 | 0 | 0 | 0 | 0
F5_Industrial_Industrial - ID_New_Space Heating_Natural Gas_Furnace_E2 | F5 | Industrial | Industrial - ID | New | Space Heating | Natural Gas | Furnace | E2 | Utility - Cost of Operation | 51.001 | 48.7665 | 45.8798 | 42.8274 | 41.5897 | 41.1283 | 41.2855 | 41.7829 | 42.4224 | 43.1266 | 43.7192 | 44.3232 | 44.8925 | 45.378 | 45.7842 | 46.1907 | 46.5275 | 46.8965 | 47.2496 | 47.5378 | 47.713 | 47.8753 | 48.0956 | 48.2398 | 48.3314 | 48.5683 | 48.8064
F5_Industrial_Industrial - ID_New_Space Heating_Natural Gas_Furnace_E3 | F5 | Industrial | Industrial - ID | New | Space Heating | Natural Gas | Furnace | E3 | Utility - Cost of Operation | 47.812 | 45.7173 | 43.0111 | 40.1495 | 38.9892 | 38.5567 | 38.704 | 39.1703 | 39.7698 | 40.43 | 40.9856 | 41.5518 | 42.0855 | 42.5406 | 42.9214 | 43.3025 | 43.6182 | 43.9642 | 44.2952 | 44.5654 | 44.7296 | 44.8818 | 45.0884 | 45.2235 | 45.3093 | 45.5314 | 45.7546
F5_Industrial_Industrial - ID_New_Space Heating_Natural Gas_Furnace_E4 | F5 | Industrial | Industrial - ID | New | Space Heating | Natural Gas | Furnace | E4 | Utility - Cost of Operation | 0 | 0 | 0 | 0 | 0 | 0 | 0 | 0 | 0 | 0 | 0 | 0 | 0 | 0 | 0 | 0 | 0 | 0 | 0 | 0 | 0 | 0 | 0 | 0 | 0 | 0 | 0
F5_Industrial_Industrial - ID_New_Space Heating_Natural Gas_Furnace_E5 | F5 | Industrial | Industrial - ID | New | Space Heating | Natural Gas | Furnace | E5 | Utility - Cost of Operation | 0 | 0 | 0 | 0 | 0 | 0 | 0 | 0 | 0 | 0 | 0 | 0 | 0 | 0 | 0 | 0 | 0 | 0 | 0 | 0 | 0 | 0 | 0 | 0 | 0 | 0 | 0
F5_Industrial_Industrial - ID_New_Space Heating_Natural Gas_Furnace_E6 | F5 | Industrial | Industrial - ID | New | Space Heating | Natural Gas | Furnace | E6 | Utility - Cost of Operation | 0 | 0 | 0 | 0 | 0 | 0 | 0 | 0 | 0 | 0 | 0 | 0 | 0 | 0 | 0 | 0 | 0 | 0 | 0 | 0 | 0 | 0 | 0 | 0 | 0 | 0 | 0
F5_Industrial_Industrial - ID_New_Space Heating_Natural Gas_Furnace_E7 | F5 | Industrial | Industrial - ID | New | Space Heating | Natural Gas | Furnace | E7 | Utility - Cost of Operation | 0 | 0 | 0 | 0 | 0 | 0 | 0 | 0 | 0 | 0 | 0 | 0 | 0 | 0 | 0 | 0 | 0 | 0 | 0 | 0 | 0 | 0 | 0 | 0 | 0 | 0 | 0
F5_Industrial_Industrial - ID_New_Space Heating_Natural Gas_Furnace_E8 | F5 | Industrial | Industrial - ID | New | Space Heating | Natural Gas | Furnace | E8 | Utility - Cost of Operation | 0 | 0 | 0 | 0 | 0 | 0 | 0 | 0 | 0 | 0 | 0 | 0 | 0 | 0 | 0 | 0 | 0 | 0 | 0 | 0 | 0 | 0 | 0 | 0 | 0 | 0 | 0
F5_Industrial_Industrial - ID_New_Space Heating_Natural Gas_Furnace_E9 | F5 | Industrial | Industrial - ID | New | Space Heating | Natural Gas | Furnace | E9 | Utility - Cost of Operation | 0 | 0 | 0 | 0 | 0 | 0 | 0 | 0 | 0 | 0 | 0 | 0 | 0 | 0 | 0 | 0 | 0 | 0 | 0 | 0 | 0 | 0 | 0 | 0 | 0 | 0 | 0
F5_Industrial_Industrial - ID_New_Space Heating_Natural Gas_Furnace_E10 | F5 | Industrial | Industrial - ID | New | Space Heating | Natural Gas | Furnace | E10 | Utility - Cost of Operation | 0 | 0 | 0 | 0 | 0 | 0 | 0 | 0 | 0 | 0 | 0 | 0 | 0 | 0 | 0 | 0 | 0 | 0 | 0 | 0 | 0 | 0 | 0 | 0 | 0 | 0 | 0
F6_Industrial_Industrial - ID_New_Space Heating_Natural Gas_Furnace_E1 | F6 | Industrial | Industrial - ID | New | Space Heating | Natural Gas | Furnace | E1 | Utility - Value of Sales | 0 | 0 | 0 | 0 | 0 | 0 | 0 | 0 | 0 | 0 | 0 | 0 | 0 | 0 | 0 | 0 | 0 | 0 | 0 | 0 | 0 | 0 | 0 | 0 | 0 | 0 | 0
F6_Industrial_Industrial - ID_New_Space Heating_Natural Gas_Furnace_E2 | F6 | Industrial | Industrial - ID | New | Space Heating | Natural Gas | Furnace | E2 | Utility - Value of Sales | 0 | 0 | 0 | 0 | 0 | 0 | 0 | 0 | 0 | 0 | 0 | 0 | 0 | 0 | 0 | 0 | 0 | 0 | 0 | 0 | 0 | 0 | 0 | 0 | 0 | 0 | 0
F6_Industrial_Industrial - ID_New_Space Heating_Natural Gas_Furnace_E3 | F6 | Industrial | Industrial - ID | New | Space Heating | Natural Gas | Furnace | E3 | Utility - Value of Sales | 0 | 0 | 0 | 0 | 0 | 0 | 0 | 0 | 0 | 0 | 0 | 0 | 0 | 0 | 0 | 0 | 0 | 0 | 0 | 0 | 0 | 0 | 0 | 0 | 0 | 0 | 0
F6_Industrial_Industrial - ID_New_Space Heating_Natural Gas_Furnace_E4 | F6 | Industrial | Industrial - ID | New | Space Heating | Natural Gas | Furnace | E4 | Utility - Value of Sales | 0 | 0 | 0 | 0 | 0 | 0 | 0 | 0 | 0 | 0 | 0 | 0 | 0 | 0 | 0 | 0 | 0 | 0 | 0 | 0 | 0 | 0 | 0 | 0 | 0 | 0 | 0
F6_Industrial_Industrial - ID_New_Space Heating_Natural Gas_Furnace_E5 | F6 | Industrial | Industrial - ID | New | Space Heating | Natural Gas | Furnace | E5 | Utility - Value of Sales | 0 | 0 | 0 | 0 | 0 | 0 | 0 | 0 | 0 | 0 | 0 | 0 | 0 | 0 | 0 | 0 | 0 | 0 | 0 | 0 | 0 | 0 | 0 | 0 | 0 | 0 | 0
F6_Industrial_Industrial - ID_New_Space Heating_Natural Gas_Furnace_E6 | F6 | Industrial | Industrial - ID | New | Space Heating | Natural Gas | Furnace | E6 | Utility - Value of Sales | 0 | 0 | 0 | 0 | 0 | 0 | 0 | 0 | 0 | 0 | 0 | 0 | 0 | 0 | 0 | 0 | 0 | 0 | 0 | 0 | 0 | 0 | 0 | 0 | 0 | 0 | 0
F6_Industrial_Industrial - ID_New_Space Heating_Natural Gas_Furnace_E7 | F6 | Industrial | Industrial - ID | New | Space Heating | Natural Gas | Furnace | E7 | Utility - Value of Sales | 0 | 0 | 0 | 0 | 0 | 0 | 0 | 0 | 0 | 0 | 0 | 0 | 0 | 0 | 0 | 0 | 0 | 0 | 0 | 0 | 0 | 0 | 0 | 0 | 0 | 0 | 0
F6_Industrial_Industrial - ID_New_Space Heating_Natural Gas_Furnace_E8 | F6 | Industrial | Industrial - ID | New | Space Heating | Natural Gas | Furnace | E8 | Utility - Value of Sales | 0 | 0 | 0 | 0 | 0 | 0 | 0 | 0 | 0 | 0 | 0 | 0 | 0 | 0 | 0 | 0 | 0 | 0 | 0 | 0 | 0 | 0 | 0 | 0 | 0 | 0 | 0
F6_Industrial_Industrial - ID_New_Space Heating_Natural Gas_Furnace_E9 | F6 | Industrial | Industrial - ID | New | Space Heating | Natural Gas | Furnace | E9 | Utility - Value of Sales | 0 | 0 | 0 | 0 | 0 | 0 | 0 | 0 | 0 | 0 | 0 | 0 | 0 | 0 | 0 | 0 | 0 | 0 | 0 | 0 | 0 | 0 | 0 | 0 | 0 | 0 | 0
F6_Industrial_Industrial - ID_New_Space Heating_Natural Gas_Furnace_E10 | F6 | Industrial | Industrial - ID | New | Space Heating | Natural Gas | Furnace | E10 | Utility - Value of Sales | 0 | 0 | 0 | 0 | 0 | 0 | 0 | 0 | 0 | 0 | 0 | 0 | 0 | 0 | 0 | 0 | 0 | 0 | 0 | 0 | 0 | 0 | 0 | 0 | 0 | 0 | 0
F1_Industrial_Industrial - ID_New_Space Heating_Natural Gas_Boiler_E1 | F1 | Industrial | Industrial - ID | New | Space Heating | Natural Gas | Boiler | E1 | RVT - Cost of Equipment | 636.6096 | 636.6096 | 636.6096 | 636.6096 | 636.6096 | 636.6096 | 636.6096 | 636.6096 | 636.6096 | 636.6096 | 636.6096 | 636.6096 | 636.6096 | 636.6096 | 636.6096 | 636.6096 | 636.6096 | 636.6096 | 636.6096 | 636.6096 | 636.6096 | 636.6096 | 636.6096 | 636.6096 | 636.6096 | 636.6096 | 636.6096
F1_Industrial_Industrial - ID_New_Space Heating_Natural Gas_Boiler_E2 | F1 | Industrial | Industrial - ID | New | Space Heating | Natural Gas | Boiler | E2 | RVT - Cost of Equipment | 724.2748 | 724.2748 | 724.2748 | 724.2748 | 724.2748 | 724.2748 | 724.2748 | 724.2748 | 724.2748 | 724.2748 | 724.2748 | 724.2748 | 724.2748 | 724.2748 | 724.2748 | 724.2748 | 724.2748 | 724.2748 | 724.2748 | 724.2748 | 724.2748 | 724.2748 | 724.2748 | 724.2748 | 724.2748 | 724.2748 | 724.2748
F1_Industrial_Industrial - ID_New_Space Heating_Natural Gas_Boiler_E3 | F1 | Industrial | Industrial - ID | New | Space Heating | Natural Gas | Boiler | E3 | RVT - Cost of Equipment | 900.3376 | 900.3376 | 900.3376 | 900.3376 | 900.3376 | 900.3376 | 900.3376 | 900.3376 | 900.3376 | 900.3376 | 900.3376 | 900.3376 | 900.3376 | 900.3376 | 900.3376 | 900.3376 | 900.3376 | 900.3376 | 900.3376 | 900.3376 | 900.3376 | 900.3376 | 900.3376 | 900.3376 | 900.3376 | 900.3376 | 900.3376
F1_Industrial_Industrial - ID_New_Space Heating_Natural Gas_Boiler_E4 | F1 | Industrial | Industrial - ID | New | Space Heating | Natural Gas | Boiler | E4 | RVT - Cost of Equipment | 3357.886 | 3357.886 | 3357.886 | 3357.886 | 3357.886 | 3357.886 | 3357.886 | 3357.886 | 3357.886 | 3357.886 | 3357.886 | 3357.886 | 3357.886 | 3357.886 | 3357.886 | 3357.886 | 3357.886 | 3357.886 | 3357.886 | 3357.886 | 3357.886 | 3357.886 | 3357.886 | 3357.886 | 3357.886 | 3357.886 | 3357.886
F1_Industrial_Industrial - ID_New_Space Heating_Natural Gas_Boiler_E5 | F1 | Industrial | Industrial - ID | New | Space Heating | Natural Gas | Boiler | E5 | RVT - Cost of Equipment | 0 | 0 | 0 | 0 | 0 | 0 | 0 | 0 | 0 | 0 | 0 | 0 | 0 | 0 | 0 | 0 | 0 | 0 | 0 | 0 | 0 | 0 | 0 | 0 | 0 | 0 | 0
F1_Industrial_Industrial - ID_New_Space Heating_Natural Gas_Boiler_E6 | F1 | Industrial | Industrial - ID | New | Space Heating | Natural Gas | Boiler | E6 | RVT - Cost of Equipment | 0 | 0 | 0 | 0 | 0 | 0 | 0 | 0 | 0 | 0 | 0 | 0 | 0 | 0 | 0 | 0 | 0 | 0 | 0 | 0 | 0 | 0 | 0 | 0 | 0 | 0 | 0
F1_Industrial_Industrial - ID_New_Space Heating_Natural Gas_Boiler_E7 | F1 | Industrial | Industrial - ID | New | Space Heating | Natural Gas | Boiler | E7 | RVT - Cost of Equipment | 0 | 0 | 0 | 0 | 0 | 0 | 0 | 0 | 0 | 0 | 0 | 0 | 0 | 0 | 0 | 0 | 0 | 0 | 0 | 0 | 0 | 0 | 0 | 0 | 0 | 0 | 0
F1_Industrial_Industrial - ID_New_Space Heating_Natural Gas_Boiler_E8 | F1 | Industrial | Industrial - ID | New | Space Heating | Natural Gas | Boiler | E8 | RVT - Cost of Equipment | 0 | 0 | 0 | 0 | 0 | 0 | 0 | 0 | 0 | 0 | 0 | 0 | 0 | 0 | 0 | 0 | 0 | 0 | 0 | 0 | 0 | 0 | 0 | 0 | 0 | 0 | 0
F1_Industrial_Industrial - ID_New_Space Heating_Natural Gas_Boiler_E9 | F1 | Industrial | Industrial - ID | New | Space Heating | Natural Gas | Boiler | E9 | RVT - Cost of Equipment | 0 | 0 | 0 | 0 | 0 | 0 | 0 | 0 | 0 | 0 | 0 | 0 | 0 | 0 | 0 | 0 | 0 | 0 | 0 | 0 | 0 | 0 | 0 | 0 | 0 | 0 | 0
F1_Industrial_Industrial - ID_New_Space Heating_Natural Gas_Boiler_E10 | F1 | Industrial | Industrial - ID | New | Space Heating | Natural Gas | Boiler | E10 | RVT - Cost of Equipment | 0 | 0 | 0 | 0 | 0 | 0 | 0 | 0 | 0 | 0 | 0 | 0 | 0 | 0 | 0 | 0 | 0 | 0 | 0 | 0 | 0 | 0 | 0 | 0 | 0 | 0 | 0
F2_Industrial_Industrial - ID_New_Space Heating_Natural Gas_Boiler_E1 | F2 | Industrial | Industrial - ID | New | Space Heating | Natural Gas | Boiler | E1 | RVT - Cost of Operation | 0 | 0 | 0 | 0 | 0 | 0 | 0 | 0 | 0 | 0 | 0 | 0 | 0 | 0 | 0 | 0 | 0 | 0 | 0 | 0 | 0 | 0 | 0 | 0 | 0 | 0 | 0
F2_Industrial_Industrial - ID_New_Space Heating_Natural Gas_Boiler_E2 | F2 | Industrial | Industrial - ID | New | Space Heating | Natural Gas | Boiler | E2 | RVT - Cost of Operation | 0 | 0 | 0 | 0 | 0 | 0 | 0 | 0 | 0 | 0 | 0 | 0 | 0 | 0 | 0 | 0 | 0 | 0 | 0 | 0 | 0 | 0 | 0 | 0 | 0 | 0 | 0
F2_Industrial_Industrial - ID_New_Space Heating_Natural Gas_Boiler_E3 | F2 | Industrial | Industrial - ID | New | Space Heating | Natural Gas | Boiler | E3 | RVT - Cost of Operation | 0 | 0 | 0 | 0 | 0 | 0 | 0 | 0 | 0 | 0 | 0 | 0 | 0 | 0 | 0 | 0 | 0 | 0 | 0 | 0 | 0 | 0 | 0 | 0 | 0 | 0 | 0
F2_Industrial_Industrial - ID_New_Space Heating_Natural Gas_Boiler_E4 | F2 | Industrial | Industrial - ID | New | Space Heating | Natural Gas | Boiler | E4 | RVT - Cost of Operation | 0 | 0 | 0 | 0 | 0 | 0 | 0 | 0 | 0 | 0 | 0 | 0 | 0 | 0 | 0 | 0 | 0 | 0 | 0 | 0 | 0 | 0 | 0 | 0 | 0 | 0 | 0
F2_Industrial_Industrial - ID_New_Space Heating_Natural Gas_Boiler_E5 | F2 | Industrial | Industrial - ID | New | Space Heating | Natural Gas | Boiler | E5 | RVT - Cost of Operation | 0 | 0 | 0 | 0 | 0 | 0 | 0 | 0 | 0 | 0 | 0 | 0 | 0 | 0 | 0 | 0 | 0 | 0 | 0 | 0 | 0 | 0 | 0 | 0 | 0 | 0 | 0
F2_Industrial_Industrial - ID_New_Space Heating_Natural Gas_Boiler_E6 | F2 | Industrial | Industrial - ID | New | Space Heating | Natural Gas | Boiler | E6 | RVT - Cost of Operation | 0 | 0 | 0 | 0 | 0 | 0 | 0 | 0 | 0 | 0 | 0 | 0 | 0 | 0 | 0 | 0 | 0 | 0 | 0 | 0 | 0 | 0 | 0 | 0 | 0 | 0 | 0
F2_Industrial_Industrial - ID_New_Space Heating_Natural Gas_Boiler_E7 | F2 | Industrial | Industrial - ID | New | Space Heating | Natural Gas | Boiler | E7 | RVT - Cost of Operation | 0 | 0 | 0 | 0 | 0 | 0 | 0 | 0 | 0 | 0 | 0 | 0 | 0 | 0 | 0 | 0 | 0 | 0 | 0 | 0 | 0 | 0 | 0 | 0 | 0 | 0 | 0
F2_Industrial_Industrial - ID_New_Space Heating_Natural Gas_Boiler_E8 | F2 | Industrial | Industrial - ID | New | Space Heating | Natural Gas | Boiler | E8 | RVT - Cost of Operation | 0 | 0 | 0 | 0 | 0 | 0 | 0 | 0 | 0 | 0 | 0 | 0 | 0 | 0 | 0 | 0 | 0 | 0 | 0 | 0 | 0 | 0 | 0 | 0 | 0 | 0 | 0
F2_Industrial_Industrial - ID_New_Space Heating_Natural Gas_Boiler_E9 | F2 | Industrial | Industrial - ID | New | Space Heating | Natural Gas | Boiler | E9 | RVT - Cost of Operation | 0 | 0 | 0 | 0 | 0 | 0 | 0 | 0 | 0 | 0 | 0 | 0 | 0 | 0 | 0 | 0 | 0 | 0 | 0 | 0 | 0 | 0 | 0 | 0 | 0 | 0 | 0
F2_Industrial_Industrial - ID_New_Space Heating_Natural Gas_Boiler_E10 | F2 | Industrial | Industrial - ID | New | Space Heating | Natural Gas | Boiler | E10 | RVT - Cost of Operation | 0 | 0 | 0 | 0 | 0 | 0 | 0 | 0 | 0 | 0 | 0 | 0 | 0 | 0 | 0 | 0 | 0 | 0 | 0 | 0 | 0 | 0 | 0 | 0 | 0 | 0 | 0
F3_Industrial_Industrial - ID_New_Space Heating_Natural Gas_Boiler_E1 | F3 | Industrial | Industrial - ID | New | Space Heating | Natural Gas | Boiler | E1 | System - kBTUs of Consumption | 12850.7829 | 12885.2305 | 12883.2244 | 12883.2244 | 12883.2244 | 12883.2244 | 12883.2244 | 12883.2244 | 12883.2244 | 12883.2244 | 12883.2244 | 12883.2244 | 12883.2244 | 12883.2244 | 12883.2244 | 12883.2244 | 12883.2244 | 12883.2244 | 12883.2244 | 12883.2244 | 12883.2244 | 12883.2244 | 12883.2244 | 12883.2244 | 12883.2244 | 12883.2244 | 12883.2244
F3_Industrial_Industrial - ID_New_Space Heating_Natural Gas_Boiler_E2 | F3 | Industrial | Industrial - ID | New | Space Heating | Natural Gas | Boiler | E2 | System - kBTUs of Consumption | 12094.7958 | 12127.2169 | 12125.3288 | 12125.3288 | 12125.3288 | 12125.3288 | 12125.3288 | 12125.3288 | 12125.3288 | 12125.3288 | 12125.3288 | 12125.3288 | 12125.3288 | 12125.3288 | 12125.3288 | 12125.3288 | 12125.3288 | 12125.3288 | 12125.3288 | 12125.3288 | 12125.3288 | 12125.3288 | 12125.3288 | 12125.3288 | 12125.3288 | 12125.3288 | 12125.3288
F3_Industrial_Industrial - ID_New_Space Heating_Natural Gas_Boiler_E3 | F3 | Industrial | Industrial - ID | New | Space Heating | Natural Gas | Boiler | E3 | System - kBTUs of Consumption | 10598.8001 | 10627.211 | 10625.5565 | 10625.5565 | 10625.5565 | 10625.5565 | 10625.5565 | 10625.5565 | 10625.5565 | 10625.5565 | 10625.5565 | 10625.5565 | 10625.5565 | 10625.5565 | 10625.5565 | 10625.5565 | 10625.5565 | 10625.5565 | 10625.5565 | 10625.5565 | 10625.5565 | 10625.5565 | 10625.5565 | 10625.5565 | 10625.5565 | 10625.5565 | 10625.5565
F3_Industrial_Industrial - ID_New_Space Heating_Natural Gas_Boiler_E4 | F3 | Industrial | Industrial - ID | New | Space Heating | Natural Gas | Boiler | E4 | System - kBTUs of Consumption | 7330.9459 | 7363.7531 | 7361.8425 | 7361.8425 | 7361.8425 | 7361.8425 | 7361.8425 | 7361.8425 | 7361.8425 | 7361.8425 | 7361.8425 | 7361.8425 | 7361.8425 | 7361.8425 | 7361.8425 | 7361.8425 | 7361.8425 | 7361.8425 | 7361.8425 | 7361.8425 | 7361.8425 | 7361.8425 | 7361.8425 | 7361.8425 | 7361.8425 | 7361.8425 | 7361.8425
F3_Industrial_Industrial - ID_New_Space Heating_Natural Gas_Boiler_E5 | F3 | Industrial | Industrial - ID | New | Space Heating | Natural Gas | Boiler | E5 | System - kBTUs of Consumption | 0 | 0 | 0 | 0 | 0 | 0 | 0 | 0 | 0 | 0 | 0 | 0 | 0 | 0 | 0 | 0 | 0 | 0 | 0 | 0 | 0 | 0 | 0 | 0 | 0 | 0 | 0
F3_Industrial_Industrial - ID_New_Space Heating_Natural Gas_Boiler_E6 | F3 | Industrial | Industrial - ID | New | Space Heating | Natural Gas | Boiler | E6 | System - kBTUs of Consumption | 0 | 0 | 0 | 0 | 0 | 0 | 0 | 0 | 0 | 0 | 0 | 0 | 0 | 0 | 0 | 0 | 0 | 0 | 0 | 0 | 0 | 0 | 0 | 0 | 0 | 0 | 0
F3_Industrial_Industrial - ID_New_Space Heating_Natural Gas_Boiler_E7 | F3 | Industrial | Industrial - ID | New | Space Heating | Natural Gas | Boiler | E7 | System - kBTUs of Consumption | 0 | 0 | 0 | 0 | 0 | 0 | 0 | 0 | 0 | 0 | 0 | 0 | 0 | 0 | 0 | 0 | 0 | 0 | 0 | 0 | 0 | 0 | 0 | 0 | 0 | 0 | 0
F3_Industrial_Industrial - ID_New_Space Heating_Natural Gas_Boiler_E8 | F3 | Industrial | Industrial - ID | New | Space Heating | Natural Gas | Boiler | E8 | System - kBTUs of Consumption | 0 | 0 | 0 | 0 | 0 | 0 | 0 | 0 | 0 | 0 | 0 | 0 | 0 | 0 | 0 | 0 | 0 | 0 | 0 | 0 | 0 | 0 | 0 | 0 | 0 | 0 | 0
F3_Industrial_Industrial - ID_New_Space Heating_Natural Gas_Boiler_E9 | F3 | Industrial | Industrial - ID | New | Space Heating | Natural Gas | Boiler | E9 | System - kBTUs of Consumption | 0 | 0 | 0 | 0 | 0 | 0 | 0 | 0 | 0 | 0 | 0 | 0 | 0 | 0 | 0 | 0 | 0 | 0 | 0 | 0 | 0 | 0 | 0 | 0 | 0 | 0 | 0
F3_Industrial_Industrial - ID_New_Space Heating_Natural Gas_Boiler_E10 | F3 | Industrial | Industrial - ID | New | Space Heating | Natural Gas | Boiler | E10 | System - kBTUs of Consumption | 0 | 0 | 0 | 0 | 0 | 0 | 0 | 0 | 0 | 0 | 0 | 0 | 0 | 0 | 0 | 0 | 0 | 0 | 0 | 0 | 0 | 0 | 0 | 0 | 0 | 0 | 0
F4_Industrial_Industrial - ID_New_Space Heating_Natural Gas_Boiler_E1 | F4 | Industrial | Industrial - ID | New | Space Heating | Natural Gas | Boiler | E1 | Utility - Cost of Equipment | 636.6096 | 636.6096 | 636.6096 | 636.6096 | 636.6096 | 636.6096 | 636.6096 | 636.6096 | 636.6096 | 636.6096 | 636.6096 | 636.6096 | 636.6096 | 636.6096 | 636.6096 | 636.6096 | 636.6096 | 636.6096 | 636.6096 | 636.6096 | 636.6096 | 636.6096 | 636.6096 | 636.6096 | 636.6096 | 636.6096 | 636.6096
F4_Industrial_Industrial - ID_New_Space Heating_Natural Gas_Boiler_E2 | F4 | Industrial | Industrial - ID | New | Space Heating | Natural Gas | Boiler | E2 | Utility - Cost of Equipment | 724.2748 | 724.2748 | 724.2748 | 724.2748 | 724.2748 | 724.2748 | 724.2748 | 724.2748 | 724.2748 | 724.2748 | 724.2748 | 724.2748 | 724.2748 | 724.2748 | 724.2748 | 724.2748 | 724.2748 | 724.2748 | 724.2748 | 724.2748 | 724.2748 | 724.2748 | 724.2748 | 724.2748 | 724.2748 | 724.2748 | 724.2748
F4_Industrial_Industrial - ID_New_Space Heating_Natural Gas_Boiler_E3 | F4 | Industrial | Industrial - ID | New | Space Heating | Natural Gas | Boiler | E3 | Utility - Cost of Equipment | 900.3376 | 900.3376 | 900.3376 | 900.3376 | 900.3376 | 900.3376 | 900.3376 | 900.3376 | 900.3376 | 900.3376 | 900.3376 | 900.3376 | 900.3376 | 900.3376 | 900.3376 | 900.3376 | 900.3376 | 900.3376 | 900.3376 | 900.3376 | 900.3376 | 900.3376 | 900.3376 | 900.3376 | 900.3376 | 900.3376 | 900.3376
F4_Industrial_Industrial - ID_New_Space Heating_Natural Gas_Boiler_E4 | F4 | Industrial | Industrial - ID | New | Space Heating | Natural Gas | Boiler | E4 | Utility - Cost of Equipment | 3357.886 | 3357.886 | 3357.886 | 3357.886 | 3357.886 | 3357.886 | 3357.886 | 3357.886 | 3357.886 | 3357.886 | 3357.886 | 3357.886 | 3357.886 | 3357.886 | 3357.886 | 3357.886 | 3357.886 | 3357.886 | 3357.886 | 3357.886 | 3357.886 | 3357.886 | 3357.886 | 3357.886 | 3357.886 | 3357.886 | 3357.886
F4_Industrial_Industrial - ID_New_Space Heating_Natural Gas_Boiler_E5 | F4 | Industrial | Industrial - ID | New | Space Heating | Natural Gas | Boiler | E5 | Utility - Cost of Equipment | 0 | 0 | 0 | 0 | 0 | 0 | 0 | 0 | 0 | 0 | 0 | 0 | 0 | 0 | 0 | 0 | 0 | 0 | 0 | 0 | 0 | 0 | 0 | 0 | 0 | 0 | 0
F4_Industrial_Industrial - ID_New_Space Heating_Natural Gas_Boiler_E6 | F4 | Industrial | Industrial - ID | New | Space Heating | Natural Gas | Boiler | E6 | Utility - Cost of Equipment | 0 | 0 | 0 | 0 | 0 | 0 | 0 | 0 | 0 | 0 | 0 | 0 | 0 | 0 | 0 | 0 | 0 | 0 | 0 | 0 | 0 | 0 | 0 | 0 | 0 | 0 | 0
F4_Industrial_Industrial - ID_New_Space Heating_Natural Gas_Boiler_E7 | F4 | Industrial | Industrial - ID | New | Space Heating | Natural Gas | Boiler | E7 | Utility - Cost of Equipment | 0 | 0 | 0 | 0 | 0 | 0 | 0 | 0 | 0 | 0 | 0 | 0 | 0 | 0 | 0 | 0 | 0 | 0 | 0 | 0 | 0 | 0 | 0 | 0 | 0 | 0 | 0
F4_Industrial_Industrial - ID_New_Space Heating_Natural Gas_Boiler_E8 | F4 | Industrial | Industrial - ID | New | Space Heating | Natural Gas | Boiler | E8 | Utility - Cost of Equipment | 0 | 0 | 0 | 0 | 0 | 0 | 0 | 0 | 0 | 0 | 0 | 0 | 0 | 0 | 0 | 0 | 0 | 0 | 0 | 0 | 0 | 0 | 0 | 0 | 0 | 0 | 0
F4_Industrial_Industrial - ID_New_Space Heating_Natural Gas_Boiler_E9 | F4 | Industrial | Industrial - ID | New | Space Heating | Natural Gas | Boiler | E9 | Utility - Cost of Equipment | 0 | 0 | 0 | 0 | 0 | 0 | 0 | 0 | 0 | 0 | 0 | 0 | 0 | 0 | 0 | 0 | 0 | 0 | 0 | 0 | 0 | 0 | 0 | 0 | 0 | 0 | 0
F4_Industrial_Industrial - ID_New_Space Heating_Natural Gas_Boiler_E10 | F4 | Industrial | Industrial - ID | New | Space Heating | Natural Gas | Boiler | E10 | Utility - Cost of Equipment | 0 | 0 | 0 | 0 | 0 | 0 | 0 | 0 | 0 | 0 | 0 | 0 | 0 | 0 | 0 | 0 | 0 | 0 | 0 | 0 | 0 | 0 | 0 | 0 | 0 | 0 | 0
F5_Industrial_Industrial - ID_New_Space Heating_Natural Gas_Boiler_E1 | F5 | Industrial | Industrial - ID | New | Space Heating | Natural Gas | Boiler | E1 | Utility - Cost of Operation | 65.3428 | 62.5911 | 59.0255 | 55.2526 | 53.726 | 53.1584 | 53.357 | 53.9795 | 54.7825 | 55.6657 | 56.4107 | 57.1699 | 57.8862 | 58.4987 | 59.0131 | 59.5278 | 59.9563 | 60.4248 | 60.8736 | 61.2421 | 61.4707 | 61.6834 | 61.9679 | 62.1583 | 62.2835 | 62.5888 | 62.8956
F5_Industrial_Industrial - ID_New_Space Heating_Natural Gas_Boiler_E2 | F5 | Industrial | Industrial - ID | New | Space Heating | Natural Gas | Boiler | E2 | Utility - Cost of Operation | 61.4988 | 58.9089 | 55.5532 | 52.0022 | 50.5654 | 50.0312 | 50.2181 | 50.804 | 51.5597 | 52.391 | 53.0922 | 53.8067 | 54.4809 | 55.0573 | 55.5414 | 56.0259 | 56.4292 | 56.8701 | 57.2926 | 57.6393 | 57.8545 | 58.0547 | 58.3225 | 58.5016 | 58.6195 | 58.9068 | 59.1956
F5_Industrial_Industrial - ID_New_Space Heating_Natural Gas_Boiler_E3 | F5 | Industrial | Industrial - ID | New | Space Heating | Natural Gas | Boiler | E3 | Utility - Cost of Operation | 53.8921 | 51.6225 | 48.6819 | 45.57 | 44.311 | 43.8429 | 44.0066 | 44.5201 | 45.1823 | 45.9108 | 46.5253 | 47.1514 | 47.7422 | 48.2473 | 48.6716 | 49.0961 | 49.4495 | 49.8359 | 50.2061 | 50.51 | 50.6985 | 50.8739 | 51.1086 | 51.2656 | 51.3689 | 51.6207 | 51.8737
F5_Industrial_Industrial - ID_New_Space Heating_Natural Gas_Boiler_E4 | F5 | Industrial | Industrial - ID | New | Space Heating | Natural Gas | Boiler | E4 | Utility - Cost of Operation | 38.3977 | 36.2666 | 33.5534 | 30.7022 | 29.5117 | 29.0338 | 29.1243 | 29.5299 | 30.0738 | 30.6821 | 31.1923 | 31.7109 | 32.1956 | 32.6039 | 32.9367 | 33.2634 | 33.5266 | 33.8189 | 34.0966 | 34.3151 | 34.4308 | 34.5346 | 34.6909 | 34.7778 | 34.8167 | 34.9874 | 35.1589
F5_Industrial_Industrial - ID_New_Space Heating_Natural Gas_Boiler_E5 | F5 | Industrial | Industrial - ID | New | Space Heating | Natural Gas | Boiler | E5 | Utility - Cost of Operation | 0 | 0 | 0 | 0 | 0 | 0 | 0 | 0 | 0 | 0 | 0 | 0 | 0 | 0 | 0 | 0 | 0 | 0 | 0 | 0 | 0 | 0 | 0 | 0 | 0 | 0 | 0
F5_Industrial_Industrial - ID_New_Space Heating_Natural Gas_Boiler_E6 | F5 | Industrial | Industrial - ID | New | Space Heating | Natural Gas | Boiler | E6 | Utility - Cost of Operation | 0 | 0 | 0 | 0 | 0 | 0 | 0 | 0 | 0 | 0 | 0 | 0 | 0 | 0 | 0 | 0 | 0 | 0 | 0 | 0 | 0 | 0 | 0 | 0 | 0 | 0 | 0
F5_Industrial_Industrial - ID_New_Space Heating_Natural Gas_Boiler_E7 | F5 | Industrial | Industrial - ID | New | Space Heating | Natural Gas | Boiler | E7 | Utility - Cost of Operation | 0 | 0 | 0 | 0 | 0 | 0 | 0 | 0 | 0 | 0 | 0 | 0 | 0 | 0 | 0 | 0 | 0 | 0 | 0 | 0 | 0 | 0 | 0 | 0 | 0 | 0 | 0
F5_Industrial_Industrial - ID_New_Space Heating_Natural Gas_Boiler_E8 | F5 | Industrial | Industrial - ID | New | Space Heating | Natural Gas | Boiler | E8 | Utility - Cost of Operation | 0 | 0 | 0 | 0 | 0 | 0 | 0 | 0 | 0 | 0 | 0 | 0 | 0 | 0 | 0 | 0 | 0 | 0 | 0 | 0 | 0 | 0 | 0 | 0 | 0 | 0 | 0
F5_Industrial_Industrial - ID_New_Space Heating_Natural Gas_Boiler_E9 | F5 | Industrial | Industrial - ID | New | Space Heating | Natural Gas | Boiler | E9 | Utility - Cost of Operation | 0 | 0 | 0 | 0 | 0 | 0 | 0 | 0 | 0 | 0 | 0 | 0 | 0 | 0 | 0 | 0 | 0 | 0 | 0 | 0 | 0 | 0 | 0 | 0 | 0 | 0 | 0
F5_Industrial_Industrial - ID_New_Space Heating_Natural Gas_Boiler_E10 | F5 | Industrial | Industrial - ID | New | Space Heating | Natural Gas | Boiler | E10 | Utility - Cost of Operation | 0 | 0 | 0 | 0 | 0 | 0 | 0 | 0 | 0 | 0 | 0 | 0 | 0 | 0 | 0 | 0 | 0 | 0 | 0 | 0 | 0 | 0 | 0 | 0 | 0 | 0 | 0
F6_Industrial_Industrial - ID_New_Space Heating_Natural Gas_Boiler_E1 | F6 | Industrial | Industrial - ID | New | Space Heating | Natural Gas | Boiler | E1 | Utility - Value of Sales | 0 | 0 | 0 | 0 | 0 | 0 | 0 | 0 | 0 | 0 | 0 | 0 | 0 | 0 | 0 | 0 | 0 | 0 | 0 | 0 | 0 | 0 | 0 | 0 | 0 | 0 | 0
F6_Industrial_Industrial - ID_New_Space Heating_Natural Gas_Boiler_E2 | F6 | Industrial | Industrial - ID | New | Space Heating | Natural Gas | Boiler | E2 | Utility - Value of Sales | 0 | 0 | 0 | 0 | 0 | 0 | 0 | 0 | 0 | 0 | 0 | 0 | 0 | 0 | 0 | 0 | 0 | 0 | 0 | 0 | 0 | 0 | 0 | 0 | 0 | 0 | 0
F6_Industrial_Industrial - ID_New_Space Heating_Natural Gas_Boiler_E3 | F6 | Industrial | Industrial - ID | New | Space Heating | Natural Gas | Boiler | E3 | Utility - Value of Sales | 0 | 0 | 0 | 0 | 0 | 0 | 0 | 0 | 0 | 0 | 0 | 0 | 0 | 0 | 0 | 0 | 0 | 0 | 0 | 0 | 0 | 0 | 0 | 0 | 0 | 0 | 0
F6_Industrial_Industrial - ID_New_Space Heating_Natural Gas_Boiler_E4 | F6 | Industrial | Industrial - ID | New | Space Heating | Natural Gas | Boiler | E4 | Utility - Value of Sales | 0 | 0 | 0 | 0 | 0 | 0 | 0 | 0 | 0 | 0 | 0 | 0 | 0 | 0 | 0 | 0 | 0 | 0 | 0 | 0 | 0 | 0 | 0 | 0 | 0 | 0 | 0
F6_Industrial_Industrial - ID_New_Space Heating_Natural Gas_Boiler_E5 | F6 | Industrial | Industrial - ID | New | Space Heating | Natural Gas | Boiler | E5 | Utility - Value of Sales | 0 | 0 | 0 | 0 | 0 | 0 | 0 | 0 | 0 | 0 | 0 | 0 | 0 | 0 | 0 | 0 | 0 | 0 | 0 | 0 | 0 | 0 | 0 | 0 | 0 | 0 | 0
F6_Industrial_Industrial - ID_New_Space Heating_Natural Gas_Boiler_E6 | F6 | Industrial | Industrial - ID | New | Space Heating | Natural Gas | Boiler | E6 | Utility - Value of Sales | 0 | 0 | 0 | 0 | 0 | 0 | 0 | 0 | 0 | 0 | 0 | 0 | 0 | 0 | 0 | 0 | 0 | 0 | 0 | 0 | 0 | 0 | 0 | 0 | 0 | 0 | 0
F6_Industrial_Industrial - ID_New_Space Heating_Natural Gas_Boiler_E7 | F6 | Industrial | Industrial - ID | New | Space Heating | Natural Gas | Boiler | E7 | Utility - Value of Sales | 0 | 0 | 0 | 0 | 0 | 0 | 0 | 0 | 0 | 0 | 0 | 0 | 0 | 0 | 0 | 0 | 0 | 0 | 0 | 0 | 0 | 0 | 0 | 0 | 0 | 0 | 0
F6_Industrial_Industrial - ID_New_Space Heating_Natural Gas_Boiler_E8 | F6 | Industrial | Industrial - ID | New | Space Heating | Natural Gas | Boiler | E8 | Utility - Value of Sales | 0 | 0 | 0 | 0 | 0 | 0 | 0 | 0 | 0 | 0 | 0 | 0 | 0 | 0 | 0 | 0 | 0 | 0 | 0 | 0 | 0 | 0 | 0 | 0 | 0 | 0 | 0
F6_Industrial_Industrial - ID_New_Space Heating_Natural Gas_Boiler_E9 | F6 | Industrial | Industrial - ID | New | Space Heating | Natural Gas | Boiler | E9 | Utility - Value of Sales | 0 | 0 | 0 | 0 | 0 | 0 | 0 | 0 | 0 | 0 | 0 | 0 | 0 | 0 | 0 | 0 | 0 | 0 | 0 | 0 | 0 | 0 | 0 | 0 | 0 | 0 | 0
F6_Industrial_Industrial - ID_New_Space Heating_Natural Gas_Boiler_E10 | F6 | Industrial | Industrial - ID | New | Space Heating | Natural Gas | Boiler | E10 | Utility - Value of Sales | 0 | 0 | 0 | 0 | 0 | 0 | 0 | 0 | 0 | 0 | 0 | 0 | 0 | 0 | 0 | 0 | 0 | 0 | 0 | 0 | 0 | 0 | 0 | 0 | 0 | 0 | 0
F1_Industrial_Industrial - ID_New_Space Heating_Natural Gas_Unit Heater_E1 | F1 | Industrial | Industrial - ID | New | Space Heating | Natural Gas | Unit Heater | E1 | RVT - Cost of Equipment | 1.1294 | 1.1294 | 1.1294 | 1.1294 | 1.1294 | 1.1294 | 1.1294 | 1.1294 | 1.1294 | 1.1294 | 1.1294 | 1.1294 | 1.1294 | 1.1294 | 1.1294 | 1.1294 | 1.1294 | 1.1294 | 1.1294 | 1.1294 | 1.1294 | 1.1294 | 1.1294 | 1.1294 | 1.1294 | 1.1294 | 1.1294
F1_Industrial_Industrial - ID_New_Space Heating_Natural Gas_Unit Heater_E2 | F1 | Industrial | Industrial - ID | New | Space Heating | Natural Gas | Unit Heater | E2 | RVT - Cost of Equipment | 1.3467 | 1.3467 | 1.3467 | 1.3467 | 1.3467 | 1.3467 | 1.3467 | 1.3467 | 1.3467 | 1.3467 | 1.3467 | 1.3467 | 1.3467 | 1.3467 | 1.3467 | 1.3467 | 1.3467 | 1.3467 | 1.3467 | 1.3467 | 1.3467 | 1.3467 | 1.3467 | 1.3467 | 1.3467 | 1.3467 | 1.3467
F1_Industrial_Industrial - ID_New_Space Heating_Natural Gas_Unit Heater_E3 | F1 | Industrial | Industrial - ID | New | Space Heating | Natural Gas | Unit Heater | E3 | RVT - Cost of Equipment | 1.4763 | 1.4763 | 1.4763 | 1.4763 | 1.4763 | 1.4763 | 1.4763 | 1.4763 | 1.4763 | 1.4763 | 1.4763 | 1.4763 | 1.4763 | 1.4763 | 1.4763 | 1.4763 | 1.4763 | 1.4763 | 1.4763 | 1.4763 | 1.4763 | 1.4763 | 1.4763 | 1.4763 | 1.4763 | 1.4763 | 1.4763
F1_Industrial_Industrial - ID_New_Space Heating_Natural Gas_Unit Heater_E4 | F1 | Industrial | Industrial - ID | New | Space Heating | Natural Gas | Unit Heater | E4 | RVT - Cost of Equipment | 0 | 0 | 0 | 0 | 0 | 0 | 0 | 0 | 0 | 0 | 0 | 0 | 0 | 0 | 0 | 0 | 0 | 0 | 0 | 0 | 0 | 0 | 0 | 0 | 0 | 0 | 0
F1_Industrial_Industrial - ID_New_Space Heating_Natural Gas_Unit Heater_E5 | F1 | Industrial | Industrial - ID | New | Space Heating | Natural Gas | Unit Heater | E5 | RVT - Cost of Equipment | 0 | 0 | 0 | 0 | 0 | 0 | 0 | 0 | 0 | 0 | 0 | 0 | 0 | 0 | 0 | 0 | 0 | 0 | 0 | 0 | 0 | 0 | 0 | 0 | 0 | 0 | 0
F1_Industrial_Industrial - ID_New_Space Heating_Natural Gas_Unit Heater_E6 | F1 | Industrial | Industrial - ID | New | Space Heating | Natural Gas | Unit Heater | E6 | RVT - Cost of Equipment | 0 | 0 | 0 | 0 | 0 | 0 | 0 | 0 | 0 | 0 | 0 | 0 | 0 | 0 | 0 | 0 | 0 | 0 | 0 | 0 | 0 | 0 | 0 | 0 | 0 | 0 | 0
F1_Industrial_Industrial - ID_New_Space Heating_Natural Gas_Unit Heater_E7 | F1 | Industrial | Industrial - ID | New | Space Heating | Natural Gas | Unit Heater | E7 | RVT - Cost of Equipment | 0 | 0 | 0 | 0 | 0 | 0 | 0 | 0 | 0 | 0 | 0 | 0 | 0 | 0 | 0 | 0 | 0 | 0 | 0 | 0 | 0 | 0 | 0 | 0 | 0 | 0 | 0
F1_Industrial_Industrial - ID_New_Space Heating_Natural Gas_Unit Heater_E8 | F1 | Industrial | Industrial - ID | New | Space Heating | Natural Gas | Unit Heater | E8 | RVT - Cost of Equipment | 0 | 0 | 0 | 0 | 0 | 0 | 0 | 0 | 0 | 0 | 0 | 0 | 0 | 0 | 0 | 0 | 0 | 0 | 0 | 0 | 0 | 0 | 0 | 0 | 0 | 0 | 0
F1_Industrial_Industrial - ID_New_Space Heating_Natural Gas_Unit Heater_E9 | F1 | Industrial | Industrial - ID | New | Space Heating | Natural Gas | Unit Heater | E9 | RVT - Cost of Equipment | 0 | 0 | 0 | 0 | 0 | 0 | 0 | 0 | 0 | 0 | 0 | 0 | 0 | 0 | 0 | 0 | 0 | 0 | 0 | 0 | 0 | 0 | 0 | 0 | 0 | 0 | 0
F1_Industrial_Industrial - ID_New_Space Heating_Natural Gas_Unit Heater_E10 | F1 | Industrial | Industrial - ID | New | Space Heating | Natural Gas | Unit Heater | E10 | RVT - Cost of Equipment | 0 | 0 | 0 | 0 | 0 | 0 | 0 | 0 | 0 | 0 | 0 | 0 | 0 | 0 | 0 | 0 | 0 | 0 | 0 | 0 | 0 | 0 | 0 | 0 | 0 | 0 | 0
F2_Industrial_Industrial - ID_New_Space Heating_Natural Gas_Unit Heater_E1 | F2 | Industrial | Industrial - ID | New | Space Heating | Natural Gas | Unit Heater | E1 | RVT - Cost of Operation | 0 | 0 | 0 | 0 | 0 | 0 | 0 | 0 | 0 | 0 | 0 | 0 | 0 | 0 | 0 | 0 | 0 | 0 | 0 | 0 | 0 | 0 | 0 | 0 | 0 | 0 | 0
F2_Industrial_Industrial - ID_New_Space Heating_Natural Gas_Unit Heater_E2 | F2 | Industrial | Industrial - ID | New | Space Heating | Natural Gas | Unit Heater | E2 | RVT - Cost of Operation | 0 | 0 | 0 | 0 | 0 | 0 | 0 | 0 | 0 | 0 | 0 | 0 | 0 | 0 | 0 | 0 | 0 | 0 | 0 | 0 | 0 | 0 | 0 | 0 | 0 | 0 | 0
F2_Industrial_Industrial - ID_New_Space Heating_Natural Gas_Unit Heater_E3 | F2 | Industrial | Industrial - ID | New | Space Heating | Natural Gas | Unit Heater | E3 | RVT - Cost of Operation | 0 | 0 | 0 | 0 | 0 | 0 | 0 | 0 | 0 | 0 | 0 | 0 | 0 | 0 | 0 | 0 | 0 | 0 | 0 | 0 | 0 | 0 | 0 | 0 | 0 | 0 | 0
F2_Industrial_Industrial - ID_New_Space Heating_Natural Gas_Unit Heater_E4 | F2 | Industrial | Industrial - ID | New | Space Heating | Natural Gas | Unit Heater | E4 | RVT - Cost of Operation | 0 | 0 | 0 | 0 | 0 | 0 | 0 | 0 | 0 | 0 | 0 | 0 | 0 | 0 | 0 | 0 | 0 | 0 | 0 | 0 | 0 | 0 | 0 | 0 | 0 | 0 | 0
F2_Industrial_Industrial - ID_New_Space Heating_Natural Gas_Unit Heater_E5 | F2 | Industrial | Industrial - ID | New | Space Heating | Natural Gas | Unit Heater | E5 | RVT - Cost of Operation | 0 | 0 | 0 | 0 | 0 | 0 | 0 | 0 | 0 | 0 | 0 | 0 | 0 | 0 | 0 | 0 | 0 | 0 | 0 | 0 | 0 | 0 | 0 | 0 | 0 | 0 | 0
F2_Industrial_Industrial - ID_New_Space Heating_Natural Gas_Unit Heater_E6 | F2 | Industrial | Industrial - ID | New | Space Heating | Natural Gas | Unit Heater | E6 | RVT - Cost of Operation | 0 | 0 | 0 | 0 | 0 | 0 | 0 | 0 | 0 | 0 | 0 | 0 | 0 | 0 | 0 | 0 | 0 | 0 | 0 | 0 | 0 | 0 | 0 | 0 | 0 | 0 | 0
F2_Industrial_Industrial - ID_New_Space Heating_Natural Gas_Unit Heater_E7 | F2 | Industrial | Industrial - ID | New | Space Heating | Natural Gas | Unit Heater | E7 | RVT - Cost of Operation | 0 | 0 | 0 | 0 | 0 | 0 | 0 | 0 | 0 | 0 | 0 | 0 | 0 | 0 | 0 | 0 | 0 | 0 | 0 | 0 | 0 | 0 | 0 | 0 | 0 | 0 | 0
F2_Industrial_Industrial - ID_New_Space Heating_Natural Gas_Unit Heater_E8 | F2 | Industrial | Industrial - ID | New | Space Heating | Natural Gas | Unit Heater | E8 | RVT - Cost of Operation | 0 | 0 | 0 | 0 | 0 | 0 | 0 | 0 | 0 | 0 | 0 | 0 | 0 | 0 | 0 | 0 | 0 | 0 | 0 | 0 | 0 | 0 | 0 | 0 | 0 | 0 | 0
F2_Industrial_Industrial - ID_New_Space Heating_Natural Gas_Unit Heater_E9 | F2 | Industrial | Industrial - ID | New | Space Heating | Natural Gas | Unit Heater | E9 | RVT - Cost of Operation | 0 | 0 | 0 | 0 | 0 | 0 | 0 | 0 | 0 | 0 | 0 | 0 | 0 | 0 | 0 | 0 | 0 | 0 | 0 | 0 | 0 | 0 | 0 | 0 | 0 | 0 | 0
F2_Industrial_Industrial - ID_New_Space Heating_Natural Gas_Unit Heater_E10 | F2 | Industrial | Industrial - ID | New | Space Heating | Natural Gas | Unit Heater | E10 | RVT - Cost of Operation | 0 | 0 | 0 | 0 | 0 | 0 | 0 | 0 | 0 | 0 | 0 | 0 | 0 | 0 | 0 | 0 | 0 | 0 | 0 | 0 | 0 | 0 | 0 | 0 | 0 | 0 | 0
F3_Industrial_Industrial - ID_New_Space Heating_Natural Gas_Unit Heater_E1 | F3 | Industrial | Industrial - ID | New | Space Heating | Natural Gas | Unit Heater | E1 | System - kBTUs of Consumption | 15088.1389 | 15138.7271 | 15135.7811 | 15135.7811 | 15135.7811 | 15135.7811 | 15135.7811 | 15135.7811 | 15135.7811 | 15135.7811 | 15135.7811 | 15135.7811 | 15135.7811 | 15135.7811 | 15135.7811 | 15135.7811 | 15135.7811 | 15135.7811 | 15135.7811 | 15135.7811 | 15135.7811 | 15135.7811 | 15135.7811 | 15135.7811 | 15135.7811 | 15135.7811 | 15135.7811
F3_Industrial_Industrial - ID_New_Space Heating_Natural Gas_Unit Heater_E2 | F3 | Industrial | Industrial - ID | New | Space Heating | Natural Gas | Unit Heater | E2 | System - kBTUs of Consumption | 13419.739 | 13464.7332 | 13462.113 | 13462.113 | 13462.113 | 13462.113 | 13462.113 | 13462.113 | 13462.113 | 13462.113 | 13462.113 | 13462.113 | 13462.113 | 13462.113 | 13462.113 | 13462.113 | 13462.113 | 13462.113 | 13462.113 | 13462.113 | 13462.113 | 13462.113 | 13462.113 | 13462.113 | 13462.113 | 13462.113 | 13462.113
F3_Industrial_Industrial - ID_New_Space Heating_Natural Gas_Unit Heater_E3 | F3 | Industrial | Industrial - ID | New | Space Heating | Natural Gas | Unit Heater | E3 | System - kBTUs of Consumption | 13333.1515 | 13392.8196 | 13389.3448 | 13389.3448 | 13389.3448 | 13389.3448 | 13389.3448 | 13389.3448 | 13389.3448 | 13389.3448 | 13389.3448 | 13389.3448 | 13389.3448 | 13389.3448 | 13389.3448 | 13389.3448 | 13389.3448 | 13389.3448 | 13389.3448 | 13389.3448 | 13389.3448 | 13389.3448 | 13389.3448 | 13389.3448 | 13389.3448 | 13389.3448 | 13389.3448
F3_Industrial_Industrial - ID_New_Space Heating_Natural Gas_Unit Heater_E4 | F3 | Industrial | Industrial - ID | New | Space Heating | Natural Gas | Unit Heater | E4 | System - kBTUs of Consumption | 0 | 0 | 0 | 0 | 0 | 0 | 0 | 0 | 0 | 0 | 0 | 0 | 0 | 0 | 0 | 0 | 0 | 0 | 0 | 0 | 0 | 0 | 0 | 0 | 0 | 0 | 0
F3_Industrial_Industrial - ID_New_Space Heating_Natural Gas_Unit Heater_E5 | F3 | Industrial | Industrial - ID | New | Space Heating | Natural Gas | Unit Heater | E5 | System - kBTUs of Consumption | 0 | 0 | 0 | 0 | 0 | 0 | 0 | 0 | 0 | 0 | 0 | 0 | 0 | 0 | 0 | 0 | 0 | 0 | 0 | 0 | 0 | 0 | 0 | 0 | 0 | 0 | 0
F3_Industrial_Industrial - ID_New_Space Heating_Natural Gas_Unit Heater_E6 | F3 | Industrial | Industrial - ID | New | Space Heating | Natural Gas | Unit Heater | E6 | System - kBTUs of Consumption | 0 | 0 | 0 | 0 | 0 | 0 | 0 | 0 | 0 | 0 | 0 | 0 | 0 | 0 | 0 | 0 | 0 | 0 | 0 | 0 | 0 | 0 | 0 | 0 | 0 | 0 | 0
F3_Industrial_Industrial - ID_New_Space Heating_Natural Gas_Unit Heater_E7 | F3 | Industrial | Industrial - ID | New | Space Heating | Natural Gas | Unit Heater | E7 | System - kBTUs of Consumption | 0 | 0 | 0 | 0 | 0 | 0 | 0 | 0 | 0 | 0 | 0 | 0 | 0 | 0 | 0 | 0 | 0 | 0 | 0 | 0 | 0 | 0 | 0 | 0 | 0 | 0 | 0
F3_Industrial_Industrial - ID_New_Space Heating_Natural Gas_Unit Heater_E8 | F3 | Industrial | Industrial - ID | New | Space Heating | Natural Gas | Unit Heater | E8 | System - kBTUs of Consumption | 0 | 0 | 0 | 0 | 0 | 0 | 0 | 0 | 0 | 0 | 0 | 0 | 0 | 0 | 0 | 0 | 0 | 0 | 0 | 0 | 0 | 0 | 0 | 0 | 0 | 0 | 0
F3_Industrial_Industrial - ID_New_Space Heating_Natural Gas_Unit Heater_E9 | F3 | Industrial | Industrial - ID | New | Space Heating | Natural Gas | Unit Heater | E9 | System - kBTUs of Consumption | 0 | 0 | 0 | 0 | 0 | 0 | 0 | 0 | 0 | 0 | 0 | 0 | 0 | 0 | 0 | 0 | 0 | 0 | 0 | 0 | 0 | 0 | 0 | 0 | 0 | 0 | 0
F3_Industrial_Industrial - ID_New_Space Heating_Natural Gas_Unit Heater_E10 | F3 | Industrial | Industrial - ID | New | Space Heating | Natural Gas | Unit Heater | E10 | System - kBTUs of Consumption | 0 | 0 | 0 | 0 | 0 | 0 | 0 | 0 | 0 | 0 | 0 | 0 | 0 | 0 | 0 | 0 | 0 | 0 | 0 | 0 | 0 | 0 | 0 | 0 | 0 | 0 | 0
F4_Industrial_Industrial - ID_New_Space Heating_Natural Gas_Unit Heater_E1 | F4 | Industrial | Industrial - ID | New | Space Heating | Natural Gas | Unit Heater | E1 | Utility - Cost of Equipment | 1.1294 | 1.1294 | 1.1294 | 1.1294 | 1.1294 | 1.1294 | 1.1294 | 1.1294 | 1.1294 | 1.1294 | 1.1294 | 1.1294 | 1.1294 | 1.1294 | 1.1294 | 1.1294 | 1.1294 | 1.1294 | 1.1294 | 1.1294 | 1.1294 | 1.1294 | 1.1294 | 1.1294 | 1.1294 | 1.1294 | 1.1294
F4_Industrial_Industrial - ID_New_Space Heating_Natural Gas_Unit Heater_E2 | F4 | Industrial | Industrial - ID | New | Space Heating | Natural Gas | Unit Heater | E2 | Utility - Cost of Equipment | 1.3467 | 1.3467 | 1.3467 | 1.3467 | 1.3467 | 1.3467 | 1.3467 | 1.3467 | 1.3467 | 1.3467 | 1.3467 | 1.3467 | 1.3467 | 1.3467 | 1.3467 | 1.3467 | 1.3467 | 1.3467 | 1.3467 | 1.3467 | 1.3467 | 1.3467 | 1.3467 | 1.3467 | 1.3467 | 1.3467 | 1.3467
F4_Industrial_Industrial - ID_New_Space Heating_Natural Gas_Unit Heater_E3 | F4 | Industrial | Industrial - ID | New | Space Heating | Natural Gas | Unit Heater | E3 | Utility - Cost of Equipment | 1.4763 | 1.4763 | 1.4763 | 1.4763 | 1.4763 | 1.4763 | 1.4763 | 1.4763 | 1.4763 | 1.4763 | 1.4763 | 1.4763 | 1.4763 | 1.4763 | 1.4763 | 1.4763 | 1.4763 | 1.4763 | 1.4763 | 1.4763 | 1.4763 | 1.4763 | 1.4763 | 1.4763 | 1.4763 | 1.4763 | 1.4763
F4_Industrial_Industrial - ID_New_Space Heating_Natural Gas_Unit Heater_E4 | F4 | Industrial | Industrial - ID | New | Space Heating | Natural Gas | Unit Heater | E4 | Utility - Cost of Equipment | 0 | 0 | 0 | 0 | 0 | 0 | 0 | 0 | 0 | 0 | 0 | 0 | 0 | 0 | 0 | 0 | 0 | 0 | 0 | 0 | 0 | 0 | 0 | 0 | 0 | 0 | 0
F4_Industrial_Industrial - ID_New_Space Heating_Natural Gas_Unit Heater_E5 | F4 | Industrial | Industrial - ID | New | Space Heating | Natural Gas | Unit Heater | E5 | Utility - Cost of Equipment | 0 | 0 | 0 | 0 | 0 | 0 | 0 | 0 | 0 | 0 | 0 | 0 | 0 | 0 | 0 | 0 | 0 | 0 | 0 | 0 | 0 | 0 | 0 | 0 | 0 | 0 | 0
F4_Industrial_Industrial - ID_New_Space Heating_Natural Gas_Unit Heater_E6 | F4 | Industrial | Industrial - ID | New | Space Heating | Natural Gas | Unit Heater | E6 | Utility - Cost of Equipment | 0 | 0 | 0 | 0 | 0 | 0 | 0 | 0 | 0 | 0 | 0 | 0 | 0 | 0 | 0 | 0 | 0 | 0 | 0 | 0 | 0 | 0 | 0 | 0 | 0 | 0 | 0
F4_Industrial_Industrial - ID_New_Space Heating_Natural Gas_Unit Heater_E7 | F4 | Industrial | Industrial - ID | New | Space Heating | Natural Gas | Unit Heater | E7 | Utility - Cost of Equipment | 0 | 0 | 0 | 0 | 0 | 0 | 0 | 0 | 0 | 0 | 0 | 0 | 0 | 0 | 0 | 0 | 0 | 0 | 0 | 0 | 0 | 0 | 0 | 0 | 0 | 0 | 0
F4_Industrial_Industrial - ID_New_Space Heating_Natural Gas_Unit Heater_E8 | F4 | Industrial | Industrial - ID | New | Space Heating | Natural Gas | Unit Heater | E8 | Utility - Cost of Equipment | 0 | 0 | 0 | 0 | 0 | 0 | 0 | 0 | 0 | 0 | 0 | 0 | 0 | 0 | 0 | 0 | 0 | 0 | 0 | 0 | 0 | 0 | 0 | 0 | 0 | 0 | 0
F4_Industrial_Industrial - ID_New_Space Heating_Natural Gas_Unit Heater_E9 | F4 | Industrial | Industrial - ID | New | Space Heating | Natural Gas | Unit Heater | E9 | Utility - Cost of Equipment | 0 | 0 | 0 | 0 | 0 | 0 | 0 | 0 | 0 | 0 | 0 | 0 | 0 | 0 | 0 | 0 | 0 | 0 | 0 | 0 | 0 | 0 | 0 | 0 | 0 | 0 | 0
F4_Industrial_Industrial - ID_New_Space Heating_Natural Gas_Unit Heater_E10 | F4 | Industrial | Industrial - ID | New | Space Heating | Natural Gas | Unit Heater | E10 | Utility - Cost of Equipment | 0 | 0 | 0 | 0 | 0 | 0 | 0 | 0 | 0 | 0 | 0 | 0 | 0 | 0 | 0 | 0 | 0 | 0 | 0 | 0 | 0 | 0 | 0 | 0 | 0 | 0 | 0
F5_Industrial_Industrial - ID_New_Space Heating_Natural Gas_Unit Heater_E1 | F5 | Industrial | Industrial - ID | New | Space Heating | Natural Gas | Unit Heater | E1 | Utility - Cost of Operation | 77.3064 | 73.6919 | 69.0322 | 64.1118 | 62.1082 | 61.3549 | 61.5905 | 62.3716 | 63.3861 | 64.4998 | 65.4269 | 66.372 | 67.2616 | 68.0166 | 68.6445 | 69.2726 | 69.7891 | 70.357 | 70.8994 | 71.3376 | 71.5947 | 71.8309 | 72.16 | 72.367 | 72.4895 | 72.8448 | 73.2019
F5_Industrial_Industrial - ID_New_Space Heating_Natural Gas_Unit Heater_E2 | F5 | Industrial | Industrial - ID | New | Space Heating | Natural Gas | Unit Heater | E2 | Utility - Cost of Operation | 68.7581 | 65.5433 | 61.3989 | 57.0225 | 55.2405 | 54.5704 | 54.78 | 55.4747 | 56.377 | 57.3676 | 58.1922 | 59.0328 | 59.824 | 60.4955 | 61.054 | 61.6127 | 62.072 | 62.5772 | 63.0596 | 63.4493 | 63.6779 | 63.8881 | 64.1808 | 64.3649 | 64.4738 | 64.7899 | 65.1075
F5_Industrial_Industrial - ID_New_Space Heating_Natural Gas_Unit Heater_E3 | F5 | Industrial | Industrial - ID | New | Space Heating | Natural Gas | Unit Heater | E3 | Utility - Cost of Operation | 69.8358 | 65.9598 | 61.0252 | 55.8397 | 53.6744 | 52.8052 | 52.9699 | 53.7075 | 54.6967 | 55.8031 | 56.7309 | 57.6742 | 58.5557 | 59.2984 | 59.9036 | 60.4977 | 60.9765 | 61.5082 | 62.0132 | 62.4105 | 62.621 | 62.8098 | 63.094 | 63.2521 | 63.3228 | 63.6333 | 63.9452
F5_Industrial_Industrial - ID_New_Space Heating_Natural Gas_Unit Heater_E4 | F5 | Industrial | Industrial - ID | New | Space Heating | Natural Gas | Unit Heater | E4 | Utility - Cost of Operation | 0 | 0 | 0 | 0 | 0 | 0 | 0 | 0 | 0 | 0 | 0 | 0 | 0 | 0 | 0 | 0 | 0 | 0 | 0 | 0 | 0 | 0 | 0 | 0 | 0 | 0 | 0
F5_Industrial_Industrial - ID_New_Space Heating_Natural Gas_Unit Heater_E5 | F5 | Industrial | Industrial - ID | New | Space Heating | Natural Gas | Unit Heater | E5 | Utility - Cost of Operation | 0 | 0 | 0 | 0 | 0 | 0 | 0 | 0 | 0 | 0 | 0 | 0 | 0 | 0 | 0 | 0 | 0 | 0 | 0 | 0 | 0 | 0 | 0 | 0 | 0 | 0 | 0
F5_Industrial_Industrial - ID_New_Space Heating_Natural Gas_Unit Heater_E6 | F5 | Industrial | Industrial - ID | New | Space Heating | Natural Gas | Unit Heater | E6 | Utility - Cost of Operation | 0 | 0 | 0 | 0 | 0 | 0 | 0 | 0 | 0 | 0 | 0 | 0 | 0 | 0 | 0 | 0 | 0 | 0 | 0 | 0 | 0 | 0 | 0 | 0 | 0 | 0 | 0
F5_Industrial_Industrial - ID_New_Space Heating_Natural Gas_Unit Heater_E7 | F5 | Industrial | Industrial - ID | New | Space Heating | Natural Gas | Unit Heater | E7 | Utility - Cost of Operation | 0 | 0 | 0 | 0 | 0 | 0 | 0 | 0 | 0 | 0 | 0 | 0 | 0 | 0 | 0 | 0 | 0 | 0 | 0 | 0 | 0 | 0 | 0 | 0 | 0 | 0 | 0
F5_Industrial_Industrial - ID_New_Space Heating_Natural Gas_Unit Heater_E8 | F5 | Industrial | Industrial - ID | New | Space Heating | Natural Gas | Unit Heater | E8 | Utility - Cost of Operation | 0 | 0 | 0 | 0 | 0 | 0 | 0 | 0 | 0 | 0 | 0 | 0 | 0 | 0 | 0 | 0 | 0 | 0 | 0 | 0 | 0 | 0 | 0 | 0 | 0 | 0 | 0
F5_Industrial_Industrial - ID_New_Space Heating_Natural Gas_Unit Heater_E9 | F5 | Industrial | Industrial - ID | New | Space Heating | Natural Gas | Unit Heater | E9 | Utility - Cost of Operation | 0 | 0 | 0 | 0 | 0 | 0 | 0 | 0 | 0 | 0 | 0 | 0 | 0 | 0 | 0 | 0 | 0 | 0 | 0 | 0 | 0 | 0 | 0 | 0 | 0 | 0 | 0
F5_Industrial_Industrial - ID_New_Space Heating_Natural Gas_Unit Heater_E10 | F5 | Industrial | Industrial - ID | New | Space Heating | Natural Gas | Unit Heater | E10 | Utility - Cost of Operation | 0 | 0 | 0 | 0 | 0 | 0 | 0 | 0 | 0 | 0 | 0 | 0 | 0 | 0 | 0 | 0 | 0 | 0 | 0 | 0 | 0 | 0 | 0 | 0 | 0 | 0 | 0
F6_Industrial_Industrial - ID_New_Space Heating_Natural Gas_Unit Heater_E1 | F6 | Industrial | Industrial - ID | New | Space Heating | Natural Gas | Unit Heater | E1 | Utility - Value of Sales | 0 | 0 | 0 | 0 | 0 | 0 | 0 | 0 | 0 | 0 | 0 | 0 | 0 | 0 | 0 | 0 | 0 | 0 | 0 | 0 | 0 | 0 | 0 | 0 | 0 | 0 | 0
F6_Industrial_Industrial - ID_New_Space Heating_Natural Gas_Unit Heater_E2 | F6 | Industrial | Industrial - ID | New | Space Heating | Natural Gas | Unit Heater | E2 | Utility - Value of Sales | 0 | 0 | 0 | 0 | 0 | 0 | 0 | 0 | 0 | 0 | 0 | 0 | 0 | 0 | 0 | 0 | 0 | 0 | 0 | 0 | 0 | 0 | 0 | 0 | 0 | 0 | 0
F6_Industrial_Industrial - ID_New_Space Heating_Natural Gas_Unit Heater_E3 | F6 | Industrial | Industrial - ID | New | Space Heating | Natural Gas | Unit Heater | E3 | Utility - Value of Sales | 0 | 0 | 0 | 0 | 0 | 0 | 0 | 0 | 0 | 0 | 0 | 0 | 0 | 0 | 0 | 0 | 0 | 0 | 0 | 0 | 0 | 0 | 0 | 0 | 0 | 0 | 0
F6_Industrial_Industrial - ID_New_Space Heating_Natural Gas_Unit Heater_E4 | F6 | Industrial | Industrial - ID | New | Space Heating | Natural Gas | Unit Heater | E4 | Utility - Value of Sales | 0 | 0 | 0 | 0 | 0 | 0 | 0 | 0 | 0 | 0 | 0 | 0 | 0 | 0 | 0 | 0 | 0 | 0 | 0 | 0 | 0 | 0 | 0 | 0 | 0 | 0 | 0
F6_Industrial_Industrial - ID_New_Space Heating_Natural Gas_Unit Heater_E5 | F6 | Industrial | Industrial - ID | New | Space Heating | Natural Gas | Unit Heater | E5 | Utility - Value of Sales | 0 | 0 | 0 | 0 | 0 | 0 | 0 | 0 | 0 | 0 | 0 | 0 | 0 | 0 | 0 | 0 | 0 | 0 | 0 | 0 | 0 | 0 | 0 | 0 | 0 | 0 | 0
F6_Industrial_Industrial - ID_New_Space Heating_Natural Gas_Unit Heater_E6 | F6 | Industrial | Industrial - ID | New | Space Heating | Natural Gas | Unit Heater | E6 | Utility - Value of Sales | 0 | 0 | 0 | 0 | 0 | 0 | 0 | 0 | 0 | 0 | 0 | 0 | 0 | 0 | 0 | 0 | 0 | 0 | 0 | 0 | 0 | 0 | 0 | 0 | 0 | 0 | 0
F6_Industrial_Industrial - ID_New_Space Heating_Natural Gas_Unit Heater_E7 | F6 | Industrial | Industrial - ID | New | Space Heating | Natural Gas | Unit Heater | E7 | Utility - Value of Sales | 0 | 0 | 0 | 0 | 0 | 0 | 0 | 0 | 0 | 0 | 0 | 0 | 0 | 0 | 0 | 0 | 0 | 0 | 0 | 0 | 0 | 0 | 0 | 0 | 0 | 0 | 0
F6_Industrial_Industrial - ID_New_Space Heating_Natural Gas_Unit Heater_E8 | F6 | Industrial | Industrial - ID | New | Space Heating | Natural Gas | Unit Heater | E8 | Utility - Value of Sales | 0 | 0 | 0 | 0 | 0 | 0 | 0 | 0 | 0 | 0 | 0 | 0 | 0 | 0 | 0 | 0 | 0 | 0 | 0 | 0 | 0 | 0 | 0 | 0 | 0 | 0 | 0
F6_Industrial_Industrial - ID_New_Space Heating_Natural Gas_Unit Heater_E9 | F6 | Industrial | Industrial - ID | New | Space Heating | Natural Gas | Unit Heater | E9 | Utility - Value of Sales | 0 | 0 | 0 | 0 | 0 | 0 | 0 | 0 | 0 | 0 | 0 | 0 | 0 | 0 | 0 | 0 | 0 | 0 | 0 | 0 | 0 | 0 | 0 | 0 | 0 | 0 | 0
F6_Industrial_Industrial - ID_New_Space Heating_Natural Gas_Unit Heater_E10 | F6 | Industrial | Industrial - ID | New | Space Heating | Natural Gas | Unit Heater | E10 | Utility - Value of Sales | 0 | 0 | 0 | 0 | 0 | 0 | 0 | 0 | 0 | 0 | 0 | 0 | 0 | 0 | 0 | 0 | 0 | 0 | 0 | 0 | 0 | 0 | 0 | 0 | 0 | 0 | 0
F1_Industrial_Industrial - ID_New_Process_Natural Gas_Process Boiler_E1 | F1 | Industrial | Industrial - ID | New | Process | Natural Gas | Process Boiler | E1 | RVT - Cost of Equipment | 0.26138 | 0.26138 | 0.26138 | 0.26138 | 0.26138 | 0.26138 | 0.26138 | 0.26138 | 0.26138 | 0.26138 | 0.26138 | 0.26138 | 0.26138 | 0.26138 | 0.26138 | 0.26138 | 0.26138 | 0.26138 | 0.26138 | 0.26138 | 0.26138 | 0.26138 | 0.26138 | 0.26138 | 0.26138 | 0.26138 | 0.26138
F1_Industrial_Industrial - ID_New_Process_Natural Gas_Process Boiler_E2 | F1 | Industrial | Industrial - ID | New | Process | Natural Gas | Process Boiler | E2 | RVT - Cost of Equipment | 0 | 0 | 0 | 0 | 0 | 0 | 0 | 0 | 0 | 0 | 0 | 0 | 0 | 0 | 0 | 0 | 0 | 0 | 0 | 0 | 0 | 0 | 0 | 0 | 0 | 0 | 0
F1_Industrial_Industrial - ID_New_Process_Natural Gas_Process Boiler_E3 | F1 | Industrial | Industrial - ID | New | Process | Natural Gas | Process Boiler | E3 | RVT - Cost of Equipment | 0 | 0 | 0 | 0 | 0 | 0 | 0 | 0 | 0 | 0 | 0 | 0 | 0 | 0 | 0 | 0 | 0 | 0 | 0 | 0 | 0 | 0 | 0 | 0 | 0 | 0 | 0
F1_Industrial_Industrial - ID_New_Process_Natural Gas_Process Boiler_E4 | F1 | Industrial | Industrial - ID | New | Process | Natural Gas | Process Boiler | E4 | RVT - Cost of Equipment | 0 | 0 | 0 | 0 | 0 | 0 | 0 | 0 | 0 | 0 | 0 | 0 | 0 | 0 | 0 | 0 | 0 | 0 | 0 | 0 | 0 | 0 | 0 | 0 | 0 | 0 | 0
F1_Industrial_Industrial - ID_New_Process_Natural Gas_Process Boiler_E5 | F1 | Industrial | Industrial - ID | New | Process | Natural Gas | Process Boiler | E5 | RVT - Cost of Equipment | 0 | 0 | 0 | 0 | 0 | 0 | 0 | 0 | 0 | 0 | 0 | 0 | 0 | 0 | 0 | 0 | 0 | 0 | 0 | 0 | 0 | 0 | 0 | 0 | 0 | 0 | 0
F1_Industrial_Industrial - ID_New_Process_Natural Gas_Process Boiler_E6 | F1 | Industrial | Industrial - ID | New | Process | Natural Gas | Process Boiler | E6 | RVT - Cost of Equipment | 0 | 0 | 0 | 0 | 0 | 0 | 0 | 0 | 0 | 0 | 0 | 0 | 0 | 0 | 0 | 0 | 0 | 0 | 0 | 0 | 0 | 0 | 0 | 0 | 0 | 0 | 0
F1_Industrial_Industrial - ID_New_Process_Natural Gas_Process Boiler_E7 | F1 | Industrial | Industrial - ID | New | Process | Natural Gas | Process Boiler | E7 | RVT - Cost of Equipment | 0 | 0 | 0 | 0 | 0 | 0 | 0 | 0 | 0 | 0 | 0 | 0 | 0 | 0 | 0 | 0 | 0 | 0 | 0 | 0 | 0 | 0 | 0 | 0 | 0 | 0 | 0
F1_Industrial_Industrial - ID_New_Process_Natural Gas_Process Boiler_E8 | F1 | Industrial | Industrial - ID | New | Process | Natural Gas | Process Boiler | E8 | RVT - Cost of Equipment | 0 | 0 | 0 | 0 | 0 | 0 | 0 | 0 | 0 | 0 | 0 | 0 | 0 | 0 | 0 | 0 | 0 | 0 | 0 | 0 | 0 | 0 | 0 | 0 | 0 | 0 | 0
F1_Industrial_Industrial - ID_New_Process_Natural Gas_Process Boiler_E9 | F1 | Industrial | Industrial - ID | New | Process | Natural Gas | Process Boiler | E9 | RVT - Cost of Equipment | 0 | 0 | 0 | 0 | 0 | 0 | 0 | 0 | 0 | 0 | 0 | 0 | 0 | 0 | 0 | 0 | 0 | 0 | 0 | 0 | 0 | 0 | 0 | 0 | 0 | 0 | 0
F1_Industrial_Industrial - ID_New_Process_Natural Gas_Process Boiler_E10 | F1 | Industrial | Industrial - ID | New | Process | Natural Gas | Process Boiler | E10 | RVT - Cost of Equipment | 0 | 0 | 0 | 0 | 0 | 0 | 0 | 0 | 0 | 0 | 0 | 0 | 0 | 0 | 0 | 0 | 0 | 0 | 0 | 0 | 0 | 0 | 0 | 0 | 0 | 0 | 0
F2_Industrial_Industrial - ID_New_Process_Natural Gas_Process Boiler_E1 | F2 | Industrial | Industrial - ID | New | Process | Natural Gas | Process Boiler | E1 | RVT - Cost of Operation | 0 | 0 | 0 | 0 | 0 | 0 | 0 | 0 | 0 | 0 | 0 | 0 | 0 | 0 | 0 | 0 | 0 | 0 | 0 | 0 | 0 | 0 | 0 | 0 | 0 | 0 | 0
F2_Industrial_Industrial - ID_New_Process_Natural Gas_Process Boiler_E2 | F2 | Industrial | Industrial - ID | New | Process | Natural Gas | Process Boiler | E2 | RVT - Cost of Operation | 0 | 0 | 0 | 0 | 0 | 0 | 0 | 0 | 0 | 0 | 0 | 0 | 0 | 0 | 0 | 0 | 0 | 0 | 0 | 0 | 0 | 0 | 0 | 0 | 0 | 0 | 0
F2_Industrial_Industrial - ID_New_Process_Natural Gas_Process Boiler_E3 | F2 | Industrial | Industrial - ID | New | Process | Natural Gas | Process Boiler | E3 | RVT - Cost of Operation | 0 | 0 | 0 | 0 | 0 | 0 | 0 | 0 | 0 | 0 | 0 | 0 | 0 | 0 | 0 | 0 | 0 | 0 | 0 | 0 | 0 | 0 | 0 | 0 | 0 | 0 | 0
F2_Industrial_Industrial - ID_New_Process_Natural Gas_Process Boiler_E4 | F2 | Industrial | Industrial - ID | New | Process | Natural Gas | Process Boiler | E4 | RVT - Cost of Operation | 0 | 0 | 0 | 0 | 0 | 0 | 0 | 0 | 0 | 0 | 0 | 0 | 0 | 0 | 0 | 0 | 0 | 0 | 0 | 0 | 0 | 0 | 0 | 0 | 0 | 0 | 0
F2_Industrial_Industrial - ID_New_Process_Natural Gas_Process Boiler_E5 | F2 | Industrial | Industrial - ID | New | Process | Natural Gas | Process Boiler | E5 | RVT - Cost of Operation | 0 | 0 | 0 | 0 | 0 | 0 | 0 | 0 | 0 | 0 | 0 | 0 | 0 | 0 | 0 | 0 | 0 | 0 | 0 | 0 | 0 | 0 | 0 | 0 | 0 | 0 | 0
F2_Industrial_Industrial - ID_New_Process_Natural Gas_Process Boiler_E6 | F2 | Industrial | Industrial - ID | New | Process | Natural Gas | Process Boiler | E6 | RVT - Cost of Operation | 0 | 0 | 0 | 0 | 0 | 0 | 0 | 0 | 0 | 0 | 0 | 0 | 0 | 0 | 0 | 0 | 0 | 0 | 0 | 0 | 0 | 0 | 0 | 0 | 0 | 0 | 0
F2_Industrial_Industrial - ID_New_Process_Natural Gas_Process Boiler_E7 | F2 | Industrial | Industrial - ID | New | Process | Natural Gas | Process Boiler | E7 | RVT - Cost of Operation | 0 | 0 | 0 | 0 | 0 | 0 | 0 | 0 | 0 | 0 | 0 | 0 | 0 | 0 | 0 | 0 | 0 | 0 | 0 | 0 | 0 | 0 | 0 | 0 | 0 | 0 | 0
F2_Industrial_Industrial - ID_New_Process_Natural Gas_Process Boiler_E8 | F2 | Industrial | Industrial - ID | New | Process | Natural Gas | Process Boiler | E8 | RVT - Cost of Operation | 0 | 0 | 0 | 0 | 0 | 0 | 0 | 0 | 0 | 0 | 0 | 0 | 0 | 0 | 0 | 0 | 0 | 0 | 0 | 0 | 0 | 0 | 0 | 0 | 0 | 0 | 0
F2_Industrial_Industrial - ID_New_Process_Natural Gas_Process Boiler_E9 | F2 | Industrial | Industrial - ID | New | Process | Natural Gas | Process Boiler | E9 | RVT - Cost of Operation | 0 | 0 | 0 | 0 | 0 | 0 | 0 | 0 | 0 | 0 | 0 | 0 | 0 | 0 | 0 | 0 | 0 | 0 | 0 | 0 | 0 | 0 | 0 | 0 | 0 | 0 | 0
F2_Industrial_Industrial - ID_New_Process_Natural Gas_Process Boiler_E10 | F2 | Industrial | Industrial - ID | New | Process | Natural Gas | Process Boiler | E10 | RVT - Cost of Operation | 0 | 0 | 0 | 0 | 0 | 0 | 0 | 0 | 0 | 0 | 0 | 0 | 0 | 0 | 0 | 0 | 0 | 0 | 0 | 0 | 0 | 0 | 0 | 0 | 0 | 0 | 0
F3_Industrial_Industrial - ID_New_Process_Natural Gas_Process Boiler_E1 | F3 | Industrial | Industrial - ID | New | Process | Natural Gas | Process Boiler | E1 | System - kBTUs of Consumption | 102778.8097 | 102778.8097 | 102778.8097 | 102778.8097 | 102778.8097 | 102778.8097 | 102778.8097 | 102778.8097 | 102778.8097 | 102778.8097 | 102778.8097 | 102778.8097 | 102778.8097 | 102778.8097 | 102778.8097 | 102778.8097 | 102778.8097 | 102778.8097 | 102778.8097 | 102778.8097 | 102778.8097 | 102778.8097 | 102778.8097 | 102778.8097 | 102778.8097 | 102778.8097 | 102778.8097
F3_Industrial_Industrial - ID_New_Process_Natural Gas_Process Boiler_E2 | F3 | Industrial | Industrial - ID | New | Process | Natural Gas | Process Boiler | E2 | System - kBTUs of Consumption | 0 | 0 | 0 | 0 | 0 | 0 | 0 | 0 | 0 | 0 | 0 | 0 | 0 | 0 | 0 | 0 | 0 | 0 | 0 | 0 | 0 | 0 | 0 | 0 | 0 | 0 | 0
F3_Industrial_Industrial - ID_New_Process_Natural Gas_Process Boiler_E3 | F3 | Industrial | Industrial - ID | New | Process | Natural Gas | Process Boiler | E3 | System - kBTUs of Consumption | 0 | 0 | 0 | 0 | 0 | 0 | 0 | 0 | 0 | 0 | 0 | 0 | 0 | 0 | 0 | 0 | 0 | 0 | 0 | 0 | 0 | 0 | 0 | 0 | 0 | 0 | 0
F3_Industrial_Industrial - ID_New_Process_Natural Gas_Process Boiler_E4 | F3 | Industrial | Industrial - ID | New | Process | Natural Gas | Process Boiler | E4 | System - kBTUs of Consumption | 0 | 0 | 0 | 0 | 0 | 0 | 0 | 0 | 0 | 0 | 0 | 0 | 0 | 0 | 0 | 0 | 0 | 0 | 0 | 0 | 0 | 0 | 0 | 0 | 0 | 0 | 0
F3_Industrial_Industrial - ID_New_Process_Natural Gas_Process Boiler_E5 | F3 | Industrial | Industrial - ID | New | Process | Natural Gas | Process Boiler | E5 | System - kBTUs of Consumption | 0 | 0 | 0 | 0 | 0 | 0 | 0 | 0 | 0 | 0 | 0 | 0 | 0 | 0 | 0 | 0 | 0 | 0 | 0 | 0 | 0 | 0 | 0 | 0 | 0 | 0 | 0
F3_Industrial_Industrial - ID_New_Process_Natural Gas_Process Boiler_E6 | F3 | Industrial | Industrial - ID | New | Process | Natural Gas | Process Boiler | E6 | System - kBTUs of Consumption | 0 | 0 | 0 | 0 | 0 | 0 | 0 | 0 | 0 | 0 | 0 | 0 | 0 | 0 | 0 | 0 | 0 | 0 | 0 | 0 | 0 | 0 | 0 | 0 | 0 | 0 | 0
F3_Industrial_Industrial - ID_New_Process_Natural Gas_Process Boiler_E7 | F3 | Industrial | Industrial - ID | New | Process | Natural Gas | Process Boiler | E7 | System - kBTUs of Consumption | 0 | 0 | 0 | 0 | 0 | 0 | 0 | 0 | 0 | 0 | 0 | 0 | 0 | 0 | 0 | 0 | 0 | 0 | 0 | 0 | 0 | 0 | 0 | 0 | 0 | 0 | 0
F3_Industrial_Industrial - ID_New_Process_Natural Gas_Process Boiler_E8 | F3 | Industrial | Industrial - ID | New | Process | Natural Gas | Process Boiler | E8 | System - kBTUs of Consumption | 0 | 0 | 0 | 0 | 0 | 0 | 0 | 0 | 0 | 0 | 0 | 0 | 0 | 0 | 0 | 0 | 0 | 0 | 0 | 0 | 0 | 0 | 0 | 0 | 0 | 0 | 0
F3_Industrial_Industrial - ID_New_Process_Natural Gas_Process Boiler_E9 | F3 | Industrial | Industrial - ID | New | Process | Natural Gas | Process Boiler | E9 | System - kBTUs of Consumption | 0 | 0 | 0 | 0 | 0 | 0 | 0 | 0 | 0 | 0 | 0 | 0 | 0 | 0 | 0 | 0 | 0 | 0 | 0 | 0 | 0 | 0 | 0 | 0 | 0 | 0 | 0
F3_Industrial_Industrial - ID_New_Process_Natural Gas_Process Boiler_E10 | F3 | Industrial | Industrial - ID | New | Process | Natural Gas | Process Boiler | E10 | System - kBTUs of Consumption | 0 | 0 | 0 | 0 | 0 | 0 | 0 | 0 | 0 | 0 | 0 | 0 | 0 | 0 | 0 | 0 | 0 | 0 | 0 | 0 | 0 | 0 | 0 | 0 | 0 | 0 | 0
F4_Industrial_Industrial - ID_New_Process_Natural Gas_Process Boiler_E1 | F4 | Industrial | Industrial - ID | New | Process | Natural Gas | Process Boiler | E1 | Utility - Cost of Equipment | 0.26138 | 0.26138 | 0.26138 | 0.26138 | 0.26138 | 0.26138 | 0.26138 | 0.26138 | 0.26138 | 0.26138 | 0.26138 | 0.26138 | 0.26138 | 0.26138 | 0.26138 | 0.26138 | 0.26138 | 0.26138 | 0.26138 | 0.26138 | 0.26138 | 0.26138 | 0.26138 | 0.26138 | 0.26138 | 0.26138 | 0.26138
F4_Industrial_Industrial - ID_New_Process_Natural Gas_Process Boiler_E2 | F4 | Industrial | Industrial - ID | New | Process | Natural Gas | Process Boiler | E2 | Utility - Cost of Equipment | 0 | 0 | 0 | 0 | 0 | 0 | 0 | 0 | 0 | 0 | 0 | 0 | 0 | 0 | 0 | 0 | 0 | 0 | 0 | 0 | 0 | 0 | 0 | 0 | 0 | 0 | 0
F4_Industrial_Industrial - ID_New_Process_Natural Gas_Process Boiler_E3 | F4 | Industrial | Industrial - ID | New | Process | Natural Gas | Process Boiler | E3 | Utility - Cost of Equipment | 0 | 0 | 0 | 0 | 0 | 0 | 0 | 0 | 0 | 0 | 0 | 0 | 0 | 0 | 0 | 0 | 0 | 0 | 0 | 0 | 0 | 0 | 0 | 0 | 0 | 0 | 0
F4_Industrial_Industrial - ID_New_Process_Natural Gas_Process Boiler_E4 | F4 | Industrial | Industrial - ID | New | Process | Natural Gas | Process Boiler | E4 | Utility - Cost of Equipment | 0 | 0 | 0 | 0 | 0 | 0 | 0 | 0 | 0 | 0 | 0 | 0 | 0 | 0 | 0 | 0 | 0 | 0 | 0 | 0 | 0 | 0 | 0 | 0 | 0 | 0 | 0
F4_Industrial_Industrial - ID_New_Process_Natural Gas_Process Boiler_E5 | F4 | Industrial | Industrial - ID | New | Process | Natural Gas | Process Boiler | E5 | Utility - Cost of Equipment | 0 | 0 | 0 | 0 | 0 | 0 | 0 | 0 | 0 | 0 | 0 | 0 | 0 | 0 | 0 | 0 | 0 | 0 | 0 | 0 | 0 | 0 | 0 | 0 | 0 | 0 | 0
F4_Industrial_Industrial - ID_New_Process_Natural Gas_Process Boiler_E6 | F4 | Industrial | Industrial - ID | New | Process | Natural Gas | Process Boiler | E6 | Utility - Cost of Equipment | 0 | 0 | 0 | 0 | 0 | 0 | 0 | 0 | 0 | 0 | 0 | 0 | 0 | 0 | 0 | 0 | 0 | 0 | 0 | 0 | 0 | 0 | 0 | 0 | 0 | 0 | 0
F4_Industrial_Industrial - ID_New_Process_Natural Gas_Process Boiler_E7 | F4 | Industrial | Industrial - ID | New | Process | Natural Gas | Process Boiler | E7 | Utility - Cost of Equipment | 0 | 0 | 0 | 0 | 0 | 0 | 0 | 0 | 0 | 0 | 0 | 0 | 0 | 0 | 0 | 0 | 0 | 0 | 0 | 0 | 0 | 0 | 0 | 0 | 0 | 0 | 0
F4_Industrial_Industrial - ID_New_Process_Natural Gas_Process Boiler_E8 | F4 | Industrial | Industrial - ID | New | Process | Natural Gas | Process Boiler | E8 | Utility - Cost of Equipment | 0 | 0 | 0 | 0 | 0 | 0 | 0 | 0 | 0 | 0 | 0 | 0 | 0 | 0 | 0 | 0 | 0 | 0 | 0 | 0 | 0 | 0 | 0 | 0 | 0 | 0 | 0
F4_Industrial_Industrial - ID_New_Process_Natural Gas_Process Boiler_E9 | F4 | Industrial | Industrial - ID | New | Process | Natural Gas | Process Boiler | E9 | Utility - Cost of Equipment | 0 | 0 | 0 | 0 | 0 | 0 | 0 | 0 | 0 | 0 | 0 | 0 | 0 | 0 | 0 | 0 | 0 | 0 | 0 | 0 | 0 | 0 | 0 | 0 | 0 | 0 | 0
F4_Industrial_Industrial - ID_New_Process_Natural Gas_Process Boiler_E10 | F4 | Industrial | Industrial - ID | New | Process | Natural Gas | Process Boiler | E10 | Utility - Cost of Equipment | 0 | 0 | 0 | 0 | 0 | 0 | 0 | 0 | 0 | 0 | 0 | 0 | 0 | 0 | 0 | 0 | 0 | 0 | 0 | 0 | 0 | 0 | 0 | 0 | 0 | 0 | 0
F5_Industrial_Industrial - ID_New_Process_Natural Gas_Process Boiler_E1 | F5 | Industrial | Industrial - ID | New | Process | Natural Gas | Process Boiler | E1 | Utility - Cost of Operation | 569.8706 | 522.7417 | 463.0378 | 394.4454 | 356.9539 | 340.5115 | 337.9544 | 343.5704 | 353.3018 | 364.3177 | 372.0555 | 379.8275 | 388.3424 | 395.4552 | 402.3847 | 409.4386 | 416.5879 | 424.8781 | 433.2831 | 440.6683 | 445.8681 | 450.7516 | 456.2116 | 458.3239 | 460.1921 | 462.448 | 464.7149
F5_Industrial_Industrial - ID_New_Process_Natural Gas_Process Boiler_E2 | F5 | Industrial | Industrial - ID | New | Process | Natural Gas | Process Boiler | E2 | Utility - Cost of Operation | 0 | 0 | 0 | 0 | 0 | 0 | 0 | 0 | 0 | 0 | 0 | 0 | 0 | 0 | 0 | 0 | 0 | 0 | 0 | 0 | 0 | 0 | 0 | 0 | 0 | 0 | 0
F5_Industrial_Industrial - ID_New_Process_Natural Gas_Process Boiler_E3 | F5 | Industrial | Industrial - ID | New | Process | Natural Gas | Process Boiler | E3 | Utility - Cost of Operation | 0 | 0 | 0 | 0 | 0 | 0 | 0 | 0 | 0 | 0 | 0 | 0 | 0 | 0 | 0 | 0 | 0 | 0 | 0 | 0 | 0 | 0 | 0 | 0 | 0 | 0 | 0
F5_Industrial_Industrial - ID_New_Process_Natural Gas_Process Boiler_E4 | F5 | Industrial | Industrial - ID | New | Process | Natural Gas | Process Boiler | E4 | Utility - Cost of Operation | 0 | 0 | 0 | 0 | 0 | 0 | 0 | 0 | 0 | 0 | 0 | 0 | 0 | 0 | 0 | 0 | 0 | 0 | 0 | 0 | 0 | 0 | 0 | 0 | 0 | 0 | 0
F5_Industrial_Industrial - ID_New_Process_Natural Gas_Process Boiler_E5 | F5 | Industrial | Industrial - ID | New | Process | Natural Gas | Process Boiler | E5 | Utility - Cost of Operation | 0 | 0 | 0 | 0 | 0 | 0 | 0 | 0 | 0 | 0 | 0 | 0 | 0 | 0 | 0 | 0 | 0 | 0 | 0 | 0 | 0 | 0 | 0 | 0 | 0 | 0 | 0
F5_Industrial_Industrial - ID_New_Process_Natural Gas_Process Boiler_E6 | F5 | Industrial | Industrial - ID | New | Process | Natural Gas | Process Boiler | E6 | Utility - Cost of Operation | 0 | 0 | 0 | 0 | 0 | 0 | 0 | 0 | 0 | 0 | 0 | 0 | 0 | 0 | 0 | 0 | 0 | 0 | 0 | 0 | 0 | 0 | 0 | 0 | 0 | 0 | 0
F5_Industrial_Industrial - ID_New_Process_Natural Gas_Process Boiler_E7 | F5 | Industrial | Industrial - ID | New | Process | Natural Gas | Process Boiler | E7 | Utility - Cost of Operation | 0 | 0 | 0 | 0 | 0 | 0 | 0 | 0 | 0 | 0 | 0 | 0 | 0 | 0 | 0 | 0 | 0 | 0 | 0 | 0 | 0 | 0 | 0 | 0 | 0 | 0 | 0
F5_Industrial_Industrial - ID_New_Process_Natural Gas_Process Boiler_E8 | F5 | Industrial | Industrial - ID | New | Process | Natural Gas | Process Boiler | E8 | Utility - Cost of Operation | 0 | 0 | 0 | 0 | 0 | 0 | 0 | 0 | 0 | 0 | 0 | 0 | 0 | 0 | 0 | 0 | 0 | 0 | 0 | 0 | 0 | 0 | 0 | 0 | 0 | 0 | 0
F5_Industrial_Industrial - ID_New_Process_Natural Gas_Process Boiler_E9 | F5 | Industrial | Industrial - ID | New | Process | Natural Gas | Process Boiler | E9 | Utility - Cost of Operation | 0 | 0 | 0 | 0 | 0 | 0 | 0 | 0 | 0 | 0 | 0 | 0 | 0 | 0 | 0 | 0 | 0 | 0 | 0 | 0 | 0 | 0 | 0 | 0 | 0 | 0 | 0
F5_Industrial_Industrial - ID_New_Process_Natural Gas_Process Boiler_E10 | F5 | Industrial | Industrial - ID | New | Process | Natural Gas | Process Boiler | E10 | Utility - Cost of Operation | 0 | 0 | 0 | 0 | 0 | 0 | 0 | 0 | 0 | 0 | 0 | 0 | 0 | 0 | 0 | 0 | 0 | 0 | 0 | 0 | 0 | 0 | 0 | 0 | 0 | 0 | 0
F6_Industrial_Industrial - ID_New_Process_Natural Gas_Process Boiler_E1 | F6 | Industrial | Industrial - ID | New | Process | Natural Gas | Process Boiler | E1 | Utility - Value of Sales | 0 | 0 | 0 | 0 | 0 | 0 | 0 | 0 | 0 | 0 | 0 | 0 | 0 | 0 | 0 | 0 | 0 | 0 | 0 | 0 | 0 | 0 | 0 | 0 | 0 | 0 | 0
F6_Industrial_Industrial - ID_New_Process_Natural Gas_Process Boiler_E2 | F6 | Industrial | Industrial - ID | New | Process | Natural Gas | Process Boiler | E2 | Utility - Value of Sales | 0 | 0 | 0 | 0 | 0 | 0 | 0 | 0 | 0 | 0 | 0 | 0 | 0 | 0 | 0 | 0 | 0 | 0 | 0 | 0 | 0 | 0 | 0 | 0 | 0 | 0 | 0
F6_Industrial_Industrial - ID_New_Process_Natural Gas_Process Boiler_E3 | F6 | Industrial | Industrial - ID | New | Process | Natural Gas | Process Boiler | E3 | Utility - Value of Sales | 0 | 0 | 0 | 0 | 0 | 0 | 0 | 0 | 0 | 0 | 0 | 0 | 0 | 0 | 0 | 0 | 0 | 0 | 0 | 0 | 0 | 0 | 0 | 0 | 0 | 0 | 0
F6_Industrial_Industrial - ID_New_Process_Natural Gas_Process Boiler_E4 | F6 | Industrial | Industrial - ID | New | Process | Natural Gas | Process Boiler | E4 | Utility - Value of Sales | 0 | 0 | 0 | 0 | 0 | 0 | 0 | 0 | 0 | 0 | 0 | 0 | 0 | 0 | 0 | 0 | 0 | 0 | 0 | 0 | 0 | 0 | 0 | 0 | 0 | 0 | 0
F6_Industrial_Industrial - ID_New_Process_Natural Gas_Process Boiler_E5 | F6 | Industrial | Industrial - ID | New | Process | Natural Gas | Process Boiler | E5 | Utility - Value of Sales | 0 | 0 | 0 | 0 | 0 | 0 | 0 | 0 | 0 | 0 | 0 | 0 | 0 | 0 | 0 | 0 | 0 | 0 | 0 | 0 | 0 | 0 | 0 | 0 | 0 | 0 | 0
F6_Industrial_Industrial - ID_New_Process_Natural Gas_Process Boiler_E6 | F6 | Industrial | Industrial - ID | New | Process | Natural Gas | Process Boiler | E6 | Utility - Value of Sales | 0 | 0 | 0 | 0 | 0 | 0 | 0 | 0 | 0 | 0 | 0 | 0 | 0 | 0 | 0 | 0 | 0 | 0 | 0 | 0 | 0 | 0 | 0 | 0 | 0 | 0 | 0
F6_Industrial_Industrial - ID_New_Process_Natural Gas_Process Boiler_E7 | F6 | Industrial | Industrial - ID | New | Process | Natural Gas | Process Boiler | E7 | Utility - Value of Sales | 0 | 0 | 0 | 0 | 0 | 0 | 0 | 0 | 0 | 0 | 0 | 0 | 0 | 0 | 0 | 0 | 0 | 0 | 0 | 0 | 0 | 0 | 0 | 0 | 0 | 0 | 0
F6_Industrial_Industrial - ID_New_Process_Natural Gas_Process Boiler_E8 | F6 | Industrial | Industrial - ID | New | Process | Natural Gas | Process Boiler | E8 | Utility - Value of Sales | 0 | 0 | 0 | 0 | 0 | 0 | 0 | 0 | 0 | 0 | 0 | 0 | 0 | 0 | 0 | 0 | 0 | 0 | 0 | 0 | 0 | 0 | 0 | 0 | 0 | 0 | 0
F6_Industrial_Industrial - ID_New_Process_Natural Gas_Process Boiler_E9 | F6 | Industrial | Industrial - ID | New | Process | Natural Gas | Process Boiler | E9 | Utility - Value of Sales | 0 | 0 | 0 | 0 | 0 | 0 | 0 | 0 | 0 | 0 | 0 | 0 | 0 | 0 | 0 | 0 | 0 | 0 | 0 | 0 | 0 | 0 | 0 | 0 | 0 | 0 | 0
F6_Industrial_Industrial - ID_New_Process_Natural Gas_Process Boiler_E10 | F6 | Industrial | Industrial - ID | New | Process | Natural Gas | Process Boiler | E10 | Utility - Value of Sales | 0 | 0 | 0 | 0 | 0 | 0 | 0 | 0 | 0 | 0 | 0 | 0 | 0 | 0 | 0 | 0 | 0 | 0 | 0 | 0 | 0 | 0 | 0 | 0 | 0 | 0 | 0
F1_Industrial_Industrial - ID_New_Process_Natural Gas_Process Heating_E1 | F1 | Industrial | Industrial - ID | New | Process | Natural Gas | Process Heating | E1 | RVT - Cost of Equipment | 0.26138 | 0.26138 | 0.26138 | 0.26138 | 0.26138 | 0.26138 | 0.26138 | 0.26138 | 0.26138 | 0.26138 | 0.26138 | 0.26138 | 0.26138 | 0.26138 | 0.26138 | 0.26138 | 0.26138 | 0.26138 | 0.26138 | 0.26138 | 0.26138 | 0.26138 | 0.26138 | 0.26138 | 0.26138 | 0.26138 | 0.26138
F1_Industrial_Industrial - ID_New_Process_Natural Gas_Process Heating_E2 | F1 | Industrial | Industrial - ID | New | Process | Natural Gas | Process Heating | E2 | RVT - Cost of Equipment | 0 | 0 | 0 | 0 | 0 | 0 | 0 | 0 | 0 | 0 | 0 | 0 | 0 | 0 | 0 | 0 | 0 | 0 | 0 | 0 | 0 | 0 | 0 | 0 | 0 | 0 | 0
F1_Industrial_Industrial - ID_New_Process_Natural Gas_Process Heating_E3 | F1 | Industrial | Industrial - ID | New | Process | Natural Gas | Process Heating | E3 | RVT - Cost of Equipment | 0 | 0 | 0 | 0 | 0 | 0 | 0 | 0 | 0 | 0 | 0 | 0 | 0 | 0 | 0 | 0 | 0 | 0 | 0 | 0 | 0 | 0 | 0 | 0 | 0 | 0 | 0
F1_Industrial_Industrial - ID_New_Process_Natural Gas_Process Heating_E4 | F1 | Industrial | Industrial - ID | New | Process | Natural Gas | Process Heating | E4 | RVT - Cost of Equipment | 0 | 0 | 0 | 0 | 0 | 0 | 0 | 0 | 0 | 0 | 0 | 0 | 0 | 0 | 0 | 0 | 0 | 0 | 0 | 0 | 0 | 0 | 0 | 0 | 0 | 0 | 0
F1_Industrial_Industrial - ID_New_Process_Natural Gas_Process Heating_E5 | F1 | Industrial | Industrial - ID | New | Process | Natural Gas | Process Heating | E5 | RVT - Cost of Equipment | 0 | 0 | 0 | 0 | 0 | 0 | 0 | 0 | 0 | 0 | 0 | 0 | 0 | 0 | 0 | 0 | 0 | 0 | 0 | 0 | 0 | 0 | 0 | 0 | 0 | 0 | 0
F1_Industrial_Industrial - ID_New_Process_Natural Gas_Process Heating_E6 | F1 | Industrial | Industrial - ID | New | Process | Natural Gas | Process Heating | E6 | RVT - Cost of Equipment | 0 | 0 | 0 | 0 | 0 | 0 | 0 | 0 | 0 | 0 | 0 | 0 | 0 | 0 | 0 | 0 | 0 | 0 | 0 | 0 | 0 | 0 | 0 | 0 | 0 | 0 | 0
F1_Industrial_Industrial - ID_New_Process_Natural Gas_Process Heating_E7 | F1 | Industrial | Industrial - ID | New | Process | Natural Gas | Process Heating | E7 | RVT - Cost of Equipment | 0 | 0 | 0 | 0 | 0 | 0 | 0 | 0 | 0 | 0 | 0 | 0 | 0 | 0 | 0 | 0 | 0 | 0 | 0 | 0 | 0 | 0 | 0 | 0 | 0 | 0 | 0
F1_Industrial_Industrial - ID_New_Process_Natural Gas_Process Heating_E8 | F1 | Industrial | Industrial - ID | New | Process | Natural Gas | Process Heating | E8 | RVT - Cost of Equipment | 0 | 0 | 0 | 0 | 0 | 0 | 0 | 0 | 0 | 0 | 0 | 0 | 0 | 0 | 0 | 0 | 0 | 0 | 0 | 0 | 0 | 0 | 0 | 0 | 0 | 0 | 0
F1_Industrial_Industrial - ID_New_Process_Natural Gas_Process Heating_E9 | F1 | Industrial | Industrial - ID | New | Process | Natural Gas | Process Heating | E9 | RVT - Cost of Equipment | 0 | 0 | 0 | 0 | 0 | 0 | 0 | 0 | 0 | 0 | 0 | 0 | 0 | 0 | 0 | 0 | 0 | 0 | 0 | 0 | 0 | 0 | 0 | 0 | 0 | 0 | 0
F1_Industrial_Industrial - ID_New_Process_Natural Gas_Process Heating_E10 | F1 | Industrial | Industrial - ID | New | Process | Natural Gas | Process Heating | E10 | RVT - Cost of Equipment | 0 | 0 | 0 | 0 | 0 | 0 | 0 | 0 | 0 | 0 | 0 | 0 | 0 | 0 | 0 | 0 | 0 | 0 | 0 | 0 | 0 | 0 | 0 | 0 | 0 | 0 | 0
F2_Industrial_Industrial - ID_New_Process_Natural Gas_Process Heating_E1 | F2 | Industrial | Industrial - ID | New | Process | Natural Gas | Process Heating | E1 | RVT - Cost of Operation | 0 | 0 | 0 | 0 | 0 | 0 | 0 | 0 | 0 | 0 | 0 | 0 | 0 | 0 | 0 | 0 | 0 | 0 | 0 | 0 | 0 | 0 | 0 | 0 | 0 | 0 | 0
F2_Industrial_Industrial - ID_New_Process_Natural Gas_Process Heating_E2 | F2 | Industrial | Industrial - ID | New | Process | Natural Gas | Process Heating | E2 | RVT - Cost of Operation | 0 | 0 | 0 | 0 | 0 | 0 | 0 | 0 | 0 | 0 | 0 | 0 | 0 | 0 | 0 | 0 | 0 | 0 | 0 | 0 | 0 | 0 | 0 | 0 | 0 | 0 | 0
F2_Industrial_Industrial - ID_New_Process_Natural Gas_Process Heating_E3 | F2 | Industrial | Industrial - ID | New | Process | Natural Gas | Process Heating | E3 | RVT - Cost of Operation | 0 | 0 | 0 | 0 | 0 | 0 | 0 | 0 | 0 | 0 | 0 | 0 | 0 | 0 | 0 | 0 | 0 | 0 | 0 | 0 | 0 | 0 | 0 | 0 | 0 | 0 | 0
F2_Industrial_Industrial - ID_New_Process_Natural Gas_Process Heating_E4 | F2 | Industrial | Industrial - ID | New | Process | Natural Gas | Process Heating | E4 | RVT - Cost of Operation | 0 | 0 | 0 | 0 | 0 | 0 | 0 | 0 | 0 | 0 | 0 | 0 | 0 | 0 | 0 | 0 | 0 | 0 | 0 | 0 | 0 | 0 | 0 | 0 | 0 | 0 | 0
F2_Industrial_Industrial - ID_New_Process_Natural Gas_Process Heating_E5 | F2 | Industrial | Industrial - ID | New | Process | Natural Gas | Process Heating | E5 | RVT - Cost of Operation | 0 | 0 | 0 | 0 | 0 | 0 | 0 | 0 | 0 | 0 | 0 | 0 | 0 | 0 | 0 | 0 | 0 | 0 | 0 | 0 | 0 | 0 | 0 | 0 | 0 | 0 | 0
F2_Industrial_Industrial - ID_New_Process_Natural Gas_Process Heating_E6 | F2 | Industrial | Industrial - ID | New | Process | Natural Gas | Process Heating | E6 | RVT - Cost of Operation | 0 | 0 | 0 | 0 | 0 | 0 | 0 | 0 | 0 | 0 | 0 | 0 | 0 | 0 | 0 | 0 | 0 | 0 | 0 | 0 | 0 | 0 | 0 | 0 | 0 | 0 | 0
F2_Industrial_Industrial - ID_New_Process_Natural Gas_Process Heating_E7 | F2 | Industrial | Industrial - ID | New | Process | Natural Gas | Process Heating | E7 | RVT - Cost of Operation | 0 | 0 | 0 | 0 | 0 | 0 | 0 | 0 | 0 | 0 | 0 | 0 | 0 | 0 | 0 | 0 | 0 | 0 | 0 | 0 | 0 | 0 | 0 | 0 | 0 | 0 | 0
F2_Industrial_Industrial - ID_New_Process_Natural Gas_Process Heating_E8 | F2 | Industrial | Industrial - ID | New | Process | Natural Gas | Process Heating | E8 | RVT - Cost of Operation | 0 | 0 | 0 | 0 | 0 | 0 | 0 | 0 | 0 | 0 | 0 | 0 | 0 | 0 | 0 | 0 | 0 | 0 | 0 | 0 | 0 | 0 | 0 | 0 | 0 | 0 | 0
F2_Industrial_Industrial - ID_New_Process_Natural Gas_Process Heating_E9 | F2 | Industrial | Industrial - ID | New | Process | Natural Gas | Process Heating | E9 | RVT - Cost of Operation | 0 | 0 | 0 | 0 | 0 | 0 | 0 | 0 | 0 | 0 | 0 | 0 | 0 | 0 | 0 | 0 | 0 | 0 | 0 | 0 | 0 | 0 | 0 | 0 | 0 | 0 | 0
F2_Industrial_Industrial - ID_New_Process_Natural Gas_Process Heating_E10 | F2 | Industrial | Industrial - ID | New | Process | Natural Gas | Process Heating | E10 | RVT - Cost of Operation | 0 | 0 | 0 | 0 | 0 | 0 | 0 | 0 | 0 | 0 | 0 | 0 | 0 | 0 | 0 | 0 | 0 | 0 | 0 | 0 | 0 | 0 | 0 | 0 | 0 | 0 | 0
F3_Industrial_Industrial - ID_New_Process_Natural Gas_Process Heating_E1 | F3 | Industrial | Industrial - ID | New | Process | Natural Gas | Process Heating | E1 | System - kBTUs of Consumption | 93970.2823 | 93970.2823 | 93970.2823 | 93970.2823 | 93970.2823 | 93970.2823 | 93970.2823 | 93970.2823 | 93970.2823 | 93970.2823 | 93970.2823 | 93970.2823 | 93970.2823 | 93970.2823 | 93970.2823 | 93970.2823 | 93970.2823 | 93970.2823 | 93970.2823 | 93970.2823 | 93970.2823 | 93970.2823 | 93970.2823 | 93970.2823 | 93970.2823 | 93970.2823 | 93970.2823
F3_Industrial_Industrial - ID_New_Process_Natural Gas_Process Heating_E2 | F3 | Industrial | Industrial - ID | New | Process | Natural Gas | Process Heating | E2 | System - kBTUs of Consumption | 0 | 0 | 0 | 0 | 0 | 0 | 0 | 0 | 0 | 0 | 0 | 0 | 0 | 0 | 0 | 0 | 0 | 0 | 0 | 0 | 0 | 0 | 0 | 0 | 0 | 0 | 0
F3_Industrial_Industrial - ID_New_Process_Natural Gas_Process Heating_E3 | F3 | Industrial | Industrial - ID | New | Process | Natural Gas | Process Heating | E3 | System - kBTUs of Consumption | 0 | 0 | 0 | 0 | 0 | 0 | 0 | 0 | 0 | 0 | 0 | 0 | 0 | 0 | 0 | 0 | 0 | 0 | 0 | 0 | 0 | 0 | 0 | 0 | 0 | 0 | 0
F3_Industrial_Industrial - ID_New_Process_Natural Gas_Process Heating_E4 | F3 | Industrial | Industrial - ID | New | Process | Natural Gas | Process Heating | E4 | System - kBTUs of Consumption | 0 | 0 | 0 | 0 | 0 | 0 | 0 | 0 | 0 | 0 | 0 | 0 | 0 | 0 | 0 | 0 | 0 | 0 | 0 | 0 | 0 | 0 | 0 | 0 | 0 | 0 | 0
F3_Industrial_Industrial - ID_New_Process_Natural Gas_Process Heating_E5 | F3 | Industrial | Industrial - ID | New | Process | Natural Gas | Process Heating | E5 | System - kBTUs of Consumption | 0 | 0 | 0 | 0 | 0 | 0 | 0 | 0 | 0 | 0 | 0 | 0 | 0 | 0 | 0 | 0 | 0 | 0 | 0 | 0 | 0 | 0 | 0 | 0 | 0 | 0 | 0
F3_Industrial_Industrial - ID_New_Process_Natural Gas_Process Heating_E6 | F3 | Industrial | Industrial - ID | New | Process | Natural Gas | Process Heating | E6 | System - kBTUs of Consumption | 0 | 0 | 0 | 0 | 0 | 0 | 0 | 0 | 0 | 0 | 0 | 0 | 0 | 0 | 0 | 0 | 0 | 0 | 0 | 0 | 0 | 0 | 0 | 0 | 0 | 0 | 0
F3_Industrial_Industrial - ID_New_Process_Natural Gas_Process Heating_E7 | F3 | Industrial | Industrial - ID | New | Process | Natural Gas | Process Heating | E7 | System - kBTUs of Consumption | 0 | 0 | 0 | 0 | 0 | 0 | 0 | 0 | 0 | 0 | 0 | 0 | 0 | 0 | 0 | 0 | 0 | 0 | 0 | 0 | 0 | 0 | 0 | 0 | 0 | 0 | 0
F3_Industrial_Industrial - ID_New_Process_Natural Gas_Process Heating_E8 | F3 | Industrial | Industrial - ID | New | Process | Natural Gas | Process Heating | E8 | System - kBTUs of Consumption | 0 | 0 | 0 | 0 | 0 | 0 | 0 | 0 | 0 | 0 | 0 | 0 | 0 | 0 | 0 | 0 | 0 | 0 | 0 | 0 | 0 | 0 | 0 | 0 | 0 | 0 | 0
F3_Industrial_Industrial - ID_New_Process_Natural Gas_Process Heating_E9 | F3 | Industrial | Industrial - ID | New | Process | Natural Gas | Process Heating | E9 | System - kBTUs of Consumption | 0 | 0 | 0 | 0 | 0 | 0 | 0 | 0 | 0 | 0 | 0 | 0 | 0 | 0 | 0 | 0 | 0 | 0 | 0 | 0 | 0 | 0 | 0 | 0 | 0 | 0 | 0
F3_Industrial_Industrial - ID_New_Process_Natural Gas_Process Heating_E10 | F3 | Industrial | Industrial - ID | New | Process | Natural Gas | Process Heating | E10 | System - kBTUs of Consumption | 0 | 0 | 0 | 0 | 0 | 0 | 0 | 0 | 0 | 0 | 0 | 0 | 0 | 0 | 0 | 0 | 0 | 0 | 0 | 0 | 0 | 0 | 0 | 0 | 0 | 0 | 0
F4_Industrial_Industrial - ID_New_Process_Natural Gas_Process Heating_E1 | F4 | Industrial | Industrial - ID | New | Process | Natural Gas | Process Heating | E1 | Utility - Cost of Equipment | 0.26138 | 0.26138 | 0.26138 | 0.26138 | 0.26138 | 0.26138 | 0.26138 | 0.26138 | 0.26138 | 0.26138 | 0.26138 | 0.26138 | 0.26138 | 0.26138 | 0.26138 | 0.26138 | 0.26138 | 0.26138 | 0.26138 | 0.26138 | 0.26138 | 0.26138 | 0.26138 | 0.26138 | 0.26138 | 0.26138 | 0.26138
F4_Industrial_Industrial - ID_New_Process_Natural Gas_Process Heating_E2 | F4 | Industrial | Industrial - ID | New | Process | Natural Gas | Process Heating | E2 | Utility - Cost of Equipment | 0 | 0 | 0 | 0 | 0 | 0 | 0 | 0 | 0 | 0 | 0 | 0 | 0 | 0 | 0 | 0 | 0 | 0 | 0 | 0 | 0 | 0 | 0 | 0 | 0 | 0 | 0
F4_Industrial_Industrial - ID_New_Process_Natural Gas_Process Heating_E3 | F4 | Industrial | Industrial - ID | New | Process | Natural Gas | Process Heating | E3 | Utility - Cost of Equipment | 0 | 0 | 0 | 0 | 0 | 0 | 0 | 0 | 0 | 0 | 0 | 0 | 0 | 0 | 0 | 0 | 0 | 0 | 0 | 0 | 0 | 0 | 0 | 0 | 0 | 0 | 0
F4_Industrial_Industrial - ID_New_Process_Natural Gas_Process Heating_E4 | F4 | Industrial | Industrial - ID | New | Process | Natural Gas | Process Heating | E4 | Utility - Cost of Equipment | 0 | 0 | 0 | 0 | 0 | 0 | 0 | 0 | 0 | 0 | 0 | 0 | 0 | 0 | 0 | 0 | 0 | 0 | 0 | 0 | 0 | 0 | 0 | 0 | 0 | 0 | 0
F4_Industrial_Industrial - ID_New_Process_Natural Gas_Process Heating_E5 | F4 | Industrial | Industrial - ID | New | Process | Natural Gas | Process Heating | E5 | Utility - Cost of Equipment | 0 | 0 | 0 | 0 | 0 | 0 | 0 | 0 | 0 | 0 | 0 | 0 | 0 | 0 | 0 | 0 | 0 | 0 | 0 | 0 | 0 | 0 | 0 | 0 | 0 | 0 | 0
F4_Industrial_Industrial - ID_New_Process_Natural Gas_Process Heating_E6 | F4 | Industrial | Industrial - ID | New | Process | Natural Gas | Process Heating | E6 | Utility - Cost of Equipment | 0 | 0 | 0 | 0 | 0 | 0 | 0 | 0 | 0 | 0 | 0 | 0 | 0 | 0 | 0 | 0 | 0 | 0 | 0 | 0 | 0 | 0 | 0 | 0 | 0 | 0 | 0
F4_Industrial_Industrial - ID_New_Process_Natural Gas_Process Heating_E7 | F4 | Industrial | Industrial - ID | New | Process | Natural Gas | Process Heating | E7 | Utility - Cost of Equipment | 0 | 0 | 0 | 0 | 0 | 0 | 0 | 0 | 0 | 0 | 0 | 0 | 0 | 0 | 0 | 0 | 0 | 0 | 0 | 0 | 0 | 0 | 0 | 0 | 0 | 0 | 0
F4_Industrial_Industrial - ID_New_Process_Natural Gas_Process Heating_E8 | F4 | Industrial | Industrial - ID | New | Process | Natural Gas | Process Heating | E8 | Utility - Cost of Equipment | 0 | 0 | 0 | 0 | 0 | 0 | 0 | 0 | 0 | 0 | 0 | 0 | 0 | 0 | 0 | 0 | 0 | 0 | 0 | 0 | 0 | 0 | 0 | 0 | 0 | 0 | 0
F4_Industrial_Industrial - ID_New_Process_Natural Gas_Process Heating_E9 | F4 | Industrial | Industrial - ID | New | Process | Natural Gas | Process Heating | E9 | Utility - Cost of Equipment | 0 | 0 | 0 | 0 | 0 | 0 | 0 | 0 | 0 | 0 | 0 | 0 | 0 | 0 | 0 | 0 | 0 | 0 | 0 | 0 | 0 | 0 | 0 | 0 | 0 | 0 | 0
F4_Industrial_Industrial - ID_New_Process_Natural Gas_Process Heating_E10 | F4 | Industrial | Industrial - ID | New | Process | Natural Gas | Process Heating | E10 | Utility - Cost of Equipment | 0 | 0 | 0 | 0 | 0 | 0 | 0 | 0 | 0 | 0 | 0 | 0 | 0 | 0 | 0 | 0 | 0 | 0 | 0 | 0 | 0 | 0 | 0 | 0 | 0 | 0 | 0
F5_Industrial_Industrial - ID_New_Process_Natural Gas_Process Heating_E1 | F5 | Industrial | Industrial - ID | New | Process | Natural Gas | Process Heating | E1 | Utility - Cost of Operation | 521.0306 | 477.9408 | 423.3537 | 360.6399 | 326.3616 | 311.3284 | 308.9905 | 314.1252 | 323.0225 | 333.0943 | 340.1689 | 347.2749 | 355.06 | 361.5632 | 367.8989 | 374.3482 | 380.8847 | 388.4645 | 396.1491 | 402.9014 | 407.6555 | 412.1205 | 417.1126 | 419.0438 | 420.7519 | 422.8144 | 424.8871
F5_Industrial_Industrial - ID_New_Process_Natural Gas_Process Heating_E2 | F5 | Industrial | Industrial - ID | New | Process | Natural Gas | Process Heating | E2 | Utility - Cost of Operation | 0 | 0 | 0 | 0 | 0 | 0 | 0 | 0 | 0 | 0 | 0 | 0 | 0 | 0 | 0 | 0 | 0 | 0 | 0 | 0 | 0 | 0 | 0 | 0 | 0 | 0 | 0
F5_Industrial_Industrial - ID_New_Process_Natural Gas_Process Heating_E3 | F5 | Industrial | Industrial - ID | New | Process | Natural Gas | Process Heating | E3 | Utility - Cost of Operation | 0 | 0 | 0 | 0 | 0 | 0 | 0 | 0 | 0 | 0 | 0 | 0 | 0 | 0 | 0 | 0 | 0 | 0 | 0 | 0 | 0 | 0 | 0 | 0 | 0 | 0 | 0
F5_Industrial_Industrial - ID_New_Process_Natural Gas_Process Heating_E4 | F5 | Industrial | Industrial - ID | New | Process | Natural Gas | Process Heating | E4 | Utility - Cost of Operation | 0 | 0 | 0 | 0 | 0 | 0 | 0 | 0 | 0 | 0 | 0 | 0 | 0 | 0 | 0 | 0 | 0 | 0 | 0 | 0 | 0 | 0 | 0 | 0 | 0 | 0 | 0
F5_Industrial_Industrial - ID_New_Process_Natural Gas_Process Heating_E5 | F5 | Industrial | Industrial - ID | New | Process | Natural Gas | Process Heating | E5 | Utility - Cost of Operation | 0 | 0 | 0 | 0 | 0 | 0 | 0 | 0 | 0 | 0 | 0 | 0 | 0 | 0 | 0 | 0 | 0 | 0 | 0 | 0 | 0 | 0 | 0 | 0 | 0 | 0 | 0
F5_Industrial_Industrial - ID_New_Process_Natural Gas_Process Heating_E6 | F5 | Industrial | Industrial - ID | New | Process | Natural Gas | Process Heating | E6 | Utility - Cost of Operation | 0 | 0 | 0 | 0 | 0 | 0 | 0 | 0 | 0 | 0 | 0 | 0 | 0 | 0 | 0 | 0 | 0 | 0 | 0 | 0 | 0 | 0 | 0 | 0 | 0 | 0 | 0
F5_Industrial_Industrial - ID_New_Process_Natural Gas_Process Heating_E7 | F5 | Industrial | Industrial - ID | New | Process | Natural Gas | Process Heating | E7 | Utility - Cost of Operation | 0 | 0 | 0 | 0 | 0 | 0 | 0 | 0 | 0 | 0 | 0 | 0 | 0 | 0 | 0 | 0 | 0 | 0 | 0 | 0 | 0 | 0 | 0 | 0 | 0 | 0 | 0
F5_Industrial_Industrial - ID_New_Process_Natural Gas_Process Heating_E8 | F5 | Industrial | Industrial - ID | New | Process | Natural Gas | Process Heating | E8 | Utility - Cost of Operation | 0 | 0 | 0 | 0 | 0 | 0 | 0 | 0 | 0 | 0 | 0 | 0 | 0 | 0 | 0 | 0 | 0 | 0 | 0 | 0 | 0 | 0 | 0 | 0 | 0 | 0 | 0
F5_Industrial_Industrial - ID_New_Process_Natural Gas_Process Heating_E9 | F5 | Industrial | Industrial - ID | New | Process | Natural Gas | Process Heating | E9 | Utility - Cost of Operation | 0 | 0 | 0 | 0 | 0 | 0 | 0 | 0 | 0 | 0 | 0 | 0 | 0 | 0 | 0 | 0 | 0 | 0 | 0 | 0 | 0 | 0 | 0 | 0 | 0 | 0 | 0
F5_Industrial_Industrial - ID_New_Process_Natural Gas_Process Heating_E10 | F5 | Industrial | Industrial - ID | New | Process | Natural Gas | Process Heating | E10 | Utility - Cost of Operation | 0 | 0 | 0 | 0 | 0 | 0 | 0 | 0 | 0 | 0 | 0 | 0 | 0 | 0 | 0 | 0 | 0 | 0 | 0 | 0 | 0 | 0 | 0 | 0 | 0 | 0 | 0
F6_Industrial_Industrial - ID_New_Process_Natural Gas_Process Heating_E1 | F6 | Industrial | Industrial - ID | New | Process | Natural Gas | Process Heating | E1 | Utility - Value of Sales | 0 | 0 | 0 | 0 | 0 | 0 | 0 | 0 | 0 | 0 | 0 | 0 | 0 | 0 | 0 | 0 | 0 | 0 | 0 | 0 | 0 | 0 | 0 | 0 | 0 | 0 | 0
F6_Industrial_Industrial - ID_New_Process_Natural Gas_Process Heating_E2 | F6 | Industrial | Industrial - ID | New | Process | Natural Gas | Process Heating | E2 | Utility - Value of Sales | 0 | 0 | 0 | 0 | 0 | 0 | 0 | 0 | 0 | 0 | 0 | 0 | 0 | 0 | 0 | 0 | 0 | 0 | 0 | 0 | 0 | 0 | 0 | 0 | 0 | 0 | 0
F6_Industrial_Industrial - ID_New_Process_Natural Gas_Process Heating_E3 | F6 | Industrial | Industrial - ID | New | Process | Natural Gas | Process Heating | E3 | Utility - Value of Sales | 0 | 0 | 0 | 0 | 0 | 0 | 0 | 0 | 0 | 0 | 0 | 0 | 0 | 0 | 0 | 0 | 0 | 0 | 0 | 0 | 0 | 0 | 0 | 0 | 0 | 0 | 0
F6_Industrial_Industrial - ID_New_Process_Natural Gas_Process Heating_E4 | F6 | Industrial | Industrial - ID | New | Process | Natural Gas | Process Heating | E4 | Utility - Value of Sales | 0 | 0 | 0 | 0 | 0 | 0 | 0 | 0 | 0 | 0 | 0 | 0 | 0 | 0 | 0 | 0 | 0 | 0 | 0 | 0 | 0 | 0 | 0 | 0 | 0 | 0 | 0
F6_Industrial_Industrial - ID_New_Process_Natural Gas_Process Heating_E5 | F6 | Industrial | Industrial - ID | New | Process | Natural Gas | Process Heating | E5 | Utility - Value of Sales | 0 | 0 | 0 | 0 | 0 | 0 | 0 | 0 | 0 | 0 | 0 | 0 | 0 | 0 | 0 | 0 | 0 | 0 | 0 | 0 | 0 | 0 | 0 | 0 | 0 | 0 | 0
F6_Industrial_Industrial - ID_New_Process_Natural Gas_Process Heating_E6 | F6 | Industrial | Industrial - ID | New | Process | Natural Gas | Process Heating | E6 | Utility - Value of Sales | 0 | 0 | 0 | 0 | 0 | 0 | 0 | 0 | 0 | 0 | 0 | 0 | 0 | 0 | 0 | 0 | 0 | 0 | 0 | 0 | 0 | 0 | 0 | 0 | 0 | 0 | 0
F6_Industrial_Industrial - ID_New_Process_Natural Gas_Process Heating_E7 | F6 | Industrial | Industrial - ID | New | Process | Natural Gas | Process Heating | E7 | Utility - Value of Sales | 0 | 0 | 0 | 0 | 0 | 0 | 0 | 0 | 0 | 0 | 0 | 0 | 0 | 0 | 0 | 0 | 0 | 0 | 0 | 0 | 0 | 0 | 0 | 0 | 0 | 0 | 0
F6_Industrial_Industrial - ID_New_Process_Natural Gas_Process Heating_E8 | F6 | Industrial | Industrial - ID | New | Process | Natural Gas | Process Heating | E8 | Utility - Value of Sales | 0 | 0 | 0 | 0 | 0 | 0 | 0 | 0 | 0 | 0 | 0 | 0 | 0 | 0 | 0 | 0 | 0 | 0 | 0 | 0 | 0 | 0 | 0 | 0 | 0 | 0 | 0
F6_Industrial_Industrial - ID_New_Process_Natural Gas_Process Heating_E9 | F6 | Industrial | Industrial - ID | New | Process | Natural Gas | Process Heating | E9 | Utility - Value of Sales | 0 | 0 | 0 | 0 | 0 | 0 | 0 | 0 | 0 | 0 | 0 | 0 | 0 | 0 | 0 | 0 | 0 | 0 | 0 | 0 | 0 | 0 | 0 | 0 | 0 | 0 | 0
F6_Industrial_Industrial - ID_New_Process_Natural Gas_Process Heating_E10 | F6 | Industrial | Industrial - ID | New | Process | Natural Gas | Process Heating | E10 | Utility - Value of Sales | 0 | 0 | 0 | 0 | 0 | 0 | 0 | 0 | 0 | 0 | 0 | 0 | 0 | 0 | 0 | 0 | 0 | 0 | 0 | 0 | 0 | 0 | 0 | 0 | 0 | 0 | 0
F1_Industrial_Industrial - ID_New_Process_Natural Gas_Process Cooling_E1 | F1 | Industrial | Industrial - ID | New | Process | Natural Gas | Process Cooling | E1 | RVT - Cost of Equipment | 0.26138 | 0.26138 | 0.26138 | 0.26138 | 0.26138 | 0.26138 | 0.26138 | 0.26138 | 0.26138 | 0.26138 | 0.26138 | 0.26138 | 0.26138 | 0.26138 | 0.26138 | 0.26138 | 0.26138 | 0.26138 | 0.26138 | 0.26138 | 0.26138 | 0.26138 | 0.26138 | 0.26138 | 0.26138 | 0.26138 | 0.26138
F1_Industrial_Industrial - ID_New_Process_Natural Gas_Process Cooling_E2 | F1 | Industrial | Industrial - ID | New | Process | Natural Gas | Process Cooling | E2 | RVT - Cost of Equipment | 0 | 0 | 0 | 0 | 0 | 0 | 0 | 0 | 0 | 0 | 0 | 0 | 0 | 0 | 0 | 0 | 0 | 0 | 0 | 0 | 0 | 0 | 0 | 0 | 0 | 0 | 0
F1_Industrial_Industrial - ID_New_Process_Natural Gas_Process Cooling_E3 | F1 | Industrial | Industrial - ID | New | Process | Natural Gas | Process Cooling | E3 | RVT - Cost of Equipment | 0 | 0 | 0 | 0 | 0 | 0 | 0 | 0 | 0 | 0 | 0 | 0 | 0 | 0 | 0 | 0 | 0 | 0 | 0 | 0 | 0 | 0 | 0 | 0 | 0 | 0 | 0
F1_Industrial_Industrial - ID_New_Process_Natural Gas_Process Cooling_E4 | F1 | Industrial | Industrial - ID | New | Process | Natural Gas | Process Cooling | E4 | RVT - Cost of Equipment | 0 | 0 | 0 | 0 | 0 | 0 | 0 | 0 | 0 | 0 | 0 | 0 | 0 | 0 | 0 | 0 | 0 | 0 | 0 | 0 | 0 | 0 | 0 | 0 | 0 | 0 | 0
F1_Industrial_Industrial - ID_New_Process_Natural Gas_Process Cooling_E5 | F1 | Industrial | Industrial - ID | New | Process | Natural Gas | Process Cooling | E5 | RVT - Cost of Equipment | 0 | 0 | 0 | 0 | 0 | 0 | 0 | 0 | 0 | 0 | 0 | 0 | 0 | 0 | 0 | 0 | 0 | 0 | 0 | 0 | 0 | 0 | 0 | 0 | 0 | 0 | 0
F1_Industrial_Industrial - ID_New_Process_Natural Gas_Process Cooling_E6 | F1 | Industrial | Industrial - ID | New | Process | Natural Gas | Process Cooling | E6 | RVT - Cost of Equipment | 0 | 0 | 0 | 0 | 0 | 0 | 0 | 0 | 0 | 0 | 0 | 0 | 0 | 0 | 0 | 0 | 0 | 0 | 0 | 0 | 0 | 0 | 0 | 0 | 0 | 0 | 0
F1_Industrial_Industrial - ID_New_Process_Natural Gas_Process Cooling_E7 | F1 | Industrial | Industrial - ID | New | Process | Natural Gas | Process Cooling | E7 | RVT - Cost of Equipment | 0 | 0 | 0 | 0 | 0 | 0 | 0 | 0 | 0 | 0 | 0 | 0 | 0 | 0 | 0 | 0 | 0 | 0 | 0 | 0 | 0 | 0 | 0 | 0 | 0 | 0 | 0
F1_Industrial_Industrial - ID_New_Process_Natural Gas_Process Cooling_E8 | F1 | Industrial | Industrial - ID | New | Process | Natural Gas | Process Cooling | E8 | RVT - Cost of Equipment | 0 | 0 | 0 | 0 | 0 | 0 | 0 | 0 | 0 | 0 | 0 | 0 | 0 | 0 | 0 | 0 | 0 | 0 | 0 | 0 | 0 | 0 | 0 | 0 | 0 | 0 | 0
F1_Industrial_Industrial - ID_New_Process_Natural Gas_Process Cooling_E9 | F1 | Industrial | Industrial - ID | New | Process | Natural Gas | Process Cooling | E9 | RVT - Cost of Equipment | 0 | 0 | 0 | 0 | 0 | 0 | 0 | 0 | 0 | 0 | 0 | 0 | 0 | 0 | 0 | 0 | 0 | 0 | 0 | 0 | 0 | 0 | 0 | 0 | 0 | 0 | 0
F1_Industrial_Industrial - ID_New_Process_Natural Gas_Process Cooling_E10 | F1 | Industrial | Industrial - ID | New | Process | Natural Gas | Process Cooling | E10 | RVT - Cost of Equipment | 0 | 0 | 0 | 0 | 0 | 0 | 0 | 0 | 0 | 0 | 0 | 0 | 0 | 0 | 0 | 0 | 0 | 0 | 0 | 0 | 0 | 0 | 0 | 0 | 0 | 0 | 0
F2_Industrial_Industrial - ID_New_Process_Natural Gas_Process Cooling_E1 | F2 | Industrial | Industrial - ID | New | Process | Natural Gas | Process Cooling | E1 | RVT - Cost of Operation | 0 | 0 | 0 | 0 | 0 | 0 | 0 | 0 | 0 | 0 | 0 | 0 | 0 | 0 | 0 | 0 | 0 | 0 | 0 | 0 | 0 | 0 | 0 | 0 | 0 | 0 | 0
F2_Industrial_Industrial - ID_New_Process_Natural Gas_Process Cooling_E2 | F2 | Industrial | Industrial - ID | New | Process | Natural Gas | Process Cooling | E2 | RVT - Cost of Operation | 0 | 0 | 0 | 0 | 0 | 0 | 0 | 0 | 0 | 0 | 0 | 0 | 0 | 0 | 0 | 0 | 0 | 0 | 0 | 0 | 0 | 0 | 0 | 0 | 0 | 0 | 0
F2_Industrial_Industrial - ID_New_Process_Natural Gas_Process Cooling_E3 | F2 | Industrial | Industrial - ID | New | Process | Natural Gas | Process Cooling | E3 | RVT - Cost of Operation | 0 | 0 | 0 | 0 | 0 | 0 | 0 | 0 | 0 | 0 | 0 | 0 | 0 | 0 | 0 | 0 | 0 | 0 | 0 | 0 | 0 | 0 | 0 | 0 | 0 | 0 | 0
F2_Industrial_Industrial - ID_New_Process_Natural Gas_Process Cooling_E4 | F2 | Industrial | Industrial - ID | New | Process | Natural Gas | Process Cooling | E4 | RVT - Cost of Operation | 0 | 0 | 0 | 0 | 0 | 0 | 0 | 0 | 0 | 0 | 0 | 0 | 0 | 0 | 0 | 0 | 0 | 0 | 0 | 0 | 0 | 0 | 0 | 0 | 0 | 0 | 0
F2_Industrial_Industrial - ID_New_Process_Natural Gas_Process Cooling_E5 | F2 | Industrial | Industrial - ID | New | Process | Natural Gas | Process Cooling | E5 | RVT - Cost of Operation | 0 | 0 | 0 | 0 | 0 | 0 | 0 | 0 | 0 | 0 | 0 | 0 | 0 | 0 | 0 | 0 | 0 | 0 | 0 | 0 | 0 | 0 | 0 | 0 | 0 | 0 | 0
F2_Industrial_Industrial - ID_New_Process_Natural Gas_Process Cooling_E6 | F2 | Industrial | Industrial - ID | New | Process | Natural Gas | Process Cooling | E6 | RVT - Cost of Operation | 0 | 0 | 0 | 0 | 0 | 0 | 0 | 0 | 0 | 0 | 0 | 0 | 0 | 0 | 0 | 0 | 0 | 0 | 0 | 0 | 0 | 0 | 0 | 0 | 0 | 0 | 0
F2_Industrial_Industrial - ID_New_Process_Natural Gas_Process Cooling_E7 | F2 | Industrial | Industrial - ID | New | Process | Natural Gas | Process Cooling | E7 | RVT - Cost of Operation | 0 | 0 | 0 | 0 | 0 | 0 | 0 | 0 | 0 | 0 | 0 | 0 | 0 | 0 | 0 | 0 | 0 | 0 | 0 | 0 | 0 | 0 | 0 | 0 | 0 | 0 | 0
F2_Industrial_Industrial - ID_New_Process_Natural Gas_Process Cooling_E8 | F2 | Industrial | Industrial - ID | New | Process | Natural Gas | Process Cooling | E8 | RVT - Cost of Operation | 0 | 0 | 0 | 0 | 0 | 0 | 0 | 0 | 0 | 0 | 0 | 0 | 0 | 0 | 0 | 0 | 0 | 0 | 0 | 0 | 0 | 0 | 0 | 0 | 0 | 0 | 0
F2_Industrial_Industrial - ID_New_Process_Natural Gas_Process Cooling_E9 | F2 | Industrial | Industrial - ID | New | Process | Natural Gas | Process Cooling | E9 | RVT - Cost of Operation | 0 | 0 | 0 | 0 | 0 | 0 | 0 | 0 | 0 | 0 | 0 | 0 | 0 | 0 | 0 | 0 | 0 | 0 | 0 | 0 | 0 | 0 | 0 | 0 | 0 | 0 | 0
F2_Industrial_Industrial - ID_New_Process_Natural Gas_Process Cooling_E10 | F2 | Industrial | Industrial - ID | New | Process | Natural Gas | Process Cooling | E10 | RVT - Cost of Operation | 0 | 0 | 0 | 0 | 0 | 0 | 0 | 0 | 0 | 0 | 0 | 0 | 0 | 0 | 0 | 0 | 0 | 0 | 0 | 0 | 0 | 0 | 0 | 0 | 0 | 0 | 0
F3_Industrial_Industrial - ID_New_Process_Natural Gas_Process Cooling_E1 | F3 | Industrial | Industrial - ID | New | Process | Natural Gas | Process Cooling | E1 | System - kBTUs of Consumption | 911.227 | 911.227 | 911.227 | 911.227 | 911.227 | 911.227 | 911.227 | 911.227 | 911.227 | 911.227 | 911.227 | 911.227 | 911.227 | 911.227 | 911.227 | 911.227 | 911.227 | 911.227 | 911.227 | 911.227 | 911.227 | 911.227 | 911.227 | 911.227 | 911.227 | 911.227 | 911.227
F3_Industrial_Industrial - ID_New_Process_Natural Gas_Process Cooling_E2 | F3 | Industrial | Industrial - ID | New | Process | Natural Gas | Process Cooling | E2 | System - kBTUs of Consumption | 0 | 0 | 0 | 0 | 0 | 0 | 0 | 0 | 0 | 0 | 0 | 0 | 0 | 0 | 0 | 0 | 0 | 0 | 0 | 0 | 0 | 0 | 0 | 0 | 0 | 0 | 0
F3_Industrial_Industrial - ID_New_Process_Natural Gas_Process Cooling_E3 | F3 | Industrial | Industrial - ID | New | Process | Natural Gas | Process Cooling | E3 | System - kBTUs of Consumption | 0 | 0 | 0 | 0 | 0 | 0 | 0 | 0 | 0 | 0 | 0 | 0 | 0 | 0 | 0 | 0 | 0 | 0 | 0 | 0 | 0 | 0 | 0 | 0 | 0 | 0 | 0
F3_Industrial_Industrial - ID_New_Process_Natural Gas_Process Cooling_E4 | F3 | Industrial | Industrial - ID | New | Process | Natural Gas | Process Cooling | E4 | System - kBTUs of Consumption | 0 | 0 | 0 | 0 | 0 | 0 | 0 | 0 | 0 | 0 | 0 | 0 | 0 | 0 | 0 | 0 | 0 | 0 | 0 | 0 | 0 | 0 | 0 | 0 | 0 | 0 | 0
F3_Industrial_Industrial - ID_New_Process_Natural Gas_Process Cooling_E5 | F3 | Industrial | Industrial - ID | New | Process | Natural Gas | Process Cooling | E5 | System - kBTUs of Consumption | 0 | 0 | 0 | 0 | 0 | 0 | 0 | 0 | 0 | 0 | 0 | 0 | 0 | 0 | 0 | 0 | 0 | 0 | 0 | 0 | 0 | 0 | 0 | 0 | 0 | 0 | 0
F3_Industrial_Industrial - ID_New_Process_Natural Gas_Process Cooling_E6 | F3 | Industrial | Industrial - ID | New | Process | Natural Gas | Process Cooling | E6 | System - kBTUs of Consumption | 0 | 0 | 0 | 0 | 0 | 0 | 0 | 0 | 0 | 0 | 0 | 0 | 0 | 0 | 0 | 0 | 0 | 0 | 0 | 0 | 0 | 0 | 0 | 0 | 0 | 0 | 0
F3_Industrial_Industrial - ID_New_Process_Natural Gas_Process Cooling_E7 | F3 | Industrial | Industrial - ID | New | Process | Natural Gas | Process Cooling | E7 | System - kBTUs of Consumption | 0 | 0 | 0 | 0 | 0 | 0 | 0 | 0 | 0 | 0 | 0 | 0 | 0 | 0 | 0 | 0 | 0 | 0 | 0 | 0 | 0 | 0 | 0 | 0 | 0 | 0 | 0
F3_Industrial_Industrial - ID_New_Process_Natural Gas_Process Cooling_E8 | F3 | Industrial | Industrial - ID | New | Process | Natural Gas | Process Cooling | E8 | System - kBTUs of Consumption | 0 | 0 | 0 | 0 | 0 | 0 | 0 | 0 | 0 | 0 | 0 | 0 | 0 | 0 | 0 | 0 | 0 | 0 | 0 | 0 | 0 | 0 | 0 | 0 | 0 | 0 | 0
F3_Industrial_Industrial - ID_New_Process_Natural Gas_Process Cooling_E9 | F3 | Industrial | Industrial - ID | New | Process | Natural Gas | Process Cooling | E9 | System - kBTUs of Consumption | 0 | 0 | 0 | 0 | 0 | 0 | 0 | 0 | 0 | 0 | 0 | 0 | 0 | 0 | 0 | 0 | 0 | 0 | 0 | 0 | 0 | 0 | 0 | 0 | 0 | 0 | 0
F3_Industrial_Industrial - ID_New_Process_Natural Gas_Process Cooling_E10 | F3 | Industrial | Industrial - ID | New | Process | Natural Gas | Process Cooling | E10 | System - kBTUs of Consumption | 0 | 0 | 0 | 0 | 0 | 0 | 0 | 0 | 0 | 0 | 0 | 0 | 0 | 0 | 0 | 0 | 0 | 0 | 0 | 0 | 0 | 0 | 0 | 0 | 0 | 0 | 0
F4_Industrial_Industrial - ID_New_Process_Natural Gas_Process Cooling_E1 | F4 | Industrial | Industrial - ID | New | Process | Natural Gas | Process Cooling | E1 | Utility - Cost of Equipment | 0.26138 | 0.26138 | 0.26138 | 0.26138 | 0.26138 | 0.26138 | 0.26138 | 0.26138 | 0.26138 | 0.26138 | 0.26138 | 0.26138 | 0.26138 | 0.26138 | 0.26138 | 0.26138 | 0.26138 | 0.26138 | 0.26138 | 0.26138 | 0.26138 | 0.26138 | 0.26138 | 0.26138 | 0.26138 | 0.26138 | 0.26138
F4_Industrial_Industrial - ID_New_Process_Natural Gas_Process Cooling_E2 | F4 | Industrial | Industrial - ID | New | Process | Natural Gas | Process Cooling | E2 | Utility - Cost of Equipment | 0 | 0 | 0 | 0 | 0 | 0 | 0 | 0 | 0 | 0 | 0 | 0 | 0 | 0 | 0 | 0 | 0 | 0 | 0 | 0 | 0 | 0 | 0 | 0 | 0 | 0 | 0
F4_Industrial_Industrial - ID_New_Process_Natural Gas_Process Cooling_E3 | F4 | Industrial | Industrial - ID | New | Process | Natural Gas | Process Cooling | E3 | Utility - Cost of Equipment | 0 | 0 | 0 | 0 | 0 | 0 | 0 | 0 | 0 | 0 | 0 | 0 | 0 | 0 | 0 | 0 | 0 | 0 | 0 | 0 | 0 | 0 | 0 | 0 | 0 | 0 | 0
F4_Industrial_Industrial - ID_New_Process_Natural Gas_Process Cooling_E4 | F4 | Industrial | Industrial - ID | New | Process | Natural Gas | Process Cooling | E4 | Utility - Cost of Equipment | 0 | 0 | 0 | 0 | 0 | 0 | 0 | 0 | 0 | 0 | 0 | 0 | 0 | 0 | 0 | 0 | 0 | 0 | 0 | 0 | 0 | 0 | 0 | 0 | 0 | 0 | 0
F4_Industrial_Industrial - ID_New_Process_Natural Gas_Process Cooling_E5 | F4 | Industrial | Industrial - ID | New | Process | Natural Gas | Process Cooling | E5 | Utility - Cost of Equipment | 0 | 0 | 0 | 0 | 0 | 0 | 0 | 0 | 0 | 0 | 0 | 0 | 0 | 0 | 0 | 0 | 0 | 0 | 0 | 0 | 0 | 0 | 0 | 0 | 0 | 0 | 0
F4_Industrial_Industrial - ID_New_Process_Natural Gas_Process Cooling_E6 | F4 | Industrial | Industrial - ID | New | Process | Natural Gas | Process Cooling | E6 | Utility - Cost of Equipment | 0 | 0 | 0 | 0 | 0 | 0 | 0 | 0 | 0 | 0 | 0 | 0 | 0 | 0 | 0 | 0 | 0 | 0 | 0 | 0 | 0 | 0 | 0 | 0 | 0 | 0 | 0
F4_Industrial_Industrial - ID_New_Process_Natural Gas_Process Cooling_E7 | F4 | Industrial | Industrial - ID | New | Process | Natural Gas | Process Cooling | E7 | Utility - Cost of Equipment | 0 | 0 | 0 | 0 | 0 | 0 | 0 | 0 | 0 | 0 | 0 | 0 | 0 | 0 | 0 | 0 | 0 | 0 | 0 | 0 | 0 | 0 | 0 | 0 | 0 | 0 | 0
F4_Industrial_Industrial - ID_New_Process_Natural Gas_Process Cooling_E8 | F4 | Industrial | Industrial - ID | New | Process | Natural Gas | Process Cooling | E8 | Utility - Cost of Equipment | 0 | 0 | 0 | 0 | 0 | 0 | 0 | 0 | 0 | 0 | 0 | 0 | 0 | 0 | 0 | 0 | 0 | 0 | 0 | 0 | 0 | 0 | 0 | 0 | 0 | 0 | 0
F4_Industrial_Industrial - ID_New_Process_Natural Gas_Process Cooling_E9 | F4 | Industrial | Industrial - ID | New | Process | Natural Gas | Process Cooling | E9 | Utility - Cost of Equipment | 0 | 0 | 0 | 0 | 0 | 0 | 0 | 0 | 0 | 0 | 0 | 0 | 0 | 0 | 0 | 0 | 0 | 0 | 0 | 0 | 0 | 0 | 0 | 0 | 0 | 0 | 0
F4_Industrial_Industrial - ID_New_Process_Natural Gas_Process Cooling_E10 | F4 | Industrial | Industrial - ID | New | Process | Natural Gas | Process Cooling | E10 | Utility - Cost of Equipment | 0 | 0 | 0 | 0 | 0 | 0 | 0 | 0 | 0 | 0 | 0 | 0 | 0 | 0 | 0 | 0 | 0 | 0 | 0 | 0 | 0 | 0 | 0 | 0 | 0 | 0 | 0
F5_Industrial_Industrial - ID_New_Process_Natural Gas_Process Cooling_E1 | F5 | Industrial | Industrial - ID | New | Process | Natural Gas | Process Cooling | E1 | Utility - Cost of Operation | 5.0524 | 4.6346 | 4.1052 | 3.4971 | 3.1647 | 3.0189 | 2.9963 | 3.0461 | 3.1323 | 3.23 | 3.2986 | 3.3675 | 3.443 | 3.5061 | 3.5675 | 3.63 | 3.6934 | 3.7669 | 3.8414 | 3.9069 | 3.953 | 3.9963 | 4.0447 | 4.0635 | 4.08 | 4.1 | 4.1201
F5_Industrial_Industrial - ID_New_Process_Natural Gas_Process Cooling_E2 | F5 | Industrial | Industrial - ID | New | Process | Natural Gas | Process Cooling | E2 | Utility - Cost of Operation | 0 | 0 | 0 | 0 | 0 | 0 | 0 | 0 | 0 | 0 | 0 | 0 | 0 | 0 | 0 | 0 | 0 | 0 | 0 | 0 | 0 | 0 | 0 | 0 | 0 | 0 | 0
F5_Industrial_Industrial - ID_New_Process_Natural Gas_Process Cooling_E3 | F5 | Industrial | Industrial - ID | New | Process | Natural Gas | Process Cooling | E3 | Utility - Cost of Operation | 0 | 0 | 0 | 0 | 0 | 0 | 0 | 0 | 0 | 0 | 0 | 0 | 0 | 0 | 0 | 0 | 0 | 0 | 0 | 0 | 0 | 0 | 0 | 0 | 0 | 0 | 0
F5_Industrial_Industrial - ID_New_Process_Natural Gas_Process Cooling_E4 | F5 | Industrial | Industrial - ID | New | Process | Natural Gas | Process Cooling | E4 | Utility - Cost of Operation | 0 | 0 | 0 | 0 | 0 | 0 | 0 | 0 | 0 | 0 | 0 | 0 | 0 | 0 | 0 | 0 | 0 | 0 | 0 | 0 | 0 | 0 | 0 | 0 | 0 | 0 | 0
F5_Industrial_Industrial - ID_New_Process_Natural Gas_Process Cooling_E5 | F5 | Industrial | Industrial - ID | New | Process | Natural Gas | Process Cooling | E5 | Utility - Cost of Operation | 0 | 0 | 0 | 0 | 0 | 0 | 0 | 0 | 0 | 0 | 0 | 0 | 0 | 0 | 0 | 0 | 0 | 0 | 0 | 0 | 0 | 0 | 0 | 0 | 0 | 0 | 0
F5_Industrial_Industrial - ID_New_Process_Natural Gas_Process Cooling_E6 | F5 | Industrial | Industrial - ID | New | Process | Natural Gas | Process Cooling | E6 | Utility - Cost of Operation | 0 | 0 | 0 | 0 | 0 | 0 | 0 | 0 | 0 | 0 | 0 | 0 | 0 | 0 | 0 | 0 | 0 | 0 | 0 | 0 | 0 | 0 | 0 | 0 | 0 | 0 | 0
F5_Industrial_Industrial - ID_New_Process_Natural Gas_Process Cooling_E7 | F5 | Industrial | Industrial - ID | New | Process | Natural Gas | Process Cooling | E7 | Utility - Cost of Operation | 0 | 0 | 0 | 0 | 0 | 0 | 0 | 0 | 0 | 0 | 0 | 0 | 0 | 0 | 0 | 0 | 0 | 0 | 0 | 0 | 0 | 0 | 0 | 0 | 0 | 0 | 0
F5_Industrial_Industrial - ID_New_Process_Natural Gas_Process Cooling_E8 | F5 | Industrial | Industrial - ID | New | Process | Natural Gas | Process Cooling | E8 | Utility - Cost of Operation | 0 | 0 | 0 | 0 | 0 | 0 | 0 | 0 | 0 | 0 | 0 | 0 | 0 | 0 | 0 | 0 | 0 | 0 | 0 | 0 | 0 | 0 | 0 | 0 | 0 | 0 | 0
F5_Industrial_Industrial - ID_New_Process_Natural Gas_Process Cooling_E9 | F5 | Industrial | Industrial - ID | New | Process | Natural Gas | Process Cooling | E9 | Utility - Cost of Operation | 0 | 0 | 0 | 0 | 0 | 0 | 0 | 0 | 0 | 0 | 0 | 0 | 0 | 0 | 0 | 0 | 0 | 0 | 0 | 0 | 0 | 0 | 0 | 0 | 0 | 0 | 0
F5_Industrial_Industrial - ID_New_Process_Natural Gas_Process Cooling_E10 | F5 | Industrial | Industrial - ID | New | Process | Natural Gas | Process Cooling | E10 | Utility - Cost of Operation | 0 | 0 | 0 | 0 | 0 | 0 | 0 | 0 | 0 | 0 | 0 | 0 | 0 | 0 | 0 | 0 | 0 | 0 | 0 | 0 | 0 | 0 | 0 | 0 | 0 | 0 | 0
F6_Industrial_Industrial - ID_New_Process_Natural Gas_Process Cooling_E1 | F6 | Industrial | Industrial - ID | New | Process | Natural Gas | Process Cooling | E1 | Utility - Value of Sales | 0 | 0 | 0 | 0 | 0 | 0 | 0 | 0 | 0 | 0 | 0 | 0 | 0 | 0 | 0 | 0 | 0 | 0 | 0 | 0 | 0 | 0 | 0 | 0 | 0 | 0 | 0
F6_Industrial_Industrial - ID_New_Process_Natural Gas_Process Cooling_E2 | F6 | Industrial | Industrial - ID | New | Process | Natural Gas | Process Cooling | E2 | Utility - Value of Sales | 0 | 0 | 0 | 0 | 0 | 0 | 0 | 0 | 0 | 0 | 0 | 0 | 0 | 0 | 0 | 0 | 0 | 0 | 0 | 0 | 0 | 0 | 0 | 0 | 0 | 0 | 0
F6_Industrial_Industrial - ID_New_Process_Natural Gas_Process Cooling_E3 | F6 | Industrial | Industrial - ID | New | Process | Natural Gas | Process Cooling | E3 | Utility - Value of Sales | 0 | 0 | 0 | 0 | 0 | 0 | 0 | 0 | 0 | 0 | 0 | 0 | 0 | 0 | 0 | 0 | 0 | 0 | 0 | 0 | 0 | 0 | 0 | 0 | 0 | 0 | 0
F6_Industrial_Industrial - ID_New_Process_Natural Gas_Process Cooling_E4 | F6 | Industrial | Industrial - ID | New | Process | Natural Gas | Process Cooling | E4 | Utility - Value of Sales | 0 | 0 | 0 | 0 | 0 | 0 | 0 | 0 | 0 | 0 | 0 | 0 | 0 | 0 | 0 | 0 | 0 | 0 | 0 | 0 | 0 | 0 | 0 | 0 | 0 | 0 | 0
F6_Industrial_Industrial - ID_New_Process_Natural Gas_Process Cooling_E5 | F6 | Industrial | Industrial - ID | New | Process | Natural Gas | Process Cooling | E5 | Utility - Value of Sales | 0 | 0 | 0 | 0 | 0 | 0 | 0 | 0 | 0 | 0 | 0 | 0 | 0 | 0 | 0 | 0 | 0 | 0 | 0 | 0 | 0 | 0 | 0 | 0 | 0 | 0 | 0
F6_Industrial_Industrial - ID_New_Process_Natural Gas_Process Cooling_E6 | F6 | Industrial | Industrial - ID | New | Process | Natural Gas | Process Cooling | E6 | Utility - Value of Sales | 0 | 0 | 0 | 0 | 0 | 0 | 0 | 0 | 0 | 0 | 0 | 0 | 0 | 0 | 0 | 0 | 0 | 0 | 0 | 0 | 0 | 0 | 0 | 0 | 0 | 0 | 0
F6_Industrial_Industrial - ID_New_Process_Natural Gas_Process Cooling_E7 | F6 | Industrial | Industrial - ID | New | Process | Natural Gas | Process Cooling | E7 | Utility - Value of Sales | 0 | 0 | 0 | 0 | 0 | 0 | 0 | 0 | 0 | 0 | 0 | 0 | 0 | 0 | 0 | 0 | 0 | 0 | 0 | 0 | 0 | 0 | 0 | 0 | 0 | 0 | 0
F6_Industrial_Industrial - ID_New_Process_Natural Gas_Process Cooling_E8 | F6 | Industrial | Industrial - ID | New | Process | Natural Gas | Process Cooling | E8 | Utility - Value of Sales | 0 | 0 | 0 | 0 | 0 | 0 | 0 | 0 | 0 | 0 | 0 | 0 | 0 | 0 | 0 | 0 | 0 | 0 | 0 | 0 | 0 | 0 | 0 | 0 | 0 | 0 | 0
F6_Industrial_Industrial - ID_New_Process_Natural Gas_Process Cooling_E9 | F6 | Industrial | Industrial - ID | New | Process | Natural Gas | Process Cooling | E9 | Utility - Value of Sales | 0 | 0 | 0 | 0 | 0 | 0 | 0 | 0 | 0 | 0 | 0 | 0 | 0 | 0 | 0 | 0 | 0 | 0 | 0 | 0 | 0 | 0 | 0 | 0 | 0 | 0 | 0
F6_Industrial_Industrial - ID_New_Process_Natural Gas_Process Cooling_E10 | F6 | Industrial | Industrial - ID | New | Process | Natural Gas | Process Cooling | E10 | Utility - Value of Sales | 0 | 0 | 0 | 0 | 0 | 0 | 0 | 0 | 0 | 0 | 0 | 0 | 0 | 0 | 0 | 0 | 0 | 0 | 0 | 0 | 0 | 0 | 0 | 0 | 0 | 0 | 0
F1_Industrial_Industrial - ID_New_Process_Natural Gas_Other Process_E1 | F1 | Industrial | Industrial - ID | New | Process | Natural Gas | Other Process | E1 | RVT - Cost of Equipment | 0.26138 | 0.26138 | 0.26138 | 0.26138 | 0.26138 | 0.26138 | 0.26138 | 0.26138 | 0.26138 | 0.26138 | 0.26138 | 0.26138 | 0.26138 | 0.26138 | 0.26138 | 0.26138 | 0.26138 | 0.26138 | 0.26138 | 0.26138 | 0.26138 | 0.26138 | 0.26138 | 0.26138 | 0.26138 | 0.26138 | 0.26138
F1_Industrial_Industrial - ID_New_Process_Natural Gas_Other Process_E2 | F1 | Industrial | Industrial - ID | New | Process | Natural Gas | Other Process | E2 | RVT - Cost of Equipment | 0 | 0 | 0 | 0 | 0 | 0 | 0 | 0 | 0 | 0 | 0 | 0 | 0 | 0 | 0 | 0 | 0 | 0 | 0 | 0 | 0 | 0 | 0 | 0 | 0 | 0 | 0
F1_Industrial_Industrial - ID_New_Process_Natural Gas_Other Process_E3 | F1 | Industrial | Industrial - ID | New | Process | Natural Gas | Other Process | E3 | RVT - Cost of Equipment | 0 | 0 | 0 | 0 | 0 | 0 | 0 | 0 | 0 | 0 | 0 | 0 | 0 | 0 | 0 | 0 | 0 | 0 | 0 | 0 | 0 | 0 | 0 | 0 | 0 | 0 | 0
F1_Industrial_Industrial - ID_New_Process_Natural Gas_Other Process_E4 | F1 | Industrial | Industrial - ID | New | Process | Natural Gas | Other Process | E4 | RVT - Cost of Equipment | 0 | 0 | 0 | 0 | 0 | 0 | 0 | 0 | 0 | 0 | 0 | 0 | 0 | 0 | 0 | 0 | 0 | 0 | 0 | 0 | 0 | 0 | 0 | 0 | 0 | 0 | 0
F1_Industrial_Industrial - ID_New_Process_Natural Gas_Other Process_E5 | F1 | Industrial | Industrial - ID | New | Process | Natural Gas | Other Process | E5 | RVT - Cost of Equipment | 0 | 0 | 0 | 0 | 0 | 0 | 0 | 0 | 0 | 0 | 0 | 0 | 0 | 0 | 0 | 0 | 0 | 0 | 0 | 0 | 0 | 0 | 0 | 0 | 0 | 0 | 0
F1_Industrial_Industrial - ID_New_Process_Natural Gas_Other Process_E6 | F1 | Industrial | Industrial - ID | New | Process | Natural Gas | Other Process | E6 | RVT - Cost of Equipment | 0 | 0 | 0 | 0 | 0 | 0 | 0 | 0 | 0 | 0 | 0 | 0 | 0 | 0 | 0 | 0 | 0 | 0 | 0 | 0 | 0 | 0 | 0 | 0 | 0 | 0 | 0
F1_Industrial_Industrial - ID_New_Process_Natural Gas_Other Process_E7 | F1 | Industrial | Industrial - ID | New | Process | Natural Gas | Other Process | E7 | RVT - Cost of Equipment | 0 | 0 | 0 | 0 | 0 | 0 | 0 | 0 | 0 | 0 | 0 | 0 | 0 | 0 | 0 | 0 | 0 | 0 | 0 | 0 | 0 | 0 | 0 | 0 | 0 | 0 | 0
F1_Industrial_Industrial - ID_New_Process_Natural Gas_Other Process_E8 | F1 | Industrial | Industrial - ID | New | Process | Natural Gas | Other Process | E8 | RVT - Cost of Equipment | 0 | 0 | 0 | 0 | 0 | 0 | 0 | 0 | 0 | 0 | 0 | 0 | 0 | 0 | 0 | 0 | 0 | 0 | 0 | 0 | 0 | 0 | 0 | 0 | 0 | 0 | 0
F1_Industrial_Industrial - ID_New_Process_Natural Gas_Other Process_E9 | F1 | Industrial | Industrial - ID | New | Process | Natural Gas | Other Process | E9 | RVT - Cost of Equipment | 0 | 0 | 0 | 0 | 0 | 0 | 0 | 0 | 0 | 0 | 0 | 0 | 0 | 0 | 0 | 0 | 0 | 0 | 0 | 0 | 0 | 0 | 0 | 0 | 0 | 0 | 0
F1_Industrial_Industrial - ID_New_Process_Natural Gas_Other Process_E10 | F1 | Industrial | Industrial - ID | New | Process | Natural Gas | Other Process | E10 | RVT - Cost of Equipment | 0 | 0 | 0 | 0 | 0 | 0 | 0 | 0 | 0 | 0 | 0 | 0 | 0 | 0 | 0 | 0 | 0 | 0 | 0 | 0 | 0 | 0 | 0 | 0 | 0 | 0 | 0
F2_Industrial_Industrial - ID_New_Process_Natural Gas_Other Process_E1 | F2 | Industrial | Industrial - ID | New | Process | Natural Gas | Other Process | E1 | RVT - Cost of Operation | 0 | 0 | 0 | 0 | 0 | 0 | 0 | 0 | 0 | 0 | 0 | 0 | 0 | 0 | 0 | 0 | 0 | 0 | 0 | 0 | 0 | 0 | 0 | 0 | 0 | 0 | 0
F2_Industrial_Industrial - ID_New_Process_Natural Gas_Other Process_E2 | F2 | Industrial | Industrial - ID | New | Process | Natural Gas | Other Process | E2 | RVT - Cost of Operation | 0 | 0 | 0 | 0 | 0 | 0 | 0 | 0 | 0 | 0 | 0 | 0 | 0 | 0 | 0 | 0 | 0 | 0 | 0 | 0 | 0 | 0 | 0 | 0 | 0 | 0 | 0
F2_Industrial_Industrial - ID_New_Process_Natural Gas_Other Process_E3 | F2 | Industrial | Industrial - ID | New | Process | Natural Gas | Other Process | E3 | RVT - Cost of Operation | 0 | 0 | 0 | 0 | 0 | 0 | 0 | 0 | 0 | 0 | 0 | 0 | 0 | 0 | 0 | 0 | 0 | 0 | 0 | 0 | 0 | 0 | 0 | 0 | 0 | 0 | 0
F2_Industrial_Industrial - ID_New_Process_Natural Gas_Other Process_E4 | F2 | Industrial | Industrial - ID | New | Process | Natural Gas | Other Process | E4 | RVT - Cost of Operation | 0 | 0 | 0 | 0 | 0 | 0 | 0 | 0 | 0 | 0 | 0 | 0 | 0 | 0 | 0 | 0 | 0 | 0 | 0 | 0 | 0 | 0 | 0 | 0 | 0 | 0 | 0
F2_Industrial_Industrial - ID_New_Process_Natural Gas_Other Process_E5 | F2 | Industrial | Industrial - ID | New | Process | Natural Gas | Other Process | E5 | RVT - Cost of Operation | 0 | 0 | 0 | 0 | 0 | 0 | 0 | 0 | 0 | 0 | 0 | 0 | 0 | 0 | 0 | 0 | 0 | 0 | 0 | 0 | 0 | 0 | 0 | 0 | 0 | 0 | 0
F2_Industrial_Industrial - ID_New_Process_Natural Gas_Other Process_E6 | F2 | Industrial | Industrial - ID | New | Process | Natural Gas | Other Process | E6 | RVT - Cost of Operation | 0 | 0 | 0 | 0 | 0 | 0 | 0 | 0 | 0 | 0 | 0 | 0 | 0 | 0 | 0 | 0 | 0 | 0 | 0 | 0 | 0 | 0 | 0 | 0 | 0 | 0 | 0
F2_Industrial_Industrial - ID_New_Process_Natural Gas_Other Process_E7 | F2 | Industrial | Industrial - ID | New | Process | Natural Gas | Other Process | E7 | RVT - Cost of Operation | 0 | 0 | 0 | 0 | 0 | 0 | 0 | 0 | 0 | 0 | 0 | 0 | 0 | 0 | 0 | 0 | 0 | 0 | 0 | 0 | 0 | 0 | 0 | 0 | 0 | 0 | 0
F2_Industrial_Industrial - ID_New_Process_Natural Gas_Other Process_E8 | F2 | Industrial | Industrial - ID | New | Process | Natural Gas | Other Process | E8 | RVT - Cost of Operation | 0 | 0 | 0 | 0 | 0 | 0 | 0 | 0 | 0 | 0 | 0 | 0 | 0 | 0 | 0 | 0 | 0 | 0 | 0 | 0 | 0 | 0 | 0 | 0 | 0 | 0 | 0
F2_Industrial_Industrial - ID_New_Process_Natural Gas_Other Process_E9 | F2 | Industrial | Industrial - ID | New | Process | Natural Gas | Other Process | E9 | RVT - Cost of Operation | 0 | 0 | 0 | 0 | 0 | 0 | 0 | 0 | 0 | 0 | 0 | 0 | 0 | 0 | 0 | 0 | 0 | 0 | 0 | 0 | 0 | 0 | 0 | 0 | 0 | 0 | 0
F2_Industrial_Industrial - ID_New_Process_Natural Gas_Other Process_E10 | F2 | Industrial | Industrial - ID | New | Process | Natural Gas | Other Process | E10 | RVT - Cost of Operation | 0 | 0 | 0 | 0 | 0 | 0 | 0 | 0 | 0 | 0 | 0 | 0 | 0 | 0 | 0 | 0 | 0 | 0 | 0 | 0 | 0 | 0 | 0 | 0 | 0 | 0 | 0
F3_Industrial_Industrial - ID_New_Process_Natural Gas_Other Process_E1 | F3 | Industrial | Industrial - ID | New | Process | Natural Gas | Other Process | E1 | System - kBTUs of Consumption | 9605.8511 | 9605.8511 | 9605.8511 | 9605.8511 | 9605.8511 | 9605.8511 | 9605.8511 | 9605.8511 | 9605.8511 | 9605.8511 | 9605.8511 | 9605.8511 | 9605.8511 | 9605.8511 | 9605.8511 | 9605.8511 | 9605.8511 | 9605.8511 | 9605.8511 | 9605.8511 | 9605.8511 | 9605.8511 | 9605.8511 | 9605.8511 | 9605.8511 | 9605.8511 | 9605.8511
F3_Industrial_Industrial - ID_New_Process_Natural Gas_Other Process_E2 | F3 | Industrial | Industrial - ID | New | Process | Natural Gas | Other Process | E2 | System - kBTUs of Consumption | 0 | 0 | 0 | 0 | 0 | 0 | 0 | 0 | 0 | 0 | 0 | 0 | 0 | 0 | 0 | 0 | 0 | 0 | 0 | 0 | 0 | 0 | 0 | 0 | 0 | 0 | 0
F3_Industrial_Industrial - ID_New_Process_Natural Gas_Other Process_E3 | F3 | Industrial | Industrial - ID | New | Process | Natural Gas | Other Process | E3 | System - kBTUs of Consumption | 0 | 0 | 0 | 0 | 0 | 0 | 0 | 0 | 0 | 0 | 0 | 0 | 0 | 0 | 0 | 0 | 0 | 0 | 0 | 0 | 0 | 0 | 0 | 0 | 0 | 0 | 0
F3_Industrial_Industrial - ID_New_Process_Natural Gas_Other Process_E4 | F3 | Industrial | Industrial - ID | New | Process | Natural Gas | Other Process | E4 | System - kBTUs of Consumption | 0 | 0 | 0 | 0 | 0 | 0 | 0 | 0 | 0 | 0 | 0 | 0 | 0 | 0 | 0 | 0 | 0 | 0 | 0 | 0 | 0 | 0 | 0 | 0 | 0 | 0 | 0
F3_Industrial_Industrial - ID_New_Process_Natural Gas_Other Process_E5 | F3 | Industrial | Industrial - ID | New | Process | Natural Gas | Other Process | E5 | System - kBTUs of Consumption | 0 | 0 | 0 | 0 | 0 | 0 | 0 | 0 | 0 | 0 | 0 | 0 | 0 | 0 | 0 | 0 | 0 | 0 | 0 | 0 | 0 | 0 | 0 | 0 | 0 | 0 | 0
F3_Industrial_Industrial - ID_New_Process_Natural Gas_Other Process_E6 | F3 | Industrial | Industrial - ID | New | Process | Natural Gas | Other Process | E6 | System - kBTUs of Consumption | 0 | 0 | 0 | 0 | 0 | 0 | 0 | 0 | 0 | 0 | 0 | 0 | 0 | 0 | 0 | 0 | 0 | 0 | 0 | 0 | 0 | 0 | 0 | 0 | 0 | 0 | 0
F3_Industrial_Industrial - ID_New_Process_Natural Gas_Other Process_E7 | F3 | Industrial | Industrial - ID | New | Process | Natural Gas | Other Process | E7 | System - kBTUs of Consumption | 0 | 0 | 0 | 0 | 0 | 0 | 0 | 0 | 0 | 0 | 0 | 0 | 0 | 0 | 0 | 0 | 0 | 0 | 0 | 0 | 0 | 0 | 0 | 0 | 0 | 0 | 0
F3_Industrial_Industrial - ID_New_Process_Natural Gas_Other Process_E8 | F3 | Industrial | Industrial - ID | New | Process | Natural Gas | Other Process | E8 | System - kBTUs of Consumption | 0 | 0 | 0 | 0 | 0 | 0 | 0 | 0 | 0 | 0 | 0 | 0 | 0 | 0 | 0 | 0 | 0 | 0 | 0 | 0 | 0 | 0 | 0 | 0 | 0 | 0 | 0
F3_Industrial_Industrial - ID_New_Process_Natural Gas_Other Process_E9 | F3 | Industrial | Industrial - ID | New | Process | Natural Gas | Other Process | E9 | System - kBTUs of Consumption | 0 | 0 | 0 | 0 | 0 | 0 | 0 | 0 | 0 | 0 | 0 | 0 | 0 | 0 | 0 | 0 | 0 | 0 | 0 | 0 | 0 | 0 | 0 | 0 | 0 | 0 | 0
F3_Industrial_Industrial - ID_New_Process_Natural Gas_Other Process_E10 | F3 | Industrial | Industrial - ID | New | Process | Natural Gas | Other Process | E10 | System - kBTUs of Consumption | 0 | 0 | 0 | 0 | 0 | 0 | 0 | 0 | 0 | 0 | 0 | 0 | 0 | 0 | 0 | 0 | 0 | 0 | 0 | 0 | 0 | 0 | 0 | 0 | 0 | 0 | 0
F4_Industrial_Industrial - ID_New_Process_Natural Gas_Other Process_E1 | F4 | Industrial | Industrial - ID | New | Process | Natural Gas | Other Process | E1 | Utility - Cost of Equipment | 0.26138 | 0.26138 | 0.26138 | 0.26138 | 0.26138 | 0.26138 | 0.26138 | 0.26138 | 0.26138 | 0.26138 | 0.26138 | 0.26138 | 0.26138 | 0.26138 | 0.26138 | 0.26138 | 0.26138 | 0.26138 | 0.26138 | 0.26138 | 0.26138 | 0.26138 | 0.26138 | 0.26138 | 0.26138 | 0.26138 | 0.26138
F4_Industrial_Industrial - ID_New_Process_Natural Gas_Other Process_E2 | F4 | Industrial | Industrial - ID | New | Process | Natural Gas | Other Process | E2 | Utility - Cost of Equipment | 0 | 0 | 0 | 0 | 0 | 0 | 0 | 0 | 0 | 0 | 0 | 0 | 0 | 0 | 0 | 0 | 0 | 0 | 0 | 0 | 0 | 0 | 0 | 0 | 0 | 0 | 0
F4_Industrial_Industrial - ID_New_Process_Natural Gas_Other Process_E3 | F4 | Industrial | Industrial - ID | New | Process | Natural Gas | Other Process | E3 | Utility - Cost of Equipment | 0 | 0 | 0 | 0 | 0 | 0 | 0 | 0 | 0 | 0 | 0 | 0 | 0 | 0 | 0 | 0 | 0 | 0 | 0 | 0 | 0 | 0 | 0 | 0 | 0 | 0 | 0
F4_Industrial_Industrial - ID_New_Process_Natural Gas_Other Process_E4 | F4 | Industrial | Industrial - ID | New | Process | Natural Gas | Other Process | E4 | Utility - Cost of Equipment | 0 | 0 | 0 | 0 | 0 | 0 | 0 | 0 | 0 | 0 | 0 | 0 | 0 | 0 | 0 | 0 | 0 | 0 | 0 | 0 | 0 | 0 | 0 | 0 | 0 | 0 | 0
F4_Industrial_Industrial - ID_New_Process_Natural Gas_Other Process_E5 | F4 | Industrial | Industrial - ID | New | Process | Natural Gas | Other Process | E5 | Utility - Cost of Equipment | 0 | 0 | 0 | 0 | 0 | 0 | 0 | 0 | 0 | 0 | 0 | 0 | 0 | 0 | 0 | 0 | 0 | 0 | 0 | 0 | 0 | 0 | 0 | 0 | 0 | 0 | 0
F4_Industrial_Industrial - ID_New_Process_Natural Gas_Other Process_E6 | F4 | Industrial | Industrial - ID | New | Process | Natural Gas | Other Process | E6 | Utility - Cost of Equipment | 0 | 0 | 0 | 0 | 0 | 0 | 0 | 0 | 0 | 0 | 0 | 0 | 0 | 0 | 0 | 0 | 0 | 0 | 0 | 0 | 0 | 0 | 0 | 0 | 0 | 0 | 0
F4_Industrial_Industrial - ID_New_Process_Natural Gas_Other Process_E7 | F4 | Industrial | Industrial - ID | New | Process | Natural Gas | Other Process | E7 | Utility - Cost of Equipment | 0 | 0 | 0 | 0 | 0 | 0 | 0 | 0 | 0 | 0 | 0 | 0 | 0 | 0 | 0 | 0 | 0 | 0 | 0 | 0 | 0 | 0 | 0 | 0 | 0 | 0 | 0
F4_Industrial_Industrial - ID_New_Process_Natural Gas_Other Process_E8 | F4 | Industrial | Industrial - ID | New | Process | Natural Gas | Other Process | E8 | Utility - Cost of Equipment | 0 | 0 | 0 | 0 | 0 | 0 | 0 | 0 | 0 | 0 | 0 | 0 | 0 | 0 | 0 | 0 | 0 | 0 | 0 | 0 | 0 | 0 | 0 | 0 | 0 | 0 | 0
F4_Industrial_Industrial - ID_New_Process_Natural Gas_Other Process_E9 | F4 | Industrial | Industrial - ID | New | Process | Natural Gas | Other Process | E9 | Utility - Cost of Equipment | 0 | 0 | 0 | 0 | 0 | 0 | 0 | 0 | 0 | 0 | 0 | 0 | 0 | 0 | 0 | 0 | 0 | 0 | 0 | 0 | 0 | 0 | 0 | 0 | 0 | 0 | 0
F4_Industrial_Industrial - ID_New_Process_Natural Gas_Other Process_E10 | F4 | Industrial | Industrial - ID | New | Process | Natural Gas | Other Process | E10 | Utility - Cost of Equipment | 0 | 0 | 0 | 0 | 0 | 0 | 0 | 0 | 0 | 0 | 0 | 0 | 0 | 0 | 0 | 0 | 0 | 0 | 0 | 0 | 0 | 0 | 0 | 0 | 0 | 0 | 0
F5_Industrial_Industrial - ID_New_Process_Natural Gas_Other Process_E1 | F5 | Industrial | Industrial - ID | New | Process | Natural Gas | Other Process | E1 | Utility - Cost of Operation | 53.2609 | 48.8562 | 43.2762 | 36.8654 | 33.3614 | 31.8247 | 31.5857 | 32.1106 | 33.0201 | 34.0496 | 34.7728 | 35.4992 | 36.295 | 36.9598 | 37.6074 | 38.2667 | 38.9349 | 39.7097 | 40.4952 | 41.1855 | 41.6715 | 42.1279 | 42.6382 | 42.8356 | 43.0102 | 43.221 | 43.4329
F5_Industrial_Industrial - ID_New_Process_Natural Gas_Other Process_E2 | F5 | Industrial | Industrial - ID | New | Process | Natural Gas | Other Process | E2 | Utility - Cost of Operation | 0 | 0 | 0 | 0 | 0 | 0 | 0 | 0 | 0 | 0 | 0 | 0 | 0 | 0 | 0 | 0 | 0 | 0 | 0 | 0 | 0 | 0 | 0 | 0 | 0 | 0 | 0
F5_Industrial_Industrial - ID_New_Process_Natural Gas_Other Process_E3 | F5 | Industrial | Industrial - ID | New | Process | Natural Gas | Other Process | E3 | Utility - Cost of Operation | 0 | 0 | 0 | 0 | 0 | 0 | 0 | 0 | 0 | 0 | 0 | 0 | 0 | 0 | 0 | 0 | 0 | 0 | 0 | 0 | 0 | 0 | 0 | 0 | 0 | 0 | 0
F5_Industrial_Industrial - ID_New_Process_Natural Gas_Other Process_E4 | F5 | Industrial | Industrial - ID | New | Process | Natural Gas | Other Process | E4 | Utility - Cost of Operation | 0 | 0 | 0 | 0 | 0 | 0 | 0 | 0 | 0 | 0 | 0 | 0 | 0 | 0 | 0 | 0 | 0 | 0 | 0 | 0 | 0 | 0 | 0 | 0 | 0 | 0 | 0
F5_Industrial_Industrial - ID_New_Process_Natural Gas_Other Process_E5 | F5 | Industrial | Industrial - ID | New | Process | Natural Gas | Other Process | E5 | Utility - Cost of Operation | 0 | 0 | 0 | 0 | 0 | 0 | 0 | 0 | 0 | 0 | 0 | 0 | 0 | 0 | 0 | 0 | 0 | 0 | 0 | 0 | 0 | 0 | 0 | 0 | 0 | 0 | 0
F5_Industrial_Industrial - ID_New_Process_Natural Gas_Other Process_E6 | F5 | Industrial | Industrial - ID | New | Process | Natural Gas | Other Process | E6 | Utility - Cost of Operation | 0 | 0 | 0 | 0 | 0 | 0 | 0 | 0 | 0 | 0 | 0 | 0 | 0 | 0 | 0 | 0 | 0 | 0 | 0 | 0 | 0 | 0 | 0 | 0 | 0 | 0 | 0
F5_Industrial_Industrial - ID_New_Process_Natural Gas_Other Process_E7 | F5 | Industrial | Industrial - ID | New | Process | Natural Gas | Other Process | E7 | Utility - Cost of Operation | 0 | 0 | 0 | 0 | 0 | 0 | 0 | 0 | 0 | 0 | 0 | 0 | 0 | 0 | 0 | 0 | 0 | 0 | 0 | 0 | 0 | 0 | 0 | 0 | 0 | 0 | 0
F5_Industrial_Industrial - ID_New_Process_Natural Gas_Other Process_E8 | F5 | Industrial | Industrial - ID | New | Process | Natural Gas | Other Process | E8 | Utility - Cost of Operation | 0 | 0 | 0 | 0 | 0 | 0 | 0 | 0 | 0 | 0 | 0 | 0 | 0 | 0 | 0 | 0 | 0 | 0 | 0 | 0 | 0 | 0 | 0 | 0 | 0 | 0 | 0
F5_Industrial_Industrial - ID_New_Process_Natural Gas_Other Process_E9 | F5 | Industrial | Industrial - ID | New | Process | Natural Gas | Other Process | E9 | Utility - Cost of Operation | 0 | 0 | 0 | 0 | 0 | 0 | 0 | 0 | 0 | 0 | 0 | 0 | 0 | 0 | 0 | 0 | 0 | 0 | 0 | 0 | 0 | 0 | 0 | 0 | 0 | 0 | 0
F5_Industrial_Industrial - ID_New_Process_Natural Gas_Other Process_E10 | F5 | Industrial | Industrial - ID | New | Process | Natural Gas | Other Process | E10 | Utility - Cost of Operation | 0 | 0 | 0 | 0 | 0 | 0 | 0 | 0 | 0 | 0 | 0 | 0 | 0 | 0 | 0 | 0 | 0 | 0 | 0 | 0 | 0 | 0 | 0 | 0 | 0 | 0 | 0
F6_Industrial_Industrial - ID_New_Process_Natural Gas_Other Process_E1 | F6 | Industrial | Industrial - ID | New | Process | Natural Gas | Other Process | E1 | Utility - Value of Sales | 0 | 0 | 0 | 0 | 0 | 0 | 0 | 0 | 0 | 0 | 0 | 0 | 0 | 0 | 0 | 0 | 0 | 0 | 0 | 0 | 0 | 0 | 0 | 0 | 0 | 0 | 0
F6_Industrial_Industrial - ID_New_Process_Natural Gas_Other Process_E2 | F6 | Industrial | Industrial - ID | New | Process | Natural Gas | Other Process | E2 | Utility - Value of Sales | 0 | 0 | 0 | 0 | 0 | 0 | 0 | 0 | 0 | 0 | 0 | 0 | 0 | 0 | 0 | 0 | 0 | 0 | 0 | 0 | 0 | 0 | 0 | 0 | 0 | 0 | 0
F6_Industrial_Industrial - ID_New_Process_Natural Gas_Other Process_E3 | F6 | Industrial | Industrial - ID | New | Process | Natural Gas | Other Process | E3 | Utility - Value of Sales | 0 | 0 | 0 | 0 | 0 | 0 | 0 | 0 | 0 | 0 | 0 | 0 | 0 | 0 | 0 | 0 | 0 | 0 | 0 | 0 | 0 | 0 | 0 | 0 | 0 | 0 | 0
F6_Industrial_Industrial - ID_New_Process_Natural Gas_Other Process_E4 | F6 | Industrial | Industrial - ID | New | Process | Natural Gas | Other Process | E4 | Utility - Value of Sales | 0 | 0 | 0 | 0 | 0 | 0 | 0 | 0 | 0 | 0 | 0 | 0 | 0 | 0 | 0 | 0 | 0 | 0 | 0 | 0 | 0 | 0 | 0 | 0 | 0 | 0 | 0
F6_Industrial_Industrial - ID_New_Process_Natural Gas_Other Process_E5 | F6 | Industrial | Industrial - ID | New | Process | Natural Gas | Other Process | E5 | Utility - Value of Sales | 0 | 0 | 0 | 0 | 0 | 0 | 0 | 0 | 0 | 0 | 0 | 0 | 0 | 0 | 0 | 0 | 0 | 0 | 0 | 0 | 0 | 0 | 0 | 0 | 0 | 0 | 0
F6_Industrial_Industrial - ID_New_Process_Natural Gas_Other Process_E6 | F6 | Industrial | Industrial - ID | New | Process | Natural Gas | Other Process | E6 | Utility - Value of Sales | 0 | 0 | 0 | 0 | 0 | 0 | 0 | 0 | 0 | 0 | 0 | 0 | 0 | 0 | 0 | 0 | 0 | 0 | 0 | 0 | 0 | 0 | 0 | 0 | 0 | 0 | 0
F6_Industrial_Industrial - ID_New_Process_Natural Gas_Other Process_E7 | F6 | Industrial | Industrial - ID | New | Process | Natural Gas | Other Process | E7 | Utility - Value of Sales | 0 | 0 | 0 | 0 | 0 | 0 | 0 | 0 | 0 | 0 | 0 | 0 | 0 | 0 | 0 | 0 | 0 | 0 | 0 | 0 | 0 | 0 | 0 | 0 | 0 | 0 | 0
F6_Industrial_Industrial - ID_New_Process_Natural Gas_Other Process_E8 | F6 | Industrial | Industrial - ID | New | Process | Natural Gas | Other Process | E8 | Utility - Value of Sales | 0 | 0 | 0 | 0 | 0 | 0 | 0 | 0 | 0 | 0 | 0 | 0 | 0 | 0 | 0 | 0 | 0 | 0 | 0 | 0 | 0 | 0 | 0 | 0 | 0 | 0 | 0
F6_Industrial_Industrial - ID_New_Process_Natural Gas_Other Process_E9 | F6 | Industrial | Industrial - ID | New | Process | Natural Gas | Other Process | E9 | Utility - Value of Sales | 0 | 0 | 0 | 0 | 0 | 0 | 0 | 0 | 0 | 0 | 0 | 0 | 0 | 0 | 0 | 0 | 0 | 0 | 0 | 0 | 0 | 0 | 0 | 0 | 0 | 0 | 0
F6_Industrial_Industrial - ID_New_Process_Natural Gas_Other Process_E10 | F6 | Industrial | Industrial - ID | New | Process | Natural Gas | Other Process | E10 | Utility - Value of Sales | 0 | 0 | 0 | 0 | 0 | 0 | 0 | 0 | 0 | 0 | 0 | 0 | 0 | 0 | 0 | 0 | 0 | 0 | 0 | 0 | 0 | 0 | 0 | 0 | 0 | 0 | 0
F1_Industrial_Industrial - ID_New_Miscellaneous_Natural Gas_Miscellaneous_E1 | F1 | Industrial | Industrial - ID | New | Miscellaneous | Natural Gas | Miscellaneous | E1 | RVT - Cost of Equipment | 0.26138 | 0.26138 | 0.26138 | 0.26138 | 0.26138 | 0.26138 | 0.26138 | 0.26138 | 0.26138 | 0.26138 | 0.26138 | 0.26138 | 0.26138 | 0.26138 | 0.26138 | 0.26138 | 0.26138 | 0.26138 | 0.26138 | 0.26138 | 0.26138 | 0.26138 | 0.26138 | 0.26138 | 0.26138 | 0.26138 | 0.26138
F1_Industrial_Industrial - ID_New_Miscellaneous_Natural Gas_Miscellaneous_E2 | F1 | Industrial | Industrial - ID | New | Miscellaneous | Natural Gas | Miscellaneous | E2 | RVT - Cost of Equipment | 0 | 0 | 0 | 0 | 0 | 0 | 0 | 0 | 0 | 0 | 0 | 0 | 0 | 0 | 0 | 0 | 0 | 0 | 0 | 0 | 0 | 0 | 0 | 0 | 0 | 0 | 0
F1_Industrial_Industrial - ID_New_Miscellaneous_Natural Gas_Miscellaneous_E3 | F1 | Industrial | Industrial - ID | New | Miscellaneous | Natural Gas | Miscellaneous | E3 | RVT - Cost of Equipment | 0 | 0 | 0 | 0 | 0 | 0 | 0 | 0 | 0 | 0 | 0 | 0 | 0 | 0 | 0 | 0 | 0 | 0 | 0 | 0 | 0 | 0 | 0 | 0 | 0 | 0 | 0
F1_Industrial_Industrial - ID_New_Miscellaneous_Natural Gas_Miscellaneous_E4 | F1 | Industrial | Industrial - ID | New | Miscellaneous | Natural Gas | Miscellaneous | E4 | RVT - Cost of Equipment | 0 | 0 | 0 | 0 | 0 | 0 | 0 | 0 | 0 | 0 | 0 | 0 | 0 | 0 | 0 | 0 | 0 | 0 | 0 | 0 | 0 | 0 | 0 | 0 | 0 | 0 | 0
F1_Industrial_Industrial - ID_New_Miscellaneous_Natural Gas_Miscellaneous_E5 | F1 | Industrial | Industrial - ID | New | Miscellaneous | Natural Gas | Miscellaneous | E5 | RVT - Cost of Equipment | 0 | 0 | 0 | 0 | 0 | 0 | 0 | 0 | 0 | 0 | 0 | 0 | 0 | 0 | 0 | 0 | 0 | 0 | 0 | 0 | 0 | 0 | 0 | 0 | 0 | 0 | 0
F1_Industrial_Industrial - ID_New_Miscellaneous_Natural Gas_Miscellaneous_E6 | F1 | Industrial | Industrial - ID | New | Miscellaneous | Natural Gas | Miscellaneous | E6 | RVT - Cost of Equipment | 0 | 0 | 0 | 0 | 0 | 0 | 0 | 0 | 0 | 0 | 0 | 0 | 0 | 0 | 0 | 0 | 0 | 0 | 0 | 0 | 0 | 0 | 0 | 0 | 0 | 0 | 0
F1_Industrial_Industrial - ID_New_Miscellaneous_Natural Gas_Miscellaneous_E7 | F1 | Industrial | Industrial - ID | New | Miscellaneous | Natural Gas | Miscellaneous | E7 | RVT - Cost of Equipment | 0 | 0 | 0 | 0 | 0 | 0 | 0 | 0 | 0 | 0 | 0 | 0 | 0 | 0 | 0 | 0 | 0 | 0 | 0 | 0 | 0 | 0 | 0 | 0 | 0 | 0 | 0
F1_Industrial_Industrial - ID_New_Miscellaneous_Natural Gas_Miscellaneous_E8 | F1 | Industrial | Industrial - ID | New | Miscellaneous | Natural Gas | Miscellaneous | E8 | RVT - Cost of Equipment | 0 | 0 | 0 | 0 | 0 | 0 | 0 | 0 | 0 | 0 | 0 | 0 | 0 | 0 | 0 | 0 | 0 | 0 | 0 | 0 | 0 | 0 | 0 | 0 | 0 | 0 | 0
F1_Industrial_Industrial - ID_New_Miscellaneous_Natural Gas_Miscellaneous_E9 | F1 | Industrial | Industrial - ID | New | Miscellaneous | Natural Gas | Miscellaneous | E9 | RVT - Cost of Equipment | 0 | 0 | 0 | 0 | 0 | 0 | 0 | 0 | 0 | 0 | 0 | 0 | 0 | 0 | 0 | 0 | 0 | 0 | 0 | 0 | 0 | 0 | 0 | 0 | 0 | 0 | 0
F1_Industrial_Industrial - ID_New_Miscellaneous_Natural Gas_Miscellaneous_E10 | F1 | Industrial | Industrial - ID | New | Miscellaneous | Natural Gas | Miscellaneous | E10 | RVT - Cost of Equipment | 0 | 0 | 0 | 0 | 0 | 0 | 0 | 0 | 0 | 0 | 0 | 0 | 0 | 0 | 0 | 0 | 0 | 0 | 0 | 0 | 0 | 0 | 0 | 0 | 0 | 0 | 0
F2_Industrial_Industrial - ID_New_Miscellaneous_Natural Gas_Miscellaneous_E1 | F2 | Industrial | Industrial - ID | New | Miscellaneous | Natural Gas | Miscellaneous | E1 | RVT - Cost of Operation | 0 | 0 | 0 | 0 | 0 | 0 | 0 | 0 | 0 | 0 | 0 | 0 | 0 | 0 | 0 | 0 | 0 | 0 | 0 | 0 | 0 | 0 | 0 | 0 | 0 | 0 | 0
F2_Industrial_Industrial - ID_New_Miscellaneous_Natural Gas_Miscellaneous_E2 | F2 | Industrial | Industrial - ID | New | Miscellaneous | Natural Gas | Miscellaneous | E2 | RVT - Cost of Operation | 0 | 0 | 0 | 0 | 0 | 0 | 0 | 0 | 0 | 0 | 0 | 0 | 0 | 0 | 0 | 0 | 0 | 0 | 0 | 0 | 0 | 0 | 0 | 0 | 0 | 0 | 0
F2_Industrial_Industrial - ID_New_Miscellaneous_Natural Gas_Miscellaneous_E3 | F2 | Industrial | Industrial - ID | New | Miscellaneous | Natural Gas | Miscellaneous | E3 | RVT - Cost of Operation | 0 | 0 | 0 | 0 | 0 | 0 | 0 | 0 | 0 | 0 | 0 | 0 | 0 | 0 | 0 | 0 | 0 | 0 | 0 | 0 | 0 | 0 | 0 | 0 | 0 | 0 | 0
F2_Industrial_Industrial - ID_New_Miscellaneous_Natural Gas_Miscellaneous_E4 | F2 | Industrial | Industrial - ID | New | Miscellaneous | Natural Gas | Miscellaneous | E4 | RVT - Cost of Operation | 0 | 0 | 0 | 0 | 0 | 0 | 0 | 0 | 0 | 0 | 0 | 0 | 0 | 0 | 0 | 0 | 0 | 0 | 0 | 0 | 0 | 0 | 0 | 0 | 0 | 0 | 0
F2_Industrial_Industrial - ID_New_Miscellaneous_Natural Gas_Miscellaneous_E5 | F2 | Industrial | Industrial - ID | New | Miscellaneous | Natural Gas | Miscellaneous | E5 | RVT - Cost of Operation | 0 | 0 | 0 | 0 | 0 | 0 | 0 | 0 | 0 | 0 | 0 | 0 | 0 | 0 | 0 | 0 | 0 | 0 | 0 | 0 | 0 | 0 | 0 | 0 | 0 | 0 | 0
F2_Industrial_Industrial - ID_New_Miscellaneous_Natural Gas_Miscellaneous_E6 | F2 | Industrial | Industrial - ID | New | Miscellaneous | Natural Gas | Miscellaneous | E6 | RVT - Cost of Operation | 0 | 0 | 0 | 0 | 0 | 0 | 0 | 0 | 0 | 0 | 0 | 0 | 0 | 0 | 0 | 0 | 0 | 0 | 0 | 0 | 0 | 0 | 0 | 0 | 0 | 0 | 0
F2_Industrial_Industrial - ID_New_Miscellaneous_Natural Gas_Miscellaneous_E7 | F2 | Industrial | Industrial - ID | New | Miscellaneous | Natural Gas | Miscellaneous | E7 | RVT - Cost of Operation | 0 | 0 | 0 | 0 | 0 | 0 | 0 | 0 | 0 | 0 | 0 | 0 | 0 | 0 | 0 | 0 | 0 | 0 | 0 | 0 | 0 | 0 | 0 | 0 | 0 | 0 | 0
F2_Industrial_Industrial - ID_New_Miscellaneous_Natural Gas_Miscellaneous_E8 | F2 | Industrial | Industrial - ID | New | Miscellaneous | Natural Gas | Miscellaneous | E8 | RVT - Cost of Operation | 0 | 0 | 0 | 0 | 0 | 0 | 0 | 0 | 0 | 0 | 0 | 0 | 0 | 0 | 0 | 0 | 0 | 0 | 0 | 0 | 0 | 0 | 0 | 0 | 0 | 0 | 0
F2_Industrial_Industrial - ID_New_Miscellaneous_Natural Gas_Miscellaneous_E9 | F2 | Industrial | Industrial - ID | New | Miscellaneous | Natural Gas | Miscellaneous | E9 | RVT - Cost of Operation | 0 | 0 | 0 | 0 | 0 | 0 | 0 | 0 | 0 | 0 | 0 | 0 | 0 | 0 | 0 | 0 | 0 | 0 | 0 | 0 | 0 | 0 | 0 | 0 | 0 | 0 | 0
F2_Industrial_Industrial - ID_New_Miscellaneous_Natural Gas_Miscellaneous_E10 | F2 | Industrial | Industrial - ID | New | Miscellaneous | Natural Gas | Miscellaneous | E10 | RVT - Cost of Operation | 0 | 0 | 0 | 0 | 0 | 0 | 0 | 0 | 0 | 0 | 0 | 0 | 0 | 0 | 0 | 0 | 0 | 0 | 0 | 0 | 0 | 0 | 0 | 0 | 0 | 0 | 0
F3_Industrial_Industrial - ID_New_Miscellaneous_Natural Gas_Miscellaneous_E1 | F3 | Industrial | Industrial - ID | New | Miscellaneous | Natural Gas | Miscellaneous | E1 | System - kBTUs of Consumption | 11314.4017 | 11314.4017 | 11314.4017 | 11314.4017 | 11314.4017 | 11314.4017 | 11314.4017 | 11314.4017 | 11314.4017 | 11314.4017 | 11314.4017 | 11314.4017 | 11314.4017 | 11314.4017 | 11314.4017 | 11314.4017 | 11314.4017 | 11314.4017 | 11314.4017 | 11314.4017 | 11314.4017 | 11314.4017 | 11314.4017 | 11314.4017 | 11314.4017 | 11314.4017 | 11314.4017
F3_Industrial_Industrial - ID_New_Miscellaneous_Natural Gas_Miscellaneous_E2 | F3 | Industrial | Industrial - ID | New | Miscellaneous | Natural Gas | Miscellaneous | E2 | System - kBTUs of Consumption | 0 | 0 | 0 | 0 | 0 | 0 | 0 | 0 | 0 | 0 | 0 | 0 | 0 | 0 | 0 | 0 | 0 | 0 | 0 | 0 | 0 | 0 | 0 | 0 | 0 | 0 | 0
F3_Industrial_Industrial - ID_New_Miscellaneous_Natural Gas_Miscellaneous_E3 | F3 | Industrial | Industrial - ID | New | Miscellaneous | Natural Gas | Miscellaneous | E3 | System - kBTUs of Consumption | 0 | 0 | 0 | 0 | 0 | 0 | 0 | 0 | 0 | 0 | 0 | 0 | 0 | 0 | 0 | 0 | 0 | 0 | 0 | 0 | 0 | 0 | 0 | 0 | 0 | 0 | 0
F3_Industrial_Industrial - ID_New_Miscellaneous_Natural Gas_Miscellaneous_E4 | F3 | Industrial | Industrial - ID | New | Miscellaneous | Natural Gas | Miscellaneous | E4 | System - kBTUs of Consumption | 0 | 0 | 0 | 0 | 0 | 0 | 0 | 0 | 0 | 0 | 0 | 0 | 0 | 0 | 0 | 0 | 0 | 0 | 0 | 0 | 0 | 0 | 0 | 0 | 0 | 0 | 0
F3_Industrial_Industrial - ID_New_Miscellaneous_Natural Gas_Miscellaneous_E5 | F3 | Industrial | Industrial - ID | New | Miscellaneous | Natural Gas | Miscellaneous | E5 | System - kBTUs of Consumption | 0 | 0 | 0 | 0 | 0 | 0 | 0 | 0 | 0 | 0 | 0 | 0 | 0 | 0 | 0 | 0 | 0 | 0 | 0 | 0 | 0 | 0 | 0 | 0 | 0 | 0 | 0
F3_Industrial_Industrial - ID_New_Miscellaneous_Natural Gas_Miscellaneous_E6 | F3 | Industrial | Industrial - ID | New | Miscellaneous | Natural Gas | Miscellaneous | E6 | System - kBTUs of Consumption | 0 | 0 | 0 | 0 | 0 | 0 | 0 | 0 | 0 | 0 | 0 | 0 | 0 | 0 | 0 | 0 | 0 | 0 | 0 | 0 | 0 | 0 | 0 | 0 | 0 | 0 | 0
F3_Industrial_Industrial - ID_New_Miscellaneous_Natural Gas_Miscellaneous_E7 | F3 | Industrial | Industrial - ID | New | Miscellaneous | Natural Gas | Miscellaneous | E7 | System - kBTUs of Consumption | 0 | 0 | 0 | 0 | 0 | 0 | 0 | 0 | 0 | 0 | 0 | 0 | 0 | 0 | 0 | 0 | 0 | 0 | 0 | 0 | 0 | 0 | 0 | 0 | 0 | 0 | 0
F3_Industrial_Industrial - ID_New_Miscellaneous_Natural Gas_Miscellaneous_E8 | F3 | Industrial | Industrial - ID | New | Miscellaneous | Natural Gas | Miscellaneous | E8 | System - kBTUs of Consumption | 0 | 0 | 0 | 0 | 0 | 0 | 0 | 0 | 0 | 0 | 0 | 0 | 0 | 0 | 0 | 0 | 0 | 0 | 0 | 0 | 0 | 0 | 0 | 0 | 0 | 0 | 0
F3_Industrial_Industrial - ID_New_Miscellaneous_Natural Gas_Miscellaneous_E9 | F3 | Industrial | Industrial - ID | New | Miscellaneous | Natural Gas | Miscellaneous | E9 | System - kBTUs of Consumption | 0 | 0 | 0 | 0 | 0 | 0 | 0 | 0 | 0 | 0 | 0 | 0 | 0 | 0 | 0 | 0 | 0 | 0 | 0 | 0 | 0 | 0 | 0 | 0 | 0 | 0 | 0
F3_Industrial_Industrial - ID_New_Miscellaneous_Natural Gas_Miscellaneous_E10 | F3 | Industrial | Industrial - ID | New | Miscellaneous | Natural Gas | Miscellaneous | E10 | System - kBTUs of Consumption | 0 | 0 | 0 | 0 | 0 | 0 | 0 | 0 | 0 | 0 | 0 | 0 | 0 | 0 | 0 | 0 | 0 | 0 | 0 | 0 | 0 | 0 | 0 | 0 | 0 | 0 | 0
F4_Industrial_Industrial - ID_New_Miscellaneous_Natural Gas_Miscellaneous_E1 | F4 | Industrial | Industrial - ID | New | Miscellaneous | Natural Gas | Miscellaneous | E1 | Utility - Cost of Equipment | 0.26138 | 0.26138 | 0.26138 | 0.26138 | 0.26138 | 0.26138 | 0.26138 | 0.26138 | 0.26138 | 0.26138 | 0.26138 | 0.26138 | 0.26138 | 0.26138 | 0.26138 | 0.26138 | 0.26138 | 0.26138 | 0.26138 | 0.26138 | 0.26138 | 0.26138 | 0.26138 | 0.26138 | 0.26138 | 0.26138 | 0.26138
F4_Industrial_Industrial - ID_New_Miscellaneous_Natural Gas_Miscellaneous_E2 | F4 | Industrial | Industrial - ID | New | Miscellaneous | Natural Gas | Miscellaneous | E2 | Utility - Cost of Equipment | 0 | 0 | 0 | 0 | 0 | 0 | 0 | 0 | 0 | 0 | 0 | 0 | 0 | 0 | 0 | 0 | 0 | 0 | 0 | 0 | 0 | 0 | 0 | 0 | 0 | 0 | 0
F4_Industrial_Industrial - ID_New_Miscellaneous_Natural Gas_Miscellaneous_E3 | F4 | Industrial | Industrial - ID | New | Miscellaneous | Natural Gas | Miscellaneous | E3 | Utility - Cost of Equipment | 0 | 0 | 0 | 0 | 0 | 0 | 0 | 0 | 0 | 0 | 0 | 0 | 0 | 0 | 0 | 0 | 0 | 0 | 0 | 0 | 0 | 0 | 0 | 0 | 0 | 0 | 0
F4_Industrial_Industrial - ID_New_Miscellaneous_Natural Gas_Miscellaneous_E4 | F4 | Industrial | Industrial - ID | New | Miscellaneous | Natural Gas | Miscellaneous | E4 | Utility - Cost of Equipment | 0 | 0 | 0 | 0 | 0 | 0 | 0 | 0 | 0 | 0 | 0 | 0 | 0 | 0 | 0 | 0 | 0 | 0 | 0 | 0 | 0 | 0 | 0 | 0 | 0 | 0 | 0
F4_Industrial_Industrial - ID_New_Miscellaneous_Natural Gas_Miscellaneous_E5 | F4 | Industrial | Industrial - ID | New | Miscellaneous | Natural Gas | Miscellaneous | E5 | Utility - Cost of Equipment | 0 | 0 | 0 | 0 | 0 | 0 | 0 | 0 | 0 | 0 | 0 | 0 | 0 | 0 | 0 | 0 | 0 | 0 | 0 | 0 | 0 | 0 | 0 | 0 | 0 | 0 | 0
F4_Industrial_Industrial - ID_New_Miscellaneous_Natural Gas_Miscellaneous_E6 | F4 | Industrial | Industrial - ID | New | Miscellaneous | Natural Gas | Miscellaneous | E6 | Utility - Cost of Equipment | 0 | 0 | 0 | 0 | 0 | 0 | 0 | 0 | 0 | 0 | 0 | 0 | 0 | 0 | 0 | 0 | 0 | 0 | 0 | 0 | 0 | 0 | 0 | 0 | 0 | 0 | 0
F4_Industrial_Industrial - ID_New_Miscellaneous_Natural Gas_Miscellaneous_E7 | F4 | Industrial | Industrial - ID | New | Miscellaneous | Natural Gas | Miscellaneous | E7 | Utility - Cost of Equipment | 0 | 0 | 0 | 0 | 0 | 0 | 0 | 0 | 0 | 0 | 0 | 0 | 0 | 0 | 0 | 0 | 0 | 0 | 0 | 0 | 0 | 0 | 0 | 0 | 0 | 0 | 0
F4_Industrial_Industrial - ID_New_Miscellaneous_Natural Gas_Miscellaneous_E8 | F4 | Industrial | Industrial - ID | New | Miscellaneous | Natural Gas | Miscellaneous | E8 | Utility - Cost of Equipment | 0 | 0 | 0 | 0 | 0 | 0 | 0 | 0 | 0 | 0 | 0 | 0 | 0 | 0 | 0 | 0 | 0 | 0 | 0 | 0 | 0 | 0 | 0 | 0 | 0 | 0 | 0
F4_Industrial_Industrial - ID_New_Miscellaneous_Natural Gas_Miscellaneous_E9 | F4 | Industrial | Industrial - ID | New | Miscellaneous | Natural Gas | Miscellaneous | E9 | Utility - Cost of Equipment | 0 | 0 | 0 | 0 | 0 | 0 | 0 | 0 | 0 | 0 | 0 | 0 | 0 | 0 | 0 | 0 | 0 | 0 | 0 | 0 | 0 | 0 | 0 | 0 | 0 | 0 | 0
F4_Industrial_Industrial - ID_New_Miscellaneous_Natural Gas_Miscellaneous_E10 | F4 | Industrial | Industrial - ID | New | Miscellaneous | Natural Gas | Miscellaneous | E10 | Utility - Cost of Equipment | 0 | 0 | 0 | 0 | 0 | 0 | 0 | 0 | 0 | 0 | 0 | 0 | 0 | 0 | 0 | 0 | 0 | 0 | 0 | 0 | 0 | 0 | 0 | 0 | 0 | 0 | 0
F5_Industrial_Industrial - ID_New_Miscellaneous_Natural Gas_Miscellaneous_E1 | F5 | Industrial | Industrial - ID | New | Miscellaneous | Natural Gas | Miscellaneous | E1 | Utility - Cost of Operation | 62.7342 | 57.546 | 50.9735 | 43.4225 | 39.2953 | 37.4852 | 37.2037 | 37.8219 | 38.8932 | 40.1059 | 40.9577 | 41.8133 | 42.7507 | 43.5337 | 44.2965 | 45.073 | 45.8601 | 46.7727 | 47.698 | 48.511 | 49.0834 | 49.621 | 50.222 | 50.4546 | 50.6602 | 50.9086 | 51.1581
F5_Industrial_Industrial - ID_New_Miscellaneous_Natural Gas_Miscellaneous_E2 | F5 | Industrial | Industrial - ID | New | Miscellaneous | Natural Gas | Miscellaneous | E2 | Utility - Cost of Operation | 0 | 0 | 0 | 0 | 0 | 0 | 0 | 0 | 0 | 0 | 0 | 0 | 0 | 0 | 0 | 0 | 0 | 0 | 0 | 0 | 0 | 0 | 0 | 0 | 0 | 0 | 0
F5_Industrial_Industrial - ID_New_Miscellaneous_Natural Gas_Miscellaneous_E3 | F5 | Industrial | Industrial - ID | New | Miscellaneous | Natural Gas | Miscellaneous | E3 | Utility - Cost of Operation | 0 | 0 | 0 | 0 | 0 | 0 | 0 | 0 | 0 | 0 | 0 | 0 | 0 | 0 | 0 | 0 | 0 | 0 | 0 | 0 | 0 | 0 | 0 | 0 | 0 | 0 | 0
F5_Industrial_Industrial - ID_New_Miscellaneous_Natural Gas_Miscellaneous_E4 | F5 | Industrial | Industrial - ID | New | Miscellaneous | Natural Gas | Miscellaneous | E4 | Utility - Cost of Operation | 0 | 0 | 0 | 0 | 0 | 0 | 0 | 0 | 0 | 0 | 0 | 0 | 0 | 0 | 0 | 0 | 0 | 0 | 0 | 0 | 0 | 0 | 0 | 0 | 0 | 0 | 0
F5_Industrial_Industrial - ID_New_Miscellaneous_Natural Gas_Miscellaneous_E5 | F5 | Industrial | Industrial - ID | New | Miscellaneous | Natural Gas | Miscellaneous | E5 | Utility - Cost of Operation | 0 | 0 | 0 | 0 | 0 | 0 | 0 | 0 | 0 | 0 | 0 | 0 | 0 | 0 | 0 | 0 | 0 | 0 | 0 | 0 | 0 | 0 | 0 | 0 | 0 | 0 | 0
F5_Industrial_Industrial - ID_New_Miscellaneous_Natural Gas_Miscellaneous_E6 | F5 | Industrial | Industrial - ID | New | Miscellaneous | Natural Gas | Miscellaneous | E6 | Utility - Cost of Operation | 0 | 0 | 0 | 0 | 0 | 0 | 0 | 0 | 0 | 0 | 0 | 0 | 0 | 0 | 0 | 0 | 0 | 0 | 0 | 0 | 0 | 0 | 0 | 0 | 0 | 0 | 0
F5_Industrial_Industrial - ID_New_Miscellaneous_Natural Gas_Miscellaneous_E7 | F5 | Industrial | Industrial - ID | New | Miscellaneous | Natural Gas | Miscellaneous | E7 | Utility - Cost of Operation | 0 | 0 | 0 | 0 | 0 | 0 | 0 | 0 | 0 | 0 | 0 | 0 | 0 | 0 | 0 | 0 | 0 | 0 | 0 | 0 | 0 | 0 | 0 | 0 | 0 | 0 | 0
F5_Industrial_Industrial - ID_New_Miscellaneous_Natural Gas_Miscellaneous_E8 | F5 | Industrial | Industrial - ID | New | Miscellaneous | Natural Gas | Miscellaneous | E8 | Utility - Cost of Operation | 0 | 0 | 0 | 0 | 0 | 0 | 0 | 0 | 0 | 0 | 0 | 0 | 0 | 0 | 0 | 0 | 0 | 0 | 0 | 0 | 0 | 0 | 0 | 0 | 0 | 0 | 0
F5_Industrial_Industrial - ID_New_Miscellaneous_Natural Gas_Miscellaneous_E9 | F5 | Industrial | Industrial - ID | New | Miscellaneous | Natural Gas | Miscellaneous | E9 | Utility - Cost of Operation | 0 | 0 | 0 | 0 | 0 | 0 | 0 | 0 | 0 | 0 | 0 | 0 | 0 | 0 | 0 | 0 | 0 | 0 | 0 | 0 | 0 | 0 | 0 | 0 | 0 | 0 | 0
F5_Industrial_Industrial - ID_New_Miscellaneous_Natural Gas_Miscellaneous_E10 | F5 | Industrial | Industrial - ID | New | Miscellaneous | Natural Gas | Miscellaneous | E10 | Utility - Cost of Operation | 0 | 0 | 0 | 0 | 0 | 0 | 0 | 0 | 0 | 0 | 0 | 0 | 0 | 0 | 0 | 0 | 0 | 0 | 0 | 0 | 0 | 0 | 0 | 0 | 0 | 0 | 0
F6_Industrial_Industrial - ID_New_Miscellaneous_Natural Gas_Miscellaneous_E1 | F6 | Industrial | Industrial - ID | New | Miscellaneous | Natural Gas | Miscellaneous | E1 | Utility - Value of Sales | 0 | 0 | 0 | 0 | 0 | 0 | 0 | 0 | 0 | 0 | 0 | 0 | 0 | 0 | 0 | 0 | 0 | 0 | 0 | 0 | 0 | 0 | 0 | 0 | 0 | 0 | 0
F6_Industrial_Industrial - ID_New_Miscellaneous_Natural Gas_Miscellaneous_E2 | F6 | Industrial | Industrial - ID | New | Miscellaneous | Natural Gas | Miscellaneous | E2 | Utility - Value of Sales | 0 | 0 | 0 | 0 | 0 | 0 | 0 | 0 | 0 | 0 | 0 | 0 | 0 | 0 | 0 | 0 | 0 | 0 | 0 | 0 | 0 | 0 | 0 | 0 | 0 | 0 | 0
F6_Industrial_Industrial - ID_New_Miscellaneous_Natural Gas_Miscellaneous_E3 | F6 | Industrial | Industrial - ID | New | Miscellaneous | Natural Gas | Miscellaneous | E3 | Utility - Value of Sales | 0 | 0 | 0 | 0 | 0 | 0 | 0 | 0 | 0 | 0 | 0 | 0 | 0 | 0 | 0 | 0 | 0 | 0 | 0 | 0 | 0 | 0 | 0 | 0 | 0 | 0 | 0
F6_Industrial_Industrial - ID_New_Miscellaneous_Natural Gas_Miscellaneous_E4 | F6 | Industrial | Industrial - ID | New | Miscellaneous | Natural Gas | Miscellaneous | E4 | Utility - Value of Sales | 0 | 0 | 0 | 0 | 0 | 0 | 0 | 0 | 0 | 0 | 0 | 0 | 0 | 0 | 0 | 0 | 0 | 0 | 0 | 0 | 0 | 0 | 0 | 0 | 0 | 0 | 0
F6_Industrial_Industrial - ID_New_Miscellaneous_Natural Gas_Miscellaneous_E5 | F6 | Industrial | Industrial - ID | New | Miscellaneous | Natural Gas | Miscellaneous | E5 | Utility - Value of Sales | 0 | 0 | 0 | 0 | 0 | 0 | 0 | 0 | 0 | 0 | 0 | 0 | 0 | 0 | 0 | 0 | 0 | 0 | 0 | 0 | 0 | 0 | 0 | 0 | 0 | 0 | 0
F6_Industrial_Industrial - ID_New_Miscellaneous_Natural Gas_Miscellaneous_E6 | F6 | Industrial | Industrial - ID | New | Miscellaneous | Natural Gas | Miscellaneous | E6 | Utility - Value of Sales | 0 | 0 | 0 | 0 | 0 | 0 | 0 | 0 | 0 | 0 | 0 | 0 | 0 | 0 | 0 | 0 | 0 | 0 | 0 | 0 | 0 | 0 | 0 | 0 | 0 | 0 | 0
F6_Industrial_Industrial - ID_New_Miscellaneous_Natural Gas_Miscellaneous_E7 | F6 | Industrial | Industrial - ID | New | Miscellaneous | Natural Gas | Miscellaneous | E7 | Utility - Value of Sales | 0 | 0 | 0 | 0 | 0 | 0 | 0 | 0 | 0 | 0 | 0 | 0 | 0 | 0 | 0 | 0 | 0 | 0 | 0 | 0 | 0 | 0 | 0 | 0 | 0 | 0 | 0
F6_Industrial_Industrial - ID_New_Miscellaneous_Natural Gas_Miscellaneous_E8 | F6 | Industrial | Industrial - ID | New | Miscellaneous | Natural Gas | Miscellaneous | E8 | Utility - Value of Sales | 0 | 0 | 0 | 0 | 0 | 0 | 0 | 0 | 0 | 0 | 0 | 0 | 0 | 0 | 0 | 0 | 0 | 0 | 0 | 0 | 0 | 0 | 0 | 0 | 0 | 0 | 0
F6_Industrial_Industrial - ID_New_Miscellaneous_Natural Gas_Miscellaneous_E9 | F6 | Industrial | Industrial - ID | New | Miscellaneous | Natural Gas | Miscellaneous | E9 | Utility - Value of Sales | 0 | 0 | 0 | 0 | 0 | 0 | 0 | 0 | 0 | 0 | 0 | 0 | 0 | 0 | 0 | 0 | 0 | 0 | 0 | 0 | 0 | 0 | 0 | 0 | 0 | 0 | 0
F6_Industrial_Industrial - ID_New_Miscellaneous_Natural Gas_Miscellaneous_E10 | F6 | Industrial | Industrial - ID | New | Miscellaneous | Natural Gas | Miscellaneous | E10 | Utility - Value of Sales | 0 | 0 | 0 | 0 | 0 | 0 | 0 | 0 | 0 | 0 | 0 | 0 | 0 | 0 | 0 | 0 | 0 | 0 | 0 | 0 | 0 | 0 | 0 | 0 | 0 | 0 | 0

## Technology Economics
Key | Field | Sector | Segment | Vintage | End Use | Fuel | Technology | Equipment | Label | 2021 | 2022 | 2023 | 2024 | 2025 | 2026 | 2027 | 2028 | 2029 | 2030 | 2031 | 2032 | 2033 | 2034 | 2035 | 2036 | 2037 | 2038 | 2039 | 2040 | 2041 | 2042 | 2043 | 2044 | 2045 | 2046 | 2047
F0_Industrial_Industrial - WA_Existing_Space Heating_Natural Gas_Furnace_E0 | F0 | Industrial | Industrial - WA | Existing | Space Heating | Natural Gas | Furnace | E0 | Economic Unit | AFUE 80% (Standard) | AFUE 80% (Standard) | AFUE 80% (Standard) | AFUE 90% | AFUE 90% | AFUE 90% | AFUE 90% | AFUE 90% | AFUE 90% | AFUE 90% | AFUE 90% | AFUE 90% | AFUE 90% | AFUE 90% | AFUE 90% | AFUE 90% | AFUE 90% | AFUE 90% | AFUE 90% | AFUE 90% | AFUE 90% | AFUE 90% | AFUE 90% | AFUE 90% | AFUE 90% | AFUE 90% | AFUE 90%
F1_Industrial_Industrial - WA_Existing_Space Heating_Natural Gas_Furnace_E1 | F1 | Industrial | Industrial - WA | Existing | Space Heating | Natural Gas | Furnace | E1 | CCE | 0 | 0 | 0 | 0 | 0 | 0 | 0 | 0 | 0 | 0 | 0 | 0 | 0 | 0 | 0 | 0 | 0 | 0 | 0 | 0 | 0 | 0 | 0 | 0 | 0 | 0 | 0
F1_Industrial_Industrial - WA_Existing_Space Heating_Natural Gas_Furnace_E2 | F1 | Industrial | Industrial - WA | Existing | Space Heating | Natural Gas | Furnace | E2 | CCE | 0.025336 | 0.023551 | 0.023643 | 0 | 0 | 0 | 0 | 0 | 0 | 0 | 0 | 0 | 0 | 0 | 0 | 0 | 0 | 0 | 0 | 0 | 0 | 0 | 0 | 0 | 0 | 0 | 0
F1_Industrial_Industrial - WA_Existing_Space Heating_Natural Gas_Furnace_E3 | F1 | Industrial | Industrial - WA | Existing | Space Heating | Natural Gas | Furnace | E3 | CCE | 0.033782 | 0.031401 | 0.031524 | 0.047285 | 0.047285 | 0.047285 | 0.047285 | 0.047285 | 0.047285 | 0.047285 | 0.047285 | 0.047285 | 0.047285 | 0.047285 | 0.047285 | 0.047285 | 0.047285 | 0.047285 | 0.047285 | 0.047285 | 0.047285 | 0.047285 | 0.047285 | 0.047285 | 0.047285 | 0.047285 | 0.047285
F1_Industrial_Industrial - WA_Existing_Space Heating_Natural Gas_Furnace_E4 | F1 | Industrial | Industrial - WA | Existing | Space Heating | Natural Gas | Furnace | E4 | CCE | 0 | 0 | 0 | 0 | 0 | 0 | 0 | 0 | 0 | 0 | 0 | 0 | 0 | 0 | 0 | 0 | 0 | 0 | 0 | 0 | 0 | 0 | 0 | 0 | 0 | 0 | 0
F1_Industrial_Industrial - WA_Existing_Space Heating_Natural Gas_Furnace_E5 | F1 | Industrial | Industrial - WA | Existing | Space Heating | Natural Gas | Furnace | E5 | CCE | 0 | 0 | 0 | 0 | 0 | 0 | 0 | 0 | 0 | 0 | 0 | 0 | 0 | 0 | 0 | 0 | 0 | 0 | 0 | 0 | 0 | 0 | 0 | 0 | 0 | 0 | 0
F1_Industrial_Industrial - WA_Existing_Space Heating_Natural Gas_Furnace_E6 | F1 | Industrial | Industrial - WA | Existing | Space Heating | Natural Gas | Furnace | E6 | CCE | 0 | 0 | 0 | 0 | 0 | 0 | 0 | 0 | 0 | 0 | 0 | 0 | 0 | 0 | 0 | 0 | 0 | 0 | 0 | 0 | 0 | 0 | 0 | 0 | 0 | 0 | 0
F1_Industrial_Industrial - WA_Existing_Space Heating_Natural Gas_Furnace_E7 | F1 | Industrial | Industrial - WA | Existing | Space Heating | Natural Gas | Furnace | E7 | CCE | 0 | 0 | 0 | 0 | 0 | 0 | 0 | 0 | 0 | 0 | 0 | 0 | 0 | 0 | 0 | 0 | 0 | 0 | 0 | 0 | 0 | 0 | 0 | 0 | 0 | 0 | 0
F1_Industrial_Industrial - WA_Existing_Space Heating_Natural Gas_Furnace_E8 | F1 | Industrial | Industrial - WA | Existing | Space Heating | Natural Gas | Furnace | E8 | CCE | 0 | 0 | 0 | 0 | 0 | 0 | 0 | 0 | 0 | 0 | 0 | 0 | 0 | 0 | 0 | 0 | 0 | 0 | 0 | 0 | 0 | 0 | 0 | 0 | 0 | 0 | 0
F1_Industrial_Industrial - WA_Existing_Space Heating_Natural Gas_Furnace_E9 | F1 | Industrial | Industrial - WA | Existing | Space Heating | Natural Gas | Furnace | E9 | CCE | 0 | 0 | 0 | 0 | 0 | 0 | 0 | 0 | 0 | 0 | 0 | 0 | 0 | 0 | 0 | 0 | 0 | 0 | 0 | 0 | 0 | 0 | 0 | 0 | 0 | 0 | 0
F1_Industrial_Industrial - WA_Existing_Space Heating_Natural Gas_Furnace_E10 | F1 | Industrial | Industrial - WA | Existing | Space Heating | Natural Gas | Furnace | E10 | CCE | 0 | 0 | 0 | 0 | 0 | 0 | 0 | 0 | 0 | 0 | 0 | 0 | 0 | 0 | 0 | 0 | 0 | 0 | 0 | 0 | 0 | 0 | 0 | 0 | 0 | 0 | 0
F2_Industrial_Industrial - WA_Existing_Space Heating_Natural Gas_Furnace_E1 | F2 | Industrial | Industrial - WA | Existing | Space Heating | Natural Gas | Furnace | E1 | TRC BC Ratio | 1 | 1 | 1 | 0 | 0 | 0 | 0 | 0 | 0 | 0 | 0 | 0 | 0 | 0 | 0 | 0 | 0 | 0 | 0 | 0 | 0 | 0 | 0 | 0 | 0 | 0 | 0
F2_Industrial_Industrial - WA_Existing_Space Heating_Natural Gas_Furnace_E2 | F2 | Industrial | Industrial - WA | Existing | Space Heating | Natural Gas | Furnace | E2 | TRC BC Ratio | 0.56974 | 0.57292 | 0.57241 | 1 | 1 | 1 | 1 | 1 | 1 | 1 | 1 | 1 | 1 | 1 | 1 | 1 | 1 | 1 | 1 | 1 | 1 | 1 | 1 | 1 | 1 | 1 | 1
F2_Industrial_Industrial - WA_Existing_Space Heating_Natural Gas_Furnace_E3 | F2 | Industrial | Industrial - WA | Existing | Space Heating | Natural Gas | Furnace | E3 | TRC BC Ratio | 0.4273 | 0.42969 | 0.42931 | 0.28587 | 0.28932 | 0.29437 | 0.29495 | 0.29573 | 0.29634 | 0.29664 | 0.29661 | 0.29622 | 0.29536 | 0.29385 | 0.29161 | 0.2888 | 0.28519 | 0.28092 | 0.27583 | 0.26976 | 0.26253 | 0.25432 | 0.24754 | 0.24329 | 0.24168 | 0.24287 | 0.24406
F2_Industrial_Industrial - WA_Existing_Space Heating_Natural Gas_Furnace_E4 | F2 | Industrial | Industrial - WA | Existing | Space Heating | Natural Gas | Furnace | E4 | TRC BC Ratio | 0 | 0 | 0 | 0 | 0 | 0 | 0 | 0 | 0 | 0 | 0 | 0 | 0 | 0 | 0 | 0 | 0 | 0 | 0 | 0 | 0 | 0 | 0 | 0 | 0 | 0 | 0
F2_Industrial_Industrial - WA_Existing_Space Heating_Natural Gas_Furnace_E5 | F2 | Industrial | Industrial - WA | Existing | Space Heating | Natural Gas | Furnace | E5 | TRC BC Ratio | 0 | 0 | 0 | 0 | 0 | 0 | 0 | 0 | 0 | 0 | 0 | 0 | 0 | 0 | 0 | 0 | 0 | 0 | 0 | 0 | 0 | 0 | 0 | 0 | 0 | 0 | 0
F2_Industrial_Industrial - WA_Existing_Space Heating_Natural Gas_Furnace_E6 | F2 | Industrial | Industrial - WA | Existing | Space Heating | Natural Gas | Furnace | E6 | TRC BC Ratio | 0 | 0 | 0 | 0 | 0 | 0 | 0 | 0 | 0 | 0 | 0 | 0 | 0 | 0 | 0 | 0 | 0 | 0 | 0 | 0 | 0 | 0 | 0 | 0 | 0 | 0 | 0
F2_Industrial_Industrial - WA_Existing_Space Heating_Natural Gas_Furnace_E7 | F2 | Industrial | Industrial - WA | Existing | Space Heating | Natural Gas | Furnace | E7 | TRC BC Ratio | 0 | 0 | 0 | 0 | 0 | 0 | 0 | 0 | 0 | 0 | 0 | 0 | 0 | 0 | 0 | 0 | 0 | 0 | 0 | 0 | 0 | 0 | 0 | 0 | 0 | 0 | 0
F2_Industrial_Industrial - WA_Existing_Space Heating_Natural Gas_Furnace_E8 | F2 | Industrial | Industrial - WA | Existing | Space Heating | Natural Gas | Furnace | E8 | TRC BC Ratio | 0 | 0 | 0 | 0 | 0 | 0 | 0 | 0 | 0 | 0 | 0 | 0 | 0 | 0 | 0 | 0 | 0 | 0 | 0 | 0 | 0 | 0 | 0 | 0 | 0 | 0 | 0
F2_Industrial_Industrial - WA_Existing_Space Heating_Natural Gas_Furnace_E9 | F2 | Industrial | Industrial - WA | Existing | Space Heating | Natural Gas | Furnace | E9 | TRC BC Ratio | 0 | 0 | 0 | 0 | 0 | 0 | 0 | 0 | 0 | 0 | 0 | 0 | 0 | 0 | 0 | 0 | 0 | 0 | 0 | 0 | 0 | 0 | 0 | 0 | 0 | 0 | 0
F2_Industrial_Industrial - WA_Existing_Space Heating_Natural Gas_Furnace_E10 | F2 | Industrial | Industrial - WA | Existing | Space Heating | Natural Gas | Furnace | E10 | TRC BC Ratio | 0 | 0 | 0 | 0 | 0 | 0 | 0 | 0 | 0 | 0 | 0 | 0 | 0 | 0 | 0 | 0 | 0 | 0 | 0 | 0 | 0 | 0 | 0 | 0 | 0 | 0 | 0
F3_Industrial_Industrial - WA_Existing_Space Heating_Natural Gas_Furnace_E1 | F3 | Industrial | Industrial - WA | Existing | Space Heating | Natural Gas | Furnace | E1 | PACT BC Ratio | 1 | 1 | 1 | 0 | 0 | 0 | 0 | 0 | 0 | 0 | 0 | 0 | 0 | 0 | 0 | 0 | 0 | 0 | 0 | 0 | 0 | 0 | 0 | 0 | 0 | 0 | 0
F3_Industrial_Industrial - WA_Existing_Space Heating_Natural Gas_Furnace_E2 | F3 | Industrial | Industrial - WA | Existing | Space Heating | Natural Gas | Furnace | E2 | PACT BC Ratio | 0.94956 | 0.95486 | 0.95402 | 1 | 1 | 1 | 1 | 1 | 1 | 1 | 1 | 1 | 1 | 1 | 1 | 1 | 1 | 1 | 1 | 1 | 1 | 1 | 1 | 1 | 1 | 1 | 1
F3_Industrial_Industrial - WA_Existing_Space Heating_Natural Gas_Furnace_E3 | F3 | Industrial | Industrial - WA | Existing | Space Heating | Natural Gas | Furnace | E3 | PACT BC Ratio | 0.71217 | 0.71614 | 0.71551 | 0.47644 | 0.4822 | 0.49061 | 0.49158 | 0.49289 | 0.49391 | 0.4944 | 0.49435 | 0.4937 | 0.49226 | 0.48975 | 0.48601 | 0.48134 | 0.47531 | 0.46819 | 0.45972 | 0.4496 | 0.43756 | 0.42387 | 0.41257 | 0.40548 | 0.4028 | 0.40478 | 0.40676
F3_Industrial_Industrial - WA_Existing_Space Heating_Natural Gas_Furnace_E4 | F3 | Industrial | Industrial - WA | Existing | Space Heating | Natural Gas | Furnace | E4 | PACT BC Ratio | 0 | 0 | 0 | 0 | 0 | 0 | 0 | 0 | 0 | 0 | 0 | 0 | 0 | 0 | 0 | 0 | 0 | 0 | 0 | 0 | 0 | 0 | 0 | 0 | 0 | 0 | 0
F3_Industrial_Industrial - WA_Existing_Space Heating_Natural Gas_Furnace_E5 | F3 | Industrial | Industrial - WA | Existing | Space Heating | Natural Gas | Furnace | E5 | PACT BC Ratio | 0 | 0 | 0 | 0 | 0 | 0 | 0 | 0 | 0 | 0 | 0 | 0 | 0 | 0 | 0 | 0 | 0 | 0 | 0 | 0 | 0 | 0 | 0 | 0 | 0 | 0 | 0
F3_Industrial_Industrial - WA_Existing_Space Heating_Natural Gas_Furnace_E6 | F3 | Industrial | Industrial - WA | Existing | Space Heating | Natural Gas | Furnace | E6 | PACT BC Ratio | 0 | 0 | 0 | 0 | 0 | 0 | 0 | 0 | 0 | 0 | 0 | 0 | 0 | 0 | 0 | 0 | 0 | 0 | 0 | 0 | 0 | 0 | 0 | 0 | 0 | 0 | 0
F3_Industrial_Industrial - WA_Existing_Space Heating_Natural Gas_Furnace_E7 | F3 | Industrial | Industrial - WA | Existing | Space Heating | Natural Gas | Furnace | E7 | PACT BC Ratio | 0 | 0 | 0 | 0 | 0 | 0 | 0 | 0 | 0 | 0 | 0 | 0 | 0 | 0 | 0 | 0 | 0 | 0 | 0 | 0 | 0 | 0 | 0 | 0 | 0 | 0 | 0
F3_Industrial_Industrial - WA_Existing_Space Heating_Natural Gas_Furnace_E8 | F3 | Industrial | Industrial - WA | Existing | Space Heating | Natural Gas | Furnace | E8 | PACT BC Ratio | 0 | 0 | 0 | 0 | 0 | 0 | 0 | 0 | 0 | 0 | 0 | 0 | 0 | 0 | 0 | 0 | 0 | 0 | 0 | 0 | 0 | 0 | 0 | 0 | 0 | 0 | 0
F3_Industrial_Industrial - WA_Existing_Space Heating_Natural Gas_Furnace_E9 | F3 | Industrial | Industrial - WA | Existing | Space Heating | Natural Gas | Furnace | E9 | PACT BC Ratio | 0 | 0 | 0 | 0 | 0 | 0 | 0 | 0 | 0 | 0 | 0 | 0 | 0 | 0 | 0 | 0 | 0 | 0 | 0 | 0 | 0 | 0 | 0 | 0 | 0 | 0 | 0
F3_Industrial_Industrial - WA_Existing_Space Heating_Natural Gas_Furnace_E10 | F3 | Industrial | Industrial - WA | Existing | Space Heating | Natural Gas | Furnace | E10 | PACT BC Ratio | 0 | 0 | 0 | 0 | 0 | 0 | 0 | 0 | 0 | 0 | 0 | 0 | 0 | 0 | 0 | 0 | 0 | 0 | 0 | 0 | 0 | 0 | 0 | 0 | 0 | 0 | 0
F4_Industrial_Industrial - WA_Existing_Space Heating_Natural Gas_Furnace_E1 | F4 | Industrial | Industrial - WA | Existing | Space Heating | Natural Gas | Furnace | E1 | RVT BC Ratio | 1 | 1 | 1 | 0 | 0 | 0 | 0 | 0 | 0 | 0 | 0 | 0 | 0 | 0 | 0 | 0 | 0 | 0 | 0 | 0 | 0 | 0 | 0 | 0 | 0 | 0 | 0
F4_Industrial_Industrial - WA_Existing_Space Heating_Natural Gas_Furnace_E2 | F4 | Industrial | Industrial - WA | Existing | Space Heating | Natural Gas | Furnace | E2 | RVT BC Ratio | 0.5 | 0.5 | 0.5 | 1 | 1 | 1 | 1 | 1 | 1 | 1 | 1 | 1 | 1 | 1 | 1 | 1 | 1 | 1 | 1 | 1 | 1 | 1 | 1 | 1 | 1 | 1 | 1
F4_Industrial_Industrial - WA_Existing_Space Heating_Natural Gas_Furnace_E3 | F4 | Industrial | Industrial - WA | Existing | Space Heating | Natural Gas | Furnace | E3 | RVT BC Ratio | 0.5 | 0.5 | 0.5 | 0.5 | 0.5 | 0.5 | 0.5 | 0.5 | 0.5 | 0.5 | 0.5 | 0.5 | 0.5 | 0.5 | 0.5 | 0.5 | 0.5 | 0.5 | 0.5 | 0.5 | 0.5 | 0.5 | 0.5 | 0.5 | 0.5 | 0.5 | 0.5
F4_Industrial_Industrial - WA_Existing_Space Heating_Natural Gas_Furnace_E4 | F4 | Industrial | Industrial - WA | Existing | Space Heating | Natural Gas | Furnace | E4 | RVT BC Ratio | 0 | 0 | 0 | 0 | 0 | 0 | 0 | 0 | 0 | 0 | 0 | 0 | 0 | 0 | 0 | 0 | 0 | 0 | 0 | 0 | 0 | 0 | 0 | 0 | 0 | 0 | 0
F4_Industrial_Industrial - WA_Existing_Space Heating_Natural Gas_Furnace_E5 | F4 | Industrial | Industrial - WA | Existing | Space Heating | Natural Gas | Furnace | E5 | RVT BC Ratio | 0 | 0 | 0 | 0 | 0 | 0 | 0 | 0 | 0 | 0 | 0 | 0 | 0 | 0 | 0 | 0 | 0 | 0 | 0 | 0 | 0 | 0 | 0 | 0 | 0 | 0 | 0
F4_Industrial_Industrial - WA_Existing_Space Heating_Natural Gas_Furnace_E6 | F4 | Industrial | Industrial - WA | Existing | Space Heating | Natural Gas | Furnace | E6 | RVT BC Ratio | 0 | 0 | 0 | 0 | 0 | 0 | 0 | 0 | 0 | 0 | 0 | 0 | 0 | 0 | 0 | 0 | 0 | 0 | 0 | 0 | 0 | 0 | 0 | 0 | 0 | 0 | 0
F4_Industrial_Industrial - WA_Existing_Space Heating_Natural Gas_Furnace_E7 | F4 | Industrial | Industrial - WA | Existing | Space Heating | Natural Gas | Furnace | E7 | RVT BC Ratio | 0 | 0 | 0 | 0 | 0 | 0 | 0 | 0 | 0 | 0 | 0 | 0 | 0 | 0 | 0 | 0 | 0 | 0 | 0 | 0 | 0 | 0 | 0 | 0 | 0 | 0 | 0
F4_Industrial_Industrial - WA_Existing_Space Heating_Natural Gas_Furnace_E8 | F4 | Industrial | Industrial - WA | Existing | Space Heating | Natural Gas | Furnace | E8 | RVT BC Ratio | 0 | 0 | 0 | 0 | 0 | 0 | 0 | 0 | 0 | 0 | 0 | 0 | 0 | 0 | 0 | 0 | 0 | 0 | 0 | 0 | 0 | 0 | 0 | 0 | 0 | 0 | 0
F4_Industrial_Industrial - WA_Existing_Space Heating_Natural Gas_Furnace_E9 | F4 | Industrial | Industrial - WA | Existing | Space Heating | Natural Gas | Furnace | E9 | RVT BC Ratio | 0 | 0 | 0 | 0 | 0 | 0 | 0 | 0 | 0 | 0 | 0 | 0 | 0 | 0 | 0 | 0 | 0 | 0 | 0 | 0 | 0 | 0 | 0 | 0 | 0 | 0 | 0
F4_Industrial_Industrial - WA_Existing_Space Heating_Natural Gas_Furnace_E10 | F4 | Industrial | Industrial - WA | Existing | Space Heating | Natural Gas | Furnace | E10 | RVT BC Ratio | 0 | 0 | 0 | 0 | 0 | 0 | 0 | 0 | 0 | 0 | 0 | 0 | 0 | 0 | 0 | 0 | 0 | 0 | 0 | 0 | 0 | 0 | 0 | 0 | 0 | 0 | 0
F5_Industrial_Industrial - WA_Existing_Space Heating_Natural Gas_Furnace_E1 | F5 | Industrial | Industrial - WA | Existing | Space Heating | Natural Gas | Furnace | E1 | RIM BC Ratio | 1 | 1 | 1 | 0 | 0 | 0 | 0 | 0 | 0 | 0 | 0 | 0 | 0 | 0 | 0 | 0 | 0 | 0 | 0 | 0 | 0 | 0 | 0 | 0 | 0 | 0 | 0
F5_Industrial_Industrial - WA_Existing_Space Heating_Natural Gas_Furnace_E2 | F5 | Industrial | Industrial - WA | Existing | Space Heating | Natural Gas | Furnace | E2 | RIM BC Ratio | 0.94956 | 0.95486 | 0.95402 | 1 | 1 | 1 | 1 | 1 | 1 | 1 | 1 | 1 | 1 | 1 | 1 | 1 | 1 | 1 | 1 | 1 | 1 | 1 | 1 | 1 | 1 | 1 | 1
F5_Industrial_Industrial - WA_Existing_Space Heating_Natural Gas_Furnace_E3 | F5 | Industrial | Industrial - WA | Existing | Space Heating | Natural Gas | Furnace | E3 | RIM BC Ratio | 0.71217 | 0.71614 | 0.71551 | 0.47644 | 0.4822 | 0.49061 | 0.49158 | 0.49289 | 0.49391 | 0.4944 | 0.49435 | 0.4937 | 0.49226 | 0.48975 | 0.48601 | 0.48134 | 0.47531 | 0.46819 | 0.45972 | 0.4496 | 0.43756 | 0.42387 | 0.41257 | 0.40548 | 0.4028 | 0.40478 | 0.40676
F5_Industrial_Industrial - WA_Existing_Space Heating_Natural Gas_Furnace_E4 | F5 | Industrial | Industrial - WA | Existing | Space Heating | Natural Gas | Furnace | E4 | RIM BC Ratio | 0 | 0 | 0 | 0 | 0 | 0 | 0 | 0 | 0 | 0 | 0 | 0 | 0 | 0 | 0 | 0 | 0 | 0 | 0 | 0 | 0 | 0 | 0 | 0 | 0 | 0 | 0
F5_Industrial_Industrial - WA_Existing_Space Heating_Natural Gas_Furnace_E5 | F5 | Industrial | Industrial - WA | Existing | Space Heating | Natural Gas | Furnace | E5 | RIM BC Ratio | 0 | 0 | 0 | 0 | 0 | 0 | 0 | 0 | 0 | 0 | 0 | 0 | 0 | 0 | 0 | 0 | 0 | 0 | 0 | 0 | 0 | 0 | 0 | 0 | 0 | 0 | 0
F5_Industrial_Industrial - WA_Existing_Space Heating_Natural Gas_Furnace_E6 | F5 | Industrial | Industrial - WA | Existing | Space Heating | Natural Gas | Furnace | E6 | RIM BC Ratio | 0 | 0 | 0 | 0 | 0 | 0 | 0 | 0 | 0 | 0 | 0 | 0 | 0 | 0 | 0 | 0 | 0 | 0 | 0 | 0 | 0 | 0 | 0 | 0 | 0 | 0 | 0
F5_Industrial_Industrial - WA_Existing_Space Heating_Natural Gas_Furnace_E7 | F5 | Industrial | Industrial - WA | Existing | Space Heating | Natural Gas | Furnace | E7 | RIM BC Ratio | 0 | 0 | 0 | 0 | 0 | 0 | 0 | 0 | 0 | 0 | 0 | 0 | 0 | 0 | 0 | 0 | 0 | 0 | 0 | 0 | 0 | 0 | 0 | 0 | 0 | 0 | 0
F5_Industrial_Industrial - WA_Existing_Space Heating_Natural Gas_Furnace_E8 | F5 | Industrial | Industrial - WA | Existing | Space Heating | Natural Gas | Furnace | E8 | RIM BC Ratio | 0 | 0 | 0 | 0 | 0 | 0 | 0 | 0 | 0 | 0 | 0 | 0 | 0 | 0 | 0 | 0 | 0 | 0 | 0 | 0 | 0 | 0 | 0 | 0 | 0 | 0 | 0
F5_Industrial_Industrial - WA_Existing_Space Heating_Natural Gas_Furnace_E9 | F5 | Industrial | Industrial - WA | Existing | Space Heating | Natural Gas | Furnace | E9 | RIM BC Ratio | 0 | 0 | 0 | 0 | 0 | 0 | 0 | 0 | 0 | 0 | 0 | 0 | 0 | 0 | 0 | 0 | 0 | 0 | 0 | 0 | 0 | 0 | 0 | 0 | 0 | 0 | 0
F5_Industrial_Industrial - WA_Existing_Space Heating_Natural Gas_Furnace_E10 | F5 | Industrial | Industrial - WA | Existing | Space Heating | Natural Gas | Furnace | E10 | RIM BC Ratio | 0 | 0 | 0 | 0 | 0 | 0 | 0 | 0 | 0 | 0 | 0 | 0 | 0 | 0 | 0 | 0 | 0 | 0 | 0 | 0 | 0 | 0 | 0 | 0 | 0 | 0 | 0
F0_Industrial_Industrial - WA_Existing_Space Heating_Natural Gas_Boiler_E0 | F0 | Industrial | Industrial - WA | Existing | Space Heating | Natural Gas | Boiler | E0 | Economic Unit | AFUE 80% (Standard) | AFUE 80% (Standard) | AFUE 80% (Standard) | AFUE 80% (Standard) | AFUE 80% (Standard) | AFUE 80% (Standard) | AFUE 80% (Standard) | AFUE 80% (Standard) | AFUE 80% (Standard) | AFUE 80% (Standard) | AFUE 80% (Standard) | AFUE 80% (Standard) | AFUE 80% (Standard) | AFUE 80% (Standard) | AFUE 80% (Standard) | AFUE 80% (Standard) | AFUE 80% (Standard) | AFUE 80% (Standard) | AFUE 80% (Standard) | AFUE 80% (Standard) | AFUE 80% (Standard) | AFUE 80% (Standard) | AFUE 80% (Standard) | AFUE 80% (Standard) | AFUE 80% (Standard) | AFUE 80% (Standard) | AFUE 80% (Standard)
F1_Industrial_Industrial - WA_Existing_Space Heating_Natural Gas_Boiler_E1 | F1 | Industrial | Industrial - WA | Existing | Space Heating | Natural Gas | Boiler | E1 | CCE | 0 | 0 | 0 | 0 | 0 | 0 | 0 | 0 | 0 | 0 | 0 | 0 | 0 | 0 | 0 | 0 | 0 | 0 | 0 | 0 | 0 | 0 | 0 | 0 | 0 | 0 | 0
F1_Industrial_Industrial - WA_Existing_Space Heating_Natural Gas_Boiler_E2 | F1 | Industrial | Industrial - WA | Existing | Space Heating | Natural Gas | Boiler | E2 | CCE | 0.16246 | 0.15101 | 0.1516 | 0.1516 | 0.1516 | 0.1516 | 0.1516 | 0.1516 | 0.1516 | 0.1516 | 0.1516 | 0.1516 | 0.1516 | 0.1516 | 0.1516 | 0.1516 | 0.1516 | 0.1516 | 0.1516 | 0.1516 | 0.1516 | 0.1516 | 0.1516 | 0.1516 | 0.1516 | 0.1516 | 0.1516
F1_Industrial_Industrial - WA_Existing_Space Heating_Natural Gas_Boiler_E3 | F1 | Industrial | Industrial - WA | Existing | Space Heating | Natural Gas | Boiler | E3 | CCE | 0.16399 | 0.15244 | 0.15303 | 0.15303 | 0.15303 | 0.15303 | 0.15303 | 0.15303 | 0.15303 | 0.15303 | 0.15303 | 0.15303 | 0.15303 | 0.15303 | 0.15303 | 0.15303 | 0.15303 | 0.15303 | 0.15303 | 0.15303 | 0.15303 | 0.15303 | 0.15303 | 0.15303 | 0.15303 | 0.15303 | 0.15303
F1_Industrial_Industrial - WA_Existing_Space Heating_Natural Gas_Boiler_E4 | F1 | Industrial | Industrial - WA | Existing | Space Heating | Natural Gas | Boiler | E4 | CCE | 0.69205 | 0.64329 | 0.64579 | 0.64579 | 0.64579 | 0.64579 | 0.64579 | 0.64579 | 0.64579 | 0.64579 | 0.64579 | 0.64579 | 0.64579 | 0.64579 | 0.64579 | 0.64579 | 0.64579 | 0.64579 | 0.64579 | 0.64579 | 0.64579 | 0.64579 | 0.64579 | 0.64579 | 0.64579 | 0.64579 | 0.64579
F1_Industrial_Industrial - WA_Existing_Space Heating_Natural Gas_Boiler_E5 | F1 | Industrial | Industrial - WA | Existing | Space Heating | Natural Gas | Boiler | E5 | CCE | 0 | 0 | 0 | 0 | 0 | 0 | 0 | 0 | 0 | 0 | 0 | 0 | 0 | 0 | 0 | 0 | 0 | 0 | 0 | 0 | 0 | 0 | 0 | 0 | 0 | 0 | 0
F1_Industrial_Industrial - WA_Existing_Space Heating_Natural Gas_Boiler_E6 | F1 | Industrial | Industrial - WA | Existing | Space Heating | Natural Gas | Boiler | E6 | CCE | 0 | 0 | 0 | 0 | 0 | 0 | 0 | 0 | 0 | 0 | 0 | 0 | 0 | 0 | 0 | 0 | 0 | 0 | 0 | 0 | 0 | 0 | 0 | 0 | 0 | 0 | 0
F1_Industrial_Industrial - WA_Existing_Space Heating_Natural Gas_Boiler_E7 | F1 | Industrial | Industrial - WA | Existing | Space Heating | Natural Gas | Boiler | E7 | CCE | 0 | 0 | 0 | 0 | 0 | 0 | 0 | 0 | 0 | 0 | 0 | 0 | 0 | 0 | 0 | 0 | 0 | 0 | 0 | 0 | 0 | 0 | 0 | 0 | 0 | 0 | 0
F1_Industrial_Industrial - WA_Existing_Space Heating_Natural Gas_Boiler_E8 | F1 | Industrial | Industrial - WA | Existing | Space Heating | Natural Gas | Boiler | E8 | CCE | 0 | 0 | 0 | 0 | 0 | 0 | 0 | 0 | 0 | 0 | 0 | 0 | 0 | 0 | 0 | 0 | 0 | 0 | 0 | 0 | 0 | 0 | 0 | 0 | 0 | 0 | 0
F1_Industrial_Industrial - WA_Existing_Space Heating_Natural Gas_Boiler_E9 | F1 | Industrial | Industrial - WA | Existing | Space Heating | Natural Gas | Boiler | E9 | CCE | 0 | 0 | 0 | 0 | 0 | 0 | 0 | 0 | 0 | 0 | 0 | 0 | 0 | 0 | 0 | 0 | 0 | 0 | 0 | 0 | 0 | 0 | 0 | 0 | 0 | 0 | 0
F1_Industrial_Industrial - WA_Existing_Space Heating_Natural Gas_Boiler_E10 | F1 | Industrial | Industrial - WA | Existing | Space Heating | Natural Gas | Boiler | E10 | CCE | 0 | 0 | 0 | 0 | 0 | 0 | 0 | 0 | 0 | 0 | 0 | 0 | 0 | 0 | 0 | 0 | 0 | 0 | 0 | 0 | 0 | 0 | 0 | 0 | 0 | 0 | 0
F2_Industrial_Industrial - WA_Existing_Space Heating_Natural Gas_Boiler_E1 | F2 | Industrial | Industrial - WA | Existing | Space Heating | Natural Gas | Boiler | E1 | TRC BC Ratio | bar: 2021 to 2047
F2_Industrial_Industrial - WA_Existing_Space Heating_Natural Gas_Boiler_E2 | F2 | Industrial | Industrial - WA | Existing | Space Heating | Natural Gas | Boiler | E2 | TRC BC Ratio | 0.089334 | 0.089702 | 0.089482 | 0.089222 | 0.09012 | 0.091539 | 0.091668 | 0.091897 | 0.092095 | 0.092198 | 0.092202 | 0.092097 | 0.091851 | 0.09141 | 0.090748 | 0.089916 | 0.088839 | 0.087565 | 0.086045 | 0.084228 | 0.082063 | 0.079602 | 0.077571 | 0.076301 | 0.075832 | 0.076203 | 0.076577
F2_Industrial_Industrial - WA_Existing_Space Heating_Natural Gas_Boiler_E3 | F2 | Industrial | Industrial - WA | Existing | Space Heating | Natural Gas | Boiler | E3 | TRC BC Ratio | 0.0885 | 0.088864 | 0.088647 | 0.088389 | 0.089278 | 0.090685 | 0.090812 | 0.091039 | 0.091235 | 0.091337 | 0.091342 | 0.091237 | 0.090994 | 0.090556 | 0.0899 | 0.089076 | 0.088009 | 0.086747 | 0.085241 | 0.083442 | 0.081297 | 0.078858 | 0.076847 | 0.075589 | 0.075124 | 0.075492 | 0.075862
F2_Industrial_Industrial - WA_Existing_Space Heating_Natural Gas_Boiler_E4 | F2 | Industrial | Industrial - WA | Existing | Space Heating | Natural Gas | Boiler | E4 | TRC BC Ratio | 0.021926 | 0.021878 | 0.021691 | 0.021457 | 0.021368 | 0.02135 | 0.02115 | 0.020975 | 0.020812 | 0.020657 | 0.020517 | 0.0204 | 0.02031 | 0.020234 | 0.020155 | 0.020067 | 0.019943 | 0.019791 | 0.019603 | 0.019371 | 0.019089 | 0.018764 | 0.018502 | 0.018351 | 0.018318 | 0.018407 | 0.018498
F2_Industrial_Industrial - WA_Existing_Space Heating_Natural Gas_Boiler_E5 | F2 | Industrial | Industrial - WA | Existing | Space Heating | Natural Gas | Boiler | E5 | TRC BC Ratio | 0 | 0 | 0 | 0 | 0 | 0 | 0 | 0 | 0 | 0 | 0 | 0 | 0 | 0 | 0 | 0 | 0 | 0 | 0 | 0 | 0 | 0 | 0 | 0 | 0 | 0 | 0
F2_Industrial_Industrial - WA_Existing_Space Heating_Natural Gas_Boiler_E6 | F2 | Industrial | Industrial - WA | Existing | Space Heating | Natural Gas | Boiler | E6 | TRC BC Ratio | 0 | 0 | 0 | 0 | 0 | 0 | 0 | 0 | 0 | 0 | 0 | 0 | 0 | 0 | 0 | 0 | 0 | 0 | 0 | 0 | 0 | 0 | 0 | 0 | 0 | 0 | 0
F2_Industrial_Industrial - WA_Existing_Space Heating_Natural Gas_Boiler_E7 | F2 | Industrial | Industrial - WA | Existing | Space Heating | Natural Gas | Boiler | E7 | TRC BC Ratio | 0 | 0 | 0 | 0 | 0 | 0 | 0 | 0 | 0 | 0 | 0 | 0 | 0 | 0 | 0 | 0 | 0 | 0 | 0 | 0 | 0 | 0 | 0 | 0 | 0 | 0 | 0
F2_Industrial_Industrial - WA_Existing_Space Heating_Natural Gas_Boiler_E8 | F2 | Industrial | Industrial - WA | Existing | Space Heating | Natural Gas | Boiler | E8 | TRC BC Ratio | 0 | 0 | 0 | 0 | 0 | 0 | 0 | 0 | 0 | 0 | 0 | 0 | 0 | 0 | 0 | 0 | 0 | 0 | 0 | 0 | 0 | 0 | 0 | 0 | 0 | 0 | 0
F2_Industrial_Industrial - WA_Existing_Space Heating_Natural Gas_Boiler_E9 | F2 | Industrial | Industrial - WA | Existing | Space Heating | Natural Gas | Boiler | E9 | TRC BC Ratio | 0 | 0 | 0 | 0 | 0 | 0 | 0 | 0 | 0 | 0 | 0 | 0 | 0 | 0 | 0 | 0 | 0 | 0 | 0 | 0 | 0 | 0 | 0 | 0 | 0 | 0 | 0
F2_Industrial_Industrial - WA_Existing_Space Heating_Natural Gas_Boiler_E10 | F2 | Industrial | Industrial - WA | Existing | Space Heating | Natural Gas | Boiler | E10 | TRC BC Ratio | 0 | 0 | 0 | 0 | 0 | 0 | 0 | 0 | 0 | 0 | 0 | 0 | 0 | 0 | 0 | 0 | 0 | 0 | 0 | 0 | 0 | 0 | 0 | 0 | 0 | 0 | 0
F3_Industrial_Industrial - WA_Existing_Space Heating_Natural Gas_Boiler_E1 | F3 | Industrial | Industrial - WA | Existing | Space Heating | Natural Gas | Boiler | E1 | PACT BC Ratio | bar: 2021 to 2047
F3_Industrial_Industrial - WA_Existing_Space Heating_Natural Gas_Boiler_E2 | F3 | Industrial | Industrial - WA | Existing | Space Heating | Natural Gas | Boiler | E2 | PACT BC Ratio | 0.14889 | 0.1495 | 0.14914 | 0.1487 | 0.1502 | 0.15257 | 0.15278 | 0.15316 | 0.15349 | 0.15366 | 0.15367 | 0.1535 | 0.15309 | 0.15235 | 0.15125 | 0.14986 | 0.14806 | 0.14594 | 0.14341 | 0.14038 | 0.13677 | 0.13267 | 0.12928 | 0.12717 | 0.12639 | 0.12701 | 0.12763
F3_Industrial_Industrial - WA_Existing_Space Heating_Natural Gas_Boiler_E3 | F3 | Industrial | Industrial - WA | Existing | Space Heating | Natural Gas | Boiler | E3 | PACT BC Ratio | 0.1475 | 0.14811 | 0.14774 | 0.14732 | 0.1488 | 0.15114 | 0.15135 | 0.15173 | 0.15206 | 0.15223 | 0.15224 | 0.15206 | 0.15166 | 0.15093 | 0.14983 | 0.14846 | 0.14668 | 0.14458 | 0.14207 | 0.13907 | 0.1355 | 0.13143 | 0.12808 | 0.12598 | 0.12521 | 0.12582 | 0.12644
F3_Industrial_Industrial - WA_Existing_Space Heating_Natural Gas_Boiler_E4 | F3 | Industrial | Industrial - WA | Existing | Space Heating | Natural Gas | Boiler | E4 | PACT BC Ratio | 0.036544 | 0.036463 | 0.036152 | 0.035762 | 0.035614 | 0.035584 | 0.035249 | 0.034958 | 0.034686 | 0.034428 | 0.034195 | 0.034001 | 0.033851 | 0.033723 | 0.033592 | 0.033445 | 0.033239 | 0.032985 | 0.032671 | 0.032286 | 0.031816 | 0.031273 | 0.030836 | 0.030585 | 0.030529 | 0.030679 | 0.030829
F3_Industrial_Industrial - WA_Existing_Space Heating_Natural Gas_Boiler_E5 | F3 | Industrial | Industrial - WA | Existing | Space Heating | Natural Gas | Boiler | E5 | PACT BC Ratio | 0 | 0 | 0 | 0 | 0 | 0 | 0 | 0 | 0 | 0 | 0 | 0 | 0 | 0 | 0 | 0 | 0 | 0 | 0 | 0 | 0 | 0 | 0 | 0 | 0 | 0 | 0
F3_Industrial_Industrial - WA_Existing_Space Heating_Natural Gas_Boiler_E6 | F3 | Industrial | Industrial - WA | Existing | Space Heating | Natural Gas | Boiler | E6 | PACT BC Ratio | 0 | 0 | 0 | 0 | 0 | 0 | 0 | 0 | 0 | 0 | 0 | 0 | 0 | 0 | 0 | 0 | 0 | 0 | 0 | 0 | 0 | 0 | 0 | 0 | 0 | 0 | 0
F3_Industrial_Industrial - WA_Existing_Space Heating_Natural Gas_Boiler_E7 | F3 | Industrial | Industrial - WA | Existing | Space Heating | Natural Gas | Boiler | E7 | PACT BC Ratio | 0 | 0 | 0 | 0 | 0 | 0 | 0 | 0 | 0 | 0 | 0 | 0 | 0 | 0 | 0 | 0 | 0 | 0 | 0 | 0 | 0 | 0 | 0 | 0 | 0 | 0 | 0
F3_Industrial_Industrial - WA_Existing_Space Heating_Natural Gas_Boiler_E8 | F3 | Industrial | Industrial - WA | Existing | Space Heating | Natural Gas | Boiler | E8 | PACT BC Ratio | 0 | 0 | 0 | 0 | 0 | 0 | 0 | 0 | 0 | 0 | 0 | 0 | 0 | 0 | 0 | 0 | 0 | 0 | 0 | 0 | 0 | 0 | 0 | 0 | 0 | 0 | 0
F3_Industrial_Industrial - WA_Existing_Space Heating_Natural Gas_Boiler_E9 | F3 | Industrial | Industrial - WA | Existing | Space Heating | Natural Gas | Boiler | E9 | PACT BC Ratio | 0 | 0 | 0 | 0 | 0 | 0 | 0 | 0 | 0 | 0 | 0 | 0 | 0 | 0 | 0 | 0 | 0 | 0 | 0 | 0 | 0 | 0 | 0 | 0 | 0 | 0 | 0
F3_Industrial_Industrial - WA_Existing_Space Heating_Natural Gas_Boiler_E10 | F3 | Industrial | Industrial - WA | Existing | Space Heating | Natural Gas | Boiler | E10 | PACT BC Ratio | 0 | 0 | 0 | 0 | 0 | 0 | 0 | 0 | 0 | 0 | 0 | 0 | 0 | 0 | 0 | 0 | 0 | 0 | 0 | 0 | 0 | 0 | 0 | 0 | 0 | 0 | 0
F4_Industrial_Industrial - WA_Existing_Space Heating_Natural Gas_Boiler_E1 | F4 | Industrial | Industrial - WA | Existing | Space Heating | Natural Gas | Boiler | E1 | RVT BC Ratio | bar: 2021 to 2047
F4_Industrial_Industrial - WA_Existing_Space Heating_Natural Gas_Boiler_E2 | F4 | Industrial | Industrial - WA | Existing | Space Heating | Natural Gas | Boiler | E2 | RVT BC Ratio | 0.5 | 0.5 | 0.5 | 0.5 | 0.5 | 0.5 | 0.5 | 0.5 | 0.5 | 0.5 | 0.5 | 0.5 | 0.5 | 0.5 | 0.5 | 0.5 | 0.5 | 0.5 | 0.5 | 0.5 | 0.5 | 0.5 | 0.5 | 0.5 | 0.5 | 0.5 | 0.5
F4_Industrial_Industrial - WA_Existing_Space Heating_Natural Gas_Boiler_E3 | F4 | Industrial | Industrial - WA | Existing | Space Heating | Natural Gas | Boiler | E3 | RVT BC Ratio | 0.5 | 0.5 | 0.5 | 0.5 | 0.5 | 0.5 | 0.5 | 0.5 | 0.5 | 0.5 | 0.5 | 0.5 | 0.5 | 0.5 | 0.5 | 0.5 | 0.5 | 0.5 | 0.5 | 0.5 | 0.5 | 0.5 | 0.5 | 0.5 | 0.5 | 0.5 | 0.5
F4_Industrial_Industrial - WA_Existing_Space Heating_Natural Gas_Boiler_E4 | F4 | Industrial | Industrial - WA | Existing | Space Heating | Natural Gas | Boiler | E4 | RVT BC Ratio | 0.5 | 0.5 | 0.5 | 0.5 | 0.5 | 0.5 | 0.5 | 0.5 | 0.5 | 0.5 | 0.5 | 0.5 | 0.5 | 0.5 | 0.5 | 0.5 | 0.5 | 0.5 | 0.5 | 0.5 | 0.5 | 0.5 | 0.5 | 0.5 | 0.5 | 0.5 | 0.5
F4_Industrial_Industrial - WA_Existing_Space Heating_Natural Gas_Boiler_E5 | F4 | Industrial | Industrial - WA | Existing | Space Heating | Natural Gas | Boiler | E5 | RVT BC Ratio | 0 | 0 | 0 | 0 | 0 | 0 | 0 | 0 | 0 | 0 | 0 | 0 | 0 | 0 | 0 | 0 | 0 | 0 | 0 | 0 | 0 | 0 | 0 | 0 | 0 | 0 | 0
F4_Industrial_Industrial - WA_Existing_Space Heating_Natural Gas_Boiler_E6 | F4 | Industrial | Industrial - WA | Existing | Space Heating | Natural Gas | Boiler | E6 | RVT BC Ratio | 0 | 0 | 0 | 0 | 0 | 0 | 0 | 0 | 0 | 0 | 0 | 0 | 0 | 0 | 0 | 0 | 0 | 0 | 0 | 0 | 0 | 0 | 0 | 0 | 0 | 0 | 0
F4_Industrial_Industrial - WA_Existing_Space Heating_Natural Gas_Boiler_E7 | F4 | Industrial | Industrial - WA | Existing | Space Heating | Natural Gas | Boiler | E7 | RVT BC Ratio | 0 | 0 | 0 | 0 | 0 | 0 | 0 | 0 | 0 | 0 | 0 | 0 | 0 | 0 | 0 | 0 | 0 | 0 | 0 | 0 | 0 | 0 | 0 | 0 | 0 | 0 | 0
F4_Industrial_Industrial - WA_Existing_Space Heating_Natural Gas_Boiler_E8 | F4 | Industrial | Industrial - WA | Existing | Space Heating | Natural Gas | Boiler | E8 | RVT BC Ratio | 0 | 0 | 0 | 0 | 0 | 0 | 0 | 0 | 0 | 0 | 0 | 0 | 0 | 0 | 0 | 0 | 0 | 0 | 0 | 0 | 0 | 0 | 0 | 0 | 0 | 0 | 0
F4_Industrial_Industrial - WA_Existing_Space Heating_Natural Gas_Boiler_E9 | F4 | Industrial | Industrial - WA | Existing | Space Heating | Natural Gas | Boiler | E9 | RVT BC Ratio | 0 | 0 | 0 | 0 | 0 | 0 | 0 | 0 | 0 | 0 | 0 | 0 | 0 | 0 | 0 | 0 | 0 | 0 | 0 | 0 | 0 | 0 | 0 | 0 | 0 | 0 | 0
F4_Industrial_Industrial - WA_Existing_Space Heating_Natural Gas_Boiler_E10 | F4 | Industrial | Industrial - WA | Existing | Space Heating | Natural Gas | Boiler | E10 | RVT BC Ratio | 0 | 0 | 0 | 0 | 0 | 0 | 0 | 0 | 0 | 0 | 0 | 0 | 0 | 0 | 0 | 0 | 0 | 0 | 0 | 0 | 0 | 0 | 0 | 0 | 0 | 0 | 0
F5_Industrial_Industrial - WA_Existing_Space Heating_Natural Gas_Boiler_E1 | F5 | Industrial | Industrial - WA | Existing | Space Heating | Natural Gas | Boiler | E1 | RIM BC Ratio | bar: 2021 to 2047
F5_Industrial_Industrial - WA_Existing_Space Heating_Natural Gas_Boiler_E2 | F5 | Industrial | Industrial - WA | Existing | Space Heating | Natural Gas | Boiler | E2 | RIM BC Ratio | 0.14889 | 0.1495 | 0.14914 | 0.1487 | 0.1502 | 0.15257 | 0.15278 | 0.15316 | 0.15349 | 0.15366 | 0.15367 | 0.1535 | 0.15309 | 0.15235 | 0.15125 | 0.14986 | 0.14806 | 0.14594 | 0.14341 | 0.14038 | 0.13677 | 0.13267 | 0.12928 | 0.12717 | 0.12639 | 0.12701 | 0.12763
F5_Industrial_Industrial - WA_Existing_Space Heating_Natural Gas_Boiler_E3 | F5 | Industrial | Industrial - WA | Existing | Space Heating | Natural Gas | Boiler | E3 | RIM BC Ratio | 0.1475 | 0.14811 | 0.14774 | 0.14732 | 0.1488 | 0.15114 | 0.15135 | 0.15173 | 0.15206 | 0.15223 | 0.15224 | 0.15206 | 0.15166 | 0.15093 | 0.14983 | 0.14846 | 0.14668 | 0.14458 | 0.14207 | 0.13907 | 0.1355 | 0.13143 | 0.12808 | 0.12598 | 0.12521 | 0.12582 | 0.12644
F5_Industrial_Industrial - WA_Existing_Space Heating_Natural Gas_Boiler_E4 | F5 | Industrial | Industrial - WA | Existing | Space Heating | Natural Gas | Boiler | E4 | RIM BC Ratio | 0.036544 | 0.036463 | 0.036152 | 0.035762 | 0.035614 | 0.035584 | 0.035249 | 0.034958 | 0.034686 | 0.034428 | 0.034195 | 0.034001 | 0.033851 | 0.033723 | 0.033592 | 0.033445 | 0.033239 | 0.032985 | 0.032671 | 0.032286 | 0.031816 | 0.031273 | 0.030836 | 0.030585 | 0.030529 | 0.030679 | 0.030829
F5_Industrial_Industrial - WA_Existing_Space Heating_Natural Gas_Boiler_E5 | F5 | Industrial | Industrial - WA | Existing | Space Heating | Natural Gas | Boiler | E5 | RIM BC Ratio | 0 | 0 | 0 | 0 | 0 | 0 | 0 | 0 | 0 | 0 | 0 | 0 | 0 | 0 | 0 | 0 | 0 | 0 | 0 | 0 | 0 | 0 | 0 | 0 | 0 | 0 | 0
F5_Industrial_Industrial - WA_Existing_Space Heating_Natural Gas_Boiler_E6 | F5 | Industrial | Industrial - WA | Existing | Space Heating | Natural Gas | Boiler | E6 | RIM BC Ratio | 0 | 0 | 0 | 0 | 0 | 0 | 0 | 0 | 0 | 0 | 0 | 0 | 0 | 0 | 0 | 0 | 0 | 0 | 0 | 0 | 0 | 0 | 0 | 0 | 0 | 0 | 0
F5_Industrial_Industrial - WA_Existing_Space Heating_Natural Gas_Boiler_E7 | F5 | Industrial | Industrial - WA | Existing | Space Heating | Natural Gas | Boiler | E7 | RIM BC Ratio | 0 | 0 | 0 | 0 | 0 | 0 | 0 | 0 | 0 | 0 | 0 | 0 | 0 | 0 | 0 | 0 | 0 | 0 | 0 | 0 | 0 | 0 | 0 | 0 | 0 | 0 | 0
F5_Industrial_Industrial - WA_Existing_Space Heating_Natural Gas_Boiler_E8 | F5 | Industrial | Industrial - WA | Existing | Space Heating | Natural Gas | Boiler | E8 | RIM BC Ratio | 0 | 0 | 0 | 0 | 0 | 0 | 0 | 0 | 0 | 0 | 0 | 0 | 0 | 0 | 0 | 0 | 0 | 0 | 0 | 0 | 0 | 0 | 0 | 0 | 0 | 0 | 0
F5_Industrial_Industrial - WA_Existing_Space Heating_Natural Gas_Boiler_E9 | F5 | Industrial | Industrial - WA | Existing | Space Heating | Natural Gas | Boiler | E9 | RIM BC Ratio | 0 | 0 | 0 | 0 | 0 | 0 | 0 | 0 | 0 | 0 | 0 | 0 | 0 | 0 | 0 | 0 | 0 | 0 | 0 | 0 | 0 | 0 | 0 | 0 | 0 | 0 | 0
F5_Industrial_Industrial - WA_Existing_Space Heating_Natural Gas_Boiler_E10 | F5 | Industrial | Industrial - WA | Existing | Space Heating | Natural Gas | Boiler | E10 | RIM BC Ratio | 0 | 0 | 0 | 0 | 0 | 0 | 0 | 0 | 0 | 0 | 0 | 0 | 0 | 0 | 0 | 0 | 0 | 0 | 0 | 0 | 0 | 0 | 0 | 0 | 0 | 0 | 0
F0_Industrial_Industrial - WA_Existing_Space Heating_Natural Gas_Unit Heater_E0 | F0 | Industrial | Industrial - WA | Existing | Space Heating | Natural Gas | Unit Heater | E0 | Economic Unit | Infrared Radiant | Infrared Radiant | Infrared Radiant | Infrared Radiant | Infrared Radiant | Infrared Radiant | Infrared Radiant | Infrared Radiant | Infrared Radiant | Infrared Radiant | Infrared Radiant | Infrared Radiant | Infrared Radiant | Infrared Radiant | Infrared Radiant | Infrared Radiant | Infrared Radiant | Infrared Radiant | Infrared Radiant | Infrared Radiant | Infrared Radiant | Infrared Radiant | Infrared Radiant | Infrared Radiant | Infrared Radiant | Infrared Radiant | Infrared Radiant
F1_Industrial_Industrial - WA_Existing_Space Heating_Natural Gas_Unit Heater_E1 | F1 | Industrial | Industrial - WA | Existing | Space Heating | Natural Gas | Unit Heater | E1 | CCE | 0 | 0 | 0 | 0 | 0 | 0 | 0 | 0 | 0 | 0 | 0 | 0 | 0 | 0 | 0 | 0 | 0 | 0 | 0 | 0 | 0 | 0 | 0 | 0 | 0 | 0 | 0
F1_Industrial_Industrial - WA_Existing_Space Heating_Natural Gas_Unit Heater_E2 | F1 | Industrial | Industrial - WA | Existing | Space Heating | Natural Gas | Unit Heater | E2 | CCE | 0.00017391 | 0.00016166 | 0.00016228 | 0.00016228 | 0.00016228 | 0.00016228 | 0.00016228 | 0.00016228 | 0.00016228 | 0.00016228 | 0.00016228 | 0.00016228 | 0.00016228 | 0.00016228 | 0.00016228 | 0.00016228 | 0.00016228 | 0.00016228 | 0.00016228 | 0.00016228 | 0.00016228 | 0.00016228 | 0.00016228 | 0.00016228 | 0.00016228 | 0.00016228 | 0.00016228
F1_Industrial_Industrial - WA_Existing_Space Heating_Natural Gas_Unit Heater_E3 | F1 | Industrial | Industrial - WA | Existing | Space Heating | Natural Gas | Unit Heater | E3 | CCE | 0.00026608 | 0.00024733 | 0.0002483 | 0.0002483 | 0.0002483 | 0.0002483 | 0.0002483 | 0.0002483 | 0.0002483 | 0.0002483 | 0.0002483 | 0.0002483 | 0.0002483 | 0.0002483 | 0.0002483 | 0.0002483 | 0.0002483 | 0.0002483 | 0.0002483 | 0.0002483 | 0.0002483 | 0.0002483 | 0.0002483 | 0.0002483 | 0.0002483 | 0.0002483 | 0.0002483
F1_Industrial_Industrial - WA_Existing_Space Heating_Natural Gas_Unit Heater_E4 | F1 | Industrial | Industrial - WA | Existing | Space Heating | Natural Gas | Unit Heater | E4 | CCE | 0 | 0 | 0 | 0 | 0 | 0 | 0 | 0 | 0 | 0 | 0 | 0 | 0 | 0 | 0 | 0 | 0 | 0 | 0 | 0 | 0 | 0 | 0 | 0 | 0 | 0 | 0
F1_Industrial_Industrial - WA_Existing_Space Heating_Natural Gas_Unit Heater_E5 | F1 | Industrial | Industrial - WA | Existing | Space Heating | Natural Gas | Unit Heater | E5 | CCE | 0 | 0 | 0 | 0 | 0 | 0 | 0 | 0 | 0 | 0 | 0 | 0 | 0 | 0 | 0 | 0 | 0 | 0 | 0 | 0 | 0 | 0 | 0 | 0 | 0 | 0 | 0
F1_Industrial_Industrial - WA_Existing_Space Heating_Natural Gas_Unit Heater_E6 | F1 | Industrial | Industrial - WA | Existing | Space Heating | Natural Gas | Unit Heater | E6 | CCE | 0 | 0 | 0 | 0 | 0 | 0 | 0 | 0 | 0 | 0 | 0 | 0 | 0 | 0 | 0 | 0 | 0 | 0 | 0 | 0 | 0 | 0 | 0 | 0 | 0 | 0 | 0
F1_Industrial_Industrial - WA_Existing_Space Heating_Natural Gas_Unit Heater_E7 | F1 | Industrial | Industrial - WA | Existing | Space Heating | Natural Gas | Unit Heater | E7 | CCE | 0 | 0 | 0 | 0 | 0 | 0 | 0 | 0 | 0 | 0 | 0 | 0 | 0 | 0 | 0 | 0 | 0 | 0 | 0 | 0 | 0 | 0 | 0 | 0 | 0 | 0 | 0
F1_Industrial_Industrial - WA_Existing_Space Heating_Natural Gas_Unit Heater_E8 | F1 | Industrial | Industrial - WA | Existing | Space Heating | Natural Gas | Unit Heater | E8 | CCE | 0 | 0 | 0 | 0 | 0 | 0 | 0 | 0 | 0 | 0 | 0 | 0 | 0 | 0 | 0 | 0 | 0 | 0 | 0 | 0 | 0 | 0 | 0 | 0 | 0 | 0 | 0
F1_Industrial_Industrial - WA_Existing_Space Heating_Natural Gas_Unit Heater_E9 | F1 | Industrial | Industrial - WA | Existing | Space Heating | Natural Gas | Unit Heater | E9 | CCE | 0 | 0 | 0 | 0 | 0 | 0 | 0 | 0 | 0 | 0 | 0 | 0 | 0 | 0 | 0 | 0 | 0 | 0 | 0 | 0 | 0 | 0 | 0 | 0 | 0 | 0 | 0
F1_Industrial_Industrial - WA_Existing_Space Heating_Natural Gas_Unit Heater_E10 | F1 | Industrial | Industrial - WA | Existing | Space Heating | Natural Gas | Unit Heater | E10 | CCE | 0 | 0 | 0 | 0 | 0 | 0 | 0 | 0 | 0 | 0 | 0 | 0 | 0 | 0 | 0 | 0 | 0 | 0 | 0 | 0 | 0 | 0 | 0 | 0 | 0 | 0 | 0
F2_Industrial_Industrial - WA_Existing_Space Heating_Natural Gas_Unit Heater_E1 | F2 | Industrial | Industrial - WA | Existing | Space Heating | Natural Gas | Unit Heater | E1 | TRC BC Ratio | bar: 2021 to 2047
F2_Industrial_Industrial - WA_Existing_Space Heating_Natural Gas_Unit Heater_E2 | F2 | Industrial | Industrial - WA | Existing | Space Heating | Natural Gas | Unit Heater | E2 | TRC BC Ratio | 82.7826 | 83.412 | 83.4791 | 83.5301 | 84.7695 | 86.5129 | 86.8564 | 87.2177 | 87.4688 | 87.5681 | 87.537 | 87.3929 | 87.1039 | 86.6134 | 85.896 | 85.0034 | 83.8588 | 82.5113 | 80.9106 | 79.0044 | 76.7398 | 74.1698 | 72.0428 | 70.6988 | 70.1773 | 70.5213 | 70.867
F2_Industrial_Industrial - WA_Existing_Space Heating_Natural Gas_Unit Heater_E3 | F2 | Industrial | Industrial - WA | Existing | Space Heating | Natural Gas | Unit Heater | E3 | TRC BC Ratio | 65.0296 | 64.8565 | 64.2426 | 63.1659 | 61.5078 | 59.4826 | 57.3741 | 54.9263 | 52.2893 | 49.6924 | 47.393 | 45.6917 | 44.7232 | 44.4175 | 44.5951 | 45.0393 | 45.5281 | 46.0532 | 46.6232 | 47.2471 | 47.934 | 48.6748 | 49.341 | 49.8742 | 50.2677 | 50.5141 | 50.7617
F2_Industrial_Industrial - WA_Existing_Space Heating_Natural Gas_Unit Heater_E4 | F2 | Industrial | Industrial - WA | Existing | Space Heating | Natural Gas | Unit Heater | E4 | TRC BC Ratio | 0 | 0 | 0 | 0 | 0 | 0 | 0 | 0 | 0 | 0 | 0 | 0 | 0 | 0 | 0 | 0 | 0 | 0 | 0 | 0 | 0 | 0 | 0 | 0 | 0 | 0 | 0
F2_Industrial_Industrial - WA_Existing_Space Heating_Natural Gas_Unit Heater_E5 | F2 | Industrial | Industrial - WA | Existing | Space Heating | Natural Gas | Unit Heater | E5 | TRC BC Ratio | 0 | 0 | 0 | 0 | 0 | 0 | 0 | 0 | 0 | 0 | 0 | 0 | 0 | 0 | 0 | 0 | 0 | 0 | 0 | 0 | 0 | 0 | 0 | 0 | 0 | 0 | 0
F2_Industrial_Industrial - WA_Existing_Space Heating_Natural Gas_Unit Heater_E6 | F2 | Industrial | Industrial - WA | Existing | Space Heating | Natural Gas | Unit Heater | E6 | TRC BC Ratio | 0 | 0 | 0 | 0 | 0 | 0 | 0 | 0 | 0 | 0 | 0 | 0 | 0 | 0 | 0 | 0 | 0 | 0 | 0 | 0 | 0 | 0 | 0 | 0 | 0 | 0 | 0
F2_Industrial_Industrial - WA_Existing_Space Heating_Natural Gas_Unit Heater_E7 | F2 | Industrial | Industrial - WA | Existing | Space Heating | Natural Gas | Unit Heater | E7 | TRC BC Ratio | 0 | 0 | 0 | 0 | 0 | 0 | 0 | 0 | 0 | 0 | 0 | 0 | 0 | 0 | 0 | 0 | 0 | 0 | 0 | 0 | 0 | 0 | 0 | 0 | 0 | 0 | 0
F2_Industrial_Industrial - WA_Existing_Space Heating_Natural Gas_Unit Heater_E8 | F2 | Industrial | Industrial - WA | Existing | Space Heating | Natural Gas | Unit Heater | E8 | TRC BC Ratio | 0 | 0 | 0 | 0 | 0 | 0 | 0 | 0 | 0 | 0 | 0 | 0 | 0 | 0 | 0 | 0 | 0 | 0 | 0 | 0 | 0 | 0 | 0 | 0 | 0 | 0 | 0
F2_Industrial_Industrial - WA_Existing_Space Heating_Natural Gas_Unit Heater_E9 | F2 | Industrial | Industrial - WA | Existing | Space Heating | Natural Gas | Unit Heater | E9 | TRC BC Ratio | 0 | 0 | 0 | 0 | 0 | 0 | 0 | 0 | 0 | 0 | 0 | 0 | 0 | 0 | 0 | 0 | 0 | 0 | 0 | 0 | 0 | 0 | 0 | 0 | 0 | 0 | 0
F2_Industrial_Industrial - WA_Existing_Space Heating_Natural Gas_Unit Heater_E10 | F2 | Industrial | Industrial - WA | Existing | Space Heating | Natural Gas | Unit Heater | E10 | TRC BC Ratio | 0 | 0 | 0 | 0 | 0 | 0 | 0 | 0 | 0 | 0 | 0 | 0 | 0 | 0 | 0 | 0 | 0 | 0 | 0 | 0 | 0 | 0 | 0 | 0 | 0 | 0 | 0
F3_Industrial_Industrial - WA_Existing_Space Heating_Natural Gas_Unit Heater_E1 | F3 | Industrial | Industrial - WA | Existing | Space Heating | Natural Gas | Unit Heater | E1 | PACT BC Ratio | bar: 2021 to 2047
F3_Industrial_Industrial - WA_Existing_Space Heating_Natural Gas_Unit Heater_E2 | F3 | Industrial | Industrial - WA | Existing | Space Heating | Natural Gas | Unit Heater | E2 | PACT BC Ratio | 137.971 | 139.0201 | 139.1318 | 139.2169 | 141.2825 | 144.1882 | 144.7607 | 145.3629 | 145.7814 | 145.9468 | 145.895 | 145.6549 | 145.1732 | 144.3557 | 143.16 | 141.6723 | 139.7646 | 137.5188 | 134.851 | 131.6739 | 127.8997 | 123.6163 | 120.0714 | 117.8313 | 116.9622 | 117.5355 | 118.1117
F3_Industrial_Industrial - WA_Existing_Space Heating_Natural Gas_Unit Heater_E3 | F3 | Industrial | Industrial - WA | Existing | Space Heating | Natural Gas | Unit Heater | E3 | PACT BC Ratio | 108.3827 | 108.0941 | 107.0709 | 105.2764 | 102.513 | 99.1376 | 95.6235 | 91.5438 | 87.1488 | 82.8206 | 78.9884 | 76.1529 | 74.5386 | 74.0291 | 74.3252 | 75.0655 | 75.8802 | 76.7554 | 77.7054 | 78.7452 | 79.89 | 81.1246 | 82.2349 | 83.1237 | 83.7795 | 84.1902 | 84.6029
F3_Industrial_Industrial - WA_Existing_Space Heating_Natural Gas_Unit Heater_E4 | F3 | Industrial | Industrial - WA | Existing | Space Heating | Natural Gas | Unit Heater | E4 | PACT BC Ratio | 0 | 0 | 0 | 0 | 0 | 0 | 0 | 0 | 0 | 0 | 0 | 0 | 0 | 0 | 0 | 0 | 0 | 0 | 0 | 0 | 0 | 0 | 0 | 0 | 0 | 0 | 0
F3_Industrial_Industrial - WA_Existing_Space Heating_Natural Gas_Unit Heater_E5 | F3 | Industrial | Industrial - WA | Existing | Space Heating | Natural Gas | Unit Heater | E5 | PACT BC Ratio | 0 | 0 | 0 | 0 | 0 | 0 | 0 | 0 | 0 | 0 | 0 | 0 | 0 | 0 | 0 | 0 | 0 | 0 | 0 | 0 | 0 | 0 | 0 | 0 | 0 | 0 | 0
F3_Industrial_Industrial - WA_Existing_Space Heating_Natural Gas_Unit Heater_E6 | F3 | Industrial | Industrial - WA | Existing | Space Heating | Natural Gas | Unit Heater | E6 | PACT BC Ratio | 0 | 0 | 0 | 0 | 0 | 0 | 0 | 0 | 0 | 0 | 0 | 0 | 0 | 0 | 0 | 0 | 0 | 0 | 0 | 0 | 0 | 0 | 0 | 0 | 0 | 0 | 0
F3_Industrial_Industrial - WA_Existing_Space Heating_Natural Gas_Unit Heater_E7 | F3 | Industrial | Industrial - WA | Existing | Space Heating | Natural Gas | Unit Heater | E7 | PACT BC Ratio | 0 | 0 | 0 | 0 | 0 | 0 | 0 | 0 | 0 | 0 | 0 | 0 | 0 | 0 | 0 | 0 | 0 | 0 | 0 | 0 | 0 | 0 | 0 | 0 | 0 | 0 | 0
F3_Industrial_Industrial - WA_Existing_Space Heating_Natural Gas_Unit Heater_E8 | F3 | Industrial | Industrial - WA | Existing | Space Heating | Natural Gas | Unit Heater | E8 | PACT BC Ratio | 0 | 0 | 0 | 0 | 0 | 0 | 0 | 0 | 0 | 0 | 0 | 0 | 0 | 0 | 0 | 0 | 0 | 0 | 0 | 0 | 0 | 0 | 0 | 0 | 0 | 0 | 0
F3_Industrial_Industrial - WA_Existing_Space Heating_Natural Gas_Unit Heater_E9 | F3 | Industrial | Industrial - WA | Existing | Space Heating | Natural Gas | Unit Heater | E9 | PACT BC Ratio | 0 | 0 | 0 | 0 | 0 | 0 | 0 | 0 | 0 | 0 | 0 | 0 | 0 | 0 | 0 | 0 | 0 | 0 | 0 | 0 | 0 | 0 | 0 | 0 | 0 | 0 | 0
F3_Industrial_Industrial - WA_Existing_Space Heating_Natural Gas_Unit Heater_E10 | F3 | Industrial | Industrial - WA | Existing | Space Heating | Natural Gas | Unit Heater | E10 | PACT BC Ratio | 0 | 0 | 0 | 0 | 0 | 0 | 0 | 0 | 0 | 0 | 0 | 0 | 0 | 0 | 0 | 0 | 0 | 0 | 0 | 0 | 0 | 0 | 0 | 0 | 0 | 0 | 0
F4_Industrial_Industrial - WA_Existing_Space Heating_Natural Gas_Unit Heater_E1 | F4 | Industrial | Industrial - WA | Existing | Space Heating | Natural Gas | Unit Heater | E1 | RVT BC Ratio | bar: 2021 to 2047
F4_Industrial_Industrial - WA_Existing_Space Heating_Natural Gas_Unit Heater_E2 | F4 | Industrial | Industrial - WA | Existing | Space Heating | Natural Gas | Unit Heater | E2 | RVT BC Ratio | 0.5 | 0.5 | 0.5 | 0.5 | 0.5 | 0.5 | 0.5 | 0.5 | 0.5 | 0.5 | 0.5 | 0.5 | 0.5 | 0.5 | 0.5 | 0.5 | 0.5 | 0.5 | 0.5 | 0.5 | 0.5 | 0.5 | 0.5 | 0.5 | 0.5 | 0.5 | 0.5
F4_Industrial_Industrial - WA_Existing_Space Heating_Natural Gas_Unit Heater_E3 | F4 | Industrial | Industrial - WA | Existing | Space Heating | Natural Gas | Unit Heater | E3 | RVT BC Ratio | 0.5 | 0.5 | 0.5 | 0.5 | 0.5 | 0.5 | 0.5 | 0.5 | 0.5 | 0.5 | 0.5 | 0.5 | 0.5 | 0.5 | 0.5 | 0.5 | 0.5 | 0.5 | 0.5 | 0.5 | 0.5 | 0.5 | 0.5 | 0.5 | 0.5 | 0.5 | 0.5
F4_Industrial_Industrial - WA_Existing_Space Heating_Natural Gas_Unit Heater_E4 | F4 | Industrial | Industrial - WA | Existing | Space Heating | Natural Gas | Unit Heater | E4 | RVT BC Ratio | 0 | 0 | 0 | 0 | 0 | 0 | 0 | 0 | 0 | 0 | 0 | 0 | 0 | 0 | 0 | 0 | 0 | 0 | 0 | 0 | 0 | 0 | 0 | 0 | 0 | 0 | 0
F4_Industrial_Industrial - WA_Existing_Space Heating_Natural Gas_Unit Heater_E5 | F4 | Industrial | Industrial - WA | Existing | Space Heating | Natural Gas | Unit Heater | E5 | RVT BC Ratio | 0 | 0 | 0 | 0 | 0 | 0 | 0 | 0 | 0 | 0 | 0 | 0 | 0 | 0 | 0 | 0 | 0 | 0 | 0 | 0 | 0 | 0 | 0 | 0 | 0 | 0 | 0
F4_Industrial_Industrial - WA_Existing_Space Heating_Natural Gas_Unit Heater_E6 | F4 | Industrial | Industrial - WA | Existing | Space Heating | Natural Gas | Unit Heater | E6 | RVT BC Ratio | 0 | 0 | 0 | 0 | 0 | 0 | 0 | 0 | 0 | 0 | 0 | 0 | 0 | 0 | 0 | 0 | 0 | 0 | 0 | 0 | 0 | 0 | 0 | 0 | 0 | 0 | 0
F4_Industrial_Industrial - WA_Existing_Space Heating_Natural Gas_Unit Heater_E7 | F4 | Industrial | Industrial - WA | Existing | Space Heating | Natural Gas | Unit Heater | E7 | RVT BC Ratio | 0 | 0 | 0 | 0 | 0 | 0 | 0 | 0 | 0 | 0 | 0 | 0 | 0 | 0 | 0 | 0 | 0 | 0 | 0 | 0 | 0 | 0 | 0 | 0 | 0 | 0 | 0
F4_Industrial_Industrial - WA_Existing_Space Heating_Natural Gas_Unit Heater_E8 | F4 | Industrial | Industrial - WA | Existing | Space Heating | Natural Gas | Unit Heater | E8 | RVT BC Ratio | 0 | 0 | 0 | 0 | 0 | 0 | 0 | 0 | 0 | 0 | 0 | 0 | 0 | 0 | 0 | 0 | 0 | 0 | 0 | 0 | 0 | 0 | 0 | 0 | 0 | 0 | 0
F4_Industrial_Industrial - WA_Existing_Space Heating_Natural Gas_Unit Heater_E9 | F4 | Industrial | Industrial - WA | Existing | Space Heating | Natural Gas | Unit Heater | E9 | RVT BC Ratio | 0 | 0 | 0 | 0 | 0 | 0 | 0 | 0 | 0 | 0 | 0 | 0 | 0 | 0 | 0 | 0 | 0 | 0 | 0 | 0 | 0 | 0 | 0 | 0 | 0 | 0 | 0
F4_Industrial_Industrial - WA_Existing_Space Heating_Natural Gas_Unit Heater_E10 | F4 | Industrial | Industrial - WA | Existing | Space Heating | Natural Gas | Unit Heater | E10 | RVT BC Ratio | 0 | 0 | 0 | 0 | 0 | 0 | 0 | 0 | 0 | 0 | 0 | 0 | 0 | 0 | 0 | 0 | 0 | 0 | 0 | 0 | 0 | 0 | 0 | 0 | 0 | 0 | 0
F5_Industrial_Industrial - WA_Existing_Space Heating_Natural Gas_Unit Heater_E1 | F5 | Industrial | Industrial - WA | Existing | Space Heating | Natural Gas | Unit Heater | E1 | RIM BC Ratio | bar: 2021 to 2047
F5_Industrial_Industrial - WA_Existing_Space Heating_Natural Gas_Unit Heater_E2 | F5 | Industrial | Industrial - WA | Existing | Space Heating | Natural Gas | Unit Heater | E2 | RIM BC Ratio | 137.971 | 139.0201 | 139.1318 | 139.2169 | 141.2825 | 144.1882 | 144.7607 | 145.3629 | 145.7814 | 145.9468 | 145.895 | 145.6549 | 145.1732 | 144.3557 | 143.16 | 141.6723 | 139.7646 | 137.5188 | 134.851 | 131.6739 | 127.8997 | 123.6163 | 120.0714 | 117.8313 | 116.9622 | 117.5355 | 118.1117
F5_Industrial_Industrial - WA_Existing_Space Heating_Natural Gas_Unit Heater_E3 | F5 | Industrial | Industrial - WA | Existing | Space Heating | Natural Gas | Unit Heater | E3 | RIM BC Ratio | 108.3827 | 108.0941 | 107.0709 | 105.2764 | 102.513 | 99.1376 | 95.6235 | 91.5438 | 87.1488 | 82.8206 | 78.9884 | 76.1529 | 74.5386 | 74.0291 | 74.3252 | 75.0655 | 75.8802 | 76.7554 | 77.7054 | 78.7452 | 79.89 | 81.1246 | 82.2349 | 83.1237 | 83.7795 | 84.1902 | 84.6029
F5_Industrial_Industrial - WA_Existing_Space Heating_Natural Gas_Unit Heater_E4 | F5 | Industrial | Industrial - WA | Existing | Space Heating | Natural Gas | Unit Heater | E4 | RIM BC Ratio | 0 | 0 | 0 | 0 | 0 | 0 | 0 | 0 | 0 | 0 | 0 | 0 | 0 | 0 | 0 | 0 | 0 | 0 | 0 | 0 | 0 | 0 | 0 | 0 | 0 | 0 | 0
F5_Industrial_Industrial - WA_Existing_Space Heating_Natural Gas_Unit Heater_E5 | F5 | Industrial | Industrial - WA | Existing | Space Heating | Natural Gas | Unit Heater | E5 | RIM BC Ratio | 0 | 0 | 0 | 0 | 0 | 0 | 0 | 0 | 0 | 0 | 0 | 0 | 0 | 0 | 0 | 0 | 0 | 0 | 0 | 0 | 0 | 0 | 0 | 0 | 0 | 0 | 0
F5_Industrial_Industrial - WA_Existing_Space Heating_Natural Gas_Unit Heater_E6 | F5 | Industrial | Industrial - WA | Existing | Space Heating | Natural Gas | Unit Heater | E6 | RIM BC Ratio | 0 | 0 | 0 | 0 | 0 | 0 | 0 | 0 | 0 | 0 | 0 | 0 | 0 | 0 | 0 | 0 | 0 | 0 | 0 | 0 | 0 | 0 | 0 | 0 | 0 | 0 | 0
F5_Industrial_Industrial - WA_Existing_Space Heating_Natural Gas_Unit Heater_E7 | F5 | Industrial | Industrial - WA | Existing | Space Heating | Natural Gas | Unit Heater | E7 | RIM BC Ratio | 0 | 0 | 0 | 0 | 0 | 0 | 0 | 0 | 0 | 0 | 0 | 0 | 0 | 0 | 0 | 0 | 0 | 0 | 0 | 0 | 0 | 0 | 0 | 0 | 0 | 0 | 0
F5_Industrial_Industrial - WA_Existing_Space Heating_Natural Gas_Unit Heater_E8 | F5 | Industrial | Industrial - WA | Existing | Space Heating | Natural Gas | Unit Heater | E8 | RIM BC Ratio | 0 | 0 | 0 | 0 | 0 | 0 | 0 | 0 | 0 | 0 | 0 | 0 | 0 | 0 | 0 | 0 | 0 | 0 | 0 | 0 | 0 | 0 | 0 | 0 | 0 | 0 | 0
F5_Industrial_Industrial - WA_Existing_Space Heating_Natural Gas_Unit Heater_E9 | F5 | Industrial | Industrial - WA | Existing | Space Heating | Natural Gas | Unit Heater | E9 | RIM BC Ratio | 0 | 0 | 0 | 0 | 0 | 0 | 0 | 0 | 0 | 0 | 0 | 0 | 0 | 0 | 0 | 0 | 0 | 0 | 0 | 0 | 0 | 0 | 0 | 0 | 0 | 0 | 0
F5_Industrial_Industrial - WA_Existing_Space Heating_Natural Gas_Unit Heater_E10 | F5 | Industrial | Industrial - WA | Existing | Space Heating | Natural Gas | Unit Heater | E10 | RIM BC Ratio | 0 | 0 | 0 | 0 | 0 | 0 | 0 | 0 | 0 | 0 | 0 | 0 | 0 | 0 | 0 | 0 | 0 | 0 | 0 | 0 | 0 | 0 | 0 | 0 | 0 | 0 | 0
F0_Industrial_Industrial - WA_Existing_Process_Natural Gas_Process Boiler_E0 | F0 | Industrial | Industrial - WA | Existing | Process | Natural Gas | Process Boiler | E0 | Economic Unit | Standard | Standard | Standard | Standard | Standard | Standard | Standard | Standard | Standard | Standard | Standard | Standard | Standard | Standard | Standard | Standard | Standard | Standard | Standard | Standard | Standard | Standard | Standard | Standard | Standard | Standard | Standard
F1_Industrial_Industrial - WA_Existing_Process_Natural Gas_Process Boiler_E1 | F1 | Industrial | Industrial - WA | Existing | Process | Natural Gas | Process Boiler | E1 | CCE | 0 | 0 | 0 | 0 | 0 | 0 | 0 | 0 | 0 | 0 | 0 | 0 | 0 | 0 | 0 | 0 | 0 | 0 | 0 | 0 | 0 | 0 | 0 | 0 | 0 | 0 | 0
F1_Industrial_Industrial - WA_Existing_Process_Natural Gas_Process Boiler_E2 | F1 | Industrial | Industrial - WA | Existing | Process | Natural Gas | Process Boiler | E2 | CCE | 0 | 0 | 0 | 0 | 0 | 0 | 0 | 0 | 0 | 0 | 0 | 0 | 0 | 0 | 0 | 0 | 0 | 0 | 0 | 0 | 0 | 0 | 0 | 0 | 0 | 0 | 0
F1_Industrial_Industrial - WA_Existing_Process_Natural Gas_Process Boiler_E3 | F1 | Industrial | Industrial - WA | Existing | Process | Natural Gas | Process Boiler | E3 | CCE | 0 | 0 | 0 | 0 | 0 | 0 | 0 | 0 | 0 | 0 | 0 | 0 | 0 | 0 | 0 | 0 | 0 | 0 | 0 | 0 | 0 | 0 | 0 | 0 | 0 | 0 | 0
F1_Industrial_Industrial - WA_Existing_Process_Natural Gas_Process Boiler_E4 | F1 | Industrial | Industrial - WA | Existing | Process | Natural Gas | Process Boiler | E4 | CCE | 0 | 0 | 0 | 0 | 0 | 0 | 0 | 0 | 0 | 0 | 0 | 0 | 0 | 0 | 0 | 0 | 0 | 0 | 0 | 0 | 0 | 0 | 0 | 0 | 0 | 0 | 0
F1_Industrial_Industrial - WA_Existing_Process_Natural Gas_Process Boiler_E5 | F1 | Industrial | Industrial - WA | Existing | Process | Natural Gas | Process Boiler | E5 | CCE | 0 | 0 | 0 | 0 | 0 | 0 | 0 | 0 | 0 | 0 | 0 | 0 | 0 | 0 | 0 | 0 | 0 | 0 | 0 | 0 | 0 | 0 | 0 | 0 | 0 | 0 | 0
F1_Industrial_Industrial - WA_Existing_Process_Natural Gas_Process Boiler_E6 | F1 | Industrial | Industrial - WA | Existing | Process | Natural Gas | Process Boiler | E6 | CCE | 0 | 0 | 0 | 0 | 0 | 0 | 0 | 0 | 0 | 0 | 0 | 0 | 0 | 0 | 0 | 0 | 0 | 0 | 0 | 0 | 0 | 0 | 0 | 0 | 0 | 0 | 0
F1_Industrial_Industrial - WA_Existing_Process_Natural Gas_Process Boiler_E7 | F1 | Industrial | Industrial - WA | Existing | Process | Natural Gas | Process Boiler | E7 | CCE | 0 | 0 | 0 | 0 | 0 | 0 | 0 | 0 | 0 | 0 | 0 | 0 | 0 | 0 | 0 | 0 | 0 | 0 | 0 | 0 | 0 | 0 | 0 | 0 | 0 | 0 | 0
F1_Industrial_Industrial - WA_Existing_Process_Natural Gas_Process Boiler_E8 | F1 | Industrial | Industrial - WA | Existing | Process | Natural Gas | Process Boiler | E8 | CCE | 0 | 0 | 0 | 0 | 0 | 0 | 0 | 0 | 0 | 0 | 0 | 0 | 0 | 0 | 0 | 0 | 0 | 0 | 0 | 0 | 0 | 0 | 0 | 0 | 0 | 0 | 0
F1_Industrial_Industrial - WA_Existing_Process_Natural Gas_Process Boiler_E9 | F1 | Industrial | Industrial - WA | Existing | Process | Natural Gas | Process Boiler | E9 | CCE | 0 | 0 | 0 | 0 | 0 | 0 | 0 | 0 | 0 | 0 | 0 | 0 | 0 | 0 | 0 | 0 | 0 | 0 | 0 | 0 | 0 | 0 | 0 | 0 | 0 | 0 | 0
F1_Industrial_Industrial - WA_Existing_Process_Natural Gas_Process Boiler_E10 | F1 | Industrial | Industrial - WA | Existing | Process | Natural Gas | Process Boiler | E10 | CCE | 0 | 0 | 0 | 0 | 0 | 0 | 0 | 0 | 0 | 0 | 0 | 0 | 0 | 0 | 0 | 0 | 0 | 0 | 0 | 0 | 0 | 0 | 0 | 0 | 0 | 0 | 0
F2_Industrial_Industrial - WA_Existing_Process_Natural Gas_Process Boiler_E1 | F2 | Industrial | Industrial - WA | Existing | Process | Natural Gas | Process Boiler | E1 | TRC BC Ratio | bar: 2021 to 2047
F2_Industrial_Industrial - WA_Existing_Process_Natural Gas_Process Boiler_E2 | F2 | Industrial | Industrial - WA | Existing | Process | Natural Gas | Process Boiler | E2 | TRC BC Ratio | 0 | 0 | 0 | 0 | 0 | 0 | 0 | 0 | 0 | 0 | 0 | 0 | 0 | 0 | 0 | 0 | 0 | 0 | 0 | 0 | 0 | 0 | 0 | 0 | 0 | 0 | 0
F2_Industrial_Industrial - WA_Existing_Process_Natural Gas_Process Boiler_E3 | F2 | Industrial | Industrial - WA | Existing | Process | Natural Gas | Process Boiler | E3 | TRC BC Ratio | 0 | 0 | 0 | 0 | 0 | 0 | 0 | 0 | 0 | 0 | 0 | 0 | 0 | 0 | 0 | 0 | 0 | 0 | 0 | 0 | 0 | 0 | 0 | 0 | 0 | 0 | 0
F2_Industrial_Industrial - WA_Existing_Process_Natural Gas_Process Boiler_E4 | F2 | Industrial | Industrial - WA | Existing | Process | Natural Gas | Process Boiler | E4 | TRC BC Ratio | 0 | 0 | 0 | 0 | 0 | 0 | 0 | 0 | 0 | 0 | 0 | 0 | 0 | 0 | 0 | 0 | 0 | 0 | 0 | 0 | 0 | 0 | 0 | 0 | 0 | 0 | 0
F2_Industrial_Industrial - WA_Existing_Process_Natural Gas_Process Boiler_E5 | F2 | Industrial | Industrial - WA | Existing | Process | Natural Gas | Process Boiler | E5 | TRC BC Ratio | 0 | 0 | 0 | 0 | 0 | 0 | 0 | 0 | 0 | 0 | 0 | 0 | 0 | 0 | 0 | 0 | 0 | 0 | 0 | 0 | 0 | 0 | 0 | 0 | 0 | 0 | 0
F2_Industrial_Industrial - WA_Existing_Process_Natural Gas_Process Boiler_E6 | F2 | Industrial | Industrial - WA | Existing | Process | Natural Gas | Process Boiler | E6 | TRC BC Ratio | 0 | 0 | 0 | 0 | 0 | 0 | 0 | 0 | 0 | 0 | 0 | 0 | 0 | 0 | 0 | 0 | 0 | 0 | 0 | 0 | 0 | 0 | 0 | 0 | 0 | 0 | 0
F2_Industrial_Industrial - WA_Existing_Process_Natural Gas_Process Boiler_E7 | F2 | Industrial | Industrial - WA | Existing | Process | Natural Gas | Process Boiler | E7 | TRC BC Ratio | 0 | 0 | 0 | 0 | 0 | 0 | 0 | 0 | 0 | 0 | 0 | 0 | 0 | 0 | 0 | 0 | 0 | 0 | 0 | 0 | 0 | 0 | 0 | 0 | 0 | 0 | 0
F2_Industrial_Industrial - WA_Existing_Process_Natural Gas_Process Boiler_E8 | F2 | Industrial | Industrial - WA | Existing | Process | Natural Gas | Process Boiler | E8 | TRC BC Ratio | 0 | 0 | 0 | 0 | 0 | 0 | 0 | 0 | 0 | 0 | 0 | 0 | 0 | 0 | 0 | 0 | 0 | 0 | 0 | 0 | 0 | 0 | 0 | 0 | 0 | 0 | 0
F2_Industrial_Industrial - WA_Existing_Process_Natural Gas_Process Boiler_E9 | F2 | Industrial | Industrial - WA | Existing | Process | Natural Gas | Process Boiler | E9 | TRC BC Ratio | 0 | 0 | 0 | 0 | 0 | 0 | 0 | 0 | 0 | 0 | 0 | 0 | 0 | 0 | 0 | 0 | 0 | 0 | 0 | 0 | 0 | 0 | 0 | 0 | 0 | 0 | 0
F2_Industrial_Industrial - WA_Existing_Process_Natural Gas_Process Boiler_E10 | F2 | Industrial | Industrial - WA | Existing | Process | Natural Gas | Process Boiler | E10 | TRC BC Ratio | 0 | 0 | 0 | 0 | 0 | 0 | 0 | 0 | 0 | 0 | 0 | 0 | 0 | 0 | 0 | 0 | 0 | 0 | 0 | 0 | 0 | 0 | 0 | 0 | 0 | 0 | 0
F3_Industrial_Industrial - WA_Existing_Process_Natural Gas_Process Boiler_E1 | F3 | Industrial | Industrial - WA | Existing | Process | Natural Gas | Process Boiler | E1 | PACT BC Ratio | bar: 2021 to 2047
F3_Industrial_Industrial - WA_Existing_Process_Natural Gas_Process Boiler_E2 | F3 | Industrial | Industrial - WA | Existing | Process | Natural Gas | Process Boiler | E2 | PACT BC Ratio | 0 | 0 | 0 | 0 | 0 | 0 | 0 | 0 | 0 | 0 | 0 | 0 | 0 | 0 | 0 | 0 | 0 | 0 | 0 | 0 | 0 | 0 | 0 | 0 | 0 | 0 | 0
F3_Industrial_Industrial - WA_Existing_Process_Natural Gas_Process Boiler_E3 | F3 | Industrial | Industrial - WA | Existing | Process | Natural Gas | Process Boiler | E3 | PACT BC Ratio | 0 | 0 | 0 | 0 | 0 | 0 | 0 | 0 | 0 | 0 | 0 | 0 | 0 | 0 | 0 | 0 | 0 | 0 | 0 | 0 | 0 | 0 | 0 | 0 | 0 | 0 | 0
F3_Industrial_Industrial - WA_Existing_Process_Natural Gas_Process Boiler_E4 | F3 | Industrial | Industrial - WA | Existing | Process | Natural Gas | Process Boiler | E4 | PACT BC Ratio | 0 | 0 | 0 | 0 | 0 | 0 | 0 | 0 | 0 | 0 | 0 | 0 | 0 | 0 | 0 | 0 | 0 | 0 | 0 | 0 | 0 | 0 | 0 | 0 | 0 | 0 | 0
F3_Industrial_Industrial - WA_Existing_Process_Natural Gas_Process Boiler_E5 | F3 | Industrial | Industrial - WA | Existing | Process | Natural Gas | Process Boiler | E5 | PACT BC Ratio | 0 | 0 | 0 | 0 | 0 | 0 | 0 | 0 | 0 | 0 | 0 | 0 | 0 | 0 | 0 | 0 | 0 | 0 | 0 | 0 | 0 | 0 | 0 | 0 | 0 | 0 | 0
F3_Industrial_Industrial - WA_Existing_Process_Natural Gas_Process Boiler_E6 | F3 | Industrial | Industrial - WA | Existing | Process | Natural Gas | Process Boiler | E6 | PACT BC Ratio | 0 | 0 | 0 | 0 | 0 | 0 | 0 | 0 | 0 | 0 | 0 | 0 | 0 | 0 | 0 | 0 | 0 | 0 | 0 | 0 | 0 | 0 | 0 | 0 | 0 | 0 | 0
F3_Industrial_Industrial - WA_Existing_Process_Natural Gas_Process Boiler_E7 | F3 | Industrial | Industrial - WA | Existing | Process | Natural Gas | Process Boiler | E7 | PACT BC Ratio | 0 | 0 | 0 | 0 | 0 | 0 | 0 | 0 | 0 | 0 | 0 | 0 | 0 | 0 | 0 | 0 | 0 | 0 | 0 | 0 | 0 | 0 | 0 | 0 | 0 | 0 | 0
F3_Industrial_Industrial - WA_Existing_Process_Natural Gas_Process Boiler_E8 | F3 | Industrial | Industrial - WA | Existing | Process | Natural Gas | Process Boiler | E8 | PACT BC Ratio | 0 | 0 | 0 | 0 | 0 | 0 | 0 | 0 | 0 | 0 | 0 | 0 | 0 | 0 | 0 | 0 | 0 | 0 | 0 | 0 | 0 | 0 | 0 | 0 | 0 | 0 | 0
F3_Industrial_Industrial - WA_Existing_Process_Natural Gas_Process Boiler_E9 | F3 | Industrial | Industrial - WA | Existing | Process | Natural Gas | Process Boiler | E9 | PACT BC Ratio | 0 | 0 | 0 | 0 | 0 | 0 | 0 | 0 | 0 | 0 | 0 | 0 | 0 | 0 | 0 | 0 | 0 | 0 | 0 | 0 | 0 | 0 | 0 | 0 | 0 | 0 | 0
F3_Industrial_Industrial - WA_Existing_Process_Natural Gas_Process Boiler_E10 | F3 | Industrial | Industrial - WA | Existing | Process | Natural Gas | Process Boiler | E10 | PACT BC Ratio | 0 | 0 | 0 | 0 | 0 | 0 | 0 | 0 | 0 | 0 | 0 | 0 | 0 | 0 | 0 | 0 | 0 | 0 | 0 | 0 | 0 | 0 | 0 | 0 | 0 | 0 | 0
F4_Industrial_Industrial - WA_Existing_Process_Natural Gas_Process Boiler_E1 | F4 | Industrial | Industrial - WA | Existing | Process | Natural Gas | Process Boiler | E1 | RVT BC Ratio | bar: 2021 to 2047
F4_Industrial_Industrial - WA_Existing_Process_Natural Gas_Process Boiler_E2 | F4 | Industrial | Industrial - WA | Existing | Process | Natural Gas | Process Boiler | E2 | RVT BC Ratio | 0 | 0 | 0 | 0 | 0 | 0 | 0 | 0 | 0 | 0 | 0 | 0 | 0 | 0 | 0 | 0 | 0 | 0 | 0 | 0 | 0 | 0 | 0 | 0 | 0 | 0 | 0
F4_Industrial_Industrial - WA_Existing_Process_Natural Gas_Process Boiler_E3 | F4 | Industrial | Industrial - WA | Existing | Process | Natural Gas | Process Boiler | E3 | RVT BC Ratio | 0 | 0 | 0 | 0 | 0 | 0 | 0 | 0 | 0 | 0 | 0 | 0 | 0 | 0 | 0 | 0 | 0 | 0 | 0 | 0 | 0 | 0 | 0 | 0 | 0 | 0 | 0
F4_Industrial_Industrial - WA_Existing_Process_Natural Gas_Process Boiler_E4 | F4 | Industrial | Industrial - WA | Existing | Process | Natural Gas | Process Boiler | E4 | RVT BC Ratio | 0 | 0 | 0 | 0 | 0 | 0 | 0 | 0 | 0 | 0 | 0 | 0 | 0 | 0 | 0 | 0 | 0 | 0 | 0 | 0 | 0 | 0 | 0 | 0 | 0 | 0 | 0
F4_Industrial_Industrial - WA_Existing_Process_Natural Gas_Process Boiler_E5 | F4 | Industrial | Industrial - WA | Existing | Process | Natural Gas | Process Boiler | E5 | RVT BC Ratio | 0 | 0 | 0 | 0 | 0 | 0 | 0 | 0 | 0 | 0 | 0 | 0 | 0 | 0 | 0 | 0 | 0 | 0 | 0 | 0 | 0 | 0 | 0 | 0 | 0 | 0 | 0
F4_Industrial_Industrial - WA_Existing_Process_Natural Gas_Process Boiler_E6 | F4 | Industrial | Industrial - WA | Existing | Process | Natural Gas | Process Boiler | E6 | RVT BC Ratio | 0 | 0 | 0 | 0 | 0 | 0 | 0 | 0 | 0 | 0 | 0 | 0 | 0 | 0 | 0 | 0 | 0 | 0 | 0 | 0 | 0 | 0 | 0 | 0 | 0 | 0 | 0
F4_Industrial_Industrial - WA_Existing_Process_Natural Gas_Process Boiler_E7 | F4 | Industrial | Industrial - WA | Existing | Process | Natural Gas | Process Boiler | E7 | RVT BC Ratio | 0 | 0 | 0 | 0 | 0 | 0 | 0 | 0 | 0 | 0 | 0 | 0 | 0 | 0 | 0 | 0 | 0 | 0 | 0 | 0 | 0 | 0 | 0 | 0 | 0 | 0 | 0
F4_Industrial_Industrial - WA_Existing_Process_Natural Gas_Process Boiler_E8 | F4 | Industrial | Industrial - WA | Existing | Process | Natural Gas | Process Boiler | E8 | RVT BC Ratio | 0 | 0 | 0 | 0 | 0 | 0 | 0 | 0 | 0 | 0 | 0 | 0 | 0 | 0 | 0 | 0 | 0 | 0 | 0 | 0 | 0 | 0 | 0 | 0 | 0 | 0 | 0
F4_Industrial_Industrial - WA_Existing_Process_Natural Gas_Process Boiler_E9 | F4 | Industrial | Industrial - WA | Existing | Process | Natural Gas | Process Boiler | E9 | RVT BC Ratio | 0 | 0 | 0 | 0 | 0 | 0 | 0 | 0 | 0 | 0 | 0 | 0 | 0 | 0 | 0 | 0 | 0 | 0 | 0 | 0 | 0 | 0 | 0 | 0 | 0 | 0 | 0
F4_Industrial_Industrial - WA_Existing_Process_Natural Gas_Process Boiler_E10 | F4 | Industrial | Industrial - WA | Existing | Process | Natural Gas | Process Boiler | E10 | RVT BC Ratio | 0 | 0 | 0 | 0 | 0 | 0 | 0 | 0 | 0 | 0 | 0 | 0 | 0 | 0 | 0 | 0 | 0 | 0 | 0 | 0 | 0 | 0 | 0 | 0 | 0 | 0 | 0
F5_Industrial_Industrial - WA_Existing_Process_Natural Gas_Process Boiler_E1 | F5 | Industrial | Industrial - WA | Existing | Process | Natural Gas | Process Boiler | E1 | RIM BC Ratio | bar: 2021 to 2047
F5_Industrial_Industrial - WA_Existing_Process_Natural Gas_Process Boiler_E2 | F5 | Industrial | Industrial - WA | Existing | Process | Natural Gas | Process Boiler | E2 | RIM BC Ratio | 0 | 0 | 0 | 0 | 0 | 0 | 0 | 0 | 0 | 0 | 0 | 0 | 0 | 0 | 0 | 0 | 0 | 0 | 0 | 0 | 0 | 0 | 0 | 0 | 0 | 0 | 0
F5_Industrial_Industrial - WA_Existing_Process_Natural Gas_Process Boiler_E3 | F5 | Industrial | Industrial - WA | Existing | Process | Natural Gas | Process Boiler | E3 | RIM BC Ratio | 0 | 0 | 0 | 0 | 0 | 0 | 0 | 0 | 0 | 0 | 0 | 0 | 0 | 0 | 0 | 0 | 0 | 0 | 0 | 0 | 0 | 0 | 0 | 0 | 0 | 0 | 0
F5_Industrial_Industrial - WA_Existing_Process_Natural Gas_Process Boiler_E4 | F5 | Industrial | Industrial - WA | Existing | Process | Natural Gas | Process Boiler | E4 | RIM BC Ratio | 0 | 0 | 0 | 0 | 0 | 0 | 0 | 0 | 0 | 0 | 0 | 0 | 0 | 0 | 0 | 0 | 0 | 0 | 0 | 0 | 0 | 0 | 0 | 0 | 0 | 0 | 0
F5_Industrial_Industrial - WA_Existing_Process_Natural Gas_Process Boiler_E5 | F5 | Industrial | Industrial - WA | Existing | Process | Natural Gas | Process Boiler | E5 | RIM BC Ratio | 0 | 0 | 0 | 0 | 0 | 0 | 0 | 0 | 0 | 0 | 0 | 0 | 0 | 0 | 0 | 0 | 0 | 0 | 0 | 0 | 0 | 0 | 0 | 0 | 0 | 0 | 0
F5_Industrial_Industrial - WA_Existing_Process_Natural Gas_Process Boiler_E6 | F5 | Industrial | Industrial - WA | Existing | Process | Natural Gas | Process Boiler | E6 | RIM BC Ratio | 0 | 0 | 0 | 0 | 0 | 0 | 0 | 0 | 0 | 0 | 0 | 0 | 0 | 0 | 0 | 0 | 0 | 0 | 0 | 0 | 0 | 0 | 0 | 0 | 0 | 0 | 0
F5_Industrial_Industrial - WA_Existing_Process_Natural Gas_Process Boiler_E7 | F5 | Industrial | Industrial - WA | Existing | Process | Natural Gas | Process Boiler | E7 | RIM BC Ratio | 0 | 0 | 0 | 0 | 0 | 0 | 0 | 0 | 0 | 0 | 0 | 0 | 0 | 0 | 0 | 0 | 0 | 0 | 0 | 0 | 0 | 0 | 0 | 0 | 0 | 0 | 0
F5_Industrial_Industrial - WA_Existing_Process_Natural Gas_Process Boiler_E8 | F5 | Industrial | Industrial - WA | Existing | Process | Natural Gas | Process Boiler | E8 | RIM BC Ratio | 0 | 0 | 0 | 0 | 0 | 0 | 0 | 0 | 0 | 0 | 0 | 0 | 0 | 0 | 0 | 0 | 0 | 0 | 0 | 0 | 0 | 0 | 0 | 0 | 0 | 0 | 0
F5_Industrial_Industrial - WA_Existing_Process_Natural Gas_Process Boiler_E9 | F5 | Industrial | Industrial - WA | Existing | Process | Natural Gas | Process Boiler | E9 | RIM BC Ratio | 0 | 0 | 0 | 0 | 0 | 0 | 0 | 0 | 0 | 0 | 0 | 0 | 0 | 0 | 0 | 0 | 0 | 0 | 0 | 0 | 0 | 0 | 0 | 0 | 0 | 0 | 0
F5_Industrial_Industrial - WA_Existing_Process_Natural Gas_Process Boiler_E10 | F5 | Industrial | Industrial - WA | Existing | Process | Natural Gas | Process Boiler | E10 | RIM BC Ratio | 0 | 0 | 0 | 0 | 0 | 0 | 0 | 0 | 0 | 0 | 0 | 0 | 0 | 0 | 0 | 0 | 0 | 0 | 0 | 0 | 0 | 0 | 0 | 0 | 0 | 0 | 0
F0_Industrial_Industrial - WA_Existing_Process_Natural Gas_Process Heating_E0 | F0 | Industrial | Industrial - WA | Existing | Process | Natural Gas | Process Heating | E0 | Economic Unit | Standard | Standard | Standard | Standard | Standard | Standard | Standard | Standard | Standard | Standard | Standard | Standard | Standard | Standard | Standard | Standard | Standard | Standard | Standard | Standard | Standard | Standard | Standard | Standard | Standard | Standard | Standard
F1_Industrial_Industrial - WA_Existing_Process_Natural Gas_Process Heating_E1 | F1 | Industrial | Industrial - WA | Existing | Process | Natural Gas | Process Heating | E1 | CCE | 0 | 0 | 0 | 0 | 0 | 0 | 0 | 0 | 0 | 0 | 0 | 0 | 0 | 0 | 0 | 0 | 0 | 0 | 0 | 0 | 0 | 0 | 0 | 0 | 0 | 0 | 0
F1_Industrial_Industrial - WA_Existing_Process_Natural Gas_Process Heating_E2 | F1 | Industrial | Industrial - WA | Existing | Process | Natural Gas | Process Heating | E2 | CCE | 0 | 0 | 0 | 0 | 0 | 0 | 0 | 0 | 0 | 0 | 0 | 0 | 0 | 0 | 0 | 0 | 0 | 0 | 0 | 0 | 0 | 0 | 0 | 0 | 0 | 0 | 0
F1_Industrial_Industrial - WA_Existing_Process_Natural Gas_Process Heating_E3 | F1 | Industrial | Industrial - WA | Existing | Process | Natural Gas | Process Heating | E3 | CCE | 0 | 0 | 0 | 0 | 0 | 0 | 0 | 0 | 0 | 0 | 0 | 0 | 0 | 0 | 0 | 0 | 0 | 0 | 0 | 0 | 0 | 0 | 0 | 0 | 0 | 0 | 0
F1_Industrial_Industrial - WA_Existing_Process_Natural Gas_Process Heating_E4 | F1 | Industrial | Industrial - WA | Existing | Process | Natural Gas | Process Heating | E4 | CCE | 0 | 0 | 0 | 0 | 0 | 0 | 0 | 0 | 0 | 0 | 0 | 0 | 0 | 0 | 0 | 0 | 0 | 0 | 0 | 0 | 0 | 0 | 0 | 0 | 0 | 0 | 0
F1_Industrial_Industrial - WA_Existing_Process_Natural Gas_Process Heating_E5 | F1 | Industrial | Industrial - WA | Existing | Process | Natural Gas | Process Heating | E5 | CCE | 0 | 0 | 0 | 0 | 0 | 0 | 0 | 0 | 0 | 0 | 0 | 0 | 0 | 0 | 0 | 0 | 0 | 0 | 0 | 0 | 0 | 0 | 0 | 0 | 0 | 0 | 0
F1_Industrial_Industrial - WA_Existing_Process_Natural Gas_Process Heating_E6 | F1 | Industrial | Industrial - WA | Existing | Process | Natural Gas | Process Heating | E6 | CCE | 0 | 0 | 0 | 0 | 0 | 0 | 0 | 0 | 0 | 0 | 0 | 0 | 0 | 0 | 0 | 0 | 0 | 0 | 0 | 0 | 0 | 0 | 0 | 0 | 0 | 0 | 0
F1_Industrial_Industrial - WA_Existing_Process_Natural Gas_Process Heating_E7 | F1 | Industrial | Industrial - WA | Existing | Process | Natural Gas | Process Heating | E7 | CCE | 0 | 0 | 0 | 0 | 0 | 0 | 0 | 0 | 0 | 0 | 0 | 0 | 0 | 0 | 0 | 0 | 0 | 0 | 0 | 0 | 0 | 0 | 0 | 0 | 0 | 0 | 0
F1_Industrial_Industrial - WA_Existing_Process_Natural Gas_Process Heating_E8 | F1 | Industrial | Industrial - WA | Existing | Process | Natural Gas | Process Heating | E8 | CCE | 0 | 0 | 0 | 0 | 0 | 0 | 0 | 0 | 0 | 0 | 0 | 0 | 0 | 0 | 0 | 0 | 0 | 0 | 0 | 0 | 0 | 0 | 0 | 0 | 0 | 0 | 0
F1_Industrial_Industrial - WA_Existing_Process_Natural Gas_Process Heating_E9 | F1 | Industrial | Industrial - WA | Existing | Process | Natural Gas | Process Heating | E9 | CCE | 0 | 0 | 0 | 0 | 0 | 0 | 0 | 0 | 0 | 0 | 0 | 0 | 0 | 0 | 0 | 0 | 0 | 0 | 0 | 0 | 0 | 0 | 0 | 0 | 0 | 0 | 0
F1_Industrial_Industrial - WA_Existing_Process_Natural Gas_Process Heating_E10 | F1 | Industrial | Industrial - WA | Existing | Process | Natural Gas | Process Heating | E10 | CCE | 0 | 0 | 0 | 0 | 0 | 0 | 0 | 0 | 0 | 0 | 0 | 0 | 0 | 0 | 0 | 0 | 0 | 0 | 0 | 0 | 0 | 0 | 0 | 0 | 0 | 0 | 0
F2_Industrial_Industrial - WA_Existing_Process_Natural Gas_Process Heating_E1 | F2 | Industrial | Industrial - WA | Existing | Process | Natural Gas | Process Heating | E1 | TRC BC Ratio | bar: 2021 to 2047
F2_Industrial_Industrial - WA_Existing_Process_Natural Gas_Process Heating_E2 | F2 | Industrial | Industrial - WA | Existing | Process | Natural Gas | Process Heating | E2 | TRC BC Ratio | 0 | 0 | 0 | 0 | 0 | 0 | 0 | 0 | 0 | 0 | 0 | 0 | 0 | 0 | 0 | 0 | 0 | 0 | 0 | 0 | 0 | 0 | 0 | 0 | 0 | 0 | 0
F2_Industrial_Industrial - WA_Existing_Process_Natural Gas_Process Heating_E3 | F2 | Industrial | Industrial - WA | Existing | Process | Natural Gas | Process Heating | E3 | TRC BC Ratio | 0 | 0 | 0 | 0 | 0 | 0 | 0 | 0 | 0 | 0 | 0 | 0 | 0 | 0 | 0 | 0 | 0 | 0 | 0 | 0 | 0 | 0 | 0 | 0 | 0 | 0 | 0
F2_Industrial_Industrial - WA_Existing_Process_Natural Gas_Process Heating_E4 | F2 | Industrial | Industrial - WA | Existing | Process | Natural Gas | Process Heating | E4 | TRC BC Ratio | 0 | 0 | 0 | 0 | 0 | 0 | 0 | 0 | 0 | 0 | 0 | 0 | 0 | 0 | 0 | 0 | 0 | 0 | 0 | 0 | 0 | 0 | 0 | 0 | 0 | 0 | 0
F2_Industrial_Industrial - WA_Existing_Process_Natural Gas_Process Heating_E5 | F2 | Industrial | Industrial - WA | Existing | Process | Natural Gas | Process Heating | E5 | TRC BC Ratio | 0 | 0 | 0 | 0 | 0 | 0 | 0 | 0 | 0 | 0 | 0 | 0 | 0 | 0 | 0 | 0 | 0 | 0 | 0 | 0 | 0 | 0 | 0 | 0 | 0 | 0 | 0
F2_Industrial_Industrial - WA_Existing_Process_Natural Gas_Process Heating_E6 | F2 | Industrial | Industrial - WA | Existing | Process | Natural Gas | Process Heating | E6 | TRC BC Ratio | 0 | 0 | 0 | 0 | 0 | 0 | 0 | 0 | 0 | 0 | 0 | 0 | 0 | 0 | 0 | 0 | 0 | 0 | 0 | 0 | 0 | 0 | 0 | 0 | 0 | 0 | 0
F2_Industrial_Industrial - WA_Existing_Process_Natural Gas_Process Heating_E7 | F2 | Industrial | Industrial - WA | Existing | Process | Natural Gas | Process Heating | E7 | TRC BC Ratio | 0 | 0 | 0 | 0 | 0 | 0 | 0 | 0 | 0 | 0 | 0 | 0 | 0 | 0 | 0 | 0 | 0 | 0 | 0 | 0 | 0 | 0 | 0 | 0 | 0 | 0 | 0
F2_Industrial_Industrial - WA_Existing_Process_Natural Gas_Process Heating_E8 | F2 | Industrial | Industrial - WA | Existing | Process | Natural Gas | Process Heating | E8 | TRC BC Ratio | 0 | 0 | 0 | 0 | 0 | 0 | 0 | 0 | 0 | 0 | 0 | 0 | 0 | 0 | 0 | 0 | 0 | 0 | 0 | 0 | 0 | 0 | 0 | 0 | 0 | 0 | 0
F2_Industrial_Industrial - WA_Existing_Process_Natural Gas_Process Heating_E9 | F2 | Industrial | Industrial - WA | Existing | Process | Natural Gas | Process Heating | E9 | TRC BC Ratio | 0 | 0 | 0 | 0 | 0 | 0 | 0 | 0 | 0 | 0 | 0 | 0 | 0 | 0 | 0 | 0 | 0 | 0 | 0 | 0 | 0 | 0 | 0 | 0 | 0 | 0 | 0
F2_Industrial_Industrial - WA_Existing_Process_Natural Gas_Process Heating_E10 | F2 | Industrial | Industrial - WA | Existing | Process | Natural Gas | Process Heating | E10 | TRC BC Ratio | 0 | 0 | 0 | 0 | 0 | 0 | 0 | 0 | 0 | 0 | 0 | 0 | 0 | 0 | 0 | 0 | 0 | 0 | 0 | 0 | 0 | 0 | 0 | 0 | 0 | 0 | 0
F3_Industrial_Industrial - WA_Existing_Process_Natural Gas_Process Heating_E1 | F3 | Industrial | Industrial - WA | Existing | Process | Natural Gas | Process Heating | E1 | PACT BC Ratio | bar: 2021 to 2047
F3_Industrial_Industrial - WA_Existing_Process_Natural Gas_Process Heating_E2 | F3 | Industrial | Industrial - WA | Existing | Process | Natural Gas | Process Heating | E2 | PACT BC Ratio | 0 | 0 | 0 | 0 | 0 | 0 | 0 | 0 | 0 | 0 | 0 | 0 | 0 | 0 | 0 | 0 | 0 | 0 | 0 | 0 | 0 | 0 | 0 | 0 | 0 | 0 | 0
F3_Industrial_Industrial - WA_Existing_Process_Natural Gas_Process Heating_E3 | F3 | Industrial | Industrial - WA | Existing | Process | Natural Gas | Process Heating | E3 | PACT BC Ratio | 0 | 0 | 0 | 0 | 0 | 0 | 0 | 0 | 0 | 0 | 0 | 0 | 0 | 0 | 0 | 0 | 0 | 0 | 0 | 0 | 0 | 0 | 0 | 0 | 0 | 0 | 0
F3_Industrial_Industrial - WA_Existing_Process_Natural Gas_Process Heating_E4 | F3 | Industrial | Industrial - WA | Existing | Process | Natural Gas | Process Heating | E4 | PACT BC Ratio | 0 | 0 | 0 | 0 | 0 | 0 | 0 | 0 | 0 | 0 | 0 | 0 | 0 | 0 | 0 | 0 | 0 | 0 | 0 | 0 | 0 | 0 | 0 | 0 | 0 | 0 | 0
F3_Industrial_Industrial - WA_Existing_Process_Natural Gas_Process Heating_E5 | F3 | Industrial | Industrial - WA | Existing | Process | Natural Gas | Process Heating | E5 | PACT BC Ratio | 0 | 0 | 0 | 0 | 0 | 0 | 0 | 0 | 0 | 0 | 0 | 0 | 0 | 0 | 0 | 0 | 0 | 0 | 0 | 0 | 0 | 0 | 0 | 0 | 0 | 0 | 0
F3_Industrial_Industrial - WA_Existing_Process_Natural Gas_Process Heating_E6 | F3 | Industrial | Industrial - WA | Existing | Process | Natural Gas | Process Heating | E6 | PACT BC Ratio | 0 | 0 | 0 | 0 | 0 | 0 | 0 | 0 | 0 | 0 | 0 | 0 | 0 | 0 | 0 | 0 | 0 | 0 | 0 | 0 | 0 | 0 | 0 | 0 | 0 | 0 | 0
F3_Industrial_Industrial - WA_Existing_Process_Natural Gas_Process Heating_E7 | F3 | Industrial | Industrial - WA | Existing | Process | Natural Gas | Process Heating | E7 | PACT BC Ratio | 0 | 0 | 0 | 0 | 0 | 0 | 0 | 0 | 0 | 0 | 0 | 0 | 0 | 0 | 0 | 0 | 0 | 0 | 0 | 0 | 0 | 0 | 0 | 0 | 0 | 0 | 0
F3_Industrial_Industrial - WA_Existing_Process_Natural Gas_Process Heating_E8 | F3 | Industrial | Industrial - WA | Existing | Process | Natural Gas | Process Heating | E8 | PACT BC Ratio | 0 | 0 | 0 | 0 | 0 | 0 | 0 | 0 | 0 | 0 | 0 | 0 | 0 | 0 | 0 | 0 | 0 | 0 | 0 | 0 | 0 | 0 | 0 | 0 | 0 | 0 | 0
F3_Industrial_Industrial - WA_Existing_Process_Natural Gas_Process Heating_E9 | F3 | Industrial | Industrial - WA | Existing | Process | Natural Gas | Process Heating | E9 | PACT BC Ratio | 0 | 0 | 0 | 0 | 0 | 0 | 0 | 0 | 0 | 0 | 0 | 0 | 0 | 0 | 0 | 0 | 0 | 0 | 0 | 0 | 0 | 0 | 0 | 0 | 0 | 0 | 0
F3_Industrial_Industrial - WA_Existing_Process_Natural Gas_Process Heating_E10 | F3 | Industrial | Industrial - WA | Existing | Process | Natural Gas | Process Heating | E10 | PACT BC Ratio | 0 | 0 | 0 | 0 | 0 | 0 | 0 | 0 | 0 | 0 | 0 | 0 | 0 | 0 | 0 | 0 | 0 | 0 | 0 | 0 | 0 | 0 | 0 | 0 | 0 | 0 | 0
F4_Industrial_Industrial - WA_Existing_Process_Natural Gas_Process Heating_E1 | F4 | Industrial | Industrial - WA | Existing | Process | Natural Gas | Process Heating | E1 | RVT BC Ratio | bar: 2021 to 2047
F4_Industrial_Industrial - WA_Existing_Process_Natural Gas_Process Heating_E2 | F4 | Industrial | Industrial - WA | Existing | Process | Natural Gas | Process Heating | E2 | RVT BC Ratio | 0 | 0 | 0 | 0 | 0 | 0 | 0 | 0 | 0 | 0 | 0 | 0 | 0 | 0 | 0 | 0 | 0 | 0 | 0 | 0 | 0 | 0 | 0 | 0 | 0 | 0 | 0
F4_Industrial_Industrial - WA_Existing_Process_Natural Gas_Process Heating_E3 | F4 | Industrial | Industrial - WA | Existing | Process | Natural Gas | Process Heating | E3 | RVT BC Ratio | 0 | 0 | 0 | 0 | 0 | 0 | 0 | 0 | 0 | 0 | 0 | 0 | 0 | 0 | 0 | 0 | 0 | 0 | 0 | 0 | 0 | 0 | 0 | 0 | 0 | 0 | 0
F4_Industrial_Industrial - WA_Existing_Process_Natural Gas_Process Heating_E4 | F4 | Industrial | Industrial - WA | Existing | Process | Natural Gas | Process Heating | E4 | RVT BC Ratio | 0 | 0 | 0 | 0 | 0 | 0 | 0 | 0 | 0 | 0 | 0 | 0 | 0 | 0 | 0 | 0 | 0 | 0 | 0 | 0 | 0 | 0 | 0 | 0 | 0 | 0 | 0
F4_Industrial_Industrial - WA_Existing_Process_Natural Gas_Process Heating_E5 | F4 | Industrial | Industrial - WA | Existing | Process | Natural Gas | Process Heating | E5 | RVT BC Ratio | 0 | 0 | 0 | 0 | 0 | 0 | 0 | 0 | 0 | 0 | 0 | 0 | 0 | 0 | 0 | 0 | 0 | 0 | 0 | 0 | 0 | 0 | 0 | 0 | 0 | 0 | 0
F4_Industrial_Industrial - WA_Existing_Process_Natural Gas_Process Heating_E6 | F4 | Industrial | Industrial - WA | Existing | Process | Natural Gas | Process Heating | E6 | RVT BC Ratio | 0 | 0 | 0 | 0 | 0 | 0 | 0 | 0 | 0 | 0 | 0 | 0 | 0 | 0 | 0 | 0 | 0 | 0 | 0 | 0 | 0 | 0 | 0 | 0 | 0 | 0 | 0
F4_Industrial_Industrial - WA_Existing_Process_Natural Gas_Process Heating_E7 | F4 | Industrial | Industrial - WA | Existing | Process | Natural Gas | Process Heating | E7 | RVT BC Ratio | 0 | 0 | 0 | 0 | 0 | 0 | 0 | 0 | 0 | 0 | 0 | 0 | 0 | 0 | 0 | 0 | 0 | 0 | 0 | 0 | 0 | 0 | 0 | 0 | 0 | 0 | 0
F4_Industrial_Industrial - WA_Existing_Process_Natural Gas_Process Heating_E8 | F4 | Industrial | Industrial - WA | Existing | Process | Natural Gas | Process Heating | E8 | RVT BC Ratio | 0 | 0 | 0 | 0 | 0 | 0 | 0 | 0 | 0 | 0 | 0 | 0 | 0 | 0 | 0 | 0 | 0 | 0 | 0 | 0 | 0 | 0 | 0 | 0 | 0 | 0 | 0
F4_Industrial_Industrial - WA_Existing_Process_Natural Gas_Process Heating_E9 | F4 | Industrial | Industrial - WA | Existing | Process | Natural Gas | Process Heating | E9 | RVT BC Ratio | 0 | 0 | 0 | 0 | 0 | 0 | 0 | 0 | 0 | 0 | 0 | 0 | 0 | 0 | 0 | 0 | 0 | 0 | 0 | 0 | 0 | 0 | 0 | 0 | 0 | 0 | 0
F4_Industrial_Industrial - WA_Existing_Process_Natural Gas_Process Heating_E10 | F4 | Industrial | Industrial - WA | Existing | Process | Natural Gas | Process Heating | E10 | RVT BC Ratio | 0 | 0 | 0 | 0 | 0 | 0 | 0 | 0 | 0 | 0 | 0 | 0 | 0 | 0 | 0 | 0 | 0 | 0 | 0 | 0 | 0 | 0 | 0 | 0 | 0 | 0 | 0
F5_Industrial_Industrial - WA_Existing_Process_Natural Gas_Process Heating_E1 | F5 | Industrial | Industrial - WA | Existing | Process | Natural Gas | Process Heating | E1 | RIM BC Ratio | bar: 2021 to 2047
F5_Industrial_Industrial - WA_Existing_Process_Natural Gas_Process Heating_E2 | F5 | Industrial | Industrial - WA | Existing | Process | Natural Gas | Process Heating | E2 | RIM BC Ratio | 0 | 0 | 0 | 0 | 0 | 0 | 0 | 0 | 0 | 0 | 0 | 0 | 0 | 0 | 0 | 0 | 0 | 0 | 0 | 0 | 0 | 0 | 0 | 0 | 0 | 0 | 0
F5_Industrial_Industrial - WA_Existing_Process_Natural Gas_Process Heating_E3 | F5 | Industrial | Industrial - WA | Existing | Process | Natural Gas | Process Heating | E3 | RIM BC Ratio | 0 | 0 | 0 | 0 | 0 | 0 | 0 | 0 | 0 | 0 | 0 | 0 | 0 | 0 | 0 | 0 | 0 | 0 | 0 | 0 | 0 | 0 | 0 | 0 | 0 | 0 | 0
F5_Industrial_Industrial - WA_Existing_Process_Natural Gas_Process Heating_E4 | F5 | Industrial | Industrial - WA | Existing | Process | Natural Gas | Process Heating | E4 | RIM BC Ratio | 0 | 0 | 0 | 0 | 0 | 0 | 0 | 0 | 0 | 0 | 0 | 0 | 0 | 0 | 0 | 0 | 0 | 0 | 0 | 0 | 0 | 0 | 0 | 0 | 0 | 0 | 0
F5_Industrial_Industrial - WA_Existing_Process_Natural Gas_Process Heating_E5 | F5 | Industrial | Industrial - WA | Existing | Process | Natural Gas | Process Heating | E5 | RIM BC Ratio | 0 | 0 | 0 | 0 | 0 | 0 | 0 | 0 | 0 | 0 | 0 | 0 | 0 | 0 | 0 | 0 | 0 | 0 | 0 | 0 | 0 | 0 | 0 | 0 | 0 | 0 | 0
F5_Industrial_Industrial - WA_Existing_Process_Natural Gas_Process Heating_E6 | F5 | Industrial | Industrial - WA | Existing | Process | Natural Gas | Process Heating | E6 | RIM BC Ratio | 0 | 0 | 0 | 0 | 0 | 0 | 0 | 0 | 0 | 0 | 0 | 0 | 0 | 0 | 0 | 0 | 0 | 0 | 0 | 0 | 0 | 0 | 0 | 0 | 0 | 0 | 0
F5_Industrial_Industrial - WA_Existing_Process_Natural Gas_Process Heating_E7 | F5 | Industrial | Industrial - WA | Existing | Process | Natural Gas | Process Heating | E7 | RIM BC Ratio | 0 | 0 | 0 | 0 | 0 | 0 | 0 | 0 | 0 | 0 | 0 | 0 | 0 | 0 | 0 | 0 | 0 | 0 | 0 | 0 | 0 | 0 | 0 | 0 | 0 | 0 | 0
F5_Industrial_Industrial - WA_Existing_Process_Natural Gas_Process Heating_E8 | F5 | Industrial | Industrial - WA | Existing | Process | Natural Gas | Process Heating | E8 | RIM BC Ratio | 0 | 0 | 0 | 0 | 0 | 0 | 0 | 0 | 0 | 0 | 0 | 0 | 0 | 0 | 0 | 0 | 0 | 0 | 0 | 0 | 0 | 0 | 0 | 0 | 0 | 0 | 0
F5_Industrial_Industrial - WA_Existing_Process_Natural Gas_Process Heating_E9 | F5 | Industrial | Industrial - WA | Existing | Process | Natural Gas | Process Heating | E9 | RIM BC Ratio | 0 | 0 | 0 | 0 | 0 | 0 | 0 | 0 | 0 | 0 | 0 | 0 | 0 | 0 | 0 | 0 | 0 | 0 | 0 | 0 | 0 | 0 | 0 | 0 | 0 | 0 | 0
F5_Industrial_Industrial - WA_Existing_Process_Natural Gas_Process Heating_E10 | F5 | Industrial | Industrial - WA | Existing | Process | Natural Gas | Process Heating | E10 | RIM BC Ratio | 0 | 0 | 0 | 0 | 0 | 0 | 0 | 0 | 0 | 0 | 0 | 0 | 0 | 0 | 0 | 0 | 0 | 0 | 0 | 0 | 0 | 0 | 0 | 0 | 0 | 0 | 0
F0_Industrial_Industrial - WA_Existing_Process_Natural Gas_Process Cooling_E0 | F0 | Industrial | Industrial - WA | Existing | Process | Natural Gas | Process Cooling | E0 | Economic Unit | Standard | Standard | Standard | Standard | Standard | Standard | Standard | Standard | Standard | Standard | Standard | Standard | Standard | Standard | Standard | Standard | Standard | Standard | Standard | Standard | Standard | Standard | Standard | Standard | Standard | Standard | Standard
F1_Industrial_Industrial - WA_Existing_Process_Natural Gas_Process Cooling_E1 | F1 | Industrial | Industrial - WA | Existing | Process | Natural Gas | Process Cooling | E1 | CCE | 0 | 0 | 0 | 0 | 0 | 0 | 0 | 0 | 0 | 0 | 0 | 0 | 0 | 0 | 0 | 0 | 0 | 0 | 0 | 0 | 0 | 0 | 0 | 0 | 0 | 0 | 0
F1_Industrial_Industrial - WA_Existing_Process_Natural Gas_Process Cooling_E2 | F1 | Industrial | Industrial - WA | Existing | Process | Natural Gas | Process Cooling | E2 | CCE | 0 | 0 | 0 | 0 | 0 | 0 | 0 | 0 | 0 | 0 | 0 | 0 | 0 | 0 | 0 | 0 | 0 | 0 | 0 | 0 | 0 | 0 | 0 | 0 | 0 | 0 | 0
F1_Industrial_Industrial - WA_Existing_Process_Natural Gas_Process Cooling_E3 | F1 | Industrial | Industrial - WA | Existing | Process | Natural Gas | Process Cooling | E3 | CCE | 0 | 0 | 0 | 0 | 0 | 0 | 0 | 0 | 0 | 0 | 0 | 0 | 0 | 0 | 0 | 0 | 0 | 0 | 0 | 0 | 0 | 0 | 0 | 0 | 0 | 0 | 0
F1_Industrial_Industrial - WA_Existing_Process_Natural Gas_Process Cooling_E4 | F1 | Industrial | Industrial - WA | Existing | Process | Natural Gas | Process Cooling | E4 | CCE | 0 | 0 | 0 | 0 | 0 | 0 | 0 | 0 | 0 | 0 | 0 | 0 | 0 | 0 | 0 | 0 | 0 | 0 | 0 | 0 | 0 | 0 | 0 | 0 | 0 | 0 | 0
F1_Industrial_Industrial - WA_Existing_Process_Natural Gas_Process Cooling_E5 | F1 | Industrial | Industrial - WA | Existing | Process | Natural Gas | Process Cooling | E5 | CCE | 0 | 0 | 0 | 0 | 0 | 0 | 0 | 0 | 0 | 0 | 0 | 0 | 0 | 0 | 0 | 0 | 0 | 0 | 0 | 0 | 0 | 0 | 0 | 0 | 0 | 0 | 0
F1_Industrial_Industrial - WA_Existing_Process_Natural Gas_Process Cooling_E6 | F1 | Industrial | Industrial - WA | Existing | Process | Natural Gas | Process Cooling | E6 | CCE | 0 | 0 | 0 | 0 | 0 | 0 | 0 | 0 | 0 | 0 | 0 | 0 | 0 | 0 | 0 | 0 | 0 | 0 | 0 | 0 | 0 | 0 | 0 | 0 | 0 | 0 | 0
F1_Industrial_Industrial - WA_Existing_Process_Natural Gas_Process Cooling_E7 | F1 | Industrial | Industrial - WA | Existing | Process | Natural Gas | Process Cooling | E7 | CCE | 0 | 0 | 0 | 0 | 0 | 0 | 0 | 0 | 0 | 0 | 0 | 0 | 0 | 0 | 0 | 0 | 0 | 0 | 0 | 0 | 0 | 0 | 0 | 0 | 0 | 0 | 0
F1_Industrial_Industrial - WA_Existing_Process_Natural Gas_Process Cooling_E8 | F1 | Industrial | Industrial - WA | Existing | Process | Natural Gas | Process Cooling | E8 | CCE | 0 | 0 | 0 | 0 | 0 | 0 | 0 | 0 | 0 | 0 | 0 | 0 | 0 | 0 | 0 | 0 | 0 | 0 | 0 | 0 | 0 | 0 | 0 | 0 | 0 | 0 | 0
F1_Industrial_Industrial - WA_Existing_Process_Natural Gas_Process Cooling_E9 | F1 | Industrial | Industrial - WA | Existing | Process | Natural Gas | Process Cooling | E9 | CCE | 0 | 0 | 0 | 0 | 0 | 0 | 0 | 0 | 0 | 0 | 0 | 0 | 0 | 0 | 0 | 0 | 0 | 0 | 0 | 0 | 0 | 0 | 0 | 0 | 0 | 0 | 0
F1_Industrial_Industrial - WA_Existing_Process_Natural Gas_Process Cooling_E10 | F1 | Industrial | Industrial - WA | Existing | Process | Natural Gas | Process Cooling | E10 | CCE | 0 | 0 | 0 | 0 | 0 | 0 | 0 | 0 | 0 | 0 | 0 | 0 | 0 | 0 | 0 | 0 | 0 | 0 | 0 | 0 | 0 | 0 | 0 | 0 | 0 | 0 | 0
F2_Industrial_Industrial - WA_Existing_Process_Natural Gas_Process Cooling_E1 | F2 | Industrial | Industrial - WA | Existing | Process | Natural Gas | Process Cooling | E1 | TRC BC Ratio | bar: 2021 to 2047
F2_Industrial_Industrial - WA_Existing_Process_Natural Gas_Process Cooling_E2 | F2 | Industrial | Industrial - WA | Existing | Process | Natural Gas | Process Cooling | E2 | TRC BC Ratio | 0 | 0 | 0 | 0 | 0 | 0 | 0 | 0 | 0 | 0 | 0 | 0 | 0 | 0 | 0 | 0 | 0 | 0 | 0 | 0 | 0 | 0 | 0 | 0 | 0 | 0 | 0
F2_Industrial_Industrial - WA_Existing_Process_Natural Gas_Process Cooling_E3 | F2 | Industrial | Industrial - WA | Existing | Process | Natural Gas | Process Cooling | E3 | TRC BC Ratio | 0 | 0 | 0 | 0 | 0 | 0 | 0 | 0 | 0 | 0 | 0 | 0 | 0 | 0 | 0 | 0 | 0 | 0 | 0 | 0 | 0 | 0 | 0 | 0 | 0 | 0 | 0
F2_Industrial_Industrial - WA_Existing_Process_Natural Gas_Process Cooling_E4 | F2 | Industrial | Industrial - WA | Existing | Process | Natural Gas | Process Cooling | E4 | TRC BC Ratio | 0 | 0 | 0 | 0 | 0 | 0 | 0 | 0 | 0 | 0 | 0 | 0 | 0 | 0 | 0 | 0 | 0 | 0 | 0 | 0 | 0 | 0 | 0 | 0 | 0 | 0 | 0
F2_Industrial_Industrial - WA_Existing_Process_Natural Gas_Process Cooling_E5 | F2 | Industrial | Industrial - WA | Existing | Process | Natural Gas | Process Cooling | E5 | TRC BC Ratio | 0 | 0 | 0 | 0 | 0 | 0 | 0 | 0 | 0 | 0 | 0 | 0 | 0 | 0 | 0 | 0 | 0 | 0 | 0 | 0 | 0 | 0 | 0 | 0 | 0 | 0 | 0
F2_Industrial_Industrial - WA_Existing_Process_Natural Gas_Process Cooling_E6 | F2 | Industrial | Industrial - WA | Existing | Process | Natural Gas | Process Cooling | E6 | TRC BC Ratio | 0 | 0 | 0 | 0 | 0 | 0 | 0 | 0 | 0 | 0 | 0 | 0 | 0 | 0 | 0 | 0 | 0 | 0 | 0 | 0 | 0 | 0 | 0 | 0 | 0 | 0 | 0
F2_Industrial_Industrial - WA_Existing_Process_Natural Gas_Process Cooling_E7 | F2 | Industrial | Industrial - WA | Existing | Process | Natural Gas | Process Cooling | E7 | TRC BC Ratio | 0 | 0 | 0 | 0 | 0 | 0 | 0 | 0 | 0 | 0 | 0 | 0 | 0 | 0 | 0 | 0 | 0 | 0 | 0 | 0 | 0 | 0 | 0 | 0 | 0 | 0 | 0
F2_Industrial_Industrial - WA_Existing_Process_Natural Gas_Process Cooling_E8 | F2 | Industrial | Industrial - WA | Existing | Process | Natural Gas | Process Cooling | E8 | TRC BC Ratio | 0 | 0 | 0 | 0 | 0 | 0 | 0 | 0 | 0 | 0 | 0 | 0 | 0 | 0 | 0 | 0 | 0 | 0 | 0 | 0 | 0 | 0 | 0 | 0 | 0 | 0 | 0
F2_Industrial_Industrial - WA_Existing_Process_Natural Gas_Process Cooling_E9 | F2 | Industrial | Industrial - WA | Existing | Process | Natural Gas | Process Cooling | E9 | TRC BC Ratio | 0 | 0 | 0 | 0 | 0 | 0 | 0 | 0 | 0 | 0 | 0 | 0 | 0 | 0 | 0 | 0 | 0 | 0 | 0 | 0 | 0 | 0 | 0 | 0 | 0 | 0 | 0
F2_Industrial_Industrial - WA_Existing_Process_Natural Gas_Process Cooling_E10 | F2 | Industrial | Industrial - WA | Existing | Process | Natural Gas | Process Cooling | E10 | TRC BC Ratio | 0 | 0 | 0 | 0 | 0 | 0 | 0 | 0 | 0 | 0 | 0 | 0 | 0 | 0 | 0 | 0 | 0 | 0 | 0 | 0 | 0 | 0 | 0 | 0 | 0 | 0 | 0
F3_Industrial_Industrial - WA_Existing_Process_Natural Gas_Process Cooling_E1 | F3 | Industrial | Industrial - WA | Existing | Process | Natural Gas | Process Cooling | E1 | PACT BC Ratio | bar: 2021 to 2047
F3_Industrial_Industrial - WA_Existing_Process_Natural Gas_Process Cooling_E2 | F3 | Industrial | Industrial - WA | Existing | Process | Natural Gas | Process Cooling | E2 | PACT BC Ratio | 0 | 0 | 0 | 0 | 0 | 0 | 0 | 0 | 0 | 0 | 0 | 0 | 0 | 0 | 0 | 0 | 0 | 0 | 0 | 0 | 0 | 0 | 0 | 0 | 0 | 0 | 0
F3_Industrial_Industrial - WA_Existing_Process_Natural Gas_Process Cooling_E3 | F3 | Industrial | Industrial - WA | Existing | Process | Natural Gas | Process Cooling | E3 | PACT BC Ratio | 0 | 0 | 0 | 0 | 0 | 0 | 0 | 0 | 0 | 0 | 0 | 0 | 0 | 0 | 0 | 0 | 0 | 0 | 0 | 0 | 0 | 0 | 0 | 0 | 0 | 0 | 0
F3_Industrial_Industrial - WA_Existing_Process_Natural Gas_Process Cooling_E4 | F3 | Industrial | Industrial - WA | Existing | Process | Natural Gas | Process Cooling | E4 | PACT BC Ratio | 0 | 0 | 0 | 0 | 0 | 0 | 0 | 0 | 0 | 0 | 0 | 0 | 0 | 0 | 0 | 0 | 0 | 0 | 0 | 0 | 0 | 0 | 0 | 0 | 0 | 0 | 0
F3_Industrial_Industrial - WA_Existing_Process_Natural Gas_Process Cooling_E5 | F3 | Industrial | Industrial - WA | Existing | Process | Natural Gas | Process Cooling | E5 | PACT BC Ratio | 0 | 0 | 0 | 0 | 0 | 0 | 0 | 0 | 0 | 0 | 0 | 0 | 0 | 0 | 0 | 0 | 0 | 0 | 0 | 0 | 0 | 0 | 0 | 0 | 0 | 0 | 0
F3_Industrial_Industrial - WA_Existing_Process_Natural Gas_Process Cooling_E6 | F3 | Industrial | Industrial - WA | Existing | Process | Natural Gas | Process Cooling | E6 | PACT BC Ratio | 0 | 0 | 0 | 0 | 0 | 0 | 0 | 0 | 0 | 0 | 0 | 0 | 0 | 0 | 0 | 0 | 0 | 0 | 0 | 0 | 0 | 0 | 0 | 0 | 0 | 0 | 0
F3_Industrial_Industrial - WA_Existing_Process_Natural Gas_Process Cooling_E7 | F3 | Industrial | Industrial - WA | Existing | Process | Natural Gas | Process Cooling | E7 | PACT BC Ratio | 0 | 0 | 0 | 0 | 0 | 0 | 0 | 0 | 0 | 0 | 0 | 0 | 0 | 0 | 0 | 0 | 0 | 0 | 0 | 0 | 0 | 0 | 0 | 0 | 0 | 0 | 0
F3_Industrial_Industrial - WA_Existing_Process_Natural Gas_Process Cooling_E8 | F3 | Industrial | Industrial - WA | Existing | Process | Natural Gas | Process Cooling | E8 | PACT BC Ratio | 0 | 0 | 0 | 0 | 0 | 0 | 0 | 0 | 0 | 0 | 0 | 0 | 0 | 0 | 0 | 0 | 0 | 0 | 0 | 0 | 0 | 0 | 0 | 0 | 0 | 0 | 0
F3_Industrial_Industrial - WA_Existing_Process_Natural Gas_Process Cooling_E9 | F3 | Industrial | Industrial - WA | Existing | Process | Natural Gas | Process Cooling | E9 | PACT BC Ratio | 0 | 0 | 0 | 0 | 0 | 0 | 0 | 0 | 0 | 0 | 0 | 0 | 0 | 0 | 0 | 0 | 0 | 0 | 0 | 0 | 0 | 0 | 0 | 0 | 0 | 0 | 0
F3_Industrial_Industrial - WA_Existing_Process_Natural Gas_Process Cooling_E10 | F3 | Industrial | Industrial - WA | Existing | Process | Natural Gas | Process Cooling | E10 | PACT BC Ratio | 0 | 0 | 0 | 0 | 0 | 0 | 0 | 0 | 0 | 0 | 0 | 0 | 0 | 0 | 0 | 0 | 0 | 0 | 0 | 0 | 0 | 0 | 0 | 0 | 0 | 0 | 0
F4_Industrial_Industrial - WA_Existing_Process_Natural Gas_Process Cooling_E1 | F4 | Industrial | Industrial - WA | Existing | Process | Natural Gas | Process Cooling | E1 | RVT BC Ratio | bar: 2021 to 2047
F4_Industrial_Industrial - WA_Existing_Process_Natural Gas_Process Cooling_E2 | F4 | Industrial | Industrial - WA | Existing | Process | Natural Gas | Process Cooling | E2 | RVT BC Ratio | 0 | 0 | 0 | 0 | 0 | 0 | 0 | 0 | 0 | 0 | 0 | 0 | 0 | 0 | 0 | 0 | 0 | 0 | 0 | 0 | 0 | 0 | 0 | 0 | 0 | 0 | 0
F4_Industrial_Industrial - WA_Existing_Process_Natural Gas_Process Cooling_E3 | F4 | Industrial | Industrial - WA | Existing | Process | Natural Gas | Process Cooling | E3 | RVT BC Ratio | 0 | 0 | 0 | 0 | 0 | 0 | 0 | 0 | 0 | 0 | 0 | 0 | 0 | 0 | 0 | 0 | 0 | 0 | 0 | 0 | 0 | 0 | 0 | 0 | 0 | 0 | 0
F4_Industrial_Industrial - WA_Existing_Process_Natural Gas_Process Cooling_E4 | F4 | Industrial | Industrial - WA | Existing | Process | Natural Gas | Process Cooling | E4 | RVT BC Ratio | 0 | 0 | 0 | 0 | 0 | 0 | 0 | 0 | 0 | 0 | 0 | 0 | 0 | 0 | 0 | 0 | 0 | 0 | 0 | 0 | 0 | 0 | 0 | 0 | 0 | 0 | 0
F4_Industrial_Industrial - WA_Existing_Process_Natural Gas_Process Cooling_E5 | F4 | Industrial | Industrial - WA | Existing | Process | Natural Gas | Process Cooling | E5 | RVT BC Ratio | 0 | 0 | 0 | 0 | 0 | 0 | 0 | 0 | 0 | 0 | 0 | 0 | 0 | 0 | 0 | 0 | 0 | 0 | 0 | 0 | 0 | 0 | 0 | 0 | 0 | 0 | 0
F4_Industrial_Industrial - WA_Existing_Process_Natural Gas_Process Cooling_E6 | F4 | Industrial | Industrial - WA | Existing | Process | Natural Gas | Process Cooling | E6 | RVT BC Ratio | 0 | 0 | 0 | 0 | 0 | 0 | 0 | 0 | 0 | 0 | 0 | 0 | 0 | 0 | 0 | 0 | 0 | 0 | 0 | 0 | 0 | 0 | 0 | 0 | 0 | 0 | 0
F4_Industrial_Industrial - WA_Existing_Process_Natural Gas_Process Cooling_E7 | F4 | Industrial | Industrial - WA | Existing | Process | Natural Gas | Process Cooling | E7 | RVT BC Ratio | 0 | 0 | 0 | 0 | 0 | 0 | 0 | 0 | 0 | 0 | 0 | 0 | 0 | 0 | 0 | 0 | 0 | 0 | 0 | 0 | 0 | 0 | 0 | 0 | 0 | 0 | 0
F4_Industrial_Industrial - WA_Existing_Process_Natural Gas_Process Cooling_E8 | F4 | Industrial | Industrial - WA | Existing | Process | Natural Gas | Process Cooling | E8 | RVT BC Ratio | 0 | 0 | 0 | 0 | 0 | 0 | 0 | 0 | 0 | 0 | 0 | 0 | 0 | 0 | 0 | 0 | 0 | 0 | 0 | 0 | 0 | 0 | 0 | 0 | 0 | 0 | 0
F4_Industrial_Industrial - WA_Existing_Process_Natural Gas_Process Cooling_E9 | F4 | Industrial | Industrial - WA | Existing | Process | Natural Gas | Process Cooling | E9 | RVT BC Ratio | 0 | 0 | 0 | 0 | 0 | 0 | 0 | 0 | 0 | 0 | 0 | 0 | 0 | 0 | 0 | 0 | 0 | 0 | 0 | 0 | 0 | 0 | 0 | 0 | 0 | 0 | 0
F4_Industrial_Industrial - WA_Existing_Process_Natural Gas_Process Cooling_E10 | F4 | Industrial | Industrial - WA | Existing | Process | Natural Gas | Process Cooling | E10 | RVT BC Ratio | 0 | 0 | 0 | 0 | 0 | 0 | 0 | 0 | 0 | 0 | 0 | 0 | 0 | 0 | 0 | 0 | 0 | 0 | 0 | 0 | 0 | 0 | 0 | 0 | 0 | 0 | 0
F5_Industrial_Industrial - WA_Existing_Process_Natural Gas_Process Cooling_E1 | F5 | Industrial | Industrial - WA | Existing | Process | Natural Gas | Process Cooling | E1 | RIM BC Ratio | bar: 2021 to 2047
F5_Industrial_Industrial - WA_Existing_Process_Natural Gas_Process Cooling_E2 | F5 | Industrial | Industrial - WA | Existing | Process | Natural Gas | Process Cooling | E2 | RIM BC Ratio | 0 | 0 | 0 | 0 | 0 | 0 | 0 | 0 | 0 | 0 | 0 | 0 | 0 | 0 | 0 | 0 | 0 | 0 | 0 | 0 | 0 | 0 | 0 | 0 | 0 | 0 | 0
F5_Industrial_Industrial - WA_Existing_Process_Natural Gas_Process Cooling_E3 | F5 | Industrial | Industrial - WA | Existing | Process | Natural Gas | Process Cooling | E3 | RIM BC Ratio | 0 | 0 | 0 | 0 | 0 | 0 | 0 | 0 | 0 | 0 | 0 | 0 | 0 | 0 | 0 | 0 | 0 | 0 | 0 | 0 | 0 | 0 | 0 | 0 | 0 | 0 | 0
F5_Industrial_Industrial - WA_Existing_Process_Natural Gas_Process Cooling_E4 | F5 | Industrial | Industrial - WA | Existing | Process | Natural Gas | Process Cooling | E4 | RIM BC Ratio | 0 | 0 | 0 | 0 | 0 | 0 | 0 | 0 | 0 | 0 | 0 | 0 | 0 | 0 | 0 | 0 | 0 | 0 | 0 | 0 | 0 | 0 | 0 | 0 | 0 | 0 | 0
F5_Industrial_Industrial - WA_Existing_Process_Natural Gas_Process Cooling_E5 | F5 | Industrial | Industrial - WA | Existing | Process | Natural Gas | Process Cooling | E5 | RIM BC Ratio | 0 | 0 | 0 | 0 | 0 | 0 | 0 | 0 | 0 | 0 | 0 | 0 | 0 | 0 | 0 | 0 | 0 | 0 | 0 | 0 | 0 | 0 | 0 | 0 | 0 | 0 | 0
F5_Industrial_Industrial - WA_Existing_Process_Natural Gas_Process Cooling_E6 | F5 | Industrial | Industrial - WA | Existing | Process | Natural Gas | Process Cooling | E6 | RIM BC Ratio | 0 | 0 | 0 | 0 | 0 | 0 | 0 | 0 | 0 | 0 | 0 | 0 | 0 | 0 | 0 | 0 | 0 | 0 | 0 | 0 | 0 | 0 | 0 | 0 | 0 | 0 | 0
F5_Industrial_Industrial - WA_Existing_Process_Natural Gas_Process Cooling_E7 | F5 | Industrial | Industrial - WA | Existing | Process | Natural Gas | Process Cooling | E7 | RIM BC Ratio | 0 | 0 | 0 | 0 | 0 | 0 | 0 | 0 | 0 | 0 | 0 | 0 | 0 | 0 | 0 | 0 | 0 | 0 | 0 | 0 | 0 | 0 | 0 | 0 | 0 | 0 | 0
F5_Industrial_Industrial - WA_Existing_Process_Natural Gas_Process Cooling_E8 | F5 | Industrial | Industrial - WA | Existing | Process | Natural Gas | Process Cooling | E8 | RIM BC Ratio | 0 | 0 | 0 | 0 | 0 | 0 | 0 | 0 | 0 | 0 | 0 | 0 | 0 | 0 | 0 | 0 | 0 | 0 | 0 | 0 | 0 | 0 | 0 | 0 | 0 | 0 | 0
F5_Industrial_Industrial - WA_Existing_Process_Natural Gas_Process Cooling_E9 | F5 | Industrial | Industrial - WA | Existing | Process | Natural Gas | Process Cooling | E9 | RIM BC Ratio | 0 | 0 | 0 | 0 | 0 | 0 | 0 | 0 | 0 | 0 | 0 | 0 | 0 | 0 | 0 | 0 | 0 | 0 | 0 | 0 | 0 | 0 | 0 | 0 | 0 | 0 | 0
F5_Industrial_Industrial - WA_Existing_Process_Natural Gas_Process Cooling_E10 | F5 | Industrial | Industrial - WA | Existing | Process | Natural Gas | Process Cooling | E10 | RIM BC Ratio | 0 | 0 | 0 | 0 | 0 | 0 | 0 | 0 | 0 | 0 | 0 | 0 | 0 | 0 | 0 | 0 | 0 | 0 | 0 | 0 | 0 | 0 | 0 | 0 | 0 | 0 | 0
F0_Industrial_Industrial - WA_Existing_Process_Natural Gas_Other Process_E0 | F0 | Industrial | Industrial - WA | Existing | Process | Natural Gas | Other Process | E0 | Economic Unit | Standard | Standard | Standard | Standard | Standard | Standard | Standard | Standard | Standard | Standard | Standard | Standard | Standard | Standard | Standard | Standard | Standard | Standard | Standard | Standard | Standard | Standard | Standard | Standard | Standard | Standard | Standard
F1_Industrial_Industrial - WA_Existing_Process_Natural Gas_Other Process_E1 | F1 | Industrial | Industrial - WA | Existing | Process | Natural Gas | Other Process | E1 | CCE | 0 | 0 | 0 | 0 | 0 | 0 | 0 | 0 | 0 | 0 | 0 | 0 | 0 | 0 | 0 | 0 | 0 | 0 | 0 | 0 | 0 | 0 | 0 | 0 | 0 | 0 | 0
F1_Industrial_Industrial - WA_Existing_Process_Natural Gas_Other Process_E2 | F1 | Industrial | Industrial - WA | Existing | Process | Natural Gas | Other Process | E2 | CCE | 0 | 0 | 0 | 0 | 0 | 0 | 0 | 0 | 0 | 0 | 0 | 0 | 0 | 0 | 0 | 0 | 0 | 0 | 0 | 0 | 0 | 0 | 0 | 0 | 0 | 0 | 0
F1_Industrial_Industrial - WA_Existing_Process_Natural Gas_Other Process_E3 | F1 | Industrial | Industrial - WA | Existing | Process | Natural Gas | Other Process | E3 | CCE | 0 | 0 | 0 | 0 | 0 | 0 | 0 | 0 | 0 | 0 | 0 | 0 | 0 | 0 | 0 | 0 | 0 | 0 | 0 | 0 | 0 | 0 | 0 | 0 | 0 | 0 | 0
F1_Industrial_Industrial - WA_Existing_Process_Natural Gas_Other Process_E4 | F1 | Industrial | Industrial - WA | Existing | Process | Natural Gas | Other Process | E4 | CCE | 0 | 0 | 0 | 0 | 0 | 0 | 0 | 0 | 0 | 0 | 0 | 0 | 0 | 0 | 0 | 0 | 0 | 0 | 0 | 0 | 0 | 0 | 0 | 0 | 0 | 0 | 0
F1_Industrial_Industrial - WA_Existing_Process_Natural Gas_Other Process_E5 | F1 | Industrial | Industrial - WA | Existing | Process | Natural Gas | Other Process | E5 | CCE | 0 | 0 | 0 | 0 | 0 | 0 | 0 | 0 | 0 | 0 | 0 | 0 | 0 | 0 | 0 | 0 | 0 | 0 | 0 | 0 | 0 | 0 | 0 | 0 | 0 | 0 | 0
F1_Industrial_Industrial - WA_Existing_Process_Natural Gas_Other Process_E6 | F1 | Industrial | Industrial - WA | Existing | Process | Natural Gas | Other Process | E6 | CCE | 0 | 0 | 0 | 0 | 0 | 0 | 0 | 0 | 0 | 0 | 0 | 0 | 0 | 0 | 0 | 0 | 0 | 0 | 0 | 0 | 0 | 0 | 0 | 0 | 0 | 0 | 0
F1_Industrial_Industrial - WA_Existing_Process_Natural Gas_Other Process_E7 | F1 | Industrial | Industrial - WA | Existing | Process | Natural Gas | Other Process | E7 | CCE | 0 | 0 | 0 | 0 | 0 | 0 | 0 | 0 | 0 | 0 | 0 | 0 | 0 | 0 | 0 | 0 | 0 | 0 | 0 | 0 | 0 | 0 | 0 | 0 | 0 | 0 | 0
F1_Industrial_Industrial - WA_Existing_Process_Natural Gas_Other Process_E8 | F1 | Industrial | Industrial - WA | Existing | Process | Natural Gas | Other Process | E8 | CCE | 0 | 0 | 0 | 0 | 0 | 0 | 0 | 0 | 0 | 0 | 0 | 0 | 0 | 0 | 0 | 0 | 0 | 0 | 0 | 0 | 0 | 0 | 0 | 0 | 0 | 0 | 0
F1_Industrial_Industrial - WA_Existing_Process_Natural Gas_Other Process_E9 | F1 | Industrial | Industrial - WA | Existing | Process | Natural Gas | Other Process | E9 | CCE | 0 | 0 | 0 | 0 | 0 | 0 | 0 | 0 | 0 | 0 | 0 | 0 | 0 | 0 | 0 | 0 | 0 | 0 | 0 | 0 | 0 | 0 | 0 | 0 | 0 | 0 | 0
F1_Industrial_Industrial - WA_Existing_Process_Natural Gas_Other Process_E10 | F1 | Industrial | Industrial - WA | Existing | Process | Natural Gas | Other Process | E10 | CCE | 0 | 0 | 0 | 0 | 0 | 0 | 0 | 0 | 0 | 0 | 0 | 0 | 0 | 0 | 0 | 0 | 0 | 0 | 0 | 0 | 0 | 0 | 0 | 0 | 0 | 0 | 0
F2_Industrial_Industrial - WA_Existing_Process_Natural Gas_Other Process_E1 | F2 | Industrial | Industrial - WA | Existing | Process | Natural Gas | Other Process | E1 | TRC BC Ratio | bar: 2021 to 2047
F2_Industrial_Industrial - WA_Existing_Process_Natural Gas_Other Process_E2 | F2 | Industrial | Industrial - WA | Existing | Process | Natural Gas | Other Process | E2 | TRC BC Ratio | 0 | 0 | 0 | 0 | 0 | 0 | 0 | 0 | 0 | 0 | 0 | 0 | 0 | 0 | 0 | 0 | 0 | 0 | 0 | 0 | 0 | 0 | 0 | 0 | 0 | 0 | 0
F2_Industrial_Industrial - WA_Existing_Process_Natural Gas_Other Process_E3 | F2 | Industrial | Industrial - WA | Existing | Process | Natural Gas | Other Process | E3 | TRC BC Ratio | 0 | 0 | 0 | 0 | 0 | 0 | 0 | 0 | 0 | 0 | 0 | 0 | 0 | 0 | 0 | 0 | 0 | 0 | 0 | 0 | 0 | 0 | 0 | 0 | 0 | 0 | 0
F2_Industrial_Industrial - WA_Existing_Process_Natural Gas_Other Process_E4 | F2 | Industrial | Industrial - WA | Existing | Process | Natural Gas | Other Process | E4 | TRC BC Ratio | 0 | 0 | 0 | 0 | 0 | 0 | 0 | 0 | 0 | 0 | 0 | 0 | 0 | 0 | 0 | 0 | 0 | 0 | 0 | 0 | 0 | 0 | 0 | 0 | 0 | 0 | 0
F2_Industrial_Industrial - WA_Existing_Process_Natural Gas_Other Process_E5 | F2 | Industrial | Industrial - WA | Existing | Process | Natural Gas | Other Process | E5 | TRC BC Ratio | 0 | 0 | 0 | 0 | 0 | 0 | 0 | 0 | 0 | 0 | 0 | 0 | 0 | 0 | 0 | 0 | 0 | 0 | 0 | 0 | 0 | 0 | 0 | 0 | 0 | 0 | 0
F2_Industrial_Industrial - WA_Existing_Process_Natural Gas_Other Process_E6 | F2 | Industrial | Industrial - WA | Existing | Process | Natural Gas | Other Process | E6 | TRC BC Ratio | 0 | 0 | 0 | 0 | 0 | 0 | 0 | 0 | 0 | 0 | 0 | 0 | 0 | 0 | 0 | 0 | 0 | 0 | 0 | 0 | 0 | 0 | 0 | 0 | 0 | 0 | 0
F2_Industrial_Industrial - WA_Existing_Process_Natural Gas_Other Process_E7 | F2 | Industrial | Industrial - WA | Existing | Process | Natural Gas | Other Process | E7 | TRC BC Ratio | 0 | 0 | 0 | 0 | 0 | 0 | 0 | 0 | 0 | 0 | 0 | 0 | 0 | 0 | 0 | 0 | 0 | 0 | 0 | 0 | 0 | 0 | 0 | 0 | 0 | 0 | 0
F2_Industrial_Industrial - WA_Existing_Process_Natural Gas_Other Process_E8 | F2 | Industrial | Industrial - WA | Existing | Process | Natural Gas | Other Process | E8 | TRC BC Ratio | 0 | 0 | 0 | 0 | 0 | 0 | 0 | 0 | 0 | 0 | 0 | 0 | 0 | 0 | 0 | 0 | 0 | 0 | 0 | 0 | 0 | 0 | 0 | 0 | 0 | 0 | 0
F2_Industrial_Industrial - WA_Existing_Process_Natural Gas_Other Process_E9 | F2 | Industrial | Industrial - WA | Existing | Process | Natural Gas | Other Process | E9 | TRC BC Ratio | 0 | 0 | 0 | 0 | 0 | 0 | 0 | 0 | 0 | 0 | 0 | 0 | 0 | 0 | 0 | 0 | 0 | 0 | 0 | 0 | 0 | 0 | 0 | 0 | 0 | 0 | 0
F2_Industrial_Industrial - WA_Existing_Process_Natural Gas_Other Process_E10 | F2 | Industrial | Industrial - WA | Existing | Process | Natural Gas | Other Process | E10 | TRC BC Ratio | 0 | 0 | 0 | 0 | 0 | 0 | 0 | 0 | 0 | 0 | 0 | 0 | 0 | 0 | 0 | 0 | 0 | 0 | 0 | 0 | 0 | 0 | 0 | 0 | 0 | 0 | 0
F3_Industrial_Industrial - WA_Existing_Process_Natural Gas_Other Process_E1 | F3 | Industrial | Industrial - WA | Existing | Process | Natural Gas | Other Process | E1 | PACT BC Ratio | bar: 2021 to 2047
F3_Industrial_Industrial - WA_Existing_Process_Natural Gas_Other Process_E2 | F3 | Industrial | Industrial - WA | Existing | Process | Natural Gas | Other Process | E2 | PACT BC Ratio | 0 | 0 | 0 | 0 | 0 | 0 | 0 | 0 | 0 | 0 | 0 | 0 | 0 | 0 | 0 | 0 | 0 | 0 | 0 | 0 | 0 | 0 | 0 | 0 | 0 | 0 | 0
F3_Industrial_Industrial - WA_Existing_Process_Natural Gas_Other Process_E3 | F3 | Industrial | Industrial - WA | Existing | Process | Natural Gas | Other Process | E3 | PACT BC Ratio | 0 | 0 | 0 | 0 | 0 | 0 | 0 | 0 | 0 | 0 | 0 | 0 | 0 | 0 | 0 | 0 | 0 | 0 | 0 | 0 | 0 | 0 | 0 | 0 | 0 | 0 | 0
F3_Industrial_Industrial - WA_Existing_Process_Natural Gas_Other Process_E4 | F3 | Industrial | Industrial - WA | Existing | Process | Natural Gas | Other Process | E4 | PACT BC Ratio | 0 | 0 | 0 | 0 | 0 | 0 | 0 | 0 | 0 | 0 | 0 | 0 | 0 | 0 | 0 | 0 | 0 | 0 | 0 | 0 | 0 | 0 | 0 | 0 | 0 | 0 | 0
F3_Industrial_Industrial - WA_Existing_Process_Natural Gas_Other Process_E5 | F3 | Industrial | Industrial - WA | Existing | Process | Natural Gas | Other Process | E5 | PACT BC Ratio | 0 | 0 | 0 | 0 | 0 | 0 | 0 | 0 | 0 | 0 | 0 | 0 | 0 | 0 | 0 | 0 | 0 | 0 | 0 | 0 | 0 | 0 | 0 | 0 | 0 | 0 | 0
F3_Industrial_Industrial - WA_Existing_Process_Natural Gas_Other Process_E6 | F3 | Industrial | Industrial - WA | Existing | Process | Natural Gas | Other Process | E6 | PACT BC Ratio | 0 | 0 | 0 | 0 | 0 | 0 | 0 | 0 | 0 | 0 | 0 | 0 | 0 | 0 | 0 | 0 | 0 | 0 | 0 | 0 | 0 | 0 | 0 | 0 | 0 | 0 | 0
F3_Industrial_Industrial - WA_Existing_Process_Natural Gas_Other Process_E7 | F3 | Industrial | Industrial - WA | Existing | Process | Natural Gas | Other Process | E7 | PACT BC Ratio | 0 | 0 | 0 | 0 | 0 | 0 | 0 | 0 | 0 | 0 | 0 | 0 | 0 | 0 | 0 | 0 | 0 | 0 | 0 | 0 | 0 | 0 | 0 | 0 | 0 | 0 | 0
F3_Industrial_Industrial - WA_Existing_Process_Natural Gas_Other Process_E8 | F3 | Industrial | Industrial - WA | Existing | Process | Natural Gas | Other Process | E8 | PACT BC Ratio | 0 | 0 | 0 | 0 | 0 | 0 | 0 | 0 | 0 | 0 | 0 | 0 | 0 | 0 | 0 | 0 | 0 | 0 | 0 | 0 | 0 | 0 | 0 | 0 | 0 | 0 | 0
F3_Industrial_Industrial - WA_Existing_Process_Natural Gas_Other Process_E9 | F3 | Industrial | Industrial - WA | Existing | Process | Natural Gas | Other Process | E9 | PACT BC Ratio | 0 | 0 | 0 | 0 | 0 | 0 | 0 | 0 | 0 | 0 | 0 | 0 | 0 | 0 | 0 | 0 | 0 | 0 | 0 | 0 | 0 | 0 | 0 | 0 | 0 | 0 | 0
F3_Industrial_Industrial - WA_Existing_Process_Natural Gas_Other Process_E10 | F3 | Industrial | Industrial - WA | Existing | Process | Natural Gas | Other Process | E10 | PACT BC Ratio | 0 | 0 | 0 | 0 | 0 | 0 | 0 | 0 | 0 | 0 | 0 | 0 | 0 | 0 | 0 | 0 | 0 | 0 | 0 | 0 | 0 | 0 | 0 | 0 | 0 | 0 | 0
F4_Industrial_Industrial - WA_Existing_Process_Natural Gas_Other Process_E1 | F4 | Industrial | Industrial - WA | Existing | Process | Natural Gas | Other Process | E1 | RVT BC Ratio | bar: 2021 to 2047
F4_Industrial_Industrial - WA_Existing_Process_Natural Gas_Other Process_E2 | F4 | Industrial | Industrial - WA | Existing | Process | Natural Gas | Other Process | E2 | RVT BC Ratio | 0 | 0 | 0 | 0 | 0 | 0 | 0 | 0 | 0 | 0 | 0 | 0 | 0 | 0 | 0 | 0 | 0 | 0 | 0 | 0 | 0 | 0 | 0 | 0 | 0 | 0 | 0
F4_Industrial_Industrial - WA_Existing_Process_Natural Gas_Other Process_E3 | F4 | Industrial | Industrial - WA | Existing | Process | Natural Gas | Other Process | E3 | RVT BC Ratio | 0 | 0 | 0 | 0 | 0 | 0 | 0 | 0 | 0 | 0 | 0 | 0 | 0 | 0 | 0 | 0 | 0 | 0 | 0 | 0 | 0 | 0 | 0 | 0 | 0 | 0 | 0
F4_Industrial_Industrial - WA_Existing_Process_Natural Gas_Other Process_E4 | F4 | Industrial | Industrial - WA | Existing | Process | Natural Gas | Other Process | E4 | RVT BC Ratio | 0 | 0 | 0 | 0 | 0 | 0 | 0 | 0 | 0 | 0 | 0 | 0 | 0 | 0 | 0 | 0 | 0 | 0 | 0 | 0 | 0 | 0 | 0 | 0 | 0 | 0 | 0
F4_Industrial_Industrial - WA_Existing_Process_Natural Gas_Other Process_E5 | F4 | Industrial | Industrial - WA | Existing | Process | Natural Gas | Other Process | E5 | RVT BC Ratio | 0 | 0 | 0 | 0 | 0 | 0 | 0 | 0 | 0 | 0 | 0 | 0 | 0 | 0 | 0 | 0 | 0 | 0 | 0 | 0 | 0 | 0 | 0 | 0 | 0 | 0 | 0
F4_Industrial_Industrial - WA_Existing_Process_Natural Gas_Other Process_E6 | F4 | Industrial | Industrial - WA | Existing | Process | Natural Gas | Other Process | E6 | RVT BC Ratio | 0 | 0 | 0 | 0 | 0 | 0 | 0 | 0 | 0 | 0 | 0 | 0 | 0 | 0 | 0 | 0 | 0 | 0 | 0 | 0 | 0 | 0 | 0 | 0 | 0 | 0 | 0
F4_Industrial_Industrial - WA_Existing_Process_Natural Gas_Other Process_E7 | F4 | Industrial | Industrial - WA | Existing | Process | Natural Gas | Other Process | E7 | RVT BC Ratio | 0 | 0 | 0 | 0 | 0 | 0 | 0 | 0 | 0 | 0 | 0 | 0 | 0 | 0 | 0 | 0 | 0 | 0 | 0 | 0 | 0 | 0 | 0 | 0 | 0 | 0 | 0
F4_Industrial_Industrial - WA_Existing_Process_Natural Gas_Other Process_E8 | F4 | Industrial | Industrial - WA | Existing | Process | Natural Gas | Other Process | E8 | RVT BC Ratio | 0 | 0 | 0 | 0 | 0 | 0 | 0 | 0 | 0 | 0 | 0 | 0 | 0 | 0 | 0 | 0 | 0 | 0 | 0 | 0 | 0 | 0 | 0 | 0 | 0 | 0 | 0
F4_Industrial_Industrial - WA_Existing_Process_Natural Gas_Other Process_E9 | F4 | Industrial | Industrial - WA | Existing | Process | Natural Gas | Other Process | E9 | RVT BC Ratio | 0 | 0 | 0 | 0 | 0 | 0 | 0 | 0 | 0 | 0 | 0 | 0 | 0 | 0 | 0 | 0 | 0 | 0 | 0 | 0 | 0 | 0 | 0 | 0 | 0 | 0 | 0
F4_Industrial_Industrial - WA_Existing_Process_Natural Gas_Other Process_E10 | F4 | Industrial | Industrial - WA | Existing | Process | Natural Gas | Other Process | E10 | RVT BC Ratio | 0 | 0 | 0 | 0 | 0 | 0 | 0 | 0 | 0 | 0 | 0 | 0 | 0 | 0 | 0 | 0 | 0 | 0 | 0 | 0 | 0 | 0 | 0 | 0 | 0 | 0 | 0
F5_Industrial_Industrial - WA_Existing_Process_Natural Gas_Other Process_E1 | F5 | Industrial | Industrial - WA | Existing | Process | Natural Gas | Other Process | E1 | RIM BC Ratio | bar: 2021 to 2047
F5_Industrial_Industrial - WA_Existing_Process_Natural Gas_Other Process_E2 | F5 | Industrial | Industrial - WA | Existing | Process | Natural Gas | Other Process | E2 | RIM BC Ratio | 0 | 0 | 0 | 0 | 0 | 0 | 0 | 0 | 0 | 0 | 0 | 0 | 0 | 0 | 0 | 0 | 0 | 0 | 0 | 0 | 0 | 0 | 0 | 0 | 0 | 0 | 0
F5_Industrial_Industrial - WA_Existing_Process_Natural Gas_Other Process_E3 | F5 | Industrial | Industrial - WA | Existing | Process | Natural Gas | Other Process | E3 | RIM BC Ratio | 0 | 0 | 0 | 0 | 0 | 0 | 0 | 0 | 0 | 0 | 0 | 0 | 0 | 0 | 0 | 0 | 0 | 0 | 0 | 0 | 0 | 0 | 0 | 0 | 0 | 0 | 0
F5_Industrial_Industrial - WA_Existing_Process_Natural Gas_Other Process_E4 | F5 | Industrial | Industrial - WA | Existing | Process | Natural Gas | Other Process | E4 | RIM BC Ratio | 0 | 0 | 0 | 0 | 0 | 0 | 0 | 0 | 0 | 0 | 0 | 0 | 0 | 0 | 0 | 0 | 0 | 0 | 0 | 0 | 0 | 0 | 0 | 0 | 0 | 0 | 0
F5_Industrial_Industrial - WA_Existing_Process_Natural Gas_Other Process_E5 | F5 | Industrial | Industrial - WA | Existing | Process | Natural Gas | Other Process | E5 | RIM BC Ratio | 0 | 0 | 0 | 0 | 0 | 0 | 0 | 0 | 0 | 0 | 0 | 0 | 0 | 0 | 0 | 0 | 0 | 0 | 0 | 0 | 0 | 0 | 0 | 0 | 0 | 0 | 0
F5_Industrial_Industrial - WA_Existing_Process_Natural Gas_Other Process_E6 | F5 | Industrial | Industrial - WA | Existing | Process | Natural Gas | Other Process | E6 | RIM BC Ratio | 0 | 0 | 0 | 0 | 0 | 0 | 0 | 0 | 0 | 0 | 0 | 0 | 0 | 0 | 0 | 0 | 0 | 0 | 0 | 0 | 0 | 0 | 0 | 0 | 0 | 0 | 0
F5_Industrial_Industrial - WA_Existing_Process_Natural Gas_Other Process_E7 | F5 | Industrial | Industrial - WA | Existing | Process | Natural Gas | Other Process | E7 | RIM BC Ratio | 0 | 0 | 0 | 0 | 0 | 0 | 0 | 0 | 0 | 0 | 0 | 0 | 0 | 0 | 0 | 0 | 0 | 0 | 0 | 0 | 0 | 0 | 0 | 0 | 0 | 0 | 0
F5_Industrial_Industrial - WA_Existing_Process_Natural Gas_Other Process_E8 | F5 | Industrial | Industrial - WA | Existing | Process | Natural Gas | Other Process | E8 | RIM BC Ratio | 0 | 0 | 0 | 0 | 0 | 0 | 0 | 0 | 0 | 0 | 0 | 0 | 0 | 0 | 0 | 0 | 0 | 0 | 0 | 0 | 0 | 0 | 0 | 0 | 0 | 0 | 0
F5_Industrial_Industrial - WA_Existing_Process_Natural Gas_Other Process_E9 | F5 | Industrial | Industrial - WA | Existing | Process | Natural Gas | Other Process | E9 | RIM BC Ratio | 0 | 0 | 0 | 0 | 0 | 0 | 0 | 0 | 0 | 0 | 0 | 0 | 0 | 0 | 0 | 0 | 0 | 0 | 0 | 0 | 0 | 0 | 0 | 0 | 0 | 0 | 0
F5_Industrial_Industrial - WA_Existing_Process_Natural Gas_Other Process_E10 | F5 | Industrial | Industrial - WA | Existing | Process | Natural Gas | Other Process | E10 | RIM BC Ratio | 0 | 0 | 0 | 0 | 0 | 0 | 0 | 0 | 0 | 0 | 0 | 0 | 0 | 0 | 0 | 0 | 0 | 0 | 0 | 0 | 0 | 0 | 0 | 0 | 0 | 0 | 0
F0_Industrial_Industrial - WA_Existing_Miscellaneous_Natural Gas_Miscellaneous_E0 | F0 | Industrial | Industrial - WA | Existing | Miscellaneous | Natural Gas | Miscellaneous | E0 | Economic Unit | Standard | Standard | Standard | Standard | Standard | Standard | Standard | Standard | Standard | Standard | Standard | Standard | Standard | Standard | Standard | Standard | Standard | Standard | Standard | Standard | Standard | Standard | Standard | Standard | Standard | Standard | Standard
F1_Industrial_Industrial - WA_Existing_Miscellaneous_Natural Gas_Miscellaneous_E1 | F1 | Industrial | Industrial - WA | Existing | Miscellaneous | Natural Gas | Miscellaneous | E1 | CCE | 0 | 0 | 0 | 0 | 0 | 0 | 0 | 0 | 0 | 0 | 0 | 0 | 0 | 0 | 0 | 0 | 0 | 0 | 0 | 0 | 0 | 0 | 0 | 0 | 0 | 0 | 0
F1_Industrial_Industrial - WA_Existing_Miscellaneous_Natural Gas_Miscellaneous_E2 | F1 | Industrial | Industrial - WA | Existing | Miscellaneous | Natural Gas | Miscellaneous | E2 | CCE | 0 | 0 | 0 | 0 | 0 | 0 | 0 | 0 | 0 | 0 | 0 | 0 | 0 | 0 | 0 | 0 | 0 | 0 | 0 | 0 | 0 | 0 | 0 | 0 | 0 | 0 | 0
F1_Industrial_Industrial - WA_Existing_Miscellaneous_Natural Gas_Miscellaneous_E3 | F1 | Industrial | Industrial - WA | Existing | Miscellaneous | Natural Gas | Miscellaneous | E3 | CCE | 0 | 0 | 0 | 0 | 0 | 0 | 0 | 0 | 0 | 0 | 0 | 0 | 0 | 0 | 0 | 0 | 0 | 0 | 0 | 0 | 0 | 0 | 0 | 0 | 0 | 0 | 0
F1_Industrial_Industrial - WA_Existing_Miscellaneous_Natural Gas_Miscellaneous_E4 | F1 | Industrial | Industrial - WA | Existing | Miscellaneous | Natural Gas | Miscellaneous | E4 | CCE | 0 | 0 | 0 | 0 | 0 | 0 | 0 | 0 | 0 | 0 | 0 | 0 | 0 | 0 | 0 | 0 | 0 | 0 | 0 | 0 | 0 | 0 | 0 | 0 | 0 | 0 | 0
F1_Industrial_Industrial - WA_Existing_Miscellaneous_Natural Gas_Miscellaneous_E5 | F1 | Industrial | Industrial - WA | Existing | Miscellaneous | Natural Gas | Miscellaneous | E5 | CCE | 0 | 0 | 0 | 0 | 0 | 0 | 0 | 0 | 0 | 0 | 0 | 0 | 0 | 0 | 0 | 0 | 0 | 0 | 0 | 0 | 0 | 0 | 0 | 0 | 0 | 0 | 0
F1_Industrial_Industrial - WA_Existing_Miscellaneous_Natural Gas_Miscellaneous_E6 | F1 | Industrial | Industrial - WA | Existing | Miscellaneous | Natural Gas | Miscellaneous | E6 | CCE | 0 | 0 | 0 | 0 | 0 | 0 | 0 | 0 | 0 | 0 | 0 | 0 | 0 | 0 | 0 | 0 | 0 | 0 | 0 | 0 | 0 | 0 | 0 | 0 | 0 | 0 | 0
F1_Industrial_Industrial - WA_Existing_Miscellaneous_Natural Gas_Miscellaneous_E7 | F1 | Industrial | Industrial - WA | Existing | Miscellaneous | Natural Gas | Miscellaneous | E7 | CCE | 0 | 0 | 0 | 0 | 0 | 0 | 0 | 0 | 0 | 0 | 0 | 0 | 0 | 0 | 0 | 0 | 0 | 0 | 0 | 0 | 0 | 0 | 0 | 0 | 0 | 0 | 0
F1_Industrial_Industrial - WA_Existing_Miscellaneous_Natural Gas_Miscellaneous_E8 | F1 | Industrial | Industrial - WA | Existing | Miscellaneous | Natural Gas | Miscellaneous | E8 | CCE | 0 | 0 | 0 | 0 | 0 | 0 | 0 | 0 | 0 | 0 | 0 | 0 | 0 | 0 | 0 | 0 | 0 | 0 | 0 | 0 | 0 | 0 | 0 | 0 | 0 | 0 | 0
F1_Industrial_Industrial - WA_Existing_Miscellaneous_Natural Gas_Miscellaneous_E9 | F1 | Industrial | Industrial - WA | Existing | Miscellaneous | Natural Gas | Miscellaneous | E9 | CCE | 0 | 0 | 0 | 0 | 0 | 0 | 0 | 0 | 0 | 0 | 0 | 0 | 0 | 0 | 0 | 0 | 0 | 0 | 0 | 0 | 0 | 0 | 0 | 0 | 0 | 0 | 0
F1_Industrial_Industrial - WA_Existing_Miscellaneous_Natural Gas_Miscellaneous_E10 | F1 | Industrial | Industrial - WA | Existing | Miscellaneous | Natural Gas | Miscellaneous | E10 | CCE | 0 | 0 | 0 | 0 | 0 | 0 | 0 | 0 | 0 | 0 | 0 | 0 | 0 | 0 | 0 | 0 | 0 | 0 | 0 | 0 | 0 | 0 | 0 | 0 | 0 | 0 | 0
F2_Industrial_Industrial - WA_Existing_Miscellaneous_Natural Gas_Miscellaneous_E1 | F2 | Industrial | Industrial - WA | Existing | Miscellaneous | Natural Gas | Miscellaneous | E1 | TRC BC Ratio | bar: 2021 to 2047
F2_Industrial_Industrial - WA_Existing_Miscellaneous_Natural Gas_Miscellaneous_E2 | F2 | Industrial | Industrial - WA | Existing | Miscellaneous | Natural Gas | Miscellaneous | E2 | TRC BC Ratio | 0 | 0 | 0 | 0 | 0 | 0 | 0 | 0 | 0 | 0 | 0 | 0 | 0 | 0 | 0 | 0 | 0 | 0 | 0 | 0 | 0 | 0 | 0 | 0 | 0 | 0 | 0
F2_Industrial_Industrial - WA_Existing_Miscellaneous_Natural Gas_Miscellaneous_E3 | F2 | Industrial | Industrial - WA | Existing | Miscellaneous | Natural Gas | Miscellaneous | E3 | TRC BC Ratio | 0 | 0 | 0 | 0 | 0 | 0 | 0 | 0 | 0 | 0 | 0 | 0 | 0 | 0 | 0 | 0 | 0 | 0 | 0 | 0 | 0 | 0 | 0 | 0 | 0 | 0 | 0
F2_Industrial_Industrial - WA_Existing_Miscellaneous_Natural Gas_Miscellaneous_E4 | F2 | Industrial | Industrial - WA | Existing | Miscellaneous | Natural Gas | Miscellaneous | E4 | TRC BC Ratio | 0 | 0 | 0 | 0 | 0 | 0 | 0 | 0 | 0 | 0 | 0 | 0 | 0 | 0 | 0 | 0 | 0 | 0 | 0 | 0 | 0 | 0 | 0 | 0 | 0 | 0 | 0
F2_Industrial_Industrial - WA_Existing_Miscellaneous_Natural Gas_Miscellaneous_E5 | F2 | Industrial | Industrial - WA | Existing | Miscellaneous | Natural Gas | Miscellaneous | E5 | TRC BC Ratio | 0 | 0 | 0 | 0 | 0 | 0 | 0 | 0 | 0 | 0 | 0 | 0 | 0 | 0 | 0 | 0 | 0 | 0 | 0 | 0 | 0 | 0 | 0 | 0 | 0 | 0 | 0
F2_Industrial_Industrial - WA_Existing_Miscellaneous_Natural Gas_Miscellaneous_E6 | F2 | Industrial | Industrial - WA | Existing | Miscellaneous | Natural Gas | Miscellaneous | E6 | TRC BC Ratio | 0 | 0 | 0 | 0 | 0 | 0 | 0 | 0 | 0 | 0 | 0 | 0 | 0 | 0 | 0 | 0 | 0 | 0 | 0 | 0 | 0 | 0 | 0 | 0 | 0 | 0 | 0
F2_Industrial_Industrial - WA_Existing_Miscellaneous_Natural Gas_Miscellaneous_E7 | F2 | Industrial | Industrial - WA | Existing | Miscellaneous | Natural Gas | Miscellaneous | E7 | TRC BC Ratio | 0 | 0 | 0 | 0 | 0 | 0 | 0 | 0 | 0 | 0 | 0 | 0 | 0 | 0 | 0 | 0 | 0 | 0 | 0 | 0 | 0 | 0 | 0 | 0 | 0 | 0 | 0
F2_Industrial_Industrial - WA_Existing_Miscellaneous_Natural Gas_Miscellaneous_E8 | F2 | Industrial | Industrial - WA | Existing | Miscellaneous | Natural Gas | Miscellaneous | E8 | TRC BC Ratio | 0 | 0 | 0 | 0 | 0 | 0 | 0 | 0 | 0 | 0 | 0 | 0 | 0 | 0 | 0 | 0 | 0 | 0 | 0 | 0 | 0 | 0 | 0 | 0 | 0 | 0 | 0
F2_Industrial_Industrial - WA_Existing_Miscellaneous_Natural Gas_Miscellaneous_E9 | F2 | Industrial | Industrial - WA | Existing | Miscellaneous | Natural Gas | Miscellaneous | E9 | TRC BC Ratio | 0 | 0 | 0 | 0 | 0 | 0 | 0 | 0 | 0 | 0 | 0 | 0 | 0 | 0 | 0 | 0 | 0 | 0 | 0 | 0 | 0 | 0 | 0 | 0 | 0 | 0 | 0
F2_Industrial_Industrial - WA_Existing_Miscellaneous_Natural Gas_Miscellaneous_E10 | F2 | Industrial | Industrial - WA | Existing | Miscellaneous | Natural Gas | Miscellaneous | E10 | TRC BC Ratio | 0 | 0 | 0 | 0 | 0 | 0 | 0 | 0 | 0 | 0 | 0 | 0 | 0 | 0 | 0 | 0 | 0 | 0 | 0 | 0 | 0 | 0 | 0 | 0 | 0 | 0 | 0
F3_Industrial_Industrial - WA_Existing_Miscellaneous_Natural Gas_Miscellaneous_E1 | F3 | Industrial | Industrial - WA | Existing | Miscellaneous | Natural Gas | Miscellaneous | E1 | PACT BC Ratio | bar: 2021 to 2047
F3_Industrial_Industrial - WA_Existing_Miscellaneous_Natural Gas_Miscellaneous_E2 | F3 | Industrial | Industrial - WA | Existing | Miscellaneous | Natural Gas | Miscellaneous | E2 | PACT BC Ratio | 0 | 0 | 0 | 0 | 0 | 0 | 0 | 0 | 0 | 0 | 0 | 0 | 0 | 0 | 0 | 0 | 0 | 0 | 0 | 0 | 0 | 0 | 0 | 0 | 0 | 0 | 0
F3_Industrial_Industrial - WA_Existing_Miscellaneous_Natural Gas_Miscellaneous_E3 | F3 | Industrial | Industrial - WA | Existing | Miscellaneous | Natural Gas | Miscellaneous | E3 | PACT BC Ratio | 0 | 0 | 0 | 0 | 0 | 0 | 0 | 0 | 0 | 0 | 0 | 0 | 0 | 0 | 0 | 0 | 0 | 0 | 0 | 0 | 0 | 0 | 0 | 0 | 0 | 0 | 0
F3_Industrial_Industrial - WA_Existing_Miscellaneous_Natural Gas_Miscellaneous_E4 | F3 | Industrial | Industrial - WA | Existing | Miscellaneous | Natural Gas | Miscellaneous | E4 | PACT BC Ratio | 0 | 0 | 0 | 0 | 0 | 0 | 0 | 0 | 0 | 0 | 0 | 0 | 0 | 0 | 0 | 0 | 0 | 0 | 0 | 0 | 0 | 0 | 0 | 0 | 0 | 0 | 0
F3_Industrial_Industrial - WA_Existing_Miscellaneous_Natural Gas_Miscellaneous_E5 | F3 | Industrial | Industrial - WA | Existing | Miscellaneous | Natural Gas | Miscellaneous | E5 | PACT BC Ratio | 0 | 0 | 0 | 0 | 0 | 0 | 0 | 0 | 0 | 0 | 0 | 0 | 0 | 0 | 0 | 0 | 0 | 0 | 0 | 0 | 0 | 0 | 0 | 0 | 0 | 0 | 0
F3_Industrial_Industrial - WA_Existing_Miscellaneous_Natural Gas_Miscellaneous_E6 | F3 | Industrial | Industrial - WA | Existing | Miscellaneous | Natural Gas | Miscellaneous | E6 | PACT BC Ratio | 0 | 0 | 0 | 0 | 0 | 0 | 0 | 0 | 0 | 0 | 0 | 0 | 0 | 0 | 0 | 0 | 0 | 0 | 0 | 0 | 0 | 0 | 0 | 0 | 0 | 0 | 0
F3_Industrial_Industrial - WA_Existing_Miscellaneous_Natural Gas_Miscellaneous_E7 | F3 | Industrial | Industrial - WA | Existing | Miscellaneous | Natural Gas | Miscellaneous | E7 | PACT BC Ratio | 0 | 0 | 0 | 0 | 0 | 0 | 0 | 0 | 0 | 0 | 0 | 0 | 0 | 0 | 0 | 0 | 0 | 0 | 0 | 0 | 0 | 0 | 0 | 0 | 0 | 0 | 0
F3_Industrial_Industrial - WA_Existing_Miscellaneous_Natural Gas_Miscellaneous_E8 | F3 | Industrial | Industrial - WA | Existing | Miscellaneous | Natural Gas | Miscellaneous | E8 | PACT BC Ratio | 0 | 0 | 0 | 0 | 0 | 0 | 0 | 0 | 0 | 0 | 0 | 0 | 0 | 0 | 0 | 0 | 0 | 0 | 0 | 0 | 0 | 0 | 0 | 0 | 0 | 0 | 0
F3_Industrial_Industrial - WA_Existing_Miscellaneous_Natural Gas_Miscellaneous_E9 | F3 | Industrial | Industrial - WA | Existing | Miscellaneous | Natural Gas | Miscellaneous | E9 | PACT BC Ratio | 0 | 0 | 0 | 0 | 0 | 0 | 0 | 0 | 0 | 0 | 0 | 0 | 0 | 0 | 0 | 0 | 0 | 0 | 0 | 0 | 0 | 0 | 0 | 0 | 0 | 0 | 0
F3_Industrial_Industrial - WA_Existing_Miscellaneous_Natural Gas_Miscellaneous_E10 | F3 | Industrial | Industrial - WA | Existing | Miscellaneous | Natural Gas | Miscellaneous | E10 | PACT BC Ratio | 0 | 0 | 0 | 0 | 0 | 0 | 0 | 0 | 0 | 0 | 0 | 0 | 0 | 0 | 0 | 0 | 0 | 0 | 0 | 0 | 0 | 0 | 0 | 0 | 0 | 0 | 0
F4_Industrial_Industrial - WA_Existing_Miscellaneous_Natural Gas_Miscellaneous_E1 | F4 | Industrial | Industrial - WA | Existing | Miscellaneous | Natural Gas | Miscellaneous | E1 | RVT BC Ratio | bar: 2021 to 2047
F4_Industrial_Industrial - WA_Existing_Miscellaneous_Natural Gas_Miscellaneous_E2 | F4 | Industrial | Industrial - WA | Existing | Miscellaneous | Natural Gas | Miscellaneous | E2 | RVT BC Ratio | 0 | 0 | 0 | 0 | 0 | 0 | 0 | 0 | 0 | 0 | 0 | 0 | 0 | 0 | 0 | 0 | 0 | 0 | 0 | 0 | 0 | 0 | 0 | 0 | 0 | 0 | 0
F4_Industrial_Industrial - WA_Existing_Miscellaneous_Natural Gas_Miscellaneous_E3 | F4 | Industrial | Industrial - WA | Existing | Miscellaneous | Natural Gas | Miscellaneous | E3 | RVT BC Ratio | 0 | 0 | 0 | 0 | 0 | 0 | 0 | 0 | 0 | 0 | 0 | 0 | 0 | 0 | 0 | 0 | 0 | 0 | 0 | 0 | 0 | 0 | 0 | 0 | 0 | 0 | 0
F4_Industrial_Industrial - WA_Existing_Miscellaneous_Natural Gas_Miscellaneous_E4 | F4 | Industrial | Industrial - WA | Existing | Miscellaneous | Natural Gas | Miscellaneous | E4 | RVT BC Ratio | 0 | 0 | 0 | 0 | 0 | 0 | 0 | 0 | 0 | 0 | 0 | 0 | 0 | 0 | 0 | 0 | 0 | 0 | 0 | 0 | 0 | 0 | 0 | 0 | 0 | 0 | 0
F4_Industrial_Industrial - WA_Existing_Miscellaneous_Natural Gas_Miscellaneous_E5 | F4 | Industrial | Industrial - WA | Existing | Miscellaneous | Natural Gas | Miscellaneous | E5 | RVT BC Ratio | 0 | 0 | 0 | 0 | 0 | 0 | 0 | 0 | 0 | 0 | 0 | 0 | 0 | 0 | 0 | 0 | 0 | 0 | 0 | 0 | 0 | 0 | 0 | 0 | 0 | 0 | 0
F4_Industrial_Industrial - WA_Existing_Miscellaneous_Natural Gas_Miscellaneous_E6 | F4 | Industrial | Industrial - WA | Existing | Miscellaneous | Natural Gas | Miscellaneous | E6 | RVT BC Ratio | 0 | 0 | 0 | 0 | 0 | 0 | 0 | 0 | 0 | 0 | 0 | 0 | 0 | 0 | 0 | 0 | 0 | 0 | 0 | 0 | 0 | 0 | 0 | 0 | 0 | 0 | 0
F4_Industrial_Industrial - WA_Existing_Miscellaneous_Natural Gas_Miscellaneous_E7 | F4 | Industrial | Industrial - WA | Existing | Miscellaneous | Natural Gas | Miscellaneous | E7 | RVT BC Ratio | 0 | 0 | 0 | 0 | 0 | 0 | 0 | 0 | 0 | 0 | 0 | 0 | 0 | 0 | 0 | 0 | 0 | 0 | 0 | 0 | 0 | 0 | 0 | 0 | 0 | 0 | 0
F4_Industrial_Industrial - WA_Existing_Miscellaneous_Natural Gas_Miscellaneous_E8 | F4 | Industrial | Industrial - WA | Existing | Miscellaneous | Natural Gas | Miscellaneous | E8 | RVT BC Ratio | 0 | 0 | 0 | 0 | 0 | 0 | 0 | 0 | 0 | 0 | 0 | 0 | 0 | 0 | 0 | 0 | 0 | 0 | 0 | 0 | 0 | 0 | 0 | 0 | 0 | 0 | 0
F4_Industrial_Industrial - WA_Existing_Miscellaneous_Natural Gas_Miscellaneous_E9 | F4 | Industrial | Industrial - WA | Existing | Miscellaneous | Natural Gas | Miscellaneous | E9 | RVT BC Ratio | 0 | 0 | 0 | 0 | 0 | 0 | 0 | 0 | 0 | 0 | 0 | 0 | 0 | 0 | 0 | 0 | 0 | 0 | 0 | 0 | 0 | 0 | 0 | 0 | 0 | 0 | 0
F4_Industrial_Industrial - WA_Existing_Miscellaneous_Natural Gas_Miscellaneous_E10 | F4 | Industrial | Industrial - WA | Existing | Miscellaneous | Natural Gas | Miscellaneous | E10 | RVT BC Ratio | 0 | 0 | 0 | 0 | 0 | 0 | 0 | 0 | 0 | 0 | 0 | 0 | 0 | 0 | 0 | 0 | 0 | 0 | 0 | 0 | 0 | 0 | 0 | 0 | 0 | 0 | 0
F5_Industrial_Industrial - WA_Existing_Miscellaneous_Natural Gas_Miscellaneous_E1 | F5 | Industrial | Industrial - WA | Existing | Miscellaneous | Natural Gas | Miscellaneous | E1 | RIM BC Ratio | bar: 2021 to 2047
F5_Industrial_Industrial - WA_Existing_Miscellaneous_Natural Gas_Miscellaneous_E2 | F5 | Industrial | Industrial - WA | Existing | Miscellaneous | Natural Gas | Miscellaneous | E2 | RIM BC Ratio | 0 | 0 | 0 | 0 | 0 | 0 | 0 | 0 | 0 | 0 | 0 | 0 | 0 | 0 | 0 | 0 | 0 | 0 | 0 | 0 | 0 | 0 | 0 | 0 | 0 | 0 | 0
F5_Industrial_Industrial - WA_Existing_Miscellaneous_Natural Gas_Miscellaneous_E3 | F5 | Industrial | Industrial - WA | Existing | Miscellaneous | Natural Gas | Miscellaneous | E3 | RIM BC Ratio | 0 | 0 | 0 | 0 | 0 | 0 | 0 | 0 | 0 | 0 | 0 | 0 | 0 | 0 | 0 | 0 | 0 | 0 | 0 | 0 | 0 | 0 | 0 | 0 | 0 | 0 | 0
F5_Industrial_Industrial - WA_Existing_Miscellaneous_Natural Gas_Miscellaneous_E4 | F5 | Industrial | Industrial - WA | Existing | Miscellaneous | Natural Gas | Miscellaneous | E4 | RIM BC Ratio | 0 | 0 | 0 | 0 | 0 | 0 | 0 | 0 | 0 | 0 | 0 | 0 | 0 | 0 | 0 | 0 | 0 | 0 | 0 | 0 | 0 | 0 | 0 | 0 | 0 | 0 | 0
F5_Industrial_Industrial - WA_Existing_Miscellaneous_Natural Gas_Miscellaneous_E5 | F5 | Industrial | Industrial - WA | Existing | Miscellaneous | Natural Gas | Miscellaneous | E5 | RIM BC Ratio | 0 | 0 | 0 | 0 | 0 | 0 | 0 | 0 | 0 | 0 | 0 | 0 | 0 | 0 | 0 | 0 | 0 | 0 | 0 | 0 | 0 | 0 | 0 | 0 | 0 | 0 | 0
F5_Industrial_Industrial - WA_Existing_Miscellaneous_Natural Gas_Miscellaneous_E6 | F5 | Industrial | Industrial - WA | Existing | Miscellaneous | Natural Gas | Miscellaneous | E6 | RIM BC Ratio | 0 | 0 | 0 | 0 | 0 | 0 | 0 | 0 | 0 | 0 | 0 | 0 | 0 | 0 | 0 | 0 | 0 | 0 | 0 | 0 | 0 | 0 | 0 | 0 | 0 | 0 | 0
F5_Industrial_Industrial - WA_Existing_Miscellaneous_Natural Gas_Miscellaneous_E7 | F5 | Industrial | Industrial - WA | Existing | Miscellaneous | Natural Gas | Miscellaneous | E7 | RIM BC Ratio | 0 | 0 | 0 | 0 | 0 | 0 | 0 | 0 | 0 | 0 | 0 | 0 | 0 | 0 | 0 | 0 | 0 | 0 | 0 | 0 | 0 | 0 | 0 | 0 | 0 | 0 | 0
F5_Industrial_Industrial - WA_Existing_Miscellaneous_Natural Gas_Miscellaneous_E8 | F5 | Industrial | Industrial - WA | Existing | Miscellaneous | Natural Gas | Miscellaneous | E8 | RIM BC Ratio | 0 | 0 | 0 | 0 | 0 | 0 | 0 | 0 | 0 | 0 | 0 | 0 | 0 | 0 | 0 | 0 | 0 | 0 | 0 | 0 | 0 | 0 | 0 | 0 | 0 | 0 | 0
F5_Industrial_Industrial - WA_Existing_Miscellaneous_Natural Gas_Miscellaneous_E9 | F5 | Industrial | Industrial - WA | Existing | Miscellaneous | Natural Gas | Miscellaneous | E9 | RIM BC Ratio | 0 | 0 | 0 | 0 | 0 | 0 | 0 | 0 | 0 | 0 | 0 | 0 | 0 | 0 | 0 | 0 | 0 | 0 | 0 | 0 | 0 | 0 | 0 | 0 | 0 | 0 | 0
F5_Industrial_Industrial - WA_Existing_Miscellaneous_Natural Gas_Miscellaneous_E10 | F5 | Industrial | Industrial - WA | Existing | Miscellaneous | Natural Gas | Miscellaneous | E10 | RIM BC Ratio | 0 | 0 | 0 | 0 | 0 | 0 | 0 | 0 | 0 | 0 | 0 | 0 | 0 | 0 | 0 | 0 | 0 | 0 | 0 | 0 | 0 | 0 | 0 | 0 | 0 | 0 | 0
F0_Industrial_Industrial - WA_New_Space Heating_Natural Gas_Furnace_E0 | F0 | Industrial | Industrial - WA | New | Space Heating | Natural Gas | Furnace | E0 | Economic Unit | AFUE 80% (Standard) | AFUE 80% (Standard) | AFUE 80% (Standard) | AFUE 90% | AFUE 90% | AFUE 90% | AFUE 90% | AFUE 90% | AFUE 90% | AFUE 90% | AFUE 90% | AFUE 90% | AFUE 90% | AFUE 90% | AFUE 90% | AFUE 90% | AFUE 90% | AFUE 90% | AFUE 90% | AFUE 90% | AFUE 90% | AFUE 90% | AFUE 90% | AFUE 90% | AFUE 90% | AFUE 90% | AFUE 90%
F1_Industrial_Industrial - WA_New_Space Heating_Natural Gas_Furnace_E1 | F1 | Industrial | Industrial - WA | New | Space Heating | Natural Gas | Furnace | E1 | CCE | 0 | 0 | 0 | 0 | 0 | 0 | 0 | 0 | 0 | 0 | 0 | 0 | 0 | 0 | 0 | 0 | 0 | 0 | 0 | 0 | 0 | 0 | 0 | 0 | 0 | 0 | 0
F1_Industrial_Industrial - WA_New_Space Heating_Natural Gas_Furnace_E2 | F1 | Industrial | Industrial - WA | New | Space Heating | Natural Gas | Furnace | E2 | CCE | 0.033034 | 0.030706 | 0.030825 | 0 | 0 | 0 | 0 | 0 | 0 | 0 | 0 | 0 | 0 | 0 | 0 | 0 | 0 | 0 | 0 | 0 | 0 | 0 | 0 | 0 | 0 | 0 | 0
F1_Industrial_Industrial - WA_New_Space Heating_Natural Gas_Furnace_E3 | F1 | Industrial | Industrial - WA | New | Space Heating | Natural Gas | Furnace | E3 | CCE | 0.044045 | 0.040941 | 0.041101 | 0.061651 | 0.061651 | 0.061651 | 0.061651 | 0.061651 | 0.061651 | 0.061651 | 0.061651 | 0.061651 | 0.061651 | 0.061651 | 0.061651 | 0.061651 | 0.061651 | 0.061651 | 0.061651 | 0.061651 | 0.061651 | 0.061651 | 0.061651 | 0.061651 | 0.061651 | 0.061651 | 0.061651
F1_Industrial_Industrial - WA_New_Space Heating_Natural Gas_Furnace_E4 | F1 | Industrial | Industrial - WA | New | Space Heating | Natural Gas | Furnace | E4 | CCE | 0 | 0 | 0 | 0 | 0 | 0 | 0 | 0 | 0 | 0 | 0 | 0 | 0 | 0 | 0 | 0 | 0 | 0 | 0 | 0 | 0 | 0 | 0 | 0 | 0 | 0 | 0
F1_Industrial_Industrial - WA_New_Space Heating_Natural Gas_Furnace_E5 | F1 | Industrial | Industrial - WA | New | Space Heating | Natural Gas | Furnace | E5 | CCE | 0 | 0 | 0 | 0 | 0 | 0 | 0 | 0 | 0 | 0 | 0 | 0 | 0 | 0 | 0 | 0 | 0 | 0 | 0 | 0 | 0 | 0 | 0 | 0 | 0 | 0 | 0
F1_Industrial_Industrial - WA_New_Space Heating_Natural Gas_Furnace_E6 | F1 | Industrial | Industrial - WA | New | Space Heating | Natural Gas | Furnace | E6 | CCE | 0 | 0 | 0 | 0 | 0 | 0 | 0 | 0 | 0 | 0 | 0 | 0 | 0 | 0 | 0 | 0 | 0 | 0 | 0 | 0 | 0 | 0 | 0 | 0 | 0 | 0 | 0
F1_Industrial_Industrial - WA_New_Space Heating_Natural Gas_Furnace_E7 | F1 | Industrial | Industrial - WA | New | Space Heating | Natural Gas | Furnace | E7 | CCE | 0 | 0 | 0 | 0 | 0 | 0 | 0 | 0 | 0 | 0 | 0 | 0 | 0 | 0 | 0 | 0 | 0 | 0 | 0 | 0 | 0 | 0 | 0 | 0 | 0 | 0 | 0
F1_Industrial_Industrial - WA_New_Space Heating_Natural Gas_Furnace_E8 | F1 | Industrial | Industrial - WA | New | Space Heating | Natural Gas | Furnace | E8 | CCE | 0 | 0 | 0 | 0 | 0 | 0 | 0 | 0 | 0 | 0 | 0 | 0 | 0 | 0 | 0 | 0 | 0 | 0 | 0 | 0 | 0 | 0 | 0 | 0 | 0 | 0 | 0
F1_Industrial_Industrial - WA_New_Space Heating_Natural Gas_Furnace_E9 | F1 | Industrial | Industrial - WA | New | Space Heating | Natural Gas | Furnace | E9 | CCE | 0 | 0 | 0 | 0 | 0 | 0 | 0 | 0 | 0 | 0 | 0 | 0 | 0 | 0 | 0 | 0 | 0 | 0 | 0 | 0 | 0 | 0 | 0 | 0 | 0 | 0 | 0
F1_Industrial_Industrial - WA_New_Space Heating_Natural Gas_Furnace_E10 | F1 | Industrial | Industrial - WA | New | Space Heating | Natural Gas | Furnace | E10 | CCE | 0 | 0 | 0 | 0 | 0 | 0 | 0 | 0 | 0 | 0 | 0 | 0 | 0 | 0 | 0 | 0 | 0 | 0 | 0 | 0 | 0 | 0 | 0 | 0 | 0 | 0 | 0
F2_Industrial_Industrial - WA_New_Space Heating_Natural Gas_Furnace_E1 | F2 | Industrial | Industrial - WA | New | Space Heating | Natural Gas | Furnace | E1 | TRC BC Ratio | 1 | 1 | 1 | 0 | 0 | 0 | 0 | 0 | 0 | 0 | 0 | 0 | 0 | 0 | 0 | 0 | 0 | 0 | 0 | 0 | 0 | 0 | 0 | 0 | 0 | 0 | 0
F2_Industrial_Industrial - WA_New_Space Heating_Natural Gas_Furnace_E2 | F2 | Industrial | Industrial - WA | New | Space Heating | Natural Gas | Furnace | E2 | TRC BC Ratio | 0.43698 | 0.43942 | 0.43903 | 1 | 1 | 1 | 1 | 1 | 1 | 1 | 1 | 1 | 1 | 1 | 1 | 1 | 1 | 1 | 1 | 1 | 1 | 1 | 1 | 1 | 1 | 1 | 1
F2_Industrial_Industrial - WA_New_Space Heating_Natural Gas_Furnace_E3 | F2 | Industrial | Industrial - WA | New | Space Heating | Natural Gas | Furnace | E3 | TRC BC Ratio | 0.32773 | 0.32956 | 0.32927 | 0.21926 | 0.2219 | 0.22578 | 0.22622 | 0.22682 | 0.22729 | 0.22752 | 0.2275 | 0.2272 | 0.22654 | 0.22538 | 0.22366 | 0.22151 | 0.21873 | 0.21546 | 0.21156 | 0.2069 | 0.20136 | 0.19506 | 0.18986 | 0.1866 | 0.18537 | 0.18627 | 0.18719
F2_Industrial_Industrial - WA_New_Space Heating_Natural Gas_Furnace_E4 | F2 | Industrial | Industrial - WA | New | Space Heating | Natural Gas | Furnace | E4 | TRC BC Ratio | 0 | 0 | 0 | 0 | 0 | 0 | 0 | 0 | 0 | 0 | 0 | 0 | 0 | 0 | 0 | 0 | 0 | 0 | 0 | 0 | 0 | 0 | 0 | 0 | 0 | 0 | 0
F2_Industrial_Industrial - WA_New_Space Heating_Natural Gas_Furnace_E5 | F2 | Industrial | Industrial - WA | New | Space Heating | Natural Gas | Furnace | E5 | TRC BC Ratio | 0 | 0 | 0 | 0 | 0 | 0 | 0 | 0 | 0 | 0 | 0 | 0 | 0 | 0 | 0 | 0 | 0 | 0 | 0 | 0 | 0 | 0 | 0 | 0 | 0 | 0 | 0
F2_Industrial_Industrial - WA_New_Space Heating_Natural Gas_Furnace_E6 | F2 | Industrial | Industrial - WA | New | Space Heating | Natural Gas | Furnace | E6 | TRC BC Ratio | 0 | 0 | 0 | 0 | 0 | 0 | 0 | 0 | 0 | 0 | 0 | 0 | 0 | 0 | 0 | 0 | 0 | 0 | 0 | 0 | 0 | 0 | 0 | 0 | 0 | 0 | 0
F2_Industrial_Industrial - WA_New_Space Heating_Natural Gas_Furnace_E7 | F2 | Industrial | Industrial - WA | New | Space Heating | Natural Gas | Furnace | E7 | TRC BC Ratio | 0 | 0 | 0 | 0 | 0 | 0 | 0 | 0 | 0 | 0 | 0 | 0 | 0 | 0 | 0 | 0 | 0 | 0 | 0 | 0 | 0 | 0 | 0 | 0 | 0 | 0 | 0
F2_Industrial_Industrial - WA_New_Space Heating_Natural Gas_Furnace_E8 | F2 | Industrial | Industrial - WA | New | Space Heating | Natural Gas | Furnace | E8 | TRC BC Ratio | 0 | 0 | 0 | 0 | 0 | 0 | 0 | 0 | 0 | 0 | 0 | 0 | 0 | 0 | 0 | 0 | 0 | 0 | 0 | 0 | 0 | 0 | 0 | 0 | 0 | 0 | 0
F2_Industrial_Industrial - WA_New_Space Heating_Natural Gas_Furnace_E9 | F2 | Industrial | Industrial - WA | New | Space Heating | Natural Gas | Furnace | E9 | TRC BC Ratio | 0 | 0 | 0 | 0 | 0 | 0 | 0 | 0 | 0 | 0 | 0 | 0 | 0 | 0 | 0 | 0 | 0 | 0 | 0 | 0 | 0 | 0 | 0 | 0 | 0 | 0 | 0
F2_Industrial_Industrial - WA_New_Space Heating_Natural Gas_Furnace_E10 | F2 | Industrial | Industrial - WA | New | Space Heating | Natural Gas | Furnace | E10 | TRC BC Ratio | 0 | 0 | 0 | 0 | 0 | 0 | 0 | 0 | 0 | 0 | 0 | 0 | 0 | 0 | 0 | 0 | 0 | 0 | 0 | 0 | 0 | 0 | 0 | 0 | 0 | 0 | 0
F3_Industrial_Industrial - WA_New_Space Heating_Natural Gas_Furnace_E1 | F3 | Industrial | Industrial - WA | New | Space Heating | Natural Gas | Furnace | E1 | PACT BC Ratio | 1 | 1 | 1 | 0 | 0 | 0 | 0 | 0 | 0 | 0 | 0 | 0 | 0 | 0 | 0 | 0 | 0 | 0 | 0 | 0 | 0 | 0 | 0 | 0 | 0 | 0 | 0
F3_Industrial_Industrial - WA_New_Space Heating_Natural Gas_Furnace_E2 | F3 | Industrial | Industrial - WA | New | Space Heating | Natural Gas | Furnace | E2 | PACT BC Ratio | 0.7283 | 0.73236 | 0.73172 | 1 | 1 | 1 | 1 | 1 | 1 | 1 | 1 | 1 | 1 | 1 | 1 | 1 | 1 | 1 | 1 | 1 | 1 | 1 | 1 | 1 | 1 | 1 | 1
F3_Industrial_Industrial - WA_New_Space Heating_Natural Gas_Furnace_E3 | F3 | Industrial | Industrial - WA | New | Space Heating | Natural Gas | Furnace | E3 | PACT BC Ratio | 0.54622 | 0.54927 | 0.54879 | 0.36543 | 0.36984 | 0.37629 | 0.37703 | 0.37804 | 0.37882 | 0.3792 | 0.37916 | 0.37866 | 0.37756 | 0.37563 | 0.37277 | 0.36918 | 0.36456 | 0.3591 | 0.3526 | 0.34484 | 0.3356 | 0.3251 | 0.31644 | 0.31099 | 0.30894 | 0.31046 | 0.31198
F3_Industrial_Industrial - WA_New_Space Heating_Natural Gas_Furnace_E4 | F3 | Industrial | Industrial - WA | New | Space Heating | Natural Gas | Furnace | E4 | PACT BC Ratio | 0 | 0 | 0 | 0 | 0 | 0 | 0 | 0 | 0 | 0 | 0 | 0 | 0 | 0 | 0 | 0 | 0 | 0 | 0 | 0 | 0 | 0 | 0 | 0 | 0 | 0 | 0
F3_Industrial_Industrial - WA_New_Space Heating_Natural Gas_Furnace_E5 | F3 | Industrial | Industrial - WA | New | Space Heating | Natural Gas | Furnace | E5 | PACT BC Ratio | 0 | 0 | 0 | 0 | 0 | 0 | 0 | 0 | 0 | 0 | 0 | 0 | 0 | 0 | 0 | 0 | 0 | 0 | 0 | 0 | 0 | 0 | 0 | 0 | 0 | 0 | 0
F3_Industrial_Industrial - WA_New_Space Heating_Natural Gas_Furnace_E6 | F3 | Industrial | Industrial - WA | New | Space Heating | Natural Gas | Furnace | E6 | PACT BC Ratio | 0 | 0 | 0 | 0 | 0 | 0 | 0 | 0 | 0 | 0 | 0 | 0 | 0 | 0 | 0 | 0 | 0 | 0 | 0 | 0 | 0 | 0 | 0 | 0 | 0 | 0 | 0
F3_Industrial_Industrial - WA_New_Space Heating_Natural Gas_Furnace_E7 | F3 | Industrial | Industrial - WA | New | Space Heating | Natural Gas | Furnace | E7 | PACT BC Ratio | 0 | 0 | 0 | 0 | 0 | 0 | 0 | 0 | 0 | 0 | 0 | 0 | 0 | 0 | 0 | 0 | 0 | 0 | 0 | 0 | 0 | 0 | 0 | 0 | 0 | 0 | 0
F3_Industrial_Industrial - WA_New_Space Heating_Natural Gas_Furnace_E8 | F3 | Industrial | Industrial - WA | New | Space Heating | Natural Gas | Furnace | E8 | PACT BC Ratio | 0 | 0 | 0 | 0 | 0 | 0 | 0 | 0 | 0 | 0 | 0 | 0 | 0 | 0 | 0 | 0 | 0 | 0 | 0 | 0 | 0 | 0 | 0 | 0 | 0 | 0 | 0
F3_Industrial_Industrial - WA_New_Space Heating_Natural Gas_Furnace_E9 | F3 | Industrial | Industrial - WA | New | Space Heating | Natural Gas | Furnace | E9 | PACT BC Ratio | 0 | 0 | 0 | 0 | 0 | 0 | 0 | 0 | 0 | 0 | 0 | 0 | 0 | 0 | 0 | 0 | 0 | 0 | 0 | 0 | 0 | 0 | 0 | 0 | 0 | 0 | 0
F3_Industrial_Industrial - WA_New_Space Heating_Natural Gas_Furnace_E10 | F3 | Industrial | Industrial - WA | New | Space Heating | Natural Gas | Furnace | E10 | PACT BC Ratio | 0 | 0 | 0 | 0 | 0 | 0 | 0 | 0 | 0 | 0 | 0 | 0 | 0 | 0 | 0 | 0 | 0 | 0 | 0 | 0 | 0 | 0 | 0 | 0 | 0 | 0 | 0
F4_Industrial_Industrial - WA_New_Space Heating_Natural Gas_Furnace_E1 | F4 | Industrial | Industrial - WA | New | Space Heating | Natural Gas | Furnace | E1 | RVT BC Ratio | 1 | 1 | 1 | 0 | 0 | 0 | 0 | 0 | 0 | 0 | 0 | 0 | 0 | 0 | 0 | 0 | 0 | 0 | 0 | 0 | 0 | 0 | 0 | 0 | 0 | 0 | 0
F4_Industrial_Industrial - WA_New_Space Heating_Natural Gas_Furnace_E2 | F4 | Industrial | Industrial - WA | New | Space Heating | Natural Gas | Furnace | E2 | RVT BC Ratio | 0.5 | 0.5 | 0.5 | 1 | 1 | 1 | 1 | 1 | 1 | 1 | 1 | 1 | 1 | 1 | 1 | 1 | 1 | 1 | 1 | 1 | 1 | 1 | 1 | 1 | 1 | 1 | 1
F4_Industrial_Industrial - WA_New_Space Heating_Natural Gas_Furnace_E3 | F4 | Industrial | Industrial - WA | New | Space Heating | Natural Gas | Furnace | E3 | RVT BC Ratio | 0.5 | 0.5 | 0.5 | 0.5 | 0.5 | 0.5 | 0.5 | 0.5 | 0.5 | 0.5 | 0.5 | 0.5 | 0.5 | 0.5 | 0.5 | 0.5 | 0.5 | 0.5 | 0.5 | 0.5 | 0.5 | 0.5 | 0.5 | 0.5 | 0.5 | 0.5 | 0.5
F4_Industrial_Industrial - WA_New_Space Heating_Natural Gas_Furnace_E4 | F4 | Industrial | Industrial - WA | New | Space Heating | Natural Gas | Furnace | E4 | RVT BC Ratio | 0 | 0 | 0 | 0 | 0 | 0 | 0 | 0 | 0 | 0 | 0 | 0 | 0 | 0 | 0 | 0 | 0 | 0 | 0 | 0 | 0 | 0 | 0 | 0 | 0 | 0 | 0
F4_Industrial_Industrial - WA_New_Space Heating_Natural Gas_Furnace_E5 | F4 | Industrial | Industrial - WA | New | Space Heating | Natural Gas | Furnace | E5 | RVT BC Ratio | 0 | 0 | 0 | 0 | 0 | 0 | 0 | 0 | 0 | 0 | 0 | 0 | 0 | 0 | 0 | 0 | 0 | 0 | 0 | 0 | 0 | 0 | 0 | 0 | 0 | 0 | 0
F4_Industrial_Industrial - WA_New_Space Heating_Natural Gas_Furnace_E6 | F4 | Industrial | Industrial - WA | New | Space Heating | Natural Gas | Furnace | E6 | RVT BC Ratio | 0 | 0 | 0 | 0 | 0 | 0 | 0 | 0 | 0 | 0 | 0 | 0 | 0 | 0 | 0 | 0 | 0 | 0 | 0 | 0 | 0 | 0 | 0 | 0 | 0 | 0 | 0
F4_Industrial_Industrial - WA_New_Space Heating_Natural Gas_Furnace_E7 | F4 | Industrial | Industrial - WA | New | Space Heating | Natural Gas | Furnace | E7 | RVT BC Ratio | 0 | 0 | 0 | 0 | 0 | 0 | 0 | 0 | 0 | 0 | 0 | 0 | 0 | 0 | 0 | 0 | 0 | 0 | 0 | 0 | 0 | 0 | 0 | 0 | 0 | 0 | 0
F4_Industrial_Industrial - WA_New_Space Heating_Natural Gas_Furnace_E8 | F4 | Industrial | Industrial - WA | New | Space Heating | Natural Gas | Furnace | E8 | RVT BC Ratio | 0 | 0 | 0 | 0 | 0 | 0 | 0 | 0 | 0 | 0 | 0 | 0 | 0 | 0 | 0 | 0 | 0 | 0 | 0 | 0 | 0 | 0 | 0 | 0 | 0 | 0 | 0
F4_Industrial_Industrial - WA_New_Space Heating_Natural Gas_Furnace_E9 | F4 | Industrial | Industrial - WA | New | Space Heating | Natural Gas | Furnace | E9 | RVT BC Ratio | 0 | 0 | 0 | 0 | 0 | 0 | 0 | 0 | 0 | 0 | 0 | 0 | 0 | 0 | 0 | 0 | 0 | 0 | 0 | 0 | 0 | 0 | 0 | 0 | 0 | 0 | 0
F4_Industrial_Industrial - WA_New_Space Heating_Natural Gas_Furnace_E10 | F4 | Industrial | Industrial - WA | New | Space Heating | Natural Gas | Furnace | E10 | RVT BC Ratio | 0 | 0 | 0 | 0 | 0 | 0 | 0 | 0 | 0 | 0 | 0 | 0 | 0 | 0 | 0 | 0 | 0 | 0 | 0 | 0 | 0 | 0 | 0 | 0 | 0 | 0 | 0
F5_Industrial_Industrial - WA_New_Space Heating_Natural Gas_Furnace_E1 | F5 | Industrial | Industrial - WA | New | Space Heating | Natural Gas | Furnace | E1 | RIM BC Ratio | 1 | 1 | 1 | 0 | 0 | 0 | 0 | 0 | 0 | 0 | 0 | 0 | 0 | 0 | 0 | 0 | 0 | 0 | 0 | 0 | 0 | 0 | 0 | 0 | 0 | 0 | 0
F5_Industrial_Industrial - WA_New_Space Heating_Natural Gas_Furnace_E2 | F5 | Industrial | Industrial - WA | New | Space Heating | Natural Gas | Furnace | E2 | RIM BC Ratio | 0.7283 | 0.73236 | 0.73172 | 1 | 1 | 1 | 1 | 1 | 1 | 1 | 1 | 1 | 1 | 1 | 1 | 1 | 1 | 1 | 1 | 1 | 1 | 1 | 1 | 1 | 1 | 1 | 1
F5_Industrial_Industrial - WA_New_Space Heating_Natural Gas_Furnace_E3 | F5 | Industrial | Industrial - WA | New | Space Heating | Natural Gas | Furnace | E3 | RIM BC Ratio | 0.54622 | 0.54927 | 0.54879 | 0.36543 | 0.36984 | 0.37629 | 0.37703 | 0.37804 | 0.37882 | 0.3792 | 0.37916 | 0.37866 | 0.37756 | 0.37563 | 0.37277 | 0.36918 | 0.36456 | 0.3591 | 0.3526 | 0.34484 | 0.3356 | 0.3251 | 0.31644 | 0.31099 | 0.30894 | 0.31046 | 0.31198
F5_Industrial_Industrial - WA_New_Space Heating_Natural Gas_Furnace_E4 | F5 | Industrial | Industrial - WA | New | Space Heating | Natural Gas | Furnace | E4 | RIM BC Ratio | 0 | 0 | 0 | 0 | 0 | 0 | 0 | 0 | 0 | 0 | 0 | 0 | 0 | 0 | 0 | 0 | 0 | 0 | 0 | 0 | 0 | 0 | 0 | 0 | 0 | 0 | 0
F5_Industrial_Industrial - WA_New_Space Heating_Natural Gas_Furnace_E5 | F5 | Industrial | Industrial - WA | New | Space Heating | Natural Gas | Furnace | E5 | RIM BC Ratio | 0 | 0 | 0 | 0 | 0 | 0 | 0 | 0 | 0 | 0 | 0 | 0 | 0 | 0 | 0 | 0 | 0 | 0 | 0 | 0 | 0 | 0 | 0 | 0 | 0 | 0 | 0
F5_Industrial_Industrial - WA_New_Space Heating_Natural Gas_Furnace_E6 | F5 | Industrial | Industrial - WA | New | Space Heating | Natural Gas | Furnace | E6 | RIM BC Ratio | 0 | 0 | 0 | 0 | 0 | 0 | 0 | 0 | 0 | 0 | 0 | 0 | 0 | 0 | 0 | 0 | 0 | 0 | 0 | 0 | 0 | 0 | 0 | 0 | 0 | 0 | 0
F5_Industrial_Industrial - WA_New_Space Heating_Natural Gas_Furnace_E7 | F5 | Industrial | Industrial - WA | New | Space Heating | Natural Gas | Furnace | E7 | RIM BC Ratio | 0 | 0 | 0 | 0 | 0 | 0 | 0 | 0 | 0 | 0 | 0 | 0 | 0 | 0 | 0 | 0 | 0 | 0 | 0 | 0 | 0 | 0 | 0 | 0 | 0 | 0 | 0
F5_Industrial_Industrial - WA_New_Space Heating_Natural Gas_Furnace_E8 | F5 | Industrial | Industrial - WA | New | Space Heating | Natural Gas | Furnace | E8 | RIM BC Ratio | 0 | 0 | 0 | 0 | 0 | 0 | 0 | 0 | 0 | 0 | 0 | 0 | 0 | 0 | 0 | 0 | 0 | 0 | 0 | 0 | 0 | 0 | 0 | 0 | 0 | 0 | 0
F5_Industrial_Industrial - WA_New_Space Heating_Natural Gas_Furnace_E9 | F5 | Industrial | Industrial - WA | New | Space Heating | Natural Gas | Furnace | E9 | RIM BC Ratio | 0 | 0 | 0 | 0 | 0 | 0 | 0 | 0 | 0 | 0 | 0 | 0 | 0 | 0 | 0 | 0 | 0 | 0 | 0 | 0 | 0 | 0 | 0 | 0 | 0 | 0 | 0
F5_Industrial_Industrial - WA_New_Space Heating_Natural Gas_Furnace_E10 | F5 | Industrial | Industrial - WA | New | Space Heating | Natural Gas | Furnace | E10 | RIM BC Ratio | 0 | 0 | 0 | 0 | 0 | 0 | 0 | 0 | 0 | 0 | 0 | 0 | 0 | 0 | 0 | 0 | 0 | 0 | 0 | 0 | 0 | 0 | 0 | 0 | 0 | 0 | 0
F0_Industrial_Industrial - WA_New_Space Heating_Natural Gas_Boiler_E0 | F0 | Industrial | Industrial - WA | New | Space Heating | Natural Gas | Boiler | E0 | Economic Unit | AFUE 80% (Standard) | AFUE 80% (Standard) | AFUE 80% (Standard) | AFUE 80% (Standard) | AFUE 80% (Standard) | AFUE 80% (Standard) | AFUE 80% (Standard) | AFUE 80% (Standard) | AFUE 80% (Standard) | AFUE 80% (Standard) | AFUE 80% (Standard) | AFUE 80% (Standard) | AFUE 80% (Standard) | AFUE 80% (Standard) | AFUE 80% (Standard) | AFUE 80% (Standard) | AFUE 80% (Standard) | AFUE 80% (Standard) | AFUE 80% (Standard) | AFUE 80% (Standard) | AFUE 80% (Standard) | AFUE 80% (Standard) | AFUE 80% (Standard) | AFUE 80% (Standard) | AFUE 80% (Standard) | AFUE 80% (Standard) | AFUE 80% (Standard)
F1_Industrial_Industrial - WA_New_Space Heating_Natural Gas_Boiler_E1 | F1 | Industrial | Industrial - WA | New | Space Heating | Natural Gas | Boiler | E1 | CCE | 0 | 0 | 0 | 0 | 0 | 0 | 0 | 0 | 0 | 0 | 0 | 0 | 0 | 0 | 0 | 0 | 0 | 0 | 0 | 0 | 0 | 0 | 0 | 0 | 0 | 0 | 0
F1_Industrial_Industrial - WA_New_Space Heating_Natural Gas_Boiler_E2 | F1 | Industrial | Industrial - WA | New | Space Heating | Natural Gas | Boiler | E2 | CCE | 0.18127 | 0.1685 | 0.16916 | 0.16916 | 0.16916 | 0.16916 | 0.16916 | 0.16916 | 0.16916 | 0.16916 | 0.16916 | 0.16916 | 0.16916 | 0.16916 | 0.16916 | 0.16916 | 0.16916 | 0.16916 | 0.16916 | 0.16916 | 0.16916 | 0.16916 | 0.16916 | 0.16916 | 0.16916 | 0.16916 | 0.16916
F1_Industrial_Industrial - WA_New_Space Heating_Natural Gas_Boiler_E3 | F1 | Industrial | Industrial - WA | New | Space Heating | Natural Gas | Boiler | E3 | CCE | 0.18307 | 0.17017 | 0.17083 | 0.17083 | 0.17083 | 0.17083 | 0.17083 | 0.17083 | 0.17083 | 0.17083 | 0.17083 | 0.17083 | 0.17083 | 0.17083 | 0.17083 | 0.17083 | 0.17083 | 0.17083 | 0.17083 | 0.17083 | 0.17083 | 0.17083 | 0.17083 | 0.17083 | 0.17083 | 0.17083 | 0.17083
F1_Industrial_Industrial - WA_New_Space Heating_Natural Gas_Boiler_E4 | F1 | Industrial | Industrial - WA | New | Space Heating | Natural Gas | Boiler | E4 | CCE | 0.7724 | 0.71798 | 0.72077 | 0.72077 | 0.72077 | 0.72077 | 0.72077 | 0.72077 | 0.72077 | 0.72077 | 0.72077 | 0.72077 | 0.72077 | 0.72077 | 0.72077 | 0.72077 | 0.72077 | 0.72077 | 0.72077 | 0.72077 | 0.72077 | 0.72077 | 0.72077 | 0.72077 | 0.72077 | 0.72077 | 0.72077
F1_Industrial_Industrial - WA_New_Space Heating_Natural Gas_Boiler_E5 | F1 | Industrial | Industrial - WA | New | Space Heating | Natural Gas | Boiler | E5 | CCE | 0 | 0 | 0 | 0 | 0 | 0 | 0 | 0 | 0 | 0 | 0 | 0 | 0 | 0 | 0 | 0 | 0 | 0 | 0 | 0 | 0 | 0 | 0 | 0 | 0 | 0 | 0
F1_Industrial_Industrial - WA_New_Space Heating_Natural Gas_Boiler_E6 | F1 | Industrial | Industrial - WA | New | Space Heating | Natural Gas | Boiler | E6 | CCE | 0 | 0 | 0 | 0 | 0 | 0 | 0 | 0 | 0 | 0 | 0 | 0 | 0 | 0 | 0 | 0 | 0 | 0 | 0 | 0 | 0 | 0 | 0 | 0 | 0 | 0 | 0
F1_Industrial_Industrial - WA_New_Space Heating_Natural Gas_Boiler_E7 | F1 | Industrial | Industrial - WA | New | Space Heating | Natural Gas | Boiler | E7 | CCE | 0 | 0 | 0 | 0 | 0 | 0 | 0 | 0 | 0 | 0 | 0 | 0 | 0 | 0 | 0 | 0 | 0 | 0 | 0 | 0 | 0 | 0 | 0 | 0 | 0 | 0 | 0
F1_Industrial_Industrial - WA_New_Space Heating_Natural Gas_Boiler_E8 | F1 | Industrial | Industrial - WA | New | Space Heating | Natural Gas | Boiler | E8 | CCE | 0 | 0 | 0 | 0 | 0 | 0 | 0 | 0 | 0 | 0 | 0 | 0 | 0 | 0 | 0 | 0 | 0 | 0 | 0 | 0 | 0 | 0 | 0 | 0 | 0 | 0 | 0
F1_Industrial_Industrial - WA_New_Space Heating_Natural Gas_Boiler_E9 | F1 | Industrial | Industrial - WA | New | Space Heating | Natural Gas | Boiler | E9 | CCE | 0 | 0 | 0 | 0 | 0 | 0 | 0 | 0 | 0 | 0 | 0 | 0 | 0 | 0 | 0 | 0 | 0 | 0 | 0 | 0 | 0 | 0 | 0 | 0 | 0 | 0 | 0
F1_Industrial_Industrial - WA_New_Space Heating_Natural Gas_Boiler_E10 | F1 | Industrial | Industrial - WA | New | Space Heating | Natural Gas | Boiler | E10 | CCE | 0 | 0 | 0 | 0 | 0 | 0 | 0 | 0 | 0 | 0 | 0 | 0 | 0 | 0 | 0 | 0 | 0 | 0 | 0 | 0 | 0 | 0 | 0 | 0 | 0 | 0 | 0
F2_Industrial_Industrial - WA_New_Space Heating_Natural Gas_Boiler_E1 | F2 | Industrial | Industrial - WA | New | Space Heating | Natural Gas | Boiler | E1 | TRC BC Ratio | bar: 2021 to 2047
F2_Industrial_Industrial - WA_New_Space Heating_Natural Gas_Boiler_E2 | F2 | Industrial | Industrial - WA | New | Space Heating | Natural Gas | Boiler | E2 | TRC BC Ratio | 0.080062 | 0.080392 | 0.080195 | 0.079962 | 0.080766 | 0.082039 | 0.082153 | 0.082359 | 0.082536 | 0.082629 | 0.082633 | 0.082539 | 0.082318 | 0.081922 | 0.081329 | 0.080583 | 0.079618 | 0.078476 | 0.077114 | 0.075486 | 0.073546 | 0.07134 | 0.06952 | 0.068382 | 0.067961 | 0.068294 | 0.068629
F2_Industrial_Industrial - WA_New_Space Heating_Natural Gas_Boiler_E3 | F2 | Industrial | Industrial - WA | New | Space Heating | Natural Gas | Boiler | E3 | TRC BC Ratio | 0.079277 | 0.079603 | 0.079409 | 0.079178 | 0.079974 | 0.081234 | 0.081348 | 0.081552 | 0.081727 | 0.081819 | 0.081823 | 0.081729 | 0.081511 | 0.081119 | 0.080532 | 0.079793 | 0.078838 | 0.077707 | 0.076358 | 0.074746 | 0.072825 | 0.070641 | 0.068838 | 0.067712 | 0.067295 | 0.067625 | 0.067956
F2_Industrial_Industrial - WA_New_Space Heating_Natural Gas_Boiler_E4 | F2 | Industrial | Industrial - WA | New | Space Heating | Natural Gas | Boiler | E4 | TRC BC Ratio | 0.019645 | 0.019602 | 0.019435 | 0.019225 | 0.019146 | 0.019129 | 0.018949 | 0.018793 | 0.018647 | 0.018508 | 0.018383 | 0.018278 | 0.018198 | 0.018129 | 0.018058 | 0.017979 | 0.017869 | 0.017732 | 0.017564 | 0.017356 | 0.017104 | 0.016812 | 0.016577 | 0.016442 | 0.016412 | 0.016493 | 0.016573
F2_Industrial_Industrial - WA_New_Space Heating_Natural Gas_Boiler_E5 | F2 | Industrial | Industrial - WA | New | Space Heating | Natural Gas | Boiler | E5 | TRC BC Ratio | 0 | 0 | 0 | 0 | 0 | 0 | 0 | 0 | 0 | 0 | 0 | 0 | 0 | 0 | 0 | 0 | 0 | 0 | 0 | 0 | 0 | 0 | 0 | 0 | 0 | 0 | 0
F2_Industrial_Industrial - WA_New_Space Heating_Natural Gas_Boiler_E6 | F2 | Industrial | Industrial - WA | New | Space Heating | Natural Gas | Boiler | E6 | TRC BC Ratio | 0 | 0 | 0 | 0 | 0 | 0 | 0 | 0 | 0 | 0 | 0 | 0 | 0 | 0 | 0 | 0 | 0 | 0 | 0 | 0 | 0 | 0 | 0 | 0 | 0 | 0 | 0
F2_Industrial_Industrial - WA_New_Space Heating_Natural Gas_Boiler_E7 | F2 | Industrial | Industrial - WA | New | Space Heating | Natural Gas | Boiler | E7 | TRC BC Ratio | 0 | 0 | 0 | 0 | 0 | 0 | 0 | 0 | 0 | 0 | 0 | 0 | 0 | 0 | 0 | 0 | 0 | 0 | 0 | 0 | 0 | 0 | 0 | 0 | 0 | 0 | 0
F2_Industrial_Industrial - WA_New_Space Heating_Natural Gas_Boiler_E8 | F2 | Industrial | Industrial - WA | New | Space Heating | Natural Gas | Boiler | E8 | TRC BC Ratio | 0 | 0 | 0 | 0 | 0 | 0 | 0 | 0 | 0 | 0 | 0 | 0 | 0 | 0 | 0 | 0 | 0 | 0 | 0 | 0 | 0 | 0 | 0 | 0 | 0 | 0 | 0
F2_Industrial_Industrial - WA_New_Space Heating_Natural Gas_Boiler_E9 | F2 | Industrial | Industrial - WA | New | Space Heating | Natural Gas | Boiler | E9 | TRC BC Ratio | 0 | 0 | 0 | 0 | 0 | 0 | 0 | 0 | 0 | 0 | 0 | 0 | 0 | 0 | 0 | 0 | 0 | 0 | 0 | 0 | 0 | 0 | 0 | 0 | 0 | 0 | 0
F2_Industrial_Industrial - WA_New_Space Heating_Natural Gas_Boiler_E10 | F2 | Industrial | Industrial - WA | New | Space Heating | Natural Gas | Boiler | E10 | TRC BC Ratio | 0 | 0 | 0 | 0 | 0 | 0 | 0 | 0 | 0 | 0 | 0 | 0 | 0 | 0 | 0 | 0 | 0 | 0 | 0 | 0 | 0 | 0 | 0 | 0 | 0 | 0 | 0
F3_Industrial_Industrial - WA_New_Space Heating_Natural Gas_Boiler_E1 | F3 | Industrial | Industrial - WA | New | Space Heating | Natural Gas | Boiler | E1 | PACT BC Ratio | bar: 2021 to 2047
F3_Industrial_Industrial - WA_New_Space Heating_Natural Gas_Boiler_E2 | F3 | Industrial | Industrial - WA | New | Space Heating | Natural Gas | Boiler | E2 | PACT BC Ratio | 0.13344 | 0.13399 | 0.13366 | 0.13327 | 0.13461 | 0.13673 | 0.13692 | 0.13727 | 0.13756 | 0.13771 | 0.13772 | 0.13756 | 0.1372 | 0.13654 | 0.13555 | 0.13431 | 0.1327 | 0.13079 | 0.12852 | 0.12581 | 0.12258 | 0.1189 | 0.11587 | 0.11397 | 0.11327 | 0.11382 | 0.11438
F3_Industrial_Industrial - WA_New_Space Heating_Natural Gas_Boiler_E3 | F3 | Industrial | Industrial - WA | New | Space Heating | Natural Gas | Boiler | E3 | PACT BC Ratio | 0.13213 | 0.13267 | 0.13235 | 0.13196 | 0.13329 | 0.13539 | 0.13558 | 0.13592 | 0.13621 | 0.13636 | 0.13637 | 0.13622 | 0.13585 | 0.1352 | 0.13422 | 0.13299 | 0.1314 | 0.12951 | 0.12726 | 0.12458 | 0.12138 | 0.11773 | 0.11473 | 0.11285 | 0.11216 | 0.11271 | 0.11326
F3_Industrial_Industrial - WA_New_Space Heating_Natural Gas_Boiler_E4 | F3 | Industrial | Industrial - WA | New | Space Heating | Natural Gas | Boiler | E4 | PACT BC Ratio | 0.032742 | 0.03267 | 0.032391 | 0.032042 | 0.031909 | 0.031882 | 0.031582 | 0.031322 | 0.031078 | 0.030847 | 0.030638 | 0.030464 | 0.030329 | 0.030215 | 0.030097 | 0.029966 | 0.029781 | 0.029554 | 0.029273 | 0.028927 | 0.028506 | 0.02802 | 0.027629 | 0.027404 | 0.027354 | 0.027488 | 0.027622
F3_Industrial_Industrial - WA_New_Space Heating_Natural Gas_Boiler_E5 | F3 | Industrial | Industrial - WA | New | Space Heating | Natural Gas | Boiler | E5 | PACT BC Ratio | 0 | 0 | 0 | 0 | 0 | 0 | 0 | 0 | 0 | 0 | 0 | 0 | 0 | 0 | 0 | 0 | 0 | 0 | 0 | 0 | 0 | 0 | 0 | 0 | 0 | 0 | 0
F3_Industrial_Industrial - WA_New_Space Heating_Natural Gas_Boiler_E6 | F3 | Industrial | Industrial - WA | New | Space Heating | Natural Gas | Boiler | E6 | PACT BC Ratio | 0 | 0 | 0 | 0 | 0 | 0 | 0 | 0 | 0 | 0 | 0 | 0 | 0 | 0 | 0 | 0 | 0 | 0 | 0 | 0 | 0 | 0 | 0 | 0 | 0 | 0 | 0
F3_Industrial_Industrial - WA_New_Space Heating_Natural Gas_Boiler_E7 | F3 | Industrial | Industrial - WA | New | Space Heating | Natural Gas | Boiler | E7 | PACT BC Ratio | 0 | 0 | 0 | 0 | 0 | 0 | 0 | 0 | 0 | 0 | 0 | 0 | 0 | 0 | 0 | 0 | 0 | 0 | 0 | 0 | 0 | 0 | 0 | 0 | 0 | 0 | 0
F3_Industrial_Industrial - WA_New_Space Heating_Natural Gas_Boiler_E8 | F3 | Industrial | Industrial - WA | New | Space Heating | Natural Gas | Boiler | E8 | PACT BC Ratio | 0 | 0 | 0 | 0 | 0 | 0 | 0 | 0 | 0 | 0 | 0 | 0 | 0 | 0 | 0 | 0 | 0 | 0 | 0 | 0 | 0 | 0 | 0 | 0 | 0 | 0 | 0
F3_Industrial_Industrial - WA_New_Space Heating_Natural Gas_Boiler_E9 | F3 | Industrial | Industrial - WA | New | Space Heating | Natural Gas | Boiler | E9 | PACT BC Ratio | 0 | 0 | 0 | 0 | 0 | 0 | 0 | 0 | 0 | 0 | 0 | 0 | 0 | 0 | 0 | 0 | 0 | 0 | 0 | 0 | 0 | 0 | 0 | 0 | 0 | 0 | 0
F3_Industrial_Industrial - WA_New_Space Heating_Natural Gas_Boiler_E10 | F3 | Industrial | Industrial - WA | New | Space Heating | Natural Gas | Boiler | E10 | PACT BC Ratio | 0 | 0 | 0 | 0 | 0 | 0 | 0 | 0 | 0 | 0 | 0 | 0 | 0 | 0 | 0 | 0 | 0 | 0 | 0 | 0 | 0 | 0 | 0 | 0 | 0 | 0 | 0
F4_Industrial_Industrial - WA_New_Space Heating_Natural Gas_Boiler_E1 | F4 | Industrial | Industrial - WA | New | Space Heating | Natural Gas | Boiler | E1 | RVT BC Ratio | bar: 2021 to 2047
F4_Industrial_Industrial - WA_New_Space Heating_Natural Gas_Boiler_E2 | F4 | Industrial | Industrial - WA | New | Space Heating | Natural Gas | Boiler | E2 | RVT BC Ratio | 0.5 | 0.5 | 0.5 | 0.5 | 0.5 | 0.5 | 0.5 | 0.5 | 0.5 | 0.5 | 0.5 | 0.5 | 0.5 | 0.5 | 0.5 | 0.5 | 0.5 | 0.5 | 0.5 | 0.5 | 0.5 | 0.5 | 0.5 | 0.5 | 0.5 | 0.5 | 0.5
F4_Industrial_Industrial - WA_New_Space Heating_Natural Gas_Boiler_E3 | F4 | Industrial | Industrial - WA | New | Space Heating | Natural Gas | Boiler | E3 | RVT BC Ratio | 0.5 | 0.5 | 0.5 | 0.5 | 0.5 | 0.5 | 0.5 | 0.5 | 0.5 | 0.5 | 0.5 | 0.5 | 0.5 | 0.5 | 0.5 | 0.5 | 0.5 | 0.5 | 0.5 | 0.5 | 0.5 | 0.5 | 0.5 | 0.5 | 0.5 | 0.5 | 0.5
F4_Industrial_Industrial - WA_New_Space Heating_Natural Gas_Boiler_E4 | F4 | Industrial | Industrial - WA | New | Space Heating | Natural Gas | Boiler | E4 | RVT BC Ratio | 0.5 | 0.5 | 0.5 | 0.5 | 0.5 | 0.5 | 0.5 | 0.5 | 0.5 | 0.5 | 0.5 | 0.5 | 0.5 | 0.5 | 0.5 | 0.5 | 0.5 | 0.5 | 0.5 | 0.5 | 0.5 | 0.5 | 0.5 | 0.5 | 0.5 | 0.5 | 0.5
F4_Industrial_Industrial - WA_New_Space Heating_Natural Gas_Boiler_E5 | F4 | Industrial | Industrial - WA | New | Space Heating | Natural Gas | Boiler | E5 | RVT BC Ratio | 0 | 0 | 0 | 0 | 0 | 0 | 0 | 0 | 0 | 0 | 0 | 0 | 0 | 0 | 0 | 0 | 0 | 0 | 0 | 0 | 0 | 0 | 0 | 0 | 0 | 0 | 0
F4_Industrial_Industrial - WA_New_Space Heating_Natural Gas_Boiler_E6 | F4 | Industrial | Industrial - WA | New | Space Heating | Natural Gas | Boiler | E6 | RVT BC Ratio | 0 | 0 | 0 | 0 | 0 | 0 | 0 | 0 | 0 | 0 | 0 | 0 | 0 | 0 | 0 | 0 | 0 | 0 | 0 | 0 | 0 | 0 | 0 | 0 | 0 | 0 | 0
F4_Industrial_Industrial - WA_New_Space Heating_Natural Gas_Boiler_E7 | F4 | Industrial | Industrial - WA | New | Space Heating | Natural Gas | Boiler | E7 | RVT BC Ratio | 0 | 0 | 0 | 0 | 0 | 0 | 0 | 0 | 0 | 0 | 0 | 0 | 0 | 0 | 0 | 0 | 0 | 0 | 0 | 0 | 0 | 0 | 0 | 0 | 0 | 0 | 0
F4_Industrial_Industrial - WA_New_Space Heating_Natural Gas_Boiler_E8 | F4 | Industrial | Industrial - WA | New | Space Heating | Natural Gas | Boiler | E8 | RVT BC Ratio | 0 | 0 | 0 | 0 | 0 | 0 | 0 | 0 | 0 | 0 | 0 | 0 | 0 | 0 | 0 | 0 | 0 | 0 | 0 | 0 | 0 | 0 | 0 | 0 | 0 | 0 | 0
F4_Industrial_Industrial - WA_New_Space Heating_Natural Gas_Boiler_E9 | F4 | Industrial | Industrial - WA | New | Space Heating | Natural Gas | Boiler | E9 | RVT BC Ratio | 0 | 0 | 0 | 0 | 0 | 0 | 0 | 0 | 0 | 0 | 0 | 0 | 0 | 0 | 0 | 0 | 0 | 0 | 0 | 0 | 0 | 0 | 0 | 0 | 0 | 0 | 0
F4_Industrial_Industrial - WA_New_Space Heating_Natural Gas_Boiler_E10 | F4 | Industrial | Industrial - WA | New | Space Heating | Natural Gas | Boiler | E10 | RVT BC Ratio | 0 | 0 | 0 | 0 | 0 | 0 | 0 | 0 | 0 | 0 | 0 | 0 | 0 | 0 | 0 | 0 | 0 | 0 | 0 | 0 | 0 | 0 | 0 | 0 | 0 | 0 | 0
F5_Industrial_Industrial - WA_New_Space Heating_Natural Gas_Boiler_E1 | F5 | Industrial | Industrial - WA | New | Space Heating | Natural Gas | Boiler | E1 | RIM BC Ratio | bar: 2021 to 2047
F5_Industrial_Industrial - WA_New_Space Heating_Natural Gas_Boiler_E2 | F5 | Industrial | Industrial - WA | New | Space Heating | Natural Gas | Boiler | E2 | RIM BC Ratio | 0.13344 | 0.13399 | 0.13366 | 0.13327 | 0.13461 | 0.13673 | 0.13692 | 0.13727 | 0.13756 | 0.13771 | 0.13772 | 0.13756 | 0.1372 | 0.13654 | 0.13555 | 0.13431 | 0.1327 | 0.13079 | 0.12852 | 0.12581 | 0.12258 | 0.1189 | 0.11587 | 0.11397 | 0.11327 | 0.11382 | 0.11438
F5_Industrial_Industrial - WA_New_Space Heating_Natural Gas_Boiler_E3 | F5 | Industrial | Industrial - WA | New | Space Heating | Natural Gas | Boiler | E3 | RIM BC Ratio | 0.13213 | 0.13267 | 0.13235 | 0.13196 | 0.13329 | 0.13539 | 0.13558 | 0.13592 | 0.13621 | 0.13636 | 0.13637 | 0.13622 | 0.13585 | 0.1352 | 0.13422 | 0.13299 | 0.1314 | 0.12951 | 0.12726 | 0.12458 | 0.12138 | 0.11773 | 0.11473 | 0.11285 | 0.11216 | 0.11271 | 0.11326
F5_Industrial_Industrial - WA_New_Space Heating_Natural Gas_Boiler_E4 | F5 | Industrial | Industrial - WA | New | Space Heating | Natural Gas | Boiler | E4 | RIM BC Ratio | 0.032742 | 0.03267 | 0.032391 | 0.032042 | 0.031909 | 0.031882 | 0.031582 | 0.031322 | 0.031078 | 0.030847 | 0.030638 | 0.030464 | 0.030329 | 0.030215 | 0.030097 | 0.029966 | 0.029781 | 0.029554 | 0.029273 | 0.028927 | 0.028506 | 0.02802 | 0.027629 | 0.027404 | 0.027354 | 0.027488 | 0.027622
F5_Industrial_Industrial - WA_New_Space Heating_Natural Gas_Boiler_E5 | F5 | Industrial | Industrial - WA | New | Space Heating | Natural Gas | Boiler | E5 | RIM BC Ratio | 0 | 0 | 0 | 0 | 0 | 0 | 0 | 0 | 0 | 0 | 0 | 0 | 0 | 0 | 0 | 0 | 0 | 0 | 0 | 0 | 0 | 0 | 0 | 0 | 0 | 0 | 0
F5_Industrial_Industrial - WA_New_Space Heating_Natural Gas_Boiler_E6 | F5 | Industrial | Industrial - WA | New | Space Heating | Natural Gas | Boiler | E6 | RIM BC Ratio | 0 | 0 | 0 | 0 | 0 | 0 | 0 | 0 | 0 | 0 | 0 | 0 | 0 | 0 | 0 | 0 | 0 | 0 | 0 | 0 | 0 | 0 | 0 | 0 | 0 | 0 | 0
F5_Industrial_Industrial - WA_New_Space Heating_Natural Gas_Boiler_E7 | F5 | Industrial | Industrial - WA | New | Space Heating | Natural Gas | Boiler | E7 | RIM BC Ratio | 0 | 0 | 0 | 0 | 0 | 0 | 0 | 0 | 0 | 0 | 0 | 0 | 0 | 0 | 0 | 0 | 0 | 0 | 0 | 0 | 0 | 0 | 0 | 0 | 0 | 0 | 0
F5_Industrial_Industrial - WA_New_Space Heating_Natural Gas_Boiler_E8 | F5 | Industrial | Industrial - WA | New | Space Heating | Natural Gas | Boiler | E8 | RIM BC Ratio | 0 | 0 | 0 | 0 | 0 | 0 | 0 | 0 | 0 | 0 | 0 | 0 | 0 | 0 | 0 | 0 | 0 | 0 | 0 | 0 | 0 | 0 | 0 | 0 | 0 | 0 | 0
F5_Industrial_Industrial - WA_New_Space Heating_Natural Gas_Boiler_E9 | F5 | Industrial | Industrial - WA | New | Space Heating | Natural Gas | Boiler | E9 | RIM BC Ratio | 0 | 0 | 0 | 0 | 0 | 0 | 0 | 0 | 0 | 0 | 0 | 0 | 0 | 0 | 0 | 0 | 0 | 0 | 0 | 0 | 0 | 0 | 0 | 0 | 0 | 0 | 0
F5_Industrial_Industrial - WA_New_Space Heating_Natural Gas_Boiler_E10 | F5 | Industrial | Industrial - WA | New | Space Heating | Natural Gas | Boiler | E10 | RIM BC Ratio | 0 | 0 | 0 | 0 | 0 | 0 | 0 | 0 | 0 | 0 | 0 | 0 | 0 | 0 | 0 | 0 | 0 | 0 | 0 | 0 | 0 | 0 | 0 | 0 | 0 | 0 | 0
F0_Industrial_Industrial - WA_New_Space Heating_Natural Gas_Unit Heater_E0 | F0 | Industrial | Industrial - WA | New | Space Heating | Natural Gas | Unit Heater | E0 | Economic Unit | Infrared Radiant | Infrared Radiant | Infrared Radiant | Infrared Radiant | Infrared Radiant | Infrared Radiant | Infrared Radiant | Infrared Radiant | Infrared Radiant | Infrared Radiant | Infrared Radiant | Infrared Radiant | Infrared Radiant | Infrared Radiant | Infrared Radiant | Infrared Radiant | Infrared Radiant | Infrared Radiant | Infrared Radiant | Infrared Radiant | Infrared Radiant | Infrared Radiant | Infrared Radiant | Infrared Radiant | Infrared Radiant | Infrared Radiant | Infrared Radiant
F1_Industrial_Industrial - WA_New_Space Heating_Natural Gas_Unit Heater_E1 | F1 | Industrial | Industrial - WA | New | Space Heating | Natural Gas | Unit Heater | E1 | CCE | 0 | 0 | 0 | 0 | 0 | 0 | 0 | 0 | 0 | 0 | 0 | 0 | 0 | 0 | 0 | 0 | 0 | 0 | 0 | 0 | 0 | 0 | 0 | 0 | 0 | 0 | 0
F1_Industrial_Industrial - WA_New_Space Heating_Natural Gas_Unit Heater_E2 | F1 | Industrial | Industrial - WA | New | Space Heating | Natural Gas | Unit Heater | E2 | CCE | 0.00017391 | 0.00016166 | 0.00016228 | 0.00016228 | 0.00016228 | 0.00016228 | 0.00016228 | 0.00016228 | 0.00016228 | 0.00016228 | 0.00016228 | 0.00016228 | 0.00016228 | 0.00016228 | 0.00016228 | 0.00016228 | 0.00016228 | 0.00016228 | 0.00016228 | 0.00016228 | 0.00016228 | 0.00016228 | 0.00016228 | 0.00016228 | 0.00016228 | 0.00016228 | 0.00016228
F1_Industrial_Industrial - WA_New_Space Heating_Natural Gas_Unit Heater_E3 | F1 | Industrial | Industrial - WA | New | Space Heating | Natural Gas | Unit Heater | E3 | CCE | 0.00026608 | 0.00024733 | 0.0002483 | 0.0002483 | 0.0002483 | 0.0002483 | 0.0002483 | 0.0002483 | 0.0002483 | 0.0002483 | 0.0002483 | 0.0002483 | 0.0002483 | 0.0002483 | 0.0002483 | 0.0002483 | 0.0002483 | 0.0002483 | 0.0002483 | 0.0002483 | 0.0002483 | 0.0002483 | 0.0002483 | 0.0002483 | 0.0002483 | 0.0002483 | 0.0002483
F1_Industrial_Industrial - WA_New_Space Heating_Natural Gas_Unit Heater_E4 | F1 | Industrial | Industrial - WA | New | Space Heating | Natural Gas | Unit Heater | E4 | CCE | 0 | 0 | 0 | 0 | 0 | 0 | 0 | 0 | 0 | 0 | 0 | 0 | 0 | 0 | 0 | 0 | 0 | 0 | 0 | 0 | 0 | 0 | 0 | 0 | 0 | 0 | 0
F1_Industrial_Industrial - WA_New_Space Heating_Natural Gas_Unit Heater_E5 | F1 | Industrial | Industrial - WA | New | Space Heating | Natural Gas | Unit Heater | E5 | CCE | 0 | 0 | 0 | 0 | 0 | 0 | 0 | 0 | 0 | 0 | 0 | 0 | 0 | 0 | 0 | 0 | 0 | 0 | 0 | 0 | 0 | 0 | 0 | 0 | 0 | 0 | 0
F1_Industrial_Industrial - WA_New_Space Heating_Natural Gas_Unit Heater_E6 | F1 | Industrial | Industrial - WA | New | Space Heating | Natural Gas | Unit Heater | E6 | CCE | 0 | 0 | 0 | 0 | 0 | 0 | 0 | 0 | 0 | 0 | 0 | 0 | 0 | 0 | 0 | 0 | 0 | 0 | 0 | 0 | 0 | 0 | 0 | 0 | 0 | 0 | 0
F1_Industrial_Industrial - WA_New_Space Heating_Natural Gas_Unit Heater_E7 | F1 | Industrial | Industrial - WA | New | Space Heating | Natural Gas | Unit Heater | E7 | CCE | 0 | 0 | 0 | 0 | 0 | 0 | 0 | 0 | 0 | 0 | 0 | 0 | 0 | 0 | 0 | 0 | 0 | 0 | 0 | 0 | 0 | 0 | 0 | 0 | 0 | 0 | 0
F1_Industrial_Industrial - WA_New_Space Heating_Natural Gas_Unit Heater_E8 | F1 | Industrial | Industrial - WA | New | Space Heating | Natural Gas | Unit Heater | E8 | CCE | 0 | 0 | 0 | 0 | 0 | 0 | 0 | 0 | 0 | 0 | 0 | 0 | 0 | 0 | 0 | 0 | 0 | 0 | 0 | 0 | 0 | 0 | 0 | 0 | 0 | 0 | 0
F1_Industrial_Industrial - WA_New_Space Heating_Natural Gas_Unit Heater_E9 | F1 | Industrial | Industrial - WA | New | Space Heating | Natural Gas | Unit Heater | E9 | CCE | 0 | 0 | 0 | 0 | 0 | 0 | 0 | 0 | 0 | 0 | 0 | 0 | 0 | 0 | 0 | 0 | 0 | 0 | 0 | 0 | 0 | 0 | 0 | 0 | 0 | 0 | 0
F1_Industrial_Industrial - WA_New_Space Heating_Natural Gas_Unit Heater_E10 | F1 | Industrial | Industrial - WA | New | Space Heating | Natural Gas | Unit Heater | E10 | CCE | 0 | 0 | 0 | 0 | 0 | 0 | 0 | 0 | 0 | 0 | 0 | 0 | 0 | 0 | 0 | 0 | 0 | 0 | 0 | 0 | 0 | 0 | 0 | 0 | 0 | 0 | 0
F2_Industrial_Industrial - WA_New_Space Heating_Natural Gas_Unit Heater_E1 | F2 | Industrial | Industrial - WA | New | Space Heating | Natural Gas | Unit Heater | E1 | TRC BC Ratio | bar: 2021 to 2047
F2_Industrial_Industrial - WA_New_Space Heating_Natural Gas_Unit Heater_E2 | F2 | Industrial | Industrial - WA | New | Space Heating | Natural Gas | Unit Heater | E2 | TRC BC Ratio | 82.7826 | 83.412 | 83.4791 | 83.5301 | 84.7695 | 86.5129 | 86.8564 | 87.2177 | 87.4688 | 87.5681 | 87.537 | 87.3929 | 87.1039 | 86.6134 | 85.896 | 85.0034 | 83.8588 | 82.5113 | 80.9106 | 79.0044 | 76.7398 | 74.1698 | 72.0428 | 70.6988 | 70.1773 | 70.5213 | 70.867
F2_Industrial_Industrial - WA_New_Space Heating_Natural Gas_Unit Heater_E3 | F2 | Industrial | Industrial - WA | New | Space Heating | Natural Gas | Unit Heater | E3 | TRC BC Ratio | 65.0296 | 64.8565 | 64.2426 | 63.1659 | 61.5078 | 59.4826 | 57.3741 | 54.9263 | 52.2893 | 49.6924 | 47.393 | 45.6917 | 44.7232 | 44.4175 | 44.5951 | 45.0393 | 45.5281 | 46.0532 | 46.6232 | 47.2471 | 47.934 | 48.6748 | 49.341 | 49.8742 | 50.2677 | 50.5141 | 50.7617
F2_Industrial_Industrial - WA_New_Space Heating_Natural Gas_Unit Heater_E4 | F2 | Industrial | Industrial - WA | New | Space Heating | Natural Gas | Unit Heater | E4 | TRC BC Ratio | 0 | 0 | 0 | 0 | 0 | 0 | 0 | 0 | 0 | 0 | 0 | 0 | 0 | 0 | 0 | 0 | 0 | 0 | 0 | 0 | 0 | 0 | 0 | 0 | 0 | 0 | 0
F2_Industrial_Industrial - WA_New_Space Heating_Natural Gas_Unit Heater_E5 | F2 | Industrial | Industrial - WA | New | Space Heating | Natural Gas | Unit Heater | E5 | TRC BC Ratio | 0 | 0 | 0 | 0 | 0 | 0 | 0 | 0 | 0 | 0 | 0 | 0 | 0 | 0 | 0 | 0 | 0 | 0 | 0 | 0 | 0 | 0 | 0 | 0 | 0 | 0 | 0
F2_Industrial_Industrial - WA_New_Space Heating_Natural Gas_Unit Heater_E6 | F2 | Industrial | Industrial - WA | New | Space Heating | Natural Gas | Unit Heater | E6 | TRC BC Ratio | 0 | 0 | 0 | 0 | 0 | 0 | 0 | 0 | 0 | 0 | 0 | 0 | 0 | 0 | 0 | 0 | 0 | 0 | 0 | 0 | 0 | 0 | 0 | 0 | 0 | 0 | 0
F2_Industrial_Industrial - WA_New_Space Heating_Natural Gas_Unit Heater_E7 | F2 | Industrial | Industrial - WA | New | Space Heating | Natural Gas | Unit Heater | E7 | TRC BC Ratio | 0 | 0 | 0 | 0 | 0 | 0 | 0 | 0 | 0 | 0 | 0 | 0 | 0 | 0 | 0 | 0 | 0 | 0 | 0 | 0 | 0 | 0 | 0 | 0 | 0 | 0 | 0
F2_Industrial_Industrial - WA_New_Space Heating_Natural Gas_Unit Heater_E8 | F2 | Industrial | Industrial - WA | New | Space Heating | Natural Gas | Unit Heater | E8 | TRC BC Ratio | 0 | 0 | 0 | 0 | 0 | 0 | 0 | 0 | 0 | 0 | 0 | 0 | 0 | 0 | 0 | 0 | 0 | 0 | 0 | 0 | 0 | 0 | 0 | 0 | 0 | 0 | 0
F2_Industrial_Industrial - WA_New_Space Heating_Natural Gas_Unit Heater_E9 | F2 | Industrial | Industrial - WA | New | Space Heating | Natural Gas | Unit Heater | E9 | TRC BC Ratio | 0 | 0 | 0 | 0 | 0 | 0 | 0 | 0 | 0 | 0 | 0 | 0 | 0 | 0 | 0 | 0 | 0 | 0 | 0 | 0 | 0 | 0 | 0 | 0 | 0 | 0 | 0
F2_Industrial_Industrial - WA_New_Space Heating_Natural Gas_Unit Heater_E10 | F2 | Industrial | Industrial - WA | New | Space Heating | Natural Gas | Unit Heater | E10 | TRC BC Ratio | 0 | 0 | 0 | 0 | 0 | 0 | 0 | 0 | 0 | 0 | 0 | 0 | 0 | 0 | 0 | 0 | 0 | 0 | 0 | 0 | 0 | 0 | 0 | 0 | 0 | 0 | 0
F3_Industrial_Industrial - WA_New_Space Heating_Natural Gas_Unit Heater_E1 | F3 | Industrial | Industrial - WA | New | Space Heating | Natural Gas | Unit Heater | E1 | PACT BC Ratio | bar: 2021 to 2047
F3_Industrial_Industrial - WA_New_Space Heating_Natural Gas_Unit Heater_E2 | F3 | Industrial | Industrial - WA | New | Space Heating | Natural Gas | Unit Heater | E2 | PACT BC Ratio | 137.971 | 139.0201 | 139.1318 | 139.2169 | 141.2825 | 144.1882 | 144.7607 | 145.3629 | 145.7814 | 145.9468 | 145.895 | 145.6549 | 145.1732 | 144.3557 | 143.16 | 141.6723 | 139.7646 | 137.5188 | 134.851 | 131.6739 | 127.8997 | 123.6163 | 120.0714 | 117.8313 | 116.9622 | 117.5355 | 118.1117
F3_Industrial_Industrial - WA_New_Space Heating_Natural Gas_Unit Heater_E3 | F3 | Industrial | Industrial - WA | New | Space Heating | Natural Gas | Unit Heater | E3 | PACT BC Ratio | 108.3827 | 108.0941 | 107.0709 | 105.2764 | 102.513 | 99.1376 | 95.6235 | 91.5438 | 87.1488 | 82.8206 | 78.9884 | 76.1529 | 74.5386 | 74.0291 | 74.3252 | 75.0655 | 75.8802 | 76.7554 | 77.7054 | 78.7452 | 79.89 | 81.1246 | 82.2349 | 83.1237 | 83.7795 | 84.1902 | 84.6029
F3_Industrial_Industrial - WA_New_Space Heating_Natural Gas_Unit Heater_E4 | F3 | Industrial | Industrial - WA | New | Space Heating | Natural Gas | Unit Heater | E4 | PACT BC Ratio | 0 | 0 | 0 | 0 | 0 | 0 | 0 | 0 | 0 | 0 | 0 | 0 | 0 | 0 | 0 | 0 | 0 | 0 | 0 | 0 | 0 | 0 | 0 | 0 | 0 | 0 | 0
F3_Industrial_Industrial - WA_New_Space Heating_Natural Gas_Unit Heater_E5 | F3 | Industrial | Industrial - WA | New | Space Heating | Natural Gas | Unit Heater | E5 | PACT BC Ratio | 0 | 0 | 0 | 0 | 0 | 0 | 0 | 0 | 0 | 0 | 0 | 0 | 0 | 0 | 0 | 0 | 0 | 0 | 0 | 0 | 0 | 0 | 0 | 0 | 0 | 0 | 0
F3_Industrial_Industrial - WA_New_Space Heating_Natural Gas_Unit Heater_E6 | F3 | Industrial | Industrial - WA | New | Space Heating | Natural Gas | Unit Heater | E6 | PACT BC Ratio | 0 | 0 | 0 | 0 | 0 | 0 | 0 | 0 | 0 | 0 | 0 | 0 | 0 | 0 | 0 | 0 | 0 | 0 | 0 | 0 | 0 | 0 | 0 | 0 | 0 | 0 | 0
F3_Industrial_Industrial - WA_New_Space Heating_Natural Gas_Unit Heater_E7 | F3 | Industrial | Industrial - WA | New | Space Heating | Natural Gas | Unit Heater | E7 | PACT BC Ratio | 0 | 0 | 0 | 0 | 0 | 0 | 0 | 0 | 0 | 0 | 0 | 0 | 0 | 0 | 0 | 0 | 0 | 0 | 0 | 0 | 0 | 0 | 0 | 0 | 0 | 0 | 0
F3_Industrial_Industrial - WA_New_Space Heating_Natural Gas_Unit Heater_E8 | F3 | Industrial | Industrial - WA | New | Space Heating | Natural Gas | Unit Heater | E8 | PACT BC Ratio | 0 | 0 | 0 | 0 | 0 | 0 | 0 | 0 | 0 | 0 | 0 | 0 | 0 | 0 | 0 | 0 | 0 | 0 | 0 | 0 | 0 | 0 | 0 | 0 | 0 | 0 | 0
F3_Industrial_Industrial - WA_New_Space Heating_Natural Gas_Unit Heater_E9 | F3 | Industrial | Industrial - WA | New | Space Heating | Natural Gas | Unit Heater | E9 | PACT BC Ratio | 0 | 0 | 0 | 0 | 0 | 0 | 0 | 0 | 0 | 0 | 0 | 0 | 0 | 0 | 0 | 0 | 0 | 0 | 0 | 0 | 0 | 0 | 0 | 0 | 0 | 0 | 0
F3_Industrial_Industrial - WA_New_Space Heating_Natural Gas_Unit Heater_E10 | F3 | Industrial | Industrial - WA | New | Space Heating | Natural Gas | Unit Heater | E10 | PACT BC Ratio | 0 | 0 | 0 | 0 | 0 | 0 | 0 | 0 | 0 | 0 | 0 | 0 | 0 | 0 | 0 | 0 | 0 | 0 | 0 | 0 | 0 | 0 | 0 | 0 | 0 | 0 | 0
F4_Industrial_Industrial - WA_New_Space Heating_Natural Gas_Unit Heater_E1 | F4 | Industrial | Industrial - WA | New | Space Heating | Natural Gas | Unit Heater | E1 | RVT BC Ratio | bar: 2021 to 2047
F4_Industrial_Industrial - WA_New_Space Heating_Natural Gas_Unit Heater_E2 | F4 | Industrial | Industrial - WA | New | Space Heating | Natural Gas | Unit Heater | E2 | RVT BC Ratio | 0.5 | 0.5 | 0.5 | 0.5 | 0.5 | 0.5 | 0.5 | 0.5 | 0.5 | 0.5 | 0.5 | 0.5 | 0.5 | 0.5 | 0.5 | 0.5 | 0.5 | 0.5 | 0.5 | 0.5 | 0.5 | 0.5 | 0.5 | 0.5 | 0.5 | 0.5 | 0.5
F4_Industrial_Industrial - WA_New_Space Heating_Natural Gas_Unit Heater_E3 | F4 | Industrial | Industrial - WA | New | Space Heating | Natural Gas | Unit Heater | E3 | RVT BC Ratio | 0.5 | 0.5 | 0.5 | 0.5 | 0.5 | 0.5 | 0.5 | 0.5 | 0.5 | 0.5 | 0.5 | 0.5 | 0.5 | 0.5 | 0.5 | 0.5 | 0.5 | 0.5 | 0.5 | 0.5 | 0.5 | 0.5 | 0.5 | 0.5 | 0.5 | 0.5 | 0.5
F4_Industrial_Industrial - WA_New_Space Heating_Natural Gas_Unit Heater_E4 | F4 | Industrial | Industrial - WA | New | Space Heating | Natural Gas | Unit Heater | E4 | RVT BC Ratio | 0 | 0 | 0 | 0 | 0 | 0 | 0 | 0 | 0 | 0 | 0 | 0 | 0 | 0 | 0 | 0 | 0 | 0 | 0 | 0 | 0 | 0 | 0 | 0 | 0 | 0 | 0
F4_Industrial_Industrial - WA_New_Space Heating_Natural Gas_Unit Heater_E5 | F4 | Industrial | Industrial - WA | New | Space Heating | Natural Gas | Unit Heater | E5 | RVT BC Ratio | 0 | 0 | 0 | 0 | 0 | 0 | 0 | 0 | 0 | 0 | 0 | 0 | 0 | 0 | 0 | 0 | 0 | 0 | 0 | 0 | 0 | 0 | 0 | 0 | 0 | 0 | 0
F4_Industrial_Industrial - WA_New_Space Heating_Natural Gas_Unit Heater_E6 | F4 | Industrial | Industrial - WA | New | Space Heating | Natural Gas | Unit Heater | E6 | RVT BC Ratio | 0 | 0 | 0 | 0 | 0 | 0 | 0 | 0 | 0 | 0 | 0 | 0 | 0 | 0 | 0 | 0 | 0 | 0 | 0 | 0 | 0 | 0 | 0 | 0 | 0 | 0 | 0
F4_Industrial_Industrial - WA_New_Space Heating_Natural Gas_Unit Heater_E7 | F4 | Industrial | Industrial - WA | New | Space Heating | Natural Gas | Unit Heater | E7 | RVT BC Ratio | 0 | 0 | 0 | 0 | 0 | 0 | 0 | 0 | 0 | 0 | 0 | 0 | 0 | 0 | 0 | 0 | 0 | 0 | 0 | 0 | 0 | 0 | 0 | 0 | 0 | 0 | 0
F4_Industrial_Industrial - WA_New_Space Heating_Natural Gas_Unit Heater_E8 | F4 | Industrial | Industrial - WA | New | Space Heating | Natural Gas | Unit Heater | E8 | RVT BC Ratio | 0 | 0 | 0 | 0 | 0 | 0 | 0 | 0 | 0 | 0 | 0 | 0 | 0 | 0 | 0 | 0 | 0 | 0 | 0 | 0 | 0 | 0 | 0 | 0 | 0 | 0 | 0
F4_Industrial_Industrial - WA_New_Space Heating_Natural Gas_Unit Heater_E9 | F4 | Industrial | Industrial - WA | New | Space Heating | Natural Gas | Unit Heater | E9 | RVT BC Ratio | 0 | 0 | 0 | 0 | 0 | 0 | 0 | 0 | 0 | 0 | 0 | 0 | 0 | 0 | 0 | 0 | 0 | 0 | 0 | 0 | 0 | 0 | 0 | 0 | 0 | 0 | 0
F4_Industrial_Industrial - WA_New_Space Heating_Natural Gas_Unit Heater_E10 | F4 | Industrial | Industrial - WA | New | Space Heating | Natural Gas | Unit Heater | E10 | RVT BC Ratio | 0 | 0 | 0 | 0 | 0 | 0 | 0 | 0 | 0 | 0 | 0 | 0 | 0 | 0 | 0 | 0 | 0 | 0 | 0 | 0 | 0 | 0 | 0 | 0 | 0 | 0 | 0
F5_Industrial_Industrial - WA_New_Space Heating_Natural Gas_Unit Heater_E1 | F5 | Industrial | Industrial - WA | New | Space Heating | Natural Gas | Unit Heater | E1 | RIM BC Ratio | bar: 2021 to 2047
F5_Industrial_Industrial - WA_New_Space Heating_Natural Gas_Unit Heater_E2 | F5 | Industrial | Industrial - WA | New | Space Heating | Natural Gas | Unit Heater | E2 | RIM BC Ratio | 137.971 | 139.0201 | 139.1318 | 139.2169 | 141.2825 | 144.1882 | 144.7607 | 145.3629 | 145.7814 | 145.9468 | 145.895 | 145.6549 | 145.1732 | 144.3557 | 143.16 | 141.6723 | 139.7646 | 137.5188 | 134.851 | 131.6739 | 127.8997 | 123.6163 | 120.0714 | 117.8313 | 116.9622 | 117.5355 | 118.1117
F5_Industrial_Industrial - WA_New_Space Heating_Natural Gas_Unit Heater_E3 | F5 | Industrial | Industrial - WA | New | Space Heating | Natural Gas | Unit Heater | E3 | RIM BC Ratio | 108.3827 | 108.0941 | 107.0709 | 105.2764 | 102.513 | 99.1376 | 95.6235 | 91.5438 | 87.1488 | 82.8206 | 78.9884 | 76.1529 | 74.5386 | 74.0291 | 74.3252 | 75.0655 | 75.8802 | 76.7554 | 77.7054 | 78.7452 | 79.89 | 81.1246 | 82.2349 | 83.1237 | 83.7795 | 84.1902 | 84.6029
F5_Industrial_Industrial - WA_New_Space Heating_Natural Gas_Unit Heater_E4 | F5 | Industrial | Industrial - WA | New | Space Heating | Natural Gas | Unit Heater | E4 | RIM BC Ratio | 0 | 0 | 0 | 0 | 0 | 0 | 0 | 0 | 0 | 0 | 0 | 0 | 0 | 0 | 0 | 0 | 0 | 0 | 0 | 0 | 0 | 0 | 0 | 0 | 0 | 0 | 0
F5_Industrial_Industrial - WA_New_Space Heating_Natural Gas_Unit Heater_E5 | F5 | Industrial | Industrial - WA | New | Space Heating | Natural Gas | Unit Heater | E5 | RIM BC Ratio | 0 | 0 | 0 | 0 | 0 | 0 | 0 | 0 | 0 | 0 | 0 | 0 | 0 | 0 | 0 | 0 | 0 | 0 | 0 | 0 | 0 | 0 | 0 | 0 | 0 | 0 | 0
F5_Industrial_Industrial - WA_New_Space Heating_Natural Gas_Unit Heater_E6 | F5 | Industrial | Industrial - WA | New | Space Heating | Natural Gas | Unit Heater | E6 | RIM BC Ratio | 0 | 0 | 0 | 0 | 0 | 0 | 0 | 0 | 0 | 0 | 0 | 0 | 0 | 0 | 0 | 0 | 0 | 0 | 0 | 0 | 0 | 0 | 0 | 0 | 0 | 0 | 0
F5_Industrial_Industrial - WA_New_Space Heating_Natural Gas_Unit Heater_E7 | F5 | Industrial | Industrial - WA | New | Space Heating | Natural Gas | Unit Heater | E7 | RIM BC Ratio | 0 | 0 | 0 | 0 | 0 | 0 | 0 | 0 | 0 | 0 | 0 | 0 | 0 | 0 | 0 | 0 | 0 | 0 | 0 | 0 | 0 | 0 | 0 | 0 | 0 | 0 | 0
F5_Industrial_Industrial - WA_New_Space Heating_Natural Gas_Unit Heater_E8 | F5 | Industrial | Industrial - WA | New | Space Heating | Natural Gas | Unit Heater | E8 | RIM BC Ratio | 0 | 0 | 0 | 0 | 0 | 0 | 0 | 0 | 0 | 0 | 0 | 0 | 0 | 0 | 0 | 0 | 0 | 0 | 0 | 0 | 0 | 0 | 0 | 0 | 0 | 0 | 0
F5_Industrial_Industrial - WA_New_Space Heating_Natural Gas_Unit Heater_E9 | F5 | Industrial | Industrial - WA | New | Space Heating | Natural Gas | Unit Heater | E9 | RIM BC Ratio | 0 | 0 | 0 | 0 | 0 | 0 | 0 | 0 | 0 | 0 | 0 | 0 | 0 | 0 | 0 | 0 | 0 | 0 | 0 | 0 | 0 | 0 | 0 | 0 | 0 | 0 | 0
F5_Industrial_Industrial - WA_New_Space Heating_Natural Gas_Unit Heater_E10 | F5 | Industrial | Industrial - WA | New | Space Heating | Natural Gas | Unit Heater | E10 | RIM BC Ratio | 0 | 0 | 0 | 0 | 0 | 0 | 0 | 0 | 0 | 0 | 0 | 0 | 0 | 0 | 0 | 0 | 0 | 0 | 0 | 0 | 0 | 0 | 0 | 0 | 0 | 0 | 0
F0_Industrial_Industrial - WA_New_Process_Natural Gas_Process Boiler_E0 | F0 | Industrial | Industrial - WA | New | Process | Natural Gas | Process Boiler | E0 | Economic Unit | Standard | Standard | Standard | Standard | Standard | Standard | Standard | Standard | Standard | Standard | Standard | Standard | Standard | Standard | Standard | Standard | Standard | Standard | Standard | Standard | Standard | Standard | Standard | Standard | Standard | Standard | Standard
F1_Industrial_Industrial - WA_New_Process_Natural Gas_Process Boiler_E1 | F1 | Industrial | Industrial - WA | New | Process | Natural Gas | Process Boiler | E1 | CCE | 0 | 0 | 0 | 0 | 0 | 0 | 0 | 0 | 0 | 0 | 0 | 0 | 0 | 0 | 0 | 0 | 0 | 0 | 0 | 0 | 0 | 0 | 0 | 0 | 0 | 0 | 0
F1_Industrial_Industrial - WA_New_Process_Natural Gas_Process Boiler_E2 | F1 | Industrial | Industrial - WA | New | Process | Natural Gas | Process Boiler | E2 | CCE | 0 | 0 | 0 | 0 | 0 | 0 | 0 | 0 | 0 | 0 | 0 | 0 | 0 | 0 | 0 | 0 | 0 | 0 | 0 | 0 | 0 | 0 | 0 | 0 | 0 | 0 | 0
F1_Industrial_Industrial - WA_New_Process_Natural Gas_Process Boiler_E3 | F1 | Industrial | Industrial - WA | New | Process | Natural Gas | Process Boiler | E3 | CCE | 0 | 0 | 0 | 0 | 0 | 0 | 0 | 0 | 0 | 0 | 0 | 0 | 0 | 0 | 0 | 0 | 0 | 0 | 0 | 0 | 0 | 0 | 0 | 0 | 0 | 0 | 0
F1_Industrial_Industrial - WA_New_Process_Natural Gas_Process Boiler_E4 | F1 | Industrial | Industrial - WA | New | Process | Natural Gas | Process Boiler | E4 | CCE | 0 | 0 | 0 | 0 | 0 | 0 | 0 | 0 | 0 | 0 | 0 | 0 | 0 | 0 | 0 | 0 | 0 | 0 | 0 | 0 | 0 | 0 | 0 | 0 | 0 | 0 | 0
F1_Industrial_Industrial - WA_New_Process_Natural Gas_Process Boiler_E5 | F1 | Industrial | Industrial - WA | New | Process | Natural Gas | Process Boiler | E5 | CCE | 0 | 0 | 0 | 0 | 0 | 0 | 0 | 0 | 0 | 0 | 0 | 0 | 0 | 0 | 0 | 0 | 0 | 0 | 0 | 0 | 0 | 0 | 0 | 0 | 0 | 0 | 0
F1_Industrial_Industrial - WA_New_Process_Natural Gas_Process Boiler_E6 | F1 | Industrial | Industrial - WA | New | Process | Natural Gas | Process Boiler | E6 | CCE | 0 | 0 | 0 | 0 | 0 | 0 | 0 | 0 | 0 | 0 | 0 | 0 | 0 | 0 | 0 | 0 | 0 | 0 | 0 | 0 | 0 | 0 | 0 | 0 | 0 | 0 | 0
F1_Industrial_Industrial - WA_New_Process_Natural Gas_Process Boiler_E7 | F1 | Industrial | Industrial - WA | New | Process | Natural Gas | Process Boiler | E7 | CCE | 0 | 0 | 0 | 0 | 0 | 0 | 0 | 0 | 0 | 0 | 0 | 0 | 0 | 0 | 0 | 0 | 0 | 0 | 0 | 0 | 0 | 0 | 0 | 0 | 0 | 0 | 0
F1_Industrial_Industrial - WA_New_Process_Natural Gas_Process Boiler_E8 | F1 | Industrial | Industrial - WA | New | Process | Natural Gas | Process Boiler | E8 | CCE | 0 | 0 | 0 | 0 | 0 | 0 | 0 | 0 | 0 | 0 | 0 | 0 | 0 | 0 | 0 | 0 | 0 | 0 | 0 | 0 | 0 | 0 | 0 | 0 | 0 | 0 | 0
F1_Industrial_Industrial - WA_New_Process_Natural Gas_Process Boiler_E9 | F1 | Industrial | Industrial - WA | New | Process | Natural Gas | Process Boiler | E9 | CCE | 0 | 0 | 0 | 0 | 0 | 0 | 0 | 0 | 0 | 0 | 0 | 0 | 0 | 0 | 0 | 0 | 0 | 0 | 0 | 0 | 0 | 0 | 0 | 0 | 0 | 0 | 0
F1_Industrial_Industrial - WA_New_Process_Natural Gas_Process Boiler_E10 | F1 | Industrial | Industrial - WA | New | Process | Natural Gas | Process Boiler | E10 | CCE | 0 | 0 | 0 | 0 | 0 | 0 | 0 | 0 | 0 | 0 | 0 | 0 | 0 | 0 | 0 | 0 | 0 | 0 | 0 | 0 | 0 | 0 | 0 | 0 | 0 | 0 | 0
F2_Industrial_Industrial - WA_New_Process_Natural Gas_Process Boiler_E1 | F2 | Industrial | Industrial - WA | New | Process | Natural Gas | Process Boiler | E1 | TRC BC Ratio | bar: 2021 to 2047
F2_Industrial_Industrial - WA_New_Process_Natural Gas_Process Boiler_E2 | F2 | Industrial | Industrial - WA | New | Process | Natural Gas | Process Boiler | E2 | TRC BC Ratio | 0 | 0 | 0 | 0 | 0 | 0 | 0 | 0 | 0 | 0 | 0 | 0 | 0 | 0 | 0 | 0 | 0 | 0 | 0 | 0 | 0 | 0 | 0 | 0 | 0 | 0 | 0
F2_Industrial_Industrial - WA_New_Process_Natural Gas_Process Boiler_E3 | F2 | Industrial | Industrial - WA | New | Process | Natural Gas | Process Boiler | E3 | TRC BC Ratio | 0 | 0 | 0 | 0 | 0 | 0 | 0 | 0 | 0 | 0 | 0 | 0 | 0 | 0 | 0 | 0 | 0 | 0 | 0 | 0 | 0 | 0 | 0 | 0 | 0 | 0 | 0
F2_Industrial_Industrial - WA_New_Process_Natural Gas_Process Boiler_E4 | F2 | Industrial | Industrial - WA | New | Process | Natural Gas | Process Boiler | E4 | TRC BC Ratio | 0 | 0 | 0 | 0 | 0 | 0 | 0 | 0 | 0 | 0 | 0 | 0 | 0 | 0 | 0 | 0 | 0 | 0 | 0 | 0 | 0 | 0 | 0 | 0 | 0 | 0 | 0
F2_Industrial_Industrial - WA_New_Process_Natural Gas_Process Boiler_E5 | F2 | Industrial | Industrial - WA | New | Process | Natural Gas | Process Boiler | E5 | TRC BC Ratio | 0 | 0 | 0 | 0 | 0 | 0 | 0 | 0 | 0 | 0 | 0 | 0 | 0 | 0 | 0 | 0 | 0 | 0 | 0 | 0 | 0 | 0 | 0 | 0 | 0 | 0 | 0
F2_Industrial_Industrial - WA_New_Process_Natural Gas_Process Boiler_E6 | F2 | Industrial | Industrial - WA | New | Process | Natural Gas | Process Boiler | E6 | TRC BC Ratio | 0 | 0 | 0 | 0 | 0 | 0 | 0 | 0 | 0 | 0 | 0 | 0 | 0 | 0 | 0 | 0 | 0 | 0 | 0 | 0 | 0 | 0 | 0 | 0 | 0 | 0 | 0
F2_Industrial_Industrial - WA_New_Process_Natural Gas_Process Boiler_E7 | F2 | Industrial | Industrial - WA | New | Process | Natural Gas | Process Boiler | E7 | TRC BC Ratio | 0 | 0 | 0 | 0 | 0 | 0 | 0 | 0 | 0 | 0 | 0 | 0 | 0 | 0 | 0 | 0 | 0 | 0 | 0 | 0 | 0 | 0 | 0 | 0 | 0 | 0 | 0
F2_Industrial_Industrial - WA_New_Process_Natural Gas_Process Boiler_E8 | F2 | Industrial | Industrial - WA | New | Process | Natural Gas | Process Boiler | E8 | TRC BC Ratio | 0 | 0 | 0 | 0 | 0 | 0 | 0 | 0 | 0 | 0 | 0 | 0 | 0 | 0 | 0 | 0 | 0 | 0 | 0 | 0 | 0 | 0 | 0 | 0 | 0 | 0 | 0
F2_Industrial_Industrial - WA_New_Process_Natural Gas_Process Boiler_E9 | F2 | Industrial | Industrial - WA | New | Process | Natural Gas | Process Boiler | E9 | TRC BC Ratio | 0 | 0 | 0 | 0 | 0 | 0 | 0 | 0 | 0 | 0 | 0 | 0 | 0 | 0 | 0 | 0 | 0 | 0 | 0 | 0 | 0 | 0 | 0 | 0 | 0 | 0 | 0
F2_Industrial_Industrial - WA_New_Process_Natural Gas_Process Boiler_E10 | F2 | Industrial | Industrial - WA | New | Process | Natural Gas | Process Boiler | E10 | TRC BC Ratio | 0 | 0 | 0 | 0 | 0 | 0 | 0 | 0 | 0 | 0 | 0 | 0 | 0 | 0 | 0 | 0 | 0 | 0 | 0 | 0 | 0 | 0 | 0 | 0 | 0 | 0 | 0
F3_Industrial_Industrial - WA_New_Process_Natural Gas_Process Boiler_E1 | F3 | Industrial | Industrial - WA | New | Process | Natural Gas | Process Boiler | E1 | PACT BC Ratio | bar: 2021 to 2047
F3_Industrial_Industrial - WA_New_Process_Natural Gas_Process Boiler_E2 | F3 | Industrial | Industrial - WA | New | Process | Natural Gas | Process Boiler | E2 | PACT BC Ratio | 0 | 0 | 0 | 0 | 0 | 0 | 0 | 0 | 0 | 0 | 0 | 0 | 0 | 0 | 0 | 0 | 0 | 0 | 0 | 0 | 0 | 0 | 0 | 0 | 0 | 0 | 0
F3_Industrial_Industrial - WA_New_Process_Natural Gas_Process Boiler_E3 | F3 | Industrial | Industrial - WA | New | Process | Natural Gas | Process Boiler | E3 | PACT BC Ratio | 0 | 0 | 0 | 0 | 0 | 0 | 0 | 0 | 0 | 0 | 0 | 0 | 0 | 0 | 0 | 0 | 0 | 0 | 0 | 0 | 0 | 0 | 0 | 0 | 0 | 0 | 0
F3_Industrial_Industrial - WA_New_Process_Natural Gas_Process Boiler_E4 | F3 | Industrial | Industrial - WA | New | Process | Natural Gas | Process Boiler | E4 | PACT BC Ratio | 0 | 0 | 0 | 0 | 0 | 0 | 0 | 0 | 0 | 0 | 0 | 0 | 0 | 0 | 0 | 0 | 0 | 0 | 0 | 0 | 0 | 0 | 0 | 0 | 0 | 0 | 0
F3_Industrial_Industrial - WA_New_Process_Natural Gas_Process Boiler_E5 | F3 | Industrial | Industrial - WA | New | Process | Natural Gas | Process Boiler | E5 | PACT BC Ratio | 0 | 0 | 0 | 0 | 0 | 0 | 0 | 0 | 0 | 0 | 0 | 0 | 0 | 0 | 0 | 0 | 0 | 0 | 0 | 0 | 0 | 0 | 0 | 0 | 0 | 0 | 0
F3_Industrial_Industrial - WA_New_Process_Natural Gas_Process Boiler_E6 | F3 | Industrial | Industrial - WA | New | Process | Natural Gas | Process Boiler | E6 | PACT BC Ratio | 0 | 0 | 0 | 0 | 0 | 0 | 0 | 0 | 0 | 0 | 0 | 0 | 0 | 0 | 0 | 0 | 0 | 0 | 0 | 0 | 0 | 0 | 0 | 0 | 0 | 0 | 0
F3_Industrial_Industrial - WA_New_Process_Natural Gas_Process Boiler_E7 | F3 | Industrial | Industrial - WA | New | Process | Natural Gas | Process Boiler | E7 | PACT BC Ratio | 0 | 0 | 0 | 0 | 0 | 0 | 0 | 0 | 0 | 0 | 0 | 0 | 0 | 0 | 0 | 0 | 0 | 0 | 0 | 0 | 0 | 0 | 0 | 0 | 0 | 0 | 0
F3_Industrial_Industrial - WA_New_Process_Natural Gas_Process Boiler_E8 | F3 | Industrial | Industrial - WA | New | Process | Natural Gas | Process Boiler | E8 | PACT BC Ratio | 0 | 0 | 0 | 0 | 0 | 0 | 0 | 0 | 0 | 0 | 0 | 0 | 0 | 0 | 0 | 0 | 0 | 0 | 0 | 0 | 0 | 0 | 0 | 0 | 0 | 0 | 0
F3_Industrial_Industrial - WA_New_Process_Natural Gas_Process Boiler_E9 | F3 | Industrial | Industrial - WA | New | Process | Natural Gas | Process Boiler | E9 | PACT BC Ratio | 0 | 0 | 0 | 0 | 0 | 0 | 0 | 0 | 0 | 0 | 0 | 0 | 0 | 0 | 0 | 0 | 0 | 0 | 0 | 0 | 0 | 0 | 0 | 0 | 0 | 0 | 0
F3_Industrial_Industrial - WA_New_Process_Natural Gas_Process Boiler_E10 | F3 | Industrial | Industrial - WA | New | Process | Natural Gas | Process Boiler | E10 | PACT BC Ratio | 0 | 0 | 0 | 0 | 0 | 0 | 0 | 0 | 0 | 0 | 0 | 0 | 0 | 0 | 0 | 0 | 0 | 0 | 0 | 0 | 0 | 0 | 0 | 0 | 0 | 0 | 0
F4_Industrial_Industrial - WA_New_Process_Natural Gas_Process Boiler_E1 | F4 | Industrial | Industrial - WA | New | Process | Natural Gas | Process Boiler | E1 | RVT BC Ratio | bar: 2021 to 2047
F4_Industrial_Industrial - WA_New_Process_Natural Gas_Process Boiler_E2 | F4 | Industrial | Industrial - WA | New | Process | Natural Gas | Process Boiler | E2 | RVT BC Ratio | 0 | 0 | 0 | 0 | 0 | 0 | 0 | 0 | 0 | 0 | 0 | 0 | 0 | 0 | 0 | 0 | 0 | 0 | 0 | 0 | 0 | 0 | 0 | 0 | 0 | 0 | 0
F4_Industrial_Industrial - WA_New_Process_Natural Gas_Process Boiler_E3 | F4 | Industrial | Industrial - WA | New | Process | Natural Gas | Process Boiler | E3 | RVT BC Ratio | 0 | 0 | 0 | 0 | 0 | 0 | 0 | 0 | 0 | 0 | 0 | 0 | 0 | 0 | 0 | 0 | 0 | 0 | 0 | 0 | 0 | 0 | 0 | 0 | 0 | 0 | 0
F4_Industrial_Industrial - WA_New_Process_Natural Gas_Process Boiler_E4 | F4 | Industrial | Industrial - WA | New | Process | Natural Gas | Process Boiler | E4 | RVT BC Ratio | 0 | 0 | 0 | 0 | 0 | 0 | 0 | 0 | 0 | 0 | 0 | 0 | 0 | 0 | 0 | 0 | 0 | 0 | 0 | 0 | 0 | 0 | 0 | 0 | 0 | 0 | 0
F4_Industrial_Industrial - WA_New_Process_Natural Gas_Process Boiler_E5 | F4 | Industrial | Industrial - WA | New | Process | Natural Gas | Process Boiler | E5 | RVT BC Ratio | 0 | 0 | 0 | 0 | 0 | 0 | 0 | 0 | 0 | 0 | 0 | 0 | 0 | 0 | 0 | 0 | 0 | 0 | 0 | 0 | 0 | 0 | 0 | 0 | 0 | 0 | 0
F4_Industrial_Industrial - WA_New_Process_Natural Gas_Process Boiler_E6 | F4 | Industrial | Industrial - WA | New | Process | Natural Gas | Process Boiler | E6 | RVT BC Ratio | 0 | 0 | 0 | 0 | 0 | 0 | 0 | 0 | 0 | 0 | 0 | 0 | 0 | 0 | 0 | 0 | 0 | 0 | 0 | 0 | 0 | 0 | 0 | 0 | 0 | 0 | 0
F4_Industrial_Industrial - WA_New_Process_Natural Gas_Process Boiler_E7 | F4 | Industrial | Industrial - WA | New | Process | Natural Gas | Process Boiler | E7 | RVT BC Ratio | 0 | 0 | 0 | 0 | 0 | 0 | 0 | 0 | 0 | 0 | 0 | 0 | 0 | 0 | 0 | 0 | 0 | 0 | 0 | 0 | 0 | 0 | 0 | 0 | 0 | 0 | 0
F4_Industrial_Industrial - WA_New_Process_Natural Gas_Process Boiler_E8 | F4 | Industrial | Industrial - WA | New | Process | Natural Gas | Process Boiler | E8 | RVT BC Ratio | 0 | 0 | 0 | 0 | 0 | 0 | 0 | 0 | 0 | 0 | 0 | 0 | 0 | 0 | 0 | 0 | 0 | 0 | 0 | 0 | 0 | 0 | 0 | 0 | 0 | 0 | 0
F4_Industrial_Industrial - WA_New_Process_Natural Gas_Process Boiler_E9 | F4 | Industrial | Industrial - WA | New | Process | Natural Gas | Process Boiler | E9 | RVT BC Ratio | 0 | 0 | 0 | 0 | 0 | 0 | 0 | 0 | 0 | 0 | 0 | 0 | 0 | 0 | 0 | 0 | 0 | 0 | 0 | 0 | 0 | 0 | 0 | 0 | 0 | 0 | 0
F4_Industrial_Industrial - WA_New_Process_Natural Gas_Process Boiler_E10 | F4 | Industrial | Industrial - WA | New | Process | Natural Gas | Process Boiler | E10 | RVT BC Ratio | 0 | 0 | 0 | 0 | 0 | 0 | 0 | 0 | 0 | 0 | 0 | 0 | 0 | 0 | 0 | 0 | 0 | 0 | 0 | 0 | 0 | 0 | 0 | 0 | 0 | 0 | 0
F5_Industrial_Industrial - WA_New_Process_Natural Gas_Process Boiler_E1 | F5 | Industrial | Industrial - WA | New | Process | Natural Gas | Process Boiler | E1 | RIM BC Ratio | bar: 2021 to 2047
F5_Industrial_Industrial - WA_New_Process_Natural Gas_Process Boiler_E2 | F5 | Industrial | Industrial - WA | New | Process | Natural Gas | Process Boiler | E2 | RIM BC Ratio | 0 | 0 | 0 | 0 | 0 | 0 | 0 | 0 | 0 | 0 | 0 | 0 | 0 | 0 | 0 | 0 | 0 | 0 | 0 | 0 | 0 | 0 | 0 | 0 | 0 | 0 | 0
F5_Industrial_Industrial - WA_New_Process_Natural Gas_Process Boiler_E3 | F5 | Industrial | Industrial - WA | New | Process | Natural Gas | Process Boiler | E3 | RIM BC Ratio | 0 | 0 | 0 | 0 | 0 | 0 | 0 | 0 | 0 | 0 | 0 | 0 | 0 | 0 | 0 | 0 | 0 | 0 | 0 | 0 | 0 | 0 | 0 | 0 | 0 | 0 | 0
F5_Industrial_Industrial - WA_New_Process_Natural Gas_Process Boiler_E4 | F5 | Industrial | Industrial - WA | New | Process | Natural Gas | Process Boiler | E4 | RIM BC Ratio | 0 | 0 | 0 | 0 | 0 | 0 | 0 | 0 | 0 | 0 | 0 | 0 | 0 | 0 | 0 | 0 | 0 | 0 | 0 | 0 | 0 | 0 | 0 | 0 | 0 | 0 | 0
F5_Industrial_Industrial - WA_New_Process_Natural Gas_Process Boiler_E5 | F5 | Industrial | Industrial - WA | New | Process | Natural Gas | Process Boiler | E5 | RIM BC Ratio | 0 | 0 | 0 | 0 | 0 | 0 | 0 | 0 | 0 | 0 | 0 | 0 | 0 | 0 | 0 | 0 | 0 | 0 | 0 | 0 | 0 | 0 | 0 | 0 | 0 | 0 | 0
F5_Industrial_Industrial - WA_New_Process_Natural Gas_Process Boiler_E6 | F5 | Industrial | Industrial - WA | New | Process | Natural Gas | Process Boiler | E6 | RIM BC Ratio | 0 | 0 | 0 | 0 | 0 | 0 | 0 | 0 | 0 | 0 | 0 | 0 | 0 | 0 | 0 | 0 | 0 | 0 | 0 | 0 | 0 | 0 | 0 | 0 | 0 | 0 | 0
F5_Industrial_Industrial - WA_New_Process_Natural Gas_Process Boiler_E7 | F5 | Industrial | Industrial - WA | New | Process | Natural Gas | Process Boiler | E7 | RIM BC Ratio | 0 | 0 | 0 | 0 | 0 | 0 | 0 | 0 | 0 | 0 | 0 | 0 | 0 | 0 | 0 | 0 | 0 | 0 | 0 | 0 | 0 | 0 | 0 | 0 | 0 | 0 | 0
F5_Industrial_Industrial - WA_New_Process_Natural Gas_Process Boiler_E8 | F5 | Industrial | Industrial - WA | New | Process | Natural Gas | Process Boiler | E8 | RIM BC Ratio | 0 | 0 | 0 | 0 | 0 | 0 | 0 | 0 | 0 | 0 | 0 | 0 | 0 | 0 | 0 | 0 | 0 | 0 | 0 | 0 | 0 | 0 | 0 | 0 | 0 | 0 | 0
F5_Industrial_Industrial - WA_New_Process_Natural Gas_Process Boiler_E9 | F5 | Industrial | Industrial - WA | New | Process | Natural Gas | Process Boiler | E9 | RIM BC Ratio | 0 | 0 | 0 | 0 | 0 | 0 | 0 | 0 | 0 | 0 | 0 | 0 | 0 | 0 | 0 | 0 | 0 | 0 | 0 | 0 | 0 | 0 | 0 | 0 | 0 | 0 | 0
F5_Industrial_Industrial - WA_New_Process_Natural Gas_Process Boiler_E10 | F5 | Industrial | Industrial - WA | New | Process | Natural Gas | Process Boiler | E10 | RIM BC Ratio | 0 | 0 | 0 | 0 | 0 | 0 | 0 | 0 | 0 | 0 | 0 | 0 | 0 | 0 | 0 | 0 | 0 | 0 | 0 | 0 | 0 | 0 | 0 | 0 | 0 | 0 | 0
F0_Industrial_Industrial - WA_New_Process_Natural Gas_Process Heating_E0 | F0 | Industrial | Industrial - WA | New | Process | Natural Gas | Process Heating | E0 | Economic Unit | Standard | Standard | Standard | Standard | Standard | Standard | Standard | Standard | Standard | Standard | Standard | Standard | Standard | Standard | Standard | Standard | Standard | Standard | Standard | Standard | Standard | Standard | Standard | Standard | Standard | Standard | Standard
F1_Industrial_Industrial - WA_New_Process_Natural Gas_Process Heating_E1 | F1 | Industrial | Industrial - WA | New | Process | Natural Gas | Process Heating | E1 | CCE | 0 | 0 | 0 | 0 | 0 | 0 | 0 | 0 | 0 | 0 | 0 | 0 | 0 | 0 | 0 | 0 | 0 | 0 | 0 | 0 | 0 | 0 | 0 | 0 | 0 | 0 | 0
F1_Industrial_Industrial - WA_New_Process_Natural Gas_Process Heating_E2 | F1 | Industrial | Industrial - WA | New | Process | Natural Gas | Process Heating | E2 | CCE | 0 | 0 | 0 | 0 | 0 | 0 | 0 | 0 | 0 | 0 | 0 | 0 | 0 | 0 | 0 | 0 | 0 | 0 | 0 | 0 | 0 | 0 | 0 | 0 | 0 | 0 | 0
F1_Industrial_Industrial - WA_New_Process_Natural Gas_Process Heating_E3 | F1 | Industrial | Industrial - WA | New | Process | Natural Gas | Process Heating | E3 | CCE | 0 | 0 | 0 | 0 | 0 | 0 | 0 | 0 | 0 | 0 | 0 | 0 | 0 | 0 | 0 | 0 | 0 | 0 | 0 | 0 | 0 | 0 | 0 | 0 | 0 | 0 | 0
F1_Industrial_Industrial - WA_New_Process_Natural Gas_Process Heating_E4 | F1 | Industrial | Industrial - WA | New | Process | Natural Gas | Process Heating | E4 | CCE | 0 | 0 | 0 | 0 | 0 | 0 | 0 | 0 | 0 | 0 | 0 | 0 | 0 | 0 | 0 | 0 | 0 | 0 | 0 | 0 | 0 | 0 | 0 | 0 | 0 | 0 | 0
F1_Industrial_Industrial - WA_New_Process_Natural Gas_Process Heating_E5 | F1 | Industrial | Industrial - WA | New | Process | Natural Gas | Process Heating | E5 | CCE | 0 | 0 | 0 | 0 | 0 | 0 | 0 | 0 | 0 | 0 | 0 | 0 | 0 | 0 | 0 | 0 | 0 | 0 | 0 | 0 | 0 | 0 | 0 | 0 | 0 | 0 | 0
F1_Industrial_Industrial - WA_New_Process_Natural Gas_Process Heating_E6 | F1 | Industrial | Industrial - WA | New | Process | Natural Gas | Process Heating | E6 | CCE | 0 | 0 | 0 | 0 | 0 | 0 | 0 | 0 | 0 | 0 | 0 | 0 | 0 | 0 | 0 | 0 | 0 | 0 | 0 | 0 | 0 | 0 | 0 | 0 | 0 | 0 | 0
F1_Industrial_Industrial - WA_New_Process_Natural Gas_Process Heating_E7 | F1 | Industrial | Industrial - WA | New | Process | Natural Gas | Process Heating | E7 | CCE | 0 | 0 | 0 | 0 | 0 | 0 | 0 | 0 | 0 | 0 | 0 | 0 | 0 | 0 | 0 | 0 | 0 | 0 | 0 | 0 | 0 | 0 | 0 | 0 | 0 | 0 | 0
F1_Industrial_Industrial - WA_New_Process_Natural Gas_Process Heating_E8 | F1 | Industrial | Industrial - WA | New | Process | Natural Gas | Process Heating | E8 | CCE | 0 | 0 | 0 | 0 | 0 | 0 | 0 | 0 | 0 | 0 | 0 | 0 | 0 | 0 | 0 | 0 | 0 | 0 | 0 | 0 | 0 | 0 | 0 | 0 | 0 | 0 | 0
F1_Industrial_Industrial - WA_New_Process_Natural Gas_Process Heating_E9 | F1 | Industrial | Industrial - WA | New | Process | Natural Gas | Process Heating | E9 | CCE | 0 | 0 | 0 | 0 | 0 | 0 | 0 | 0 | 0 | 0 | 0 | 0 | 0 | 0 | 0 | 0 | 0 | 0 | 0 | 0 | 0 | 0 | 0 | 0 | 0 | 0 | 0
F1_Industrial_Industrial - WA_New_Process_Natural Gas_Process Heating_E10 | F1 | Industrial | Industrial - WA | New | Process | Natural Gas | Process Heating | E10 | CCE | 0 | 0 | 0 | 0 | 0 | 0 | 0 | 0 | 0 | 0 | 0 | 0 | 0 | 0 | 0 | 0 | 0 | 0 | 0 | 0 | 0 | 0 | 0 | 0 | 0 | 0 | 0
F2_Industrial_Industrial - WA_New_Process_Natural Gas_Process Heating_E1 | F2 | Industrial | Industrial - WA | New | Process | Natural Gas | Process Heating | E1 | TRC BC Ratio | bar: 2021 to 2047
F2_Industrial_Industrial - WA_New_Process_Natural Gas_Process Heating_E2 | F2 | Industrial | Industrial - WA | New | Process | Natural Gas | Process Heating | E2 | TRC BC Ratio | 0 | 0 | 0 | 0 | 0 | 0 | 0 | 0 | 0 | 0 | 0 | 0 | 0 | 0 | 0 | 0 | 0 | 0 | 0 | 0 | 0 | 0 | 0 | 0 | 0 | 0 | 0
F2_Industrial_Industrial - WA_New_Process_Natural Gas_Process Heating_E3 | F2 | Industrial | Industrial - WA | New | Process | Natural Gas | Process Heating | E3 | TRC BC Ratio | 0 | 0 | 0 | 0 | 0 | 0 | 0 | 0 | 0 | 0 | 0 | 0 | 0 | 0 | 0 | 0 | 0 | 0 | 0 | 0 | 0 | 0 | 0 | 0 | 0 | 0 | 0
F2_Industrial_Industrial - WA_New_Process_Natural Gas_Process Heating_E4 | F2 | Industrial | Industrial - WA | New | Process | Natural Gas | Process Heating | E4 | TRC BC Ratio | 0 | 0 | 0 | 0 | 0 | 0 | 0 | 0 | 0 | 0 | 0 | 0 | 0 | 0 | 0 | 0 | 0 | 0 | 0 | 0 | 0 | 0 | 0 | 0 | 0 | 0 | 0
F2_Industrial_Industrial - WA_New_Process_Natural Gas_Process Heating_E5 | F2 | Industrial | Industrial - WA | New | Process | Natural Gas | Process Heating | E5 | TRC BC Ratio | 0 | 0 | 0 | 0 | 0 | 0 | 0 | 0 | 0 | 0 | 0 | 0 | 0 | 0 | 0 | 0 | 0 | 0 | 0 | 0 | 0 | 0 | 0 | 0 | 0 | 0 | 0
F2_Industrial_Industrial - WA_New_Process_Natural Gas_Process Heating_E6 | F2 | Industrial | Industrial - WA | New | Process | Natural Gas | Process Heating | E6 | TRC BC Ratio | 0 | 0 | 0 | 0 | 0 | 0 | 0 | 0 | 0 | 0 | 0 | 0 | 0 | 0 | 0 | 0 | 0 | 0 | 0 | 0 | 0 | 0 | 0 | 0 | 0 | 0 | 0
F2_Industrial_Industrial - WA_New_Process_Natural Gas_Process Heating_E7 | F2 | Industrial | Industrial - WA | New | Process | Natural Gas | Process Heating | E7 | TRC BC Ratio | 0 | 0 | 0 | 0 | 0 | 0 | 0 | 0 | 0 | 0 | 0 | 0 | 0 | 0 | 0 | 0 | 0 | 0 | 0 | 0 | 0 | 0 | 0 | 0 | 0 | 0 | 0
F2_Industrial_Industrial - WA_New_Process_Natural Gas_Process Heating_E8 | F2 | Industrial | Industrial - WA | New | Process | Natural Gas | Process Heating | E8 | TRC BC Ratio | 0 | 0 | 0 | 0 | 0 | 0 | 0 | 0 | 0 | 0 | 0 | 0 | 0 | 0 | 0 | 0 | 0 | 0 | 0 | 0 | 0 | 0 | 0 | 0 | 0 | 0 | 0
F2_Industrial_Industrial - WA_New_Process_Natural Gas_Process Heating_E9 | F2 | Industrial | Industrial - WA | New | Process | Natural Gas | Process Heating | E9 | TRC BC Ratio | 0 | 0 | 0 | 0 | 0 | 0 | 0 | 0 | 0 | 0 | 0 | 0 | 0 | 0 | 0 | 0 | 0 | 0 | 0 | 0 | 0 | 0 | 0 | 0 | 0 | 0 | 0
F2_Industrial_Industrial - WA_New_Process_Natural Gas_Process Heating_E10 | F2 | Industrial | Industrial - WA | New | Process | Natural Gas | Process Heating | E10 | TRC BC Ratio | 0 | 0 | 0 | 0 | 0 | 0 | 0 | 0 | 0 | 0 | 0 | 0 | 0 | 0 | 0 | 0 | 0 | 0 | 0 | 0 | 0 | 0 | 0 | 0 | 0 | 0 | 0
F3_Industrial_Industrial - WA_New_Process_Natural Gas_Process Heating_E1 | F3 | Industrial | Industrial - WA | New | Process | Natural Gas | Process Heating | E1 | PACT BC Ratio | bar: 2021 to 2047
F3_Industrial_Industrial - WA_New_Process_Natural Gas_Process Heating_E2 | F3 | Industrial | Industrial - WA | New | Process | Natural Gas | Process Heating | E2 | PACT BC Ratio | 0 | 0 | 0 | 0 | 0 | 0 | 0 | 0 | 0 | 0 | 0 | 0 | 0 | 0 | 0 | 0 | 0 | 0 | 0 | 0 | 0 | 0 | 0 | 0 | 0 | 0 | 0
F3_Industrial_Industrial - WA_New_Process_Natural Gas_Process Heating_E3 | F3 | Industrial | Industrial - WA | New | Process | Natural Gas | Process Heating | E3 | PACT BC Ratio | 0 | 0 | 0 | 0 | 0 | 0 | 0 | 0 | 0 | 0 | 0 | 0 | 0 | 0 | 0 | 0 | 0 | 0 | 0 | 0 | 0 | 0 | 0 | 0 | 0 | 0 | 0
F3_Industrial_Industrial - WA_New_Process_Natural Gas_Process Heating_E4 | F3 | Industrial | Industrial - WA | New | Process | Natural Gas | Process Heating | E4 | PACT BC Ratio | 0 | 0 | 0 | 0 | 0 | 0 | 0 | 0 | 0 | 0 | 0 | 0 | 0 | 0 | 0 | 0 | 0 | 0 | 0 | 0 | 0 | 0 | 0 | 0 | 0 | 0 | 0
F3_Industrial_Industrial - WA_New_Process_Natural Gas_Process Heating_E5 | F3 | Industrial | Industrial - WA | New | Process | Natural Gas | Process Heating | E5 | PACT BC Ratio | 0 | 0 | 0 | 0 | 0 | 0 | 0 | 0 | 0 | 0 | 0 | 0 | 0 | 0 | 0 | 0 | 0 | 0 | 0 | 0 | 0 | 0 | 0 | 0 | 0 | 0 | 0
F3_Industrial_Industrial - WA_New_Process_Natural Gas_Process Heating_E6 | F3 | Industrial | Industrial - WA | New | Process | Natural Gas | Process Heating | E6 | PACT BC Ratio | 0 | 0 | 0 | 0 | 0 | 0 | 0 | 0 | 0 | 0 | 0 | 0 | 0 | 0 | 0 | 0 | 0 | 0 | 0 | 0 | 0 | 0 | 0 | 0 | 0 | 0 | 0
F3_Industrial_Industrial - WA_New_Process_Natural Gas_Process Heating_E7 | F3 | Industrial | Industrial - WA | New | Process | Natural Gas | Process Heating | E7 | PACT BC Ratio | 0 | 0 | 0 | 0 | 0 | 0 | 0 | 0 | 0 | 0 | 0 | 0 | 0 | 0 | 0 | 0 | 0 | 0 | 0 | 0 | 0 | 0 | 0 | 0 | 0 | 0 | 0
F3_Industrial_Industrial - WA_New_Process_Natural Gas_Process Heating_E8 | F3 | Industrial | Industrial - WA | New | Process | Natural Gas | Process Heating | E8 | PACT BC Ratio | 0 | 0 | 0 | 0 | 0 | 0 | 0 | 0 | 0 | 0 | 0 | 0 | 0 | 0 | 0 | 0 | 0 | 0 | 0 | 0 | 0 | 0 | 0 | 0 | 0 | 0 | 0
F3_Industrial_Industrial - WA_New_Process_Natural Gas_Process Heating_E9 | F3 | Industrial | Industrial - WA | New | Process | Natural Gas | Process Heating | E9 | PACT BC Ratio | 0 | 0 | 0 | 0 | 0 | 0 | 0 | 0 | 0 | 0 | 0 | 0 | 0 | 0 | 0 | 0 | 0 | 0 | 0 | 0 | 0 | 0 | 0 | 0 | 0 | 0 | 0
F3_Industrial_Industrial - WA_New_Process_Natural Gas_Process Heating_E10 | F3 | Industrial | Industrial - WA | New | Process | Natural Gas | Process Heating | E10 | PACT BC Ratio | 0 | 0 | 0 | 0 | 0 | 0 | 0 | 0 | 0 | 0 | 0 | 0 | 0 | 0 | 0 | 0 | 0 | 0 | 0 | 0 | 0 | 0 | 0 | 0 | 0 | 0 | 0
F4_Industrial_Industrial - WA_New_Process_Natural Gas_Process Heating_E1 | F4 | Industrial | Industrial - WA | New | Process | Natural Gas | Process Heating | E1 | RVT BC Ratio | bar: 2021 to 2047
F4_Industrial_Industrial - WA_New_Process_Natural Gas_Process Heating_E2 | F4 | Industrial | Industrial - WA | New | Process | Natural Gas | Process Heating | E2 | RVT BC Ratio | 0 | 0 | 0 | 0 | 0 | 0 | 0 | 0 | 0 | 0 | 0 | 0 | 0 | 0 | 0 | 0 | 0 | 0 | 0 | 0 | 0 | 0 | 0 | 0 | 0 | 0 | 0
F4_Industrial_Industrial - WA_New_Process_Natural Gas_Process Heating_E3 | F4 | Industrial | Industrial - WA | New | Process | Natural Gas | Process Heating | E3 | RVT BC Ratio | 0 | 0 | 0 | 0 | 0 | 0 | 0 | 0 | 0 | 0 | 0 | 0 | 0 | 0 | 0 | 0 | 0 | 0 | 0 | 0 | 0 | 0 | 0 | 0 | 0 | 0 | 0
F4_Industrial_Industrial - WA_New_Process_Natural Gas_Process Heating_E4 | F4 | Industrial | Industrial - WA | New | Process | Natural Gas | Process Heating | E4 | RVT BC Ratio | 0 | 0 | 0 | 0 | 0 | 0 | 0 | 0 | 0 | 0 | 0 | 0 | 0 | 0 | 0 | 0 | 0 | 0 | 0 | 0 | 0 | 0 | 0 | 0 | 0 | 0 | 0
F4_Industrial_Industrial - WA_New_Process_Natural Gas_Process Heating_E5 | F4 | Industrial | Industrial - WA | New | Process | Natural Gas | Process Heating | E5 | RVT BC Ratio | 0 | 0 | 0 | 0 | 0 | 0 | 0 | 0 | 0 | 0 | 0 | 0 | 0 | 0 | 0 | 0 | 0 | 0 | 0 | 0 | 0 | 0 | 0 | 0 | 0 | 0 | 0
F4_Industrial_Industrial - WA_New_Process_Natural Gas_Process Heating_E6 | F4 | Industrial | Industrial - WA | New | Process | Natural Gas | Process Heating | E6 | RVT BC Ratio | 0 | 0 | 0 | 0 | 0 | 0 | 0 | 0 | 0 | 0 | 0 | 0 | 0 | 0 | 0 | 0 | 0 | 0 | 0 | 0 | 0 | 0 | 0 | 0 | 0 | 0 | 0
F4_Industrial_Industrial - WA_New_Process_Natural Gas_Process Heating_E7 | F4 | Industrial | Industrial - WA | New | Process | Natural Gas | Process Heating | E7 | RVT BC Ratio | 0 | 0 | 0 | 0 | 0 | 0 | 0 | 0 | 0 | 0 | 0 | 0 | 0 | 0 | 0 | 0 | 0 | 0 | 0 | 0 | 0 | 0 | 0 | 0 | 0 | 0 | 0
F4_Industrial_Industrial - WA_New_Process_Natural Gas_Process Heating_E8 | F4 | Industrial | Industrial - WA | New | Process | Natural Gas | Process Heating | E8 | RVT BC Ratio | 0 | 0 | 0 | 0 | 0 | 0 | 0 | 0 | 0 | 0 | 0 | 0 | 0 | 0 | 0 | 0 | 0 | 0 | 0 | 0 | 0 | 0 | 0 | 0 | 0 | 0 | 0
F4_Industrial_Industrial - WA_New_Process_Natural Gas_Process Heating_E9 | F4 | Industrial | Industrial - WA | New | Process | Natural Gas | Process Heating | E9 | RVT BC Ratio | 0 | 0 | 0 | 0 | 0 | 0 | 0 | 0 | 0 | 0 | 0 | 0 | 0 | 0 | 0 | 0 | 0 | 0 | 0 | 0 | 0 | 0 | 0 | 0 | 0 | 0 | 0
F4_Industrial_Industrial - WA_New_Process_Natural Gas_Process Heating_E10 | F4 | Industrial | Industrial - WA | New | Process | Natural Gas | Process Heating | E10 | RVT BC Ratio | 0 | 0 | 0 | 0 | 0 | 0 | 0 | 0 | 0 | 0 | 0 | 0 | 0 | 0 | 0 | 0 | 0 | 0 | 0 | 0 | 0 | 0 | 0 | 0 | 0 | 0 | 0
F5_Industrial_Industrial - WA_New_Process_Natural Gas_Process Heating_E1 | F5 | Industrial | Industrial - WA | New | Process | Natural Gas | Process Heating | E1 | RIM BC Ratio | bar: 2021 to 2047
F5_Industrial_Industrial - WA_New_Process_Natural Gas_Process Heating_E2 | F5 | Industrial | Industrial - WA | New | Process | Natural Gas | Process Heating | E2 | RIM BC Ratio | 0 | 0 | 0 | 0 | 0 | 0 | 0 | 0 | 0 | 0 | 0 | 0 | 0 | 0 | 0 | 0 | 0 | 0 | 0 | 0 | 0 | 0 | 0 | 0 | 0 | 0 | 0
F5_Industrial_Industrial - WA_New_Process_Natural Gas_Process Heating_E3 | F5 | Industrial | Industrial - WA | New | Process | Natural Gas | Process Heating | E3 | RIM BC Ratio | 0 | 0 | 0 | 0 | 0 | 0 | 0 | 0 | 0 | 0 | 0 | 0 | 0 | 0 | 0 | 0 | 0 | 0 | 0 | 0 | 0 | 0 | 0 | 0 | 0 | 0 | 0
F5_Industrial_Industrial - WA_New_Process_Natural Gas_Process Heating_E4 | F5 | Industrial | Industrial - WA | New | Process | Natural Gas | Process Heating | E4 | RIM BC Ratio | 0 | 0 | 0 | 0 | 0 | 0 | 0 | 0 | 0 | 0 | 0 | 0 | 0 | 0 | 0 | 0 | 0 | 0 | 0 | 0 | 0 | 0 | 0 | 0 | 0 | 0 | 0
F5_Industrial_Industrial - WA_New_Process_Natural Gas_Process Heating_E5 | F5 | Industrial | Industrial - WA | New | Process | Natural Gas | Process Heating | E5 | RIM BC Ratio | 0 | 0 | 0 | 0 | 0 | 0 | 0 | 0 | 0 | 0 | 0 | 0 | 0 | 0 | 0 | 0 | 0 | 0 | 0 | 0 | 0 | 0 | 0 | 0 | 0 | 0 | 0
F5_Industrial_Industrial - WA_New_Process_Natural Gas_Process Heating_E6 | F5 | Industrial | Industrial - WA | New | Process | Natural Gas | Process Heating | E6 | RIM BC Ratio | 0 | 0 | 0 | 0 | 0 | 0 | 0 | 0 | 0 | 0 | 0 | 0 | 0 | 0 | 0 | 0 | 0 | 0 | 0 | 0 | 0 | 0 | 0 | 0 | 0 | 0 | 0
F5_Industrial_Industrial - WA_New_Process_Natural Gas_Process Heating_E7 | F5 | Industrial | Industrial - WA | New | Process | Natural Gas | Process Heating | E7 | RIM BC Ratio | 0 | 0 | 0 | 0 | 0 | 0 | 0 | 0 | 0 | 0 | 0 | 0 | 0 | 0 | 0 | 0 | 0 | 0 | 0 | 0 | 0 | 0 | 0 | 0 | 0 | 0 | 0
F5_Industrial_Industrial - WA_New_Process_Natural Gas_Process Heating_E8 | F5 | Industrial | Industrial - WA | New | Process | Natural Gas | Process Heating | E8 | RIM BC Ratio | 0 | 0 | 0 | 0 | 0 | 0 | 0 | 0 | 0 | 0 | 0 | 0 | 0 | 0 | 0 | 0 | 0 | 0 | 0 | 0 | 0 | 0 | 0 | 0 | 0 | 0 | 0
F5_Industrial_Industrial - WA_New_Process_Natural Gas_Process Heating_E9 | F5 | Industrial | Industrial - WA | New | Process | Natural Gas | Process Heating | E9 | RIM BC Ratio | 0 | 0 | 0 | 0 | 0 | 0 | 0 | 0 | 0 | 0 | 0 | 0 | 0 | 0 | 0 | 0 | 0 | 0 | 0 | 0 | 0 | 0 | 0 | 0 | 0 | 0 | 0
F5_Industrial_Industrial - WA_New_Process_Natural Gas_Process Heating_E10 | F5 | Industrial | Industrial - WA | New | Process | Natural Gas | Process Heating | E10 | RIM BC Ratio | 0 | 0 | 0 | 0 | 0 | 0 | 0 | 0 | 0 | 0 | 0 | 0 | 0 | 0 | 0 | 0 | 0 | 0 | 0 | 0 | 0 | 0 | 0 | 0 | 0 | 0 | 0
F0_Industrial_Industrial - WA_New_Process_Natural Gas_Process Cooling_E0 | F0 | Industrial | Industrial - WA | New | Process | Natural Gas | Process Cooling | E0 | Economic Unit | Standard | Standard | Standard | Standard | Standard | Standard | Standard | Standard | Standard | Standard | Standard | Standard | Standard | Standard | Standard | Standard | Standard | Standard | Standard | Standard | Standard | Standard | Standard | Standard | Standard | Standard | Standard
F1_Industrial_Industrial - WA_New_Process_Natural Gas_Process Cooling_E1 | F1 | Industrial | Industrial - WA | New | Process | Natural Gas | Process Cooling | E1 | CCE | 0 | 0 | 0 | 0 | 0 | 0 | 0 | 0 | 0 | 0 | 0 | 0 | 0 | 0 | 0 | 0 | 0 | 0 | 0 | 0 | 0 | 0 | 0 | 0 | 0 | 0 | 0
F1_Industrial_Industrial - WA_New_Process_Natural Gas_Process Cooling_E2 | F1 | Industrial | Industrial - WA | New | Process | Natural Gas | Process Cooling | E2 | CCE | 0 | 0 | 0 | 0 | 0 | 0 | 0 | 0 | 0 | 0 | 0 | 0 | 0 | 0 | 0 | 0 | 0 | 0 | 0 | 0 | 0 | 0 | 0 | 0 | 0 | 0 | 0
F1_Industrial_Industrial - WA_New_Process_Natural Gas_Process Cooling_E3 | F1 | Industrial | Industrial - WA | New | Process | Natural Gas | Process Cooling | E3 | CCE | 0 | 0 | 0 | 0 | 0 | 0 | 0 | 0 | 0 | 0 | 0 | 0 | 0 | 0 | 0 | 0 | 0 | 0 | 0 | 0 | 0 | 0 | 0 | 0 | 0 | 0 | 0
F1_Industrial_Industrial - WA_New_Process_Natural Gas_Process Cooling_E4 | F1 | Industrial | Industrial - WA | New | Process | Natural Gas | Process Cooling | E4 | CCE | 0 | 0 | 0 | 0 | 0 | 0 | 0 | 0 | 0 | 0 | 0 | 0 | 0 | 0 | 0 | 0 | 0 | 0 | 0 | 0 | 0 | 0 | 0 | 0 | 0 | 0 | 0
F1_Industrial_Industrial - WA_New_Process_Natural Gas_Process Cooling_E5 | F1 | Industrial | Industrial - WA | New | Process | Natural Gas | Process Cooling | E5 | CCE | 0 | 0 | 0 | 0 | 0 | 0 | 0 | 0 | 0 | 0 | 0 | 0 | 0 | 0 | 0 | 0 | 0 | 0 | 0 | 0 | 0 | 0 | 0 | 0 | 0 | 0 | 0
F1_Industrial_Industrial - WA_New_Process_Natural Gas_Process Cooling_E6 | F1 | Industrial | Industrial - WA | New | Process | Natural Gas | Process Cooling | E6 | CCE | 0 | 0 | 0 | 0 | 0 | 0 | 0 | 0 | 0 | 0 | 0 | 0 | 0 | 0 | 0 | 0 | 0 | 0 | 0 | 0 | 0 | 0 | 0 | 0 | 0 | 0 | 0
F1_Industrial_Industrial - WA_New_Process_Natural Gas_Process Cooling_E7 | F1 | Industrial | Industrial - WA | New | Process | Natural Gas | Process Cooling | E7 | CCE | 0 | 0 | 0 | 0 | 0 | 0 | 0 | 0 | 0 | 0 | 0 | 0 | 0 | 0 | 0 | 0 | 0 | 0 | 0 | 0 | 0 | 0 | 0 | 0 | 0 | 0 | 0
F1_Industrial_Industrial - WA_New_Process_Natural Gas_Process Cooling_E8 | F1 | Industrial | Industrial - WA | New | Process | Natural Gas | Process Cooling | E8 | CCE | 0 | 0 | 0 | 0 | 0 | 0 | 0 | 0 | 0 | 0 | 0 | 0 | 0 | 0 | 0 | 0 | 0 | 0 | 0 | 0 | 0 | 0 | 0 | 0 | 0 | 0 | 0
F1_Industrial_Industrial - WA_New_Process_Natural Gas_Process Cooling_E9 | F1 | Industrial | Industrial - WA | New | Process | Natural Gas | Process Cooling | E9 | CCE | 0 | 0 | 0 | 0 | 0 | 0 | 0 | 0 | 0 | 0 | 0 | 0 | 0 | 0 | 0 | 0 | 0 | 0 | 0 | 0 | 0 | 0 | 0 | 0 | 0 | 0 | 0
F1_Industrial_Industrial - WA_New_Process_Natural Gas_Process Cooling_E10 | F1 | Industrial | Industrial - WA | New | Process | Natural Gas | Process Cooling | E10 | CCE | 0 | 0 | 0 | 0 | 0 | 0 | 0 | 0 | 0 | 0 | 0 | 0 | 0 | 0 | 0 | 0 | 0 | 0 | 0 | 0 | 0 | 0 | 0 | 0 | 0 | 0 | 0
F2_Industrial_Industrial - WA_New_Process_Natural Gas_Process Cooling_E1 | F2 | Industrial | Industrial - WA | New | Process | Natural Gas | Process Cooling | E1 | TRC BC Ratio | bar: 2021 to 2047
F2_Industrial_Industrial - WA_New_Process_Natural Gas_Process Cooling_E2 | F2 | Industrial | Industrial - WA | New | Process | Natural Gas | Process Cooling | E2 | TRC BC Ratio | 0 | 0 | 0 | 0 | 0 | 0 | 0 | 0 | 0 | 0 | 0 | 0 | 0 | 0 | 0 | 0 | 0 | 0 | 0 | 0 | 0 | 0 | 0 | 0 | 0 | 0 | 0
F2_Industrial_Industrial - WA_New_Process_Natural Gas_Process Cooling_E3 | F2 | Industrial | Industrial - WA | New | Process | Natural Gas | Process Cooling | E3 | TRC BC Ratio | 0 | 0 | 0 | 0 | 0 | 0 | 0 | 0 | 0 | 0 | 0 | 0 | 0 | 0 | 0 | 0 | 0 | 0 | 0 | 0 | 0 | 0 | 0 | 0 | 0 | 0 | 0
F2_Industrial_Industrial - WA_New_Process_Natural Gas_Process Cooling_E4 | F2 | Industrial | Industrial - WA | New | Process | Natural Gas | Process Cooling | E4 | TRC BC Ratio | 0 | 0 | 0 | 0 | 0 | 0 | 0 | 0 | 0 | 0 | 0 | 0 | 0 | 0 | 0 | 0 | 0 | 0 | 0 | 0 | 0 | 0 | 0 | 0 | 0 | 0 | 0
F2_Industrial_Industrial - WA_New_Process_Natural Gas_Process Cooling_E5 | F2 | Industrial | Industrial - WA | New | Process | Natural Gas | Process Cooling | E5 | TRC BC Ratio | 0 | 0 | 0 | 0 | 0 | 0 | 0 | 0 | 0 | 0 | 0 | 0 | 0 | 0 | 0 | 0 | 0 | 0 | 0 | 0 | 0 | 0 | 0 | 0 | 0 | 0 | 0
F2_Industrial_Industrial - WA_New_Process_Natural Gas_Process Cooling_E6 | F2 | Industrial | Industrial - WA | New | Process | Natural Gas | Process Cooling | E6 | TRC BC Ratio | 0 | 0 | 0 | 0 | 0 | 0 | 0 | 0 | 0 | 0 | 0 | 0 | 0 | 0 | 0 | 0 | 0 | 0 | 0 | 0 | 0 | 0 | 0 | 0 | 0 | 0 | 0
F2_Industrial_Industrial - WA_New_Process_Natural Gas_Process Cooling_E7 | F2 | Industrial | Industrial - WA | New | Process | Natural Gas | Process Cooling | E7 | TRC BC Ratio | 0 | 0 | 0 | 0 | 0 | 0 | 0 | 0 | 0 | 0 | 0 | 0 | 0 | 0 | 0 | 0 | 0 | 0 | 0 | 0 | 0 | 0 | 0 | 0 | 0 | 0 | 0
F2_Industrial_Industrial - WA_New_Process_Natural Gas_Process Cooling_E8 | F2 | Industrial | Industrial - WA | New | Process | Natural Gas | Process Cooling | E8 | TRC BC Ratio | 0 | 0 | 0 | 0 | 0 | 0 | 0 | 0 | 0 | 0 | 0 | 0 | 0 | 0 | 0 | 0 | 0 | 0 | 0 | 0 | 0 | 0 | 0 | 0 | 0 | 0 | 0
F2_Industrial_Industrial - WA_New_Process_Natural Gas_Process Cooling_E9 | F2 | Industrial | Industrial - WA | New | Process | Natural Gas | Process Cooling | E9 | TRC BC Ratio | 0 | 0 | 0 | 0 | 0 | 0 | 0 | 0 | 0 | 0 | 0 | 0 | 0 | 0 | 0 | 0 | 0 | 0 | 0 | 0 | 0 | 0 | 0 | 0 | 0 | 0 | 0
F2_Industrial_Industrial - WA_New_Process_Natural Gas_Process Cooling_E10 | F2 | Industrial | Industrial - WA | New | Process | Natural Gas | Process Cooling | E10 | TRC BC Ratio | 0 | 0 | 0 | 0 | 0 | 0 | 0 | 0 | 0 | 0 | 0 | 0 | 0 | 0 | 0 | 0 | 0 | 0 | 0 | 0 | 0 | 0 | 0 | 0 | 0 | 0 | 0
F3_Industrial_Industrial - WA_New_Process_Natural Gas_Process Cooling_E1 | F3 | Industrial | Industrial - WA | New | Process | Natural Gas | Process Cooling | E1 | PACT BC Ratio | bar: 2021 to 2047
F3_Industrial_Industrial - WA_New_Process_Natural Gas_Process Cooling_E2 | F3 | Industrial | Industrial - WA | New | Process | Natural Gas | Process Cooling | E2 | PACT BC Ratio | 0 | 0 | 0 | 0 | 0 | 0 | 0 | 0 | 0 | 0 | 0 | 0 | 0 | 0 | 0 | 0 | 0 | 0 | 0 | 0 | 0 | 0 | 0 | 0 | 0 | 0 | 0
F3_Industrial_Industrial - WA_New_Process_Natural Gas_Process Cooling_E3 | F3 | Industrial | Industrial - WA | New | Process | Natural Gas | Process Cooling | E3 | PACT BC Ratio | 0 | 0 | 0 | 0 | 0 | 0 | 0 | 0 | 0 | 0 | 0 | 0 | 0 | 0 | 0 | 0 | 0 | 0 | 0 | 0 | 0 | 0 | 0 | 0 | 0 | 0 | 0
F3_Industrial_Industrial - WA_New_Process_Natural Gas_Process Cooling_E4 | F3 | Industrial | Industrial - WA | New | Process | Natural Gas | Process Cooling | E4 | PACT BC Ratio | 0 | 0 | 0 | 0 | 0 | 0 | 0 | 0 | 0 | 0 | 0 | 0 | 0 | 0 | 0 | 0 | 0 | 0 | 0 | 0 | 0 | 0 | 0 | 0 | 0 | 0 | 0
F3_Industrial_Industrial - WA_New_Process_Natural Gas_Process Cooling_E5 | F3 | Industrial | Industrial - WA | New | Process | Natural Gas | Process Cooling | E5 | PACT BC Ratio | 0 | 0 | 0 | 0 | 0 | 0 | 0 | 0 | 0 | 0 | 0 | 0 | 0 | 0 | 0 | 0 | 0 | 0 | 0 | 0 | 0 | 0 | 0 | 0 | 0 | 0 | 0
F3_Industrial_Industrial - WA_New_Process_Natural Gas_Process Cooling_E6 | F3 | Industrial | Industrial - WA | New | Process | Natural Gas | Process Cooling | E6 | PACT BC Ratio | 0 | 0 | 0 | 0 | 0 | 0 | 0 | 0 | 0 | 0 | 0 | 0 | 0 | 0 | 0 | 0 | 0 | 0 | 0 | 0 | 0 | 0 | 0 | 0 | 0 | 0 | 0
F3_Industrial_Industrial - WA_New_Process_Natural Gas_Process Cooling_E7 | F3 | Industrial | Industrial - WA | New | Process | Natural Gas | Process Cooling | E7 | PACT BC Ratio | 0 | 0 | 0 | 0 | 0 | 0 | 0 | 0 | 0 | 0 | 0 | 0 | 0 | 0 | 0 | 0 | 0 | 0 | 0 | 0 | 0 | 0 | 0 | 0 | 0 | 0 | 0
F3_Industrial_Industrial - WA_New_Process_Natural Gas_Process Cooling_E8 | F3 | Industrial | Industrial - WA | New | Process | Natural Gas | Process Cooling | E8 | PACT BC Ratio | 0 | 0 | 0 | 0 | 0 | 0 | 0 | 0 | 0 | 0 | 0 | 0 | 0 | 0 | 0 | 0 | 0 | 0 | 0 | 0 | 0 | 0 | 0 | 0 | 0 | 0 | 0
F3_Industrial_Industrial - WA_New_Process_Natural Gas_Process Cooling_E9 | F3 | Industrial | Industrial - WA | New | Process | Natural Gas | Process Cooling | E9 | PACT BC Ratio | 0 | 0 | 0 | 0 | 0 | 0 | 0 | 0 | 0 | 0 | 0 | 0 | 0 | 0 | 0 | 0 | 0 | 0 | 0 | 0 | 0 | 0 | 0 | 0 | 0 | 0 | 0
F3_Industrial_Industrial - WA_New_Process_Natural Gas_Process Cooling_E10 | F3 | Industrial | Industrial - WA | New | Process | Natural Gas | Process Cooling | E10 | PACT BC Ratio | 0 | 0 | 0 | 0 | 0 | 0 | 0 | 0 | 0 | 0 | 0 | 0 | 0 | 0 | 0 | 0 | 0 | 0 | 0 | 0 | 0 | 0 | 0 | 0 | 0 | 0 | 0
F4_Industrial_Industrial - WA_New_Process_Natural Gas_Process Cooling_E1 | F4 | Industrial | Industrial - WA | New | Process | Natural Gas | Process Cooling | E1 | RVT BC Ratio | bar: 2021 to 2047
F4_Industrial_Industrial - WA_New_Process_Natural Gas_Process Cooling_E2 | F4 | Industrial | Industrial - WA | New | Process | Natural Gas | Process Cooling | E2 | RVT BC Ratio | 0 | 0 | 0 | 0 | 0 | 0 | 0 | 0 | 0 | 0 | 0 | 0 | 0 | 0 | 0 | 0 | 0 | 0 | 0 | 0 | 0 | 0 | 0 | 0 | 0 | 0 | 0
F4_Industrial_Industrial - WA_New_Process_Natural Gas_Process Cooling_E3 | F4 | Industrial | Industrial - WA | New | Process | Natural Gas | Process Cooling | E3 | RVT BC Ratio | 0 | 0 | 0 | 0 | 0 | 0 | 0 | 0 | 0 | 0 | 0 | 0 | 0 | 0 | 0 | 0 | 0 | 0 | 0 | 0 | 0 | 0 | 0 | 0 | 0 | 0 | 0
F4_Industrial_Industrial - WA_New_Process_Natural Gas_Process Cooling_E4 | F4 | Industrial | Industrial - WA | New | Process | Natural Gas | Process Cooling | E4 | RVT BC Ratio | 0 | 0 | 0 | 0 | 0 | 0 | 0 | 0 | 0 | 0 | 0 | 0 | 0 | 0 | 0 | 0 | 0 | 0 | 0 | 0 | 0 | 0 | 0 | 0 | 0 | 0 | 0
F4_Industrial_Industrial - WA_New_Process_Natural Gas_Process Cooling_E5 | F4 | Industrial | Industrial - WA | New | Process | Natural Gas | Process Cooling | E5 | RVT BC Ratio | 0 | 0 | 0 | 0 | 0 | 0 | 0 | 0 | 0 | 0 | 0 | 0 | 0 | 0 | 0 | 0 | 0 | 0 | 0 | 0 | 0 | 0 | 0 | 0 | 0 | 0 | 0
F4_Industrial_Industrial - WA_New_Process_Natural Gas_Process Cooling_E6 | F4 | Industrial | Industrial - WA | New | Process | Natural Gas | Process Cooling | E6 | RVT BC Ratio | 0 | 0 | 0 | 0 | 0 | 0 | 0 | 0 | 0 | 0 | 0 | 0 | 0 | 0 | 0 | 0 | 0 | 0 | 0 | 0 | 0 | 0 | 0 | 0 | 0 | 0 | 0
F4_Industrial_Industrial - WA_New_Process_Natural Gas_Process Cooling_E7 | F4 | Industrial | Industrial - WA | New | Process | Natural Gas | Process Cooling | E7 | RVT BC Ratio | 0 | 0 | 0 | 0 | 0 | 0 | 0 | 0 | 0 | 0 | 0 | 0 | 0 | 0 | 0 | 0 | 0 | 0 | 0 | 0 | 0 | 0 | 0 | 0 | 0 | 0 | 0
F4_Industrial_Industrial - WA_New_Process_Natural Gas_Process Cooling_E8 | F4 | Industrial | Industrial - WA | New | Process | Natural Gas | Process Cooling | E8 | RVT BC Ratio | 0 | 0 | 0 | 0 | 0 | 0 | 0 | 0 | 0 | 0 | 0 | 0 | 0 | 0 | 0 | 0 | 0 | 0 | 0 | 0 | 0 | 0 | 0 | 0 | 0 | 0 | 0
F4_Industrial_Industrial - WA_New_Process_Natural Gas_Process Cooling_E9 | F4 | Industrial | Industrial - WA | New | Process | Natural Gas | Process Cooling | E9 | RVT BC Ratio | 0 | 0 | 0 | 0 | 0 | 0 | 0 | 0 | 0 | 0 | 0 | 0 | 0 | 0 | 0 | 0 | 0 | 0 | 0 | 0 | 0 | 0 | 0 | 0 | 0 | 0 | 0
F4_Industrial_Industrial - WA_New_Process_Natural Gas_Process Cooling_E10 | F4 | Industrial | Industrial - WA | New | Process | Natural Gas | Process Cooling | E10 | RVT BC Ratio | 0 | 0 | 0 | 0 | 0 | 0 | 0 | 0 | 0 | 0 | 0 | 0 | 0 | 0 | 0 | 0 | 0 | 0 | 0 | 0 | 0 | 0 | 0 | 0 | 0 | 0 | 0
F5_Industrial_Industrial - WA_New_Process_Natural Gas_Process Cooling_E1 | F5 | Industrial | Industrial - WA | New | Process | Natural Gas | Process Cooling | E1 | RIM BC Ratio | bar: 2021 to 2047
F5_Industrial_Industrial - WA_New_Process_Natural Gas_Process Cooling_E2 | F5 | Industrial | Industrial - WA | New | Process | Natural Gas | Process Cooling | E2 | RIM BC Ratio | 0 | 0 | 0 | 0 | 0 | 0 | 0 | 0 | 0 | 0 | 0 | 0 | 0 | 0 | 0 | 0 | 0 | 0 | 0 | 0 | 0 | 0 | 0 | 0 | 0 | 0 | 0
F5_Industrial_Industrial - WA_New_Process_Natural Gas_Process Cooling_E3 | F5 | Industrial | Industrial - WA | New | Process | Natural Gas | Process Cooling | E3 | RIM BC Ratio | 0 | 0 | 0 | 0 | 0 | 0 | 0 | 0 | 0 | 0 | 0 | 0 | 0 | 0 | 0 | 0 | 0 | 0 | 0 | 0 | 0 | 0 | 0 | 0 | 0 | 0 | 0
F5_Industrial_Industrial - WA_New_Process_Natural Gas_Process Cooling_E4 | F5 | Industrial | Industrial - WA | New | Process | Natural Gas | Process Cooling | E4 | RIM BC Ratio | 0 | 0 | 0 | 0 | 0 | 0 | 0 | 0 | 0 | 0 | 0 | 0 | 0 | 0 | 0 | 0 | 0 | 0 | 0 | 0 | 0 | 0 | 0 | 0 | 0 | 0 | 0
F5_Industrial_Industrial - WA_New_Process_Natural Gas_Process Cooling_E5 | F5 | Industrial | Industrial - WA | New | Process | Natural Gas | Process Cooling | E5 | RIM BC Ratio | 0 | 0 | 0 | 0 | 0 | 0 | 0 | 0 | 0 | 0 | 0 | 0 | 0 | 0 | 0 | 0 | 0 | 0 | 0 | 0 | 0 | 0 | 0 | 0 | 0 | 0 | 0
F5_Industrial_Industrial - WA_New_Process_Natural Gas_Process Cooling_E6 | F5 | Industrial | Industrial - WA | New | Process | Natural Gas | Process Cooling | E6 | RIM BC Ratio | 0 | 0 | 0 | 0 | 0 | 0 | 0 | 0 | 0 | 0 | 0 | 0 | 0 | 0 | 0 | 0 | 0 | 0 | 0 | 0 | 0 | 0 | 0 | 0 | 0 | 0 | 0
F5_Industrial_Industrial - WA_New_Process_Natural Gas_Process Cooling_E7 | F5 | Industrial | Industrial - WA | New | Process | Natural Gas | Process Cooling | E7 | RIM BC Ratio | 0 | 0 | 0 | 0 | 0 | 0 | 0 | 0 | 0 | 0 | 0 | 0 | 0 | 0 | 0 | 0 | 0 | 0 | 0 | 0 | 0 | 0 | 0 | 0 | 0 | 0 | 0
F5_Industrial_Industrial - WA_New_Process_Natural Gas_Process Cooling_E8 | F5 | Industrial | Industrial - WA | New | Process | Natural Gas | Process Cooling | E8 | RIM BC Ratio | 0 | 0 | 0 | 0 | 0 | 0 | 0 | 0 | 0 | 0 | 0 | 0 | 0 | 0 | 0 | 0 | 0 | 0 | 0 | 0 | 0 | 0 | 0 | 0 | 0 | 0 | 0
F5_Industrial_Industrial - WA_New_Process_Natural Gas_Process Cooling_E9 | F5 | Industrial | Industrial - WA | New | Process | Natural Gas | Process Cooling | E9 | RIM BC Ratio | 0 | 0 | 0 | 0 | 0 | 0 | 0 | 0 | 0 | 0 | 0 | 0 | 0 | 0 | 0 | 0 | 0 | 0 | 0 | 0 | 0 | 0 | 0 | 0 | 0 | 0 | 0
F5_Industrial_Industrial - WA_New_Process_Natural Gas_Process Cooling_E10 | F5 | Industrial | Industrial - WA | New | Process | Natural Gas | Process Cooling | E10 | RIM BC Ratio | 0 | 0 | 0 | 0 | 0 | 0 | 0 | 0 | 0 | 0 | 0 | 0 | 0 | 0 | 0 | 0 | 0 | 0 | 0 | 0 | 0 | 0 | 0 | 0 | 0 | 0 | 0
F0_Industrial_Industrial - WA_New_Process_Natural Gas_Other Process_E0 | F0 | Industrial | Industrial - WA | New | Process | Natural Gas | Other Process | E0 | Economic Unit | Standard | Standard | Standard | Standard | Standard | Standard | Standard | Standard | Standard | Standard | Standard | Standard | Standard | Standard | Standard | Standard | Standard | Standard | Standard | Standard | Standard | Standard | Standard | Standard | Standard | Standard | Standard
F1_Industrial_Industrial - WA_New_Process_Natural Gas_Other Process_E1 | F1 | Industrial | Industrial - WA | New | Process | Natural Gas | Other Process | E1 | CCE | 0 | 0 | 0 | 0 | 0 | 0 | 0 | 0 | 0 | 0 | 0 | 0 | 0 | 0 | 0 | 0 | 0 | 0 | 0 | 0 | 0 | 0 | 0 | 0 | 0 | 0 | 0
F1_Industrial_Industrial - WA_New_Process_Natural Gas_Other Process_E2 | F1 | Industrial | Industrial - WA | New | Process | Natural Gas | Other Process | E2 | CCE | 0 | 0 | 0 | 0 | 0 | 0 | 0 | 0 | 0 | 0 | 0 | 0 | 0 | 0 | 0 | 0 | 0 | 0 | 0 | 0 | 0 | 0 | 0 | 0 | 0 | 0 | 0
F1_Industrial_Industrial - WA_New_Process_Natural Gas_Other Process_E3 | F1 | Industrial | Industrial - WA | New | Process | Natural Gas | Other Process | E3 | CCE | 0 | 0 | 0 | 0 | 0 | 0 | 0 | 0 | 0 | 0 | 0 | 0 | 0 | 0 | 0 | 0 | 0 | 0 | 0 | 0 | 0 | 0 | 0 | 0 | 0 | 0 | 0
F1_Industrial_Industrial - WA_New_Process_Natural Gas_Other Process_E4 | F1 | Industrial | Industrial - WA | New | Process | Natural Gas | Other Process | E4 | CCE | 0 | 0 | 0 | 0 | 0 | 0 | 0 | 0 | 0 | 0 | 0 | 0 | 0 | 0 | 0 | 0 | 0 | 0 | 0 | 0 | 0 | 0 | 0 | 0 | 0 | 0 | 0
F1_Industrial_Industrial - WA_New_Process_Natural Gas_Other Process_E5 | F1 | Industrial | Industrial - WA | New | Process | Natural Gas | Other Process | E5 | CCE | 0 | 0 | 0 | 0 | 0 | 0 | 0 | 0 | 0 | 0 | 0 | 0 | 0 | 0 | 0 | 0 | 0 | 0 | 0 | 0 | 0 | 0 | 0 | 0 | 0 | 0 | 0
F1_Industrial_Industrial - WA_New_Process_Natural Gas_Other Process_E6 | F1 | Industrial | Industrial - WA | New | Process | Natural Gas | Other Process | E6 | CCE | 0 | 0 | 0 | 0 | 0 | 0 | 0 | 0 | 0 | 0 | 0 | 0 | 0 | 0 | 0 | 0 | 0 | 0 | 0 | 0 | 0 | 0 | 0 | 0 | 0 | 0 | 0
F1_Industrial_Industrial - WA_New_Process_Natural Gas_Other Process_E7 | F1 | Industrial | Industrial - WA | New | Process | Natural Gas | Other Process | E7 | CCE | 0 | 0 | 0 | 0 | 0 | 0 | 0 | 0 | 0 | 0 | 0 | 0 | 0 | 0 | 0 | 0 | 0 | 0 | 0 | 0 | 0 | 0 | 0 | 0 | 0 | 0 | 0
F1_Industrial_Industrial - WA_New_Process_Natural Gas_Other Process_E8 | F1 | Industrial | Industrial - WA | New | Process | Natural Gas | Other Process | E8 | CCE | 0 | 0 | 0 | 0 | 0 | 0 | 0 | 0 | 0 | 0 | 0 | 0 | 0 | 0 | 0 | 0 | 0 | 0 | 0 | 0 | 0 | 0 | 0 | 0 | 0 | 0 | 0
F1_Industrial_Industrial - WA_New_Process_Natural Gas_Other Process_E9 | F1 | Industrial | Industrial - WA | New | Process | Natural Gas | Other Process | E9 | CCE | 0 | 0 | 0 | 0 | 0 | 0 | 0 | 0 | 0 | 0 | 0 | 0 | 0 | 0 | 0 | 0 | 0 | 0 | 0 | 0 | 0 | 0 | 0 | 0 | 0 | 0 | 0
F1_Industrial_Industrial - WA_New_Process_Natural Gas_Other Process_E10 | F1 | Industrial | Industrial - WA | New | Process | Natural Gas | Other Process | E10 | CCE | 0 | 0 | 0 | 0 | 0 | 0 | 0 | 0 | 0 | 0 | 0 | 0 | 0 | 0 | 0 | 0 | 0 | 0 | 0 | 0 | 0 | 0 | 0 | 0 | 0 | 0 | 0
F2_Industrial_Industrial - WA_New_Process_Natural Gas_Other Process_E1 | F2 | Industrial | Industrial - WA | New | Process | Natural Gas | Other Process | E1 | TRC BC Ratio | bar: 2021 to 2047
F2_Industrial_Industrial - WA_New_Process_Natural Gas_Other Process_E2 | F2 | Industrial | Industrial - WA | New | Process | Natural Gas | Other Process | E2 | TRC BC Ratio | 0 | 0 | 0 | 0 | 0 | 0 | 0 | 0 | 0 | 0 | 0 | 0 | 0 | 0 | 0 | 0 | 0 | 0 | 0 | 0 | 0 | 0 | 0 | 0 | 0 | 0 | 0
F2_Industrial_Industrial - WA_New_Process_Natural Gas_Other Process_E3 | F2 | Industrial | Industrial - WA | New | Process | Natural Gas | Other Process | E3 | TRC BC Ratio | 0 | 0 | 0 | 0 | 0 | 0 | 0 | 0 | 0 | 0 | 0 | 0 | 0 | 0 | 0 | 0 | 0 | 0 | 0 | 0 | 0 | 0 | 0 | 0 | 0 | 0 | 0
F2_Industrial_Industrial - WA_New_Process_Natural Gas_Other Process_E4 | F2 | Industrial | Industrial - WA | New | Process | Natural Gas | Other Process | E4 | TRC BC Ratio | 0 | 0 | 0 | 0 | 0 | 0 | 0 | 0 | 0 | 0 | 0 | 0 | 0 | 0 | 0 | 0 | 0 | 0 | 0 | 0 | 0 | 0 | 0 | 0 | 0 | 0 | 0
F2_Industrial_Industrial - WA_New_Process_Natural Gas_Other Process_E5 | F2 | Industrial | Industrial - WA | New | Process | Natural Gas | Other Process | E5 | TRC BC Ratio | 0 | 0 | 0 | 0 | 0 | 0 | 0 | 0 | 0 | 0 | 0 | 0 | 0 | 0 | 0 | 0 | 0 | 0 | 0 | 0 | 0 | 0 | 0 | 0 | 0 | 0 | 0
F2_Industrial_Industrial - WA_New_Process_Natural Gas_Other Process_E6 | F2 | Industrial | Industrial - WA | New | Process | Natural Gas | Other Process | E6 | TRC BC Ratio | 0 | 0 | 0 | 0 | 0 | 0 | 0 | 0 | 0 | 0 | 0 | 0 | 0 | 0 | 0 | 0 | 0 | 0 | 0 | 0 | 0 | 0 | 0 | 0 | 0 | 0 | 0
F2_Industrial_Industrial - WA_New_Process_Natural Gas_Other Process_E7 | F2 | Industrial | Industrial - WA | New | Process | Natural Gas | Other Process | E7 | TRC BC Ratio | 0 | 0 | 0 | 0 | 0 | 0 | 0 | 0 | 0 | 0 | 0 | 0 | 0 | 0 | 0 | 0 | 0 | 0 | 0 | 0 | 0 | 0 | 0 | 0 | 0 | 0 | 0
F2_Industrial_Industrial - WA_New_Process_Natural Gas_Other Process_E8 | F2 | Industrial | Industrial - WA | New | Process | Natural Gas | Other Process | E8 | TRC BC Ratio | 0 | 0 | 0 | 0 | 0 | 0 | 0 | 0 | 0 | 0 | 0 | 0 | 0 | 0 | 0 | 0 | 0 | 0 | 0 | 0 | 0 | 0 | 0 | 0 | 0 | 0 | 0
F2_Industrial_Industrial - WA_New_Process_Natural Gas_Other Process_E9 | F2 | Industrial | Industrial - WA | New | Process | Natural Gas | Other Process | E9 | TRC BC Ratio | 0 | 0 | 0 | 0 | 0 | 0 | 0 | 0 | 0 | 0 | 0 | 0 | 0 | 0 | 0 | 0 | 0 | 0 | 0 | 0 | 0 | 0 | 0 | 0 | 0 | 0 | 0
F2_Industrial_Industrial - WA_New_Process_Natural Gas_Other Process_E10 | F2 | Industrial | Industrial - WA | New | Process | Natural Gas | Other Process | E10 | TRC BC Ratio | 0 | 0 | 0 | 0 | 0 | 0 | 0 | 0 | 0 | 0 | 0 | 0 | 0 | 0 | 0 | 0 | 0 | 0 | 0 | 0 | 0 | 0 | 0 | 0 | 0 | 0 | 0
F3_Industrial_Industrial - WA_New_Process_Natural Gas_Other Process_E1 | F3 | Industrial | Industrial - WA | New | Process | Natural Gas | Other Process | E1 | PACT BC Ratio | bar: 2021 to 2047
F3_Industrial_Industrial - WA_New_Process_Natural Gas_Other Process_E2 | F3 | Industrial | Industrial - WA | New | Process | Natural Gas | Other Process | E2 | PACT BC Ratio | 0 | 0 | 0 | 0 | 0 | 0 | 0 | 0 | 0 | 0 | 0 | 0 | 0 | 0 | 0 | 0 | 0 | 0 | 0 | 0 | 0 | 0 | 0 | 0 | 0 | 0 | 0
F3_Industrial_Industrial - WA_New_Process_Natural Gas_Other Process_E3 | F3 | Industrial | Industrial - WA | New | Process | Natural Gas | Other Process | E3 | PACT BC Ratio | 0 | 0 | 0 | 0 | 0 | 0 | 0 | 0 | 0 | 0 | 0 | 0 | 0 | 0 | 0 | 0 | 0 | 0 | 0 | 0 | 0 | 0 | 0 | 0 | 0 | 0 | 0
F3_Industrial_Industrial - WA_New_Process_Natural Gas_Other Process_E4 | F3 | Industrial | Industrial - WA | New | Process | Natural Gas | Other Process | E4 | PACT BC Ratio | 0 | 0 | 0 | 0 | 0 | 0 | 0 | 0 | 0 | 0 | 0 | 0 | 0 | 0 | 0 | 0 | 0 | 0 | 0 | 0 | 0 | 0 | 0 | 0 | 0 | 0 | 0
F3_Industrial_Industrial - WA_New_Process_Natural Gas_Other Process_E5 | F3 | Industrial | Industrial - WA | New | Process | Natural Gas | Other Process | E5 | PACT BC Ratio | 0 | 0 | 0 | 0 | 0 | 0 | 0 | 0 | 0 | 0 | 0 | 0 | 0 | 0 | 0 | 0 | 0 | 0 | 0 | 0 | 0 | 0 | 0 | 0 | 0 | 0 | 0
F3_Industrial_Industrial - WA_New_Process_Natural Gas_Other Process_E6 | F3 | Industrial | Industrial - WA | New | Process | Natural Gas | Other Process | E6 | PACT BC Ratio | 0 | 0 | 0 | 0 | 0 | 0 | 0 | 0 | 0 | 0 | 0 | 0 | 0 | 0 | 0 | 0 | 0 | 0 | 0 | 0 | 0 | 0 | 0 | 0 | 0 | 0 | 0
F3_Industrial_Industrial - WA_New_Process_Natural Gas_Other Process_E7 | F3 | Industrial | Industrial - WA | New | Process | Natural Gas | Other Process | E7 | PACT BC Ratio | 0 | 0 | 0 | 0 | 0 | 0 | 0 | 0 | 0 | 0 | 0 | 0 | 0 | 0 | 0 | 0 | 0 | 0 | 0 | 0 | 0 | 0 | 0 | 0 | 0 | 0 | 0
F3_Industrial_Industrial - WA_New_Process_Natural Gas_Other Process_E8 | F3 | Industrial | Industrial - WA | New | Process | Natural Gas | Other Process | E8 | PACT BC Ratio | 0 | 0 | 0 | 0 | 0 | 0 | 0 | 0 | 0 | 0 | 0 | 0 | 0 | 0 | 0 | 0 | 0 | 0 | 0 | 0 | 0 | 0 | 0 | 0 | 0 | 0 | 0
F3_Industrial_Industrial - WA_New_Process_Natural Gas_Other Process_E9 | F3 | Industrial | Industrial - WA | New | Process | Natural Gas | Other Process | E9 | PACT BC Ratio | 0 | 0 | 0 | 0 | 0 | 0 | 0 | 0 | 0 | 0 | 0 | 0 | 0 | 0 | 0 | 0 | 0 | 0 | 0 | 0 | 0 | 0 | 0 | 0 | 0 | 0 | 0
F3_Industrial_Industrial - WA_New_Process_Natural Gas_Other Process_E10 | F3 | Industrial | Industrial - WA | New | Process | Natural Gas | Other Process | E10 | PACT BC Ratio | 0 | 0 | 0 | 0 | 0 | 0 | 0 | 0 | 0 | 0 | 0 | 0 | 0 | 0 | 0 | 0 | 0 | 0 | 0 | 0 | 0 | 0 | 0 | 0 | 0 | 0 | 0
F4_Industrial_Industrial - WA_New_Process_Natural Gas_Other Process_E1 | F4 | Industrial | Industrial - WA | New | Process | Natural Gas | Other Process | E1 | RVT BC Ratio | bar: 2021 to 2047
F4_Industrial_Industrial - WA_New_Process_Natural Gas_Other Process_E2 | F4 | Industrial | Industrial - WA | New | Process | Natural Gas | Other Process | E2 | RVT BC Ratio | 0 | 0 | 0 | 0 | 0 | 0 | 0 | 0 | 0 | 0 | 0 | 0 | 0 | 0 | 0 | 0 | 0 | 0 | 0 | 0 | 0 | 0 | 0 | 0 | 0 | 0 | 0
F4_Industrial_Industrial - WA_New_Process_Natural Gas_Other Process_E3 | F4 | Industrial | Industrial - WA | New | Process | Natural Gas | Other Process | E3 | RVT BC Ratio | 0 | 0 | 0 | 0 | 0 | 0 | 0 | 0 | 0 | 0 | 0 | 0 | 0 | 0 | 0 | 0 | 0 | 0 | 0 | 0 | 0 | 0 | 0 | 0 | 0 | 0 | 0
F4_Industrial_Industrial - WA_New_Process_Natural Gas_Other Process_E4 | F4 | Industrial | Industrial - WA | New | Process | Natural Gas | Other Process | E4 | RVT BC Ratio | 0 | 0 | 0 | 0 | 0 | 0 | 0 | 0 | 0 | 0 | 0 | 0 | 0 | 0 | 0 | 0 | 0 | 0 | 0 | 0 | 0 | 0 | 0 | 0 | 0 | 0 | 0
F4_Industrial_Industrial - WA_New_Process_Natural Gas_Other Process_E5 | F4 | Industrial | Industrial - WA | New | Process | Natural Gas | Other Process | E5 | RVT BC Ratio | 0 | 0 | 0 | 0 | 0 | 0 | 0 | 0 | 0 | 0 | 0 | 0 | 0 | 0 | 0 | 0 | 0 | 0 | 0 | 0 | 0 | 0 | 0 | 0 | 0 | 0 | 0
F4_Industrial_Industrial - WA_New_Process_Natural Gas_Other Process_E6 | F4 | Industrial | Industrial - WA | New | Process | Natural Gas | Other Process | E6 | RVT BC Ratio | 0 | 0 | 0 | 0 | 0 | 0 | 0 | 0 | 0 | 0 | 0 | 0 | 0 | 0 | 0 | 0 | 0 | 0 | 0 | 0 | 0 | 0 | 0 | 0 | 0 | 0 | 0
F4_Industrial_Industrial - WA_New_Process_Natural Gas_Other Process_E7 | F4 | Industrial | Industrial - WA | New | Process | Natural Gas | Other Process | E7 | RVT BC Ratio | 0 | 0 | 0 | 0 | 0 | 0 | 0 | 0 | 0 | 0 | 0 | 0 | 0 | 0 | 0 | 0 | 0 | 0 | 0 | 0 | 0 | 0 | 0 | 0 | 0 | 0 | 0
F4_Industrial_Industrial - WA_New_Process_Natural Gas_Other Process_E8 | F4 | Industrial | Industrial - WA | New | Process | Natural Gas | Other Process | E8 | RVT BC Ratio | 0 | 0 | 0 | 0 | 0 | 0 | 0 | 0 | 0 | 0 | 0 | 0 | 0 | 0 | 0 | 0 | 0 | 0 | 0 | 0 | 0 | 0 | 0 | 0 | 0 | 0 | 0
F4_Industrial_Industrial - WA_New_Process_Natural Gas_Other Process_E9 | F4 | Industrial | Industrial - WA | New | Process | Natural Gas | Other Process | E9 | RVT BC Ratio | 0 | 0 | 0 | 0 | 0 | 0 | 0 | 0 | 0 | 0 | 0 | 0 | 0 | 0 | 0 | 0 | 0 | 0 | 0 | 0 | 0 | 0 | 0 | 0 | 0 | 0 | 0
F4_Industrial_Industrial - WA_New_Process_Natural Gas_Other Process_E10 | F4 | Industrial | Industrial - WA | New | Process | Natural Gas | Other Process | E10 | RVT BC Ratio | 0 | 0 | 0 | 0 | 0 | 0 | 0 | 0 | 0 | 0 | 0 | 0 | 0 | 0 | 0 | 0 | 0 | 0 | 0 | 0 | 0 | 0 | 0 | 0 | 0 | 0 | 0
F5_Industrial_Industrial - WA_New_Process_Natural Gas_Other Process_E1 | F5 | Industrial | Industrial - WA | New | Process | Natural Gas | Other Process | E1 | RIM BC Ratio | bar: 2021 to 2047
F5_Industrial_Industrial - WA_New_Process_Natural Gas_Other Process_E2 | F5 | Industrial | Industrial - WA | New | Process | Natural Gas | Other Process | E2 | RIM BC Ratio | 0 | 0 | 0 | 0 | 0 | 0 | 0 | 0 | 0 | 0 | 0 | 0 | 0 | 0 | 0 | 0 | 0 | 0 | 0 | 0 | 0 | 0 | 0 | 0 | 0 | 0 | 0
F5_Industrial_Industrial - WA_New_Process_Natural Gas_Other Process_E3 | F5 | Industrial | Industrial - WA | New | Process | Natural Gas | Other Process | E3 | RIM BC Ratio | 0 | 0 | 0 | 0 | 0 | 0 | 0 | 0 | 0 | 0 | 0 | 0 | 0 | 0 | 0 | 0 | 0 | 0 | 0 | 0 | 0 | 0 | 0 | 0 | 0 | 0 | 0
F5_Industrial_Industrial - WA_New_Process_Natural Gas_Other Process_E4 | F5 | Industrial | Industrial - WA | New | Process | Natural Gas | Other Process | E4 | RIM BC Ratio | 0 | 0 | 0 | 0 | 0 | 0 | 0 | 0 | 0 | 0 | 0 | 0 | 0 | 0 | 0 | 0 | 0 | 0 | 0 | 0 | 0 | 0 | 0 | 0 | 0 | 0 | 0
F5_Industrial_Industrial - WA_New_Process_Natural Gas_Other Process_E5 | F5 | Industrial | Industrial - WA | New | Process | Natural Gas | Other Process | E5 | RIM BC Ratio | 0 | 0 | 0 | 0 | 0 | 0 | 0 | 0 | 0 | 0 | 0 | 0 | 0 | 0 | 0 | 0 | 0 | 0 | 0 | 0 | 0 | 0 | 0 | 0 | 0 | 0 | 0
F5_Industrial_Industrial - WA_New_Process_Natural Gas_Other Process_E6 | F5 | Industrial | Industrial - WA | New | Process | Natural Gas | Other Process | E6 | RIM BC Ratio | 0 | 0 | 0 | 0 | 0 | 0 | 0 | 0 | 0 | 0 | 0 | 0 | 0 | 0 | 0 | 0 | 0 | 0 | 0 | 0 | 0 | 0 | 0 | 0 | 0 | 0 | 0
F5_Industrial_Industrial - WA_New_Process_Natural Gas_Other Process_E7 | F5 | Industrial | Industrial - WA | New | Process | Natural Gas | Other Process | E7 | RIM BC Ratio | 0 | 0 | 0 | 0 | 0 | 0 | 0 | 0 | 0 | 0 | 0 | 0 | 0 | 0 | 0 | 0 | 0 | 0 | 0 | 0 | 0 | 0 | 0 | 0 | 0 | 0 | 0
F5_Industrial_Industrial - WA_New_Process_Natural Gas_Other Process_E8 | F5 | Industrial | Industrial - WA | New | Process | Natural Gas | Other Process | E8 | RIM BC Ratio | 0 | 0 | 0 | 0 | 0 | 0 | 0 | 0 | 0 | 0 | 0 | 0 | 0 | 0 | 0 | 0 | 0 | 0 | 0 | 0 | 0 | 0 | 0 | 0 | 0 | 0 | 0
F5_Industrial_Industrial - WA_New_Process_Natural Gas_Other Process_E9 | F5 | Industrial | Industrial - WA | New | Process | Natural Gas | Other Process | E9 | RIM BC Ratio | 0 | 0 | 0 | 0 | 0 | 0 | 0 | 0 | 0 | 0 | 0 | 0 | 0 | 0 | 0 | 0 | 0 | 0 | 0 | 0 | 0 | 0 | 0 | 0 | 0 | 0 | 0
F5_Industrial_Industrial - WA_New_Process_Natural Gas_Other Process_E10 | F5 | Industrial | Industrial - WA | New | Process | Natural Gas | Other Process | E10 | RIM BC Ratio | 0 | 0 | 0 | 0 | 0 | 0 | 0 | 0 | 0 | 0 | 0 | 0 | 0 | 0 | 0 | 0 | 0 | 0 | 0 | 0 | 0 | 0 | 0 | 0 | 0 | 0 | 0
F0_Industrial_Industrial - WA_New_Miscellaneous_Natural Gas_Miscellaneous_E0 | F0 | Industrial | Industrial - WA | New | Miscellaneous | Natural Gas | Miscellaneous | E0 | Economic Unit | Standard | Standard | Standard | Standard | Standard | Standard | Standard | Standard | Standard | Standard | Standard | Standard | Standard | Standard | Standard | Standard | Standard | Standard | Standard | Standard | Standard | Standard | Standard | Standard | Standard | Standard | Standard
F1_Industrial_Industrial - WA_New_Miscellaneous_Natural Gas_Miscellaneous_E1 | F1 | Industrial | Industrial - WA | New | Miscellaneous | Natural Gas | Miscellaneous | E1 | CCE | 0 | 0 | 0 | 0 | 0 | 0 | 0 | 0 | 0 | 0 | 0 | 0 | 0 | 0 | 0 | 0 | 0 | 0 | 0 | 0 | 0 | 0 | 0 | 0 | 0 | 0 | 0
F1_Industrial_Industrial - WA_New_Miscellaneous_Natural Gas_Miscellaneous_E2 | F1 | Industrial | Industrial - WA | New | Miscellaneous | Natural Gas | Miscellaneous | E2 | CCE | 0 | 0 | 0 | 0 | 0 | 0 | 0 | 0 | 0 | 0 | 0 | 0 | 0 | 0 | 0 | 0 | 0 | 0 | 0 | 0 | 0 | 0 | 0 | 0 | 0 | 0 | 0
F1_Industrial_Industrial - WA_New_Miscellaneous_Natural Gas_Miscellaneous_E3 | F1 | Industrial | Industrial - WA | New | Miscellaneous | Natural Gas | Miscellaneous | E3 | CCE | 0 | 0 | 0 | 0 | 0 | 0 | 0 | 0 | 0 | 0 | 0 | 0 | 0 | 0 | 0 | 0 | 0 | 0 | 0 | 0 | 0 | 0 | 0 | 0 | 0 | 0 | 0
F1_Industrial_Industrial - WA_New_Miscellaneous_Natural Gas_Miscellaneous_E4 | F1 | Industrial | Industrial - WA | New | Miscellaneous | Natural Gas | Miscellaneous | E4 | CCE | 0 | 0 | 0 | 0 | 0 | 0 | 0 | 0 | 0 | 0 | 0 | 0 | 0 | 0 | 0 | 0 | 0 | 0 | 0 | 0 | 0 | 0 | 0 | 0 | 0 | 0 | 0
F1_Industrial_Industrial - WA_New_Miscellaneous_Natural Gas_Miscellaneous_E5 | F1 | Industrial | Industrial - WA | New | Miscellaneous | Natural Gas | Miscellaneous | E5 | CCE | 0 | 0 | 0 | 0 | 0 | 0 | 0 | 0 | 0 | 0 | 0 | 0 | 0 | 0 | 0 | 0 | 0 | 0 | 0 | 0 | 0 | 0 | 0 | 0 | 0 | 0 | 0
F1_Industrial_Industrial - WA_New_Miscellaneous_Natural Gas_Miscellaneous_E6 | F1 | Industrial | Industrial - WA | New | Miscellaneous | Natural Gas | Miscellaneous | E6 | CCE | 0 | 0 | 0 | 0 | 0 | 0 | 0 | 0 | 0 | 0 | 0 | 0 | 0 | 0 | 0 | 0 | 0 | 0 | 0 | 0 | 0 | 0 | 0 | 0 | 0 | 0 | 0
F1_Industrial_Industrial - WA_New_Miscellaneous_Natural Gas_Miscellaneous_E7 | F1 | Industrial | Industrial - WA | New | Miscellaneous | Natural Gas | Miscellaneous | E7 | CCE | 0 | 0 | 0 | 0 | 0 | 0 | 0 | 0 | 0 | 0 | 0 | 0 | 0 | 0 | 0 | 0 | 0 | 0 | 0 | 0 | 0 | 0 | 0 | 0 | 0 | 0 | 0
F1_Industrial_Industrial - WA_New_Miscellaneous_Natural Gas_Miscellaneous_E8 | F1 | Industrial | Industrial - WA | New | Miscellaneous | Natural Gas | Miscellaneous | E8 | CCE | 0 | 0 | 0 | 0 | 0 | 0 | 0 | 0 | 0 | 0 | 0 | 0 | 0 | 0 | 0 | 0 | 0 | 0 | 0 | 0 | 0 | 0 | 0 | 0 | 0 | 0 | 0
F1_Industrial_Industrial - WA_New_Miscellaneous_Natural Gas_Miscellaneous_E9 | F1 | Industrial | Industrial - WA | New | Miscellaneous | Natural Gas | Miscellaneous | E9 | CCE | 0 | 0 | 0 | 0 | 0 | 0 | 0 | 0 | 0 | 0 | 0 | 0 | 0 | 0 | 0 | 0 | 0 | 0 | 0 | 0 | 0 | 0 | 0 | 0 | 0 | 0 | 0
F1_Industrial_Industrial - WA_New_Miscellaneous_Natural Gas_Miscellaneous_E10 | F1 | Industrial | Industrial - WA | New | Miscellaneous | Natural Gas | Miscellaneous | E10 | CCE | 0 | 0 | 0 | 0 | 0 | 0 | 0 | 0 | 0 | 0 | 0 | 0 | 0 | 0 | 0 | 0 | 0 | 0 | 0 | 0 | 0 | 0 | 0 | 0 | 0 | 0 | 0
F2_Industrial_Industrial - WA_New_Miscellaneous_Natural Gas_Miscellaneous_E1 | F2 | Industrial | Industrial - WA | New | Miscellaneous | Natural Gas | Miscellaneous | E1 | TRC BC Ratio | bar: 2021 to 2047
F2_Industrial_Industrial - WA_New_Miscellaneous_Natural Gas_Miscellaneous_E2 | F2 | Industrial | Industrial - WA | New | Miscellaneous | Natural Gas | Miscellaneous | E2 | TRC BC Ratio | 0 | 0 | 0 | 0 | 0 | 0 | 0 | 0 | 0 | 0 | 0 | 0 | 0 | 0 | 0 | 0 | 0 | 0 | 0 | 0 | 0 | 0 | 0 | 0 | 0 | 0 | 0
F2_Industrial_Industrial - WA_New_Miscellaneous_Natural Gas_Miscellaneous_E3 | F2 | Industrial | Industrial - WA | New | Miscellaneous | Natural Gas | Miscellaneous | E3 | TRC BC Ratio | 0 | 0 | 0 | 0 | 0 | 0 | 0 | 0 | 0 | 0 | 0 | 0 | 0 | 0 | 0 | 0 | 0 | 0 | 0 | 0 | 0 | 0 | 0 | 0 | 0 | 0 | 0
F2_Industrial_Industrial - WA_New_Miscellaneous_Natural Gas_Miscellaneous_E4 | F2 | Industrial | Industrial - WA | New | Miscellaneous | Natural Gas | Miscellaneous | E4 | TRC BC Ratio | 0 | 0 | 0 | 0 | 0 | 0 | 0 | 0 | 0 | 0 | 0 | 0 | 0 | 0 | 0 | 0 | 0 | 0 | 0 | 0 | 0 | 0 | 0 | 0 | 0 | 0 | 0
F2_Industrial_Industrial - WA_New_Miscellaneous_Natural Gas_Miscellaneous_E5 | F2 | Industrial | Industrial - WA | New | Miscellaneous | Natural Gas | Miscellaneous | E5 | TRC BC Ratio | 0 | 0 | 0 | 0 | 0 | 0 | 0 | 0 | 0 | 0 | 0 | 0 | 0 | 0 | 0 | 0 | 0 | 0 | 0 | 0 | 0 | 0 | 0 | 0 | 0 | 0 | 0
F2_Industrial_Industrial - WA_New_Miscellaneous_Natural Gas_Miscellaneous_E6 | F2 | Industrial | Industrial - WA | New | Miscellaneous | Natural Gas | Miscellaneous | E6 | TRC BC Ratio | 0 | 0 | 0 | 0 | 0 | 0 | 0 | 0 | 0 | 0 | 0 | 0 | 0 | 0 | 0 | 0 | 0 | 0 | 0 | 0 | 0 | 0 | 0 | 0 | 0 | 0 | 0
F2_Industrial_Industrial - WA_New_Miscellaneous_Natural Gas_Miscellaneous_E7 | F2 | Industrial | Industrial - WA | New | Miscellaneous | Natural Gas | Miscellaneous | E7 | TRC BC Ratio | 0 | 0 | 0 | 0 | 0 | 0 | 0 | 0 | 0 | 0 | 0 | 0 | 0 | 0 | 0 | 0 | 0 | 0 | 0 | 0 | 0 | 0 | 0 | 0 | 0 | 0 | 0
F2_Industrial_Industrial - WA_New_Miscellaneous_Natural Gas_Miscellaneous_E8 | F2 | Industrial | Industrial - WA | New | Miscellaneous | Natural Gas | Miscellaneous | E8 | TRC BC Ratio | 0 | 0 | 0 | 0 | 0 | 0 | 0 | 0 | 0 | 0 | 0 | 0 | 0 | 0 | 0 | 0 | 0 | 0 | 0 | 0 | 0 | 0 | 0 | 0 | 0 | 0 | 0
F2_Industrial_Industrial - WA_New_Miscellaneous_Natural Gas_Miscellaneous_E9 | F2 | Industrial | Industrial - WA | New | Miscellaneous | Natural Gas | Miscellaneous | E9 | TRC BC Ratio | 0 | 0 | 0 | 0 | 0 | 0 | 0 | 0 | 0 | 0 | 0 | 0 | 0 | 0 | 0 | 0 | 0 | 0 | 0 | 0 | 0 | 0 | 0 | 0 | 0 | 0 | 0
F2_Industrial_Industrial - WA_New_Miscellaneous_Natural Gas_Miscellaneous_E10 | F2 | Industrial | Industrial - WA | New | Miscellaneous | Natural Gas | Miscellaneous | E10 | TRC BC Ratio | 0 | 0 | 0 | 0 | 0 | 0 | 0 | 0 | 0 | 0 | 0 | 0 | 0 | 0 | 0 | 0 | 0 | 0 | 0 | 0 | 0 | 0 | 0 | 0 | 0 | 0 | 0
F3_Industrial_Industrial - WA_New_Miscellaneous_Natural Gas_Miscellaneous_E1 | F3 | Industrial | Industrial - WA | New | Miscellaneous | Natural Gas | Miscellaneous | E1 | PACT BC Ratio | bar: 2021 to 2047
F3_Industrial_Industrial - WA_New_Miscellaneous_Natural Gas_Miscellaneous_E2 | F3 | Industrial | Industrial - WA | New | Miscellaneous | Natural Gas | Miscellaneous | E2 | PACT BC Ratio | 0 | 0 | 0 | 0 | 0 | 0 | 0 | 0 | 0 | 0 | 0 | 0 | 0 | 0 | 0 | 0 | 0 | 0 | 0 | 0 | 0 | 0 | 0 | 0 | 0 | 0 | 0
F3_Industrial_Industrial - WA_New_Miscellaneous_Natural Gas_Miscellaneous_E3 | F3 | Industrial | Industrial - WA | New | Miscellaneous | Natural Gas | Miscellaneous | E3 | PACT BC Ratio | 0 | 0 | 0 | 0 | 0 | 0 | 0 | 0 | 0 | 0 | 0 | 0 | 0 | 0 | 0 | 0 | 0 | 0 | 0 | 0 | 0 | 0 | 0 | 0 | 0 | 0 | 0
F3_Industrial_Industrial - WA_New_Miscellaneous_Natural Gas_Miscellaneous_E4 | F3 | Industrial | Industrial - WA | New | Miscellaneous | Natural Gas | Miscellaneous | E4 | PACT BC Ratio | 0 | 0 | 0 | 0 | 0 | 0 | 0 | 0 | 0 | 0 | 0 | 0 | 0 | 0 | 0 | 0 | 0 | 0 | 0 | 0 | 0 | 0 | 0 | 0 | 0 | 0 | 0
F3_Industrial_Industrial - WA_New_Miscellaneous_Natural Gas_Miscellaneous_E5 | F3 | Industrial | Industrial - WA | New | Miscellaneous | Natural Gas | Miscellaneous | E5 | PACT BC Ratio | 0 | 0 | 0 | 0 | 0 | 0 | 0 | 0 | 0 | 0 | 0 | 0 | 0 | 0 | 0 | 0 | 0 | 0 | 0 | 0 | 0 | 0 | 0 | 0 | 0 | 0 | 0
F3_Industrial_Industrial - WA_New_Miscellaneous_Natural Gas_Miscellaneous_E6 | F3 | Industrial | Industrial - WA | New | Miscellaneous | Natural Gas | Miscellaneous | E6 | PACT BC Ratio | 0 | 0 | 0 | 0 | 0 | 0 | 0 | 0 | 0 | 0 | 0 | 0 | 0 | 0 | 0 | 0 | 0 | 0 | 0 | 0 | 0 | 0 | 0 | 0 | 0 | 0 | 0
F3_Industrial_Industrial - WA_New_Miscellaneous_Natural Gas_Miscellaneous_E7 | F3 | Industrial | Industrial - WA | New | Miscellaneous | Natural Gas | Miscellaneous | E7 | PACT BC Ratio | 0 | 0 | 0 | 0 | 0 | 0 | 0 | 0 | 0 | 0 | 0 | 0 | 0 | 0 | 0 | 0 | 0 | 0 | 0 | 0 | 0 | 0 | 0 | 0 | 0 | 0 | 0
F3_Industrial_Industrial - WA_New_Miscellaneous_Natural Gas_Miscellaneous_E8 | F3 | Industrial | Industrial - WA | New | Miscellaneous | Natural Gas | Miscellaneous | E8 | PACT BC Ratio | 0 | 0 | 0 | 0 | 0 | 0 | 0 | 0 | 0 | 0 | 0 | 0 | 0 | 0 | 0 | 0 | 0 | 0 | 0 | 0 | 0 | 0 | 0 | 0 | 0 | 0 | 0
F3_Industrial_Industrial - WA_New_Miscellaneous_Natural Gas_Miscellaneous_E9 | F3 | Industrial | Industrial - WA | New | Miscellaneous | Natural Gas | Miscellaneous | E9 | PACT BC Ratio | 0 | 0 | 0 | 0 | 0 | 0 | 0 | 0 | 0 | 0 | 0 | 0 | 0 | 0 | 0 | 0 | 0 | 0 | 0 | 0 | 0 | 0 | 0 | 0 | 0 | 0 | 0
F3_Industrial_Industrial - WA_New_Miscellaneous_Natural Gas_Miscellaneous_E10 | F3 | Industrial | Industrial - WA | New | Miscellaneous | Natural Gas | Miscellaneous | E10 | PACT BC Ratio | 0 | 0 | 0 | 0 | 0 | 0 | 0 | 0 | 0 | 0 | 0 | 0 | 0 | 0 | 0 | 0 | 0 | 0 | 0 | 0 | 0 | 0 | 0 | 0 | 0 | 0 | 0
F4_Industrial_Industrial - WA_New_Miscellaneous_Natural Gas_Miscellaneous_E1 | F4 | Industrial | Industrial - WA | New | Miscellaneous | Natural Gas | Miscellaneous | E1 | RVT BC Ratio | bar: 2021 to 2047
F4_Industrial_Industrial - WA_New_Miscellaneous_Natural Gas_Miscellaneous_E2 | F4 | Industrial | Industrial - WA | New | Miscellaneous | Natural Gas | Miscellaneous | E2 | RVT BC Ratio | 0 | 0 | 0 | 0 | 0 | 0 | 0 | 0 | 0 | 0 | 0 | 0 | 0 | 0 | 0 | 0 | 0 | 0 | 0 | 0 | 0 | 0 | 0 | 0 | 0 | 0 | 0
F4_Industrial_Industrial - WA_New_Miscellaneous_Natural Gas_Miscellaneous_E3 | F4 | Industrial | Industrial - WA | New | Miscellaneous | Natural Gas | Miscellaneous | E3 | RVT BC Ratio | 0 | 0 | 0 | 0 | 0 | 0 | 0 | 0 | 0 | 0 | 0 | 0 | 0 | 0 | 0 | 0 | 0 | 0 | 0 | 0 | 0 | 0 | 0 | 0 | 0 | 0 | 0
F4_Industrial_Industrial - WA_New_Miscellaneous_Natural Gas_Miscellaneous_E4 | F4 | Industrial | Industrial - WA | New | Miscellaneous | Natural Gas | Miscellaneous | E4 | RVT BC Ratio | 0 | 0 | 0 | 0 | 0 | 0 | 0 | 0 | 0 | 0 | 0 | 0 | 0 | 0 | 0 | 0 | 0 | 0 | 0 | 0 | 0 | 0 | 0 | 0 | 0 | 0 | 0
F4_Industrial_Industrial - WA_New_Miscellaneous_Natural Gas_Miscellaneous_E5 | F4 | Industrial | Industrial - WA | New | Miscellaneous | Natural Gas | Miscellaneous | E5 | RVT BC Ratio | 0 | 0 | 0 | 0 | 0 | 0 | 0 | 0 | 0 | 0 | 0 | 0 | 0 | 0 | 0 | 0 | 0 | 0 | 0 | 0 | 0 | 0 | 0 | 0 | 0 | 0 | 0
F4_Industrial_Industrial - WA_New_Miscellaneous_Natural Gas_Miscellaneous_E6 | F4 | Industrial | Industrial - WA | New | Miscellaneous | Natural Gas | Miscellaneous | E6 | RVT BC Ratio | 0 | 0 | 0 | 0 | 0 | 0 | 0 | 0 | 0 | 0 | 0 | 0 | 0 | 0 | 0 | 0 | 0 | 0 | 0 | 0 | 0 | 0 | 0 | 0 | 0 | 0 | 0
F4_Industrial_Industrial - WA_New_Miscellaneous_Natural Gas_Miscellaneous_E7 | F4 | Industrial | Industrial - WA | New | Miscellaneous | Natural Gas | Miscellaneous | E7 | RVT BC Ratio | 0 | 0 | 0 | 0 | 0 | 0 | 0 | 0 | 0 | 0 | 0 | 0 | 0 | 0 | 0 | 0 | 0 | 0 | 0 | 0 | 0 | 0 | 0 | 0 | 0 | 0 | 0
F4_Industrial_Industrial - WA_New_Miscellaneous_Natural Gas_Miscellaneous_E8 | F4 | Industrial | Industrial - WA | New | Miscellaneous | Natural Gas | Miscellaneous | E8 | RVT BC Ratio | 0 | 0 | 0 | 0 | 0 | 0 | 0 | 0 | 0 | 0 | 0 | 0 | 0 | 0 | 0 | 0 | 0 | 0 | 0 | 0 | 0 | 0 | 0 | 0 | 0 | 0 | 0
F4_Industrial_Industrial - WA_New_Miscellaneous_Natural Gas_Miscellaneous_E9 | F4 | Industrial | Industrial - WA | New | Miscellaneous | Natural Gas | Miscellaneous | E9 | RVT BC Ratio | 0 | 0 | 0 | 0 | 0 | 0 | 0 | 0 | 0 | 0 | 0 | 0 | 0 | 0 | 0 | 0 | 0 | 0 | 0 | 0 | 0 | 0 | 0 | 0 | 0 | 0 | 0
F4_Industrial_Industrial - WA_New_Miscellaneous_Natural Gas_Miscellaneous_E10 | F4 | Industrial | Industrial - WA | New | Miscellaneous | Natural Gas | Miscellaneous | E10 | RVT BC Ratio | 0 | 0 | 0 | 0 | 0 | 0 | 0 | 0 | 0 | 0 | 0 | 0 | 0 | 0 | 0 | 0 | 0 | 0 | 0 | 0 | 0 | 0 | 0 | 0 | 0 | 0 | 0
F5_Industrial_Industrial - WA_New_Miscellaneous_Natural Gas_Miscellaneous_E1 | F5 | Industrial | Industrial - WA | New | Miscellaneous | Natural Gas | Miscellaneous | E1 | RIM BC Ratio | bar: 2021 to 2047
F5_Industrial_Industrial - WA_New_Miscellaneous_Natural Gas_Miscellaneous_E2 | F5 | Industrial | Industrial - WA | New | Miscellaneous | Natural Gas | Miscellaneous | E2 | RIM BC Ratio | 0 | 0 | 0 | 0 | 0 | 0 | 0 | 0 | 0 | 0 | 0 | 0 | 0 | 0 | 0 | 0 | 0 | 0 | 0 | 0 | 0 | 0 | 0 | 0 | 0 | 0 | 0
F5_Industrial_Industrial - WA_New_Miscellaneous_Natural Gas_Miscellaneous_E3 | F5 | Industrial | Industrial - WA | New | Miscellaneous | Natural Gas | Miscellaneous | E3 | RIM BC Ratio | 0 | 0 | 0 | 0 | 0 | 0 | 0 | 0 | 0 | 0 | 0 | 0 | 0 | 0 | 0 | 0 | 0 | 0 | 0 | 0 | 0 | 0 | 0 | 0 | 0 | 0 | 0
F5_Industrial_Industrial - WA_New_Miscellaneous_Natural Gas_Miscellaneous_E4 | F5 | Industrial | Industrial - WA | New | Miscellaneous | Natural Gas | Miscellaneous | E4 | RIM BC Ratio | 0 | 0 | 0 | 0 | 0 | 0 | 0 | 0 | 0 | 0 | 0 | 0 | 0 | 0 | 0 | 0 | 0 | 0 | 0 | 0 | 0 | 0 | 0 | 0 | 0 | 0 | 0
F5_Industrial_Industrial - WA_New_Miscellaneous_Natural Gas_Miscellaneous_E5 | F5 | Industrial | Industrial - WA | New | Miscellaneous | Natural Gas | Miscellaneous | E5 | RIM BC Ratio | 0 | 0 | 0 | 0 | 0 | 0 | 0 | 0 | 0 | 0 | 0 | 0 | 0 | 0 | 0 | 0 | 0 | 0 | 0 | 0 | 0 | 0 | 0 | 0 | 0 | 0 | 0
F5_Industrial_Industrial - WA_New_Miscellaneous_Natural Gas_Miscellaneous_E6 | F5 | Industrial | Industrial - WA | New | Miscellaneous | Natural Gas | Miscellaneous | E6 | RIM BC Ratio | 0 | 0 | 0 | 0 | 0 | 0 | 0 | 0 | 0 | 0 | 0 | 0 | 0 | 0 | 0 | 0 | 0 | 0 | 0 | 0 | 0 | 0 | 0 | 0 | 0 | 0 | 0
F5_Industrial_Industrial - WA_New_Miscellaneous_Natural Gas_Miscellaneous_E7 | F5 | Industrial | Industrial - WA | New | Miscellaneous | Natural Gas | Miscellaneous | E7 | RIM BC Ratio | 0 | 0 | 0 | 0 | 0 | 0 | 0 | 0 | 0 | 0 | 0 | 0 | 0 | 0 | 0 | 0 | 0 | 0 | 0 | 0 | 0 | 0 | 0 | 0 | 0 | 0 | 0
F5_Industrial_Industrial - WA_New_Miscellaneous_Natural Gas_Miscellaneous_E8 | F5 | Industrial | Industrial - WA | New | Miscellaneous | Natural Gas | Miscellaneous | E8 | RIM BC Ratio | 0 | 0 | 0 | 0 | 0 | 0 | 0 | 0 | 0 | 0 | 0 | 0 | 0 | 0 | 0 | 0 | 0 | 0 | 0 | 0 | 0 | 0 | 0 | 0 | 0 | 0 | 0
F5_Industrial_Industrial - WA_New_Miscellaneous_Natural Gas_Miscellaneous_E9 | F5 | Industrial | Industrial - WA | New | Miscellaneous | Natural Gas | Miscellaneous | E9 | RIM BC Ratio | 0 | 0 | 0 | 0 | 0 | 0 | 0 | 0 | 0 | 0 | 0 | 0 | 0 | 0 | 0 | 0 | 0 | 0 | 0 | 0 | 0 | 0 | 0 | 0 | 0 | 0 | 0
F5_Industrial_Industrial - WA_New_Miscellaneous_Natural Gas_Miscellaneous_E10 | F5 | Industrial | Industrial - WA | New | Miscellaneous | Natural Gas | Miscellaneous | E10 | RIM BC Ratio | 0 | 0 | 0 | 0 | 0 | 0 | 0 | 0 | 0 | 0 | 0 | 0 | 0 | 0 | 0 | 0 | 0 | 0 | 0 | 0 | 0 | 0 | 0 | 0 | 0 | 0 | 0
F0_Industrial_Industrial - ID_Existing_Space Heating_Natural Gas_Furnace_E0 | F0 | Industrial | Industrial - ID | Existing | Space Heating | Natural Gas | Furnace | E0 | Economic Unit | AFUE 80% (Standard) | AFUE 80% (Standard) | AFUE 80% (Standard) | AFUE 90% | AFUE 90% | AFUE 90% | AFUE 90% | AFUE 90% | AFUE 90% | AFUE 90% | AFUE 90% | AFUE 90% | AFUE 90% | AFUE 90% | AFUE 90% | AFUE 90% | AFUE 90% | AFUE 90% | AFUE 90% | AFUE 90% | AFUE 90% | AFUE 90% | AFUE 90% | AFUE 90% | AFUE 90% | AFUE 90% | AFUE 90%
F1_Industrial_Industrial - ID_Existing_Space Heating_Natural Gas_Furnace_E1 | F1 | Industrial | Industrial - ID | Existing | Space Heating | Natural Gas | Furnace | E1 | CCE | 0 | 0 | 0 | 0 | 0 | 0 | 0 | 0 | 0 | 0 | 0 | 0 | 0 | 0 | 0 | 0 | 0 | 0 | 0 | 0 | 0 | 0 | 0 | 0 | 0 | 0 | 0
F1_Industrial_Industrial - ID_Existing_Space Heating_Natural Gas_Furnace_E2 | F1 | Industrial | Industrial - ID | Existing | Space Heating | Natural Gas | Furnace | E2 | CCE | 0.021656 | 0.02013 | 0.020208 | 0 | 0 | 0 | 0 | 0 | 0 | 0 | 0 | 0 | 0 | 0 | 0 | 0 | 0 | 0 | 0 | 0 | 0 | 0 | 0 | 0 | 0 | 0 | 0
F1_Industrial_Industrial - ID_Existing_Space Heating_Natural Gas_Furnace_E3 | F1 | Industrial | Industrial - ID | Existing | Space Heating | Natural Gas | Furnace | E3 | CCE | 0.028875 | 0.02684 | 0.026945 | 0.040417 | 0.040417 | 0.040417 | 0.040417 | 0.040417 | 0.040417 | 0.040417 | 0.040417 | 0.040417 | 0.040417 | 0.040417 | 0.040417 | 0.040417 | 0.040417 | 0.040417 | 0.040417 | 0.040417 | 0.040417 | 0.040417 | 0.040417 | 0.040417 | 0.040417 | 0.040417 | 0.040417
F1_Industrial_Industrial - ID_Existing_Space Heating_Natural Gas_Furnace_E4 | F1 | Industrial | Industrial - ID | Existing | Space Heating | Natural Gas | Furnace | E4 | CCE | 0 | 0 | 0 | 0 | 0 | 0 | 0 | 0 | 0 | 0 | 0 | 0 | 0 | 0 | 0 | 0 | 0 | 0 | 0 | 0 | 0 | 0 | 0 | 0 | 0 | 0 | 0
F1_Industrial_Industrial - ID_Existing_Space Heating_Natural Gas_Furnace_E5 | F1 | Industrial | Industrial - ID | Existing | Space Heating | Natural Gas | Furnace | E5 | CCE | 0 | 0 | 0 | 0 | 0 | 0 | 0 | 0 | 0 | 0 | 0 | 0 | 0 | 0 | 0 | 0 | 0 | 0 | 0 | 0 | 0 | 0 | 0 | 0 | 0 | 0 | 0
F1_Industrial_Industrial - ID_Existing_Space Heating_Natural Gas_Furnace_E6 | F1 | Industrial | Industrial - ID | Existing | Space Heating | Natural Gas | Furnace | E6 | CCE | 0 | 0 | 0 | 0 | 0 | 0 | 0 | 0 | 0 | 0 | 0 | 0 | 0 | 0 | 0 | 0 | 0 | 0 | 0 | 0 | 0 | 0 | 0 | 0 | 0 | 0 | 0
F1_Industrial_Industrial - ID_Existing_Space Heating_Natural Gas_Furnace_E7 | F1 | Industrial | Industrial - ID | Existing | Space Heating | Natural Gas | Furnace | E7 | CCE | 0 | 0 | 0 | 0 | 0 | 0 | 0 | 0 | 0 | 0 | 0 | 0 | 0 | 0 | 0 | 0 | 0 | 0 | 0 | 0 | 0 | 0 | 0 | 0 | 0 | 0 | 0
F1_Industrial_Industrial - ID_Existing_Space Heating_Natural Gas_Furnace_E8 | F1 | Industrial | Industrial - ID | Existing | Space Heating | Natural Gas | Furnace | E8 | CCE | 0 | 0 | 0 | 0 | 0 | 0 | 0 | 0 | 0 | 0 | 0 | 0 | 0 | 0 | 0 | 0 | 0 | 0 | 0 | 0 | 0 | 0 | 0 | 0 | 0 | 0 | 0
F1_Industrial_Industrial - ID_Existing_Space Heating_Natural Gas_Furnace_E9 | F1 | Industrial | Industrial - ID | Existing | Space Heating | Natural Gas | Furnace | E9 | CCE | 0 | 0 | 0 | 0 | 0 | 0 | 0 | 0 | 0 | 0 | 0 | 0 | 0 | 0 | 0 | 0 | 0 | 0 | 0 | 0 | 0 | 0 | 0 | 0 | 0 | 0 | 0
F1_Industrial_Industrial - ID_Existing_Space Heating_Natural Gas_Furnace_E10 | F1 | Industrial | Industrial - ID | Existing | Space Heating | Natural Gas | Furnace | E10 | CCE | 0 | 0 | 0 | 0 | 0 | 0 | 0 | 0 | 0 | 0 | 0 | 0 | 0 | 0 | 0 | 0 | 0 | 0 | 0 | 0 | 0 | 0 | 0 | 0 | 0 | 0 | 0
F2_Industrial_Industrial - ID_Existing_Space Heating_Natural Gas_Furnace_E1 | F2 | Industrial | Industrial - ID | Existing | Space Heating | Natural Gas | Furnace | E1 | TRC BC Ratio | 1 | 1 | 1 | 0 | 0 | 0 | 0 | 0 | 0 | 0 | 0 | 0 | 0 | 0 | 0 | 0 | 0 | 0 | 0 | 0 | 0 | 0 | 0 | 0 | 0 | 0 | 0
F2_Industrial_Industrial - ID_Existing_Space Heating_Natural Gas_Furnace_E2 | F2 | Industrial | Industrial - ID | Existing | Space Heating | Natural Gas | Furnace | E2 | TRC BC Ratio | 0.25095 | 0.23995 | 0.22575 | 1 | 1 | 1 | 1 | 1 | 1 | 1 | 1 | 1 | 1 | 1 | 1 | 1 | 1 | 1 | 1 | 1 | 1 | 1 | 1 | 1 | 1 | 1 | 1
F2_Industrial_Industrial - ID_Existing_Space Heating_Natural Gas_Furnace_E3 | F2 | Industrial | Industrial - ID | Existing | Space Heating | Natural Gas | Furnace | E3 | TRC BC Ratio | 0.18821 | 0.17996 | 0.16931 | 0.10536 | 0.10232 | 0.10118 | 0.10157 | 0.10279 | 0.10437 | 0.1061 | 0.10756 | 0.10904 | 0.11045 | 0.11164 | 0.11264 | 0.11364 | 0.11447 | 0.11538 | 0.11624 | 0.11695 | 0.11738 | 0.11778 | 0.11833 | 0.11868 | 0.11891 | 0.11949 | 0.12007
F2_Industrial_Industrial - ID_Existing_Space Heating_Natural Gas_Furnace_E4 | F2 | Industrial | Industrial - ID | Existing | Space Heating | Natural Gas | Furnace | E4 | TRC BC Ratio | 0 | 0 | 0 | 0 | 0 | 0 | 0 | 0 | 0 | 0 | 0 | 0 | 0 | 0 | 0 | 0 | 0 | 0 | 0 | 0 | 0 | 0 | 0 | 0 | 0 | 0 | 0
F2_Industrial_Industrial - ID_Existing_Space Heating_Natural Gas_Furnace_E5 | F2 | Industrial | Industrial - ID | Existing | Space Heating | Natural Gas | Furnace | E5 | TRC BC Ratio | 0 | 0 | 0 | 0 | 0 | 0 | 0 | 0 | 0 | 0 | 0 | 0 | 0 | 0 | 0 | 0 | 0 | 0 | 0 | 0 | 0 | 0 | 0 | 0 | 0 | 0 | 0
F2_Industrial_Industrial - ID_Existing_Space Heating_Natural Gas_Furnace_E6 | F2 | Industrial | Industrial - ID | Existing | Space Heating | Natural Gas | Furnace | E6 | TRC BC Ratio | 0 | 0 | 0 | 0 | 0 | 0 | 0 | 0 | 0 | 0 | 0 | 0 | 0 | 0 | 0 | 0 | 0 | 0 | 0 | 0 | 0 | 0 | 0 | 0 | 0 | 0 | 0
F2_Industrial_Industrial - ID_Existing_Space Heating_Natural Gas_Furnace_E7 | F2 | Industrial | Industrial - ID | Existing | Space Heating | Natural Gas | Furnace | E7 | TRC BC Ratio | 0 | 0 | 0 | 0 | 0 | 0 | 0 | 0 | 0 | 0 | 0 | 0 | 0 | 0 | 0 | 0 | 0 | 0 | 0 | 0 | 0 | 0 | 0 | 0 | 0 | 0 | 0
F2_Industrial_Industrial - ID_Existing_Space Heating_Natural Gas_Furnace_E8 | F2 | Industrial | Industrial - ID | Existing | Space Heating | Natural Gas | Furnace | E8 | TRC BC Ratio | 0 | 0 | 0 | 0 | 0 | 0 | 0 | 0 | 0 | 0 | 0 | 0 | 0 | 0 | 0 | 0 | 0 | 0 | 0 | 0 | 0 | 0 | 0 | 0 | 0 | 0 | 0
F2_Industrial_Industrial - ID_Existing_Space Heating_Natural Gas_Furnace_E9 | F2 | Industrial | Industrial - ID | Existing | Space Heating | Natural Gas | Furnace | E9 | TRC BC Ratio | 0 | 0 | 0 | 0 | 0 | 0 | 0 | 0 | 0 | 0 | 0 | 0 | 0 | 0 | 0 | 0 | 0 | 0 | 0 | 0 | 0 | 0 | 0 | 0 | 0 | 0 | 0
F2_Industrial_Industrial - ID_Existing_Space Heating_Natural Gas_Furnace_E10 | F2 | Industrial | Industrial - ID | Existing | Space Heating | Natural Gas | Furnace | E10 | TRC BC Ratio | 0 | 0 | 0 | 0 | 0 | 0 | 0 | 0 | 0 | 0 | 0 | 0 | 0 | 0 | 0 | 0 | 0 | 0 | 0 | 0 | 0 | 0 | 0 | 0 | 0 | 0 | 0
F3_Industrial_Industrial - ID_Existing_Space Heating_Natural Gas_Furnace_E1 | F3 | Industrial | Industrial - ID | Existing | Space Heating | Natural Gas | Furnace | E1 | PACT BC Ratio | 1 | 1 | 1 | 0 | 0 | 0 | 0 | 0 | 0 | 0 | 0 | 0 | 0 | 0 | 0 | 0 | 0 | 0 | 0 | 0 | 0 | 0 | 0 | 0 | 0 | 0 | 0
F3_Industrial_Industrial - ID_Existing_Space Heating_Natural Gas_Furnace_E2 | F3 | Industrial | Industrial - ID | Existing | Space Heating | Natural Gas | Furnace | E2 | PACT BC Ratio | 0.41824 | 0.39992 | 0.37625 | 1 | 1 | 1 | 1 | 1 | 1 | 1 | 1 | 1 | 1 | 1 | 1 | 1 | 1 | 1 | 1 | 1 | 1 | 1 | 1 | 1 | 1 | 1 | 1
F3_Industrial_Industrial - ID_Existing_Space Heating_Natural Gas_Furnace_E3 | F3 | Industrial | Industrial - ID | Existing | Space Heating | Natural Gas | Furnace | E3 | PACT BC Ratio | 0.31368 | 0.29994 | 0.28219 | 0.17561 | 0.17053 | 0.16864 | 0.16928 | 0.17132 | 0.17395 | 0.17683 | 0.17926 | 0.18174 | 0.18408 | 0.18607 | 0.18773 | 0.1894 | 0.19078 | 0.19229 | 0.19374 | 0.19492 | 0.19564 | 0.19631 | 0.19721 | 0.1978 | 0.19818 | 0.19915 | 0.20012
F3_Industrial_Industrial - ID_Existing_Space Heating_Natural Gas_Furnace_E4 | F3 | Industrial | Industrial - ID | Existing | Space Heating | Natural Gas | Furnace | E4 | PACT BC Ratio | 0 | 0 | 0 | 0 | 0 | 0 | 0 | 0 | 0 | 0 | 0 | 0 | 0 | 0 | 0 | 0 | 0 | 0 | 0 | 0 | 0 | 0 | 0 | 0 | 0 | 0 | 0
F3_Industrial_Industrial - ID_Existing_Space Heating_Natural Gas_Furnace_E5 | F3 | Industrial | Industrial - ID | Existing | Space Heating | Natural Gas | Furnace | E5 | PACT BC Ratio | 0 | 0 | 0 | 0 | 0 | 0 | 0 | 0 | 0 | 0 | 0 | 0 | 0 | 0 | 0 | 0 | 0 | 0 | 0 | 0 | 0 | 0 | 0 | 0 | 0 | 0 | 0
F3_Industrial_Industrial - ID_Existing_Space Heating_Natural Gas_Furnace_E6 | F3 | Industrial | Industrial - ID | Existing | Space Heating | Natural Gas | Furnace | E6 | PACT BC Ratio | 0 | 0 | 0 | 0 | 0 | 0 | 0 | 0 | 0 | 0 | 0 | 0 | 0 | 0 | 0 | 0 | 0 | 0 | 0 | 0 | 0 | 0 | 0 | 0 | 0 | 0 | 0
F3_Industrial_Industrial - ID_Existing_Space Heating_Natural Gas_Furnace_E7 | F3 | Industrial | Industrial - ID | Existing | Space Heating | Natural Gas | Furnace | E7 | PACT BC Ratio | 0 | 0 | 0 | 0 | 0 | 0 | 0 | 0 | 0 | 0 | 0 | 0 | 0 | 0 | 0 | 0 | 0 | 0 | 0 | 0 | 0 | 0 | 0 | 0 | 0 | 0 | 0
F3_Industrial_Industrial - ID_Existing_Space Heating_Natural Gas_Furnace_E8 | F3 | Industrial | Industrial - ID | Existing | Space Heating | Natural Gas | Furnace | E8 | PACT BC Ratio | 0 | 0 | 0 | 0 | 0 | 0 | 0 | 0 | 0 | 0 | 0 | 0 | 0 | 0 | 0 | 0 | 0 | 0 | 0 | 0 | 0 | 0 | 0 | 0 | 0 | 0 | 0
F3_Industrial_Industrial - ID_Existing_Space Heating_Natural Gas_Furnace_E9 | F3 | Industrial | Industrial - ID | Existing | Space Heating | Natural Gas | Furnace | E9 | PACT BC Ratio | 0 | 0 | 0 | 0 | 0 | 0 | 0 | 0 | 0 | 0 | 0 | 0 | 0 | 0 | 0 | 0 | 0 | 0 | 0 | 0 | 0 | 0 | 0 | 0 | 0 | 0 | 0
F3_Industrial_Industrial - ID_Existing_Space Heating_Natural Gas_Furnace_E10 | F3 | Industrial | Industrial - ID | Existing | Space Heating | Natural Gas | Furnace | E10 | PACT BC Ratio | 0 | 0 | 0 | 0 | 0 | 0 | 0 | 0 | 0 | 0 | 0 | 0 | 0 | 0 | 0 | 0 | 0 | 0 | 0 | 0 | 0 | 0 | 0 | 0 | 0 | 0 | 0
F4_Industrial_Industrial - ID_Existing_Space Heating_Natural Gas_Furnace_E1 | F4 | Industrial | Industrial - ID | Existing | Space Heating | Natural Gas | Furnace | E1 | RVT BC Ratio | 1 | 1 | 1 | 0 | 0 | 0 | 0 | 0 | 0 | 0 | 0 | 0 | 0 | 0 | 0 | 0 | 0 | 0 | 0 | 0 | 0 | 0 | 0 | 0 | 0 | 0 | 0
F4_Industrial_Industrial - ID_Existing_Space Heating_Natural Gas_Furnace_E2 | F4 | Industrial | Industrial - ID | Existing | Space Heating | Natural Gas | Furnace | E2 | RVT BC Ratio | 0.5 | 0.5 | 0.5 | 1 | 1 | 1 | 1 | 1 | 1 | 1 | 1 | 1 | 1 | 1 | 1 | 1 | 1 | 1 | 1 | 1 | 1 | 1 | 1 | 1 | 1 | 1 | 1
F4_Industrial_Industrial - ID_Existing_Space Heating_Natural Gas_Furnace_E3 | F4 | Industrial | Industrial - ID | Existing | Space Heating | Natural Gas | Furnace | E3 | RVT BC Ratio | 0.5 | 0.5 | 0.5 | 0.5 | 0.5 | 0.5 | 0.5 | 0.5 | 0.5 | 0.5 | 0.5 | 0.5 | 0.5 | 0.5 | 0.5 | 0.5 | 0.5 | 0.5 | 0.5 | 0.5 | 0.5 | 0.5 | 0.5 | 0.5 | 0.5 | 0.5 | 0.5
F4_Industrial_Industrial - ID_Existing_Space Heating_Natural Gas_Furnace_E4 | F4 | Industrial | Industrial - ID | Existing | Space Heating | Natural Gas | Furnace | E4 | RVT BC Ratio | 0 | 0 | 0 | 0 | 0 | 0 | 0 | 0 | 0 | 0 | 0 | 0 | 0 | 0 | 0 | 0 | 0 | 0 | 0 | 0 | 0 | 0 | 0 | 0 | 0 | 0 | 0
F4_Industrial_Industrial - ID_Existing_Space Heating_Natural Gas_Furnace_E5 | F4 | Industrial | Industrial - ID | Existing | Space Heating | Natural Gas | Furnace | E5 | RVT BC Ratio | 0 | 0 | 0 | 0 | 0 | 0 | 0 | 0 | 0 | 0 | 0 | 0 | 0 | 0 | 0 | 0 | 0 | 0 | 0 | 0 | 0 | 0 | 0 | 0 | 0 | 0 | 0
F4_Industrial_Industrial - ID_Existing_Space Heating_Natural Gas_Furnace_E6 | F4 | Industrial | Industrial - ID | Existing | Space Heating | Natural Gas | Furnace | E6 | RVT BC Ratio | 0 | 0 | 0 | 0 | 0 | 0 | 0 | 0 | 0 | 0 | 0 | 0 | 0 | 0 | 0 | 0 | 0 | 0 | 0 | 0 | 0 | 0 | 0 | 0 | 0 | 0 | 0
F4_Industrial_Industrial - ID_Existing_Space Heating_Natural Gas_Furnace_E7 | F4 | Industrial | Industrial - ID | Existing | Space Heating | Natural Gas | Furnace | E7 | RVT BC Ratio | 0 | 0 | 0 | 0 | 0 | 0 | 0 | 0 | 0 | 0 | 0 | 0 | 0 | 0 | 0 | 0 | 0 | 0 | 0 | 0 | 0 | 0 | 0 | 0 | 0 | 0 | 0
F4_Industrial_Industrial - ID_Existing_Space Heating_Natural Gas_Furnace_E8 | F4 | Industrial | Industrial - ID | Existing | Space Heating | Natural Gas | Furnace | E8 | RVT BC Ratio | 0 | 0 | 0 | 0 | 0 | 0 | 0 | 0 | 0 | 0 | 0 | 0 | 0 | 0 | 0 | 0 | 0 | 0 | 0 | 0 | 0 | 0 | 0 | 0 | 0 | 0 | 0
F4_Industrial_Industrial - ID_Existing_Space Heating_Natural Gas_Furnace_E9 | F4 | Industrial | Industrial - ID | Existing | Space Heating | Natural Gas | Furnace | E9 | RVT BC Ratio | 0 | 0 | 0 | 0 | 0 | 0 | 0 | 0 | 0 | 0 | 0 | 0 | 0 | 0 | 0 | 0 | 0 | 0 | 0 | 0 | 0 | 0 | 0 | 0 | 0 | 0 | 0
F4_Industrial_Industrial - ID_Existing_Space Heating_Natural Gas_Furnace_E10 | F4 | Industrial | Industrial - ID | Existing | Space Heating | Natural Gas | Furnace | E10 | RVT BC Ratio | 0 | 0 | 0 | 0 | 0 | 0 | 0 | 0 | 0 | 0 | 0 | 0 | 0 | 0 | 0 | 0 | 0 | 0 | 0 | 0 | 0 | 0 | 0 | 0 | 0 | 0 | 0
F5_Industrial_Industrial - ID_Existing_Space Heating_Natural Gas_Furnace_E1 | F5 | Industrial | Industrial - ID | Existing | Space Heating | Natural Gas | Furnace | E1 | RIM BC Ratio | 1 | 1 | 1 | 0 | 0 | 0 | 0 | 0 | 0 | 0 | 0 | 0 | 0 | 0 | 0 | 0 | 0 | 0 | 0 | 0 | 0 | 0 | 0 | 0 | 0 | 0 | 0
F5_Industrial_Industrial - ID_Existing_Space Heating_Natural Gas_Furnace_E2 | F5 | Industrial | Industrial - ID | Existing | Space Heating | Natural Gas | Furnace | E2 | RIM BC Ratio | 0.41824 | 0.39992 | 0.37625 | 1 | 1 | 1 | 1 | 1 | 1 | 1 | 1 | 1 | 1 | 1 | 1 | 1 | 1 | 1 | 1 | 1 | 1 | 1 | 1 | 1 | 1 | 1 | 1
F5_Industrial_Industrial - ID_Existing_Space Heating_Natural Gas_Furnace_E3 | F5 | Industrial | Industrial - ID | Existing | Space Heating | Natural Gas | Furnace | E3 | RIM BC Ratio | 0.31368 | 0.29994 | 0.28219 | 0.17561 | 0.17053 | 0.16864 | 0.16928 | 0.17132 | 0.17395 | 0.17683 | 0.17926 | 0.18174 | 0.18408 | 0.18607 | 0.18773 | 0.1894 | 0.19078 | 0.19229 | 0.19374 | 0.19492 | 0.19564 | 0.19631 | 0.19721 | 0.1978 | 0.19818 | 0.19915 | 0.20012
F5_Industrial_Industrial - ID_Existing_Space Heating_Natural Gas_Furnace_E4 | F5 | Industrial | Industrial - ID | Existing | Space Heating | Natural Gas | Furnace | E4 | RIM BC Ratio | 0 | 0 | 0 | 0 | 0 | 0 | 0 | 0 | 0 | 0 | 0 | 0 | 0 | 0 | 0 | 0 | 0 | 0 | 0 | 0 | 0 | 0 | 0 | 0 | 0 | 0 | 0
F5_Industrial_Industrial - ID_Existing_Space Heating_Natural Gas_Furnace_E5 | F5 | Industrial | Industrial - ID | Existing | Space Heating | Natural Gas | Furnace | E5 | RIM BC Ratio | 0 | 0 | 0 | 0 | 0 | 0 | 0 | 0 | 0 | 0 | 0 | 0 | 0 | 0 | 0 | 0 | 0 | 0 | 0 | 0 | 0 | 0 | 0 | 0 | 0 | 0 | 0
F5_Industrial_Industrial - ID_Existing_Space Heating_Natural Gas_Furnace_E6 | F5 | Industrial | Industrial - ID | Existing | Space Heating | Natural Gas | Furnace | E6 | RIM BC Ratio | 0 | 0 | 0 | 0 | 0 | 0 | 0 | 0 | 0 | 0 | 0 | 0 | 0 | 0 | 0 | 0 | 0 | 0 | 0 | 0 | 0 | 0 | 0 | 0 | 0 | 0 | 0
F5_Industrial_Industrial - ID_Existing_Space Heating_Natural Gas_Furnace_E7 | F5 | Industrial | Industrial - ID | Existing | Space Heating | Natural Gas | Furnace | E7 | RIM BC Ratio | 0 | 0 | 0 | 0 | 0 | 0 | 0 | 0 | 0 | 0 | 0 | 0 | 0 | 0 | 0 | 0 | 0 | 0 | 0 | 0 | 0 | 0 | 0 | 0 | 0 | 0 | 0
F5_Industrial_Industrial - ID_Existing_Space Heating_Natural Gas_Furnace_E8 | F5 | Industrial | Industrial - ID | Existing | Space Heating | Natural Gas | Furnace | E8 | RIM BC Ratio | 0 | 0 | 0 | 0 | 0 | 0 | 0 | 0 | 0 | 0 | 0 | 0 | 0 | 0 | 0 | 0 | 0 | 0 | 0 | 0 | 0 | 0 | 0 | 0 | 0 | 0 | 0
F5_Industrial_Industrial - ID_Existing_Space Heating_Natural Gas_Furnace_E9 | F5 | Industrial | Industrial - ID | Existing | Space Heating | Natural Gas | Furnace | E9 | RIM BC Ratio | 0 | 0 | 0 | 0 | 0 | 0 | 0 | 0 | 0 | 0 | 0 | 0 | 0 | 0 | 0 | 0 | 0 | 0 | 0 | 0 | 0 | 0 | 0 | 0 | 0 | 0 | 0
F5_Industrial_Industrial - ID_Existing_Space Heating_Natural Gas_Furnace_E10 | F5 | Industrial | Industrial - ID | Existing | Space Heating | Natural Gas | Furnace | E10 | RIM BC Ratio | 0 | 0 | 0 | 0 | 0 | 0 | 0 | 0 | 0 | 0 | 0 | 0 | 0 | 0 | 0 | 0 | 0 | 0 | 0 | 0 | 0 | 0 | 0 | 0 | 0 | 0 | 0
F0_Industrial_Industrial - ID_Existing_Space Heating_Natural Gas_Boiler_E0 | F0 | Industrial | Industrial - ID | Existing | Space Heating | Natural Gas | Boiler | E0 | Economic Unit | AFUE 80% (Standard) | AFUE 80% (Standard) | AFUE 80% (Standard) | AFUE 80% (Standard) | AFUE 80% (Standard) | AFUE 80% (Standard) | AFUE 80% (Standard) | AFUE 80% (Standard) | AFUE 80% (Standard) | AFUE 80% (Standard) | AFUE 80% (Standard) | AFUE 80% (Standard) | AFUE 80% (Standard) | AFUE 80% (Standard) | AFUE 80% (Standard) | AFUE 80% (Standard) | AFUE 80% (Standard) | AFUE 80% (Standard) | AFUE 80% (Standard) | AFUE 80% (Standard) | AFUE 80% (Standard) | AFUE 80% (Standard) | AFUE 80% (Standard) | AFUE 80% (Standard) | AFUE 80% (Standard) | AFUE 80% (Standard) | AFUE 80% (Standard)
F1_Industrial_Industrial - ID_Existing_Space Heating_Natural Gas_Boiler_E1 | F1 | Industrial | Industrial - ID | Existing | Space Heating | Natural Gas | Boiler | E1 | CCE | 0 | 0 | 0 | 0 | 0 | 0 | 0 | 0 | 0 | 0 | 0 | 0 | 0 | 0 | 0 | 0 | 0 | 0 | 0 | 0 | 0 | 0 | 0 | 0 | 0 | 0 | 0
F1_Industrial_Industrial - ID_Existing_Space Heating_Natural Gas_Boiler_E2 | F1 | Industrial | Industrial - ID | Existing | Space Heating | Natural Gas | Boiler | E2 | CCE | 0.13886 | 0.12908 | 0.12958 | 0.12958 | 0.12958 | 0.12958 | 0.12958 | 0.12958 | 0.12958 | 0.12958 | 0.12958 | 0.12958 | 0.12958 | 0.12958 | 0.12958 | 0.12958 | 0.12958 | 0.12958 | 0.12958 | 0.12958 | 0.12958 | 0.12958 | 0.12958 | 0.12958 | 0.12958 | 0.12958 | 0.12958
F1_Industrial_Industrial - ID_Existing_Space Heating_Natural Gas_Boiler_E3 | F1 | Industrial | Industrial - ID | Existing | Space Heating | Natural Gas | Boiler | E3 | CCE | 0.14017 | 0.13029 | 0.1308 | 0.1308 | 0.1308 | 0.1308 | 0.1308 | 0.1308 | 0.1308 | 0.1308 | 0.1308 | 0.1308 | 0.1308 | 0.1308 | 0.1308 | 0.1308 | 0.1308 | 0.1308 | 0.1308 | 0.1308 | 0.1308 | 0.1308 | 0.1308 | 0.1308 | 0.1308 | 0.1308 | 0.1308
F1_Industrial_Industrial - ID_Existing_Space Heating_Natural Gas_Boiler_E4 | F1 | Industrial | Industrial - ID | Existing | Space Heating | Natural Gas | Boiler | E4 | CCE | 0.59153 | 0.54985 | 0.55199 | 0.55199 | 0.55199 | 0.55199 | 0.55199 | 0.55199 | 0.55199 | 0.55199 | 0.55199 | 0.55199 | 0.55199 | 0.55199 | 0.55199 | 0.55199 | 0.55199 | 0.55199 | 0.55199 | 0.55199 | 0.55199 | 0.55199 | 0.55199 | 0.55199 | 0.55199 | 0.55199 | 0.55199
F1_Industrial_Industrial - ID_Existing_Space Heating_Natural Gas_Boiler_E5 | F1 | Industrial | Industrial - ID | Existing | Space Heating | Natural Gas | Boiler | E5 | CCE | 0 | 0 | 0 | 0 | 0 | 0 | 0 | 0 | 0 | 0 | 0 | 0 | 0 | 0 | 0 | 0 | 0 | 0 | 0 | 0 | 0 | 0 | 0 | 0 | 0 | 0 | 0
F1_Industrial_Industrial - ID_Existing_Space Heating_Natural Gas_Boiler_E6 | F1 | Industrial | Industrial - ID | Existing | Space Heating | Natural Gas | Boiler | E6 | CCE | 0 | 0 | 0 | 0 | 0 | 0 | 0 | 0 | 0 | 0 | 0 | 0 | 0 | 0 | 0 | 0 | 0 | 0 | 0 | 0 | 0 | 0 | 0 | 0 | 0 | 0 | 0
F1_Industrial_Industrial - ID_Existing_Space Heating_Natural Gas_Boiler_E7 | F1 | Industrial | Industrial - ID | Existing | Space Heating | Natural Gas | Boiler | E7 | CCE | 0 | 0 | 0 | 0 | 0 | 0 | 0 | 0 | 0 | 0 | 0 | 0 | 0 | 0 | 0 | 0 | 0 | 0 | 0 | 0 | 0 | 0 | 0 | 0 | 0 | 0 | 0
F1_Industrial_Industrial - ID_Existing_Space Heating_Natural Gas_Boiler_E8 | F1 | Industrial | Industrial - ID | Existing | Space Heating | Natural Gas | Boiler | E8 | CCE | 0 | 0 | 0 | 0 | 0 | 0 | 0 | 0 | 0 | 0 | 0 | 0 | 0 | 0 | 0 | 0 | 0 | 0 | 0 | 0 | 0 | 0 | 0 | 0 | 0 | 0 | 0
F1_Industrial_Industrial - ID_Existing_Space Heating_Natural Gas_Boiler_E9 | F1 | Industrial | Industrial - ID | Existing | Space Heating | Natural Gas | Boiler | E9 | CCE | 0 | 0 | 0 | 0 | 0 | 0 | 0 | 0 | 0 | 0 | 0 | 0 | 0 | 0 | 0 | 0 | 0 | 0 | 0 | 0 | 0 | 0 | 0 | 0 | 0 | 0 | 0
F1_Industrial_Industrial - ID_Existing_Space Heating_Natural Gas_Boiler_E10 | F1 | Industrial | Industrial - ID | Existing | Space Heating | Natural Gas | Boiler | E10 | CCE | 0 | 0 | 0 | 0 | 0 | 0 | 0 | 0 | 0 | 0 | 0 | 0 | 0 | 0 | 0 | 0 | 0 | 0 | 0 | 0 | 0 | 0 | 0 | 0 | 0 | 0 | 0
F2_Industrial_Industrial - ID_Existing_Space Heating_Natural Gas_Boiler_E1 | F2 | Industrial | Industrial - ID | Existing | Space Heating | Natural Gas | Boiler | E1 | TRC BC Ratio | bar: 2021 to 2047
F2_Industrial_Industrial - ID_Existing_Space Heating_Natural Gas_Boiler_E2 | F2 | Industrial | Industrial - ID | Existing | Space Heating | Natural Gas | Boiler | E2 | TRC BC Ratio | 0.039141 | 0.037493 | 0.035357 | 0.033097 | 0.032183 | 0.031843 | 0.031962 | 0.032334 | 0.032815 | 0.033345 | 0.033791 | 0.034246 | 0.034675 | 0.035042 | 0.03535 | 0.035658 | 0.035915 | 0.036195 | 0.036464 | 0.036685 | 0.036822 | 0.036949 | 0.03712 | 0.037234 | 0.037309 | 0.037492 | 0.037675
F2_Industrial_Industrial - ID_Existing_Space Heating_Natural Gas_Boiler_E3 | F2 | Industrial | Industrial - ID | Existing | Space Heating | Natural Gas | Boiler | E3 | TRC BC Ratio | 0.038776 | 0.037143 | 0.035027 | 0.032788 | 0.031882 | 0.031545 | 0.031663 | 0.032033 | 0.032509 | 0.033033 | 0.033475 | 0.033926 | 0.034351 | 0.034714 | 0.03502 | 0.035325 | 0.035579 | 0.035857 | 0.036124 | 0.036342 | 0.036478 | 0.036604 | 0.036773 | 0.036886 | 0.03696 | 0.037142 | 0.037324
F2_Industrial_Industrial - ID_Existing_Space Heating_Natural Gas_Boiler_E4 | F2 | Industrial | Industrial - ID | Existing | Space Heating | Natural Gas | Boiler | E4 | TRC BC Ratio | 0.008841 | 0.0086374 | 0.0083577 | 0.0080552 | 0.007945 | 0.0079156 | 0.007951 | 0.0080222 | 0.0081072 | 0.0081974 | 0.0082745 | 0.0083534 | 0.0084294 | 0.0084964 | 0.008556 | 0.0086176 | 0.0086719 | 0.0087297 | 0.0087858 | 0.0088351 | 0.0088721 | 0.0089078 | 0.0089499 | 0.0089839 | 0.0090122 | 0.0090563 | 0.0091007
F2_Industrial_Industrial - ID_Existing_Space Heating_Natural Gas_Boiler_E5 | F2 | Industrial | Industrial - ID | Existing | Space Heating | Natural Gas | Boiler | E5 | TRC BC Ratio | 0 | 0 | 0 | 0 | 0 | 0 | 0 | 0 | 0 | 0 | 0 | 0 | 0 | 0 | 0 | 0 | 0 | 0 | 0 | 0 | 0 | 0 | 0 | 0 | 0 | 0 | 0
F2_Industrial_Industrial - ID_Existing_Space Heating_Natural Gas_Boiler_E6 | F2 | Industrial | Industrial - ID | Existing | Space Heating | Natural Gas | Boiler | E6 | TRC BC Ratio | 0 | 0 | 0 | 0 | 0 | 0 | 0 | 0 | 0 | 0 | 0 | 0 | 0 | 0 | 0 | 0 | 0 | 0 | 0 | 0 | 0 | 0 | 0 | 0 | 0 | 0 | 0
F2_Industrial_Industrial - ID_Existing_Space Heating_Natural Gas_Boiler_E7 | F2 | Industrial | Industrial - ID | Existing | Space Heating | Natural Gas | Boiler | E7 | TRC BC Ratio | 0 | 0 | 0 | 0 | 0 | 0 | 0 | 0 | 0 | 0 | 0 | 0 | 0 | 0 | 0 | 0 | 0 | 0 | 0 | 0 | 0 | 0 | 0 | 0 | 0 | 0 | 0
F2_Industrial_Industrial - ID_Existing_Space Heating_Natural Gas_Boiler_E8 | F2 | Industrial | Industrial - ID | Existing | Space Heating | Natural Gas | Boiler | E8 | TRC BC Ratio | 0 | 0 | 0 | 0 | 0 | 0 | 0 | 0 | 0 | 0 | 0 | 0 | 0 | 0 | 0 | 0 | 0 | 0 | 0 | 0 | 0 | 0 | 0 | 0 | 0 | 0 | 0
F2_Industrial_Industrial - ID_Existing_Space Heating_Natural Gas_Boiler_E9 | F2 | Industrial | Industrial - ID | Existing | Space Heating | Natural Gas | Boiler | E9 | TRC BC Ratio | 0 | 0 | 0 | 0 | 0 | 0 | 0 | 0 | 0 | 0 | 0 | 0 | 0 | 0 | 0 | 0 | 0 | 0 | 0 | 0 | 0 | 0 | 0 | 0 | 0 | 0 | 0
F2_Industrial_Industrial - ID_Existing_Space Heating_Natural Gas_Boiler_E10 | F2 | Industrial | Industrial - ID | Existing | Space Heating | Natural Gas | Boiler | E10 | TRC BC Ratio | 0 | 0 | 0 | 0 | 0 | 0 | 0 | 0 | 0 | 0 | 0 | 0 | 0 | 0 | 0 | 0 | 0 | 0 | 0 | 0 | 0 | 0 | 0 | 0 | 0 | 0 | 0
F3_Industrial_Industrial - ID_Existing_Space Heating_Natural Gas_Boiler_E1 | F3 | Industrial | Industrial - ID | Existing | Space Heating | Natural Gas | Boiler | E1 | PACT BC Ratio | bar: 2021 to 2047
F3_Industrial_Industrial - ID_Existing_Space Heating_Natural Gas_Boiler_E2 | F3 | Industrial | Industrial - ID | Existing | Space Heating | Natural Gas | Boiler | E2 | PACT BC Ratio | 0.065235 | 0.062488 | 0.058929 | 0.055162 | 0.053638 | 0.053071 | 0.053269 | 0.053891 | 0.054692 | 0.055574 | 0.056318 | 0.057076 | 0.057791 | 0.058403 | 0.058916 | 0.05943 | 0.059858 | 0.060326 | 0.060774 | 0.061141 | 0.06137 | 0.061582 | 0.061866 | 0.062056 | 0.062181 | 0.062486 | 0.062792
F3_Industrial_Industrial - ID_Existing_Space Heating_Natural Gas_Boiler_E3 | F3 | Industrial | Industrial - ID | Existing | Space Heating | Natural Gas | Boiler | E3 | PACT BC Ratio | 0.064626 | 0.061905 | 0.058378 | 0.054647 | 0.053137 | 0.052576 | 0.052772 | 0.053388 | 0.054182 | 0.055055 | 0.055792 | 0.056543 | 0.057252 | 0.057857 | 0.058366 | 0.058875 | 0.059299 | 0.059762 | 0.060206 | 0.060571 | 0.060797 | 0.061007 | 0.061289 | 0.061477 | 0.061601 | 0.061903 | 0.062206
F3_Industrial_Industrial - ID_Existing_Space Heating_Natural Gas_Boiler_E4 | F3 | Industrial | Industrial - ID | Existing | Space Heating | Natural Gas | Boiler | E4 | PACT BC Ratio | 0.014735 | 0.014396 | 0.013929 | 0.013425 | 0.013242 | 0.013193 | 0.013252 | 0.01337 | 0.013512 | 0.013662 | 0.013791 | 0.013922 | 0.014049 | 0.014161 | 0.01426 | 0.014363 | 0.014453 | 0.014549 | 0.014643 | 0.014725 | 0.014787 | 0.014846 | 0.014917 | 0.014973 | 0.01502 | 0.015094 | 0.015168
F3_Industrial_Industrial - ID_Existing_Space Heating_Natural Gas_Boiler_E5 | F3 | Industrial | Industrial - ID | Existing | Space Heating | Natural Gas | Boiler | E5 | PACT BC Ratio | 0 | 0 | 0 | 0 | 0 | 0 | 0 | 0 | 0 | 0 | 0 | 0 | 0 | 0 | 0 | 0 | 0 | 0 | 0 | 0 | 0 | 0 | 0 | 0 | 0 | 0 | 0
F3_Industrial_Industrial - ID_Existing_Space Heating_Natural Gas_Boiler_E6 | F3 | Industrial | Industrial - ID | Existing | Space Heating | Natural Gas | Boiler | E6 | PACT BC Ratio | 0 | 0 | 0 | 0 | 0 | 0 | 0 | 0 | 0 | 0 | 0 | 0 | 0 | 0 | 0 | 0 | 0 | 0 | 0 | 0 | 0 | 0 | 0 | 0 | 0 | 0 | 0
F3_Industrial_Industrial - ID_Existing_Space Heating_Natural Gas_Boiler_E7 | F3 | Industrial | Industrial - ID | Existing | Space Heating | Natural Gas | Boiler | E7 | PACT BC Ratio | 0 | 0 | 0 | 0 | 0 | 0 | 0 | 0 | 0 | 0 | 0 | 0 | 0 | 0 | 0 | 0 | 0 | 0 | 0 | 0 | 0 | 0 | 0 | 0 | 0 | 0 | 0
F3_Industrial_Industrial - ID_Existing_Space Heating_Natural Gas_Boiler_E8 | F3 | Industrial | Industrial - ID | Existing | Space Heating | Natural Gas | Boiler | E8 | PACT BC Ratio | 0 | 0 | 0 | 0 | 0 | 0 | 0 | 0 | 0 | 0 | 0 | 0 | 0 | 0 | 0 | 0 | 0 | 0 | 0 | 0 | 0 | 0 | 0 | 0 | 0 | 0 | 0
F3_Industrial_Industrial - ID_Existing_Space Heating_Natural Gas_Boiler_E9 | F3 | Industrial | Industrial - ID | Existing | Space Heating | Natural Gas | Boiler | E9 | PACT BC Ratio | 0 | 0 | 0 | 0 | 0 | 0 | 0 | 0 | 0 | 0 | 0 | 0 | 0 | 0 | 0 | 0 | 0 | 0 | 0 | 0 | 0 | 0 | 0 | 0 | 0 | 0 | 0
F3_Industrial_Industrial - ID_Existing_Space Heating_Natural Gas_Boiler_E10 | F3 | Industrial | Industrial - ID | Existing | Space Heating | Natural Gas | Boiler | E10 | PACT BC Ratio | 0 | 0 | 0 | 0 | 0 | 0 | 0 | 0 | 0 | 0 | 0 | 0 | 0 | 0 | 0 | 0 | 0 | 0 | 0 | 0 | 0 | 0 | 0 | 0 | 0 | 0 | 0
F4_Industrial_Industrial - ID_Existing_Space Heating_Natural Gas_Boiler_E1 | F4 | Industrial | Industrial - ID | Existing | Space Heating | Natural Gas | Boiler | E1 | RVT BC Ratio | bar: 2021 to 2047
F4_Industrial_Industrial - ID_Existing_Space Heating_Natural Gas_Boiler_E2 | F4 | Industrial | Industrial - ID | Existing | Space Heating | Natural Gas | Boiler | E2 | RVT BC Ratio | 0.5 | 0.5 | 0.5 | 0.5 | 0.5 | 0.5 | 0.5 | 0.5 | 0.5 | 0.5 | 0.5 | 0.5 | 0.5 | 0.5 | 0.5 | 0.5 | 0.5 | 0.5 | 0.5 | 0.5 | 0.5 | 0.5 | 0.5 | 0.5 | 0.5 | 0.5 | 0.5
F4_Industrial_Industrial - ID_Existing_Space Heating_Natural Gas_Boiler_E3 | F4 | Industrial | Industrial - ID | Existing | Space Heating | Natural Gas | Boiler | E3 | RVT BC Ratio | 0.5 | 0.5 | 0.5 | 0.5 | 0.5 | 0.5 | 0.5 | 0.5 | 0.5 | 0.5 | 0.5 | 0.5 | 0.5 | 0.5 | 0.5 | 0.5 | 0.5 | 0.5 | 0.5 | 0.5 | 0.5 | 0.5 | 0.5 | 0.5 | 0.5 | 0.5 | 0.5
F4_Industrial_Industrial - ID_Existing_Space Heating_Natural Gas_Boiler_E4 | F4 | Industrial | Industrial - ID | Existing | Space Heating | Natural Gas | Boiler | E4 | RVT BC Ratio | 0.5 | 0.5 | 0.5 | 0.5 | 0.5 | 0.5 | 0.5 | 0.5 | 0.5 | 0.5 | 0.5 | 0.5 | 0.5 | 0.5 | 0.5 | 0.5 | 0.5 | 0.5 | 0.5 | 0.5 | 0.5 | 0.5 | 0.5 | 0.5 | 0.5 | 0.5 | 0.5
F4_Industrial_Industrial - ID_Existing_Space Heating_Natural Gas_Boiler_E5 | F4 | Industrial | Industrial - ID | Existing | Space Heating | Natural Gas | Boiler | E5 | RVT BC Ratio | 0 | 0 | 0 | 0 | 0 | 0 | 0 | 0 | 0 | 0 | 0 | 0 | 0 | 0 | 0 | 0 | 0 | 0 | 0 | 0 | 0 | 0 | 0 | 0 | 0 | 0 | 0
F4_Industrial_Industrial - ID_Existing_Space Heating_Natural Gas_Boiler_E6 | F4 | Industrial | Industrial - ID | Existing | Space Heating | Natural Gas | Boiler | E6 | RVT BC Ratio | 0 | 0 | 0 | 0 | 0 | 0 | 0 | 0 | 0 | 0 | 0 | 0 | 0 | 0 | 0 | 0 | 0 | 0 | 0 | 0 | 0 | 0 | 0 | 0 | 0 | 0 | 0
F4_Industrial_Industrial - ID_Existing_Space Heating_Natural Gas_Boiler_E7 | F4 | Industrial | Industrial - ID | Existing | Space Heating | Natural Gas | Boiler | E7 | RVT BC Ratio | 0 | 0 | 0 | 0 | 0 | 0 | 0 | 0 | 0 | 0 | 0 | 0 | 0 | 0 | 0 | 0 | 0 | 0 | 0 | 0 | 0 | 0 | 0 | 0 | 0 | 0 | 0
F4_Industrial_Industrial - ID_Existing_Space Heating_Natural Gas_Boiler_E8 | F4 | Industrial | Industrial - ID | Existing | Space Heating | Natural Gas | Boiler | E8 | RVT BC Ratio | 0 | 0 | 0 | 0 | 0 | 0 | 0 | 0 | 0 | 0 | 0 | 0 | 0 | 0 | 0 | 0 | 0 | 0 | 0 | 0 | 0 | 0 | 0 | 0 | 0 | 0 | 0
F4_Industrial_Industrial - ID_Existing_Space Heating_Natural Gas_Boiler_E9 | F4 | Industrial | Industrial - ID | Existing | Space Heating | Natural Gas | Boiler | E9 | RVT BC Ratio | 0 | 0 | 0 | 0 | 0 | 0 | 0 | 0 | 0 | 0 | 0 | 0 | 0 | 0 | 0 | 0 | 0 | 0 | 0 | 0 | 0 | 0 | 0 | 0 | 0 | 0 | 0
F4_Industrial_Industrial - ID_Existing_Space Heating_Natural Gas_Boiler_E10 | F4 | Industrial | Industrial - ID | Existing | Space Heating | Natural Gas | Boiler | E10 | RVT BC Ratio | 0 | 0 | 0 | 0 | 0 | 0 | 0 | 0 | 0 | 0 | 0 | 0 | 0 | 0 | 0 | 0 | 0 | 0 | 0 | 0 | 0 | 0 | 0 | 0 | 0 | 0 | 0
F5_Industrial_Industrial - ID_Existing_Space Heating_Natural Gas_Boiler_E1 | F5 | Industrial | Industrial - ID | Existing | Space Heating | Natural Gas | Boiler | E1 | RIM BC Ratio | bar: 2021 to 2047
F5_Industrial_Industrial - ID_Existing_Space Heating_Natural Gas_Boiler_E2 | F5 | Industrial | Industrial - ID | Existing | Space Heating | Natural Gas | Boiler | E2 | RIM BC Ratio | 0.065235 | 0.062488 | 0.058929 | 0.055162 | 0.053638 | 0.053071 | 0.053269 | 0.053891 | 0.054692 | 0.055574 | 0.056318 | 0.057076 | 0.057791 | 0.058403 | 0.058916 | 0.05943 | 0.059858 | 0.060326 | 0.060774 | 0.061141 | 0.06137 | 0.061582 | 0.061866 | 0.062056 | 0.062181 | 0.062486 | 0.062792
F5_Industrial_Industrial - ID_Existing_Space Heating_Natural Gas_Boiler_E3 | F5 | Industrial | Industrial - ID | Existing | Space Heating | Natural Gas | Boiler | E3 | RIM BC Ratio | 0.064626 | 0.061905 | 0.058378 | 0.054647 | 0.053137 | 0.052576 | 0.052772 | 0.053388 | 0.054182 | 0.055055 | 0.055792 | 0.056543 | 0.057252 | 0.057857 | 0.058366 | 0.058875 | 0.059299 | 0.059762 | 0.060206 | 0.060571 | 0.060797 | 0.061007 | 0.061289 | 0.061477 | 0.061601 | 0.061903 | 0.062206
F5_Industrial_Industrial - ID_Existing_Space Heating_Natural Gas_Boiler_E4 | F5 | Industrial | Industrial - ID | Existing | Space Heating | Natural Gas | Boiler | E4 | RIM BC Ratio | 0.014735 | 0.014396 | 0.013929 | 0.013425 | 0.013242 | 0.013193 | 0.013252 | 0.01337 | 0.013512 | 0.013662 | 0.013791 | 0.013922 | 0.014049 | 0.014161 | 0.01426 | 0.014363 | 0.014453 | 0.014549 | 0.014643 | 0.014725 | 0.014787 | 0.014846 | 0.014917 | 0.014973 | 0.01502 | 0.015094 | 0.015168
F5_Industrial_Industrial - ID_Existing_Space Heating_Natural Gas_Boiler_E5 | F5 | Industrial | Industrial - ID | Existing | Space Heating | Natural Gas | Boiler | E5 | RIM BC Ratio | 0 | 0 | 0 | 0 | 0 | 0 | 0 | 0 | 0 | 0 | 0 | 0 | 0 | 0 | 0 | 0 | 0 | 0 | 0 | 0 | 0 | 0 | 0 | 0 | 0 | 0 | 0
F5_Industrial_Industrial - ID_Existing_Space Heating_Natural Gas_Boiler_E6 | F5 | Industrial | Industrial - ID | Existing | Space Heating | Natural Gas | Boiler | E6 | RIM BC Ratio | 0 | 0 | 0 | 0 | 0 | 0 | 0 | 0 | 0 | 0 | 0 | 0 | 0 | 0 | 0 | 0 | 0 | 0 | 0 | 0 | 0 | 0 | 0 | 0 | 0 | 0 | 0
F5_Industrial_Industrial - ID_Existing_Space Heating_Natural Gas_Boiler_E7 | F5 | Industrial | Industrial - ID | Existing | Space Heating | Natural Gas | Boiler | E7 | RIM BC Ratio | 0 | 0 | 0 | 0 | 0 | 0 | 0 | 0 | 0 | 0 | 0 | 0 | 0 | 0 | 0 | 0 | 0 | 0 | 0 | 0 | 0 | 0 | 0 | 0 | 0 | 0 | 0
F5_Industrial_Industrial - ID_Existing_Space Heating_Natural Gas_Boiler_E8 | F5 | Industrial | Industrial - ID | Existing | Space Heating | Natural Gas | Boiler | E8 | RIM BC Ratio | 0 | 0 | 0 | 0 | 0 | 0 | 0 | 0 | 0 | 0 | 0 | 0 | 0 | 0 | 0 | 0 | 0 | 0 | 0 | 0 | 0 | 0 | 0 | 0 | 0 | 0 | 0
F5_Industrial_Industrial - ID_Existing_Space Heating_Natural Gas_Boiler_E9 | F5 | Industrial | Industrial - ID | Existing | Space Heating | Natural Gas | Boiler | E9 | RIM BC Ratio | 0 | 0 | 0 | 0 | 0 | 0 | 0 | 0 | 0 | 0 | 0 | 0 | 0 | 0 | 0 | 0 | 0 | 0 | 0 | 0 | 0 | 0 | 0 | 0 | 0 | 0 | 0
F5_Industrial_Industrial - ID_Existing_Space Heating_Natural Gas_Boiler_E10 | F5 | Industrial | Industrial - ID | Existing | Space Heating | Natural Gas | Boiler | E10 | RIM BC Ratio | 0 | 0 | 0 | 0 | 0 | 0 | 0 | 0 | 0 | 0 | 0 | 0 | 0 | 0 | 0 | 0 | 0 | 0 | 0 | 0 | 0 | 0 | 0 | 0 | 0 | 0 | 0
F0_Industrial_Industrial - ID_Existing_Space Heating_Natural Gas_Unit Heater_E0 | F0 | Industrial | Industrial - ID | Existing | Space Heating | Natural Gas | Unit Heater | E0 | Economic Unit | Infrared Radiant | Infrared Radiant | Infrared Radiant | Infrared Radiant | Infrared Radiant | Infrared Radiant | Infrared Radiant | Infrared Radiant | Infrared Radiant | Infrared Radiant | Infrared Radiant | Infrared Radiant | Infrared Radiant | Infrared Radiant | Infrared Radiant | Infrared Radiant | Infrared Radiant | Infrared Radiant | Infrared Radiant | Infrared Radiant | Infrared Radiant | Infrared Radiant | Infrared Radiant | Infrared Radiant | Infrared Radiant | Infrared Radiant | Infrared Radiant
F1_Industrial_Industrial - ID_Existing_Space Heating_Natural Gas_Unit Heater_E1 | F1 | Industrial | Industrial - ID | Existing | Space Heating | Natural Gas | Unit Heater | E1 | CCE | 0 | 0 | 0 | 0 | 0 | 0 | 0 | 0 | 0 | 0 | 0 | 0 | 0 | 0 | 0 | 0 | 0 | 0 | 0 | 0 | 0 | 0 | 0 | 0 | 0 | 0 | 0
F1_Industrial_Industrial - ID_Existing_Space Heating_Natural Gas_Unit Heater_E2 | F1 | Industrial | Industrial - ID | Existing | Space Heating | Natural Gas | Unit Heater | E2 | CCE | 0.00017391 | 0.00016166 | 0.00016228 | 0.00016228 | 0.00016228 | 0.00016228 | 0.00016228 | 0.00016228 | 0.00016228 | 0.00016228 | 0.00016228 | 0.00016228 | 0.00016228 | 0.00016228 | 0.00016228 | 0.00016228 | 0.00016228 | 0.00016228 | 0.00016228 | 0.00016228 | 0.00016228 | 0.00016228 | 0.00016228 | 0.00016228 | 0.00016228 | 0.00016228 | 0.00016228
F1_Industrial_Industrial - ID_Existing_Space Heating_Natural Gas_Unit Heater_E3 | F1 | Industrial | Industrial - ID | Existing | Space Heating | Natural Gas | Unit Heater | E3 | CCE | 0.00026608 | 0.00024733 | 0.0002483 | 0.0002483 | 0.0002483 | 0.0002483 | 0.0002483 | 0.0002483 | 0.0002483 | 0.0002483 | 0.0002483 | 0.0002483 | 0.0002483 | 0.0002483 | 0.0002483 | 0.0002483 | 0.0002483 | 0.0002483 | 0.0002483 | 0.0002483 | 0.0002483 | 0.0002483 | 0.0002483 | 0.0002483 | 0.0002483 | 0.0002483 | 0.0002483
F1_Industrial_Industrial - ID_Existing_Space Heating_Natural Gas_Unit Heater_E4 | F1 | Industrial | Industrial - ID | Existing | Space Heating | Natural Gas | Unit Heater | E4 | CCE | 0 | 0 | 0 | 0 | 0 | 0 | 0 | 0 | 0 | 0 | 0 | 0 | 0 | 0 | 0 | 0 | 0 | 0 | 0 | 0 | 0 | 0 | 0 | 0 | 0 | 0 | 0
F1_Industrial_Industrial - ID_Existing_Space Heating_Natural Gas_Unit Heater_E5 | F1 | Industrial | Industrial - ID | Existing | Space Heating | Natural Gas | Unit Heater | E5 | CCE | 0 | 0 | 0 | 0 | 0 | 0 | 0 | 0 | 0 | 0 | 0 | 0 | 0 | 0 | 0 | 0 | 0 | 0 | 0 | 0 | 0 | 0 | 0 | 0 | 0 | 0 | 0
F1_Industrial_Industrial - ID_Existing_Space Heating_Natural Gas_Unit Heater_E6 | F1 | Industrial | Industrial - ID | Existing | Space Heating | Natural Gas | Unit Heater | E6 | CCE | 0 | 0 | 0 | 0 | 0 | 0 | 0 | 0 | 0 | 0 | 0 | 0 | 0 | 0 | 0 | 0 | 0 | 0 | 0 | 0 | 0 | 0 | 0 | 0 | 0 | 0 | 0
F1_Industrial_Industrial - ID_Existing_Space Heating_Natural Gas_Unit Heater_E7 | F1 | Industrial | Industrial - ID | Existing | Space Heating | Natural Gas | Unit Heater | E7 | CCE | 0 | 0 | 0 | 0 | 0 | 0 | 0 | 0 | 0 | 0 | 0 | 0 | 0 | 0 | 0 | 0 | 0 | 0 | 0 | 0 | 0 | 0 | 0 | 0 | 0 | 0 | 0
F1_Industrial_Industrial - ID_Existing_Space Heating_Natural Gas_Unit Heater_E8 | F1 | Industrial | Industrial - ID | Existing | Space Heating | Natural Gas | Unit Heater | E8 | CCE | 0 | 0 | 0 | 0 | 0 | 0 | 0 | 0 | 0 | 0 | 0 | 0 | 0 | 0 | 0 | 0 | 0 | 0 | 0 | 0 | 0 | 0 | 0 | 0 | 0 | 0 | 0
F1_Industrial_Industrial - ID_Existing_Space Heating_Natural Gas_Unit Heater_E9 | F1 | Industrial | Industrial - ID | Existing | Space Heating | Natural Gas | Unit Heater | E9 | CCE | 0 | 0 | 0 | 0 | 0 | 0 | 0 | 0 | 0 | 0 | 0 | 0 | 0 | 0 | 0 | 0 | 0 | 0 | 0 | 0 | 0 | 0 | 0 | 0 | 0 | 0 | 0
F1_Industrial_Industrial - ID_Existing_Space Heating_Natural Gas_Unit Heater_E10 | F1 | Industrial | Industrial - ID | Existing | Space Heating | Natural Gas | Unit Heater | E10 | CCE | 0 | 0 | 0 | 0 | 0 | 0 | 0 | 0 | 0 | 0 | 0 | 0 | 0 | 0 | 0 | 0 | 0 | 0 | 0 | 0 | 0 | 0 | 0 | 0 | 0 | 0 | 0
F2_Industrial_Industrial - ID_Existing_Space Heating_Natural Gas_Unit Heater_E1 | F2 | Industrial | Industrial - ID | Existing | Space Heating | Natural Gas | Unit Heater | E1 | TRC BC Ratio | bar: 2021 to 2047
F2_Industrial_Industrial - ID_Existing_Space Heating_Natural Gas_Unit Heater_E2 | F2 | Industrial | Industrial - ID | Existing | Space Heating | Natural Gas | Unit Heater | E2 | TRC BC Ratio | 31.4727 | 30.0012 | 28.1041 | 26.101 | 25.2852 | 24.9786 | 25.0745 | 25.3925 | 25.8055 | 26.2589 | 26.6363 | 27.0211 | 27.3833 | 27.6906 | 27.9463 | 28.202 | 28.4123 | 28.6435 | 28.8643 | 29.0427 | 29.1473 | 29.2435 | 29.3775 | 29.4618 | 29.5116 | 29.6563 | 29.8017
F2_Industrial_Industrial - ID_Existing_Space Heating_Natural Gas_Unit Heater_E3 | F2 | Industrial | Industrial - ID | Existing | Space Heating | Natural Gas | Unit Heater | E3 | TRC BC Ratio | 17.2277 | 17.8307 | 18.4649 | 19.0763 | 19.449 | 19.7163 | 19.88 | 19.9801 | 20.0384 | 20.0553 | 20.0536 | 20.0579 | 20.0766 | 20.1049 | 20.1572 | 20.2356 | 20.3225 | 20.4063 | 20.4925 | 20.5866 | 20.694 | 20.8035 | 20.9071 | 21.0198 | 21.1391 | 21.2427 | 21.3468
F2_Industrial_Industrial - ID_Existing_Space Heating_Natural Gas_Unit Heater_E4 | F2 | Industrial | Industrial - ID | Existing | Space Heating | Natural Gas | Unit Heater | E4 | TRC BC Ratio | 0 | 0 | 0 | 0 | 0 | 0 | 0 | 0 | 0 | 0 | 0 | 0 | 0 | 0 | 0 | 0 | 0 | 0 | 0 | 0 | 0 | 0 | 0 | 0 | 0 | 0 | 0
F2_Industrial_Industrial - ID_Existing_Space Heating_Natural Gas_Unit Heater_E5 | F2 | Industrial | Industrial - ID | Existing | Space Heating | Natural Gas | Unit Heater | E5 | TRC BC Ratio | 0 | 0 | 0 | 0 | 0 | 0 | 0 | 0 | 0 | 0 | 0 | 0 | 0 | 0 | 0 | 0 | 0 | 0 | 0 | 0 | 0 | 0 | 0 | 0 | 0 | 0 | 0
F2_Industrial_Industrial - ID_Existing_Space Heating_Natural Gas_Unit Heater_E6 | F2 | Industrial | Industrial - ID | Existing | Space Heating | Natural Gas | Unit Heater | E6 | TRC BC Ratio | 0 | 0 | 0 | 0 | 0 | 0 | 0 | 0 | 0 | 0 | 0 | 0 | 0 | 0 | 0 | 0 | 0 | 0 | 0 | 0 | 0 | 0 | 0 | 0 | 0 | 0 | 0
F2_Industrial_Industrial - ID_Existing_Space Heating_Natural Gas_Unit Heater_E7 | F2 | Industrial | Industrial - ID | Existing | Space Heating | Natural Gas | Unit Heater | E7 | TRC BC Ratio | 0 | 0 | 0 | 0 | 0 | 0 | 0 | 0 | 0 | 0 | 0 | 0 | 0 | 0 | 0 | 0 | 0 | 0 | 0 | 0 | 0 | 0 | 0 | 0 | 0 | 0 | 0
F2_Industrial_Industrial - ID_Existing_Space Heating_Natural Gas_Unit Heater_E8 | F2 | Industrial | Industrial - ID | Existing | Space Heating | Natural Gas | Unit Heater | E8 | TRC BC Ratio | 0 | 0 | 0 | 0 | 0 | 0 | 0 | 0 | 0 | 0 | 0 | 0 | 0 | 0 | 0 | 0 | 0 | 0 | 0 | 0 | 0 | 0 | 0 | 0 | 0 | 0 | 0
F2_Industrial_Industrial - ID_Existing_Space Heating_Natural Gas_Unit Heater_E9 | F2 | Industrial | Industrial - ID | Existing | Space Heating | Natural Gas | Unit Heater | E9 | TRC BC Ratio | 0 | 0 | 0 | 0 | 0 | 0 | 0 | 0 | 0 | 0 | 0 | 0 | 0 | 0 | 0 | 0 | 0 | 0 | 0 | 0 | 0 | 0 | 0 | 0 | 0 | 0 | 0
F2_Industrial_Industrial - ID_Existing_Space Heating_Natural Gas_Unit Heater_E10 | F2 | Industrial | Industrial - ID | Existing | Space Heating | Natural Gas | Unit Heater | E10 | TRC BC Ratio | 0 | 0 | 0 | 0 | 0 | 0 | 0 | 0 | 0 | 0 | 0 | 0 | 0 | 0 | 0 | 0 | 0 | 0 | 0 | 0 | 0 | 0 | 0 | 0 | 0 | 0 | 0
F3_Industrial_Industrial - ID_Existing_Space Heating_Natural Gas_Unit Heater_E1 | F3 | Industrial | Industrial - ID | Existing | Space Heating | Natural Gas | Unit Heater | E1 | PACT BC Ratio | bar: 2021 to 2047
F3_Industrial_Industrial - ID_Existing_Space Heating_Natural Gas_Unit Heater_E2 | F3 | Industrial | Industrial - ID | Existing | Space Heating | Natural Gas | Unit Heater | E2 | PACT BC Ratio | 52.4545 | 50.0019 | 46.8402 | 43.5016 | 42.1421 | 41.6309 | 41.7908 | 42.3208 | 43.0091 | 43.7648 | 44.3939 | 45.0352 | 45.6388 | 46.1511 | 46.5771 | 47.0033 | 47.3538 | 47.7391 | 48.1072 | 48.4045 | 48.5789 | 48.7392 | 48.9625 | 49.103 | 49.1861 | 49.4272 | 49.6695
F3_Industrial_Industrial - ID_Existing_Space Heating_Natural Gas_Unit Heater_E3 | F3 | Industrial | Industrial - ID | Existing | Space Heating | Natural Gas | Unit Heater | E3 | PACT BC Ratio | 28.7128 | 29.7179 | 30.7748 | 31.7938 | 32.415 | 32.8605 | 33.1333 | 33.3002 | 33.3974 | 33.4256 | 33.4227 | 33.4299 | 33.4609 | 33.5082 | 33.5953 | 33.726 | 33.8708 | 34.0105 | 34.1542 | 34.311 | 34.49 | 34.6725 | 34.8451 | 35.033 | 35.2318 | 35.4045 | 35.5781
F3_Industrial_Industrial - ID_Existing_Space Heating_Natural Gas_Unit Heater_E4 | F3 | Industrial | Industrial - ID | Existing | Space Heating | Natural Gas | Unit Heater | E4 | PACT BC Ratio | 0 | 0 | 0 | 0 | 0 | 0 | 0 | 0 | 0 | 0 | 0 | 0 | 0 | 0 | 0 | 0 | 0 | 0 | 0 | 0 | 0 | 0 | 0 | 0 | 0 | 0 | 0
F3_Industrial_Industrial - ID_Existing_Space Heating_Natural Gas_Unit Heater_E5 | F3 | Industrial | Industrial - ID | Existing | Space Heating | Natural Gas | Unit Heater | E5 | PACT BC Ratio | 0 | 0 | 0 | 0 | 0 | 0 | 0 | 0 | 0 | 0 | 0 | 0 | 0 | 0 | 0 | 0 | 0 | 0 | 0 | 0 | 0 | 0 | 0 | 0 | 0 | 0 | 0
F3_Industrial_Industrial - ID_Existing_Space Heating_Natural Gas_Unit Heater_E6 | F3 | Industrial | Industrial - ID | Existing | Space Heating | Natural Gas | Unit Heater | E6 | PACT BC Ratio | 0 | 0 | 0 | 0 | 0 | 0 | 0 | 0 | 0 | 0 | 0 | 0 | 0 | 0 | 0 | 0 | 0 | 0 | 0 | 0 | 0 | 0 | 0 | 0 | 0 | 0 | 0
F3_Industrial_Industrial - ID_Existing_Space Heating_Natural Gas_Unit Heater_E7 | F3 | Industrial | Industrial - ID | Existing | Space Heating | Natural Gas | Unit Heater | E7 | PACT BC Ratio | 0 | 0 | 0 | 0 | 0 | 0 | 0 | 0 | 0 | 0 | 0 | 0 | 0 | 0 | 0 | 0 | 0 | 0 | 0 | 0 | 0 | 0 | 0 | 0 | 0 | 0 | 0
F3_Industrial_Industrial - ID_Existing_Space Heating_Natural Gas_Unit Heater_E8 | F3 | Industrial | Industrial - ID | Existing | Space Heating | Natural Gas | Unit Heater | E8 | PACT BC Ratio | 0 | 0 | 0 | 0 | 0 | 0 | 0 | 0 | 0 | 0 | 0 | 0 | 0 | 0 | 0 | 0 | 0 | 0 | 0 | 0 | 0 | 0 | 0 | 0 | 0 | 0 | 0
F3_Industrial_Industrial - ID_Existing_Space Heating_Natural Gas_Unit Heater_E9 | F3 | Industrial | Industrial - ID | Existing | Space Heating | Natural Gas | Unit Heater | E9 | PACT BC Ratio | 0 | 0 | 0 | 0 | 0 | 0 | 0 | 0 | 0 | 0 | 0 | 0 | 0 | 0 | 0 | 0 | 0 | 0 | 0 | 0 | 0 | 0 | 0 | 0 | 0 | 0 | 0
F3_Industrial_Industrial - ID_Existing_Space Heating_Natural Gas_Unit Heater_E10 | F3 | Industrial | Industrial - ID | Existing | Space Heating | Natural Gas | Unit Heater | E10 | PACT BC Ratio | 0 | 0 | 0 | 0 | 0 | 0 | 0 | 0 | 0 | 0 | 0 | 0 | 0 | 0 | 0 | 0 | 0 | 0 | 0 | 0 | 0 | 0 | 0 | 0 | 0 | 0 | 0
F4_Industrial_Industrial - ID_Existing_Space Heating_Natural Gas_Unit Heater_E1 | F4 | Industrial | Industrial - ID | Existing | Space Heating | Natural Gas | Unit Heater | E1 | RVT BC Ratio | bar: 2021 to 2047
F4_Industrial_Industrial - ID_Existing_Space Heating_Natural Gas_Unit Heater_E2 | F4 | Industrial | Industrial - ID | Existing | Space Heating | Natural Gas | Unit Heater | E2 | RVT BC Ratio | 0.5 | 0.5 | 0.5 | 0.5 | 0.5 | 0.5 | 0.5 | 0.5 | 0.5 | 0.5 | 0.5 | 0.5 | 0.5 | 0.5 | 0.5 | 0.5 | 0.5 | 0.5 | 0.5 | 0.5 | 0.5 | 0.5 | 0.5 | 0.5 | 0.5 | 0.5 | 0.5
F4_Industrial_Industrial - ID_Existing_Space Heating_Natural Gas_Unit Heater_E3 | F4 | Industrial | Industrial - ID | Existing | Space Heating | Natural Gas | Unit Heater | E3 | RVT BC Ratio | 0.5 | 0.5 | 0.5 | 0.5 | 0.5 | 0.5 | 0.5 | 0.5 | 0.5 | 0.5 | 0.5 | 0.5 | 0.5 | 0.5 | 0.5 | 0.5 | 0.5 | 0.5 | 0.5 | 0.5 | 0.5 | 0.5 | 0.5 | 0.5 | 0.5 | 0.5 | 0.5
F4_Industrial_Industrial - ID_Existing_Space Heating_Natural Gas_Unit Heater_E4 | F4 | Industrial | Industrial - ID | Existing | Space Heating | Natural Gas | Unit Heater | E4 | RVT BC Ratio | 0 | 0 | 0 | 0 | 0 | 0 | 0 | 0 | 0 | 0 | 0 | 0 | 0 | 0 | 0 | 0 | 0 | 0 | 0 | 0 | 0 | 0 | 0 | 0 | 0 | 0 | 0
F4_Industrial_Industrial - ID_Existing_Space Heating_Natural Gas_Unit Heater_E5 | F4 | Industrial | Industrial - ID | Existing | Space Heating | Natural Gas | Unit Heater | E5 | RVT BC Ratio | 0 | 0 | 0 | 0 | 0 | 0 | 0 | 0 | 0 | 0 | 0 | 0 | 0 | 0 | 0 | 0 | 0 | 0 | 0 | 0 | 0 | 0 | 0 | 0 | 0 | 0 | 0
F4_Industrial_Industrial - ID_Existing_Space Heating_Natural Gas_Unit Heater_E6 | F4 | Industrial | Industrial - ID | Existing | Space Heating | Natural Gas | Unit Heater | E6 | RVT BC Ratio | 0 | 0 | 0 | 0 | 0 | 0 | 0 | 0 | 0 | 0 | 0 | 0 | 0 | 0 | 0 | 0 | 0 | 0 | 0 | 0 | 0 | 0 | 0 | 0 | 0 | 0 | 0
F4_Industrial_Industrial - ID_Existing_Space Heating_Natural Gas_Unit Heater_E7 | F4 | Industrial | Industrial - ID | Existing | Space Heating | Natural Gas | Unit Heater | E7 | RVT BC Ratio | 0 | 0 | 0 | 0 | 0 | 0 | 0 | 0 | 0 | 0 | 0 | 0 | 0 | 0 | 0 | 0 | 0 | 0 | 0 | 0 | 0 | 0 | 0 | 0 | 0 | 0 | 0
F4_Industrial_Industrial - ID_Existing_Space Heating_Natural Gas_Unit Heater_E8 | F4 | Industrial | Industrial - ID | Existing | Space Heating | Natural Gas | Unit Heater | E8 | RVT BC Ratio | 0 | 0 | 0 | 0 | 0 | 0 | 0 | 0 | 0 | 0 | 0 | 0 | 0 | 0 | 0 | 0 | 0 | 0 | 0 | 0 | 0 | 0 | 0 | 0 | 0 | 0 | 0
F4_Industrial_Industrial - ID_Existing_Space Heating_Natural Gas_Unit Heater_E9 | F4 | Industrial | Industrial - ID | Existing | Space Heating | Natural Gas | Unit Heater | E9 | RVT BC Ratio | 0 | 0 | 0 | 0 | 0 | 0 | 0 | 0 | 0 | 0 | 0 | 0 | 0 | 0 | 0 | 0 | 0 | 0 | 0 | 0 | 0 | 0 | 0 | 0 | 0 | 0 | 0
F4_Industrial_Industrial - ID_Existing_Space Heating_Natural Gas_Unit Heater_E10 | F4 | Industrial | Industrial - ID | Existing | Space Heating | Natural Gas | Unit Heater | E10 | RVT BC Ratio | 0 | 0 | 0 | 0 | 0 | 0 | 0 | 0 | 0 | 0 | 0 | 0 | 0 | 0 | 0 | 0 | 0 | 0 | 0 | 0 | 0 | 0 | 0 | 0 | 0 | 0 | 0
F5_Industrial_Industrial - ID_Existing_Space Heating_Natural Gas_Unit Heater_E1 | F5 | Industrial | Industrial - ID | Existing | Space Heating | Natural Gas | Unit Heater | E1 | RIM BC Ratio | bar: 2021 to 2047
F5_Industrial_Industrial - ID_Existing_Space Heating_Natural Gas_Unit Heater_E2 | F5 | Industrial | Industrial - ID | Existing | Space Heating | Natural Gas | Unit Heater | E2 | RIM BC Ratio | 52.4545 | 50.0019 | 46.8402 | 43.5016 | 42.1421 | 41.6309 | 41.7908 | 42.3208 | 43.0091 | 43.7648 | 44.3939 | 45.0352 | 45.6388 | 46.1511 | 46.5771 | 47.0033 | 47.3538 | 47.7391 | 48.1072 | 48.4045 | 48.5789 | 48.7392 | 48.9625 | 49.103 | 49.1861 | 49.4272 | 49.6695
F5_Industrial_Industrial - ID_Existing_Space Heating_Natural Gas_Unit Heater_E3 | F5 | Industrial | Industrial - ID | Existing | Space Heating | Natural Gas | Unit Heater | E3 | RIM BC Ratio | 28.7128 | 29.7179 | 30.7748 | 31.7938 | 32.415 | 32.8605 | 33.1333 | 33.3002 | 33.3974 | 33.4256 | 33.4227 | 33.4299 | 33.4609 | 33.5082 | 33.5953 | 33.726 | 33.8708 | 34.0105 | 34.1542 | 34.311 | 34.49 | 34.6725 | 34.8451 | 35.033 | 35.2318 | 35.4045 | 35.5781
F5_Industrial_Industrial - ID_Existing_Space Heating_Natural Gas_Unit Heater_E4 | F5 | Industrial | Industrial - ID | Existing | Space Heating | Natural Gas | Unit Heater | E4 | RIM BC Ratio | 0 | 0 | 0 | 0 | 0 | 0 | 0 | 0 | 0 | 0 | 0 | 0 | 0 | 0 | 0 | 0 | 0 | 0 | 0 | 0 | 0 | 0 | 0 | 0 | 0 | 0 | 0
F5_Industrial_Industrial - ID_Existing_Space Heating_Natural Gas_Unit Heater_E5 | F5 | Industrial | Industrial - ID | Existing | Space Heating | Natural Gas | Unit Heater | E5 | RIM BC Ratio | 0 | 0 | 0 | 0 | 0 | 0 | 0 | 0 | 0 | 0 | 0 | 0 | 0 | 0 | 0 | 0 | 0 | 0 | 0 | 0 | 0 | 0 | 0 | 0 | 0 | 0 | 0
F5_Industrial_Industrial - ID_Existing_Space Heating_Natural Gas_Unit Heater_E6 | F5 | Industrial | Industrial - ID | Existing | Space Heating | Natural Gas | Unit Heater | E6 | RIM BC Ratio | 0 | 0 | 0 | 0 | 0 | 0 | 0 | 0 | 0 | 0 | 0 | 0 | 0 | 0 | 0 | 0 | 0 | 0 | 0 | 0 | 0 | 0 | 0 | 0 | 0 | 0 | 0
F5_Industrial_Industrial - ID_Existing_Space Heating_Natural Gas_Unit Heater_E7 | F5 | Industrial | Industrial - ID | Existing | Space Heating | Natural Gas | Unit Heater | E7 | RIM BC Ratio | 0 | 0 | 0 | 0 | 0 | 0 | 0 | 0 | 0 | 0 | 0 | 0 | 0 | 0 | 0 | 0 | 0 | 0 | 0 | 0 | 0 | 0 | 0 | 0 | 0 | 0 | 0
F5_Industrial_Industrial - ID_Existing_Space Heating_Natural Gas_Unit Heater_E8 | F5 | Industrial | Industrial - ID | Existing | Space Heating | Natural Gas | Unit Heater | E8 | RIM BC Ratio | 0 | 0 | 0 | 0 | 0 | 0 | 0 | 0 | 0 | 0 | 0 | 0 | 0 | 0 | 0 | 0 | 0 | 0 | 0 | 0 | 0 | 0 | 0 | 0 | 0 | 0 | 0
F5_Industrial_Industrial - ID_Existing_Space Heating_Natural Gas_Unit Heater_E9 | F5 | Industrial | Industrial - ID | Existing | Space Heating | Natural Gas | Unit Heater | E9 | RIM BC Ratio | 0 | 0 | 0 | 0 | 0 | 0 | 0 | 0 | 0 | 0 | 0 | 0 | 0 | 0 | 0 | 0 | 0 | 0 | 0 | 0 | 0 | 0 | 0 | 0 | 0 | 0 | 0
F5_Industrial_Industrial - ID_Existing_Space Heating_Natural Gas_Unit Heater_E10 | F5 | Industrial | Industrial - ID | Existing | Space Heating | Natural Gas | Unit Heater | E10 | RIM BC Ratio | 0 | 0 | 0 | 0 | 0 | 0 | 0 | 0 | 0 | 0 | 0 | 0 | 0 | 0 | 0 | 0 | 0 | 0 | 0 | 0 | 0 | 0 | 0 | 0 | 0 | 0 | 0
F0_Industrial_Industrial - ID_Existing_Process_Natural Gas_Process Boiler_E0 | F0 | Industrial | Industrial - ID | Existing | Process | Natural Gas | Process Boiler | E0 | Economic Unit | Standard | Standard | Standard | Standard | Standard | Standard | Standard | Standard | Standard | Standard | Standard | Standard | Standard | Standard | Standard | Standard | Standard | Standard | Standard | Standard | Standard | Standard | Standard | Standard | Standard | Standard | Standard
F1_Industrial_Industrial - ID_Existing_Process_Natural Gas_Process Boiler_E1 | F1 | Industrial | Industrial - ID | Existing | Process | Natural Gas | Process Boiler | E1 | CCE | 0 | 0 | 0 | 0 | 0 | 0 | 0 | 0 | 0 | 0 | 0 | 0 | 0 | 0 | 0 | 0 | 0 | 0 | 0 | 0 | 0 | 0 | 0 | 0 | 0 | 0 | 0
F1_Industrial_Industrial - ID_Existing_Process_Natural Gas_Process Boiler_E2 | F1 | Industrial | Industrial - ID | Existing | Process | Natural Gas | Process Boiler | E2 | CCE | 0 | 0 | 0 | 0 | 0 | 0 | 0 | 0 | 0 | 0 | 0 | 0 | 0 | 0 | 0 | 0 | 0 | 0 | 0 | 0 | 0 | 0 | 0 | 0 | 0 | 0 | 0
F1_Industrial_Industrial - ID_Existing_Process_Natural Gas_Process Boiler_E3 | F1 | Industrial | Industrial - ID | Existing | Process | Natural Gas | Process Boiler | E3 | CCE | 0 | 0 | 0 | 0 | 0 | 0 | 0 | 0 | 0 | 0 | 0 | 0 | 0 | 0 | 0 | 0 | 0 | 0 | 0 | 0 | 0 | 0 | 0 | 0 | 0 | 0 | 0
F1_Industrial_Industrial - ID_Existing_Process_Natural Gas_Process Boiler_E4 | F1 | Industrial | Industrial - ID | Existing | Process | Natural Gas | Process Boiler | E4 | CCE | 0 | 0 | 0 | 0 | 0 | 0 | 0 | 0 | 0 | 0 | 0 | 0 | 0 | 0 | 0 | 0 | 0 | 0 | 0 | 0 | 0 | 0 | 0 | 0 | 0 | 0 | 0
F1_Industrial_Industrial - ID_Existing_Process_Natural Gas_Process Boiler_E5 | F1 | Industrial | Industrial - ID | Existing | Process | Natural Gas | Process Boiler | E5 | CCE | 0 | 0 | 0 | 0 | 0 | 0 | 0 | 0 | 0 | 0 | 0 | 0 | 0 | 0 | 0 | 0 | 0 | 0 | 0 | 0 | 0 | 0 | 0 | 0 | 0 | 0 | 0
F1_Industrial_Industrial - ID_Existing_Process_Natural Gas_Process Boiler_E6 | F1 | Industrial | Industrial - ID | Existing | Process | Natural Gas | Process Boiler | E6 | CCE | 0 | 0 | 0 | 0 | 0 | 0 | 0 | 0 | 0 | 0 | 0 | 0 | 0 | 0 | 0 | 0 | 0 | 0 | 0 | 0 | 0 | 0 | 0 | 0 | 0 | 0 | 0
F1_Industrial_Industrial - ID_Existing_Process_Natural Gas_Process Boiler_E7 | F1 | Industrial | Industrial - ID | Existing | Process | Natural Gas | Process Boiler | E7 | CCE | 0 | 0 | 0 | 0 | 0 | 0 | 0 | 0 | 0 | 0 | 0 | 0 | 0 | 0 | 0 | 0 | 0 | 0 | 0 | 0 | 0 | 0 | 0 | 0 | 0 | 0 | 0
F1_Industrial_Industrial - ID_Existing_Process_Natural Gas_Process Boiler_E8 | F1 | Industrial | Industrial - ID | Existing | Process | Natural Gas | Process Boiler | E8 | CCE | 0 | 0 | 0 | 0 | 0 | 0 | 0 | 0 | 0 | 0 | 0 | 0 | 0 | 0 | 0 | 0 | 0 | 0 | 0 | 0 | 0 | 0 | 0 | 0 | 0 | 0 | 0
F1_Industrial_Industrial - ID_Existing_Process_Natural Gas_Process Boiler_E9 | F1 | Industrial | Industrial - ID | Existing | Process | Natural Gas | Process Boiler | E9 | CCE | 0 | 0 | 0 | 0 | 0 | 0 | 0 | 0 | 0 | 0 | 0 | 0 | 0 | 0 | 0 | 0 | 0 | 0 | 0 | 0 | 0 | 0 | 0 | 0 | 0 | 0 | 0
F1_Industrial_Industrial - ID_Existing_Process_Natural Gas_Process Boiler_E10 | F1 | Industrial | Industrial - ID | Existing | Process | Natural Gas | Process Boiler | E10 | CCE | 0 | 0 | 0 | 0 | 0 | 0 | 0 | 0 | 0 | 0 | 0 | 0 | 0 | 0 | 0 | 0 | 0 | 0 | 0 | 0 | 0 | 0 | 0 | 0 | 0 | 0 | 0
F2_Industrial_Industrial - ID_Existing_Process_Natural Gas_Process Boiler_E1 | F2 | Industrial | Industrial - ID | Existing | Process | Natural Gas | Process Boiler | E1 | TRC BC Ratio | bar: 2021 to 2047
F2_Industrial_Industrial - ID_Existing_Process_Natural Gas_Process Boiler_E2 | F2 | Industrial | Industrial - ID | Existing | Process | Natural Gas | Process Boiler | E2 | TRC BC Ratio | 0 | 0 | 0 | 0 | 0 | 0 | 0 | 0 | 0 | 0 | 0 | 0 | 0 | 0 | 0 | 0 | 0 | 0 | 0 | 0 | 0 | 0 | 0 | 0 | 0 | 0 | 0
F2_Industrial_Industrial - ID_Existing_Process_Natural Gas_Process Boiler_E3 | F2 | Industrial | Industrial - ID | Existing | Process | Natural Gas | Process Boiler | E3 | TRC BC Ratio | 0 | 0 | 0 | 0 | 0 | 0 | 0 | 0 | 0 | 0 | 0 | 0 | 0 | 0 | 0 | 0 | 0 | 0 | 0 | 0 | 0 | 0 | 0 | 0 | 0 | 0 | 0
F2_Industrial_Industrial - ID_Existing_Process_Natural Gas_Process Boiler_E4 | F2 | Industrial | Industrial - ID | Existing | Process | Natural Gas | Process Boiler | E4 | TRC BC Ratio | 0 | 0 | 0 | 0 | 0 | 0 | 0 | 0 | 0 | 0 | 0 | 0 | 0 | 0 | 0 | 0 | 0 | 0 | 0 | 0 | 0 | 0 | 0 | 0 | 0 | 0 | 0
F2_Industrial_Industrial - ID_Existing_Process_Natural Gas_Process Boiler_E5 | F2 | Industrial | Industrial - ID | Existing | Process | Natural Gas | Process Boiler | E5 | TRC BC Ratio | 0 | 0 | 0 | 0 | 0 | 0 | 0 | 0 | 0 | 0 | 0 | 0 | 0 | 0 | 0 | 0 | 0 | 0 | 0 | 0 | 0 | 0 | 0 | 0 | 0 | 0 | 0
F2_Industrial_Industrial - ID_Existing_Process_Natural Gas_Process Boiler_E6 | F2 | Industrial | Industrial - ID | Existing | Process | Natural Gas | Process Boiler | E6 | TRC BC Ratio | 0 | 0 | 0 | 0 | 0 | 0 | 0 | 0 | 0 | 0 | 0 | 0 | 0 | 0 | 0 | 0 | 0 | 0 | 0 | 0 | 0 | 0 | 0 | 0 | 0 | 0 | 0
F2_Industrial_Industrial - ID_Existing_Process_Natural Gas_Process Boiler_E7 | F2 | Industrial | Industrial - ID | Existing | Process | Natural Gas | Process Boiler | E7 | TRC BC Ratio | 0 | 0 | 0 | 0 | 0 | 0 | 0 | 0 | 0 | 0 | 0 | 0 | 0 | 0 | 0 | 0 | 0 | 0 | 0 | 0 | 0 | 0 | 0 | 0 | 0 | 0 | 0
F2_Industrial_Industrial - ID_Existing_Process_Natural Gas_Process Boiler_E8 | F2 | Industrial | Industrial - ID | Existing | Process | Natural Gas | Process Boiler | E8 | TRC BC Ratio | 0 | 0 | 0 | 0 | 0 | 0 | 0 | 0 | 0 | 0 | 0 | 0 | 0 | 0 | 0 | 0 | 0 | 0 | 0 | 0 | 0 | 0 | 0 | 0 | 0 | 0 | 0
F2_Industrial_Industrial - ID_Existing_Process_Natural Gas_Process Boiler_E9 | F2 | Industrial | Industrial - ID | Existing | Process | Natural Gas | Process Boiler | E9 | TRC BC Ratio | 0 | 0 | 0 | 0 | 0 | 0 | 0 | 0 | 0 | 0 | 0 | 0 | 0 | 0 | 0 | 0 | 0 | 0 | 0 | 0 | 0 | 0 | 0 | 0 | 0 | 0 | 0
F2_Industrial_Industrial - ID_Existing_Process_Natural Gas_Process Boiler_E10 | F2 | Industrial | Industrial - ID | Existing | Process | Natural Gas | Process Boiler | E10 | TRC BC Ratio | 0 | 0 | 0 | 0 | 0 | 0 | 0 | 0 | 0 | 0 | 0 | 0 | 0 | 0 | 0 | 0 | 0 | 0 | 0 | 0 | 0 | 0 | 0 | 0 | 0 | 0 | 0
F3_Industrial_Industrial - ID_Existing_Process_Natural Gas_Process Boiler_E1 | F3 | Industrial | Industrial - ID | Existing | Process | Natural Gas | Process Boiler | E1 | PACT BC Ratio | bar: 2021 to 2047
F3_Industrial_Industrial - ID_Existing_Process_Natural Gas_Process Boiler_E2 | F3 | Industrial | Industrial - ID | Existing | Process | Natural Gas | Process Boiler | E2 | PACT BC Ratio | 0 | 0 | 0 | 0 | 0 | 0 | 0 | 0 | 0 | 0 | 0 | 0 | 0 | 0 | 0 | 0 | 0 | 0 | 0 | 0 | 0 | 0 | 0 | 0 | 0 | 0 | 0
F3_Industrial_Industrial - ID_Existing_Process_Natural Gas_Process Boiler_E3 | F3 | Industrial | Industrial - ID | Existing | Process | Natural Gas | Process Boiler | E3 | PACT BC Ratio | 0 | 0 | 0 | 0 | 0 | 0 | 0 | 0 | 0 | 0 | 0 | 0 | 0 | 0 | 0 | 0 | 0 | 0 | 0 | 0 | 0 | 0 | 0 | 0 | 0 | 0 | 0
F3_Industrial_Industrial - ID_Existing_Process_Natural Gas_Process Boiler_E4 | F3 | Industrial | Industrial - ID | Existing | Process | Natural Gas | Process Boiler | E4 | PACT BC Ratio | 0 | 0 | 0 | 0 | 0 | 0 | 0 | 0 | 0 | 0 | 0 | 0 | 0 | 0 | 0 | 0 | 0 | 0 | 0 | 0 | 0 | 0 | 0 | 0 | 0 | 0 | 0
F3_Industrial_Industrial - ID_Existing_Process_Natural Gas_Process Boiler_E5 | F3 | Industrial | Industrial - ID | Existing | Process | Natural Gas | Process Boiler | E5 | PACT BC Ratio | 0 | 0 | 0 | 0 | 0 | 0 | 0 | 0 | 0 | 0 | 0 | 0 | 0 | 0 | 0 | 0 | 0 | 0 | 0 | 0 | 0 | 0 | 0 | 0 | 0 | 0 | 0
F3_Industrial_Industrial - ID_Existing_Process_Natural Gas_Process Boiler_E6 | F3 | Industrial | Industrial - ID | Existing | Process | Natural Gas | Process Boiler | E6 | PACT BC Ratio | 0 | 0 | 0 | 0 | 0 | 0 | 0 | 0 | 0 | 0 | 0 | 0 | 0 | 0 | 0 | 0 | 0 | 0 | 0 | 0 | 0 | 0 | 0 | 0 | 0 | 0 | 0
F3_Industrial_Industrial - ID_Existing_Process_Natural Gas_Process Boiler_E7 | F3 | Industrial | Industrial - ID | Existing | Process | Natural Gas | Process Boiler | E7 | PACT BC Ratio | 0 | 0 | 0 | 0 | 0 | 0 | 0 | 0 | 0 | 0 | 0 | 0 | 0 | 0 | 0 | 0 | 0 | 0 | 0 | 0 | 0 | 0 | 0 | 0 | 0 | 0 | 0
F3_Industrial_Industrial - ID_Existing_Process_Natural Gas_Process Boiler_E8 | F3 | Industrial | Industrial - ID | Existing | Process | Natural Gas | Process Boiler | E8 | PACT BC Ratio | 0 | 0 | 0 | 0 | 0 | 0 | 0 | 0 | 0 | 0 | 0 | 0 | 0 | 0 | 0 | 0 | 0 | 0 | 0 | 0 | 0 | 0 | 0 | 0 | 0 | 0 | 0
F3_Industrial_Industrial - ID_Existing_Process_Natural Gas_Process Boiler_E9 | F3 | Industrial | Industrial - ID | Existing | Process | Natural Gas | Process Boiler | E9 | PACT BC Ratio | 0 | 0 | 0 | 0 | 0 | 0 | 0 | 0 | 0 | 0 | 0 | 0 | 0 | 0 | 0 | 0 | 0 | 0 | 0 | 0 | 0 | 0 | 0 | 0 | 0 | 0 | 0
F3_Industrial_Industrial - ID_Existing_Process_Natural Gas_Process Boiler_E10 | F3 | Industrial | Industrial - ID | Existing | Process | Natural Gas | Process Boiler | E10 | PACT BC Ratio | 0 | 0 | 0 | 0 | 0 | 0 | 0 | 0 | 0 | 0 | 0 | 0 | 0 | 0 | 0 | 0 | 0 | 0 | 0 | 0 | 0 | 0 | 0 | 0 | 0 | 0 | 0
F4_Industrial_Industrial - ID_Existing_Process_Natural Gas_Process Boiler_E1 | F4 | Industrial | Industrial - ID | Existing | Process | Natural Gas | Process Boiler | E1 | RVT BC Ratio | bar: 2021 to 2047
F4_Industrial_Industrial - ID_Existing_Process_Natural Gas_Process Boiler_E2 | F4 | Industrial | Industrial - ID | Existing | Process | Natural Gas | Process Boiler | E2 | RVT BC Ratio | 0 | 0 | 0 | 0 | 0 | 0 | 0 | 0 | 0 | 0 | 0 | 0 | 0 | 0 | 0 | 0 | 0 | 0 | 0 | 0 | 0 | 0 | 0 | 0 | 0 | 0 | 0
F4_Industrial_Industrial - ID_Existing_Process_Natural Gas_Process Boiler_E3 | F4 | Industrial | Industrial - ID | Existing | Process | Natural Gas | Process Boiler | E3 | RVT BC Ratio | 0 | 0 | 0 | 0 | 0 | 0 | 0 | 0 | 0 | 0 | 0 | 0 | 0 | 0 | 0 | 0 | 0 | 0 | 0 | 0 | 0 | 0 | 0 | 0 | 0 | 0 | 0
F4_Industrial_Industrial - ID_Existing_Process_Natural Gas_Process Boiler_E4 | F4 | Industrial | Industrial - ID | Existing | Process | Natural Gas | Process Boiler | E4 | RVT BC Ratio | 0 | 0 | 0 | 0 | 0 | 0 | 0 | 0 | 0 | 0 | 0 | 0 | 0 | 0 | 0 | 0 | 0 | 0 | 0 | 0 | 0 | 0 | 0 | 0 | 0 | 0 | 0
F4_Industrial_Industrial - ID_Existing_Process_Natural Gas_Process Boiler_E5 | F4 | Industrial | Industrial - ID | Existing | Process | Natural Gas | Process Boiler | E5 | RVT BC Ratio | 0 | 0 | 0 | 0 | 0 | 0 | 0 | 0 | 0 | 0 | 0 | 0 | 0 | 0 | 0 | 0 | 0 | 0 | 0 | 0 | 0 | 0 | 0 | 0 | 0 | 0 | 0
F4_Industrial_Industrial - ID_Existing_Process_Natural Gas_Process Boiler_E6 | F4 | Industrial | Industrial - ID | Existing | Process | Natural Gas | Process Boiler | E6 | RVT BC Ratio | 0 | 0 | 0 | 0 | 0 | 0 | 0 | 0 | 0 | 0 | 0 | 0 | 0 | 0 | 0 | 0 | 0 | 0 | 0 | 0 | 0 | 0 | 0 | 0 | 0 | 0 | 0
F4_Industrial_Industrial - ID_Existing_Process_Natural Gas_Process Boiler_E7 | F4 | Industrial | Industrial - ID | Existing | Process | Natural Gas | Process Boiler | E7 | RVT BC Ratio | 0 | 0 | 0 | 0 | 0 | 0 | 0 | 0 | 0 | 0 | 0 | 0 | 0 | 0 | 0 | 0 | 0 | 0 | 0 | 0 | 0 | 0 | 0 | 0 | 0 | 0 | 0
F4_Industrial_Industrial - ID_Existing_Process_Natural Gas_Process Boiler_E8 | F4 | Industrial | Industrial - ID | Existing | Process | Natural Gas | Process Boiler | E8 | RVT BC Ratio | 0 | 0 | 0 | 0 | 0 | 0 | 0 | 0 | 0 | 0 | 0 | 0 | 0 | 0 | 0 | 0 | 0 | 0 | 0 | 0 | 0 | 0 | 0 | 0 | 0 | 0 | 0
F4_Industrial_Industrial - ID_Existing_Process_Natural Gas_Process Boiler_E9 | F4 | Industrial | Industrial - ID | Existing | Process | Natural Gas | Process Boiler | E9 | RVT BC Ratio | 0 | 0 | 0 | 0 | 0 | 0 | 0 | 0 | 0 | 0 | 0 | 0 | 0 | 0 | 0 | 0 | 0 | 0 | 0 | 0 | 0 | 0 | 0 | 0 | 0 | 0 | 0
F4_Industrial_Industrial - ID_Existing_Process_Natural Gas_Process Boiler_E10 | F4 | Industrial | Industrial - ID | Existing | Process | Natural Gas | Process Boiler | E10 | RVT BC Ratio | 0 | 0 | 0 | 0 | 0 | 0 | 0 | 0 | 0 | 0 | 0 | 0 | 0 | 0 | 0 | 0 | 0 | 0 | 0 | 0 | 0 | 0 | 0 | 0 | 0 | 0 | 0
F5_Industrial_Industrial - ID_Existing_Process_Natural Gas_Process Boiler_E1 | F5 | Industrial | Industrial - ID | Existing | Process | Natural Gas | Process Boiler | E1 | RIM BC Ratio | bar: 2021 to 2047
F5_Industrial_Industrial - ID_Existing_Process_Natural Gas_Process Boiler_E2 | F5 | Industrial | Industrial - ID | Existing | Process | Natural Gas | Process Boiler | E2 | RIM BC Ratio | 0 | 0 | 0 | 0 | 0 | 0 | 0 | 0 | 0 | 0 | 0 | 0 | 0 | 0 | 0 | 0 | 0 | 0 | 0 | 0 | 0 | 0 | 0 | 0 | 0 | 0 | 0
F5_Industrial_Industrial - ID_Existing_Process_Natural Gas_Process Boiler_E3 | F5 | Industrial | Industrial - ID | Existing | Process | Natural Gas | Process Boiler | E3 | RIM BC Ratio | 0 | 0 | 0 | 0 | 0 | 0 | 0 | 0 | 0 | 0 | 0 | 0 | 0 | 0 | 0 | 0 | 0 | 0 | 0 | 0 | 0 | 0 | 0 | 0 | 0 | 0 | 0
F5_Industrial_Industrial - ID_Existing_Process_Natural Gas_Process Boiler_E4 | F5 | Industrial | Industrial - ID | Existing | Process | Natural Gas | Process Boiler | E4 | RIM BC Ratio | 0 | 0 | 0 | 0 | 0 | 0 | 0 | 0 | 0 | 0 | 0 | 0 | 0 | 0 | 0 | 0 | 0 | 0 | 0 | 0 | 0 | 0 | 0 | 0 | 0 | 0 | 0
F5_Industrial_Industrial - ID_Existing_Process_Natural Gas_Process Boiler_E5 | F5 | Industrial | Industrial - ID | Existing | Process | Natural Gas | Process Boiler | E5 | RIM BC Ratio | 0 | 0 | 0 | 0 | 0 | 0 | 0 | 0 | 0 | 0 | 0 | 0 | 0 | 0 | 0 | 0 | 0 | 0 | 0 | 0 | 0 | 0 | 0 | 0 | 0 | 0 | 0
F5_Industrial_Industrial - ID_Existing_Process_Natural Gas_Process Boiler_E6 | F5 | Industrial | Industrial - ID | Existing | Process | Natural Gas | Process Boiler | E6 | RIM BC Ratio | 0 | 0 | 0 | 0 | 0 | 0 | 0 | 0 | 0 | 0 | 0 | 0 | 0 | 0 | 0 | 0 | 0 | 0 | 0 | 0 | 0 | 0 | 0 | 0 | 0 | 0 | 0
F5_Industrial_Industrial - ID_Existing_Process_Natural Gas_Process Boiler_E7 | F5 | Industrial | Industrial - ID | Existing | Process | Natural Gas | Process Boiler | E7 | RIM BC Ratio | 0 | 0 | 0 | 0 | 0 | 0 | 0 | 0 | 0 | 0 | 0 | 0 | 0 | 0 | 0 | 0 | 0 | 0 | 0 | 0 | 0 | 0 | 0 | 0 | 0 | 0 | 0
F5_Industrial_Industrial - ID_Existing_Process_Natural Gas_Process Boiler_E8 | F5 | Industrial | Industrial - ID | Existing | Process | Natural Gas | Process Boiler | E8 | RIM BC Ratio | 0 | 0 | 0 | 0 | 0 | 0 | 0 | 0 | 0 | 0 | 0 | 0 | 0 | 0 | 0 | 0 | 0 | 0 | 0 | 0 | 0 | 0 | 0 | 0 | 0 | 0 | 0
F5_Industrial_Industrial - ID_Existing_Process_Natural Gas_Process Boiler_E9 | F5 | Industrial | Industrial - ID | Existing | Process | Natural Gas | Process Boiler | E9 | RIM BC Ratio | 0 | 0 | 0 | 0 | 0 | 0 | 0 | 0 | 0 | 0 | 0 | 0 | 0 | 0 | 0 | 0 | 0 | 0 | 0 | 0 | 0 | 0 | 0 | 0 | 0 | 0 | 0
F5_Industrial_Industrial - ID_Existing_Process_Natural Gas_Process Boiler_E10 | F5 | Industrial | Industrial - ID | Existing | Process | Natural Gas | Process Boiler | E10 | RIM BC Ratio | 0 | 0 | 0 | 0 | 0 | 0 | 0 | 0 | 0 | 0 | 0 | 0 | 0 | 0 | 0 | 0 | 0 | 0 | 0 | 0 | 0 | 0 | 0 | 0 | 0 | 0 | 0
F0_Industrial_Industrial - ID_Existing_Process_Natural Gas_Process Heating_E0 | F0 | Industrial | Industrial - ID | Existing | Process | Natural Gas | Process Heating | E0 | Economic Unit | Standard | Standard | Standard | Standard | Standard | Standard | Standard | Standard | Standard | Standard | Standard | Standard | Standard | Standard | Standard | Standard | Standard | Standard | Standard | Standard | Standard | Standard | Standard | Standard | Standard | Standard | Standard
F1_Industrial_Industrial - ID_Existing_Process_Natural Gas_Process Heating_E1 | F1 | Industrial | Industrial - ID | Existing | Process | Natural Gas | Process Heating | E1 | CCE | 0 | 0 | 0 | 0 | 0 | 0 | 0 | 0 | 0 | 0 | 0 | 0 | 0 | 0 | 0 | 0 | 0 | 0 | 0 | 0 | 0 | 0 | 0 | 0 | 0 | 0 | 0
F1_Industrial_Industrial - ID_Existing_Process_Natural Gas_Process Heating_E2 | F1 | Industrial | Industrial - ID | Existing | Process | Natural Gas | Process Heating | E2 | CCE | 0 | 0 | 0 | 0 | 0 | 0 | 0 | 0 | 0 | 0 | 0 | 0 | 0 | 0 | 0 | 0 | 0 | 0 | 0 | 0 | 0 | 0 | 0 | 0 | 0 | 0 | 0
F1_Industrial_Industrial - ID_Existing_Process_Natural Gas_Process Heating_E3 | F1 | Industrial | Industrial - ID | Existing | Process | Natural Gas | Process Heating | E3 | CCE | 0 | 0 | 0 | 0 | 0 | 0 | 0 | 0 | 0 | 0 | 0 | 0 | 0 | 0 | 0 | 0 | 0 | 0 | 0 | 0 | 0 | 0 | 0 | 0 | 0 | 0 | 0
F1_Industrial_Industrial - ID_Existing_Process_Natural Gas_Process Heating_E4 | F1 | Industrial | Industrial - ID | Existing | Process | Natural Gas | Process Heating | E4 | CCE | 0 | 0 | 0 | 0 | 0 | 0 | 0 | 0 | 0 | 0 | 0 | 0 | 0 | 0 | 0 | 0 | 0 | 0 | 0 | 0 | 0 | 0 | 0 | 0 | 0 | 0 | 0
F1_Industrial_Industrial - ID_Existing_Process_Natural Gas_Process Heating_E5 | F1 | Industrial | Industrial - ID | Existing | Process | Natural Gas | Process Heating | E5 | CCE | 0 | 0 | 0 | 0 | 0 | 0 | 0 | 0 | 0 | 0 | 0 | 0 | 0 | 0 | 0 | 0 | 0 | 0 | 0 | 0 | 0 | 0 | 0 | 0 | 0 | 0 | 0
F1_Industrial_Industrial - ID_Existing_Process_Natural Gas_Process Heating_E6 | F1 | Industrial | Industrial - ID | Existing | Process | Natural Gas | Process Heating | E6 | CCE | 0 | 0 | 0 | 0 | 0 | 0 | 0 | 0 | 0 | 0 | 0 | 0 | 0 | 0 | 0 | 0 | 0 | 0 | 0 | 0 | 0 | 0 | 0 | 0 | 0 | 0 | 0
F1_Industrial_Industrial - ID_Existing_Process_Natural Gas_Process Heating_E7 | F1 | Industrial | Industrial - ID | Existing | Process | Natural Gas | Process Heating | E7 | CCE | 0 | 0 | 0 | 0 | 0 | 0 | 0 | 0 | 0 | 0 | 0 | 0 | 0 | 0 | 0 | 0 | 0 | 0 | 0 | 0 | 0 | 0 | 0 | 0 | 0 | 0 | 0
F1_Industrial_Industrial - ID_Existing_Process_Natural Gas_Process Heating_E8 | F1 | Industrial | Industrial - ID | Existing | Process | Natural Gas | Process Heating | E8 | CCE | 0 | 0 | 0 | 0 | 0 | 0 | 0 | 0 | 0 | 0 | 0 | 0 | 0 | 0 | 0 | 0 | 0 | 0 | 0 | 0 | 0 | 0 | 0 | 0 | 0 | 0 | 0
F1_Industrial_Industrial - ID_Existing_Process_Natural Gas_Process Heating_E9 | F1 | Industrial | Industrial - ID | Existing | Process | Natural Gas | Process Heating | E9 | CCE | 0 | 0 | 0 | 0 | 0 | 0 | 0 | 0 | 0 | 0 | 0 | 0 | 0 | 0 | 0 | 0 | 0 | 0 | 0 | 0 | 0 | 0 | 0 | 0 | 0 | 0 | 0
F1_Industrial_Industrial - ID_Existing_Process_Natural Gas_Process Heating_E10 | F1 | Industrial | Industrial - ID | Existing | Process | Natural Gas | Process Heating | E10 | CCE | 0 | 0 | 0 | 0 | 0 | 0 | 0 | 0 | 0 | 0 | 0 | 0 | 0 | 0 | 0 | 0 | 0 | 0 | 0 | 0 | 0 | 0 | 0 | 0 | 0 | 0 | 0
F2_Industrial_Industrial - ID_Existing_Process_Natural Gas_Process Heating_E1 | F2 | Industrial | Industrial - ID | Existing | Process | Natural Gas | Process Heating | E1 | TRC BC Ratio | bar: 2021 to 2047
F2_Industrial_Industrial - ID_Existing_Process_Natural Gas_Process Heating_E2 | F2 | Industrial | Industrial - ID | Existing | Process | Natural Gas | Process Heating | E2 | TRC BC Ratio | 0 | 0 | 0 | 0 | 0 | 0 | 0 | 0 | 0 | 0 | 0 | 0 | 0 | 0 | 0 | 0 | 0 | 0 | 0 | 0 | 0 | 0 | 0 | 0 | 0 | 0 | 0
F2_Industrial_Industrial - ID_Existing_Process_Natural Gas_Process Heating_E3 | F2 | Industrial | Industrial - ID | Existing | Process | Natural Gas | Process Heating | E3 | TRC BC Ratio | 0 | 0 | 0 | 0 | 0 | 0 | 0 | 0 | 0 | 0 | 0 | 0 | 0 | 0 | 0 | 0 | 0 | 0 | 0 | 0 | 0 | 0 | 0 | 0 | 0 | 0 | 0
F2_Industrial_Industrial - ID_Existing_Process_Natural Gas_Process Heating_E4 | F2 | Industrial | Industrial - ID | Existing | Process | Natural Gas | Process Heating | E4 | TRC BC Ratio | 0 | 0 | 0 | 0 | 0 | 0 | 0 | 0 | 0 | 0 | 0 | 0 | 0 | 0 | 0 | 0 | 0 | 0 | 0 | 0 | 0 | 0 | 0 | 0 | 0 | 0 | 0
F2_Industrial_Industrial - ID_Existing_Process_Natural Gas_Process Heating_E5 | F2 | Industrial | Industrial - ID | Existing | Process | Natural Gas | Process Heating | E5 | TRC BC Ratio | 0 | 0 | 0 | 0 | 0 | 0 | 0 | 0 | 0 | 0 | 0 | 0 | 0 | 0 | 0 | 0 | 0 | 0 | 0 | 0 | 0 | 0 | 0 | 0 | 0 | 0 | 0
F2_Industrial_Industrial - ID_Existing_Process_Natural Gas_Process Heating_E6 | F2 | Industrial | Industrial - ID | Existing | Process | Natural Gas | Process Heating | E6 | TRC BC Ratio | 0 | 0 | 0 | 0 | 0 | 0 | 0 | 0 | 0 | 0 | 0 | 0 | 0 | 0 | 0 | 0 | 0 | 0 | 0 | 0 | 0 | 0 | 0 | 0 | 0 | 0 | 0
F2_Industrial_Industrial - ID_Existing_Process_Natural Gas_Process Heating_E7 | F2 | Industrial | Industrial - ID | Existing | Process | Natural Gas | Process Heating | E7 | TRC BC Ratio | 0 | 0 | 0 | 0 | 0 | 0 | 0 | 0 | 0 | 0 | 0 | 0 | 0 | 0 | 0 | 0 | 0 | 0 | 0 | 0 | 0 | 0 | 0 | 0 | 0 | 0 | 0
F2_Industrial_Industrial - ID_Existing_Process_Natural Gas_Process Heating_E8 | F2 | Industrial | Industrial - ID | Existing | Process | Natural Gas | Process Heating | E8 | TRC BC Ratio | 0 | 0 | 0 | 0 | 0 | 0 | 0 | 0 | 0 | 0 | 0 | 0 | 0 | 0 | 0 | 0 | 0 | 0 | 0 | 0 | 0 | 0 | 0 | 0 | 0 | 0 | 0
F2_Industrial_Industrial - ID_Existing_Process_Natural Gas_Process Heating_E9 | F2 | Industrial | Industrial - ID | Existing | Process | Natural Gas | Process Heating | E9 | TRC BC Ratio | 0 | 0 | 0 | 0 | 0 | 0 | 0 | 0 | 0 | 0 | 0 | 0 | 0 | 0 | 0 | 0 | 0 | 0 | 0 | 0 | 0 | 0 | 0 | 0 | 0 | 0 | 0
F2_Industrial_Industrial - ID_Existing_Process_Natural Gas_Process Heating_E10 | F2 | Industrial | Industrial - ID | Existing | Process | Natural Gas | Process Heating | E10 | TRC BC Ratio | 0 | 0 | 0 | 0 | 0 | 0 | 0 | 0 | 0 | 0 | 0 | 0 | 0 | 0 | 0 | 0 | 0 | 0 | 0 | 0 | 0 | 0 | 0 | 0 | 0 | 0 | 0
F3_Industrial_Industrial - ID_Existing_Process_Natural Gas_Process Heating_E1 | F3 | Industrial | Industrial - ID | Existing | Process | Natural Gas | Process Heating | E1 | PACT BC Ratio | bar: 2021 to 2047
F3_Industrial_Industrial - ID_Existing_Process_Natural Gas_Process Heating_E2 | F3 | Industrial | Industrial - ID | Existing | Process | Natural Gas | Process Heating | E2 | PACT BC Ratio | 0 | 0 | 0 | 0 | 0 | 0 | 0 | 0 | 0 | 0 | 0 | 0 | 0 | 0 | 0 | 0 | 0 | 0 | 0 | 0 | 0 | 0 | 0 | 0 | 0 | 0 | 0
F3_Industrial_Industrial - ID_Existing_Process_Natural Gas_Process Heating_E3 | F3 | Industrial | Industrial - ID | Existing | Process | Natural Gas | Process Heating | E3 | PACT BC Ratio | 0 | 0 | 0 | 0 | 0 | 0 | 0 | 0 | 0 | 0 | 0 | 0 | 0 | 0 | 0 | 0 | 0 | 0 | 0 | 0 | 0 | 0 | 0 | 0 | 0 | 0 | 0
F3_Industrial_Industrial - ID_Existing_Process_Natural Gas_Process Heating_E4 | F3 | Industrial | Industrial - ID | Existing | Process | Natural Gas | Process Heating | E4 | PACT BC Ratio | 0 | 0 | 0 | 0 | 0 | 0 | 0 | 0 | 0 | 0 | 0 | 0 | 0 | 0 | 0 | 0 | 0 | 0 | 0 | 0 | 0 | 0 | 0 | 0 | 0 | 0 | 0
F3_Industrial_Industrial - ID_Existing_Process_Natural Gas_Process Heating_E5 | F3 | Industrial | Industrial - ID | Existing | Process | Natural Gas | Process Heating | E5 | PACT BC Ratio | 0 | 0 | 0 | 0 | 0 | 0 | 0 | 0 | 0 | 0 | 0 | 0 | 0 | 0 | 0 | 0 | 0 | 0 | 0 | 0 | 0 | 0 | 0 | 0 | 0 | 0 | 0
F3_Industrial_Industrial - ID_Existing_Process_Natural Gas_Process Heating_E6 | F3 | Industrial | Industrial - ID | Existing | Process | Natural Gas | Process Heating | E6 | PACT BC Ratio | 0 | 0 | 0 | 0 | 0 | 0 | 0 | 0 | 0 | 0 | 0 | 0 | 0 | 0 | 0 | 0 | 0 | 0 | 0 | 0 | 0 | 0 | 0 | 0 | 0 | 0 | 0
F3_Industrial_Industrial - ID_Existing_Process_Natural Gas_Process Heating_E7 | F3 | Industrial | Industrial - ID | Existing | Process | Natural Gas | Process Heating | E7 | PACT BC Ratio | 0 | 0 | 0 | 0 | 0 | 0 | 0 | 0 | 0 | 0 | 0 | 0 | 0 | 0 | 0 | 0 | 0 | 0 | 0 | 0 | 0 | 0 | 0 | 0 | 0 | 0 | 0
F3_Industrial_Industrial - ID_Existing_Process_Natural Gas_Process Heating_E8 | F3 | Industrial | Industrial - ID | Existing | Process | Natural Gas | Process Heating | E8 | PACT BC Ratio | 0 | 0 | 0 | 0 | 0 | 0 | 0 | 0 | 0 | 0 | 0 | 0 | 0 | 0 | 0 | 0 | 0 | 0 | 0 | 0 | 0 | 0 | 0 | 0 | 0 | 0 | 0
F3_Industrial_Industrial - ID_Existing_Process_Natural Gas_Process Heating_E9 | F3 | Industrial | Industrial - ID | Existing | Process | Natural Gas | Process Heating | E9 | PACT BC Ratio | 0 | 0 | 0 | 0 | 0 | 0 | 0 | 0 | 0 | 0 | 0 | 0 | 0 | 0 | 0 | 0 | 0 | 0 | 0 | 0 | 0 | 0 | 0 | 0 | 0 | 0 | 0
F3_Industrial_Industrial - ID_Existing_Process_Natural Gas_Process Heating_E10 | F3 | Industrial | Industrial - ID | Existing | Process | Natural Gas | Process Heating | E10 | PACT BC Ratio | 0 | 0 | 0 | 0 | 0 | 0 | 0 | 0 | 0 | 0 | 0 | 0 | 0 | 0 | 0 | 0 | 0 | 0 | 0 | 0 | 0 | 0 | 0 | 0 | 0 | 0 | 0
F4_Industrial_Industrial - ID_Existing_Process_Natural Gas_Process Heating_E1 | F4 | Industrial | Industrial - ID | Existing | Process | Natural Gas | Process Heating | E1 | RVT BC Ratio | bar: 2021 to 2047
F4_Industrial_Industrial - ID_Existing_Process_Natural Gas_Process Heating_E2 | F4 | Industrial | Industrial - ID | Existing | Process | Natural Gas | Process Heating | E2 | RVT BC Ratio | 0 | 0 | 0 | 0 | 0 | 0 | 0 | 0 | 0 | 0 | 0 | 0 | 0 | 0 | 0 | 0 | 0 | 0 | 0 | 0 | 0 | 0 | 0 | 0 | 0 | 0 | 0
F4_Industrial_Industrial - ID_Existing_Process_Natural Gas_Process Heating_E3 | F4 | Industrial | Industrial - ID | Existing | Process | Natural Gas | Process Heating | E3 | RVT BC Ratio | 0 | 0 | 0 | 0 | 0 | 0 | 0 | 0 | 0 | 0 | 0 | 0 | 0 | 0 | 0 | 0 | 0 | 0 | 0 | 0 | 0 | 0 | 0 | 0 | 0 | 0 | 0
F4_Industrial_Industrial - ID_Existing_Process_Natural Gas_Process Heating_E4 | F4 | Industrial | Industrial - ID | Existing | Process | Natural Gas | Process Heating | E4 | RVT BC Ratio | 0 | 0 | 0 | 0 | 0 | 0 | 0 | 0 | 0 | 0 | 0 | 0 | 0 | 0 | 0 | 0 | 0 | 0 | 0 | 0 | 0 | 0 | 0 | 0 | 0 | 0 | 0
F4_Industrial_Industrial - ID_Existing_Process_Natural Gas_Process Heating_E5 | F4 | Industrial | Industrial - ID | Existing | Process | Natural Gas | Process Heating | E5 | RVT BC Ratio | 0 | 0 | 0 | 0 | 0 | 0 | 0 | 0 | 0 | 0 | 0 | 0 | 0 | 0 | 0 | 0 | 0 | 0 | 0 | 0 | 0 | 0 | 0 | 0 | 0 | 0 | 0
F4_Industrial_Industrial - ID_Existing_Process_Natural Gas_Process Heating_E6 | F4 | Industrial | Industrial - ID | Existing | Process | Natural Gas | Process Heating | E6 | RVT BC Ratio | 0 | 0 | 0 | 0 | 0 | 0 | 0 | 0 | 0 | 0 | 0 | 0 | 0 | 0 | 0 | 0 | 0 | 0 | 0 | 0 | 0 | 0 | 0 | 0 | 0 | 0 | 0
F4_Industrial_Industrial - ID_Existing_Process_Natural Gas_Process Heating_E7 | F4 | Industrial | Industrial - ID | Existing | Process | Natural Gas | Process Heating | E7 | RVT BC Ratio | 0 | 0 | 0 | 0 | 0 | 0 | 0 | 0 | 0 | 0 | 0 | 0 | 0 | 0 | 0 | 0 | 0 | 0 | 0 | 0 | 0 | 0 | 0 | 0 | 0 | 0 | 0
F4_Industrial_Industrial - ID_Existing_Process_Natural Gas_Process Heating_E8 | F4 | Industrial | Industrial - ID | Existing | Process | Natural Gas | Process Heating | E8 | RVT BC Ratio | 0 | 0 | 0 | 0 | 0 | 0 | 0 | 0 | 0 | 0 | 0 | 0 | 0 | 0 | 0 | 0 | 0 | 0 | 0 | 0 | 0 | 0 | 0 | 0 | 0 | 0 | 0
F4_Industrial_Industrial - ID_Existing_Process_Natural Gas_Process Heating_E9 | F4 | Industrial | Industrial - ID | Existing | Process | Natural Gas | Process Heating | E9 | RVT BC Ratio | 0 | 0 | 0 | 0 | 0 | 0 | 0 | 0 | 0 | 0 | 0 | 0 | 0 | 0 | 0 | 0 | 0 | 0 | 0 | 0 | 0 | 0 | 0 | 0 | 0 | 0 | 0
F4_Industrial_Industrial - ID_Existing_Process_Natural Gas_Process Heating_E10 | F4 | Industrial | Industrial - ID | Existing | Process | Natural Gas | Process Heating | E10 | RVT BC Ratio | 0 | 0 | 0 | 0 | 0 | 0 | 0 | 0 | 0 | 0 | 0 | 0 | 0 | 0 | 0 | 0 | 0 | 0 | 0 | 0 | 0 | 0 | 0 | 0 | 0 | 0 | 0
F5_Industrial_Industrial - ID_Existing_Process_Natural Gas_Process Heating_E1 | F5 | Industrial | Industrial - ID | Existing | Process | Natural Gas | Process Heating | E1 | RIM BC Ratio | bar: 2021 to 2047
F5_Industrial_Industrial - ID_Existing_Process_Natural Gas_Process Heating_E2 | F5 | Industrial | Industrial - ID | Existing | Process | Natural Gas | Process Heating | E2 | RIM BC Ratio | 0 | 0 | 0 | 0 | 0 | 0 | 0 | 0 | 0 | 0 | 0 | 0 | 0 | 0 | 0 | 0 | 0 | 0 | 0 | 0 | 0 | 0 | 0 | 0 | 0 | 0 | 0
F5_Industrial_Industrial - ID_Existing_Process_Natural Gas_Process Heating_E3 | F5 | Industrial | Industrial - ID | Existing | Process | Natural Gas | Process Heating | E3 | RIM BC Ratio | 0 | 0 | 0 | 0 | 0 | 0 | 0 | 0 | 0 | 0 | 0 | 0 | 0 | 0 | 0 | 0 | 0 | 0 | 0 | 0 | 0 | 0 | 0 | 0 | 0 | 0 | 0
F5_Industrial_Industrial - ID_Existing_Process_Natural Gas_Process Heating_E4 | F5 | Industrial | Industrial - ID | Existing | Process | Natural Gas | Process Heating | E4 | RIM BC Ratio | 0 | 0 | 0 | 0 | 0 | 0 | 0 | 0 | 0 | 0 | 0 | 0 | 0 | 0 | 0 | 0 | 0 | 0 | 0 | 0 | 0 | 0 | 0 | 0 | 0 | 0 | 0
F5_Industrial_Industrial - ID_Existing_Process_Natural Gas_Process Heating_E5 | F5 | Industrial | Industrial - ID | Existing | Process | Natural Gas | Process Heating | E5 | RIM BC Ratio | 0 | 0 | 0 | 0 | 0 | 0 | 0 | 0 | 0 | 0 | 0 | 0 | 0 | 0 | 0 | 0 | 0 | 0 | 0 | 0 | 0 | 0 | 0 | 0 | 0 | 0 | 0
F5_Industrial_Industrial - ID_Existing_Process_Natural Gas_Process Heating_E6 | F5 | Industrial | Industrial - ID | Existing | Process | Natural Gas | Process Heating | E6 | RIM BC Ratio | 0 | 0 | 0 | 0 | 0 | 0 | 0 | 0 | 0 | 0 | 0 | 0 | 0 | 0 | 0 | 0 | 0 | 0 | 0 | 0 | 0 | 0 | 0 | 0 | 0 | 0 | 0
F5_Industrial_Industrial - ID_Existing_Process_Natural Gas_Process Heating_E7 | F5 | Industrial | Industrial - ID | Existing | Process | Natural Gas | Process Heating | E7 | RIM BC Ratio | 0 | 0 | 0 | 0 | 0 | 0 | 0 | 0 | 0 | 0 | 0 | 0 | 0 | 0 | 0 | 0 | 0 | 0 | 0 | 0 | 0 | 0 | 0 | 0 | 0 | 0 | 0
F5_Industrial_Industrial - ID_Existing_Process_Natural Gas_Process Heating_E8 | F5 | Industrial | Industrial - ID | Existing | Process | Natural Gas | Process Heating | E8 | RIM BC Ratio | 0 | 0 | 0 | 0 | 0 | 0 | 0 | 0 | 0 | 0 | 0 | 0 | 0 | 0 | 0 | 0 | 0 | 0 | 0 | 0 | 0 | 0 | 0 | 0 | 0 | 0 | 0
F5_Industrial_Industrial - ID_Existing_Process_Natural Gas_Process Heating_E9 | F5 | Industrial | Industrial - ID | Existing | Process | Natural Gas | Process Heating | E9 | RIM BC Ratio | 0 | 0 | 0 | 0 | 0 | 0 | 0 | 0 | 0 | 0 | 0 | 0 | 0 | 0 | 0 | 0 | 0 | 0 | 0 | 0 | 0 | 0 | 0 | 0 | 0 | 0 | 0
F5_Industrial_Industrial - ID_Existing_Process_Natural Gas_Process Heating_E10 | F5 | Industrial | Industrial - ID | Existing | Process | Natural Gas | Process Heating | E10 | RIM BC Ratio | 0 | 0 | 0 | 0 | 0 | 0 | 0 | 0 | 0 | 0 | 0 | 0 | 0 | 0 | 0 | 0 | 0 | 0 | 0 | 0 | 0 | 0 | 0 | 0 | 0 | 0 | 0
F0_Industrial_Industrial - ID_Existing_Process_Natural Gas_Process Cooling_E0 | F0 | Industrial | Industrial - ID | Existing | Process | Natural Gas | Process Cooling | E0 | Economic Unit | Standard | Standard | Standard | Standard | Standard | Standard | Standard | Standard | Standard | Standard | Standard | Standard | Standard | Standard | Standard | Standard | Standard | Standard | Standard | Standard | Standard | Standard | Standard | Standard | Standard | Standard | Standard
F1_Industrial_Industrial - ID_Existing_Process_Natural Gas_Process Cooling_E1 | F1 | Industrial | Industrial - ID | Existing | Process | Natural Gas | Process Cooling | E1 | CCE | 0 | 0 | 0 | 0 | 0 | 0 | 0 | 0 | 0 | 0 | 0 | 0 | 0 | 0 | 0 | 0 | 0 | 0 | 0 | 0 | 0 | 0 | 0 | 0 | 0 | 0 | 0
F1_Industrial_Industrial - ID_Existing_Process_Natural Gas_Process Cooling_E2 | F1 | Industrial | Industrial - ID | Existing | Process | Natural Gas | Process Cooling | E2 | CCE | 0 | 0 | 0 | 0 | 0 | 0 | 0 | 0 | 0 | 0 | 0 | 0 | 0 | 0 | 0 | 0 | 0 | 0 | 0 | 0 | 0 | 0 | 0 | 0 | 0 | 0 | 0
F1_Industrial_Industrial - ID_Existing_Process_Natural Gas_Process Cooling_E3 | F1 | Industrial | Industrial - ID | Existing | Process | Natural Gas | Process Cooling | E3 | CCE | 0 | 0 | 0 | 0 | 0 | 0 | 0 | 0 | 0 | 0 | 0 | 0 | 0 | 0 | 0 | 0 | 0 | 0 | 0 | 0 | 0 | 0 | 0 | 0 | 0 | 0 | 0
F1_Industrial_Industrial - ID_Existing_Process_Natural Gas_Process Cooling_E4 | F1 | Industrial | Industrial - ID | Existing | Process | Natural Gas | Process Cooling | E4 | CCE | 0 | 0 | 0 | 0 | 0 | 0 | 0 | 0 | 0 | 0 | 0 | 0 | 0 | 0 | 0 | 0 | 0 | 0 | 0 | 0 | 0 | 0 | 0 | 0 | 0 | 0 | 0
F1_Industrial_Industrial - ID_Existing_Process_Natural Gas_Process Cooling_E5 | F1 | Industrial | Industrial - ID | Existing | Process | Natural Gas | Process Cooling | E5 | CCE | 0 | 0 | 0 | 0 | 0 | 0 | 0 | 0 | 0 | 0 | 0 | 0 | 0 | 0 | 0 | 0 | 0 | 0 | 0 | 0 | 0 | 0 | 0 | 0 | 0 | 0 | 0
F1_Industrial_Industrial - ID_Existing_Process_Natural Gas_Process Cooling_E6 | F1 | Industrial | Industrial - ID | Existing | Process | Natural Gas | Process Cooling | E6 | CCE | 0 | 0 | 0 | 0 | 0 | 0 | 0 | 0 | 0 | 0 | 0 | 0 | 0 | 0 | 0 | 0 | 0 | 0 | 0 | 0 | 0 | 0 | 0 | 0 | 0 | 0 | 0
F1_Industrial_Industrial - ID_Existing_Process_Natural Gas_Process Cooling_E7 | F1 | Industrial | Industrial - ID | Existing | Process | Natural Gas | Process Cooling | E7 | CCE | 0 | 0 | 0 | 0 | 0 | 0 | 0 | 0 | 0 | 0 | 0 | 0 | 0 | 0 | 0 | 0 | 0 | 0 | 0 | 0 | 0 | 0 | 0 | 0 | 0 | 0 | 0
F1_Industrial_Industrial - ID_Existing_Process_Natural Gas_Process Cooling_E8 | F1 | Industrial | Industrial - ID | Existing | Process | Natural Gas | Process Cooling | E8 | CCE | 0 | 0 | 0 | 0 | 0 | 0 | 0 | 0 | 0 | 0 | 0 | 0 | 0 | 0 | 0 | 0 | 0 | 0 | 0 | 0 | 0 | 0 | 0 | 0 | 0 | 0 | 0
F1_Industrial_Industrial - ID_Existing_Process_Natural Gas_Process Cooling_E9 | F1 | Industrial | Industrial - ID | Existing | Process | Natural Gas | Process Cooling | E9 | CCE | 0 | 0 | 0 | 0 | 0 | 0 | 0 | 0 | 0 | 0 | 0 | 0 | 0 | 0 | 0 | 0 | 0 | 0 | 0 | 0 | 0 | 0 | 0 | 0 | 0 | 0 | 0
F1_Industrial_Industrial - ID_Existing_Process_Natural Gas_Process Cooling_E10 | F1 | Industrial | Industrial - ID | Existing | Process | Natural Gas | Process Cooling | E10 | CCE | 0 | 0 | 0 | 0 | 0 | 0 | 0 | 0 | 0 | 0 | 0 | 0 | 0 | 0 | 0 | 0 | 0 | 0 | 0 | 0 | 0 | 0 | 0 | 0 | 0 | 0 | 0
F2_Industrial_Industrial - ID_Existing_Process_Natural Gas_Process Cooling_E1 | F2 | Industrial | Industrial - ID | Existing | Process | Natural Gas | Process Cooling | E1 | TRC BC Ratio | bar: 2021 to 2047
F2_Industrial_Industrial - ID_Existing_Process_Natural Gas_Process Cooling_E2 | F2 | Industrial | Industrial - ID | Existing | Process | Natural Gas | Process Cooling | E2 | TRC BC Ratio | 0 | 0 | 0 | 0 | 0 | 0 | 0 | 0 | 0 | 0 | 0 | 0 | 0 | 0 | 0 | 0 | 0 | 0 | 0 | 0 | 0 | 0 | 0 | 0 | 0 | 0 | 0
F2_Industrial_Industrial - ID_Existing_Process_Natural Gas_Process Cooling_E3 | F2 | Industrial | Industrial - ID | Existing | Process | Natural Gas | Process Cooling | E3 | TRC BC Ratio | 0 | 0 | 0 | 0 | 0 | 0 | 0 | 0 | 0 | 0 | 0 | 0 | 0 | 0 | 0 | 0 | 0 | 0 | 0 | 0 | 0 | 0 | 0 | 0 | 0 | 0 | 0
F2_Industrial_Industrial - ID_Existing_Process_Natural Gas_Process Cooling_E4 | F2 | Industrial | Industrial - ID | Existing | Process | Natural Gas | Process Cooling | E4 | TRC BC Ratio | 0 | 0 | 0 | 0 | 0 | 0 | 0 | 0 | 0 | 0 | 0 | 0 | 0 | 0 | 0 | 0 | 0 | 0 | 0 | 0 | 0 | 0 | 0 | 0 | 0 | 0 | 0
F2_Industrial_Industrial - ID_Existing_Process_Natural Gas_Process Cooling_E5 | F2 | Industrial | Industrial - ID | Existing | Process | Natural Gas | Process Cooling | E5 | TRC BC Ratio | 0 | 0 | 0 | 0 | 0 | 0 | 0 | 0 | 0 | 0 | 0 | 0 | 0 | 0 | 0 | 0 | 0 | 0 | 0 | 0 | 0 | 0 | 0 | 0 | 0 | 0 | 0
F2_Industrial_Industrial - ID_Existing_Process_Natural Gas_Process Cooling_E6 | F2 | Industrial | Industrial - ID | Existing | Process | Natural Gas | Process Cooling | E6 | TRC BC Ratio | 0 | 0 | 0 | 0 | 0 | 0 | 0 | 0 | 0 | 0 | 0 | 0 | 0 | 0 | 0 | 0 | 0 | 0 | 0 | 0 | 0 | 0 | 0 | 0 | 0 | 0 | 0
F2_Industrial_Industrial - ID_Existing_Process_Natural Gas_Process Cooling_E7 | F2 | Industrial | Industrial - ID | Existing | Process | Natural Gas | Process Cooling | E7 | TRC BC Ratio | 0 | 0 | 0 | 0 | 0 | 0 | 0 | 0 | 0 | 0 | 0 | 0 | 0 | 0 | 0 | 0 | 0 | 0 | 0 | 0 | 0 | 0 | 0 | 0 | 0 | 0 | 0
F2_Industrial_Industrial - ID_Existing_Process_Natural Gas_Process Cooling_E8 | F2 | Industrial | Industrial - ID | Existing | Process | Natural Gas | Process Cooling | E8 | TRC BC Ratio | 0 | 0 | 0 | 0 | 0 | 0 | 0 | 0 | 0 | 0 | 0 | 0 | 0 | 0 | 0 | 0 | 0 | 0 | 0 | 0 | 0 | 0 | 0 | 0 | 0 | 0 | 0
F2_Industrial_Industrial - ID_Existing_Process_Natural Gas_Process Cooling_E9 | F2 | Industrial | Industrial - ID | Existing | Process | Natural Gas | Process Cooling | E9 | TRC BC Ratio | 0 | 0 | 0 | 0 | 0 | 0 | 0 | 0 | 0 | 0 | 0 | 0 | 0 | 0 | 0 | 0 | 0 | 0 | 0 | 0 | 0 | 0 | 0 | 0 | 0 | 0 | 0
F2_Industrial_Industrial - ID_Existing_Process_Natural Gas_Process Cooling_E10 | F2 | Industrial | Industrial - ID | Existing | Process | Natural Gas | Process Cooling | E10 | TRC BC Ratio | 0 | 0 | 0 | 0 | 0 | 0 | 0 | 0 | 0 | 0 | 0 | 0 | 0 | 0 | 0 | 0 | 0 | 0 | 0 | 0 | 0 | 0 | 0 | 0 | 0 | 0 | 0
F3_Industrial_Industrial - ID_Existing_Process_Natural Gas_Process Cooling_E1 | F3 | Industrial | Industrial - ID | Existing | Process | Natural Gas | Process Cooling | E1 | PACT BC Ratio | bar: 2021 to 2047
F3_Industrial_Industrial - ID_Existing_Process_Natural Gas_Process Cooling_E2 | F3 | Industrial | Industrial - ID | Existing | Process | Natural Gas | Process Cooling | E2 | PACT BC Ratio | 0 | 0 | 0 | 0 | 0 | 0 | 0 | 0 | 0 | 0 | 0 | 0 | 0 | 0 | 0 | 0 | 0 | 0 | 0 | 0 | 0 | 0 | 0 | 0 | 0 | 0 | 0
F3_Industrial_Industrial - ID_Existing_Process_Natural Gas_Process Cooling_E3 | F3 | Industrial | Industrial - ID | Existing | Process | Natural Gas | Process Cooling | E3 | PACT BC Ratio | 0 | 0 | 0 | 0 | 0 | 0 | 0 | 0 | 0 | 0 | 0 | 0 | 0 | 0 | 0 | 0 | 0 | 0 | 0 | 0 | 0 | 0 | 0 | 0 | 0 | 0 | 0
F3_Industrial_Industrial - ID_Existing_Process_Natural Gas_Process Cooling_E4 | F3 | Industrial | Industrial - ID | Existing | Process | Natural Gas | Process Cooling | E4 | PACT BC Ratio | 0 | 0 | 0 | 0 | 0 | 0 | 0 | 0 | 0 | 0 | 0 | 0 | 0 | 0 | 0 | 0 | 0 | 0 | 0 | 0 | 0 | 0 | 0 | 0 | 0 | 0 | 0
F3_Industrial_Industrial - ID_Existing_Process_Natural Gas_Process Cooling_E5 | F3 | Industrial | Industrial - ID | Existing | Process | Natural Gas | Process Cooling | E5 | PACT BC Ratio | 0 | 0 | 0 | 0 | 0 | 0 | 0 | 0 | 0 | 0 | 0 | 0 | 0 | 0 | 0 | 0 | 0 | 0 | 0 | 0 | 0 | 0 | 0 | 0 | 0 | 0 | 0
F3_Industrial_Industrial - ID_Existing_Process_Natural Gas_Process Cooling_E6 | F3 | Industrial | Industrial - ID | Existing | Process | Natural Gas | Process Cooling | E6 | PACT BC Ratio | 0 | 0 | 0 | 0 | 0 | 0 | 0 | 0 | 0 | 0 | 0 | 0 | 0 | 0 | 0 | 0 | 0 | 0 | 0 | 0 | 0 | 0 | 0 | 0 | 0 | 0 | 0
F3_Industrial_Industrial - ID_Existing_Process_Natural Gas_Process Cooling_E7 | F3 | Industrial | Industrial - ID | Existing | Process | Natural Gas | Process Cooling | E7 | PACT BC Ratio | 0 | 0 | 0 | 0 | 0 | 0 | 0 | 0 | 0 | 0 | 0 | 0 | 0 | 0 | 0 | 0 | 0 | 0 | 0 | 0 | 0 | 0 | 0 | 0 | 0 | 0 | 0
F3_Industrial_Industrial - ID_Existing_Process_Natural Gas_Process Cooling_E8 | F3 | Industrial | Industrial - ID | Existing | Process | Natural Gas | Process Cooling | E8 | PACT BC Ratio | 0 | 0 | 0 | 0 | 0 | 0 | 0 | 0 | 0 | 0 | 0 | 0 | 0 | 0 | 0 | 0 | 0 | 0 | 0 | 0 | 0 | 0 | 0 | 0 | 0 | 0 | 0
F3_Industrial_Industrial - ID_Existing_Process_Natural Gas_Process Cooling_E9 | F3 | Industrial | Industrial - ID | Existing | Process | Natural Gas | Process Cooling | E9 | PACT BC Ratio | 0 | 0 | 0 | 0 | 0 | 0 | 0 | 0 | 0 | 0 | 0 | 0 | 0 | 0 | 0 | 0 | 0 | 0 | 0 | 0 | 0 | 0 | 0 | 0 | 0 | 0 | 0
F3_Industrial_Industrial - ID_Existing_Process_Natural Gas_Process Cooling_E10 | F3 | Industrial | Industrial - ID | Existing | Process | Natural Gas | Process Cooling | E10 | PACT BC Ratio | 0 | 0 | 0 | 0 | 0 | 0 | 0 | 0 | 0 | 0 | 0 | 0 | 0 | 0 | 0 | 0 | 0 | 0 | 0 | 0 | 0 | 0 | 0 | 0 | 0 | 0 | 0
F4_Industrial_Industrial - ID_Existing_Process_Natural Gas_Process Cooling_E1 | F4 | Industrial | Industrial - ID | Existing | Process | Natural Gas | Process Cooling | E1 | RVT BC Ratio | bar: 2021 to 2047
F4_Industrial_Industrial - ID_Existing_Process_Natural Gas_Process Cooling_E2 | F4 | Industrial | Industrial - ID | Existing | Process | Natural Gas | Process Cooling | E2 | RVT BC Ratio | 0 | 0 | 0 | 0 | 0 | 0 | 0 | 0 | 0 | 0 | 0 | 0 | 0 | 0 | 0 | 0 | 0 | 0 | 0 | 0 | 0 | 0 | 0 | 0 | 0 | 0 | 0
F4_Industrial_Industrial - ID_Existing_Process_Natural Gas_Process Cooling_E3 | F4 | Industrial | Industrial - ID | Existing | Process | Natural Gas | Process Cooling | E3 | RVT BC Ratio | 0 | 0 | 0 | 0 | 0 | 0 | 0 | 0 | 0 | 0 | 0 | 0 | 0 | 0 | 0 | 0 | 0 | 0 | 0 | 0 | 0 | 0 | 0 | 0 | 0 | 0 | 0
F4_Industrial_Industrial - ID_Existing_Process_Natural Gas_Process Cooling_E4 | F4 | Industrial | Industrial - ID | Existing | Process | Natural Gas | Process Cooling | E4 | RVT BC Ratio | 0 | 0 | 0 | 0 | 0 | 0 | 0 | 0 | 0 | 0 | 0 | 0 | 0 | 0 | 0 | 0 | 0 | 0 | 0 | 0 | 0 | 0 | 0 | 0 | 0 | 0 | 0
F4_Industrial_Industrial - ID_Existing_Process_Natural Gas_Process Cooling_E5 | F4 | Industrial | Industrial - ID | Existing | Process | Natural Gas | Process Cooling | E5 | RVT BC Ratio | 0 | 0 | 0 | 0 | 0 | 0 | 0 | 0 | 0 | 0 | 0 | 0 | 0 | 0 | 0 | 0 | 0 | 0 | 0 | 0 | 0 | 0 | 0 | 0 | 0 | 0 | 0
F4_Industrial_Industrial - ID_Existing_Process_Natural Gas_Process Cooling_E6 | F4 | Industrial | Industrial - ID | Existing | Process | Natural Gas | Process Cooling | E6 | RVT BC Ratio | 0 | 0 | 0 | 0 | 0 | 0 | 0 | 0 | 0 | 0 | 0 | 0 | 0 | 0 | 0 | 0 | 0 | 0 | 0 | 0 | 0 | 0 | 0 | 0 | 0 | 0 | 0
F4_Industrial_Industrial - ID_Existing_Process_Natural Gas_Process Cooling_E7 | F4 | Industrial | Industrial - ID | Existing | Process | Natural Gas | Process Cooling | E7 | RVT BC Ratio | 0 | 0 | 0 | 0 | 0 | 0 | 0 | 0 | 0 | 0 | 0 | 0 | 0 | 0 | 0 | 0 | 0 | 0 | 0 | 0 | 0 | 0 | 0 | 0 | 0 | 0 | 0
F4_Industrial_Industrial - ID_Existing_Process_Natural Gas_Process Cooling_E8 | F4 | Industrial | Industrial - ID | Existing | Process | Natural Gas | Process Cooling | E8 | RVT BC Ratio | 0 | 0 | 0 | 0 | 0 | 0 | 0 | 0 | 0 | 0 | 0 | 0 | 0 | 0 | 0 | 0 | 0 | 0 | 0 | 0 | 0 | 0 | 0 | 0 | 0 | 0 | 0
F4_Industrial_Industrial - ID_Existing_Process_Natural Gas_Process Cooling_E9 | F4 | Industrial | Industrial - ID | Existing | Process | Natural Gas | Process Cooling | E9 | RVT BC Ratio | 0 | 0 | 0 | 0 | 0 | 0 | 0 | 0 | 0 | 0 | 0 | 0 | 0 | 0 | 0 | 0 | 0 | 0 | 0 | 0 | 0 | 0 | 0 | 0 | 0 | 0 | 0
F4_Industrial_Industrial - ID_Existing_Process_Natural Gas_Process Cooling_E10 | F4 | Industrial | Industrial - ID | Existing | Process | Natural Gas | Process Cooling | E10 | RVT BC Ratio | 0 | 0 | 0 | 0 | 0 | 0 | 0 | 0 | 0 | 0 | 0 | 0 | 0 | 0 | 0 | 0 | 0 | 0 | 0 | 0 | 0 | 0 | 0 | 0 | 0 | 0 | 0
F5_Industrial_Industrial - ID_Existing_Process_Natural Gas_Process Cooling_E1 | F5 | Industrial | Industrial - ID | Existing | Process | Natural Gas | Process Cooling | E1 | RIM BC Ratio | bar: 2021 to 2047
F5_Industrial_Industrial - ID_Existing_Process_Natural Gas_Process Cooling_E2 | F5 | Industrial | Industrial - ID | Existing | Process | Natural Gas | Process Cooling | E2 | RIM BC Ratio | 0 | 0 | 0 | 0 | 0 | 0 | 0 | 0 | 0 | 0 | 0 | 0 | 0 | 0 | 0 | 0 | 0 | 0 | 0 | 0 | 0 | 0 | 0 | 0 | 0 | 0 | 0
F5_Industrial_Industrial - ID_Existing_Process_Natural Gas_Process Cooling_E3 | F5 | Industrial | Industrial - ID | Existing | Process | Natural Gas | Process Cooling | E3 | RIM BC Ratio | 0 | 0 | 0 | 0 | 0 | 0 | 0 | 0 | 0 | 0 | 0 | 0 | 0 | 0 | 0 | 0 | 0 | 0 | 0 | 0 | 0 | 0 | 0 | 0 | 0 | 0 | 0
F5_Industrial_Industrial - ID_Existing_Process_Natural Gas_Process Cooling_E4 | F5 | Industrial | Industrial - ID | Existing | Process | Natural Gas | Process Cooling | E4 | RIM BC Ratio | 0 | 0 | 0 | 0 | 0 | 0 | 0 | 0 | 0 | 0 | 0 | 0 | 0 | 0 | 0 | 0 | 0 | 0 | 0 | 0 | 0 | 0 | 0 | 0 | 0 | 0 | 0
F5_Industrial_Industrial - ID_Existing_Process_Natural Gas_Process Cooling_E5 | F5 | Industrial | Industrial - ID | Existing | Process | Natural Gas | Process Cooling | E5 | RIM BC Ratio | 0 | 0 | 0 | 0 | 0 | 0 | 0 | 0 | 0 | 0 | 0 | 0 | 0 | 0 | 0 | 0 | 0 | 0 | 0 | 0 | 0 | 0 | 0 | 0 | 0 | 0 | 0
F5_Industrial_Industrial - ID_Existing_Process_Natural Gas_Process Cooling_E6 | F5 | Industrial | Industrial - ID | Existing | Process | Natural Gas | Process Cooling | E6 | RIM BC Ratio | 0 | 0 | 0 | 0 | 0 | 0 | 0 | 0 | 0 | 0 | 0 | 0 | 0 | 0 | 0 | 0 | 0 | 0 | 0 | 0 | 0 | 0 | 0 | 0 | 0 | 0 | 0
F5_Industrial_Industrial - ID_Existing_Process_Natural Gas_Process Cooling_E7 | F5 | Industrial | Industrial - ID | Existing | Process | Natural Gas | Process Cooling | E7 | RIM BC Ratio | 0 | 0 | 0 | 0 | 0 | 0 | 0 | 0 | 0 | 0 | 0 | 0 | 0 | 0 | 0 | 0 | 0 | 0 | 0 | 0 | 0 | 0 | 0 | 0 | 0 | 0 | 0
F5_Industrial_Industrial - ID_Existing_Process_Natural Gas_Process Cooling_E8 | F5 | Industrial | Industrial - ID | Existing | Process | Natural Gas | Process Cooling | E8 | RIM BC Ratio | 0 | 0 | 0 | 0 | 0 | 0 | 0 | 0 | 0 | 0 | 0 | 0 | 0 | 0 | 0 | 0 | 0 | 0 | 0 | 0 | 0 | 0 | 0 | 0 | 0 | 0 | 0
F5_Industrial_Industrial - ID_Existing_Process_Natural Gas_Process Cooling_E9 | F5 | Industrial | Industrial - ID | Existing | Process | Natural Gas | Process Cooling | E9 | RIM BC Ratio | 0 | 0 | 0 | 0 | 0 | 0 | 0 | 0 | 0 | 0 | 0 | 0 | 0 | 0 | 0 | 0 | 0 | 0 | 0 | 0 | 0 | 0 | 0 | 0 | 0 | 0 | 0
F5_Industrial_Industrial - ID_Existing_Process_Natural Gas_Process Cooling_E10 | F5 | Industrial | Industrial - ID | Existing | Process | Natural Gas | Process Cooling | E10 | RIM BC Ratio | 0 | 0 | 0 | 0 | 0 | 0 | 0 | 0 | 0 | 0 | 0 | 0 | 0 | 0 | 0 | 0 | 0 | 0 | 0 | 0 | 0 | 0 | 0 | 0 | 0 | 0 | 0
F0_Industrial_Industrial - ID_Existing_Process_Natural Gas_Other Process_E0 | F0 | Industrial | Industrial - ID | Existing | Process | Natural Gas | Other Process | E0 | Economic Unit | Standard | Standard | Standard | Standard | Standard | Standard | Standard | Standard | Standard | Standard | Standard | Standard | Standard | Standard | Standard | Standard | Standard | Standard | Standard | Standard | Standard | Standard | Standard | Standard | Standard | Standard | Standard
F1_Industrial_Industrial - ID_Existing_Process_Natural Gas_Other Process_E1 | F1 | Industrial | Industrial - ID | Existing | Process | Natural Gas | Other Process | E1 | CCE | 0 | 0 | 0 | 0 | 0 | 0 | 0 | 0 | 0 | 0 | 0 | 0 | 0 | 0 | 0 | 0 | 0 | 0 | 0 | 0 | 0 | 0 | 0 | 0 | 0 | 0 | 0
F1_Industrial_Industrial - ID_Existing_Process_Natural Gas_Other Process_E2 | F1 | Industrial | Industrial - ID | Existing | Process | Natural Gas | Other Process | E2 | CCE | 0 | 0 | 0 | 0 | 0 | 0 | 0 | 0 | 0 | 0 | 0 | 0 | 0 | 0 | 0 | 0 | 0 | 0 | 0 | 0 | 0 | 0 | 0 | 0 | 0 | 0 | 0
F1_Industrial_Industrial - ID_Existing_Process_Natural Gas_Other Process_E3 | F1 | Industrial | Industrial - ID | Existing | Process | Natural Gas | Other Process | E3 | CCE | 0 | 0 | 0 | 0 | 0 | 0 | 0 | 0 | 0 | 0 | 0 | 0 | 0 | 0 | 0 | 0 | 0 | 0 | 0 | 0 | 0 | 0 | 0 | 0 | 0 | 0 | 0
F1_Industrial_Industrial - ID_Existing_Process_Natural Gas_Other Process_E4 | F1 | Industrial | Industrial - ID | Existing | Process | Natural Gas | Other Process | E4 | CCE | 0 | 0 | 0 | 0 | 0 | 0 | 0 | 0 | 0 | 0 | 0 | 0 | 0 | 0 | 0 | 0 | 0 | 0 | 0 | 0 | 0 | 0 | 0 | 0 | 0 | 0 | 0
F1_Industrial_Industrial - ID_Existing_Process_Natural Gas_Other Process_E5 | F1 | Industrial | Industrial - ID | Existing | Process | Natural Gas | Other Process | E5 | CCE | 0 | 0 | 0 | 0 | 0 | 0 | 0 | 0 | 0 | 0 | 0 | 0 | 0 | 0 | 0 | 0 | 0 | 0 | 0 | 0 | 0 | 0 | 0 | 0 | 0 | 0 | 0
F1_Industrial_Industrial - ID_Existing_Process_Natural Gas_Other Process_E6 | F1 | Industrial | Industrial - ID | Existing | Process | Natural Gas | Other Process | E6 | CCE | 0 | 0 | 0 | 0 | 0 | 0 | 0 | 0 | 0 | 0 | 0 | 0 | 0 | 0 | 0 | 0 | 0 | 0 | 0 | 0 | 0 | 0 | 0 | 0 | 0 | 0 | 0
F1_Industrial_Industrial - ID_Existing_Process_Natural Gas_Other Process_E7 | F1 | Industrial | Industrial - ID | Existing | Process | Natural Gas | Other Process | E7 | CCE | 0 | 0 | 0 | 0 | 0 | 0 | 0 | 0 | 0 | 0 | 0 | 0 | 0 | 0 | 0 | 0 | 0 | 0 | 0 | 0 | 0 | 0 | 0 | 0 | 0 | 0 | 0
F1_Industrial_Industrial - ID_Existing_Process_Natural Gas_Other Process_E8 | F1 | Industrial | Industrial - ID | Existing | Process | Natural Gas | Other Process | E8 | CCE | 0 | 0 | 0 | 0 | 0 | 0 | 0 | 0 | 0 | 0 | 0 | 0 | 0 | 0 | 0 | 0 | 0 | 0 | 0 | 0 | 0 | 0 | 0 | 0 | 0 | 0 | 0
F1_Industrial_Industrial - ID_Existing_Process_Natural Gas_Other Process_E9 | F1 | Industrial | Industrial - ID | Existing | Process | Natural Gas | Other Process | E9 | CCE | 0 | 0 | 0 | 0 | 0 | 0 | 0 | 0 | 0 | 0 | 0 | 0 | 0 | 0 | 0 | 0 | 0 | 0 | 0 | 0 | 0 | 0 | 0 | 0 | 0 | 0 | 0
F1_Industrial_Industrial - ID_Existing_Process_Natural Gas_Other Process_E10 | F1 | Industrial | Industrial - ID | Existing | Process | Natural Gas | Other Process | E10 | CCE | 0 | 0 | 0 | 0 | 0 | 0 | 0 | 0 | 0 | 0 | 0 | 0 | 0 | 0 | 0 | 0 | 0 | 0 | 0 | 0 | 0 | 0 | 0 | 0 | 0 | 0 | 0
F2_Industrial_Industrial - ID_Existing_Process_Natural Gas_Other Process_E1 | F2 | Industrial | Industrial - ID | Existing | Process | Natural Gas | Other Process | E1 | TRC BC Ratio | bar: 2021 to 2047
F2_Industrial_Industrial - ID_Existing_Process_Natural Gas_Other Process_E2 | F2 | Industrial | Industrial - ID | Existing | Process | Natural Gas | Other Process | E2 | TRC BC Ratio | 0 | 0 | 0 | 0 | 0 | 0 | 0 | 0 | 0 | 0 | 0 | 0 | 0 | 0 | 0 | 0 | 0 | 0 | 0 | 0 | 0 | 0 | 0 | 0 | 0 | 0 | 0
F2_Industrial_Industrial - ID_Existing_Process_Natural Gas_Other Process_E3 | F2 | Industrial | Industrial - ID | Existing | Process | Natural Gas | Other Process | E3 | TRC BC Ratio | 0 | 0 | 0 | 0 | 0 | 0 | 0 | 0 | 0 | 0 | 0 | 0 | 0 | 0 | 0 | 0 | 0 | 0 | 0 | 0 | 0 | 0 | 0 | 0 | 0 | 0 | 0
F2_Industrial_Industrial - ID_Existing_Process_Natural Gas_Other Process_E4 | F2 | Industrial | Industrial - ID | Existing | Process | Natural Gas | Other Process | E4 | TRC BC Ratio | 0 | 0 | 0 | 0 | 0 | 0 | 0 | 0 | 0 | 0 | 0 | 0 | 0 | 0 | 0 | 0 | 0 | 0 | 0 | 0 | 0 | 0 | 0 | 0 | 0 | 0 | 0
F2_Industrial_Industrial - ID_Existing_Process_Natural Gas_Other Process_E5 | F2 | Industrial | Industrial - ID | Existing | Process | Natural Gas | Other Process | E5 | TRC BC Ratio | 0 | 0 | 0 | 0 | 0 | 0 | 0 | 0 | 0 | 0 | 0 | 0 | 0 | 0 | 0 | 0 | 0 | 0 | 0 | 0 | 0 | 0 | 0 | 0 | 0 | 0 | 0
F2_Industrial_Industrial - ID_Existing_Process_Natural Gas_Other Process_E6 | F2 | Industrial | Industrial - ID | Existing | Process | Natural Gas | Other Process | E6 | TRC BC Ratio | 0 | 0 | 0 | 0 | 0 | 0 | 0 | 0 | 0 | 0 | 0 | 0 | 0 | 0 | 0 | 0 | 0 | 0 | 0 | 0 | 0 | 0 | 0 | 0 | 0 | 0 | 0
F2_Industrial_Industrial - ID_Existing_Process_Natural Gas_Other Process_E7 | F2 | Industrial | Industrial - ID | Existing | Process | Natural Gas | Other Process | E7 | TRC BC Ratio | 0 | 0 | 0 | 0 | 0 | 0 | 0 | 0 | 0 | 0 | 0 | 0 | 0 | 0 | 0 | 0 | 0 | 0 | 0 | 0 | 0 | 0 | 0 | 0 | 0 | 0 | 0
F2_Industrial_Industrial - ID_Existing_Process_Natural Gas_Other Process_E8 | F2 | Industrial | Industrial - ID | Existing | Process | Natural Gas | Other Process | E8 | TRC BC Ratio | 0 | 0 | 0 | 0 | 0 | 0 | 0 | 0 | 0 | 0 | 0 | 0 | 0 | 0 | 0 | 0 | 0 | 0 | 0 | 0 | 0 | 0 | 0 | 0 | 0 | 0 | 0
F2_Industrial_Industrial - ID_Existing_Process_Natural Gas_Other Process_E9 | F2 | Industrial | Industrial - ID | Existing | Process | Natural Gas | Other Process | E9 | TRC BC Ratio | 0 | 0 | 0 | 0 | 0 | 0 | 0 | 0 | 0 | 0 | 0 | 0 | 0 | 0 | 0 | 0 | 0 | 0 | 0 | 0 | 0 | 0 | 0 | 0 | 0 | 0 | 0
F2_Industrial_Industrial - ID_Existing_Process_Natural Gas_Other Process_E10 | F2 | Industrial | Industrial - ID | Existing | Process | Natural Gas | Other Process | E10 | TRC BC Ratio | 0 | 0 | 0 | 0 | 0 | 0 | 0 | 0 | 0 | 0 | 0 | 0 | 0 | 0 | 0 | 0 | 0 | 0 | 0 | 0 | 0 | 0 | 0 | 0 | 0 | 0 | 0
F3_Industrial_Industrial - ID_Existing_Process_Natural Gas_Other Process_E1 | F3 | Industrial | Industrial - ID | Existing | Process | Natural Gas | Other Process | E1 | PACT BC Ratio | bar: 2021 to 2047
F3_Industrial_Industrial - ID_Existing_Process_Natural Gas_Other Process_E2 | F3 | Industrial | Industrial - ID | Existing | Process | Natural Gas | Other Process | E2 | PACT BC Ratio | 0 | 0 | 0 | 0 | 0 | 0 | 0 | 0 | 0 | 0 | 0 | 0 | 0 | 0 | 0 | 0 | 0 | 0 | 0 | 0 | 0 | 0 | 0 | 0 | 0 | 0 | 0
F3_Industrial_Industrial - ID_Existing_Process_Natural Gas_Other Process_E3 | F3 | Industrial | Industrial - ID | Existing | Process | Natural Gas | Other Process | E3 | PACT BC Ratio | 0 | 0 | 0 | 0 | 0 | 0 | 0 | 0 | 0 | 0 | 0 | 0 | 0 | 0 | 0 | 0 | 0 | 0 | 0 | 0 | 0 | 0 | 0 | 0 | 0 | 0 | 0
F3_Industrial_Industrial - ID_Existing_Process_Natural Gas_Other Process_E4 | F3 | Industrial | Industrial - ID | Existing | Process | Natural Gas | Other Process | E4 | PACT BC Ratio | 0 | 0 | 0 | 0 | 0 | 0 | 0 | 0 | 0 | 0 | 0 | 0 | 0 | 0 | 0 | 0 | 0 | 0 | 0 | 0 | 0 | 0 | 0 | 0 | 0 | 0 | 0
F3_Industrial_Industrial - ID_Existing_Process_Natural Gas_Other Process_E5 | F3 | Industrial | Industrial - ID | Existing | Process | Natural Gas | Other Process | E5 | PACT BC Ratio | 0 | 0 | 0 | 0 | 0 | 0 | 0 | 0 | 0 | 0 | 0 | 0 | 0 | 0 | 0 | 0 | 0 | 0 | 0 | 0 | 0 | 0 | 0 | 0 | 0 | 0 | 0
F3_Industrial_Industrial - ID_Existing_Process_Natural Gas_Other Process_E6 | F3 | Industrial | Industrial - ID | Existing | Process | Natural Gas | Other Process | E6 | PACT BC Ratio | 0 | 0 | 0 | 0 | 0 | 0 | 0 | 0 | 0 | 0 | 0 | 0 | 0 | 0 | 0 | 0 | 0 | 0 | 0 | 0 | 0 | 0 | 0 | 0 | 0 | 0 | 0
F3_Industrial_Industrial - ID_Existing_Process_Natural Gas_Other Process_E7 | F3 | Industrial | Industrial - ID | Existing | Process | Natural Gas | Other Process | E7 | PACT BC Ratio | 0 | 0 | 0 | 0 | 0 | 0 | 0 | 0 | 0 | 0 | 0 | 0 | 0 | 0 | 0 | 0 | 0 | 0 | 0 | 0 | 0 | 0 | 0 | 0 | 0 | 0 | 0
F3_Industrial_Industrial - ID_Existing_Process_Natural Gas_Other Process_E8 | F3 | Industrial | Industrial - ID | Existing | Process | Natural Gas | Other Process | E8 | PACT BC Ratio | 0 | 0 | 0 | 0 | 0 | 0 | 0 | 0 | 0 | 0 | 0 | 0 | 0 | 0 | 0 | 0 | 0 | 0 | 0 | 0 | 0 | 0 | 0 | 0 | 0 | 0 | 0
F3_Industrial_Industrial - ID_Existing_Process_Natural Gas_Other Process_E9 | F3 | Industrial | Industrial - ID | Existing | Process | Natural Gas | Other Process | E9 | PACT BC Ratio | 0 | 0 | 0 | 0 | 0 | 0 | 0 | 0 | 0 | 0 | 0 | 0 | 0 | 0 | 0 | 0 | 0 | 0 | 0 | 0 | 0 | 0 | 0 | 0 | 0 | 0 | 0
F3_Industrial_Industrial - ID_Existing_Process_Natural Gas_Other Process_E10 | F3 | Industrial | Industrial - ID | Existing | Process | Natural Gas | Other Process | E10 | PACT BC Ratio | 0 | 0 | 0 | 0 | 0 | 0 | 0 | 0 | 0 | 0 | 0 | 0 | 0 | 0 | 0 | 0 | 0 | 0 | 0 | 0 | 0 | 0 | 0 | 0 | 0 | 0 | 0
F4_Industrial_Industrial - ID_Existing_Process_Natural Gas_Other Process_E1 | F4 | Industrial | Industrial - ID | Existing | Process | Natural Gas | Other Process | E1 | RVT BC Ratio | bar: 2021 to 2047
F4_Industrial_Industrial - ID_Existing_Process_Natural Gas_Other Process_E2 | F4 | Industrial | Industrial - ID | Existing | Process | Natural Gas | Other Process | E2 | RVT BC Ratio | 0 | 0 | 0 | 0 | 0 | 0 | 0 | 0 | 0 | 0 | 0 | 0 | 0 | 0 | 0 | 0 | 0 | 0 | 0 | 0 | 0 | 0 | 0 | 0 | 0 | 0 | 0
F4_Industrial_Industrial - ID_Existing_Process_Natural Gas_Other Process_E3 | F4 | Industrial | Industrial - ID | Existing | Process | Natural Gas | Other Process | E3 | RVT BC Ratio | 0 | 0 | 0 | 0 | 0 | 0 | 0 | 0 | 0 | 0 | 0 | 0 | 0 | 0 | 0 | 0 | 0 | 0 | 0 | 0 | 0 | 0 | 0 | 0 | 0 | 0 | 0
F4_Industrial_Industrial - ID_Existing_Process_Natural Gas_Other Process_E4 | F4 | Industrial | Industrial - ID | Existing | Process | Natural Gas | Other Process | E4 | RVT BC Ratio | 0 | 0 | 0 | 0 | 0 | 0 | 0 | 0 | 0 | 0 | 0 | 0 | 0 | 0 | 0 | 0 | 0 | 0 | 0 | 0 | 0 | 0 | 0 | 0 | 0 | 0 | 0
F4_Industrial_Industrial - ID_Existing_Process_Natural Gas_Other Process_E5 | F4 | Industrial | Industrial - ID | Existing | Process | Natural Gas | Other Process | E5 | RVT BC Ratio | 0 | 0 | 0 | 0 | 0 | 0 | 0 | 0 | 0 | 0 | 0 | 0 | 0 | 0 | 0 | 0 | 0 | 0 | 0 | 0 | 0 | 0 | 0 | 0 | 0 | 0 | 0
F4_Industrial_Industrial - ID_Existing_Process_Natural Gas_Other Process_E6 | F4 | Industrial | Industrial - ID | Existing | Process | Natural Gas | Other Process | E6 | RVT BC Ratio | 0 | 0 | 0 | 0 | 0 | 0 | 0 | 0 | 0 | 0 | 0 | 0 | 0 | 0 | 0 | 0 | 0 | 0 | 0 | 0 | 0 | 0 | 0 | 0 | 0 | 0 | 0
F4_Industrial_Industrial - ID_Existing_Process_Natural Gas_Other Process_E7 | F4 | Industrial | Industrial - ID | Existing | Process | Natural Gas | Other Process | E7 | RVT BC Ratio | 0 | 0 | 0 | 0 | 0 | 0 | 0 | 0 | 0 | 0 | 0 | 0 | 0 | 0 | 0 | 0 | 0 | 0 | 0 | 0 | 0 | 0 | 0 | 0 | 0 | 0 | 0
F4_Industrial_Industrial - ID_Existing_Process_Natural Gas_Other Process_E8 | F4 | Industrial | Industrial - ID | Existing | Process | Natural Gas | Other Process | E8 | RVT BC Ratio | 0 | 0 | 0 | 0 | 0 | 0 | 0 | 0 | 0 | 0 | 0 | 0 | 0 | 0 | 0 | 0 | 0 | 0 | 0 | 0 | 0 | 0 | 0 | 0 | 0 | 0 | 0
F4_Industrial_Industrial - ID_Existing_Process_Natural Gas_Other Process_E9 | F4 | Industrial | Industrial - ID | Existing | Process | Natural Gas | Other Process | E9 | RVT BC Ratio | 0 | 0 | 0 | 0 | 0 | 0 | 0 | 0 | 0 | 0 | 0 | 0 | 0 | 0 | 0 | 0 | 0 | 0 | 0 | 0 | 0 | 0 | 0 | 0 | 0 | 0 | 0
F4_Industrial_Industrial - ID_Existing_Process_Natural Gas_Other Process_E10 | F4 | Industrial | Industrial - ID | Existing | Process | Natural Gas | Other Process | E10 | RVT BC Ratio | 0 | 0 | 0 | 0 | 0 | 0 | 0 | 0 | 0 | 0 | 0 | 0 | 0 | 0 | 0 | 0 | 0 | 0 | 0 | 0 | 0 | 0 | 0 | 0 | 0 | 0 | 0
F5_Industrial_Industrial - ID_Existing_Process_Natural Gas_Other Process_E1 | F5 | Industrial | Industrial - ID | Existing | Process | Natural Gas | Other Process | E1 | RIM BC Ratio | bar: 2021 to 2047
F5_Industrial_Industrial - ID_Existing_Process_Natural Gas_Other Process_E2 | F5 | Industrial | Industrial - ID | Existing | Process | Natural Gas | Other Process | E2 | RIM BC Ratio | 0 | 0 | 0 | 0 | 0 | 0 | 0 | 0 | 0 | 0 | 0 | 0 | 0 | 0 | 0 | 0 | 0 | 0 | 0 | 0 | 0 | 0 | 0 | 0 | 0 | 0 | 0
F5_Industrial_Industrial - ID_Existing_Process_Natural Gas_Other Process_E3 | F5 | Industrial | Industrial - ID | Existing | Process | Natural Gas | Other Process | E3 | RIM BC Ratio | 0 | 0 | 0 | 0 | 0 | 0 | 0 | 0 | 0 | 0 | 0 | 0 | 0 | 0 | 0 | 0 | 0 | 0 | 0 | 0 | 0 | 0 | 0 | 0 | 0 | 0 | 0
F5_Industrial_Industrial - ID_Existing_Process_Natural Gas_Other Process_E4 | F5 | Industrial | Industrial - ID | Existing | Process | Natural Gas | Other Process | E4 | RIM BC Ratio | 0 | 0 | 0 | 0 | 0 | 0 | 0 | 0 | 0 | 0 | 0 | 0 | 0 | 0 | 0 | 0 | 0 | 0 | 0 | 0 | 0 | 0 | 0 | 0 | 0 | 0 | 0
F5_Industrial_Industrial - ID_Existing_Process_Natural Gas_Other Process_E5 | F5 | Industrial | Industrial - ID | Existing | Process | Natural Gas | Other Process | E5 | RIM BC Ratio | 0 | 0 | 0 | 0 | 0 | 0 | 0 | 0 | 0 | 0 | 0 | 0 | 0 | 0 | 0 | 0 | 0 | 0 | 0 | 0 | 0 | 0 | 0 | 0 | 0 | 0 | 0
F5_Industrial_Industrial - ID_Existing_Process_Natural Gas_Other Process_E6 | F5 | Industrial | Industrial - ID | Existing | Process | Natural Gas | Other Process | E6 | RIM BC Ratio | 0 | 0 | 0 | 0 | 0 | 0 | 0 | 0 | 0 | 0 | 0 | 0 | 0 | 0 | 0 | 0 | 0 | 0 | 0 | 0 | 0 | 0 | 0 | 0 | 0 | 0 | 0
F5_Industrial_Industrial - ID_Existing_Process_Natural Gas_Other Process_E7 | F5 | Industrial | Industrial - ID | Existing | Process | Natural Gas | Other Process | E7 | RIM BC Ratio | 0 | 0 | 0 | 0 | 0 | 0 | 0 | 0 | 0 | 0 | 0 | 0 | 0 | 0 | 0 | 0 | 0 | 0 | 0 | 0 | 0 | 0 | 0 | 0 | 0 | 0 | 0
F5_Industrial_Industrial - ID_Existing_Process_Natural Gas_Other Process_E8 | F5 | Industrial | Industrial - ID | Existing | Process | Natural Gas | Other Process | E8 | RIM BC Ratio | 0 | 0 | 0 | 0 | 0 | 0 | 0 | 0 | 0 | 0 | 0 | 0 | 0 | 0 | 0 | 0 | 0 | 0 | 0 | 0 | 0 | 0 | 0 | 0 | 0 | 0 | 0
F5_Industrial_Industrial - ID_Existing_Process_Natural Gas_Other Process_E9 | F5 | Industrial | Industrial - ID | Existing | Process | Natural Gas | Other Process | E9 | RIM BC Ratio | 0 | 0 | 0 | 0 | 0 | 0 | 0 | 0 | 0 | 0 | 0 | 0 | 0 | 0 | 0 | 0 | 0 | 0 | 0 | 0 | 0 | 0 | 0 | 0 | 0 | 0 | 0
F5_Industrial_Industrial - ID_Existing_Process_Natural Gas_Other Process_E10 | F5 | Industrial | Industrial - ID | Existing | Process | Natural Gas | Other Process | E10 | RIM BC Ratio | 0 | 0 | 0 | 0 | 0 | 0 | 0 | 0 | 0 | 0 | 0 | 0 | 0 | 0 | 0 | 0 | 0 | 0 | 0 | 0 | 0 | 0 | 0 | 0 | 0 | 0 | 0
F0_Industrial_Industrial - ID_Existing_Miscellaneous_Natural Gas_Miscellaneous_E0 | F0 | Industrial | Industrial - ID | Existing | Miscellaneous | Natural Gas | Miscellaneous | E0 | Economic Unit | Standard | Standard | Standard | Standard | Standard | Standard | Standard | Standard | Standard | Standard | Standard | Standard | Standard | Standard | Standard | Standard | Standard | Standard | Standard | Standard | Standard | Standard | Standard | Standard | Standard | Standard | Standard
F1_Industrial_Industrial - ID_Existing_Miscellaneous_Natural Gas_Miscellaneous_E1 | F1 | Industrial | Industrial - ID | Existing | Miscellaneous | Natural Gas | Miscellaneous | E1 | CCE | 0 | 0 | 0 | 0 | 0 | 0 | 0 | 0 | 0 | 0 | 0 | 0 | 0 | 0 | 0 | 0 | 0 | 0 | 0 | 0 | 0 | 0 | 0 | 0 | 0 | 0 | 0
F1_Industrial_Industrial - ID_Existing_Miscellaneous_Natural Gas_Miscellaneous_E2 | F1 | Industrial | Industrial - ID | Existing | Miscellaneous | Natural Gas | Miscellaneous | E2 | CCE | 0 | 0 | 0 | 0 | 0 | 0 | 0 | 0 | 0 | 0 | 0 | 0 | 0 | 0 | 0 | 0 | 0 | 0 | 0 | 0 | 0 | 0 | 0 | 0 | 0 | 0 | 0
F1_Industrial_Industrial - ID_Existing_Miscellaneous_Natural Gas_Miscellaneous_E3 | F1 | Industrial | Industrial - ID | Existing | Miscellaneous | Natural Gas | Miscellaneous | E3 | CCE | 0 | 0 | 0 | 0 | 0 | 0 | 0 | 0 | 0 | 0 | 0 | 0 | 0 | 0 | 0 | 0 | 0 | 0 | 0 | 0 | 0 | 0 | 0 | 0 | 0 | 0 | 0
F1_Industrial_Industrial - ID_Existing_Miscellaneous_Natural Gas_Miscellaneous_E4 | F1 | Industrial | Industrial - ID | Existing | Miscellaneous | Natural Gas | Miscellaneous | E4 | CCE | 0 | 0 | 0 | 0 | 0 | 0 | 0 | 0 | 0 | 0 | 0 | 0 | 0 | 0 | 0 | 0 | 0 | 0 | 0 | 0 | 0 | 0 | 0 | 0 | 0 | 0 | 0
F1_Industrial_Industrial - ID_Existing_Miscellaneous_Natural Gas_Miscellaneous_E5 | F1 | Industrial | Industrial - ID | Existing | Miscellaneous | Natural Gas | Miscellaneous | E5 | CCE | 0 | 0 | 0 | 0 | 0 | 0 | 0 | 0 | 0 | 0 | 0 | 0 | 0 | 0 | 0 | 0 | 0 | 0 | 0 | 0 | 0 | 0 | 0 | 0 | 0 | 0 | 0
F1_Industrial_Industrial - ID_Existing_Miscellaneous_Natural Gas_Miscellaneous_E6 | F1 | Industrial | Industrial - ID | Existing | Miscellaneous | Natural Gas | Miscellaneous | E6 | CCE | 0 | 0 | 0 | 0 | 0 | 0 | 0 | 0 | 0 | 0 | 0 | 0 | 0 | 0 | 0 | 0 | 0 | 0 | 0 | 0 | 0 | 0 | 0 | 0 | 0 | 0 | 0
F1_Industrial_Industrial - ID_Existing_Miscellaneous_Natural Gas_Miscellaneous_E7 | F1 | Industrial | Industrial - ID | Existing | Miscellaneous | Natural Gas | Miscellaneous | E7 | CCE | 0 | 0 | 0 | 0 | 0 | 0 | 0 | 0 | 0 | 0 | 0 | 0 | 0 | 0 | 0 | 0 | 0 | 0 | 0 | 0 | 0 | 0 | 0 | 0 | 0 | 0 | 0
F1_Industrial_Industrial - ID_Existing_Miscellaneous_Natural Gas_Miscellaneous_E8 | F1 | Industrial | Industrial - ID | Existing | Miscellaneous | Natural Gas | Miscellaneous | E8 | CCE | 0 | 0 | 0 | 0 | 0 | 0 | 0 | 0 | 0 | 0 | 0 | 0 | 0 | 0 | 0 | 0 | 0 | 0 | 0 | 0 | 0 | 0 | 0 | 0 | 0 | 0 | 0
F1_Industrial_Industrial - ID_Existing_Miscellaneous_Natural Gas_Miscellaneous_E9 | F1 | Industrial | Industrial - ID | Existing | Miscellaneous | Natural Gas | Miscellaneous | E9 | CCE | 0 | 0 | 0 | 0 | 0 | 0 | 0 | 0 | 0 | 0 | 0 | 0 | 0 | 0 | 0 | 0 | 0 | 0 | 0 | 0 | 0 | 0 | 0 | 0 | 0 | 0 | 0
F1_Industrial_Industrial - ID_Existing_Miscellaneous_Natural Gas_Miscellaneous_E10 | F1 | Industrial | Industrial - ID | Existing | Miscellaneous | Natural Gas | Miscellaneous | E10 | CCE | 0 | 0 | 0 | 0 | 0 | 0 | 0 | 0 | 0 | 0 | 0 | 0 | 0 | 0 | 0 | 0 | 0 | 0 | 0 | 0 | 0 | 0 | 0 | 0 | 0 | 0 | 0
F2_Industrial_Industrial - ID_Existing_Miscellaneous_Natural Gas_Miscellaneous_E1 | F2 | Industrial | Industrial - ID | Existing | Miscellaneous | Natural Gas | Miscellaneous | E1 | TRC BC Ratio | bar: 2021 to 2047
F2_Industrial_Industrial - ID_Existing_Miscellaneous_Natural Gas_Miscellaneous_E2 | F2 | Industrial | Industrial - ID | Existing | Miscellaneous | Natural Gas | Miscellaneous | E2 | TRC BC Ratio | 0 | 0 | 0 | 0 | 0 | 0 | 0 | 0 | 0 | 0 | 0 | 0 | 0 | 0 | 0 | 0 | 0 | 0 | 0 | 0 | 0 | 0 | 0 | 0 | 0 | 0 | 0
F2_Industrial_Industrial - ID_Existing_Miscellaneous_Natural Gas_Miscellaneous_E3 | F2 | Industrial | Industrial - ID | Existing | Miscellaneous | Natural Gas | Miscellaneous | E3 | TRC BC Ratio | 0 | 0 | 0 | 0 | 0 | 0 | 0 | 0 | 0 | 0 | 0 | 0 | 0 | 0 | 0 | 0 | 0 | 0 | 0 | 0 | 0 | 0 | 0 | 0 | 0 | 0 | 0
F2_Industrial_Industrial - ID_Existing_Miscellaneous_Natural Gas_Miscellaneous_E4 | F2 | Industrial | Industrial - ID | Existing | Miscellaneous | Natural Gas | Miscellaneous | E4 | TRC BC Ratio | 0 | 0 | 0 | 0 | 0 | 0 | 0 | 0 | 0 | 0 | 0 | 0 | 0 | 0 | 0 | 0 | 0 | 0 | 0 | 0 | 0 | 0 | 0 | 0 | 0 | 0 | 0
F2_Industrial_Industrial - ID_Existing_Miscellaneous_Natural Gas_Miscellaneous_E5 | F2 | Industrial | Industrial - ID | Existing | Miscellaneous | Natural Gas | Miscellaneous | E5 | TRC BC Ratio | 0 | 0 | 0 | 0 | 0 | 0 | 0 | 0 | 0 | 0 | 0 | 0 | 0 | 0 | 0 | 0 | 0 | 0 | 0 | 0 | 0 | 0 | 0 | 0 | 0 | 0 | 0
F2_Industrial_Industrial - ID_Existing_Miscellaneous_Natural Gas_Miscellaneous_E6 | F2 | Industrial | Industrial - ID | Existing | Miscellaneous | Natural Gas | Miscellaneous | E6 | TRC BC Ratio | 0 | 0 | 0 | 0 | 0 | 0 | 0 | 0 | 0 | 0 | 0 | 0 | 0 | 0 | 0 | 0 | 0 | 0 | 0 | 0 | 0 | 0 | 0 | 0 | 0 | 0 | 0
F2_Industrial_Industrial - ID_Existing_Miscellaneous_Natural Gas_Miscellaneous_E7 | F2 | Industrial | Industrial - ID | Existing | Miscellaneous | Natural Gas | Miscellaneous | E7 | TRC BC Ratio | 0 | 0 | 0 | 0 | 0 | 0 | 0 | 0 | 0 | 0 | 0 | 0 | 0 | 0 | 0 | 0 | 0 | 0 | 0 | 0 | 0 | 0 | 0 | 0 | 0 | 0 | 0
F2_Industrial_Industrial - ID_Existing_Miscellaneous_Natural Gas_Miscellaneous_E8 | F2 | Industrial | Industrial - ID | Existing | Miscellaneous | Natural Gas | Miscellaneous | E8 | TRC BC Ratio | 0 | 0 | 0 | 0 | 0 | 0 | 0 | 0 | 0 | 0 | 0 | 0 | 0 | 0 | 0 | 0 | 0 | 0 | 0 | 0 | 0 | 0 | 0 | 0 | 0 | 0 | 0
F2_Industrial_Industrial - ID_Existing_Miscellaneous_Natural Gas_Miscellaneous_E9 | F2 | Industrial | Industrial - ID | Existing | Miscellaneous | Natural Gas | Miscellaneous | E9 | TRC BC Ratio | 0 | 0 | 0 | 0 | 0 | 0 | 0 | 0 | 0 | 0 | 0 | 0 | 0 | 0 | 0 | 0 | 0 | 0 | 0 | 0 | 0 | 0 | 0 | 0 | 0 | 0 | 0
F2_Industrial_Industrial - ID_Existing_Miscellaneous_Natural Gas_Miscellaneous_E10 | F2 | Industrial | Industrial - ID | Existing | Miscellaneous | Natural Gas | Miscellaneous | E10 | TRC BC Ratio | 0 | 0 | 0 | 0 | 0 | 0 | 0 | 0 | 0 | 0 | 0 | 0 | 0 | 0 | 0 | 0 | 0 | 0 | 0 | 0 | 0 | 0 | 0 | 0 | 0 | 0 | 0
F3_Industrial_Industrial - ID_Existing_Miscellaneous_Natural Gas_Miscellaneous_E1 | F3 | Industrial | Industrial - ID | Existing | Miscellaneous | Natural Gas | Miscellaneous | E1 | PACT BC Ratio | bar: 2021 to 2047
F3_Industrial_Industrial - ID_Existing_Miscellaneous_Natural Gas_Miscellaneous_E2 | F3 | Industrial | Industrial - ID | Existing | Miscellaneous | Natural Gas | Miscellaneous | E2 | PACT BC Ratio | 0 | 0 | 0 | 0 | 0 | 0 | 0 | 0 | 0 | 0 | 0 | 0 | 0 | 0 | 0 | 0 | 0 | 0 | 0 | 0 | 0 | 0 | 0 | 0 | 0 | 0 | 0
F3_Industrial_Industrial - ID_Existing_Miscellaneous_Natural Gas_Miscellaneous_E3 | F3 | Industrial | Industrial - ID | Existing | Miscellaneous | Natural Gas | Miscellaneous | E3 | PACT BC Ratio | 0 | 0 | 0 | 0 | 0 | 0 | 0 | 0 | 0 | 0 | 0 | 0 | 0 | 0 | 0 | 0 | 0 | 0 | 0 | 0 | 0 | 0 | 0 | 0 | 0 | 0 | 0
F3_Industrial_Industrial - ID_Existing_Miscellaneous_Natural Gas_Miscellaneous_E4 | F3 | Industrial | Industrial - ID | Existing | Miscellaneous | Natural Gas | Miscellaneous | E4 | PACT BC Ratio | 0 | 0 | 0 | 0 | 0 | 0 | 0 | 0 | 0 | 0 | 0 | 0 | 0 | 0 | 0 | 0 | 0 | 0 | 0 | 0 | 0 | 0 | 0 | 0 | 0 | 0 | 0
F3_Industrial_Industrial - ID_Existing_Miscellaneous_Natural Gas_Miscellaneous_E5 | F3 | Industrial | Industrial - ID | Existing | Miscellaneous | Natural Gas | Miscellaneous | E5 | PACT BC Ratio | 0 | 0 | 0 | 0 | 0 | 0 | 0 | 0 | 0 | 0 | 0 | 0 | 0 | 0 | 0 | 0 | 0 | 0 | 0 | 0 | 0 | 0 | 0 | 0 | 0 | 0 | 0
F3_Industrial_Industrial - ID_Existing_Miscellaneous_Natural Gas_Miscellaneous_E6 | F3 | Industrial | Industrial - ID | Existing | Miscellaneous | Natural Gas | Miscellaneous | E6 | PACT BC Ratio | 0 | 0 | 0 | 0 | 0 | 0 | 0 | 0 | 0 | 0 | 0 | 0 | 0 | 0 | 0 | 0 | 0 | 0 | 0 | 0 | 0 | 0 | 0 | 0 | 0 | 0 | 0
F3_Industrial_Industrial - ID_Existing_Miscellaneous_Natural Gas_Miscellaneous_E7 | F3 | Industrial | Industrial - ID | Existing | Miscellaneous | Natural Gas | Miscellaneous | E7 | PACT BC Ratio | 0 | 0 | 0 | 0 | 0 | 0 | 0 | 0 | 0 | 0 | 0 | 0 | 0 | 0 | 0 | 0 | 0 | 0 | 0 | 0 | 0 | 0 | 0 | 0 | 0 | 0 | 0
F3_Industrial_Industrial - ID_Existing_Miscellaneous_Natural Gas_Miscellaneous_E8 | F3 | Industrial | Industrial - ID | Existing | Miscellaneous | Natural Gas | Miscellaneous | E8 | PACT BC Ratio | 0 | 0 | 0 | 0 | 0 | 0 | 0 | 0 | 0 | 0 | 0 | 0 | 0 | 0 | 0 | 0 | 0 | 0 | 0 | 0 | 0 | 0 | 0 | 0 | 0 | 0 | 0
F3_Industrial_Industrial - ID_Existing_Miscellaneous_Natural Gas_Miscellaneous_E9 | F3 | Industrial | Industrial - ID | Existing | Miscellaneous | Natural Gas | Miscellaneous | E9 | PACT BC Ratio | 0 | 0 | 0 | 0 | 0 | 0 | 0 | 0 | 0 | 0 | 0 | 0 | 0 | 0 | 0 | 0 | 0 | 0 | 0 | 0 | 0 | 0 | 0 | 0 | 0 | 0 | 0
F3_Industrial_Industrial - ID_Existing_Miscellaneous_Natural Gas_Miscellaneous_E10 | F3 | Industrial | Industrial - ID | Existing | Miscellaneous | Natural Gas | Miscellaneous | E10 | PACT BC Ratio | 0 | 0 | 0 | 0 | 0 | 0 | 0 | 0 | 0 | 0 | 0 | 0 | 0 | 0 | 0 | 0 | 0 | 0 | 0 | 0 | 0 | 0 | 0 | 0 | 0 | 0 | 0
F4_Industrial_Industrial - ID_Existing_Miscellaneous_Natural Gas_Miscellaneous_E1 | F4 | Industrial | Industrial - ID | Existing | Miscellaneous | Natural Gas | Miscellaneous | E1 | RVT BC Ratio | bar: 2021 to 2047
F4_Industrial_Industrial - ID_Existing_Miscellaneous_Natural Gas_Miscellaneous_E2 | F4 | Industrial | Industrial - ID | Existing | Miscellaneous | Natural Gas | Miscellaneous | E2 | RVT BC Ratio | 0 | 0 | 0 | 0 | 0 | 0 | 0 | 0 | 0 | 0 | 0 | 0 | 0 | 0 | 0 | 0 | 0 | 0 | 0 | 0 | 0 | 0 | 0 | 0 | 0 | 0 | 0
F4_Industrial_Industrial - ID_Existing_Miscellaneous_Natural Gas_Miscellaneous_E3 | F4 | Industrial | Industrial - ID | Existing | Miscellaneous | Natural Gas | Miscellaneous | E3 | RVT BC Ratio | 0 | 0 | 0 | 0 | 0 | 0 | 0 | 0 | 0 | 0 | 0 | 0 | 0 | 0 | 0 | 0 | 0 | 0 | 0 | 0 | 0 | 0 | 0 | 0 | 0 | 0 | 0
F4_Industrial_Industrial - ID_Existing_Miscellaneous_Natural Gas_Miscellaneous_E4 | F4 | Industrial | Industrial - ID | Existing | Miscellaneous | Natural Gas | Miscellaneous | E4 | RVT BC Ratio | 0 | 0 | 0 | 0 | 0 | 0 | 0 | 0 | 0 | 0 | 0 | 0 | 0 | 0 | 0 | 0 | 0 | 0 | 0 | 0 | 0 | 0 | 0 | 0 | 0 | 0 | 0
F4_Industrial_Industrial - ID_Existing_Miscellaneous_Natural Gas_Miscellaneous_E5 | F4 | Industrial | Industrial - ID | Existing | Miscellaneous | Natural Gas | Miscellaneous | E5 | RVT BC Ratio | 0 | 0 | 0 | 0 | 0 | 0 | 0 | 0 | 0 | 0 | 0 | 0 | 0 | 0 | 0 | 0 | 0 | 0 | 0 | 0 | 0 | 0 | 0 | 0 | 0 | 0 | 0
F4_Industrial_Industrial - ID_Existing_Miscellaneous_Natural Gas_Miscellaneous_E6 | F4 | Industrial | Industrial - ID | Existing | Miscellaneous | Natural Gas | Miscellaneous | E6 | RVT BC Ratio | 0 | 0 | 0 | 0 | 0 | 0 | 0 | 0 | 0 | 0 | 0 | 0 | 0 | 0 | 0 | 0 | 0 | 0 | 0 | 0 | 0 | 0 | 0 | 0 | 0 | 0 | 0
F4_Industrial_Industrial - ID_Existing_Miscellaneous_Natural Gas_Miscellaneous_E7 | F4 | Industrial | Industrial - ID | Existing | Miscellaneous | Natural Gas | Miscellaneous | E7 | RVT BC Ratio | 0 | 0 | 0 | 0 | 0 | 0 | 0 | 0 | 0 | 0 | 0 | 0 | 0 | 0 | 0 | 0 | 0 | 0 | 0 | 0 | 0 | 0 | 0 | 0 | 0 | 0 | 0
F4_Industrial_Industrial - ID_Existing_Miscellaneous_Natural Gas_Miscellaneous_E8 | F4 | Industrial | Industrial - ID | Existing | Miscellaneous | Natural Gas | Miscellaneous | E8 | RVT BC Ratio | 0 | 0 | 0 | 0 | 0 | 0 | 0 | 0 | 0 | 0 | 0 | 0 | 0 | 0 | 0 | 0 | 0 | 0 | 0 | 0 | 0 | 0 | 0 | 0 | 0 | 0 | 0
F4_Industrial_Industrial - ID_Existing_Miscellaneous_Natural Gas_Miscellaneous_E9 | F4 | Industrial | Industrial - ID | Existing | Miscellaneous | Natural Gas | Miscellaneous | E9 | RVT BC Ratio | 0 | 0 | 0 | 0 | 0 | 0 | 0 | 0 | 0 | 0 | 0 | 0 | 0 | 0 | 0 | 0 | 0 | 0 | 0 | 0 | 0 | 0 | 0 | 0 | 0 | 0 | 0
F4_Industrial_Industrial - ID_Existing_Miscellaneous_Natural Gas_Miscellaneous_E10 | F4 | Industrial | Industrial - ID | Existing | Miscellaneous | Natural Gas | Miscellaneous | E10 | RVT BC Ratio | 0 | 0 | 0 | 0 | 0 | 0 | 0 | 0 | 0 | 0 | 0 | 0 | 0 | 0 | 0 | 0 | 0 | 0 | 0 | 0 | 0 | 0 | 0 | 0 | 0 | 0 | 0
F5_Industrial_Industrial - ID_Existing_Miscellaneous_Natural Gas_Miscellaneous_E1 | F5 | Industrial | Industrial - ID | Existing | Miscellaneous | Natural Gas | Miscellaneous | E1 | RIM BC Ratio | bar: 2021 to 2047
F5_Industrial_Industrial - ID_Existing_Miscellaneous_Natural Gas_Miscellaneous_E2 | F5 | Industrial | Industrial - ID | Existing | Miscellaneous | Natural Gas | Miscellaneous | E2 | RIM BC Ratio | 0 | 0 | 0 | 0 | 0 | 0 | 0 | 0 | 0 | 0 | 0 | 0 | 0 | 0 | 0 | 0 | 0 | 0 | 0 | 0 | 0 | 0 | 0 | 0 | 0 | 0 | 0
F5_Industrial_Industrial - ID_Existing_Miscellaneous_Natural Gas_Miscellaneous_E3 | F5 | Industrial | Industrial - ID | Existing | Miscellaneous | Natural Gas | Miscellaneous | E3 | RIM BC Ratio | 0 | 0 | 0 | 0 | 0 | 0 | 0 | 0 | 0 | 0 | 0 | 0 | 0 | 0 | 0 | 0 | 0 | 0 | 0 | 0 | 0 | 0 | 0 | 0 | 0 | 0 | 0
F5_Industrial_Industrial - ID_Existing_Miscellaneous_Natural Gas_Miscellaneous_E4 | F5 | Industrial | Industrial - ID | Existing | Miscellaneous | Natural Gas | Miscellaneous | E4 | RIM BC Ratio | 0 | 0 | 0 | 0 | 0 | 0 | 0 | 0 | 0 | 0 | 0 | 0 | 0 | 0 | 0 | 0 | 0 | 0 | 0 | 0 | 0 | 0 | 0 | 0 | 0 | 0 | 0
F5_Industrial_Industrial - ID_Existing_Miscellaneous_Natural Gas_Miscellaneous_E5 | F5 | Industrial | Industrial - ID | Existing | Miscellaneous | Natural Gas | Miscellaneous | E5 | RIM BC Ratio | 0 | 0 | 0 | 0 | 0 | 0 | 0 | 0 | 0 | 0 | 0 | 0 | 0 | 0 | 0 | 0 | 0 | 0 | 0 | 0 | 0 | 0 | 0 | 0 | 0 | 0 | 0
F5_Industrial_Industrial - ID_Existing_Miscellaneous_Natural Gas_Miscellaneous_E6 | F5 | Industrial | Industrial - ID | Existing | Miscellaneous | Natural Gas | Miscellaneous | E6 | RIM BC Ratio | 0 | 0 | 0 | 0 | 0 | 0 | 0 | 0 | 0 | 0 | 0 | 0 | 0 | 0 | 0 | 0 | 0 | 0 | 0 | 0 | 0 | 0 | 0 | 0 | 0 | 0 | 0
F5_Industrial_Industrial - ID_Existing_Miscellaneous_Natural Gas_Miscellaneous_E7 | F5 | Industrial | Industrial - ID | Existing | Miscellaneous | Natural Gas | Miscellaneous | E7 | RIM BC Ratio | 0 | 0 | 0 | 0 | 0 | 0 | 0 | 0 | 0 | 0 | 0 | 0 | 0 | 0 | 0 | 0 | 0 | 0 | 0 | 0 | 0 | 0 | 0 | 0 | 0 | 0 | 0
F5_Industrial_Industrial - ID_Existing_Miscellaneous_Natural Gas_Miscellaneous_E8 | F5 | Industrial | Industrial - ID | Existing | Miscellaneous | Natural Gas | Miscellaneous | E8 | RIM BC Ratio | 0 | 0 | 0 | 0 | 0 | 0 | 0 | 0 | 0 | 0 | 0 | 0 | 0 | 0 | 0 | 0 | 0 | 0 | 0 | 0 | 0 | 0 | 0 | 0 | 0 | 0 | 0
F5_Industrial_Industrial - ID_Existing_Miscellaneous_Natural Gas_Miscellaneous_E9 | F5 | Industrial | Industrial - ID | Existing | Miscellaneous | Natural Gas | Miscellaneous | E9 | RIM BC Ratio | 0 | 0 | 0 | 0 | 0 | 0 | 0 | 0 | 0 | 0 | 0 | 0 | 0 | 0 | 0 | 0 | 0 | 0 | 0 | 0 | 0 | 0 | 0 | 0 | 0 | 0 | 0
F5_Industrial_Industrial - ID_Existing_Miscellaneous_Natural Gas_Miscellaneous_E10 | F5 | Industrial | Industrial - ID | Existing | Miscellaneous | Natural Gas | Miscellaneous | E10 | RIM BC Ratio | 0 | 0 | 0 | 0 | 0 | 0 | 0 | 0 | 0 | 0 | 0 | 0 | 0 | 0 | 0 | 0 | 0 | 0 | 0 | 0 | 0 | 0 | 0 | 0 | 0 | 0 | 0
F0_Industrial_Industrial - ID_New_Space Heating_Natural Gas_Furnace_E0 | F0 | Industrial | Industrial - ID | New | Space Heating | Natural Gas | Furnace | E0 | Economic Unit | AFUE 80% (Standard) | AFUE 80% (Standard) | AFUE 80% (Standard) | AFUE 90% | AFUE 90% | AFUE 90% | AFUE 90% | AFUE 90% | AFUE 90% | AFUE 90% | AFUE 90% | AFUE 90% | AFUE 90% | AFUE 90% | AFUE 90% | AFUE 90% | AFUE 90% | AFUE 90% | AFUE 90% | AFUE 90% | AFUE 90% | AFUE 90% | AFUE 90% | AFUE 90% | AFUE 90% | AFUE 90% | AFUE 90%
F1_Industrial_Industrial - ID_New_Space Heating_Natural Gas_Furnace_E1 | F1 | Industrial | Industrial - ID | New | Space Heating | Natural Gas | Furnace | E1 | CCE | 0 | 0 | 0 | 0 | 0 | 0 | 0 | 0 | 0 | 0 | 0 | 0 | 0 | 0 | 0 | 0 | 0 | 0 | 0 | 0 | 0 | 0 | 0 | 0 | 0 | 0 | 0
F1_Industrial_Industrial - ID_New_Space Heating_Natural Gas_Furnace_E2 | F1 | Industrial | Industrial - ID | New | Space Heating | Natural Gas | Furnace | E2 | CCE | 0.028235 | 0.026246 | 0.026348 | 0 | 0 | 0 | 0 | 0 | 0 | 0 | 0 | 0 | 0 | 0 | 0 | 0 | 0 | 0 | 0 | 0 | 0 | 0 | 0 | 0 | 0 | 0 | 0
F1_Industrial_Industrial - ID_New_Space Heating_Natural Gas_Furnace_E3 | F1 | Industrial | Industrial - ID | New | Space Heating | Natural Gas | Furnace | E3 | CCE | 0.037647 | 0.034994 | 0.035131 | 0.052696 | 0.052696 | 0.052696 | 0.052696 | 0.052696 | 0.052696 | 0.052696 | 0.052696 | 0.052696 | 0.052696 | 0.052696 | 0.052696 | 0.052696 | 0.052696 | 0.052696 | 0.052696 | 0.052696 | 0.052696 | 0.052696 | 0.052696 | 0.052696 | 0.052696 | 0.052696 | 0.052696
F1_Industrial_Industrial - ID_New_Space Heating_Natural Gas_Furnace_E4 | F1 | Industrial | Industrial - ID | New | Space Heating | Natural Gas | Furnace | E4 | CCE | 0 | 0 | 0 | 0 | 0 | 0 | 0 | 0 | 0 | 0 | 0 | 0 | 0 | 0 | 0 | 0 | 0 | 0 | 0 | 0 | 0 | 0 | 0 | 0 | 0 | 0 | 0
F1_Industrial_Industrial - ID_New_Space Heating_Natural Gas_Furnace_E5 | F1 | Industrial | Industrial - ID | New | Space Heating | Natural Gas | Furnace | E5 | CCE | 0 | 0 | 0 | 0 | 0 | 0 | 0 | 0 | 0 | 0 | 0 | 0 | 0 | 0 | 0 | 0 | 0 | 0 | 0 | 0 | 0 | 0 | 0 | 0 | 0 | 0 | 0
F1_Industrial_Industrial - ID_New_Space Heating_Natural Gas_Furnace_E6 | F1 | Industrial | Industrial - ID | New | Space Heating | Natural Gas | Furnace | E6 | CCE | 0 | 0 | 0 | 0 | 0 | 0 | 0 | 0 | 0 | 0 | 0 | 0 | 0 | 0 | 0 | 0 | 0 | 0 | 0 | 0 | 0 | 0 | 0 | 0 | 0 | 0 | 0
F1_Industrial_Industrial - ID_New_Space Heating_Natural Gas_Furnace_E7 | F1 | Industrial | Industrial - ID | New | Space Heating | Natural Gas | Furnace | E7 | CCE | 0 | 0 | 0 | 0 | 0 | 0 | 0 | 0 | 0 | 0 | 0 | 0 | 0 | 0 | 0 | 0 | 0 | 0 | 0 | 0 | 0 | 0 | 0 | 0 | 0 | 0 | 0
F1_Industrial_Industrial - ID_New_Space Heating_Natural Gas_Furnace_E8 | F1 | Industrial | Industrial - ID | New | Space Heating | Natural Gas | Furnace | E8 | CCE | 0 | 0 | 0 | 0 | 0 | 0 | 0 | 0 | 0 | 0 | 0 | 0 | 0 | 0 | 0 | 0 | 0 | 0 | 0 | 0 | 0 | 0 | 0 | 0 | 0 | 0 | 0
F1_Industrial_Industrial - ID_New_Space Heating_Natural Gas_Furnace_E9 | F1 | Industrial | Industrial - ID | New | Space Heating | Natural Gas | Furnace | E9 | CCE | 0 | 0 | 0 | 0 | 0 | 0 | 0 | 0 | 0 | 0 | 0 | 0 | 0 | 0 | 0 | 0 | 0 | 0 | 0 | 0 | 0 | 0 | 0 | 0 | 0 | 0 | 0
F1_Industrial_Industrial - ID_New_Space Heating_Natural Gas_Furnace_E10 | F1 | Industrial | Industrial - ID | New | Space Heating | Natural Gas | Furnace | E10 | CCE | 0 | 0 | 0 | 0 | 0 | 0 | 0 | 0 | 0 | 0 | 0 | 0 | 0 | 0 | 0 | 0 | 0 | 0 | 0 | 0 | 0 | 0 | 0 | 0 | 0 | 0 | 0
F2_Industrial_Industrial - ID_New_Space Heating_Natural Gas_Furnace_E1 | F2 | Industrial | Industrial - ID | New | Space Heating | Natural Gas | Furnace | E1 | TRC BC Ratio | 1 | 1 | 1 | 0 | 0 | 0 | 0 | 0 | 0 | 0 | 0 | 0 | 0 | 0 | 0 | 0 | 0 | 0 | 0 | 0 | 0 | 0 | 0 | 0 | 0 | 0 | 0
F2_Industrial_Industrial - ID_New_Space Heating_Natural Gas_Furnace_E2 | F2 | Industrial | Industrial - ID | New | Space Heating | Natural Gas | Furnace | E2 | TRC BC Ratio | 0.19247 | 0.18404 | 0.17315 | 1 | 1 | 1 | 1 | 1 | 1 | 1 | 1 | 1 | 1 | 1 | 1 | 1 | 1 | 1 | 1 | 1 | 1 | 1 | 1 | 1 | 1 | 1 | 1
F2_Industrial_Industrial - ID_New_Space Heating_Natural Gas_Furnace_E3 | F2 | Industrial | Industrial - ID | New | Space Heating | Natural Gas | Furnace | E3 | TRC BC Ratio | 0.14435 | 0.13803 | 0.12986 | 0.080813 | 0.078478 | 0.077607 | 0.077903 | 0.078842 | 0.080049 | 0.081377 | 0.082496 | 0.083635 | 0.08471 | 0.085626 | 0.086392 | 0.087159 | 0.087795 | 0.088491 | 0.089157 | 0.089701 | 0.090032 | 0.090338 | 0.090754 | 0.091026 | 0.091199 | 0.091646 | 0.092095
F2_Industrial_Industrial - ID_New_Space Heating_Natural Gas_Furnace_E4 | F2 | Industrial | Industrial - ID | New | Space Heating | Natural Gas | Furnace | E4 | TRC BC Ratio | 0 | 0 | 0 | 0 | 0 | 0 | 0 | 0 | 0 | 0 | 0 | 0 | 0 | 0 | 0 | 0 | 0 | 0 | 0 | 0 | 0 | 0 | 0 | 0 | 0 | 0 | 0
F2_Industrial_Industrial - ID_New_Space Heating_Natural Gas_Furnace_E5 | F2 | Industrial | Industrial - ID | New | Space Heating | Natural Gas | Furnace | E5 | TRC BC Ratio | 0 | 0 | 0 | 0 | 0 | 0 | 0 | 0 | 0 | 0 | 0 | 0 | 0 | 0 | 0 | 0 | 0 | 0 | 0 | 0 | 0 | 0 | 0 | 0 | 0 | 0 | 0
F2_Industrial_Industrial - ID_New_Space Heating_Natural Gas_Furnace_E6 | F2 | Industrial | Industrial - ID | New | Space Heating | Natural Gas | Furnace | E6 | TRC BC Ratio | 0 | 0 | 0 | 0 | 0 | 0 | 0 | 0 | 0 | 0 | 0 | 0 | 0 | 0 | 0 | 0 | 0 | 0 | 0 | 0 | 0 | 0 | 0 | 0 | 0 | 0 | 0
F2_Industrial_Industrial - ID_New_Space Heating_Natural Gas_Furnace_E7 | F2 | Industrial | Industrial - ID | New | Space Heating | Natural Gas | Furnace | E7 | TRC BC Ratio | 0 | 0 | 0 | 0 | 0 | 0 | 0 | 0 | 0 | 0 | 0 | 0 | 0 | 0 | 0 | 0 | 0 | 0 | 0 | 0 | 0 | 0 | 0 | 0 | 0 | 0 | 0
F2_Industrial_Industrial - ID_New_Space Heating_Natural Gas_Furnace_E8 | F2 | Industrial | Industrial - ID | New | Space Heating | Natural Gas | Furnace | E8 | TRC BC Ratio | 0 | 0 | 0 | 0 | 0 | 0 | 0 | 0 | 0 | 0 | 0 | 0 | 0 | 0 | 0 | 0 | 0 | 0 | 0 | 0 | 0 | 0 | 0 | 0 | 0 | 0 | 0
F2_Industrial_Industrial - ID_New_Space Heating_Natural Gas_Furnace_E9 | F2 | Industrial | Industrial - ID | New | Space Heating | Natural Gas | Furnace | E9 | TRC BC Ratio | 0 | 0 | 0 | 0 | 0 | 0 | 0 | 0 | 0 | 0 | 0 | 0 | 0 | 0 | 0 | 0 | 0 | 0 | 0 | 0 | 0 | 0 | 0 | 0 | 0 | 0 | 0
F2_Industrial_Industrial - ID_New_Space Heating_Natural Gas_Furnace_E10 | F2 | Industrial | Industrial - ID | New | Space Heating | Natural Gas | Furnace | E10 | TRC BC Ratio | 0 | 0 | 0 | 0 | 0 | 0 | 0 | 0 | 0 | 0 | 0 | 0 | 0 | 0 | 0 | 0 | 0 | 0 | 0 | 0 | 0 | 0 | 0 | 0 | 0 | 0 | 0
F3_Industrial_Industrial - ID_New_Space Heating_Natural Gas_Furnace_E1 | F3 | Industrial | Industrial - ID | New | Space Heating | Natural Gas | Furnace | E1 | PACT BC Ratio | 1 | 1 | 1 | 0 | 0 | 0 | 0 | 0 | 0 | 0 | 0 | 0 | 0 | 0 | 0 | 0 | 0 | 0 | 0 | 0 | 0 | 0 | 0 | 0 | 0 | 0 | 0
F3_Industrial_Industrial - ID_New_Space Heating_Natural Gas_Furnace_E2 | F3 | Industrial | Industrial - ID | New | Space Heating | Natural Gas | Furnace | E2 | PACT BC Ratio | 0.32079 | 0.30673 | 0.28858 | 1 | 1 | 1 | 1 | 1 | 1 | 1 | 1 | 1 | 1 | 1 | 1 | 1 | 1 | 1 | 1 | 1 | 1 | 1 | 1 | 1 | 1 | 1 | 1
F3_Industrial_Industrial - ID_New_Space Heating_Natural Gas_Furnace_E3 | F3 | Industrial | Industrial - ID | New | Space Heating | Natural Gas | Furnace | E3 | PACT BC Ratio | 0.24059 | 0.23005 | 0.21643 | 0.13469 | 0.1308 | 0.12934 | 0.12984 | 0.1314 | 0.13341 | 0.13563 | 0.13749 | 0.13939 | 0.14118 | 0.14271 | 0.14399 | 0.14527 | 0.14632 | 0.14749 | 0.1486 | 0.1495 | 0.15005 | 0.15056 | 0.15126 | 0.15171 | 0.152 | 0.15274 | 0.15349
F3_Industrial_Industrial - ID_New_Space Heating_Natural Gas_Furnace_E4 | F3 | Industrial | Industrial - ID | New | Space Heating | Natural Gas | Furnace | E4 | PACT BC Ratio | 0 | 0 | 0 | 0 | 0 | 0 | 0 | 0 | 0 | 0 | 0 | 0 | 0 | 0 | 0 | 0 | 0 | 0 | 0 | 0 | 0 | 0 | 0 | 0 | 0 | 0 | 0
F3_Industrial_Industrial - ID_New_Space Heating_Natural Gas_Furnace_E5 | F3 | Industrial | Industrial - ID | New | Space Heating | Natural Gas | Furnace | E5 | PACT BC Ratio | 0 | 0 | 0 | 0 | 0 | 0 | 0 | 0 | 0 | 0 | 0 | 0 | 0 | 0 | 0 | 0 | 0 | 0 | 0 | 0 | 0 | 0 | 0 | 0 | 0 | 0 | 0
F3_Industrial_Industrial - ID_New_Space Heating_Natural Gas_Furnace_E6 | F3 | Industrial | Industrial - ID | New | Space Heating | Natural Gas | Furnace | E6 | PACT BC Ratio | 0 | 0 | 0 | 0 | 0 | 0 | 0 | 0 | 0 | 0 | 0 | 0 | 0 | 0 | 0 | 0 | 0 | 0 | 0 | 0 | 0 | 0 | 0 | 0 | 0 | 0 | 0
F3_Industrial_Industrial - ID_New_Space Heating_Natural Gas_Furnace_E7 | F3 | Industrial | Industrial - ID | New | Space Heating | Natural Gas | Furnace | E7 | PACT BC Ratio | 0 | 0 | 0 | 0 | 0 | 0 | 0 | 0 | 0 | 0 | 0 | 0 | 0 | 0 | 0 | 0 | 0 | 0 | 0 | 0 | 0 | 0 | 0 | 0 | 0 | 0 | 0
F3_Industrial_Industrial - ID_New_Space Heating_Natural Gas_Furnace_E8 | F3 | Industrial | Industrial - ID | New | Space Heating | Natural Gas | Furnace | E8 | PACT BC Ratio | 0 | 0 | 0 | 0 | 0 | 0 | 0 | 0 | 0 | 0 | 0 | 0 | 0 | 0 | 0 | 0 | 0 | 0 | 0 | 0 | 0 | 0 | 0 | 0 | 0 | 0 | 0
F3_Industrial_Industrial - ID_New_Space Heating_Natural Gas_Furnace_E9 | F3 | Industrial | Industrial - ID | New | Space Heating | Natural Gas | Furnace | E9 | PACT BC Ratio | 0 | 0 | 0 | 0 | 0 | 0 | 0 | 0 | 0 | 0 | 0 | 0 | 0 | 0 | 0 | 0 | 0 | 0 | 0 | 0 | 0 | 0 | 0 | 0 | 0 | 0 | 0
F3_Industrial_Industrial - ID_New_Space Heating_Natural Gas_Furnace_E10 | F3 | Industrial | Industrial - ID | New | Space Heating | Natural Gas | Furnace | E10 | PACT BC Ratio | 0 | 0 | 0 | 0 | 0 | 0 | 0 | 0 | 0 | 0 | 0 | 0 | 0 | 0 | 0 | 0 | 0 | 0 | 0 | 0 | 0 | 0 | 0 | 0 | 0 | 0 | 0
F4_Industrial_Industrial - ID_New_Space Heating_Natural Gas_Furnace_E1 | F4 | Industrial | Industrial - ID | New | Space Heating | Natural Gas | Furnace | E1 | RVT BC Ratio | 1 | 1 | 1 | 0 | 0 | 0 | 0 | 0 | 0 | 0 | 0 | 0 | 0 | 0 | 0 | 0 | 0 | 0 | 0 | 0 | 0 | 0 | 0 | 0 | 0 | 0 | 0
F4_Industrial_Industrial - ID_New_Space Heating_Natural Gas_Furnace_E2 | F4 | Industrial | Industrial - ID | New | Space Heating | Natural Gas | Furnace | E2 | RVT BC Ratio | 0.5 | 0.5 | 0.5 | 1 | 1 | 1 | 1 | 1 | 1 | 1 | 1 | 1 | 1 | 1 | 1 | 1 | 1 | 1 | 1 | 1 | 1 | 1 | 1 | 1 | 1 | 1 | 1
F4_Industrial_Industrial - ID_New_Space Heating_Natural Gas_Furnace_E3 | F4 | Industrial | Industrial - ID | New | Space Heating | Natural Gas | Furnace | E3 | RVT BC Ratio | 0.5 | 0.5 | 0.5 | 0.5 | 0.5 | 0.5 | 0.5 | 0.5 | 0.5 | 0.5 | 0.5 | 0.5 | 0.5 | 0.5 | 0.5 | 0.5 | 0.5 | 0.5 | 0.5 | 0.5 | 0.5 | 0.5 | 0.5 | 0.5 | 0.5 | 0.5 | 0.5
F4_Industrial_Industrial - ID_New_Space Heating_Natural Gas_Furnace_E4 | F4 | Industrial | Industrial - ID | New | Space Heating | Natural Gas | Furnace | E4 | RVT BC Ratio | 0 | 0 | 0 | 0 | 0 | 0 | 0 | 0 | 0 | 0 | 0 | 0 | 0 | 0 | 0 | 0 | 0 | 0 | 0 | 0 | 0 | 0 | 0 | 0 | 0 | 0 | 0
F4_Industrial_Industrial - ID_New_Space Heating_Natural Gas_Furnace_E5 | F4 | Industrial | Industrial - ID | New | Space Heating | Natural Gas | Furnace | E5 | RVT BC Ratio | 0 | 0 | 0 | 0 | 0 | 0 | 0 | 0 | 0 | 0 | 0 | 0 | 0 | 0 | 0 | 0 | 0 | 0 | 0 | 0 | 0 | 0 | 0 | 0 | 0 | 0 | 0
F4_Industrial_Industrial - ID_New_Space Heating_Natural Gas_Furnace_E6 | F4 | Industrial | Industrial - ID | New | Space Heating | Natural Gas | Furnace | E6 | RVT BC Ratio | 0 | 0 | 0 | 0 | 0 | 0 | 0 | 0 | 0 | 0 | 0 | 0 | 0 | 0 | 0 | 0 | 0 | 0 | 0 | 0 | 0 | 0 | 0 | 0 | 0 | 0 | 0
F4_Industrial_Industrial - ID_New_Space Heating_Natural Gas_Furnace_E7 | F4 | Industrial | Industrial - ID | New | Space Heating | Natural Gas | Furnace | E7 | RVT BC Ratio | 0 | 0 | 0 | 0 | 0 | 0 | 0 | 0 | 0 | 0 | 0 | 0 | 0 | 0 | 0 | 0 | 0 | 0 | 0 | 0 | 0 | 0 | 0 | 0 | 0 | 0 | 0
F4_Industrial_Industrial - ID_New_Space Heating_Natural Gas_Furnace_E8 | F4 | Industrial | Industrial - ID | New | Space Heating | Natural Gas | Furnace | E8 | RVT BC Ratio | 0 | 0 | 0 | 0 | 0 | 0 | 0 | 0 | 0 | 0 | 0 | 0 | 0 | 0 | 0 | 0 | 0 | 0 | 0 | 0 | 0 | 0 | 0 | 0 | 0 | 0 | 0
F4_Industrial_Industrial - ID_New_Space Heating_Natural Gas_Furnace_E9 | F4 | Industrial | Industrial - ID | New | Space Heating | Natural Gas | Furnace | E9 | RVT BC Ratio | 0 | 0 | 0 | 0 | 0 | 0 | 0 | 0 | 0 | 0 | 0 | 0 | 0 | 0 | 0 | 0 | 0 | 0 | 0 | 0 | 0 | 0 | 0 | 0 | 0 | 0 | 0
F4_Industrial_Industrial - ID_New_Space Heating_Natural Gas_Furnace_E10 | F4 | Industrial | Industrial - ID | New | Space Heating | Natural Gas | Furnace | E10 | RVT BC Ratio | 0 | 0 | 0 | 0 | 0 | 0 | 0 | 0 | 0 | 0 | 0 | 0 | 0 | 0 | 0 | 0 | 0 | 0 | 0 | 0 | 0 | 0 | 0 | 0 | 0 | 0 | 0
F5_Industrial_Industrial - ID_New_Space Heating_Natural Gas_Furnace_E1 | F5 | Industrial | Industrial - ID | New | Space Heating | Natural Gas | Furnace | E1 | RIM BC Ratio | 1 | 1 | 1 | 0 | 0 | 0 | 0 | 0 | 0 | 0 | 0 | 0 | 0 | 0 | 0 | 0 | 0 | 0 | 0 | 0 | 0 | 0 | 0 | 0 | 0 | 0 | 0
F5_Industrial_Industrial - ID_New_Space Heating_Natural Gas_Furnace_E2 | F5 | Industrial | Industrial - ID | New | Space Heating | Natural Gas | Furnace | E2 | RIM BC Ratio | 0.32079 | 0.30673 | 0.28858 | 1 | 1 | 1 | 1 | 1 | 1 | 1 | 1 | 1 | 1 | 1 | 1 | 1 | 1 | 1 | 1 | 1 | 1 | 1 | 1 | 1 | 1 | 1 | 1
F5_Industrial_Industrial - ID_New_Space Heating_Natural Gas_Furnace_E3 | F5 | Industrial | Industrial - ID | New | Space Heating | Natural Gas | Furnace | E3 | RIM BC Ratio | 0.24059 | 0.23005 | 0.21643 | 0.13469 | 0.1308 | 0.12934 | 0.12984 | 0.1314 | 0.13341 | 0.13563 | 0.13749 | 0.13939 | 0.14118 | 0.14271 | 0.14399 | 0.14527 | 0.14632 | 0.14749 | 0.1486 | 0.1495 | 0.15005 | 0.15056 | 0.15126 | 0.15171 | 0.152 | 0.15274 | 0.15349
F5_Industrial_Industrial - ID_New_Space Heating_Natural Gas_Furnace_E4 | F5 | Industrial | Industrial - ID | New | Space Heating | Natural Gas | Furnace | E4 | RIM BC Ratio | 0 | 0 | 0 | 0 | 0 | 0 | 0 | 0 | 0 | 0 | 0 | 0 | 0 | 0 | 0 | 0 | 0 | 0 | 0 | 0 | 0 | 0 | 0 | 0 | 0 | 0 | 0
F5_Industrial_Industrial - ID_New_Space Heating_Natural Gas_Furnace_E5 | F5 | Industrial | Industrial - ID | New | Space Heating | Natural Gas | Furnace | E5 | RIM BC Ratio | 0 | 0 | 0 | 0 | 0 | 0 | 0 | 0 | 0 | 0 | 0 | 0 | 0 | 0 | 0 | 0 | 0 | 0 | 0 | 0 | 0 | 0 | 0 | 0 | 0 | 0 | 0
F5_Industrial_Industrial - ID_New_Space Heating_Natural Gas_Furnace_E6 | F5 | Industrial | Industrial - ID | New | Space Heating | Natural Gas | Furnace | E6 | RIM BC Ratio | 0 | 0 | 0 | 0 | 0 | 0 | 0 | 0 | 0 | 0 | 0 | 0 | 0 | 0 | 0 | 0 | 0 | 0 | 0 | 0 | 0 | 0 | 0 | 0 | 0 | 0 | 0
F5_Industrial_Industrial - ID_New_Space Heating_Natural Gas_Furnace_E7 | F5 | Industrial | Industrial - ID | New | Space Heating | Natural Gas | Furnace | E7 | RIM BC Ratio | 0 | 0 | 0 | 0 | 0 | 0 | 0 | 0 | 0 | 0 | 0 | 0 | 0 | 0 | 0 | 0 | 0 | 0 | 0 | 0 | 0 | 0 | 0 | 0 | 0 | 0 | 0
F5_Industrial_Industrial - ID_New_Space Heating_Natural Gas_Furnace_E8 | F5 | Industrial | Industrial - ID | New | Space Heating | Natural Gas | Furnace | E8 | RIM BC Ratio | 0 | 0 | 0 | 0 | 0 | 0 | 0 | 0 | 0 | 0 | 0 | 0 | 0 | 0 | 0 | 0 | 0 | 0 | 0 | 0 | 0 | 0 | 0 | 0 | 0 | 0 | 0
F5_Industrial_Industrial - ID_New_Space Heating_Natural Gas_Furnace_E9 | F5 | Industrial | Industrial - ID | New | Space Heating | Natural Gas | Furnace | E9 | RIM BC Ratio | 0 | 0 | 0 | 0 | 0 | 0 | 0 | 0 | 0 | 0 | 0 | 0 | 0 | 0 | 0 | 0 | 0 | 0 | 0 | 0 | 0 | 0 | 0 | 0 | 0 | 0 | 0
F5_Industrial_Industrial - ID_New_Space Heating_Natural Gas_Furnace_E10 | F5 | Industrial | Industrial - ID | New | Space Heating | Natural Gas | Furnace | E10 | RIM BC Ratio | 0 | 0 | 0 | 0 | 0 | 0 | 0 | 0 | 0 | 0 | 0 | 0 | 0 | 0 | 0 | 0 | 0 | 0 | 0 | 0 | 0 | 0 | 0 | 0 | 0 | 0 | 0
F0_Industrial_Industrial - ID_New_Space Heating_Natural Gas_Boiler_E0 | F0 | Industrial | Industrial - ID | New | Space Heating | Natural Gas | Boiler | E0 | Economic Unit | AFUE 80% (Standard) | AFUE 80% (Standard) | AFUE 80% (Standard) | AFUE 80% (Standard) | AFUE 80% (Standard) | AFUE 80% (Standard) | AFUE 80% (Standard) | AFUE 80% (Standard) | AFUE 80% (Standard) | AFUE 80% (Standard) | AFUE 80% (Standard) | AFUE 80% (Standard) | AFUE 80% (Standard) | AFUE 80% (Standard) | AFUE 80% (Standard) | AFUE 80% (Standard) | AFUE 80% (Standard) | AFUE 80% (Standard) | AFUE 80% (Standard) | AFUE 80% (Standard) | AFUE 80% (Standard) | AFUE 80% (Standard) | AFUE 80% (Standard) | AFUE 80% (Standard) | AFUE 80% (Standard) | AFUE 80% (Standard) | AFUE 80% (Standard)
F1_Industrial_Industrial - ID_New_Space Heating_Natural Gas_Boiler_E1 | F1 | Industrial | Industrial - ID | New | Space Heating | Natural Gas | Boiler | E1 | CCE | 0 | 0 | 0 | 0 | 0 | 0 | 0 | 0 | 0 | 0 | 0 | 0 | 0 | 0 | 0 | 0 | 0 | 0 | 0 | 0 | 0 | 0 | 0 | 0 | 0 | 0 | 0
F1_Industrial_Industrial - ID_New_Space Heating_Natural Gas_Boiler_E2 | F1 | Industrial | Industrial - ID | New | Space Heating | Natural Gas | Boiler | E2 | CCE | 0.15494 | 0.14403 | 0.14459 | 0.14459 | 0.14459 | 0.14459 | 0.14459 | 0.14459 | 0.14459 | 0.14459 | 0.14459 | 0.14459 | 0.14459 | 0.14459 | 0.14459 | 0.14459 | 0.14459 | 0.14459 | 0.14459 | 0.14459 | 0.14459 | 0.14459 | 0.14459 | 0.14459 | 0.14459 | 0.14459 | 0.14459
F1_Industrial_Industrial - ID_New_Space Heating_Natural Gas_Boiler_E3 | F1 | Industrial | Industrial - ID | New | Space Heating | Natural Gas | Boiler | E3 | CCE | 0.15648 | 0.14545 | 0.14602 | 0.14602 | 0.14602 | 0.14602 | 0.14602 | 0.14602 | 0.14602 | 0.14602 | 0.14602 | 0.14602 | 0.14602 | 0.14602 | 0.14602 | 0.14602 | 0.14602 | 0.14602 | 0.14602 | 0.14602 | 0.14602 | 0.14602 | 0.14602 | 0.14602 | 0.14602 | 0.14602 | 0.14602
F1_Industrial_Industrial - ID_New_Space Heating_Natural Gas_Boiler_E4 | F1 | Industrial | Industrial - ID | New | Space Heating | Natural Gas | Boiler | E4 | CCE | 0.66021 | 0.61369 | 0.61608 | 0.61608 | 0.61608 | 0.61608 | 0.61608 | 0.61608 | 0.61608 | 0.61608 | 0.61608 | 0.61608 | 0.61608 | 0.61608 | 0.61608 | 0.61608 | 0.61608 | 0.61608 | 0.61608 | 0.61608 | 0.61608 | 0.61608 | 0.61608 | 0.61608 | 0.61608 | 0.61608 | 0.61608
F1_Industrial_Industrial - ID_New_Space Heating_Natural Gas_Boiler_E5 | F1 | Industrial | Industrial - ID | New | Space Heating | Natural Gas | Boiler | E5 | CCE | 0 | 0 | 0 | 0 | 0 | 0 | 0 | 0 | 0 | 0 | 0 | 0 | 0 | 0 | 0 | 0 | 0 | 0 | 0 | 0 | 0 | 0 | 0 | 0 | 0 | 0 | 0
F1_Industrial_Industrial - ID_New_Space Heating_Natural Gas_Boiler_E6 | F1 | Industrial | Industrial - ID | New | Space Heating | Natural Gas | Boiler | E6 | CCE | 0 | 0 | 0 | 0 | 0 | 0 | 0 | 0 | 0 | 0 | 0 | 0 | 0 | 0 | 0 | 0 | 0 | 0 | 0 | 0 | 0 | 0 | 0 | 0 | 0 | 0 | 0
F1_Industrial_Industrial - ID_New_Space Heating_Natural Gas_Boiler_E7 | F1 | Industrial | Industrial - ID | New | Space Heating | Natural Gas | Boiler | E7 | CCE | 0 | 0 | 0 | 0 | 0 | 0 | 0 | 0 | 0 | 0 | 0 | 0 | 0 | 0 | 0 | 0 | 0 | 0 | 0 | 0 | 0 | 0 | 0 | 0 | 0 | 0 | 0
F1_Industrial_Industrial - ID_New_Space Heating_Natural Gas_Boiler_E8 | F1 | Industrial | Industrial - ID | New | Space Heating | Natural Gas | Boiler | E8 | CCE | 0 | 0 | 0 | 0 | 0 | 0 | 0 | 0 | 0 | 0 | 0 | 0 | 0 | 0 | 0 | 0 | 0 | 0 | 0 | 0 | 0 | 0 | 0 | 0 | 0 | 0 | 0
F1_Industrial_Industrial - ID_New_Space Heating_Natural Gas_Boiler_E9 | F1 | Industrial | Industrial - ID | New | Space Heating | Natural Gas | Boiler | E9 | CCE | 0 | 0 | 0 | 0 | 0 | 0 | 0 | 0 | 0 | 0 | 0 | 0 | 0 | 0 | 0 | 0 | 0 | 0 | 0 | 0 | 0 | 0 | 0 | 0 | 0 | 0 | 0
F1_Industrial_Industrial - ID_New_Space Heating_Natural Gas_Boiler_E10 | F1 | Industrial | Industrial - ID | New | Space Heating | Natural Gas | Boiler | E10 | CCE | 0 | 0 | 0 | 0 | 0 | 0 | 0 | 0 | 0 | 0 | 0 | 0 | 0 | 0 | 0 | 0 | 0 | 0 | 0 | 0 | 0 | 0 | 0 | 0 | 0 | 0 | 0
F2_Industrial_Industrial - ID_New_Space Heating_Natural Gas_Boiler_E1 | F2 | Industrial | Industrial - ID | New | Space Heating | Natural Gas | Boiler | E1 | TRC BC Ratio | bar: 2021 to 2047
F2_Industrial_Industrial - ID_New_Space Heating_Natural Gas_Boiler_E2 | F2 | Industrial | Industrial - ID | New | Space Heating | Natural Gas | Boiler | E2 | TRC BC Ratio | 0.035079 | 0.033602 | 0.031687 | 0.029662 | 0.028842 | 0.028538 | 0.028644 | 0.028979 | 0.02941 | 0.029884 | 0.030284 | 0.030691 | 0.031076 | 0.031405 | 0.031681 | 0.031957 | 0.032187 | 0.032439 | 0.03268 | 0.032877 | 0.033 | 0.033114 | 0.033267 | 0.033369 | 0.033436 | 0.0336 | 0.033765
F2_Industrial_Industrial - ID_New_Space Heating_Natural Gas_Boiler_E3 | F2 | Industrial | Industrial - ID | New | Space Heating | Natural Gas | Boiler | E3 | TRC BC Ratio | 0.034735 | 0.033272 | 0.031377 | 0.029371 | 0.02856 | 0.028258 | 0.028364 | 0.028694 | 0.029121 | 0.029591 | 0.029987 | 0.03039 | 0.030771 | 0.031097 | 0.03137 | 0.031644 | 0.031872 | 0.032121 | 0.032359 | 0.032555 | 0.032677 | 0.03279 | 0.032941 | 0.033042 | 0.033109 | 0.033271 | 0.033434
F2_Industrial_Industrial - ID_New_Space Heating_Natural Gas_Boiler_E4 | F2 | Industrial | Industrial - ID | New | Space Heating | Natural Gas | Boiler | E4 | TRC BC Ratio | 0.0079213 | 0.0077389 | 0.0074883 | 0.0072173 | 0.0071185 | 0.0070921 | 0.0071239 | 0.0071877 | 0.0072639 | 0.0073447 | 0.0074137 | 0.0074844 | 0.0075525 | 0.0076125 | 0.0076659 | 0.0077212 | 0.0077698 | 0.0078216 | 0.0078719 | 0.007916 | 0.0079492 | 0.0079812 | 0.0080189 | 0.0080493 | 0.0080747 | 0.0081143 | 0.008154
F2_Industrial_Industrial - ID_New_Space Heating_Natural Gas_Boiler_E5 | F2 | Industrial | Industrial - ID | New | Space Heating | Natural Gas | Boiler | E5 | TRC BC Ratio | 0 | 0 | 0 | 0 | 0 | 0 | 0 | 0 | 0 | 0 | 0 | 0 | 0 | 0 | 0 | 0 | 0 | 0 | 0 | 0 | 0 | 0 | 0 | 0 | 0 | 0 | 0
F2_Industrial_Industrial - ID_New_Space Heating_Natural Gas_Boiler_E6 | F2 | Industrial | Industrial - ID | New | Space Heating | Natural Gas | Boiler | E6 | TRC BC Ratio | 0 | 0 | 0 | 0 | 0 | 0 | 0 | 0 | 0 | 0 | 0 | 0 | 0 | 0 | 0 | 0 | 0 | 0 | 0 | 0 | 0 | 0 | 0 | 0 | 0 | 0 | 0
F2_Industrial_Industrial - ID_New_Space Heating_Natural Gas_Boiler_E7 | F2 | Industrial | Industrial - ID | New | Space Heating | Natural Gas | Boiler | E7 | TRC BC Ratio | 0 | 0 | 0 | 0 | 0 | 0 | 0 | 0 | 0 | 0 | 0 | 0 | 0 | 0 | 0 | 0 | 0 | 0 | 0 | 0 | 0 | 0 | 0 | 0 | 0 | 0 | 0
F2_Industrial_Industrial - ID_New_Space Heating_Natural Gas_Boiler_E8 | F2 | Industrial | Industrial - ID | New | Space Heating | Natural Gas | Boiler | E8 | TRC BC Ratio | 0 | 0 | 0 | 0 | 0 | 0 | 0 | 0 | 0 | 0 | 0 | 0 | 0 | 0 | 0 | 0 | 0 | 0 | 0 | 0 | 0 | 0 | 0 | 0 | 0 | 0 | 0
F2_Industrial_Industrial - ID_New_Space Heating_Natural Gas_Boiler_E9 | F2 | Industrial | Industrial - ID | New | Space Heating | Natural Gas | Boiler | E9 | TRC BC Ratio | 0 | 0 | 0 | 0 | 0 | 0 | 0 | 0 | 0 | 0 | 0 | 0 | 0 | 0 | 0 | 0 | 0 | 0 | 0 | 0 | 0 | 0 | 0 | 0 | 0 | 0 | 0
F2_Industrial_Industrial - ID_New_Space Heating_Natural Gas_Boiler_E10 | F2 | Industrial | Industrial - ID | New | Space Heating | Natural Gas | Boiler | E10 | TRC BC Ratio | 0 | 0 | 0 | 0 | 0 | 0 | 0 | 0 | 0 | 0 | 0 | 0 | 0 | 0 | 0 | 0 | 0 | 0 | 0 | 0 | 0 | 0 | 0 | 0 | 0 | 0 | 0
F3_Industrial_Industrial - ID_New_Space Heating_Natural Gas_Boiler_E1 | F3 | Industrial | Industrial - ID | New | Space Heating | Natural Gas | Boiler | E1 | PACT BC Ratio | bar: 2021 to 2047
F3_Industrial_Industrial - ID_New_Space Heating_Natural Gas_Boiler_E2 | F3 | Industrial | Industrial - ID | New | Space Heating | Natural Gas | Boiler | E2 | PACT BC Ratio | 0.058465 | 0.056003 | 0.052812 | 0.049437 | 0.048071 | 0.047563 | 0.047741 | 0.048298 | 0.049016 | 0.049806 | 0.050473 | 0.051152 | 0.051793 | 0.052341 | 0.052801 | 0.053262 | 0.053645 | 0.054064 | 0.054466 | 0.054796 | 0.055 | 0.055191 | 0.055445 | 0.055615 | 0.055727 | 0.056001 | 0.056275
F3_Industrial_Industrial - ID_New_Space Heating_Natural Gas_Boiler_E3 | F3 | Industrial | Industrial - ID | New | Space Heating | Natural Gas | Boiler | E3 | PACT BC Ratio | 0.057892 | 0.055454 | 0.052295 | 0.048952 | 0.0476 | 0.047097 | 0.047273 | 0.047824 | 0.048536 | 0.049318 | 0.049978 | 0.050651 | 0.051285 | 0.051828 | 0.052284 | 0.05274 | 0.053119 | 0.053534 | 0.053932 | 0.054259 | 0.054461 | 0.05465 | 0.054902 | 0.05507 | 0.055181 | 0.055452 | 0.055723
F3_Industrial_Industrial - ID_New_Space Heating_Natural Gas_Boiler_E4 | F3 | Industrial | Industrial - ID | New | Space Heating | Natural Gas | Boiler | E4 | PACT BC Ratio | 0.013202 | 0.012898 | 0.01248 | 0.012029 | 0.011864 | 0.01182 | 0.011873 | 0.011979 | 0.012106 | 0.012241 | 0.012356 | 0.012474 | 0.012588 | 0.012688 | 0.012777 | 0.012869 | 0.01295 | 0.013036 | 0.01312 | 0.013193 | 0.013249 | 0.013302 | 0.013365 | 0.013416 | 0.013458 | 0.013524 | 0.01359
F3_Industrial_Industrial - ID_New_Space Heating_Natural Gas_Boiler_E5 | F3 | Industrial | Industrial - ID | New | Space Heating | Natural Gas | Boiler | E5 | PACT BC Ratio | 0 | 0 | 0 | 0 | 0 | 0 | 0 | 0 | 0 | 0 | 0 | 0 | 0 | 0 | 0 | 0 | 0 | 0 | 0 | 0 | 0 | 0 | 0 | 0 | 0 | 0 | 0
F3_Industrial_Industrial - ID_New_Space Heating_Natural Gas_Boiler_E6 | F3 | Industrial | Industrial - ID | New | Space Heating | Natural Gas | Boiler | E6 | PACT BC Ratio | 0 | 0 | 0 | 0 | 0 | 0 | 0 | 0 | 0 | 0 | 0 | 0 | 0 | 0 | 0 | 0 | 0 | 0 | 0 | 0 | 0 | 0 | 0 | 0 | 0 | 0 | 0
F3_Industrial_Industrial - ID_New_Space Heating_Natural Gas_Boiler_E7 | F3 | Industrial | Industrial - ID | New | Space Heating | Natural Gas | Boiler | E7 | PACT BC Ratio | 0 | 0 | 0 | 0 | 0 | 0 | 0 | 0 | 0 | 0 | 0 | 0 | 0 | 0 | 0 | 0 | 0 | 0 | 0 | 0 | 0 | 0 | 0 | 0 | 0 | 0 | 0
F3_Industrial_Industrial - ID_New_Space Heating_Natural Gas_Boiler_E8 | F3 | Industrial | Industrial - ID | New | Space Heating | Natural Gas | Boiler | E8 | PACT BC Ratio | 0 | 0 | 0 | 0 | 0 | 0 | 0 | 0 | 0 | 0 | 0 | 0 | 0 | 0 | 0 | 0 | 0 | 0 | 0 | 0 | 0 | 0 | 0 | 0 | 0 | 0 | 0
F3_Industrial_Industrial - ID_New_Space Heating_Natural Gas_Boiler_E9 | F3 | Industrial | Industrial - ID | New | Space Heating | Natural Gas | Boiler | E9 | PACT BC Ratio | 0 | 0 | 0 | 0 | 0 | 0 | 0 | 0 | 0 | 0 | 0 | 0 | 0 | 0 | 0 | 0 | 0 | 0 | 0 | 0 | 0 | 0 | 0 | 0 | 0 | 0 | 0
F3_Industrial_Industrial - ID_New_Space Heating_Natural Gas_Boiler_E10 | F3 | Industrial | Industrial - ID | New | Space Heating | Natural Gas | Boiler | E10 | PACT BC Ratio | 0 | 0 | 0 | 0 | 0 | 0 | 0 | 0 | 0 | 0 | 0 | 0 | 0 | 0 | 0 | 0 | 0 | 0 | 0 | 0 | 0 | 0 | 0 | 0 | 0 | 0 | 0
F4_Industrial_Industrial - ID_New_Space Heating_Natural Gas_Boiler_E1 | F4 | Industrial | Industrial - ID | New | Space Heating | Natural Gas | Boiler | E1 | RVT BC Ratio | bar: 2021 to 2047
F4_Industrial_Industrial - ID_New_Space Heating_Natural Gas_Boiler_E2 | F4 | Industrial | Industrial - ID | New | Space Heating | Natural Gas | Boiler | E2 | RVT BC Ratio | 0.5 | 0.5 | 0.5 | 0.5 | 0.5 | 0.5 | 0.5 | 0.5 | 0.5 | 0.5 | 0.5 | 0.5 | 0.5 | 0.5 | 0.5 | 0.5 | 0.5 | 0.5 | 0.5 | 0.5 | 0.5 | 0.5 | 0.5 | 0.5 | 0.5 | 0.5 | 0.5
F4_Industrial_Industrial - ID_New_Space Heating_Natural Gas_Boiler_E3 | F4 | Industrial | Industrial - ID | New | Space Heating | Natural Gas | Boiler | E3 | RVT BC Ratio | 0.5 | 0.5 | 0.5 | 0.5 | 0.5 | 0.5 | 0.5 | 0.5 | 0.5 | 0.5 | 0.5 | 0.5 | 0.5 | 0.5 | 0.5 | 0.5 | 0.5 | 0.5 | 0.5 | 0.5 | 0.5 | 0.5 | 0.5 | 0.5 | 0.5 | 0.5 | 0.5
F4_Industrial_Industrial - ID_New_Space Heating_Natural Gas_Boiler_E4 | F4 | Industrial | Industrial - ID | New | Space Heating | Natural Gas | Boiler | E4 | RVT BC Ratio | 0.5 | 0.5 | 0.5 | 0.5 | 0.5 | 0.5 | 0.5 | 0.5 | 0.5 | 0.5 | 0.5 | 0.5 | 0.5 | 0.5 | 0.5 | 0.5 | 0.5 | 0.5 | 0.5 | 0.5 | 0.5 | 0.5 | 0.5 | 0.5 | 0.5 | 0.5 | 0.5
F4_Industrial_Industrial - ID_New_Space Heating_Natural Gas_Boiler_E5 | F4 | Industrial | Industrial - ID | New | Space Heating | Natural Gas | Boiler | E5 | RVT BC Ratio | 0 | 0 | 0 | 0 | 0 | 0 | 0 | 0 | 0 | 0 | 0 | 0 | 0 | 0 | 0 | 0 | 0 | 0 | 0 | 0 | 0 | 0 | 0 | 0 | 0 | 0 | 0
F4_Industrial_Industrial - ID_New_Space Heating_Natural Gas_Boiler_E6 | F4 | Industrial | Industrial - ID | New | Space Heating | Natural Gas | Boiler | E6 | RVT BC Ratio | 0 | 0 | 0 | 0 | 0 | 0 | 0 | 0 | 0 | 0 | 0 | 0 | 0 | 0 | 0 | 0 | 0 | 0 | 0 | 0 | 0 | 0 | 0 | 0 | 0 | 0 | 0
F4_Industrial_Industrial - ID_New_Space Heating_Natural Gas_Boiler_E7 | F4 | Industrial | Industrial - ID | New | Space Heating | Natural Gas | Boiler | E7 | RVT BC Ratio | 0 | 0 | 0 | 0 | 0 | 0 | 0 | 0 | 0 | 0 | 0 | 0 | 0 | 0 | 0 | 0 | 0 | 0 | 0 | 0 | 0 | 0 | 0 | 0 | 0 | 0 | 0
F4_Industrial_Industrial - ID_New_Space Heating_Natural Gas_Boiler_E8 | F4 | Industrial | Industrial - ID | New | Space Heating | Natural Gas | Boiler | E8 | RVT BC Ratio | 0 | 0 | 0 | 0 | 0 | 0 | 0 | 0 | 0 | 0 | 0 | 0 | 0 | 0 | 0 | 0 | 0 | 0 | 0 | 0 | 0 | 0 | 0 | 0 | 0 | 0 | 0
F4_Industrial_Industrial - ID_New_Space Heating_Natural Gas_Boiler_E9 | F4 | Industrial | Industrial - ID | New | Space Heating | Natural Gas | Boiler | E9 | RVT BC Ratio | 0 | 0 | 0 | 0 | 0 | 0 | 0 | 0 | 0 | 0 | 0 | 0 | 0 | 0 | 0 | 0 | 0 | 0 | 0 | 0 | 0 | 0 | 0 | 0 | 0 | 0 | 0
F4_Industrial_Industrial - ID_New_Space Heating_Natural Gas_Boiler_E10 | F4 | Industrial | Industrial - ID | New | Space Heating | Natural Gas | Boiler | E10 | RVT BC Ratio | 0 | 0 | 0 | 0 | 0 | 0 | 0 | 0 | 0 | 0 | 0 | 0 | 0 | 0 | 0 | 0 | 0 | 0 | 0 | 0 | 0 | 0 | 0 | 0 | 0 | 0 | 0
F5_Industrial_Industrial - ID_New_Space Heating_Natural Gas_Boiler_E1 | F5 | Industrial | Industrial - ID | New | Space Heating | Natural Gas | Boiler | E1 | RIM BC Ratio | bar: 2021 to 2047
F5_Industrial_Industrial - ID_New_Space Heating_Natural Gas_Boiler_E2 | F5 | Industrial | Industrial - ID | New | Space Heating | Natural Gas | Boiler | E2 | RIM BC Ratio | 0.058465 | 0.056003 | 0.052812 | 0.049437 | 0.048071 | 0.047563 | 0.047741 | 0.048298 | 0.049016 | 0.049806 | 0.050473 | 0.051152 | 0.051793 | 0.052341 | 0.052801 | 0.053262 | 0.053645 | 0.054064 | 0.054466 | 0.054796 | 0.055 | 0.055191 | 0.055445 | 0.055615 | 0.055727 | 0.056001 | 0.056275
F5_Industrial_Industrial - ID_New_Space Heating_Natural Gas_Boiler_E3 | F5 | Industrial | Industrial - ID | New | Space Heating | Natural Gas | Boiler | E3 | RIM BC Ratio | 0.057892 | 0.055454 | 0.052295 | 0.048952 | 0.0476 | 0.047097 | 0.047273 | 0.047824 | 0.048536 | 0.049318 | 0.049978 | 0.050651 | 0.051285 | 0.051828 | 0.052284 | 0.05274 | 0.053119 | 0.053534 | 0.053932 | 0.054259 | 0.054461 | 0.05465 | 0.054902 | 0.05507 | 0.055181 | 0.055452 | 0.055723
F5_Industrial_Industrial - ID_New_Space Heating_Natural Gas_Boiler_E4 | F5 | Industrial | Industrial - ID | New | Space Heating | Natural Gas | Boiler | E4 | RIM BC Ratio | 0.013202 | 0.012898 | 0.01248 | 0.012029 | 0.011864 | 0.01182 | 0.011873 | 0.011979 | 0.012106 | 0.012241 | 0.012356 | 0.012474 | 0.012588 | 0.012688 | 0.012777 | 0.012869 | 0.01295 | 0.013036 | 0.01312 | 0.013193 | 0.013249 | 0.013302 | 0.013365 | 0.013416 | 0.013458 | 0.013524 | 0.01359
F5_Industrial_Industrial - ID_New_Space Heating_Natural Gas_Boiler_E5 | F5 | Industrial | Industrial - ID | New | Space Heating | Natural Gas | Boiler | E5 | RIM BC Ratio | 0 | 0 | 0 | 0 | 0 | 0 | 0 | 0 | 0 | 0 | 0 | 0 | 0 | 0 | 0 | 0 | 0 | 0 | 0 | 0 | 0 | 0 | 0 | 0 | 0 | 0 | 0
F5_Industrial_Industrial - ID_New_Space Heating_Natural Gas_Boiler_E6 | F5 | Industrial | Industrial - ID | New | Space Heating | Natural Gas | Boiler | E6 | RIM BC Ratio | 0 | 0 | 0 | 0 | 0 | 0 | 0 | 0 | 0 | 0 | 0 | 0 | 0 | 0 | 0 | 0 | 0 | 0 | 0 | 0 | 0 | 0 | 0 | 0 | 0 | 0 | 0
F5_Industrial_Industrial - ID_New_Space Heating_Natural Gas_Boiler_E7 | F5 | Industrial | Industrial - ID | New | Space Heating | Natural Gas | Boiler | E7 | RIM BC Ratio | 0 | 0 | 0 | 0 | 0 | 0 | 0 | 0 | 0 | 0 | 0 | 0 | 0 | 0 | 0 | 0 | 0 | 0 | 0 | 0 | 0 | 0 | 0 | 0 | 0 | 0 | 0
F5_Industrial_Industrial - ID_New_Space Heating_Natural Gas_Boiler_E8 | F5 | Industrial | Industrial - ID | New | Space Heating | Natural Gas | Boiler | E8 | RIM BC Ratio | 0 | 0 | 0 | 0 | 0 | 0 | 0 | 0 | 0 | 0 | 0 | 0 | 0 | 0 | 0 | 0 | 0 | 0 | 0 | 0 | 0 | 0 | 0 | 0 | 0 | 0 | 0
F5_Industrial_Industrial - ID_New_Space Heating_Natural Gas_Boiler_E9 | F5 | Industrial | Industrial - ID | New | Space Heating | Natural Gas | Boiler | E9 | RIM BC Ratio | 0 | 0 | 0 | 0 | 0 | 0 | 0 | 0 | 0 | 0 | 0 | 0 | 0 | 0 | 0 | 0 | 0 | 0 | 0 | 0 | 0 | 0 | 0 | 0 | 0 | 0 | 0
F5_Industrial_Industrial - ID_New_Space Heating_Natural Gas_Boiler_E10 | F5 | Industrial | Industrial - ID | New | Space Heating | Natural Gas | Boiler | E10 | RIM BC Ratio | 0 | 0 | 0 | 0 | 0 | 0 | 0 | 0 | 0 | 0 | 0 | 0 | 0 | 0 | 0 | 0 | 0 | 0 | 0 | 0 | 0 | 0 | 0 | 0 | 0 | 0 | 0
F0_Industrial_Industrial - ID_New_Space Heating_Natural Gas_Unit Heater_E0 | F0 | Industrial | Industrial - ID | New | Space Heating | Natural Gas | Unit Heater | E0 | Economic Unit | Infrared Radiant | Infrared Radiant | Infrared Radiant | Infrared Radiant | Infrared Radiant | Infrared Radiant | Infrared Radiant | Infrared Radiant | Infrared Radiant | Infrared Radiant | Infrared Radiant | Infrared Radiant | Infrared Radiant | Infrared Radiant | Infrared Radiant | Infrared Radiant | Infrared Radiant | Infrared Radiant | Infrared Radiant | Infrared Radiant | Infrared Radiant | Infrared Radiant | Infrared Radiant | Infrared Radiant | Infrared Radiant | Infrared Radiant | Infrared Radiant
F1_Industrial_Industrial - ID_New_Space Heating_Natural Gas_Unit Heater_E1 | F1 | Industrial | Industrial - ID | New | Space Heating | Natural Gas | Unit Heater | E1 | CCE | 0 | 0 | 0 | 0 | 0 | 0 | 0 | 0 | 0 | 0 | 0 | 0 | 0 | 0 | 0 | 0 | 0 | 0 | 0 | 0 | 0 | 0 | 0 | 0 | 0 | 0 | 0
F1_Industrial_Industrial - ID_New_Space Heating_Natural Gas_Unit Heater_E2 | F1 | Industrial | Industrial - ID | New | Space Heating | Natural Gas | Unit Heater | E2 | CCE | 0.00017391 | 0.00016166 | 0.00016228 | 0.00016228 | 0.00016228 | 0.00016228 | 0.00016228 | 0.00016228 | 0.00016228 | 0.00016228 | 0.00016228 | 0.00016228 | 0.00016228 | 0.00016228 | 0.00016228 | 0.00016228 | 0.00016228 | 0.00016228 | 0.00016228 | 0.00016228 | 0.00016228 | 0.00016228 | 0.00016228 | 0.00016228 | 0.00016228 | 0.00016228 | 0.00016228
F1_Industrial_Industrial - ID_New_Space Heating_Natural Gas_Unit Heater_E3 | F1 | Industrial | Industrial - ID | New | Space Heating | Natural Gas | Unit Heater | E3 | CCE | 0.00026608 | 0.00024733 | 0.0002483 | 0.0002483 | 0.0002483 | 0.0002483 | 0.0002483 | 0.0002483 | 0.0002483 | 0.0002483 | 0.0002483 | 0.0002483 | 0.0002483 | 0.0002483 | 0.0002483 | 0.0002483 | 0.0002483 | 0.0002483 | 0.0002483 | 0.0002483 | 0.0002483 | 0.0002483 | 0.0002483 | 0.0002483 | 0.0002483 | 0.0002483 | 0.0002483
F1_Industrial_Industrial - ID_New_Space Heating_Natural Gas_Unit Heater_E4 | F1 | Industrial | Industrial - ID | New | Space Heating | Natural Gas | Unit Heater | E4 | CCE | 0 | 0 | 0 | 0 | 0 | 0 | 0 | 0 | 0 | 0 | 0 | 0 | 0 | 0 | 0 | 0 | 0 | 0 | 0 | 0 | 0 | 0 | 0 | 0 | 0 | 0 | 0
F1_Industrial_Industrial - ID_New_Space Heating_Natural Gas_Unit Heater_E5 | F1 | Industrial | Industrial - ID | New | Space Heating | Natural Gas | Unit Heater | E5 | CCE | 0 | 0 | 0 | 0 | 0 | 0 | 0 | 0 | 0 | 0 | 0 | 0 | 0 | 0 | 0 | 0 | 0 | 0 | 0 | 0 | 0 | 0 | 0 | 0 | 0 | 0 | 0
F1_Industrial_Industrial - ID_New_Space Heating_Natural Gas_Unit Heater_E6 | F1 | Industrial | Industrial - ID | New | Space Heating | Natural Gas | Unit Heater | E6 | CCE | 0 | 0 | 0 | 0 | 0 | 0 | 0 | 0 | 0 | 0 | 0 | 0 | 0 | 0 | 0 | 0 | 0 | 0 | 0 | 0 | 0 | 0 | 0 | 0 | 0 | 0 | 0
F1_Industrial_Industrial - ID_New_Space Heating_Natural Gas_Unit Heater_E7 | F1 | Industrial | Industrial - ID | New | Space Heating | Natural Gas | Unit Heater | E7 | CCE | 0 | 0 | 0 | 0 | 0 | 0 | 0 | 0 | 0 | 0 | 0 | 0 | 0 | 0 | 0 | 0 | 0 | 0 | 0 | 0 | 0 | 0 | 0 | 0 | 0 | 0 | 0
F1_Industrial_Industrial - ID_New_Space Heating_Natural Gas_Unit Heater_E8 | F1 | Industrial | Industrial - ID | New | Space Heating | Natural Gas | Unit Heater | E8 | CCE | 0 | 0 | 0 | 0 | 0 | 0 | 0 | 0 | 0 | 0 | 0 | 0 | 0 | 0 | 0 | 0 | 0 | 0 | 0 | 0 | 0 | 0 | 0 | 0 | 0 | 0 | 0
F1_Industrial_Industrial - ID_New_Space Heating_Natural Gas_Unit Heater_E9 | F1 | Industrial | Industrial - ID | New | Space Heating | Natural Gas | Unit Heater | E9 | CCE | 0 | 0 | 0 | 0 | 0 | 0 | 0 | 0 | 0 | 0 | 0 | 0 | 0 | 0 | 0 | 0 | 0 | 0 | 0 | 0 | 0 | 0 | 0 | 0 | 0 | 0 | 0
F1_Industrial_Industrial - ID_New_Space Heating_Natural Gas_Unit Heater_E10 | F1 | Industrial | Industrial - ID | New | Space Heating | Natural Gas | Unit Heater | E10 | CCE | 0 | 0 | 0 | 0 | 0 | 0 | 0 | 0 | 0 | 0 | 0 | 0 | 0 | 0 | 0 | 0 | 0 | 0 | 0 | 0 | 0 | 0 | 0 | 0 | 0 | 0 | 0
F2_Industrial_Industrial - ID_New_Space Heating_Natural Gas_Unit Heater_E1 | F2 | Industrial | Industrial - ID | New | Space Heating | Natural Gas | Unit Heater | E1 | TRC BC Ratio | bar: 2021 to 2047
F2_Industrial_Industrial - ID_New_Space Heating_Natural Gas_Unit Heater_E2 | F2 | Industrial | Industrial - ID | New | Space Heating | Natural Gas | Unit Heater | E2 | TRC BC Ratio | 31.4727 | 30.0012 | 28.1041 | 26.101 | 25.2852 | 24.9786 | 25.0745 | 25.3925 | 25.8055 | 26.2589 | 26.6363 | 27.0211 | 27.3833 | 27.6906 | 27.9463 | 28.202 | 28.4123 | 28.6435 | 28.8643 | 29.0427 | 29.1473 | 29.2435 | 29.3775 | 29.4618 | 29.5116 | 29.6563 | 29.8017
F2_Industrial_Industrial - ID_New_Space Heating_Natural Gas_Unit Heater_E3 | F2 | Industrial | Industrial - ID | New | Space Heating | Natural Gas | Unit Heater | E3 | TRC BC Ratio | 17.2277 | 17.8307 | 18.4649 | 19.0763 | 19.449 | 19.7163 | 19.88 | 19.9801 | 20.0384 | 20.0553 | 20.0536 | 20.0579 | 20.0766 | 20.1049 | 20.1572 | 20.2356 | 20.3225 | 20.4063 | 20.4925 | 20.5866 | 20.694 | 20.8035 | 20.9071 | 21.0198 | 21.1391 | 21.2427 | 21.3468
F2_Industrial_Industrial - ID_New_Space Heating_Natural Gas_Unit Heater_E4 | F2 | Industrial | Industrial - ID | New | Space Heating | Natural Gas | Unit Heater | E4 | TRC BC Ratio | 0 | 0 | 0 | 0 | 0 | 0 | 0 | 0 | 0 | 0 | 0 | 0 | 0 | 0 | 0 | 0 | 0 | 0 | 0 | 0 | 0 | 0 | 0 | 0 | 0 | 0 | 0
F2_Industrial_Industrial - ID_New_Space Heating_Natural Gas_Unit Heater_E5 | F2 | Industrial | Industrial - ID | New | Space Heating | Natural Gas | Unit Heater | E5 | TRC BC Ratio | 0 | 0 | 0 | 0 | 0 | 0 | 0 | 0 | 0 | 0 | 0 | 0 | 0 | 0 | 0 | 0 | 0 | 0 | 0 | 0 | 0 | 0 | 0 | 0 | 0 | 0 | 0
F2_Industrial_Industrial - ID_New_Space Heating_Natural Gas_Unit Heater_E6 | F2 | Industrial | Industrial - ID | New | Space Heating | Natural Gas | Unit Heater | E6 | TRC BC Ratio | 0 | 0 | 0 | 0 | 0 | 0 | 0 | 0 | 0 | 0 | 0 | 0 | 0 | 0 | 0 | 0 | 0 | 0 | 0 | 0 | 0 | 0 | 0 | 0 | 0 | 0 | 0
F2_Industrial_Industrial - ID_New_Space Heating_Natural Gas_Unit Heater_E7 | F2 | Industrial | Industrial - ID | New | Space Heating | Natural Gas | Unit Heater | E7 | TRC BC Ratio | 0 | 0 | 0 | 0 | 0 | 0 | 0 | 0 | 0 | 0 | 0 | 0 | 0 | 0 | 0 | 0 | 0 | 0 | 0 | 0 | 0 | 0 | 0 | 0 | 0 | 0 | 0
F2_Industrial_Industrial - ID_New_Space Heating_Natural Gas_Unit Heater_E8 | F2 | Industrial | Industrial - ID | New | Space Heating | Natural Gas | Unit Heater | E8 | TRC BC Ratio | 0 | 0 | 0 | 0 | 0 | 0 | 0 | 0 | 0 | 0 | 0 | 0 | 0 | 0 | 0 | 0 | 0 | 0 | 0 | 0 | 0 | 0 | 0 | 0 | 0 | 0 | 0
F2_Industrial_Industrial - ID_New_Space Heating_Natural Gas_Unit Heater_E9 | F2 | Industrial | Industrial - ID | New | Space Heating | Natural Gas | Unit Heater | E9 | TRC BC Ratio | 0 | 0 | 0 | 0 | 0 | 0 | 0 | 0 | 0 | 0 | 0 | 0 | 0 | 0 | 0 | 0 | 0 | 0 | 0 | 0 | 0 | 0 | 0 | 0 | 0 | 0 | 0
F2_Industrial_Industrial - ID_New_Space Heating_Natural Gas_Unit Heater_E10 | F2 | Industrial | Industrial - ID | New | Space Heating | Natural Gas | Unit Heater | E10 | TRC BC Ratio | 0 | 0 | 0 | 0 | 0 | 0 | 0 | 0 | 0 | 0 | 0 | 0 | 0 | 0 | 0 | 0 | 0 | 0 | 0 | 0 | 0 | 0 | 0 | 0 | 0 | 0 | 0
F3_Industrial_Industrial - ID_New_Space Heating_Natural Gas_Unit Heater_E1 | F3 | Industrial | Industrial - ID | New | Space Heating | Natural Gas | Unit Heater | E1 | PACT BC Ratio | bar: 2021 to 2047
F3_Industrial_Industrial - ID_New_Space Heating_Natural Gas_Unit Heater_E2 | F3 | Industrial | Industrial - ID | New | Space Heating | Natural Gas | Unit Heater | E2 | PACT BC Ratio | 52.4545 | 50.0019 | 46.8402 | 43.5016 | 42.1421 | 41.6309 | 41.7908 | 42.3208 | 43.0091 | 43.7648 | 44.3939 | 45.0352 | 45.6388 | 46.1511 | 46.5771 | 47.0033 | 47.3538 | 47.7391 | 48.1072 | 48.4045 | 48.5789 | 48.7392 | 48.9625 | 49.103 | 49.1861 | 49.4272 | 49.6695
F3_Industrial_Industrial - ID_New_Space Heating_Natural Gas_Unit Heater_E3 | F3 | Industrial | Industrial - ID | New | Space Heating | Natural Gas | Unit Heater | E3 | PACT BC Ratio | 28.7128 | 29.7179 | 30.7748 | 31.7938 | 32.415 | 32.8605 | 33.1333 | 33.3002 | 33.3974 | 33.4256 | 33.4227 | 33.4299 | 33.4609 | 33.5082 | 33.5953 | 33.726 | 33.8708 | 34.0105 | 34.1542 | 34.311 | 34.49 | 34.6725 | 34.8451 | 35.033 | 35.2318 | 35.4045 | 35.5781
F3_Industrial_Industrial - ID_New_Space Heating_Natural Gas_Unit Heater_E4 | F3 | Industrial | Industrial - ID | New | Space Heating | Natural Gas | Unit Heater | E4 | PACT BC Ratio | 0 | 0 | 0 | 0 | 0 | 0 | 0 | 0 | 0 | 0 | 0 | 0 | 0 | 0 | 0 | 0 | 0 | 0 | 0 | 0 | 0 | 0 | 0 | 0 | 0 | 0 | 0
F3_Industrial_Industrial - ID_New_Space Heating_Natural Gas_Unit Heater_E5 | F3 | Industrial | Industrial - ID | New | Space Heating | Natural Gas | Unit Heater | E5 | PACT BC Ratio | 0 | 0 | 0 | 0 | 0 | 0 | 0 | 0 | 0 | 0 | 0 | 0 | 0 | 0 | 0 | 0 | 0 | 0 | 0 | 0 | 0 | 0 | 0 | 0 | 0 | 0 | 0
F3_Industrial_Industrial - ID_New_Space Heating_Natural Gas_Unit Heater_E6 | F3 | Industrial | Industrial - ID | New | Space Heating | Natural Gas | Unit Heater | E6 | PACT BC Ratio | 0 | 0 | 0 | 0 | 0 | 0 | 0 | 0 | 0 | 0 | 0 | 0 | 0 | 0 | 0 | 0 | 0 | 0 | 0 | 0 | 0 | 0 | 0 | 0 | 0 | 0 | 0
F3_Industrial_Industrial - ID_New_Space Heating_Natural Gas_Unit Heater_E7 | F3 | Industrial | Industrial - ID | New | Space Heating | Natural Gas | Unit Heater | E7 | PACT BC Ratio | 0 | 0 | 0 | 0 | 0 | 0 | 0 | 0 | 0 | 0 | 0 | 0 | 0 | 0 | 0 | 0 | 0 | 0 | 0 | 0 | 0 | 0 | 0 | 0 | 0 | 0 | 0
F3_Industrial_Industrial - ID_New_Space Heating_Natural Gas_Unit Heater_E8 | F3 | Industrial | Industrial - ID | New | Space Heating | Natural Gas | Unit Heater | E8 | PACT BC Ratio | 0 | 0 | 0 | 0 | 0 | 0 | 0 | 0 | 0 | 0 | 0 | 0 | 0 | 0 | 0 | 0 | 0 | 0 | 0 | 0 | 0 | 0 | 0 | 0 | 0 | 0 | 0
F3_Industrial_Industrial - ID_New_Space Heating_Natural Gas_Unit Heater_E9 | F3 | Industrial | Industrial - ID | New | Space Heating | Natural Gas | Unit Heater | E9 | PACT BC Ratio | 0 | 0 | 0 | 0 | 0 | 0 | 0 | 0 | 0 | 0 | 0 | 0 | 0 | 0 | 0 | 0 | 0 | 0 | 0 | 0 | 0 | 0 | 0 | 0 | 0 | 0 | 0
F3_Industrial_Industrial - ID_New_Space Heating_Natural Gas_Unit Heater_E10 | F3 | Industrial | Industrial - ID | New | Space Heating | Natural Gas | Unit Heater | E10 | PACT BC Ratio | 0 | 0 | 0 | 0 | 0 | 0 | 0 | 0 | 0 | 0 | 0 | 0 | 0 | 0 | 0 | 0 | 0 | 0 | 0 | 0 | 0 | 0 | 0 | 0 | 0 | 0 | 0
F4_Industrial_Industrial - ID_New_Space Heating_Natural Gas_Unit Heater_E1 | F4 | Industrial | Industrial - ID | New | Space Heating | Natural Gas | Unit Heater | E1 | RVT BC Ratio | bar: 2021 to 2047
F4_Industrial_Industrial - ID_New_Space Heating_Natural Gas_Unit Heater_E2 | F4 | Industrial | Industrial - ID | New | Space Heating | Natural Gas | Unit Heater | E2 | RVT BC Ratio | 0.5 | 0.5 | 0.5 | 0.5 | 0.5 | 0.5 | 0.5 | 0.5 | 0.5 | 0.5 | 0.5 | 0.5 | 0.5 | 0.5 | 0.5 | 0.5 | 0.5 | 0.5 | 0.5 | 0.5 | 0.5 | 0.5 | 0.5 | 0.5 | 0.5 | 0.5 | 0.5
F4_Industrial_Industrial - ID_New_Space Heating_Natural Gas_Unit Heater_E3 | F4 | Industrial | Industrial - ID | New | Space Heating | Natural Gas | Unit Heater | E3 | RVT BC Ratio | 0.5 | 0.5 | 0.5 | 0.5 | 0.5 | 0.5 | 0.5 | 0.5 | 0.5 | 0.5 | 0.5 | 0.5 | 0.5 | 0.5 | 0.5 | 0.5 | 0.5 | 0.5 | 0.5 | 0.5 | 0.5 | 0.5 | 0.5 | 0.5 | 0.5 | 0.5 | 0.5
F4_Industrial_Industrial - ID_New_Space Heating_Natural Gas_Unit Heater_E4 | F4 | Industrial | Industrial - ID | New | Space Heating | Natural Gas | Unit Heater | E4 | RVT BC Ratio | 0 | 0 | 0 | 0 | 0 | 0 | 0 | 0 | 0 | 0 | 0 | 0 | 0 | 0 | 0 | 0 | 0 | 0 | 0 | 0 | 0 | 0 | 0 | 0 | 0 | 0 | 0
F4_Industrial_Industrial - ID_New_Space Heating_Natural Gas_Unit Heater_E5 | F4 | Industrial | Industrial - ID | New | Space Heating | Natural Gas | Unit Heater | E5 | RVT BC Ratio | 0 | 0 | 0 | 0 | 0 | 0 | 0 | 0 | 0 | 0 | 0 | 0 | 0 | 0 | 0 | 0 | 0 | 0 | 0 | 0 | 0 | 0 | 0 | 0 | 0 | 0 | 0
F4_Industrial_Industrial - ID_New_Space Heating_Natural Gas_Unit Heater_E6 | F4 | Industrial | Industrial - ID | New | Space Heating | Natural Gas | Unit Heater | E6 | RVT BC Ratio | 0 | 0 | 0 | 0 | 0 | 0 | 0 | 0 | 0 | 0 | 0 | 0 | 0 | 0 | 0 | 0 | 0 | 0 | 0 | 0 | 0 | 0 | 0 | 0 | 0 | 0 | 0
F4_Industrial_Industrial - ID_New_Space Heating_Natural Gas_Unit Heater_E7 | F4 | Industrial | Industrial - ID | New | Space Heating | Natural Gas | Unit Heater | E7 | RVT BC Ratio | 0 | 0 | 0 | 0 | 0 | 0 | 0 | 0 | 0 | 0 | 0 | 0 | 0 | 0 | 0 | 0 | 0 | 0 | 0 | 0 | 0 | 0 | 0 | 0 | 0 | 0 | 0
F4_Industrial_Industrial - ID_New_Space Heating_Natural Gas_Unit Heater_E8 | F4 | Industrial | Industrial - ID | New | Space Heating | Natural Gas | Unit Heater | E8 | RVT BC Ratio | 0 | 0 | 0 | 0 | 0 | 0 | 0 | 0 | 0 | 0 | 0 | 0 | 0 | 0 | 0 | 0 | 0 | 0 | 0 | 0 | 0 | 0 | 0 | 0 | 0 | 0 | 0
F4_Industrial_Industrial - ID_New_Space Heating_Natural Gas_Unit Heater_E9 | F4 | Industrial | Industrial - ID | New | Space Heating | Natural Gas | Unit Heater | E9 | RVT BC Ratio | 0 | 0 | 0 | 0 | 0 | 0 | 0 | 0 | 0 | 0 | 0 | 0 | 0 | 0 | 0 | 0 | 0 | 0 | 0 | 0 | 0 | 0 | 0 | 0 | 0 | 0 | 0
F4_Industrial_Industrial - ID_New_Space Heating_Natural Gas_Unit Heater_E10 | F4 | Industrial | Industrial - ID | New | Space Heating | Natural Gas | Unit Heater | E10 | RVT BC Ratio | 0 | 0 | 0 | 0 | 0 | 0 | 0 | 0 | 0 | 0 | 0 | 0 | 0 | 0 | 0 | 0 | 0 | 0 | 0 | 0 | 0 | 0 | 0 | 0 | 0 | 0 | 0
F5_Industrial_Industrial - ID_New_Space Heating_Natural Gas_Unit Heater_E1 | F5 | Industrial | Industrial - ID | New | Space Heating | Natural Gas | Unit Heater | E1 | RIM BC Ratio | bar: 2021 to 2047
F5_Industrial_Industrial - ID_New_Space Heating_Natural Gas_Unit Heater_E2 | F5 | Industrial | Industrial - ID | New | Space Heating | Natural Gas | Unit Heater | E2 | RIM BC Ratio | 52.4545 | 50.0019 | 46.8402 | 43.5016 | 42.1421 | 41.6309 | 41.7908 | 42.3208 | 43.0091 | 43.7648 | 44.3939 | 45.0352 | 45.6388 | 46.1511 | 46.5771 | 47.0033 | 47.3538 | 47.7391 | 48.1072 | 48.4045 | 48.5789 | 48.7392 | 48.9625 | 49.103 | 49.1861 | 49.4272 | 49.6695
F5_Industrial_Industrial - ID_New_Space Heating_Natural Gas_Unit Heater_E3 | F5 | Industrial | Industrial - ID | New | Space Heating | Natural Gas | Unit Heater | E3 | RIM BC Ratio | 28.7128 | 29.7179 | 30.7748 | 31.7938 | 32.415 | 32.8605 | 33.1333 | 33.3002 | 33.3974 | 33.4256 | 33.4227 | 33.4299 | 33.4609 | 33.5082 | 33.5953 | 33.726 | 33.8708 | 34.0105 | 34.1542 | 34.311 | 34.49 | 34.6725 | 34.8451 | 35.033 | 35.2318 | 35.4045 | 35.5781
F5_Industrial_Industrial - ID_New_Space Heating_Natural Gas_Unit Heater_E4 | F5 | Industrial | Industrial - ID | New | Space Heating | Natural Gas | Unit Heater | E4 | RIM BC Ratio | 0 | 0 | 0 | 0 | 0 | 0 | 0 | 0 | 0 | 0 | 0 | 0 | 0 | 0 | 0 | 0 | 0 | 0 | 0 | 0 | 0 | 0 | 0 | 0 | 0 | 0 | 0
F5_Industrial_Industrial - ID_New_Space Heating_Natural Gas_Unit Heater_E5 | F5 | Industrial | Industrial - ID | New | Space Heating | Natural Gas | Unit Heater | E5 | RIM BC Ratio | 0 | 0 | 0 | 0 | 0 | 0 | 0 | 0 | 0 | 0 | 0 | 0 | 0 | 0 | 0 | 0 | 0 | 0 | 0 | 0 | 0 | 0 | 0 | 0 | 0 | 0 | 0
F5_Industrial_Industrial - ID_New_Space Heating_Natural Gas_Unit Heater_E6 | F5 | Industrial | Industrial - ID | New | Space Heating | Natural Gas | Unit Heater | E6 | RIM BC Ratio | 0 | 0 | 0 | 0 | 0 | 0 | 0 | 0 | 0 | 0 | 0 | 0 | 0 | 0 | 0 | 0 | 0 | 0 | 0 | 0 | 0 | 0 | 0 | 0 | 0 | 0 | 0
F5_Industrial_Industrial - ID_New_Space Heating_Natural Gas_Unit Heater_E7 | F5 | Industrial | Industrial - ID | New | Space Heating | Natural Gas | Unit Heater | E7 | RIM BC Ratio | 0 | 0 | 0 | 0 | 0 | 0 | 0 | 0 | 0 | 0 | 0 | 0 | 0 | 0 | 0 | 0 | 0 | 0 | 0 | 0 | 0 | 0 | 0 | 0 | 0 | 0 | 0
F5_Industrial_Industrial - ID_New_Space Heating_Natural Gas_Unit Heater_E8 | F5 | Industrial | Industrial - ID | New | Space Heating | Natural Gas | Unit Heater | E8 | RIM BC Ratio | 0 | 0 | 0 | 0 | 0 | 0 | 0 | 0 | 0 | 0 | 0 | 0 | 0 | 0 | 0 | 0 | 0 | 0 | 0 | 0 | 0 | 0 | 0 | 0 | 0 | 0 | 0
F5_Industrial_Industrial - ID_New_Space Heating_Natural Gas_Unit Heater_E9 | F5 | Industrial | Industrial - ID | New | Space Heating | Natural Gas | Unit Heater | E9 | RIM BC Ratio | 0 | 0 | 0 | 0 | 0 | 0 | 0 | 0 | 0 | 0 | 0 | 0 | 0 | 0 | 0 | 0 | 0 | 0 | 0 | 0 | 0 | 0 | 0 | 0 | 0 | 0 | 0
F5_Industrial_Industrial - ID_New_Space Heating_Natural Gas_Unit Heater_E10 | F5 | Industrial | Industrial - ID | New | Space Heating | Natural Gas | Unit Heater | E10 | RIM BC Ratio | 0 | 0 | 0 | 0 | 0 | 0 | 0 | 0 | 0 | 0 | 0 | 0 | 0 | 0 | 0 | 0 | 0 | 0 | 0 | 0 | 0 | 0 | 0 | 0 | 0 | 0 | 0
F0_Industrial_Industrial - ID_New_Process_Natural Gas_Process Boiler_E0 | F0 | Industrial | Industrial - ID | New | Process | Natural Gas | Process Boiler | E0 | Economic Unit | Standard | Standard | Standard | Standard | Standard | Standard | Standard | Standard | Standard | Standard | Standard | Standard | Standard | Standard | Standard | Standard | Standard | Standard | Standard | Standard | Standard | Standard | Standard | Standard | Standard | Standard | Standard
F1_Industrial_Industrial - ID_New_Process_Natural Gas_Process Boiler_E1 | F1 | Industrial | Industrial - ID | New | Process | Natural Gas | Process Boiler | E1 | CCE | 0 | 0 | 0 | 0 | 0 | 0 | 0 | 0 | 0 | 0 | 0 | 0 | 0 | 0 | 0 | 0 | 0 | 0 | 0 | 0 | 0 | 0 | 0 | 0 | 0 | 0 | 0
F1_Industrial_Industrial - ID_New_Process_Natural Gas_Process Boiler_E2 | F1 | Industrial | Industrial - ID | New | Process | Natural Gas | Process Boiler | E2 | CCE | 0 | 0 | 0 | 0 | 0 | 0 | 0 | 0 | 0 | 0 | 0 | 0 | 0 | 0 | 0 | 0 | 0 | 0 | 0 | 0 | 0 | 0 | 0 | 0 | 0 | 0 | 0
F1_Industrial_Industrial - ID_New_Process_Natural Gas_Process Boiler_E3 | F1 | Industrial | Industrial - ID | New | Process | Natural Gas | Process Boiler | E3 | CCE | 0 | 0 | 0 | 0 | 0 | 0 | 0 | 0 | 0 | 0 | 0 | 0 | 0 | 0 | 0 | 0 | 0 | 0 | 0 | 0 | 0 | 0 | 0 | 0 | 0 | 0 | 0
F1_Industrial_Industrial - ID_New_Process_Natural Gas_Process Boiler_E4 | F1 | Industrial | Industrial - ID | New | Process | Natural Gas | Process Boiler | E4 | CCE | 0 | 0 | 0 | 0 | 0 | 0 | 0 | 0 | 0 | 0 | 0 | 0 | 0 | 0 | 0 | 0 | 0 | 0 | 0 | 0 | 0 | 0 | 0 | 0 | 0 | 0 | 0
F1_Industrial_Industrial - ID_New_Process_Natural Gas_Process Boiler_E5 | F1 | Industrial | Industrial - ID | New | Process | Natural Gas | Process Boiler | E5 | CCE | 0 | 0 | 0 | 0 | 0 | 0 | 0 | 0 | 0 | 0 | 0 | 0 | 0 | 0 | 0 | 0 | 0 | 0 | 0 | 0 | 0 | 0 | 0 | 0 | 0 | 0 | 0
F1_Industrial_Industrial - ID_New_Process_Natural Gas_Process Boiler_E6 | F1 | Industrial | Industrial - ID | New | Process | Natural Gas | Process Boiler | E6 | CCE | 0 | 0 | 0 | 0 | 0 | 0 | 0 | 0 | 0 | 0 | 0 | 0 | 0 | 0 | 0 | 0 | 0 | 0 | 0 | 0 | 0 | 0 | 0 | 0 | 0 | 0 | 0
F1_Industrial_Industrial - ID_New_Process_Natural Gas_Process Boiler_E7 | F1 | Industrial | Industrial - ID | New | Process | Natural Gas | Process Boiler | E7 | CCE | 0 | 0 | 0 | 0 | 0 | 0 | 0 | 0 | 0 | 0 | 0 | 0 | 0 | 0 | 0 | 0 | 0 | 0 | 0 | 0 | 0 | 0 | 0 | 0 | 0 | 0 | 0
F1_Industrial_Industrial - ID_New_Process_Natural Gas_Process Boiler_E8 | F1 | Industrial | Industrial - ID | New | Process | Natural Gas | Process Boiler | E8 | CCE | 0 | 0 | 0 | 0 | 0 | 0 | 0 | 0 | 0 | 0 | 0 | 0 | 0 | 0 | 0 | 0 | 0 | 0 | 0 | 0 | 0 | 0 | 0 | 0 | 0 | 0 | 0
F1_Industrial_Industrial - ID_New_Process_Natural Gas_Process Boiler_E9 | F1 | Industrial | Industrial - ID | New | Process | Natural Gas | Process Boiler | E9 | CCE | 0 | 0 | 0 | 0 | 0 | 0 | 0 | 0 | 0 | 0 | 0 | 0 | 0 | 0 | 0 | 0 | 0 | 0 | 0 | 0 | 0 | 0 | 0 | 0 | 0 | 0 | 0
F1_Industrial_Industrial - ID_New_Process_Natural Gas_Process Boiler_E10 | F1 | Industrial | Industrial - ID | New | Process | Natural Gas | Process Boiler | E10 | CCE | 0 | 0 | 0 | 0 | 0 | 0 | 0 | 0 | 0 | 0 | 0 | 0 | 0 | 0 | 0 | 0 | 0 | 0 | 0 | 0 | 0 | 0 | 0 | 0 | 0 | 0 | 0
F2_Industrial_Industrial - ID_New_Process_Natural Gas_Process Boiler_E1 | F2 | Industrial | Industrial - ID | New | Process | Natural Gas | Process Boiler | E1 | TRC BC Ratio | bar: 2021 to 2047
F2_Industrial_Industrial - ID_New_Process_Natural Gas_Process Boiler_E2 | F2 | Industrial | Industrial - ID | New | Process | Natural Gas | Process Boiler | E2 | TRC BC Ratio | 0 | 0 | 0 | 0 | 0 | 0 | 0 | 0 | 0 | 0 | 0 | 0 | 0 | 0 | 0 | 0 | 0 | 0 | 0 | 0 | 0 | 0 | 0 | 0 | 0 | 0 | 0
F2_Industrial_Industrial - ID_New_Process_Natural Gas_Process Boiler_E3 | F2 | Industrial | Industrial - ID | New | Process | Natural Gas | Process Boiler | E3 | TRC BC Ratio | 0 | 0 | 0 | 0 | 0 | 0 | 0 | 0 | 0 | 0 | 0 | 0 | 0 | 0 | 0 | 0 | 0 | 0 | 0 | 0 | 0 | 0 | 0 | 0 | 0 | 0 | 0
F2_Industrial_Industrial - ID_New_Process_Natural Gas_Process Boiler_E4 | F2 | Industrial | Industrial - ID | New | Process | Natural Gas | Process Boiler | E4 | TRC BC Ratio | 0 | 0 | 0 | 0 | 0 | 0 | 0 | 0 | 0 | 0 | 0 | 0 | 0 | 0 | 0 | 0 | 0 | 0 | 0 | 0 | 0 | 0 | 0 | 0 | 0 | 0 | 0
F2_Industrial_Industrial - ID_New_Process_Natural Gas_Process Boiler_E5 | F2 | Industrial | Industrial - ID | New | Process | Natural Gas | Process Boiler | E5 | TRC BC Ratio | 0 | 0 | 0 | 0 | 0 | 0 | 0 | 0 | 0 | 0 | 0 | 0 | 0 | 0 | 0 | 0 | 0 | 0 | 0 | 0 | 0 | 0 | 0 | 0 | 0 | 0 | 0
F2_Industrial_Industrial - ID_New_Process_Natural Gas_Process Boiler_E6 | F2 | Industrial | Industrial - ID | New | Process | Natural Gas | Process Boiler | E6 | TRC BC Ratio | 0 | 0 | 0 | 0 | 0 | 0 | 0 | 0 | 0 | 0 | 0 | 0 | 0 | 0 | 0 | 0 | 0 | 0 | 0 | 0 | 0 | 0 | 0 | 0 | 0 | 0 | 0
F2_Industrial_Industrial - ID_New_Process_Natural Gas_Process Boiler_E7 | F2 | Industrial | Industrial - ID | New | Process | Natural Gas | Process Boiler | E7 | TRC BC Ratio | 0 | 0 | 0 | 0 | 0 | 0 | 0 | 0 | 0 | 0 | 0 | 0 | 0 | 0 | 0 | 0 | 0 | 0 | 0 | 0 | 0 | 0 | 0 | 0 | 0 | 0 | 0
F2_Industrial_Industrial - ID_New_Process_Natural Gas_Process Boiler_E8 | F2 | Industrial | Industrial - ID | New | Process | Natural Gas | Process Boiler | E8 | TRC BC Ratio | 0 | 0 | 0 | 0 | 0 | 0 | 0 | 0 | 0 | 0 | 0 | 0 | 0 | 0 | 0 | 0 | 0 | 0 | 0 | 0 | 0 | 0 | 0 | 0 | 0 | 0 | 0
F2_Industrial_Industrial - ID_New_Process_Natural Gas_Process Boiler_E9 | F2 | Industrial | Industrial - ID | New | Process | Natural Gas | Process Boiler | E9 | TRC BC Ratio | 0 | 0 | 0 | 0 | 0 | 0 | 0 | 0 | 0 | 0 | 0 | 0 | 0 | 0 | 0 | 0 | 0 | 0 | 0 | 0 | 0 | 0 | 0 | 0 | 0 | 0 | 0
F2_Industrial_Industrial - ID_New_Process_Natural Gas_Process Boiler_E10 | F2 | Industrial | Industrial - ID | New | Process | Natural Gas | Process Boiler | E10 | TRC BC Ratio | 0 | 0 | 0 | 0 | 0 | 0 | 0 | 0 | 0 | 0 | 0 | 0 | 0 | 0 | 0 | 0 | 0 | 0 | 0 | 0 | 0 | 0 | 0 | 0 | 0 | 0 | 0
F3_Industrial_Industrial - ID_New_Process_Natural Gas_Process Boiler_E1 | F3 | Industrial | Industrial - ID | New | Process | Natural Gas | Process Boiler | E1 | PACT BC Ratio | bar: 2021 to 2047
F3_Industrial_Industrial - ID_New_Process_Natural Gas_Process Boiler_E2 | F3 | Industrial | Industrial - ID | New | Process | Natural Gas | Process Boiler | E2 | PACT BC Ratio | 0 | 0 | 0 | 0 | 0 | 0 | 0 | 0 | 0 | 0 | 0 | 0 | 0 | 0 | 0 | 0 | 0 | 0 | 0 | 0 | 0 | 0 | 0 | 0 | 0 | 0 | 0
F3_Industrial_Industrial - ID_New_Process_Natural Gas_Process Boiler_E3 | F3 | Industrial | Industrial - ID | New | Process | Natural Gas | Process Boiler | E3 | PACT BC Ratio | 0 | 0 | 0 | 0 | 0 | 0 | 0 | 0 | 0 | 0 | 0 | 0 | 0 | 0 | 0 | 0 | 0 | 0 | 0 | 0 | 0 | 0 | 0 | 0 | 0 | 0 | 0
F3_Industrial_Industrial - ID_New_Process_Natural Gas_Process Boiler_E4 | F3 | Industrial | Industrial - ID | New | Process | Natural Gas | Process Boiler | E4 | PACT BC Ratio | 0 | 0 | 0 | 0 | 0 | 0 | 0 | 0 | 0 | 0 | 0 | 0 | 0 | 0 | 0 | 0 | 0 | 0 | 0 | 0 | 0 | 0 | 0 | 0 | 0 | 0 | 0
F3_Industrial_Industrial - ID_New_Process_Natural Gas_Process Boiler_E5 | F3 | Industrial | Industrial - ID | New | Process | Natural Gas | Process Boiler | E5 | PACT BC Ratio | 0 | 0 | 0 | 0 | 0 | 0 | 0 | 0 | 0 | 0 | 0 | 0 | 0 | 0 | 0 | 0 | 0 | 0 | 0 | 0 | 0 | 0 | 0 | 0 | 0 | 0 | 0
F3_Industrial_Industrial - ID_New_Process_Natural Gas_Process Boiler_E6 | F3 | Industrial | Industrial - ID | New | Process | Natural Gas | Process Boiler | E6 | PACT BC Ratio | 0 | 0 | 0 | 0 | 0 | 0 | 0 | 0 | 0 | 0 | 0 | 0 | 0 | 0 | 0 | 0 | 0 | 0 | 0 | 0 | 0 | 0 | 0 | 0 | 0 | 0 | 0
F3_Industrial_Industrial - ID_New_Process_Natural Gas_Process Boiler_E7 | F3 | Industrial | Industrial - ID | New | Process | Natural Gas | Process Boiler | E7 | PACT BC Ratio | 0 | 0 | 0 | 0 | 0 | 0 | 0 | 0 | 0 | 0 | 0 | 0 | 0 | 0 | 0 | 0 | 0 | 0 | 0 | 0 | 0 | 0 | 0 | 0 | 0 | 0 | 0
F3_Industrial_Industrial - ID_New_Process_Natural Gas_Process Boiler_E8 | F3 | Industrial | Industrial - ID | New | Process | Natural Gas | Process Boiler | E8 | PACT BC Ratio | 0 | 0 | 0 | 0 | 0 | 0 | 0 | 0 | 0 | 0 | 0 | 0 | 0 | 0 | 0 | 0 | 0 | 0 | 0 | 0 | 0 | 0 | 0 | 0 | 0 | 0 | 0
F3_Industrial_Industrial - ID_New_Process_Natural Gas_Process Boiler_E9 | F3 | Industrial | Industrial - ID | New | Process | Natural Gas | Process Boiler | E9 | PACT BC Ratio | 0 | 0 | 0 | 0 | 0 | 0 | 0 | 0 | 0 | 0 | 0 | 0 | 0 | 0 | 0 | 0 | 0 | 0 | 0 | 0 | 0 | 0 | 0 | 0 | 0 | 0 | 0
F3_Industrial_Industrial - ID_New_Process_Natural Gas_Process Boiler_E10 | F3 | Industrial | Industrial - ID | New | Process | Natural Gas | Process Boiler | E10 | PACT BC Ratio | 0 | 0 | 0 | 0 | 0 | 0 | 0 | 0 | 0 | 0 | 0 | 0 | 0 | 0 | 0 | 0 | 0 | 0 | 0 | 0 | 0 | 0 | 0 | 0 | 0 | 0 | 0
F4_Industrial_Industrial - ID_New_Process_Natural Gas_Process Boiler_E1 | F4 | Industrial | Industrial - ID | New | Process | Natural Gas | Process Boiler | E1 | RVT BC Ratio | bar: 2021 to 2047
F4_Industrial_Industrial - ID_New_Process_Natural Gas_Process Boiler_E2 | F4 | Industrial | Industrial - ID | New | Process | Natural Gas | Process Boiler | E2 | RVT BC Ratio | 0 | 0 | 0 | 0 | 0 | 0 | 0 | 0 | 0 | 0 | 0 | 0 | 0 | 0 | 0 | 0 | 0 | 0 | 0 | 0 | 0 | 0 | 0 | 0 | 0 | 0 | 0
F4_Industrial_Industrial - ID_New_Process_Natural Gas_Process Boiler_E3 | F4 | Industrial | Industrial - ID | New | Process | Natural Gas | Process Boiler | E3 | RVT BC Ratio | 0 | 0 | 0 | 0 | 0 | 0 | 0 | 0 | 0 | 0 | 0 | 0 | 0 | 0 | 0 | 0 | 0 | 0 | 0 | 0 | 0 | 0 | 0 | 0 | 0 | 0 | 0
F4_Industrial_Industrial - ID_New_Process_Natural Gas_Process Boiler_E4 | F4 | Industrial | Industrial - ID | New | Process | Natural Gas | Process Boiler | E4 | RVT BC Ratio | 0 | 0 | 0 | 0 | 0 | 0 | 0 | 0 | 0 | 0 | 0 | 0 | 0 | 0 | 0 | 0 | 0 | 0 | 0 | 0 | 0 | 0 | 0 | 0 | 0 | 0 | 0
F4_Industrial_Industrial - ID_New_Process_Natural Gas_Process Boiler_E5 | F4 | Industrial | Industrial - ID | New | Process | Natural Gas | Process Boiler | E5 | RVT BC Ratio | 0 | 0 | 0 | 0 | 0 | 0 | 0 | 0 | 0 | 0 | 0 | 0 | 0 | 0 | 0 | 0 | 0 | 0 | 0 | 0 | 0 | 0 | 0 | 0 | 0 | 0 | 0
F4_Industrial_Industrial - ID_New_Process_Natural Gas_Process Boiler_E6 | F4 | Industrial | Industrial - ID | New | Process | Natural Gas | Process Boiler | E6 | RVT BC Ratio | 0 | 0 | 0 | 0 | 0 | 0 | 0 | 0 | 0 | 0 | 0 | 0 | 0 | 0 | 0 | 0 | 0 | 0 | 0 | 0 | 0 | 0 | 0 | 0 | 0 | 0 | 0
F4_Industrial_Industrial - ID_New_Process_Natural Gas_Process Boiler_E7 | F4 | Industrial | Industrial - ID | New | Process | Natural Gas | Process Boiler | E7 | RVT BC Ratio | 0 | 0 | 0 | 0 | 0 | 0 | 0 | 0 | 0 | 0 | 0 | 0 | 0 | 0 | 0 | 0 | 0 | 0 | 0 | 0 | 0 | 0 | 0 | 0 | 0 | 0 | 0
F4_Industrial_Industrial - ID_New_Process_Natural Gas_Process Boiler_E8 | F4 | Industrial | Industrial - ID | New | Process | Natural Gas | Process Boiler | E8 | RVT BC Ratio | 0 | 0 | 0 | 0 | 0 | 0 | 0 | 0 | 0 | 0 | 0 | 0 | 0 | 0 | 0 | 0 | 0 | 0 | 0 | 0 | 0 | 0 | 0 | 0 | 0 | 0 | 0
F4_Industrial_Industrial - ID_New_Process_Natural Gas_Process Boiler_E9 | F4 | Industrial | Industrial - ID | New | Process | Natural Gas | Process Boiler | E9 | RVT BC Ratio | 0 | 0 | 0 | 0 | 0 | 0 | 0 | 0 | 0 | 0 | 0 | 0 | 0 | 0 | 0 | 0 | 0 | 0 | 0 | 0 | 0 | 0 | 0 | 0 | 0 | 0 | 0
F4_Industrial_Industrial - ID_New_Process_Natural Gas_Process Boiler_E10 | F4 | Industrial | Industrial - ID | New | Process | Natural Gas | Process Boiler | E10 | RVT BC Ratio | 0 | 0 | 0 | 0 | 0 | 0 | 0 | 0 | 0 | 0 | 0 | 0 | 0 | 0 | 0 | 0 | 0 | 0 | 0 | 0 | 0 | 0 | 0 | 0 | 0 | 0 | 0
F5_Industrial_Industrial - ID_New_Process_Natural Gas_Process Boiler_E1 | F5 | Industrial | Industrial - ID | New | Process | Natural Gas | Process Boiler | E1 | RIM BC Ratio | bar: 2021 to 2047
F5_Industrial_Industrial - ID_New_Process_Natural Gas_Process Boiler_E2 | F5 | Industrial | Industrial - ID | New | Process | Natural Gas | Process Boiler | E2 | RIM BC Ratio | 0 | 0 | 0 | 0 | 0 | 0 | 0 | 0 | 0 | 0 | 0 | 0 | 0 | 0 | 0 | 0 | 0 | 0 | 0 | 0 | 0 | 0 | 0 | 0 | 0 | 0 | 0
F5_Industrial_Industrial - ID_New_Process_Natural Gas_Process Boiler_E3 | F5 | Industrial | Industrial - ID | New | Process | Natural Gas | Process Boiler | E3 | RIM BC Ratio | 0 | 0 | 0 | 0 | 0 | 0 | 0 | 0 | 0 | 0 | 0 | 0 | 0 | 0 | 0 | 0 | 0 | 0 | 0 | 0 | 0 | 0 | 0 | 0 | 0 | 0 | 0
F5_Industrial_Industrial - ID_New_Process_Natural Gas_Process Boiler_E4 | F5 | Industrial | Industrial - ID | New | Process | Natural Gas | Process Boiler | E4 | RIM BC Ratio | 0 | 0 | 0 | 0 | 0 | 0 | 0 | 0 | 0 | 0 | 0 | 0 | 0 | 0 | 0 | 0 | 0 | 0 | 0 | 0 | 0 | 0 | 0 | 0 | 0 | 0 | 0
F5_Industrial_Industrial - ID_New_Process_Natural Gas_Process Boiler_E5 | F5 | Industrial | Industrial - ID | New | Process | Natural Gas | Process Boiler | E5 | RIM BC Ratio | 0 | 0 | 0 | 0 | 0 | 0 | 0 | 0 | 0 | 0 | 0 | 0 | 0 | 0 | 0 | 0 | 0 | 0 | 0 | 0 | 0 | 0 | 0 | 0 | 0 | 0 | 0
F5_Industrial_Industrial - ID_New_Process_Natural Gas_Process Boiler_E6 | F5 | Industrial | Industrial - ID | New | Process | Natural Gas | Process Boiler | E6 | RIM BC Ratio | 0 | 0 | 0 | 0 | 0 | 0 | 0 | 0 | 0 | 0 | 0 | 0 | 0 | 0 | 0 | 0 | 0 | 0 | 0 | 0 | 0 | 0 | 0 | 0 | 0 | 0 | 0
F5_Industrial_Industrial - ID_New_Process_Natural Gas_Process Boiler_E7 | F5 | Industrial | Industrial - ID | New | Process | Natural Gas | Process Boiler | E7 | RIM BC Ratio | 0 | 0 | 0 | 0 | 0 | 0 | 0 | 0 | 0 | 0 | 0 | 0 | 0 | 0 | 0 | 0 | 0 | 0 | 0 | 0 | 0 | 0 | 0 | 0 | 0 | 0 | 0
F5_Industrial_Industrial - ID_New_Process_Natural Gas_Process Boiler_E8 | F5 | Industrial | Industrial - ID | New | Process | Natural Gas | Process Boiler | E8 | RIM BC Ratio | 0 | 0 | 0 | 0 | 0 | 0 | 0 | 0 | 0 | 0 | 0 | 0 | 0 | 0 | 0 | 0 | 0 | 0 | 0 | 0 | 0 | 0 | 0 | 0 | 0 | 0 | 0
F5_Industrial_Industrial - ID_New_Process_Natural Gas_Process Boiler_E9 | F5 | Industrial | Industrial - ID | New | Process | Natural Gas | Process Boiler | E9 | RIM BC Ratio | 0 | 0 | 0 | 0 | 0 | 0 | 0 | 0 | 0 | 0 | 0 | 0 | 0 | 0 | 0 | 0 | 0 | 0 | 0 | 0 | 0 | 0 | 0 | 0 | 0 | 0 | 0
F5_Industrial_Industrial - ID_New_Process_Natural Gas_Process Boiler_E10 | F5 | Industrial | Industrial - ID | New | Process | Natural Gas | Process Boiler | E10 | RIM BC Ratio | 0 | 0 | 0 | 0 | 0 | 0 | 0 | 0 | 0 | 0 | 0 | 0 | 0 | 0 | 0 | 0 | 0 | 0 | 0 | 0 | 0 | 0 | 0 | 0 | 0 | 0 | 0
F0_Industrial_Industrial - ID_New_Process_Natural Gas_Process Heating_E0 | F0 | Industrial | Industrial - ID | New | Process | Natural Gas | Process Heating | E0 | Economic Unit | Standard | Standard | Standard | Standard | Standard | Standard | Standard | Standard | Standard | Standard | Standard | Standard | Standard | Standard | Standard | Standard | Standard | Standard | Standard | Standard | Standard | Standard | Standard | Standard | Standard | Standard | Standard
F1_Industrial_Industrial - ID_New_Process_Natural Gas_Process Heating_E1 | F1 | Industrial | Industrial - ID | New | Process | Natural Gas | Process Heating | E1 | CCE | 0 | 0 | 0 | 0 | 0 | 0 | 0 | 0 | 0 | 0 | 0 | 0 | 0 | 0 | 0 | 0 | 0 | 0 | 0 | 0 | 0 | 0 | 0 | 0 | 0 | 0 | 0
F1_Industrial_Industrial - ID_New_Process_Natural Gas_Process Heating_E2 | F1 | Industrial | Industrial - ID | New | Process | Natural Gas | Process Heating | E2 | CCE | 0 | 0 | 0 | 0 | 0 | 0 | 0 | 0 | 0 | 0 | 0 | 0 | 0 | 0 | 0 | 0 | 0 | 0 | 0 | 0 | 0 | 0 | 0 | 0 | 0 | 0 | 0
F1_Industrial_Industrial - ID_New_Process_Natural Gas_Process Heating_E3 | F1 | Industrial | Industrial - ID | New | Process | Natural Gas | Process Heating | E3 | CCE | 0 | 0 | 0 | 0 | 0 | 0 | 0 | 0 | 0 | 0 | 0 | 0 | 0 | 0 | 0 | 0 | 0 | 0 | 0 | 0 | 0 | 0 | 0 | 0 | 0 | 0 | 0
F1_Industrial_Industrial - ID_New_Process_Natural Gas_Process Heating_E4 | F1 | Industrial | Industrial - ID | New | Process | Natural Gas | Process Heating | E4 | CCE | 0 | 0 | 0 | 0 | 0 | 0 | 0 | 0 | 0 | 0 | 0 | 0 | 0 | 0 | 0 | 0 | 0 | 0 | 0 | 0 | 0 | 0 | 0 | 0 | 0 | 0 | 0
F1_Industrial_Industrial - ID_New_Process_Natural Gas_Process Heating_E5 | F1 | Industrial | Industrial - ID | New | Process | Natural Gas | Process Heating | E5 | CCE | 0 | 0 | 0 | 0 | 0 | 0 | 0 | 0 | 0 | 0 | 0 | 0 | 0 | 0 | 0 | 0 | 0 | 0 | 0 | 0 | 0 | 0 | 0 | 0 | 0 | 0 | 0
F1_Industrial_Industrial - ID_New_Process_Natural Gas_Process Heating_E6 | F1 | Industrial | Industrial - ID | New | Process | Natural Gas | Process Heating | E6 | CCE | 0 | 0 | 0 | 0 | 0 | 0 | 0 | 0 | 0 | 0 | 0 | 0 | 0 | 0 | 0 | 0 | 0 | 0 | 0 | 0 | 0 | 0 | 0 | 0 | 0 | 0 | 0
F1_Industrial_Industrial - ID_New_Process_Natural Gas_Process Heating_E7 | F1 | Industrial | Industrial - ID | New | Process | Natural Gas | Process Heating | E7 | CCE | 0 | 0 | 0 | 0 | 0 | 0 | 0 | 0 | 0 | 0 | 0 | 0 | 0 | 0 | 0 | 0 | 0 | 0 | 0 | 0 | 0 | 0 | 0 | 0 | 0 | 0 | 0
F1_Industrial_Industrial - ID_New_Process_Natural Gas_Process Heating_E8 | F1 | Industrial | Industrial - ID | New | Process | Natural Gas | Process Heating | E8 | CCE | 0 | 0 | 0 | 0 | 0 | 0 | 0 | 0 | 0 | 0 | 0 | 0 | 0 | 0 | 0 | 0 | 0 | 0 | 0 | 0 | 0 | 0 | 0 | 0 | 0 | 0 | 0
F1_Industrial_Industrial - ID_New_Process_Natural Gas_Process Heating_E9 | F1 | Industrial | Industrial - ID | New | Process | Natural Gas | Process Heating | E9 | CCE | 0 | 0 | 0 | 0 | 0 | 0 | 0 | 0 | 0 | 0 | 0 | 0 | 0 | 0 | 0 | 0 | 0 | 0 | 0 | 0 | 0 | 0 | 0 | 0 | 0 | 0 | 0
F1_Industrial_Industrial - ID_New_Process_Natural Gas_Process Heating_E10 | F1 | Industrial | Industrial - ID | New | Process | Natural Gas | Process Heating | E10 | CCE | 0 | 0 | 0 | 0 | 0 | 0 | 0 | 0 | 0 | 0 | 0 | 0 | 0 | 0 | 0 | 0 | 0 | 0 | 0 | 0 | 0 | 0 | 0 | 0 | 0 | 0 | 0
F2_Industrial_Industrial - ID_New_Process_Natural Gas_Process Heating_E1 | F2 | Industrial | Industrial - ID | New | Process | Natural Gas | Process Heating | E1 | TRC BC Ratio | bar: 2021 to 2047
F2_Industrial_Industrial - ID_New_Process_Natural Gas_Process Heating_E2 | F2 | Industrial | Industrial - ID | New | Process | Natural Gas | Process Heating | E2 | TRC BC Ratio | 0 | 0 | 0 | 0 | 0 | 0 | 0 | 0 | 0 | 0 | 0 | 0 | 0 | 0 | 0 | 0 | 0 | 0 | 0 | 0 | 0 | 0 | 0 | 0 | 0 | 0 | 0
F2_Industrial_Industrial - ID_New_Process_Natural Gas_Process Heating_E3 | F2 | Industrial | Industrial - ID | New | Process | Natural Gas | Process Heating | E3 | TRC BC Ratio | 0 | 0 | 0 | 0 | 0 | 0 | 0 | 0 | 0 | 0 | 0 | 0 | 0 | 0 | 0 | 0 | 0 | 0 | 0 | 0 | 0 | 0 | 0 | 0 | 0 | 0 | 0
F2_Industrial_Industrial - ID_New_Process_Natural Gas_Process Heating_E4 | F2 | Industrial | Industrial - ID | New | Process | Natural Gas | Process Heating | E4 | TRC BC Ratio | 0 | 0 | 0 | 0 | 0 | 0 | 0 | 0 | 0 | 0 | 0 | 0 | 0 | 0 | 0 | 0 | 0 | 0 | 0 | 0 | 0 | 0 | 0 | 0 | 0 | 0 | 0
F2_Industrial_Industrial - ID_New_Process_Natural Gas_Process Heating_E5 | F2 | Industrial | Industrial - ID | New | Process | Natural Gas | Process Heating | E5 | TRC BC Ratio | 0 | 0 | 0 | 0 | 0 | 0 | 0 | 0 | 0 | 0 | 0 | 0 | 0 | 0 | 0 | 0 | 0 | 0 | 0 | 0 | 0 | 0 | 0 | 0 | 0 | 0 | 0
F2_Industrial_Industrial - ID_New_Process_Natural Gas_Process Heating_E6 | F2 | Industrial | Industrial - ID | New | Process | Natural Gas | Process Heating | E6 | TRC BC Ratio | 0 | 0 | 0 | 0 | 0 | 0 | 0 | 0 | 0 | 0 | 0 | 0 | 0 | 0 | 0 | 0 | 0 | 0 | 0 | 0 | 0 | 0 | 0 | 0 | 0 | 0 | 0
F2_Industrial_Industrial - ID_New_Process_Natural Gas_Process Heating_E7 | F2 | Industrial | Industrial - ID | New | Process | Natural Gas | Process Heating | E7 | TRC BC Ratio | 0 | 0 | 0 | 0 | 0 | 0 | 0 | 0 | 0 | 0 | 0 | 0 | 0 | 0 | 0 | 0 | 0 | 0 | 0 | 0 | 0 | 0 | 0 | 0 | 0 | 0 | 0
F2_Industrial_Industrial - ID_New_Process_Natural Gas_Process Heating_E8 | F2 | Industrial | Industrial - ID | New | Process | Natural Gas | Process Heating | E8 | TRC BC Ratio | 0 | 0 | 0 | 0 | 0 | 0 | 0 | 0 | 0 | 0 | 0 | 0 | 0 | 0 | 0 | 0 | 0 | 0 | 0 | 0 | 0 | 0 | 0 | 0 | 0 | 0 | 0
F2_Industrial_Industrial - ID_New_Process_Natural Gas_Process Heating_E9 | F2 | Industrial | Industrial - ID | New | Process | Natural Gas | Process Heating | E9 | TRC BC Ratio | 0 | 0 | 0 | 0 | 0 | 0 | 0 | 0 | 0 | 0 | 0 | 0 | 0 | 0 | 0 | 0 | 0 | 0 | 0 | 0 | 0 | 0 | 0 | 0 | 0 | 0 | 0
F2_Industrial_Industrial - ID_New_Process_Natural Gas_Process Heating_E10 | F2 | Industrial | Industrial - ID | New | Process | Natural Gas | Process Heating | E10 | TRC BC Ratio | 0 | 0 | 0 | 0 | 0 | 0 | 0 | 0 | 0 | 0 | 0 | 0 | 0 | 0 | 0 | 0 | 0 | 0 | 0 | 0 | 0 | 0 | 0 | 0 | 0 | 0 | 0
F3_Industrial_Industrial - ID_New_Process_Natural Gas_Process Heating_E1 | F3 | Industrial | Industrial - ID | New | Process | Natural Gas | Process Heating | E1 | PACT BC Ratio | bar: 2021 to 2047
F3_Industrial_Industrial - ID_New_Process_Natural Gas_Process Heating_E2 | F3 | Industrial | Industrial - ID | New | Process | Natural Gas | Process Heating | E2 | PACT BC Ratio | 0 | 0 | 0 | 0 | 0 | 0 | 0 | 0 | 0 | 0 | 0 | 0 | 0 | 0 | 0 | 0 | 0 | 0 | 0 | 0 | 0 | 0 | 0 | 0 | 0 | 0 | 0
F3_Industrial_Industrial - ID_New_Process_Natural Gas_Process Heating_E3 | F3 | Industrial | Industrial - ID | New | Process | Natural Gas | Process Heating | E3 | PACT BC Ratio | 0 | 0 | 0 | 0 | 0 | 0 | 0 | 0 | 0 | 0 | 0 | 0 | 0 | 0 | 0 | 0 | 0 | 0 | 0 | 0 | 0 | 0 | 0 | 0 | 0 | 0 | 0
F3_Industrial_Industrial - ID_New_Process_Natural Gas_Process Heating_E4 | F3 | Industrial | Industrial - ID | New | Process | Natural Gas | Process Heating | E4 | PACT BC Ratio | 0 | 0 | 0 | 0 | 0 | 0 | 0 | 0 | 0 | 0 | 0 | 0 | 0 | 0 | 0 | 0 | 0 | 0 | 0 | 0 | 0 | 0 | 0 | 0 | 0 | 0 | 0
F3_Industrial_Industrial - ID_New_Process_Natural Gas_Process Heating_E5 | F3 | Industrial | Industrial - ID | New | Process | Natural Gas | Process Heating | E5 | PACT BC Ratio | 0 | 0 | 0 | 0 | 0 | 0 | 0 | 0 | 0 | 0 | 0 | 0 | 0 | 0 | 0 | 0 | 0 | 0 | 0 | 0 | 0 | 0 | 0 | 0 | 0 | 0 | 0
F3_Industrial_Industrial - ID_New_Process_Natural Gas_Process Heating_E6 | F3 | Industrial | Industrial - ID | New | Process | Natural Gas | Process Heating | E6 | PACT BC Ratio | 0 | 0 | 0 | 0 | 0 | 0 | 0 | 0 | 0 | 0 | 0 | 0 | 0 | 0 | 0 | 0 | 0 | 0 | 0 | 0 | 0 | 0 | 0 | 0 | 0 | 0 | 0
F3_Industrial_Industrial - ID_New_Process_Natural Gas_Process Heating_E7 | F3 | Industrial | Industrial - ID | New | Process | Natural Gas | Process Heating | E7 | PACT BC Ratio | 0 | 0 | 0 | 0 | 0 | 0 | 0 | 0 | 0 | 0 | 0 | 0 | 0 | 0 | 0 | 0 | 0 | 0 | 0 | 0 | 0 | 0 | 0 | 0 | 0 | 0 | 0
F3_Industrial_Industrial - ID_New_Process_Natural Gas_Process Heating_E8 | F3 | Industrial | Industrial - ID | New | Process | Natural Gas | Process Heating | E8 | PACT BC Ratio | 0 | 0 | 0 | 0 | 0 | 0 | 0 | 0 | 0 | 0 | 0 | 0 | 0 | 0 | 0 | 0 | 0 | 0 | 0 | 0 | 0 | 0 | 0 | 0 | 0 | 0 | 0
F3_Industrial_Industrial - ID_New_Process_Natural Gas_Process Heating_E9 | F3 | Industrial | Industrial - ID | New | Process | Natural Gas | Process Heating | E9 | PACT BC Ratio | 0 | 0 | 0 | 0 | 0 | 0 | 0 | 0 | 0 | 0 | 0 | 0 | 0 | 0 | 0 | 0 | 0 | 0 | 0 | 0 | 0 | 0 | 0 | 0 | 0 | 0 | 0
F3_Industrial_Industrial - ID_New_Process_Natural Gas_Process Heating_E10 | F3 | Industrial | Industrial - ID | New | Process | Natural Gas | Process Heating | E10 | PACT BC Ratio | 0 | 0 | 0 | 0 | 0 | 0 | 0 | 0 | 0 | 0 | 0 | 0 | 0 | 0 | 0 | 0 | 0 | 0 | 0 | 0 | 0 | 0 | 0 | 0 | 0 | 0 | 0
F4_Industrial_Industrial - ID_New_Process_Natural Gas_Process Heating_E1 | F4 | Industrial | Industrial - ID | New | Process | Natural Gas | Process Heating | E1 | RVT BC Ratio | bar: 2021 to 2047
F4_Industrial_Industrial - ID_New_Process_Natural Gas_Process Heating_E2 | F4 | Industrial | Industrial - ID | New | Process | Natural Gas | Process Heating | E2 | RVT BC Ratio | 0 | 0 | 0 | 0 | 0 | 0 | 0 | 0 | 0 | 0 | 0 | 0 | 0 | 0 | 0 | 0 | 0 | 0 | 0 | 0 | 0 | 0 | 0 | 0 | 0 | 0 | 0
F4_Industrial_Industrial - ID_New_Process_Natural Gas_Process Heating_E3 | F4 | Industrial | Industrial - ID | New | Process | Natural Gas | Process Heating | E3 | RVT BC Ratio | 0 | 0 | 0 | 0 | 0 | 0 | 0 | 0 | 0 | 0 | 0 | 0 | 0 | 0 | 0 | 0 | 0 | 0 | 0 | 0 | 0 | 0 | 0 | 0 | 0 | 0 | 0
F4_Industrial_Industrial - ID_New_Process_Natural Gas_Process Heating_E4 | F4 | Industrial | Industrial - ID | New | Process | Natural Gas | Process Heating | E4 | RVT BC Ratio | 0 | 0 | 0 | 0 | 0 | 0 | 0 | 0 | 0 | 0 | 0 | 0 | 0 | 0 | 0 | 0 | 0 | 0 | 0 | 0 | 0 | 0 | 0 | 0 | 0 | 0 | 0
F4_Industrial_Industrial - ID_New_Process_Natural Gas_Process Heating_E5 | F4 | Industrial | Industrial - ID | New | Process | Natural Gas | Process Heating | E5 | RVT BC Ratio | 0 | 0 | 0 | 0 | 0 | 0 | 0 | 0 | 0 | 0 | 0 | 0 | 0 | 0 | 0 | 0 | 0 | 0 | 0 | 0 | 0 | 0 | 0 | 0 | 0 | 0 | 0
F4_Industrial_Industrial - ID_New_Process_Natural Gas_Process Heating_E6 | F4 | Industrial | Industrial - ID | New | Process | Natural Gas | Process Heating | E6 | RVT BC Ratio | 0 | 0 | 0 | 0 | 0 | 0 | 0 | 0 | 0 | 0 | 0 | 0 | 0 | 0 | 0 | 0 | 0 | 0 | 0 | 0 | 0 | 0 | 0 | 0 | 0 | 0 | 0
F4_Industrial_Industrial - ID_New_Process_Natural Gas_Process Heating_E7 | F4 | Industrial | Industrial - ID | New | Process | Natural Gas | Process Heating | E7 | RVT BC Ratio | 0 | 0 | 0 | 0 | 0 | 0 | 0 | 0 | 0 | 0 | 0 | 0 | 0 | 0 | 0 | 0 | 0 | 0 | 0 | 0 | 0 | 0 | 0 | 0 | 0 | 0 | 0
F4_Industrial_Industrial - ID_New_Process_Natural Gas_Process Heating_E8 | F4 | Industrial | Industrial - ID | New | Process | Natural Gas | Process Heating | E8 | RVT BC Ratio | 0 | 0 | 0 | 0 | 0 | 0 | 0 | 0 | 0 | 0 | 0 | 0 | 0 | 0 | 0 | 0 | 0 | 0 | 0 | 0 | 0 | 0 | 0 | 0 | 0 | 0 | 0
F4_Industrial_Industrial - ID_New_Process_Natural Gas_Process Heating_E9 | F4 | Industrial | Industrial - ID | New | Process | Natural Gas | Process Heating | E9 | RVT BC Ratio | 0 | 0 | 0 | 0 | 0 | 0 | 0 | 0 | 0 | 0 | 0 | 0 | 0 | 0 | 0 | 0 | 0 | 0 | 0 | 0 | 0 | 0 | 0 | 0 | 0 | 0 | 0
F4_Industrial_Industrial - ID_New_Process_Natural Gas_Process Heating_E10 | F4 | Industrial | Industrial - ID | New | Process | Natural Gas | Process Heating | E10 | RVT BC Ratio | 0 | 0 | 0 | 0 | 0 | 0 | 0 | 0 | 0 | 0 | 0 | 0 | 0 | 0 | 0 | 0 | 0 | 0 | 0 | 0 | 0 | 0 | 0 | 0 | 0 | 0 | 0
F5_Industrial_Industrial - ID_New_Process_Natural Gas_Process Heating_E1 | F5 | Industrial | Industrial - ID | New | Process | Natural Gas | Process Heating | E1 | RIM BC Ratio | bar: 2021 to 2047
F5_Industrial_Industrial - ID_New_Process_Natural Gas_Process Heating_E2 | F5 | Industrial | Industrial - ID | New | Process | Natural Gas | Process Heating | E2 | RIM BC Ratio | 0 | 0 | 0 | 0 | 0 | 0 | 0 | 0 | 0 | 0 | 0 | 0 | 0 | 0 | 0 | 0 | 0 | 0 | 0 | 0 | 0 | 0 | 0 | 0 | 0 | 0 | 0
F5_Industrial_Industrial - ID_New_Process_Natural Gas_Process Heating_E3 | F5 | Industrial | Industrial - ID | New | Process | Natural Gas | Process Heating | E3 | RIM BC Ratio | 0 | 0 | 0 | 0 | 0 | 0 | 0 | 0 | 0 | 0 | 0 | 0 | 0 | 0 | 0 | 0 | 0 | 0 | 0 | 0 | 0 | 0 | 0 | 0 | 0 | 0 | 0
F5_Industrial_Industrial - ID_New_Process_Natural Gas_Process Heating_E4 | F5 | Industrial | Industrial - ID | New | Process | Natural Gas | Process Heating | E4 | RIM BC Ratio | 0 | 0 | 0 | 0 | 0 | 0 | 0 | 0 | 0 | 0 | 0 | 0 | 0 | 0 | 0 | 0 | 0 | 0 | 0 | 0 | 0 | 0 | 0 | 0 | 0 | 0 | 0
F5_Industrial_Industrial - ID_New_Process_Natural Gas_Process Heating_E5 | F5 | Industrial | Industrial - ID | New | Process | Natural Gas | Process Heating | E5 | RIM BC Ratio | 0 | 0 | 0 | 0 | 0 | 0 | 0 | 0 | 0 | 0 | 0 | 0 | 0 | 0 | 0 | 0 | 0 | 0 | 0 | 0 | 0 | 0 | 0 | 0 | 0 | 0 | 0
F5_Industrial_Industrial - ID_New_Process_Natural Gas_Process Heating_E6 | F5 | Industrial | Industrial - ID | New | Process | Natural Gas | Process Heating | E6 | RIM BC Ratio | 0 | 0 | 0 | 0 | 0 | 0 | 0 | 0 | 0 | 0 | 0 | 0 | 0 | 0 | 0 | 0 | 0 | 0 | 0 | 0 | 0 | 0 | 0 | 0 | 0 | 0 | 0
F5_Industrial_Industrial - ID_New_Process_Natural Gas_Process Heating_E7 | F5 | Industrial | Industrial - ID | New | Process | Natural Gas | Process Heating | E7 | RIM BC Ratio | 0 | 0 | 0 | 0 | 0 | 0 | 0 | 0 | 0 | 0 | 0 | 0 | 0 | 0 | 0 | 0 | 0 | 0 | 0 | 0 | 0 | 0 | 0 | 0 | 0 | 0 | 0
F5_Industrial_Industrial - ID_New_Process_Natural Gas_Process Heating_E8 | F5 | Industrial | Industrial - ID | New | Process | Natural Gas | Process Heating | E8 | RIM BC Ratio | 0 | 0 | 0 | 0 | 0 | 0 | 0 | 0 | 0 | 0 | 0 | 0 | 0 | 0 | 0 | 0 | 0 | 0 | 0 | 0 | 0 | 0 | 0 | 0 | 0 | 0 | 0
F5_Industrial_Industrial - ID_New_Process_Natural Gas_Process Heating_E9 | F5 | Industrial | Industrial - ID | New | Process | Natural Gas | Process Heating | E9 | RIM BC Ratio | 0 | 0 | 0 | 0 | 0 | 0 | 0 | 0 | 0 | 0 | 0 | 0 | 0 | 0 | 0 | 0 | 0 | 0 | 0 | 0 | 0 | 0 | 0 | 0 | 0 | 0 | 0
F5_Industrial_Industrial - ID_New_Process_Natural Gas_Process Heating_E10 | F5 | Industrial | Industrial - ID | New | Process | Natural Gas | Process Heating | E10 | RIM BC Ratio | 0 | 0 | 0 | 0 | 0 | 0 | 0 | 0 | 0 | 0 | 0 | 0 | 0 | 0 | 0 | 0 | 0 | 0 | 0 | 0 | 0 | 0 | 0 | 0 | 0 | 0 | 0
F0_Industrial_Industrial - ID_New_Process_Natural Gas_Process Cooling_E0 | F0 | Industrial | Industrial - ID | New | Process | Natural Gas | Process Cooling | E0 | Economic Unit | Standard | Standard | Standard | Standard | Standard | Standard | Standard | Standard | Standard | Standard | Standard | Standard | Standard | Standard | Standard | Standard | Standard | Standard | Standard | Standard | Standard | Standard | Standard | Standard | Standard | Standard | Standard
F1_Industrial_Industrial - ID_New_Process_Natural Gas_Process Cooling_E1 | F1 | Industrial | Industrial - ID | New | Process | Natural Gas | Process Cooling | E1 | CCE | 0 | 0 | 0 | 0 | 0 | 0 | 0 | 0 | 0 | 0 | 0 | 0 | 0 | 0 | 0 | 0 | 0 | 0 | 0 | 0 | 0 | 0 | 0 | 0 | 0 | 0 | 0
F1_Industrial_Industrial - ID_New_Process_Natural Gas_Process Cooling_E2 | F1 | Industrial | Industrial - ID | New | Process | Natural Gas | Process Cooling | E2 | CCE | 0 | 0 | 0 | 0 | 0 | 0 | 0 | 0 | 0 | 0 | 0 | 0 | 0 | 0 | 0 | 0 | 0 | 0 | 0 | 0 | 0 | 0 | 0 | 0 | 0 | 0 | 0
F1_Industrial_Industrial - ID_New_Process_Natural Gas_Process Cooling_E3 | F1 | Industrial | Industrial - ID | New | Process | Natural Gas | Process Cooling | E3 | CCE | 0 | 0 | 0 | 0 | 0 | 0 | 0 | 0 | 0 | 0 | 0 | 0 | 0 | 0 | 0 | 0 | 0 | 0 | 0 | 0 | 0 | 0 | 0 | 0 | 0 | 0 | 0
F1_Industrial_Industrial - ID_New_Process_Natural Gas_Process Cooling_E4 | F1 | Industrial | Industrial - ID | New | Process | Natural Gas | Process Cooling | E4 | CCE | 0 | 0 | 0 | 0 | 0 | 0 | 0 | 0 | 0 | 0 | 0 | 0 | 0 | 0 | 0 | 0 | 0 | 0 | 0 | 0 | 0 | 0 | 0 | 0 | 0 | 0 | 0
F1_Industrial_Industrial - ID_New_Process_Natural Gas_Process Cooling_E5 | F1 | Industrial | Industrial - ID | New | Process | Natural Gas | Process Cooling | E5 | CCE | 0 | 0 | 0 | 0 | 0 | 0 | 0 | 0 | 0 | 0 | 0 | 0 | 0 | 0 | 0 | 0 | 0 | 0 | 0 | 0 | 0 | 0 | 0 | 0 | 0 | 0 | 0
F1_Industrial_Industrial - ID_New_Process_Natural Gas_Process Cooling_E6 | F1 | Industrial | Industrial - ID | New | Process | Natural Gas | Process Cooling | E6 | CCE | 0 | 0 | 0 | 0 | 0 | 0 | 0 | 0 | 0 | 0 | 0 | 0 | 0 | 0 | 0 | 0 | 0 | 0 | 0 | 0 | 0 | 0 | 0 | 0 | 0 | 0 | 0
F1_Industrial_Industrial - ID_New_Process_Natural Gas_Process Cooling_E7 | F1 | Industrial | Industrial - ID | New | Process | Natural Gas | Process Cooling | E7 | CCE | 0 | 0 | 0 | 0 | 0 | 0 | 0 | 0 | 0 | 0 | 0 | 0 | 0 | 0 | 0 | 0 | 0 | 0 | 0 | 0 | 0 | 0 | 0 | 0 | 0 | 0 | 0
F1_Industrial_Industrial - ID_New_Process_Natural Gas_Process Cooling_E8 | F1 | Industrial | Industrial - ID | New | Process | Natural Gas | Process Cooling | E8 | CCE | 0 | 0 | 0 | 0 | 0 | 0 | 0 | 0 | 0 | 0 | 0 | 0 | 0 | 0 | 0 | 0 | 0 | 0 | 0 | 0 | 0 | 0 | 0 | 0 | 0 | 0 | 0
F1_Industrial_Industrial - ID_New_Process_Natural Gas_Process Cooling_E9 | F1 | Industrial | Industrial - ID | New | Process | Natural Gas | Process Cooling | E9 | CCE | 0 | 0 | 0 | 0 | 0 | 0 | 0 | 0 | 0 | 0 | 0 | 0 | 0 | 0 | 0 | 0 | 0 | 0 | 0 | 0 | 0 | 0 | 0 | 0 | 0 | 0 | 0
F1_Industrial_Industrial - ID_New_Process_Natural Gas_Process Cooling_E10 | F1 | Industrial | Industrial - ID | New | Process | Natural Gas | Process Cooling | E10 | CCE | 0 | 0 | 0 | 0 | 0 | 0 | 0 | 0 | 0 | 0 | 0 | 0 | 0 | 0 | 0 | 0 | 0 | 0 | 0 | 0 | 0 | 0 | 0 | 0 | 0 | 0 | 0
F2_Industrial_Industrial - ID_New_Process_Natural Gas_Process Cooling_E1 | F2 | Industrial | Industrial - ID | New | Process | Natural Gas | Process Cooling | E1 | TRC BC Ratio | bar: 2021 to 2047
F2_Industrial_Industrial - ID_New_Process_Natural Gas_Process Cooling_E2 | F2 | Industrial | Industrial - ID | New | Process | Natural Gas | Process Cooling | E2 | TRC BC Ratio | 0 | 0 | 0 | 0 | 0 | 0 | 0 | 0 | 0 | 0 | 0 | 0 | 0 | 0 | 0 | 0 | 0 | 0 | 0 | 0 | 0 | 0 | 0 | 0 | 0 | 0 | 0
F2_Industrial_Industrial - ID_New_Process_Natural Gas_Process Cooling_E3 | F2 | Industrial | Industrial - ID | New | Process | Natural Gas | Process Cooling | E3 | TRC BC Ratio | 0 | 0 | 0 | 0 | 0 | 0 | 0 | 0 | 0 | 0 | 0 | 0 | 0 | 0 | 0 | 0 | 0 | 0 | 0 | 0 | 0 | 0 | 0 | 0 | 0 | 0 | 0
F2_Industrial_Industrial - ID_New_Process_Natural Gas_Process Cooling_E4 | F2 | Industrial | Industrial - ID | New | Process | Natural Gas | Process Cooling | E4 | TRC BC Ratio | 0 | 0 | 0 | 0 | 0 | 0 | 0 | 0 | 0 | 0 | 0 | 0 | 0 | 0 | 0 | 0 | 0 | 0 | 0 | 0 | 0 | 0 | 0 | 0 | 0 | 0 | 0
F2_Industrial_Industrial - ID_New_Process_Natural Gas_Process Cooling_E5 | F2 | Industrial | Industrial - ID | New | Process | Natural Gas | Process Cooling | E5 | TRC BC Ratio | 0 | 0 | 0 | 0 | 0 | 0 | 0 | 0 | 0 | 0 | 0 | 0 | 0 | 0 | 0 | 0 | 0 | 0 | 0 | 0 | 0 | 0 | 0 | 0 | 0 | 0 | 0
F2_Industrial_Industrial - ID_New_Process_Natural Gas_Process Cooling_E6 | F2 | Industrial | Industrial - ID | New | Process | Natural Gas | Process Cooling | E6 | TRC BC Ratio | 0 | 0 | 0 | 0 | 0 | 0 | 0 | 0 | 0 | 0 | 0 | 0 | 0 | 0 | 0 | 0 | 0 | 0 | 0 | 0 | 0 | 0 | 0 | 0 | 0 | 0 | 0
F2_Industrial_Industrial - ID_New_Process_Natural Gas_Process Cooling_E7 | F2 | Industrial | Industrial - ID | New | Process | Natural Gas | Process Cooling | E7 | TRC BC Ratio | 0 | 0 | 0 | 0 | 0 | 0 | 0 | 0 | 0 | 0 | 0 | 0 | 0 | 0 | 0 | 0 | 0 | 0 | 0 | 0 | 0 | 0 | 0 | 0 | 0 | 0 | 0
F2_Industrial_Industrial - ID_New_Process_Natural Gas_Process Cooling_E8 | F2 | Industrial | Industrial - ID | New | Process | Natural Gas | Process Cooling | E8 | TRC BC Ratio | 0 | 0 | 0 | 0 | 0 | 0 | 0 | 0 | 0 | 0 | 0 | 0 | 0 | 0 | 0 | 0 | 0 | 0 | 0 | 0 | 0 | 0 | 0 | 0 | 0 | 0 | 0
F2_Industrial_Industrial - ID_New_Process_Natural Gas_Process Cooling_E9 | F2 | Industrial | Industrial - ID | New | Process | Natural Gas | Process Cooling | E9 | TRC BC Ratio | 0 | 0 | 0 | 0 | 0 | 0 | 0 | 0 | 0 | 0 | 0 | 0 | 0 | 0 | 0 | 0 | 0 | 0 | 0 | 0 | 0 | 0 | 0 | 0 | 0 | 0 | 0
F2_Industrial_Industrial - ID_New_Process_Natural Gas_Process Cooling_E10 | F2 | Industrial | Industrial - ID | New | Process | Natural Gas | Process Cooling | E10 | TRC BC Ratio | 0 | 0 | 0 | 0 | 0 | 0 | 0 | 0 | 0 | 0 | 0 | 0 | 0 | 0 | 0 | 0 | 0 | 0 | 0 | 0 | 0 | 0 | 0 | 0 | 0 | 0 | 0
F3_Industrial_Industrial - ID_New_Process_Natural Gas_Process Cooling_E1 | F3 | Industrial | Industrial - ID | New | Process | Natural Gas | Process Cooling | E1 | PACT BC Ratio | bar: 2021 to 2047
F3_Industrial_Industrial - ID_New_Process_Natural Gas_Process Cooling_E2 | F3 | Industrial | Industrial - ID | New | Process | Natural Gas | Process Cooling | E2 | PACT BC Ratio | 0 | 0 | 0 | 0 | 0 | 0 | 0 | 0 | 0 | 0 | 0 | 0 | 0 | 0 | 0 | 0 | 0 | 0 | 0 | 0 | 0 | 0 | 0 | 0 | 0 | 0 | 0
F3_Industrial_Industrial - ID_New_Process_Natural Gas_Process Cooling_E3 | F3 | Industrial | Industrial - ID | New | Process | Natural Gas | Process Cooling | E3 | PACT BC Ratio | 0 | 0 | 0 | 0 | 0 | 0 | 0 | 0 | 0 | 0 | 0 | 0 | 0 | 0 | 0 | 0 | 0 | 0 | 0 | 0 | 0 | 0 | 0 | 0 | 0 | 0 | 0
F3_Industrial_Industrial - ID_New_Process_Natural Gas_Process Cooling_E4 | F3 | Industrial | Industrial - ID | New | Process | Natural Gas | Process Cooling | E4 | PACT BC Ratio | 0 | 0 | 0 | 0 | 0 | 0 | 0 | 0 | 0 | 0 | 0 | 0 | 0 | 0 | 0 | 0 | 0 | 0 | 0 | 0 | 0 | 0 | 0 | 0 | 0 | 0 | 0
F3_Industrial_Industrial - ID_New_Process_Natural Gas_Process Cooling_E5 | F3 | Industrial | Industrial - ID | New | Process | Natural Gas | Process Cooling | E5 | PACT BC Ratio | 0 | 0 | 0 | 0 | 0 | 0 | 0 | 0 | 0 | 0 | 0 | 0 | 0 | 0 | 0 | 0 | 0 | 0 | 0 | 0 | 0 | 0 | 0 | 0 | 0 | 0 | 0
F3_Industrial_Industrial - ID_New_Process_Natural Gas_Process Cooling_E6 | F3 | Industrial | Industrial - ID | New | Process | Natural Gas | Process Cooling | E6 | PACT BC Ratio | 0 | 0 | 0 | 0 | 0 | 0 | 0 | 0 | 0 | 0 | 0 | 0 | 0 | 0 | 0 | 0 | 0 | 0 | 0 | 0 | 0 | 0 | 0 | 0 | 0 | 0 | 0
F3_Industrial_Industrial - ID_New_Process_Natural Gas_Process Cooling_E7 | F3 | Industrial | Industrial - ID | New | Process | Natural Gas | Process Cooling | E7 | PACT BC Ratio | 0 | 0 | 0 | 0 | 0 | 0 | 0 | 0 | 0 | 0 | 0 | 0 | 0 | 0 | 0 | 0 | 0 | 0 | 0 | 0 | 0 | 0 | 0 | 0 | 0 | 0 | 0
F3_Industrial_Industrial - ID_New_Process_Natural Gas_Process Cooling_E8 | F3 | Industrial | Industrial - ID | New | Process | Natural Gas | Process Cooling | E8 | PACT BC Ratio | 0 | 0 | 0 | 0 | 0 | 0 | 0 | 0 | 0 | 0 | 0 | 0 | 0 | 0 | 0 | 0 | 0 | 0 | 0 | 0 | 0 | 0 | 0 | 0 | 0 | 0 | 0
F3_Industrial_Industrial - ID_New_Process_Natural Gas_Process Cooling_E9 | F3 | Industrial | Industrial - ID | New | Process | Natural Gas | Process Cooling | E9 | PACT BC Ratio | 0 | 0 | 0 | 0 | 0 | 0 | 0 | 0 | 0 | 0 | 0 | 0 | 0 | 0 | 0 | 0 | 0 | 0 | 0 | 0 | 0 | 0 | 0 | 0 | 0 | 0 | 0
F3_Industrial_Industrial - ID_New_Process_Natural Gas_Process Cooling_E10 | F3 | Industrial | Industrial - ID | New | Process | Natural Gas | Process Cooling | E10 | PACT BC Ratio | 0 | 0 | 0 | 0 | 0 | 0 | 0 | 0 | 0 | 0 | 0 | 0 | 0 | 0 | 0 | 0 | 0 | 0 | 0 | 0 | 0 | 0 | 0 | 0 | 0 | 0 | 0
F4_Industrial_Industrial - ID_New_Process_Natural Gas_Process Cooling_E1 | F4 | Industrial | Industrial - ID | New | Process | Natural Gas | Process Cooling | E1 | RVT BC Ratio | bar: 2021 to 2047
F4_Industrial_Industrial - ID_New_Process_Natural Gas_Process Cooling_E2 | F4 | Industrial | Industrial - ID | New | Process | Natural Gas | Process Cooling | E2 | RVT BC Ratio | 0 | 0 | 0 | 0 | 0 | 0 | 0 | 0 | 0 | 0 | 0 | 0 | 0 | 0 | 0 | 0 | 0 | 0 | 0 | 0 | 0 | 0 | 0 | 0 | 0 | 0 | 0
F4_Industrial_Industrial - ID_New_Process_Natural Gas_Process Cooling_E3 | F4 | Industrial | Industrial - ID | New | Process | Natural Gas | Process Cooling | E3 | RVT BC Ratio | 0 | 0 | 0 | 0 | 0 | 0 | 0 | 0 | 0 | 0 | 0 | 0 | 0 | 0 | 0 | 0 | 0 | 0 | 0 | 0 | 0 | 0 | 0 | 0 | 0 | 0 | 0
F4_Industrial_Industrial - ID_New_Process_Natural Gas_Process Cooling_E4 | F4 | Industrial | Industrial - ID | New | Process | Natural Gas | Process Cooling | E4 | RVT BC Ratio | 0 | 0 | 0 | 0 | 0 | 0 | 0 | 0 | 0 | 0 | 0 | 0 | 0 | 0 | 0 | 0 | 0 | 0 | 0 | 0 | 0 | 0 | 0 | 0 | 0 | 0 | 0
F4_Industrial_Industrial - ID_New_Process_Natural Gas_Process Cooling_E5 | F4 | Industrial | Industrial - ID | New | Process | Natural Gas | Process Cooling | E5 | RVT BC Ratio | 0 | 0 | 0 | 0 | 0 | 0 | 0 | 0 | 0 | 0 | 0 | 0 | 0 | 0 | 0 | 0 | 0 | 0 | 0 | 0 | 0 | 0 | 0 | 0 | 0 | 0 | 0
F4_Industrial_Industrial - ID_New_Process_Natural Gas_Process Cooling_E6 | F4 | Industrial | Industrial - ID | New | Process | Natural Gas | Process Cooling | E6 | RVT BC Ratio | 0 | 0 | 0 | 0 | 0 | 0 | 0 | 0 | 0 | 0 | 0 | 0 | 0 | 0 | 0 | 0 | 0 | 0 | 0 | 0 | 0 | 0 | 0 | 0 | 0 | 0 | 0
F4_Industrial_Industrial - ID_New_Process_Natural Gas_Process Cooling_E7 | F4 | Industrial | Industrial - ID | New | Process | Natural Gas | Process Cooling | E7 | RVT BC Ratio | 0 | 0 | 0 | 0 | 0 | 0 | 0 | 0 | 0 | 0 | 0 | 0 | 0 | 0 | 0 | 0 | 0 | 0 | 0 | 0 | 0 | 0 | 0 | 0 | 0 | 0 | 0
F4_Industrial_Industrial - ID_New_Process_Natural Gas_Process Cooling_E8 | F4 | Industrial | Industrial - ID | New | Process | Natural Gas | Process Cooling | E8 | RVT BC Ratio | 0 | 0 | 0 | 0 | 0 | 0 | 0 | 0 | 0 | 0 | 0 | 0 | 0 | 0 | 0 | 0 | 0 | 0 | 0 | 0 | 0 | 0 | 0 | 0 | 0 | 0 | 0
F4_Industrial_Industrial - ID_New_Process_Natural Gas_Process Cooling_E9 | F4 | Industrial | Industrial - ID | New | Process | Natural Gas | Process Cooling | E9 | RVT BC Ratio | 0 | 0 | 0 | 0 | 0 | 0 | 0 | 0 | 0 | 0 | 0 | 0 | 0 | 0 | 0 | 0 | 0 | 0 | 0 | 0 | 0 | 0 | 0 | 0 | 0 | 0 | 0
F4_Industrial_Industrial - ID_New_Process_Natural Gas_Process Cooling_E10 | F4 | Industrial | Industrial - ID | New | Process | Natural Gas | Process Cooling | E10 | RVT BC Ratio | 0 | 0 | 0 | 0 | 0 | 0 | 0 | 0 | 0 | 0 | 0 | 0 | 0 | 0 | 0 | 0 | 0 | 0 | 0 | 0 | 0 | 0 | 0 | 0 | 0 | 0 | 0
F5_Industrial_Industrial - ID_New_Process_Natural Gas_Process Cooling_E1 | F5 | Industrial | Industrial - ID | New | Process | Natural Gas | Process Cooling | E1 | RIM BC Ratio | bar: 2021 to 2047
F5_Industrial_Industrial - ID_New_Process_Natural Gas_Process Cooling_E2 | F5 | Industrial | Industrial - ID | New | Process | Natural Gas | Process Cooling | E2 | RIM BC Ratio | 0 | 0 | 0 | 0 | 0 | 0 | 0 | 0 | 0 | 0 | 0 | 0 | 0 | 0 | 0 | 0 | 0 | 0 | 0 | 0 | 0 | 0 | 0 | 0 | 0 | 0 | 0
F5_Industrial_Industrial - ID_New_Process_Natural Gas_Process Cooling_E3 | F5 | Industrial | Industrial - ID | New | Process | Natural Gas | Process Cooling | E3 | RIM BC Ratio | 0 | 0 | 0 | 0 | 0 | 0 | 0 | 0 | 0 | 0 | 0 | 0 | 0 | 0 | 0 | 0 | 0 | 0 | 0 | 0 | 0 | 0 | 0 | 0 | 0 | 0 | 0
F5_Industrial_Industrial - ID_New_Process_Natural Gas_Process Cooling_E4 | F5 | Industrial | Industrial - ID | New | Process | Natural Gas | Process Cooling | E4 | RIM BC Ratio | 0 | 0 | 0 | 0 | 0 | 0 | 0 | 0 | 0 | 0 | 0 | 0 | 0 | 0 | 0 | 0 | 0 | 0 | 0 | 0 | 0 | 0 | 0 | 0 | 0 | 0 | 0
F5_Industrial_Industrial - ID_New_Process_Natural Gas_Process Cooling_E5 | F5 | Industrial | Industrial - ID | New | Process | Natural Gas | Process Cooling | E5 | RIM BC Ratio | 0 | 0 | 0 | 0 | 0 | 0 | 0 | 0 | 0 | 0 | 0 | 0 | 0 | 0 | 0 | 0 | 0 | 0 | 0 | 0 | 0 | 0 | 0 | 0 | 0 | 0 | 0
F5_Industrial_Industrial - ID_New_Process_Natural Gas_Process Cooling_E6 | F5 | Industrial | Industrial - ID | New | Process | Natural Gas | Process Cooling | E6 | RIM BC Ratio | 0 | 0 | 0 | 0 | 0 | 0 | 0 | 0 | 0 | 0 | 0 | 0 | 0 | 0 | 0 | 0 | 0 | 0 | 0 | 0 | 0 | 0 | 0 | 0 | 0 | 0 | 0
F5_Industrial_Industrial - ID_New_Process_Natural Gas_Process Cooling_E7 | F5 | Industrial | Industrial - ID | New | Process | Natural Gas | Process Cooling | E7 | RIM BC Ratio | 0 | 0 | 0 | 0 | 0 | 0 | 0 | 0 | 0 | 0 | 0 | 0 | 0 | 0 | 0 | 0 | 0 | 0 | 0 | 0 | 0 | 0 | 0 | 0 | 0 | 0 | 0
F5_Industrial_Industrial - ID_New_Process_Natural Gas_Process Cooling_E8 | F5 | Industrial | Industrial - ID | New | Process | Natural Gas | Process Cooling | E8 | RIM BC Ratio | 0 | 0 | 0 | 0 | 0 | 0 | 0 | 0 | 0 | 0 | 0 | 0 | 0 | 0 | 0 | 0 | 0 | 0 | 0 | 0 | 0 | 0 | 0 | 0 | 0 | 0 | 0
F5_Industrial_Industrial - ID_New_Process_Natural Gas_Process Cooling_E9 | F5 | Industrial | Industrial - ID | New | Process | Natural Gas | Process Cooling | E9 | RIM BC Ratio | 0 | 0 | 0 | 0 | 0 | 0 | 0 | 0 | 0 | 0 | 0 | 0 | 0 | 0 | 0 | 0 | 0 | 0 | 0 | 0 | 0 | 0 | 0 | 0 | 0 | 0 | 0
F5_Industrial_Industrial - ID_New_Process_Natural Gas_Process Cooling_E10 | F5 | Industrial | Industrial - ID | New | Process | Natural Gas | Process Cooling | E10 | RIM BC Ratio | 0 | 0 | 0 | 0 | 0 | 0 | 0 | 0 | 0 | 0 | 0 | 0 | 0 | 0 | 0 | 0 | 0 | 0 | 0 | 0 | 0 | 0 | 0 | 0 | 0 | 0 | 0
F0_Industrial_Industrial - ID_New_Process_Natural Gas_Other Process_E0 | F0 | Industrial | Industrial - ID | New | Process | Natural Gas | Other Process | E0 | Economic Unit | Standard | Standard | Standard | Standard | Standard | Standard | Standard | Standard | Standard | Standard | Standard | Standard | Standard | Standard | Standard | Standard | Standard | Standard | Standard | Standard | Standard | Standard | Standard | Standard | Standard | Standard | Standard
F1_Industrial_Industrial - ID_New_Process_Natural Gas_Other Process_E1 | F1 | Industrial | Industrial - ID | New | Process | Natural Gas | Other Process | E1 | CCE | 0 | 0 | 0 | 0 | 0 | 0 | 0 | 0 | 0 | 0 | 0 | 0 | 0 | 0 | 0 | 0 | 0 | 0 | 0 | 0 | 0 | 0 | 0 | 0 | 0 | 0 | 0
F1_Industrial_Industrial - ID_New_Process_Natural Gas_Other Process_E2 | F1 | Industrial | Industrial - ID | New | Process | Natural Gas | Other Process | E2 | CCE | 0 | 0 | 0 | 0 | 0 | 0 | 0 | 0 | 0 | 0 | 0 | 0 | 0 | 0 | 0 | 0 | 0 | 0 | 0 | 0 | 0 | 0 | 0 | 0 | 0 | 0 | 0
F1_Industrial_Industrial - ID_New_Process_Natural Gas_Other Process_E3 | F1 | Industrial | Industrial - ID | New | Process | Natural Gas | Other Process | E3 | CCE | 0 | 0 | 0 | 0 | 0 | 0 | 0 | 0 | 0 | 0 | 0 | 0 | 0 | 0 | 0 | 0 | 0 | 0 | 0 | 0 | 0 | 0 | 0 | 0 | 0 | 0 | 0
F1_Industrial_Industrial - ID_New_Process_Natural Gas_Other Process_E4 | F1 | Industrial | Industrial - ID | New | Process | Natural Gas | Other Process | E4 | CCE | 0 | 0 | 0 | 0 | 0 | 0 | 0 | 0 | 0 | 0 | 0 | 0 | 0 | 0 | 0 | 0 | 0 | 0 | 0 | 0 | 0 | 0 | 0 | 0 | 0 | 0 | 0
F1_Industrial_Industrial - ID_New_Process_Natural Gas_Other Process_E5 | F1 | Industrial | Industrial - ID | New | Process | Natural Gas | Other Process | E5 | CCE | 0 | 0 | 0 | 0 | 0 | 0 | 0 | 0 | 0 | 0 | 0 | 0 | 0 | 0 | 0 | 0 | 0 | 0 | 0 | 0 | 0 | 0 | 0 | 0 | 0 | 0 | 0
F1_Industrial_Industrial - ID_New_Process_Natural Gas_Other Process_E6 | F1 | Industrial | Industrial - ID | New | Process | Natural Gas | Other Process | E6 | CCE | 0 | 0 | 0 | 0 | 0 | 0 | 0 | 0 | 0 | 0 | 0 | 0 | 0 | 0 | 0 | 0 | 0 | 0 | 0 | 0 | 0 | 0 | 0 | 0 | 0 | 0 | 0
F1_Industrial_Industrial - ID_New_Process_Natural Gas_Other Process_E7 | F1 | Industrial | Industrial - ID | New | Process | Natural Gas | Other Process | E7 | CCE | 0 | 0 | 0 | 0 | 0 | 0 | 0 | 0 | 0 | 0 | 0 | 0 | 0 | 0 | 0 | 0 | 0 | 0 | 0 | 0 | 0 | 0 | 0 | 0 | 0 | 0 | 0
F1_Industrial_Industrial - ID_New_Process_Natural Gas_Other Process_E8 | F1 | Industrial | Industrial - ID | New | Process | Natural Gas | Other Process | E8 | CCE | 0 | 0 | 0 | 0 | 0 | 0 | 0 | 0 | 0 | 0 | 0 | 0 | 0 | 0 | 0 | 0 | 0 | 0 | 0 | 0 | 0 | 0 | 0 | 0 | 0 | 0 | 0
F1_Industrial_Industrial - ID_New_Process_Natural Gas_Other Process_E9 | F1 | Industrial | Industrial - ID | New | Process | Natural Gas | Other Process | E9 | CCE | 0 | 0 | 0 | 0 | 0 | 0 | 0 | 0 | 0 | 0 | 0 | 0 | 0 | 0 | 0 | 0 | 0 | 0 | 0 | 0 | 0 | 0 | 0 | 0 | 0 | 0 | 0
F1_Industrial_Industrial - ID_New_Process_Natural Gas_Other Process_E10 | F1 | Industrial | Industrial - ID | New | Process | Natural Gas | Other Process | E10 | CCE | 0 | 0 | 0 | 0 | 0 | 0 | 0 | 0 | 0 | 0 | 0 | 0 | 0 | 0 | 0 | 0 | 0 | 0 | 0 | 0 | 0 | 0 | 0 | 0 | 0 | 0 | 0
F2_Industrial_Industrial - ID_New_Process_Natural Gas_Other Process_E1 | F2 | Industrial | Industrial - ID | New | Process | Natural Gas | Other Process | E1 | TRC BC Ratio | bar: 2021 to 2047
F2_Industrial_Industrial - ID_New_Process_Natural Gas_Other Process_E2 | F2 | Industrial | Industrial - ID | New | Process | Natural Gas | Other Process | E2 | TRC BC Ratio | 0 | 0 | 0 | 0 | 0 | 0 | 0 | 0 | 0 | 0 | 0 | 0 | 0 | 0 | 0 | 0 | 0 | 0 | 0 | 0 | 0 | 0 | 0 | 0 | 0 | 0 | 0
F2_Industrial_Industrial - ID_New_Process_Natural Gas_Other Process_E3 | F2 | Industrial | Industrial - ID | New | Process | Natural Gas | Other Process | E3 | TRC BC Ratio | 0 | 0 | 0 | 0 | 0 | 0 | 0 | 0 | 0 | 0 | 0 | 0 | 0 | 0 | 0 | 0 | 0 | 0 | 0 | 0 | 0 | 0 | 0 | 0 | 0 | 0 | 0
F2_Industrial_Industrial - ID_New_Process_Natural Gas_Other Process_E4 | F2 | Industrial | Industrial - ID | New | Process | Natural Gas | Other Process | E4 | TRC BC Ratio | 0 | 0 | 0 | 0 | 0 | 0 | 0 | 0 | 0 | 0 | 0 | 0 | 0 | 0 | 0 | 0 | 0 | 0 | 0 | 0 | 0 | 0 | 0 | 0 | 0 | 0 | 0
F2_Industrial_Industrial - ID_New_Process_Natural Gas_Other Process_E5 | F2 | Industrial | Industrial - ID | New | Process | Natural Gas | Other Process | E5 | TRC BC Ratio | 0 | 0 | 0 | 0 | 0 | 0 | 0 | 0 | 0 | 0 | 0 | 0 | 0 | 0 | 0 | 0 | 0 | 0 | 0 | 0 | 0 | 0 | 0 | 0 | 0 | 0 | 0
F2_Industrial_Industrial - ID_New_Process_Natural Gas_Other Process_E6 | F2 | Industrial | Industrial - ID | New | Process | Natural Gas | Other Process | E6 | TRC BC Ratio | 0 | 0 | 0 | 0 | 0 | 0 | 0 | 0 | 0 | 0 | 0 | 0 | 0 | 0 | 0 | 0 | 0 | 0 | 0 | 0 | 0 | 0 | 0 | 0 | 0 | 0 | 0
F2_Industrial_Industrial - ID_New_Process_Natural Gas_Other Process_E7 | F2 | Industrial | Industrial - ID | New | Process | Natural Gas | Other Process | E7 | TRC BC Ratio | 0 | 0 | 0 | 0 | 0 | 0 | 0 | 0 | 0 | 0 | 0 | 0 | 0 | 0 | 0 | 0 | 0 | 0 | 0 | 0 | 0 | 0 | 0 | 0 | 0 | 0 | 0
F2_Industrial_Industrial - ID_New_Process_Natural Gas_Other Process_E8 | F2 | Industrial | Industrial - ID | New | Process | Natural Gas | Other Process | E8 | TRC BC Ratio | 0 | 0 | 0 | 0 | 0 | 0 | 0 | 0 | 0 | 0 | 0 | 0 | 0 | 0 | 0 | 0 | 0 | 0 | 0 | 0 | 0 | 0 | 0 | 0 | 0 | 0 | 0
F2_Industrial_Industrial - ID_New_Process_Natural Gas_Other Process_E9 | F2 | Industrial | Industrial - ID | New | Process | Natural Gas | Other Process | E9 | TRC BC Ratio | 0 | 0 | 0 | 0 | 0 | 0 | 0 | 0 | 0 | 0 | 0 | 0 | 0 | 0 | 0 | 0 | 0 | 0 | 0 | 0 | 0 | 0 | 0 | 0 | 0 | 0 | 0
F2_Industrial_Industrial - ID_New_Process_Natural Gas_Other Process_E10 | F2 | Industrial | Industrial - ID | New | Process | Natural Gas | Other Process | E10 | TRC BC Ratio | 0 | 0 | 0 | 0 | 0 | 0 | 0 | 0 | 0 | 0 | 0 | 0 | 0 | 0 | 0 | 0 | 0 | 0 | 0 | 0 | 0 | 0 | 0 | 0 | 0 | 0 | 0
F3_Industrial_Industrial - ID_New_Process_Natural Gas_Other Process_E1 | F3 | Industrial | Industrial - ID | New | Process | Natural Gas | Other Process | E1 | PACT BC Ratio | bar: 2021 to 2047
F3_Industrial_Industrial - ID_New_Process_Natural Gas_Other Process_E2 | F3 | Industrial | Industrial - ID | New | Process | Natural Gas | Other Process | E2 | PACT BC Ratio | 0 | 0 | 0 | 0 | 0 | 0 | 0 | 0 | 0 | 0 | 0 | 0 | 0 | 0 | 0 | 0 | 0 | 0 | 0 | 0 | 0 | 0 | 0 | 0 | 0 | 0 | 0
F3_Industrial_Industrial - ID_New_Process_Natural Gas_Other Process_E3 | F3 | Industrial | Industrial - ID | New | Process | Natural Gas | Other Process | E3 | PACT BC Ratio | 0 | 0 | 0 | 0 | 0 | 0 | 0 | 0 | 0 | 0 | 0 | 0 | 0 | 0 | 0 | 0 | 0 | 0 | 0 | 0 | 0 | 0 | 0 | 0 | 0 | 0 | 0
F3_Industrial_Industrial - ID_New_Process_Natural Gas_Other Process_E4 | F3 | Industrial | Industrial - ID | New | Process | Natural Gas | Other Process | E4 | PACT BC Ratio | 0 | 0 | 0 | 0 | 0 | 0 | 0 | 0 | 0 | 0 | 0 | 0 | 0 | 0 | 0 | 0 | 0 | 0 | 0 | 0 | 0 | 0 | 0 | 0 | 0 | 0 | 0
F3_Industrial_Industrial - ID_New_Process_Natural Gas_Other Process_E5 | F3 | Industrial | Industrial - ID | New | Process | Natural Gas | Other Process | E5 | PACT BC Ratio | 0 | 0 | 0 | 0 | 0 | 0 | 0 | 0 | 0 | 0 | 0 | 0 | 0 | 0 | 0 | 0 | 0 | 0 | 0 | 0 | 0 | 0 | 0 | 0 | 0 | 0 | 0
F3_Industrial_Industrial - ID_New_Process_Natural Gas_Other Process_E6 | F3 | Industrial | Industrial - ID | New | Process | Natural Gas | Other Process | E6 | PACT BC Ratio | 0 | 0 | 0 | 0 | 0 | 0 | 0 | 0 | 0 | 0 | 0 | 0 | 0 | 0 | 0 | 0 | 0 | 0 | 0 | 0 | 0 | 0 | 0 | 0 | 0 | 0 | 0
F3_Industrial_Industrial - ID_New_Process_Natural Gas_Other Process_E7 | F3 | Industrial | Industrial - ID | New | Process | Natural Gas | Other Process | E7 | PACT BC Ratio | 0 | 0 | 0 | 0 | 0 | 0 | 0 | 0 | 0 | 0 | 0 | 0 | 0 | 0 | 0 | 0 | 0 | 0 | 0 | 0 | 0 | 0 | 0 | 0 | 0 | 0 | 0
F3_Industrial_Industrial - ID_New_Process_Natural Gas_Other Process_E8 | F3 | Industrial | Industrial - ID | New | Process | Natural Gas | Other Process | E8 | PACT BC Ratio | 0 | 0 | 0 | 0 | 0 | 0 | 0 | 0 | 0 | 0 | 0 | 0 | 0 | 0 | 0 | 0 | 0 | 0 | 0 | 0 | 0 | 0 | 0 | 0 | 0 | 0 | 0
F3_Industrial_Industrial - ID_New_Process_Natural Gas_Other Process_E9 | F3 | Industrial | Industrial - ID | New | Process | Natural Gas | Other Process | E9 | PACT BC Ratio | 0 | 0 | 0 | 0 | 0 | 0 | 0 | 0 | 0 | 0 | 0 | 0 | 0 | 0 | 0 | 0 | 0 | 0 | 0 | 0 | 0 | 0 | 0 | 0 | 0 | 0 | 0
F3_Industrial_Industrial - ID_New_Process_Natural Gas_Other Process_E10 | F3 | Industrial | Industrial - ID | New | Process | Natural Gas | Other Process | E10 | PACT BC Ratio | 0 | 0 | 0 | 0 | 0 | 0 | 0 | 0 | 0 | 0 | 0 | 0 | 0 | 0 | 0 | 0 | 0 | 0 | 0 | 0 | 0 | 0 | 0 | 0 | 0 | 0 | 0
F4_Industrial_Industrial - ID_New_Process_Natural Gas_Other Process_E1 | F4 | Industrial | Industrial - ID | New | Process | Natural Gas | Other Process | E1 | RVT BC Ratio | bar: 2021 to 2047
F4_Industrial_Industrial - ID_New_Process_Natural Gas_Other Process_E2 | F4 | Industrial | Industrial - ID | New | Process | Natural Gas | Other Process | E2 | RVT BC Ratio | 0 | 0 | 0 | 0 | 0 | 0 | 0 | 0 | 0 | 0 | 0 | 0 | 0 | 0 | 0 | 0 | 0 | 0 | 0 | 0 | 0 | 0 | 0 | 0 | 0 | 0 | 0
F4_Industrial_Industrial - ID_New_Process_Natural Gas_Other Process_E3 | F4 | Industrial | Industrial - ID | New | Process | Natural Gas | Other Process | E3 | RVT BC Ratio | 0 | 0 | 0 | 0 | 0 | 0 | 0 | 0 | 0 | 0 | 0 | 0 | 0 | 0 | 0 | 0 | 0 | 0 | 0 | 0 | 0 | 0 | 0 | 0 | 0 | 0 | 0
F4_Industrial_Industrial - ID_New_Process_Natural Gas_Other Process_E4 | F4 | Industrial | Industrial - ID | New | Process | Natural Gas | Other Process | E4 | RVT BC Ratio | 0 | 0 | 0 | 0 | 0 | 0 | 0 | 0 | 0 | 0 | 0 | 0 | 0 | 0 | 0 | 0 | 0 | 0 | 0 | 0 | 0 | 0 | 0 | 0 | 0 | 0 | 0
F4_Industrial_Industrial - ID_New_Process_Natural Gas_Other Process_E5 | F4 | Industrial | Industrial - ID | New | Process | Natural Gas | Other Process | E5 | RVT BC Ratio | 0 | 0 | 0 | 0 | 0 | 0 | 0 | 0 | 0 | 0 | 0 | 0 | 0 | 0 | 0 | 0 | 0 | 0 | 0 | 0 | 0 | 0 | 0 | 0 | 0 | 0 | 0
F4_Industrial_Industrial - ID_New_Process_Natural Gas_Other Process_E6 | F4 | Industrial | Industrial - ID | New | Process | Natural Gas | Other Process | E6 | RVT BC Ratio | 0 | 0 | 0 | 0 | 0 | 0 | 0 | 0 | 0 | 0 | 0 | 0 | 0 | 0 | 0 | 0 | 0 | 0 | 0 | 0 | 0 | 0 | 0 | 0 | 0 | 0 | 0
F4_Industrial_Industrial - ID_New_Process_Natural Gas_Other Process_E7 | F4 | Industrial | Industrial - ID | New | Process | Natural Gas | Other Process | E7 | RVT BC Ratio | 0 | 0 | 0 | 0 | 0 | 0 | 0 | 0 | 0 | 0 | 0 | 0 | 0 | 0 | 0 | 0 | 0 | 0 | 0 | 0 | 0 | 0 | 0 | 0 | 0 | 0 | 0
F4_Industrial_Industrial - ID_New_Process_Natural Gas_Other Process_E8 | F4 | Industrial | Industrial - ID | New | Process | Natural Gas | Other Process | E8 | RVT BC Ratio | 0 | 0 | 0 | 0 | 0 | 0 | 0 | 0 | 0 | 0 | 0 | 0 | 0 | 0 | 0 | 0 | 0 | 0 | 0 | 0 | 0 | 0 | 0 | 0 | 0 | 0 | 0
F4_Industrial_Industrial - ID_New_Process_Natural Gas_Other Process_E9 | F4 | Industrial | Industrial - ID | New | Process | Natural Gas | Other Process | E9 | RVT BC Ratio | 0 | 0 | 0 | 0 | 0 | 0 | 0 | 0 | 0 | 0 | 0 | 0 | 0 | 0 | 0 | 0 | 0 | 0 | 0 | 0 | 0 | 0 | 0 | 0 | 0 | 0 | 0
F4_Industrial_Industrial - ID_New_Process_Natural Gas_Other Process_E10 | F4 | Industrial | Industrial - ID | New | Process | Natural Gas | Other Process | E10 | RVT BC Ratio | 0 | 0 | 0 | 0 | 0 | 0 | 0 | 0 | 0 | 0 | 0 | 0 | 0 | 0 | 0 | 0 | 0 | 0 | 0 | 0 | 0 | 0 | 0 | 0 | 0 | 0 | 0
F5_Industrial_Industrial - ID_New_Process_Natural Gas_Other Process_E1 | F5 | Industrial | Industrial - ID | New | Process | Natural Gas | Other Process | E1 | RIM BC Ratio | bar: 2021 to 2047
F5_Industrial_Industrial - ID_New_Process_Natural Gas_Other Process_E2 | F5 | Industrial | Industrial - ID | New | Process | Natural Gas | Other Process | E2 | RIM BC Ratio | 0 | 0 | 0 | 0 | 0 | 0 | 0 | 0 | 0 | 0 | 0 | 0 | 0 | 0 | 0 | 0 | 0 | 0 | 0 | 0 | 0 | 0 | 0 | 0 | 0 | 0 | 0
F5_Industrial_Industrial - ID_New_Process_Natural Gas_Other Process_E3 | F5 | Industrial | Industrial - ID | New | Process | Natural Gas | Other Process | E3 | RIM BC Ratio | 0 | 0 | 0 | 0 | 0 | 0 | 0 | 0 | 0 | 0 | 0 | 0 | 0 | 0 | 0 | 0 | 0 | 0 | 0 | 0 | 0 | 0 | 0 | 0 | 0 | 0 | 0
F5_Industrial_Industrial - ID_New_Process_Natural Gas_Other Process_E4 | F5 | Industrial | Industrial - ID | New | Process | Natural Gas | Other Process | E4 | RIM BC Ratio | 0 | 0 | 0 | 0 | 0 | 0 | 0 | 0 | 0 | 0 | 0 | 0 | 0 | 0 | 0 | 0 | 0 | 0 | 0 | 0 | 0 | 0 | 0 | 0 | 0 | 0 | 0
F5_Industrial_Industrial - ID_New_Process_Natural Gas_Other Process_E5 | F5 | Industrial | Industrial - ID | New | Process | Natural Gas | Other Process | E5 | RIM BC Ratio | 0 | 0 | 0 | 0 | 0 | 0 | 0 | 0 | 0 | 0 | 0 | 0 | 0 | 0 | 0 | 0 | 0 | 0 | 0 | 0 | 0 | 0 | 0 | 0 | 0 | 0 | 0
F5_Industrial_Industrial - ID_New_Process_Natural Gas_Other Process_E6 | F5 | Industrial | Industrial - ID | New | Process | Natural Gas | Other Process | E6 | RIM BC Ratio | 0 | 0 | 0 | 0 | 0 | 0 | 0 | 0 | 0 | 0 | 0 | 0 | 0 | 0 | 0 | 0 | 0 | 0 | 0 | 0 | 0 | 0 | 0 | 0 | 0 | 0 | 0
F5_Industrial_Industrial - ID_New_Process_Natural Gas_Other Process_E7 | F5 | Industrial | Industrial - ID | New | Process | Natural Gas | Other Process | E7 | RIM BC Ratio | 0 | 0 | 0 | 0 | 0 | 0 | 0 | 0 | 0 | 0 | 0 | 0 | 0 | 0 | 0 | 0 | 0 | 0 | 0 | 0 | 0 | 0 | 0 | 0 | 0 | 0 | 0
F5_Industrial_Industrial - ID_New_Process_Natural Gas_Other Process_E8 | F5 | Industrial | Industrial - ID | New | Process | Natural Gas | Other Process | E8 | RIM BC Ratio | 0 | 0 | 0 | 0 | 0 | 0 | 0 | 0 | 0 | 0 | 0 | 0 | 0 | 0 | 0 | 0 | 0 | 0 | 0 | 0 | 0 | 0 | 0 | 0 | 0 | 0 | 0
F5_Industrial_Industrial - ID_New_Process_Natural Gas_Other Process_E9 | F5 | Industrial | Industrial - ID | New | Process | Natural Gas | Other Process | E9 | RIM BC Ratio | 0 | 0 | 0 | 0 | 0 | 0 | 0 | 0 | 0 | 0 | 0 | 0 | 0 | 0 | 0 | 0 | 0 | 0 | 0 | 0 | 0 | 0 | 0 | 0 | 0 | 0 | 0
F5_Industrial_Industrial - ID_New_Process_Natural Gas_Other Process_E10 | F5 | Industrial | Industrial - ID | New | Process | Natural Gas | Other Process | E10 | RIM BC Ratio | 0 | 0 | 0 | 0 | 0 | 0 | 0 | 0 | 0 | 0 | 0 | 0 | 0 | 0 | 0 | 0 | 0 | 0 | 0 | 0 | 0 | 0 | 0 | 0 | 0 | 0 | 0
F0_Industrial_Industrial - ID_New_Miscellaneous_Natural Gas_Miscellaneous_E0 | F0 | Industrial | Industrial - ID | New | Miscellaneous | Natural Gas | Miscellaneous | E0 | Economic Unit | Standard | Standard | Standard | Standard | Standard | Standard | Standard | Standard | Standard | Standard | Standard | Standard | Standard | Standard | Standard | Standard | Standard | Standard | Standard | Standard | Standard | Standard | Standard | Standard | Standard | Standard | Standard
F1_Industrial_Industrial - ID_New_Miscellaneous_Natural Gas_Miscellaneous_E1 | F1 | Industrial | Industrial - ID | New | Miscellaneous | Natural Gas | Miscellaneous | E1 | CCE | 0 | 0 | 0 | 0 | 0 | 0 | 0 | 0 | 0 | 0 | 0 | 0 | 0 | 0 | 0 | 0 | 0 | 0 | 0 | 0 | 0 | 0 | 0 | 0 | 0 | 0 | 0
F1_Industrial_Industrial - ID_New_Miscellaneous_Natural Gas_Miscellaneous_E2 | F1 | Industrial | Industrial - ID | New | Miscellaneous | Natural Gas | Miscellaneous | E2 | CCE | 0 | 0 | 0 | 0 | 0 | 0 | 0 | 0 | 0 | 0 | 0 | 0 | 0 | 0 | 0 | 0 | 0 | 0 | 0 | 0 | 0 | 0 | 0 | 0 | 0 | 0 | 0
F1_Industrial_Industrial - ID_New_Miscellaneous_Natural Gas_Miscellaneous_E3 | F1 | Industrial | Industrial - ID | New | Miscellaneous | Natural Gas | Miscellaneous | E3 | CCE | 0 | 0 | 0 | 0 | 0 | 0 | 0 | 0 | 0 | 0 | 0 | 0 | 0 | 0 | 0 | 0 | 0 | 0 | 0 | 0 | 0 | 0 | 0 | 0 | 0 | 0 | 0
F1_Industrial_Industrial - ID_New_Miscellaneous_Natural Gas_Miscellaneous_E4 | F1 | Industrial | Industrial - ID | New | Miscellaneous | Natural Gas | Miscellaneous | E4 | CCE | 0 | 0 | 0 | 0 | 0 | 0 | 0 | 0 | 0 | 0 | 0 | 0 | 0 | 0 | 0 | 0 | 0 | 0 | 0 | 0 | 0 | 0 | 0 | 0 | 0 | 0 | 0
F1_Industrial_Industrial - ID_New_Miscellaneous_Natural Gas_Miscellaneous_E5 | F1 | Industrial | Industrial - ID | New | Miscellaneous | Natural Gas | Miscellaneous | E5 | CCE | 0 | 0 | 0 | 0 | 0 | 0 | 0 | 0 | 0 | 0 | 0 | 0 | 0 | 0 | 0 | 0 | 0 | 0 | 0 | 0 | 0 | 0 | 0 | 0 | 0 | 0 | 0
F1_Industrial_Industrial - ID_New_Miscellaneous_Natural Gas_Miscellaneous_E6 | F1 | Industrial | Industrial - ID | New | Miscellaneous | Natural Gas | Miscellaneous | E6 | CCE | 0 | 0 | 0 | 0 | 0 | 0 | 0 | 0 | 0 | 0 | 0 | 0 | 0 | 0 | 0 | 0 | 0 | 0 | 0 | 0 | 0 | 0 | 0 | 0 | 0 | 0 | 0
F1_Industrial_Industrial - ID_New_Miscellaneous_Natural Gas_Miscellaneous_E7 | F1 | Industrial | Industrial - ID | New | Miscellaneous | Natural Gas | Miscellaneous | E7 | CCE | 0 | 0 | 0 | 0 | 0 | 0 | 0 | 0 | 0 | 0 | 0 | 0 | 0 | 0 | 0 | 0 | 0 | 0 | 0 | 0 | 0 | 0 | 0 | 0 | 0 | 0 | 0
F1_Industrial_Industrial - ID_New_Miscellaneous_Natural Gas_Miscellaneous_E8 | F1 | Industrial | Industrial - ID | New | Miscellaneous | Natural Gas | Miscellaneous | E8 | CCE | 0 | 0 | 0 | 0 | 0 | 0 | 0 | 0 | 0 | 0 | 0 | 0 | 0 | 0 | 0 | 0 | 0 | 0 | 0 | 0 | 0 | 0 | 0 | 0 | 0 | 0 | 0
F1_Industrial_Industrial - ID_New_Miscellaneous_Natural Gas_Miscellaneous_E9 | F1 | Industrial | Industrial - ID | New | Miscellaneous | Natural Gas | Miscellaneous | E9 | CCE | 0 | 0 | 0 | 0 | 0 | 0 | 0 | 0 | 0 | 0 | 0 | 0 | 0 | 0 | 0 | 0 | 0 | 0 | 0 | 0 | 0 | 0 | 0 | 0 | 0 | 0 | 0
F1_Industrial_Industrial - ID_New_Miscellaneous_Natural Gas_Miscellaneous_E10 | F1 | Industrial | Industrial - ID | New | Miscellaneous | Natural Gas | Miscellaneous | E10 | CCE | 0 | 0 | 0 | 0 | 0 | 0 | 0 | 0 | 0 | 0 | 0 | 0 | 0 | 0 | 0 | 0 | 0 | 0 | 0 | 0 | 0 | 0 | 0 | 0 | 0 | 0 | 0
F2_Industrial_Industrial - ID_New_Miscellaneous_Natural Gas_Miscellaneous_E1 | F2 | Industrial | Industrial - ID | New | Miscellaneous | Natural Gas | Miscellaneous | E1 | TRC BC Ratio | bar: 2021 to 2047
F2_Industrial_Industrial - ID_New_Miscellaneous_Natural Gas_Miscellaneous_E2 | F2 | Industrial | Industrial - ID | New | Miscellaneous | Natural Gas | Miscellaneous | E2 | TRC BC Ratio | 0 | 0 | 0 | 0 | 0 | 0 | 0 | 0 | 0 | 0 | 0 | 0 | 0 | 0 | 0 | 0 | 0 | 0 | 0 | 0 | 0 | 0 | 0 | 0 | 0 | 0 | 0
F2_Industrial_Industrial - ID_New_Miscellaneous_Natural Gas_Miscellaneous_E3 | F2 | Industrial | Industrial - ID | New | Miscellaneous | Natural Gas | Miscellaneous | E3 | TRC BC Ratio | 0 | 0 | 0 | 0 | 0 | 0 | 0 | 0 | 0 | 0 | 0 | 0 | 0 | 0 | 0 | 0 | 0 | 0 | 0 | 0 | 0 | 0 | 0 | 0 | 0 | 0 | 0
F2_Industrial_Industrial - ID_New_Miscellaneous_Natural Gas_Miscellaneous_E4 | F2 | Industrial | Industrial - ID | New | Miscellaneous | Natural Gas | Miscellaneous | E4 | TRC BC Ratio | 0 | 0 | 0 | 0 | 0 | 0 | 0 | 0 | 0 | 0 | 0 | 0 | 0 | 0 | 0 | 0 | 0 | 0 | 0 | 0 | 0 | 0 | 0 | 0 | 0 | 0 | 0
F2_Industrial_Industrial - ID_New_Miscellaneous_Natural Gas_Miscellaneous_E5 | F2 | Industrial | Industrial - ID | New | Miscellaneous | Natural Gas | Miscellaneous | E5 | TRC BC Ratio | 0 | 0 | 0 | 0 | 0 | 0 | 0 | 0 | 0 | 0 | 0 | 0 | 0 | 0 | 0 | 0 | 0 | 0 | 0 | 0 | 0 | 0 | 0 | 0 | 0 | 0 | 0
F2_Industrial_Industrial - ID_New_Miscellaneous_Natural Gas_Miscellaneous_E6 | F2 | Industrial | Industrial - ID | New | Miscellaneous | Natural Gas | Miscellaneous | E6 | TRC BC Ratio | 0 | 0 | 0 | 0 | 0 | 0 | 0 | 0 | 0 | 0 | 0 | 0 | 0 | 0 | 0 | 0 | 0 | 0 | 0 | 0 | 0 | 0 | 0 | 0 | 0 | 0 | 0
F2_Industrial_Industrial - ID_New_Miscellaneous_Natural Gas_Miscellaneous_E7 | F2 | Industrial | Industrial - ID | New | Miscellaneous | Natural Gas | Miscellaneous | E7 | TRC BC Ratio | 0 | 0 | 0 | 0 | 0 | 0 | 0 | 0 | 0 | 0 | 0 | 0 | 0 | 0 | 0 | 0 | 0 | 0 | 0 | 0 | 0 | 0 | 0 | 0 | 0 | 0 | 0
F2_Industrial_Industrial - ID_New_Miscellaneous_Natural Gas_Miscellaneous_E8 | F2 | Industrial | Industrial - ID | New | Miscellaneous | Natural Gas | Miscellaneous | E8 | TRC BC Ratio | 0 | 0 | 0 | 0 | 0 | 0 | 0 | 0 | 0 | 0 | 0 | 0 | 0 | 0 | 0 | 0 | 0 | 0 | 0 | 0 | 0 | 0 | 0 | 0 | 0 | 0 | 0
F2_Industrial_Industrial - ID_New_Miscellaneous_Natural Gas_Miscellaneous_E9 | F2 | Industrial | Industrial - ID | New | Miscellaneous | Natural Gas | Miscellaneous | E9 | TRC BC Ratio | 0 | 0 | 0 | 0 | 0 | 0 | 0 | 0 | 0 | 0 | 0 | 0 | 0 | 0 | 0 | 0 | 0 | 0 | 0 | 0 | 0 | 0 | 0 | 0 | 0 | 0 | 0
F2_Industrial_Industrial - ID_New_Miscellaneous_Natural Gas_Miscellaneous_E10 | F2 | Industrial | Industrial - ID | New | Miscellaneous | Natural Gas | Miscellaneous | E10 | TRC BC Ratio | 0 | 0 | 0 | 0 | 0 | 0 | 0 | 0 | 0 | 0 | 0 | 0 | 0 | 0 | 0 | 0 | 0 | 0 | 0 | 0 | 0 | 0 | 0 | 0 | 0 | 0 | 0
F3_Industrial_Industrial - ID_New_Miscellaneous_Natural Gas_Miscellaneous_E1 | F3 | Industrial | Industrial - ID | New | Miscellaneous | Natural Gas | Miscellaneous | E1 | PACT BC Ratio | bar: 2021 to 2047
F3_Industrial_Industrial - ID_New_Miscellaneous_Natural Gas_Miscellaneous_E2 | F3 | Industrial | Industrial - ID | New | Miscellaneous | Natural Gas | Miscellaneous | E2 | PACT BC Ratio | 0 | 0 | 0 | 0 | 0 | 0 | 0 | 0 | 0 | 0 | 0 | 0 | 0 | 0 | 0 | 0 | 0 | 0 | 0 | 0 | 0 | 0 | 0 | 0 | 0 | 0 | 0
F3_Industrial_Industrial - ID_New_Miscellaneous_Natural Gas_Miscellaneous_E3 | F3 | Industrial | Industrial - ID | New | Miscellaneous | Natural Gas | Miscellaneous | E3 | PACT BC Ratio | 0 | 0 | 0 | 0 | 0 | 0 | 0 | 0 | 0 | 0 | 0 | 0 | 0 | 0 | 0 | 0 | 0 | 0 | 0 | 0 | 0 | 0 | 0 | 0 | 0 | 0 | 0
F3_Industrial_Industrial - ID_New_Miscellaneous_Natural Gas_Miscellaneous_E4 | F3 | Industrial | Industrial - ID | New | Miscellaneous | Natural Gas | Miscellaneous | E4 | PACT BC Ratio | 0 | 0 | 0 | 0 | 0 | 0 | 0 | 0 | 0 | 0 | 0 | 0 | 0 | 0 | 0 | 0 | 0 | 0 | 0 | 0 | 0 | 0 | 0 | 0 | 0 | 0 | 0
F3_Industrial_Industrial - ID_New_Miscellaneous_Natural Gas_Miscellaneous_E5 | F3 | Industrial | Industrial - ID | New | Miscellaneous | Natural Gas | Miscellaneous | E5 | PACT BC Ratio | 0 | 0 | 0 | 0 | 0 | 0 | 0 | 0 | 0 | 0 | 0 | 0 | 0 | 0 | 0 | 0 | 0 | 0 | 0 | 0 | 0 | 0 | 0 | 0 | 0 | 0 | 0
F3_Industrial_Industrial - ID_New_Miscellaneous_Natural Gas_Miscellaneous_E6 | F3 | Industrial | Industrial - ID | New | Miscellaneous | Natural Gas | Miscellaneous | E6 | PACT BC Ratio | 0 | 0 | 0 | 0 | 0 | 0 | 0 | 0 | 0 | 0 | 0 | 0 | 0 | 0 | 0 | 0 | 0 | 0 | 0 | 0 | 0 | 0 | 0 | 0 | 0 | 0 | 0
F3_Industrial_Industrial - ID_New_Miscellaneous_Natural Gas_Miscellaneous_E7 | F3 | Industrial | Industrial - ID | New | Miscellaneous | Natural Gas | Miscellaneous | E7 | PACT BC Ratio | 0 | 0 | 0 | 0 | 0 | 0 | 0 | 0 | 0 | 0 | 0 | 0 | 0 | 0 | 0 | 0 | 0 | 0 | 0 | 0 | 0 | 0 | 0 | 0 | 0 | 0 | 0
F3_Industrial_Industrial - ID_New_Miscellaneous_Natural Gas_Miscellaneous_E8 | F3 | Industrial | Industrial - ID | New | Miscellaneous | Natural Gas | Miscellaneous | E8 | PACT BC Ratio | 0 | 0 | 0 | 0 | 0 | 0 | 0 | 0 | 0 | 0 | 0 | 0 | 0 | 0 | 0 | 0 | 0 | 0 | 0 | 0 | 0 | 0 | 0 | 0 | 0 | 0 | 0
F3_Industrial_Industrial - ID_New_Miscellaneous_Natural Gas_Miscellaneous_E9 | F3 | Industrial | Industrial - ID | New | Miscellaneous | Natural Gas | Miscellaneous | E9 | PACT BC Ratio | 0 | 0 | 0 | 0 | 0 | 0 | 0 | 0 | 0 | 0 | 0 | 0 | 0 | 0 | 0 | 0 | 0 | 0 | 0 | 0 | 0 | 0 | 0 | 0 | 0 | 0 | 0
F3_Industrial_Industrial - ID_New_Miscellaneous_Natural Gas_Miscellaneous_E10 | F3 | Industrial | Industrial - ID | New | Miscellaneous | Natural Gas | Miscellaneous | E10 | PACT BC Ratio | 0 | 0 | 0 | 0 | 0 | 0 | 0 | 0 | 0 | 0 | 0 | 0 | 0 | 0 | 0 | 0 | 0 | 0 | 0 | 0 | 0 | 0 | 0 | 0 | 0 | 0 | 0
F4_Industrial_Industrial - ID_New_Miscellaneous_Natural Gas_Miscellaneous_E1 | F4 | Industrial | Industrial - ID | New | Miscellaneous | Natural Gas | Miscellaneous | E1 | RVT BC Ratio | bar: 2021 to 2047
F4_Industrial_Industrial - ID_New_Miscellaneous_Natural Gas_Miscellaneous_E2 | F4 | Industrial | Industrial - ID | New | Miscellaneous | Natural Gas | Miscellaneous | E2 | RVT BC Ratio | 0 | 0 | 0 | 0 | 0 | 0 | 0 | 0 | 0 | 0 | 0 | 0 | 0 | 0 | 0 | 0 | 0 | 0 | 0 | 0 | 0 | 0 | 0 | 0 | 0 | 0 | 0
F4_Industrial_Industrial - ID_New_Miscellaneous_Natural Gas_Miscellaneous_E3 | F4 | Industrial | Industrial - ID | New | Miscellaneous | Natural Gas | Miscellaneous | E3 | RVT BC Ratio | 0 | 0 | 0 | 0 | 0 | 0 | 0 | 0 | 0 | 0 | 0 | 0 | 0 | 0 | 0 | 0 | 0 | 0 | 0 | 0 | 0 | 0 | 0 | 0 | 0 | 0 | 0
F4_Industrial_Industrial - ID_New_Miscellaneous_Natural Gas_Miscellaneous_E4 | F4 | Industrial | Industrial - ID | New | Miscellaneous | Natural Gas | Miscellaneous | E4 | RVT BC Ratio | 0 | 0 | 0 | 0 | 0 | 0 | 0 | 0 | 0 | 0 | 0 | 0 | 0 | 0 | 0 | 0 | 0 | 0 | 0 | 0 | 0 | 0 | 0 | 0 | 0 | 0 | 0
F4_Industrial_Industrial - ID_New_Miscellaneous_Natural Gas_Miscellaneous_E5 | F4 | Industrial | Industrial - ID | New | Miscellaneous | Natural Gas | Miscellaneous | E5 | RVT BC Ratio | 0 | 0 | 0 | 0 | 0 | 0 | 0 | 0 | 0 | 0 | 0 | 0 | 0 | 0 | 0 | 0 | 0 | 0 | 0 | 0 | 0 | 0 | 0 | 0 | 0 | 0 | 0
F4_Industrial_Industrial - ID_New_Miscellaneous_Natural Gas_Miscellaneous_E6 | F4 | Industrial | Industrial - ID | New | Miscellaneous | Natural Gas | Miscellaneous | E6 | RVT BC Ratio | 0 | 0 | 0 | 0 | 0 | 0 | 0 | 0 | 0 | 0 | 0 | 0 | 0 | 0 | 0 | 0 | 0 | 0 | 0 | 0 | 0 | 0 | 0 | 0 | 0 | 0 | 0
F4_Industrial_Industrial - ID_New_Miscellaneous_Natural Gas_Miscellaneous_E7 | F4 | Industrial | Industrial - ID | New | Miscellaneous | Natural Gas | Miscellaneous | E7 | RVT BC Ratio | 0 | 0 | 0 | 0 | 0 | 0 | 0 | 0 | 0 | 0 | 0 | 0 | 0 | 0 | 0 | 0 | 0 | 0 | 0 | 0 | 0 | 0 | 0 | 0 | 0 | 0 | 0
F4_Industrial_Industrial - ID_New_Miscellaneous_Natural Gas_Miscellaneous_E8 | F4 | Industrial | Industrial - ID | New | Miscellaneous | Natural Gas | Miscellaneous | E8 | RVT BC Ratio | 0 | 0 | 0 | 0 | 0 | 0 | 0 | 0 | 0 | 0 | 0 | 0 | 0 | 0 | 0 | 0 | 0 | 0 | 0 | 0 | 0 | 0 | 0 | 0 | 0 | 0 | 0
F4_Industrial_Industrial - ID_New_Miscellaneous_Natural Gas_Miscellaneous_E9 | F4 | Industrial | Industrial - ID | New | Miscellaneous | Natural Gas | Miscellaneous | E9 | RVT BC Ratio | 0 | 0 | 0 | 0 | 0 | 0 | 0 | 0 | 0 | 0 | 0 | 0 | 0 | 0 | 0 | 0 | 0 | 0 | 0 | 0 | 0 | 0 | 0 | 0 | 0 | 0 | 0
F4_Industrial_Industrial - ID_New_Miscellaneous_Natural Gas_Miscellaneous_E10 | F4 | Industrial | Industrial - ID | New | Miscellaneous | Natural Gas | Miscellaneous | E10 | RVT BC Ratio | 0 | 0 | 0 | 0 | 0 | 0 | 0 | 0 | 0 | 0 | 0 | 0 | 0 | 0 | 0 | 0 | 0 | 0 | 0 | 0 | 0 | 0 | 0 | 0 | 0 | 0 | 0
F5_Industrial_Industrial - ID_New_Miscellaneous_Natural Gas_Miscellaneous_E1 | F5 | Industrial | Industrial - ID | New | Miscellaneous | Natural Gas | Miscellaneous | E1 | RIM BC Ratio | bar: 2021 to 2047
F5_Industrial_Industrial - ID_New_Miscellaneous_Natural Gas_Miscellaneous_E2 | F5 | Industrial | Industrial - ID | New | Miscellaneous | Natural Gas | Miscellaneous | E2 | RIM BC Ratio | 0 | 0 | 0 | 0 | 0 | 0 | 0 | 0 | 0 | 0 | 0 | 0 | 0 | 0 | 0 | 0 | 0 | 0 | 0 | 0 | 0 | 0 | 0 | 0 | 0 | 0 | 0
F5_Industrial_Industrial - ID_New_Miscellaneous_Natural Gas_Miscellaneous_E3 | F5 | Industrial | Industrial - ID | New | Miscellaneous | Natural Gas | Miscellaneous | E3 | RIM BC Ratio | 0 | 0 | 0 | 0 | 0 | 0 | 0 | 0 | 0 | 0 | 0 | 0 | 0 | 0 | 0 | 0 | 0 | 0 | 0 | 0 | 0 | 0 | 0 | 0 | 0 | 0 | 0
F5_Industrial_Industrial - ID_New_Miscellaneous_Natural Gas_Miscellaneous_E4 | F5 | Industrial | Industrial - ID | New | Miscellaneous | Natural Gas | Miscellaneous | E4 | RIM BC Ratio | 0 | 0 | 0 | 0 | 0 | 0 | 0 | 0 | 0 | 0 | 0 | 0 | 0 | 0 | 0 | 0 | 0 | 0 | 0 | 0 | 0 | 0 | 0 | 0 | 0 | 0 | 0
F5_Industrial_Industrial - ID_New_Miscellaneous_Natural Gas_Miscellaneous_E5 | F5 | Industrial | Industrial - ID | New | Miscellaneous | Natural Gas | Miscellaneous | E5 | RIM BC Ratio | 0 | 0 | 0 | 0 | 0 | 0 | 0 | 0 | 0 | 0 | 0 | 0 | 0 | 0 | 0 | 0 | 0 | 0 | 0 | 0 | 0 | 0 | 0 | 0 | 0 | 0 | 0
F5_Industrial_Industrial - ID_New_Miscellaneous_Natural Gas_Miscellaneous_E6 | F5 | Industrial | Industrial - ID | New | Miscellaneous | Natural Gas | Miscellaneous | E6 | RIM BC Ratio | 0 | 0 | 0 | 0 | 0 | 0 | 0 | 0 | 0 | 0 | 0 | 0 | 0 | 0 | 0 | 0 | 0 | 0 | 0 | 0 | 0 | 0 | 0 | 0 | 0 | 0 | 0
F5_Industrial_Industrial - ID_New_Miscellaneous_Natural Gas_Miscellaneous_E7 | F5 | Industrial | Industrial - ID | New | Miscellaneous | Natural Gas | Miscellaneous | E7 | RIM BC Ratio | 0 | 0 | 0 | 0 | 0 | 0 | 0 | 0 | 0 | 0 | 0 | 0 | 0 | 0 | 0 | 0 | 0 | 0 | 0 | 0 | 0 | 0 | 0 | 0 | 0 | 0 | 0
F5_Industrial_Industrial - ID_New_Miscellaneous_Natural Gas_Miscellaneous_E8 | F5 | Industrial | Industrial - ID | New | Miscellaneous | Natural Gas | Miscellaneous | E8 | RIM BC Ratio | 0 | 0 | 0 | 0 | 0 | 0 | 0 | 0 | 0 | 0 | 0 | 0 | 0 | 0 | 0 | 0 | 0 | 0 | 0 | 0 | 0 | 0 | 0 | 0 | 0 | 0 | 0
F5_Industrial_Industrial - ID_New_Miscellaneous_Natural Gas_Miscellaneous_E9 | F5 | Industrial | Industrial - ID | New | Miscellaneous | Natural Gas | Miscellaneous | E9 | RIM BC Ratio | 0 | 0 | 0 | 0 | 0 | 0 | 0 | 0 | 0 | 0 | 0 | 0 | 0 | 0 | 0 | 0 | 0 | 0 | 0 | 0 | 0 | 0 | 0 | 0 | 0 | 0 | 0
F5_Industrial_Industrial - ID_New_Miscellaneous_Natural Gas_Miscellaneous_E10 | F5 | Industrial | Industrial - ID | New | Miscellaneous | Natural Gas | Miscellaneous | E10 | RIM BC Ratio | 0 | 0 | 0 | 0 | 0 | 0 | 0 | 0 | 0 | 0 | 0 | 0 | 0 | 0 | 0 | 0 | 0 | 0 | 0 | 0 | 0 | 0 | 0 | 0 | 0 | 0 | 0

## System Costs (hidden)
Key | Field | Sector | Segment | Vintage | System | System Label | Label | 2013 | 2014 | 2015 | 2016 | 2017 | 2018 | 2019 | 2020 | 2021 | 2022 | 2023 | 2024 | 2025 | 2026 | 2027 | 2028 | 2029 | 2030 | 2031 | 2032 | 2033 | 2034 | 2035

## System Stock (hidden)
Key | Sector | Segment | Vintage | System | Label | Case | 2013 | 2014 | 2015 | 2016 | 2017 | 2018 | 2019 | 2020 | 2021 | 2022 | 2023 | 2024 | 2025 | 2026 | 2027 | 2028 | 2029 | 2030 | 2031 | 2032 | 2033 | 2034 | 2035

## Equipment Results
Key | Field | Sector | Segment | Vintage | End Use | Fuel | Technology | Case | Label | 2021 | 2022 | 2023 | 2024 | 2025 | 2026 | 2027 | 2028 | 2029 | 2030 | 2031 | 2032 | 2033 | 2034 | 2035 | 2036 | 2037 | 2038 | 2039 | 2040 | 2041 | 2042 | 2043 | 2044 | 2045 | 2046 | 2047
F1_Industrial_Industrial - WA_Existing_Space Heating_Natural Gas_Furnace_Baseline Forecast | F1 | Industrial | Industrial - WA | Existing | Space Heating | Natural Gas | Furnace | Baseline Forecast | Units | 507.1532 | 498.4092 | 489.8159 | 481.3708 | 473.0713 | 464.9149 | 456.8991 | 449.0216 | 441.2798 | 433.6715 | 426.1944 | 418.8463 | 411.6248 | 404.5278 | 397.5532 | 390.6988 | 383.9626 | 377.3426 | 370.8367 | 364.4429 | 358.1594 | 351.9843 | 345.9156 | 339.9515 | 334.0903 | 328.3301 | 322.6692
F2_Industrial_Industrial - WA_Existing_Space Heating_Natural Gas_Furnace_Baseline Forecast | F2 | Industrial | Industrial - WA | Existing | Space Heating | Natural Gas | Furnace | Baseline Forecast | Usage (MMtherm) | 0.0523 | 0.055282 | 0.054097 | 0.053066 | 0.052029 | 0.050989 | 0.049949 | 0.048912 | 0.047881 | 0.046857 | 0.045843 | 0.04484 | 0.04385 | 0.042873 | 0.041911 | 0.040964 | 0.040035 | 0.039122 | 0.038226 | 0.037365 | 0.036535 | 0.035736 | 0.034967 | 0.034226 | 0.03351 | 0.032818 | 0.032148
F3_Industrial_Industrial - WA_Existing_Space Heating_Natural Gas_Furnace_Baseline Forecast | F3 | Industrial | Industrial - WA | Existing | Space Heating | Natural Gas | Furnace | Baseline Forecast | Summer Peak Demand (n/a) | 0 | 0 | 0 | 0 | 0 | 0 | 0 | 0 | 0 | 0 | 0 | 0 | 0 | 0 | 0 | 0 | 0 | 0 | 0 | 0 | 0 | 0 | 0 | 0 | 0 | 0 | 0
F4_Industrial_Industrial - WA_Existing_Space Heating_Natural Gas_Furnace_Baseline Forecast | F4 | Industrial | Industrial - WA | Existing | Space Heating | Natural Gas | Furnace | Baseline Forecast | Winter Peak Demand (n/a) | 0 | 0 | 0 | 0 | 0 | 0 | 0 | 0 | 0 | 0 | 0 | 0 | 0 | 0 | 0 | 0 | 0 | 0 | 0 | 0 | 0 | 0 | 0 | 0 | 0 | 0 | 0
F5_Industrial_Industrial - WA_Existing_Space Heating_Natural Gas_Furnace_Baseline Forecast | F5 | Industrial | Industrial - WA | Existing | Space Heating | Natural Gas | Furnace | Baseline Forecast | Turnover | 0 | 2.13 | 4.0254 | 5.7089 | 7.2005 | 8.5189 | 9.6806 | 10.7007 | 11.5931 | 12.3701 | 13.043 | 13.6221 | 14.1165 | 14.5347 | 14.8843 | 15.1721 | 15.4044 | 15.5869 | 15.7246 | 14.3846 | 13.2755 | 12.3642 | 11.6213 | 11.0216 | 10.5429 | 10.166 | 9.8742
F6_Industrial_Industrial - WA_Existing_Space Heating_Natural Gas_Furnace_Baseline Forecast | F6 | Industrial | Industrial - WA | Existing | Space Heating | Natural Gas | Furnace | Baseline Forecast | Avg. Replacement Usage (therms) | 100.5484 | 108.1706 | 107.7511 | 95.7788 | 95.7788 | 95.7788 | 95.7788 | 95.7788 | 95.7788 | 95.7788 | 95.7788 | 95.7788 | 95.7788 | 95.7788 | 95.7788 | 95.7788 | 95.7788 | 95.7788 | 95.7788 | 95.7788 | 95.7788 | 95.7788 | 95.7788 | 95.7788 | 95.7788 | 95.7788 | 95.7788
F7_Industrial_Industrial - WA_Existing_Space Heating_Natural Gas_Furnace_Baseline Forecast | F7 | Industrial | Industrial - WA | Existing | Space Heating | Natural Gas | Furnace | Baseline Forecast | Avg. Replacement Summer Demand (n/a) | 0 | 0 | 0 | 0 | 0 | 0 | 0 | 0 | 0 | 0 | 0 | 0 | 0 | 0 | 0 | 0 | 0 | 0 | 0 | 0 | 0 | 0 | 0 | 0 | 0 | 0 | 0
F8_Industrial_Industrial - WA_Existing_Space Heating_Natural Gas_Furnace_Baseline Forecast | F8 | Industrial | Industrial - WA | Existing | Space Heating | Natural Gas | Furnace | Baseline Forecast | Avg. Replacement Winter Demand (n/a) | 0 | 0 | 0 | 0 | 0 | 0 | 0 | 0 | 0 | 0 | 0 | 0 | 0 | 0 | 0 | 0 | 0 | 0 | 0 | 0 | 0 | 0 | 0 | 0 | 0 | 0 | 0
F1_Industrial_Industrial - WA_Existing_Space Heating_Natural Gas_Boiler_Baseline Forecast | F1 | Industrial | Industrial - WA | Existing | Space Heating | Natural Gas | Boiler | Baseline Forecast | Units | 809.3573 | 795.4028 | 781.689 | 768.2116 | 754.9666 | 741.9499 | 729.1577 | 716.586 | 704.2311 | 692.0891 | 680.1566 | 668.4297 | 656.9051 | 645.5791 | 634.4485 | 623.5097 | 612.7595 | 602.1947 | 591.812 | 581.6084 | 571.5806 | 561.7258 | 552.0409 | 542.5229 | 533.1691 | 523.9765 | 514.9424
F2_Industrial_Industrial - WA_Existing_Space Heating_Natural Gas_Boiler_Baseline Forecast | F2 | Industrial | Industrial - WA | Existing | Space Heating | Natural Gas | Boiler | Baseline Forecast | Usage (MMtherm) | 0.083464 | 0.088017 | 0.085946 | 0.084253 | 0.082597 | 0.080978 | 0.079395 | 0.077847 | 0.076335 | 0.074857 | 0.073413 | 0.072003 | 0.070625 | 0.06928 | 0.067967 | 0.066684 | 0.065432 | 0.06421 | 0.063017 | 0.061852 | 0.060715 | 0.059605 | 0.058521 | 0.057461 | 0.056425 | 0.055412 | 0.054421
F3_Industrial_Industrial - WA_Existing_Space Heating_Natural Gas_Boiler_Baseline Forecast | F3 | Industrial | Industrial - WA | Existing | Space Heating | Natural Gas | Boiler | Baseline Forecast | Summer Peak Demand (n/a) | 0 | 0 | 0 | 0 | 0 | 0 | 0 | 0 | 0 | 0 | 0 | 0 | 0 | 0 | 0 | 0 | 0 | 0 | 0 | 0 | 0 | 0 | 0 | 0 | 0 | 0 | 0
F4_Industrial_Industrial - WA_Existing_Space Heating_Natural Gas_Boiler_Baseline Forecast | F4 | Industrial | Industrial - WA | Existing | Space Heating | Natural Gas | Boiler | Baseline Forecast | Winter Peak Demand (n/a) | 0 | 0 | 0 | 0 | 0 | 0 | 0 | 0 | 0 | 0 | 0 | 0 | 0 | 0 | 0 | 0 | 0 | 0 | 0 | 0 | 0 | 0 | 0 | 0 | 0 | 0 | 0
F5_Industrial_Industrial - WA_Existing_Space Heating_Natural Gas_Boiler_Baseline Forecast | F5 | Industrial | Industrial - WA | Existing | Space Heating | Natural Gas | Boiler | Baseline Forecast | Turnover | 0 | 24.1031 | 23.9029 | 23.6832 | 23.4467 | 23.196 | 22.9333 | 22.6605 | 22.3793 | 22.0913 | 21.7978 | 21.5001 | 21.1991 | 20.896 | 20.5914 | 20.2861 | 19.9808 | 19.676 | 19.3723 | 19.07 | 18.7695 | 18.4712 | 18.0232 | 17.6104 | 17.2277 | 16.8709 | 16.5363
F6_Industrial_Industrial - WA_Existing_Space Heating_Natural Gas_Boiler_Baseline Forecast | F6 | Industrial | Industrial - WA | Existing | Space Heating | Natural Gas | Boiler | Baseline Forecast | Avg. Replacement Usage (therms) | 97.9678 | 105.3943 | 104.9856 | 104.9856 | 104.9856 | 104.9856 | 104.9856 | 104.9856 | 104.9856 | 104.9856 | 104.9856 | 104.9856 | 104.9856 | 104.9856 | 104.9856 | 104.9856 | 104.9856 | 104.9856 | 104.9856 | 104.9856 | 104.9856 | 104.9856 | 104.9856 | 104.9856 | 104.9856 | 104.9856 | 104.9856
F7_Industrial_Industrial - WA_Existing_Space Heating_Natural Gas_Boiler_Baseline Forecast | F7 | Industrial | Industrial - WA | Existing | Space Heating | Natural Gas | Boiler | Baseline Forecast | Avg. Replacement Summer Demand (n/a) | 0 | 0 | 0 | 0 | 0 | 0 | 0 | 0 | 0 | 0 | 0 | 0 | 0 | 0 | 0 | 0 | 0 | 0 | 0 | 0 | 0 | 0 | 0 | 0 | 0 | 0 | 0
F8_Industrial_Industrial - WA_Existing_Space Heating_Natural Gas_Boiler_Baseline Forecast | F8 | Industrial | Industrial - WA | Existing | Space Heating | Natural Gas | Boiler | Baseline Forecast | Avg. Replacement Winter Demand (n/a) | 0 | 0 | 0 | 0 | 0 | 0 | 0 | 0 | 0 | 0 | 0 | 0 | 0 | 0 | 0 | 0 | 0 | 0 | 0 | 0 | 0 | 0 | 0 | 0 | 0 | 0 | 0
F1_Industrial_Industrial - WA_Existing_Space Heating_Natural Gas_Unit Heater_Baseline Forecast | F1 | Industrial | Industrial - WA | Existing | Space Heating | Natural Gas | Unit Heater | Baseline Forecast | Units | 253.5766 | 249.2046 | 244.9079 | 240.6854 | 236.5356 | 232.4574 | 228.4496 | 224.5108 | 220.6399 | 216.8358 | 213.0972 | 209.4231 | 205.8124 | 202.2639 | 198.7766 | 195.3494 | 191.9813 | 188.6713 | 185.4183 | 182.2215 | 179.0797 | 175.9921 | 172.9578 | 169.9758 | 167.0451 | 164.1651 | 161.3346
F2_Industrial_Industrial - WA_Existing_Space Heating_Natural Gas_Unit Heater_Baseline Forecast | F2 | Industrial | Industrial - WA | Existing | Space Heating | Natural Gas | Unit Heater | Baseline Forecast | Usage (MMtherm) | 0.02615 | 0.027647 | 0.027065 | 0.026598 | 0.02614 | 0.025689 | 0.025246 | 0.024811 | 0.024383 | 0.023963 | 0.02355 | 0.023144 | 0.022745 | 0.022352 | 0.021967 | 0.021588 | 0.021216 | 0.02085 | 0.020491 | 0.020138 | 0.01979 | 0.019449 | 0.019114 | 0.018784 | 0.01846 | 0.018142 | 0.017829
F3_Industrial_Industrial - WA_Existing_Space Heating_Natural Gas_Unit Heater_Baseline Forecast | F3 | Industrial | Industrial - WA | Existing | Space Heating | Natural Gas | Unit Heater | Baseline Forecast | Summer Peak Demand (n/a) | 0 | 0 | 0 | 0 | 0 | 0 | 0 | 0 | 0 | 0 | 0 | 0 | 0 | 0 | 0 | 0 | 0 | 0 | 0 | 0 | 0 | 0 | 0 | 0 | 0 | 0 | 0
F4_Industrial_Industrial - WA_Existing_Space Heating_Natural Gas_Unit Heater_Baseline Forecast | F4 | Industrial | Industrial - WA | Existing | Space Heating | Natural Gas | Unit Heater | Baseline Forecast | Winter Peak Demand (n/a) | 0 | 0 | 0 | 0 | 0 | 0 | 0 | 0 | 0 | 0 | 0 | 0 | 0 | 0 | 0 | 0 | 0 | 0 | 0 | 0 | 0 | 0 | 0 | 0 | 0 | 0 | 0
F5_Industrial_Industrial - WA_Existing_Space Heating_Natural Gas_Unit Heater_Baseline Forecast | F5 | Industrial | Industrial - WA | Existing | Space Heating | Natural Gas | Unit Heater | Baseline Forecast | Turnover | 0 | 5.6637 | 6.1733 | 6.6094 | 6.9801 | 7.2927 | 7.5539 | 7.7693 | 7.9441 | 8.083 | 8.1901 | 8.2691 | 8.3233 | 8.3555 | 8.3685 | 8.3645 | 8.3456 | 7.846 | 7.4346 | 7.0971 | 6.8211 | 6.596 | 6.4129 | 6.2641 | 6.1432 | 6.0448 | 5.9642
F6_Industrial_Industrial - WA_Existing_Space Heating_Natural Gas_Unit Heater_Baseline Forecast | F6 | Industrial | Industrial - WA | Existing | Space Heating | Natural Gas | Unit Heater | Baseline Forecast | Avg. Replacement Usage (therms) | 103.124 | 110.9414 | 110.5112 | 110.5112 | 110.5112 | 110.5112 | 110.5112 | 110.5112 | 110.5112 | 110.5112 | 110.5112 | 110.5112 | 110.5112 | 110.5112 | 110.5112 | 110.5112 | 110.5112 | 110.5112 | 110.5112 | 110.5112 | 110.5112 | 110.5112 | 110.5112 | 110.5112 | 110.5112 | 110.5112 | 110.5112
F7_Industrial_Industrial - WA_Existing_Space Heating_Natural Gas_Unit Heater_Baseline Forecast | F7 | Industrial | Industrial - WA | Existing | Space Heating | Natural Gas | Unit Heater | Baseline Forecast | Avg. Replacement Summer Demand (n/a) | 0 | 0 | 0 | 0 | 0 | 0 | 0 | 0 | 0 | 0 | 0 | 0 | 0 | 0 | 0 | 0 | 0 | 0 | 0 | 0 | 0 | 0 | 0 | 0 | 0 | 0 | 0
F8_Industrial_Industrial - WA_Existing_Space Heating_Natural Gas_Unit Heater_Baseline Forecast | F8 | Industrial | Industrial - WA | Existing | Space Heating | Natural Gas | Unit Heater | Baseline Forecast | Avg. Replacement Winter Demand (n/a) | 0 | 0 | 0 | 0 | 0 | 0 | 0 | 0 | 0 | 0 | 0 | 0 | 0 | 0 | 0 | 0 | 0 | 0 | 0 | 0 | 0 | 0 | 0 | 0 | 0 | 0 | 0
F1_Industrial_Industrial - WA_Existing_Process_Natural Gas_Process Boiler_Baseline Forecast | F1 | Industrial | Industrial - WA | Existing | Process | Natural Gas | Process Boiler | Baseline Forecast | Units | 1570.087 | 1543.0166 | 1516.4128 | 1490.2678 | 1464.5735 | 1439.3222 | 1414.5063 | 1390.1183 | 1366.1507 | 1342.5964 | 1319.4482 | 1296.6991 | 1274.3422 | 1252.3708 | 1230.7782 | 1209.5579 | 1188.7034 | 1168.2086 | 1148.067 | 1128.2728 | 1108.8198 | 1089.7022 | 1070.9142 | 1052.4502 | 1034.3045 | 1016.4717 | 998.9463
F2_Industrial_Industrial - WA_Existing_Process_Natural Gas_Process Boiler_Baseline Forecast | F2 | Industrial | Industrial - WA | Existing | Process | Natural Gas | Process Boiler | Baseline Forecast | Usage (MMtherm) | 1.1782 | 1.1579 | 1.1379 | 1.1183 | 1.099 | 1.0801 | 1.0615 | 1.0432 | 1.0252 | 1.0075 | 0.99014 | 0.97307 | 0.95629 | 0.93981 | 0.9236 | 0.90768 | 0.89203 | 0.87665 | 0.86153 | 0.84668 | 0.83208 | 0.81774 | 0.80364 | 0.78978 | 0.77616 | 0.76278 | 0.74963
F3_Industrial_Industrial - WA_Existing_Process_Natural Gas_Process Boiler_Baseline Forecast | F3 | Industrial | Industrial - WA | Existing | Process | Natural Gas | Process Boiler | Baseline Forecast | Summer Peak Demand (n/a) | 0 | 0 | 0 | 0 | 0 | 0 | 0 | 0 | 0 | 0 | 0 | 0 | 0 | 0 | 0 | 0 | 0 | 0 | 0 | 0 | 0 | 0 | 0 | 0 | 0 | 0 | 0
F4_Industrial_Industrial - WA_Existing_Process_Natural Gas_Process Boiler_Baseline Forecast | F4 | Industrial | Industrial - WA | Existing | Process | Natural Gas | Process Boiler | Baseline Forecast | Winter Peak Demand (n/a) | 0 | 0 | 0 | 0 | 0 | 0 | 0 | 0 | 0 | 0 | 0 | 0 | 0 | 0 | 0 | 0 | 0 | 0 | 0 | 0 | 0 | 0 | 0 | 0 | 0 | 0 | 0
F5_Industrial_Industrial - WA_Existing_Process_Natural Gas_Process Boiler_Baseline Forecast | F5 | Industrial | Industrial - WA | Existing | Process | Natural Gas | Process Boiler | Baseline Forecast | Turnover | 0 | 132.2586 | 154.736 | 172.9232 | 163.5979 | 158.7905 | 157.2069 | 154.6085 | 151.7679 | 149.1603 | 146.6114 | 176.4623 | 174.9327 | 172.3432 | 167.5498 | 164.3715 | 162.1122 | 159.3038 | 156.4369 | 153.7607 | 151.1289 | 156.4454 | 153.0037 | 149.4816 | 146.685 | 144.2379 | 141.9105
F6_Industrial_Industrial - WA_Existing_Process_Natural Gas_Process Boiler_Baseline Forecast | F6 | Industrial | Industrial - WA | Existing | Process | Natural Gas | Process Boiler | Baseline Forecast | Avg. Replacement Usage (therms) | 750.4212 | 750.4212 | 750.4212 | 750.4212 | 750.4212 | 750.4212 | 750.4212 | 750.4212 | 750.4212 | 750.4212 | 750.4212 | 750.4212 | 750.4212 | 750.4212 | 750.4212 | 750.4212 | 750.4212 | 750.4212 | 750.4212 | 750.4212 | 750.4212 | 750.4212 | 750.4212 | 750.4212 | 750.4212 | 750.4212 | 750.4212
F7_Industrial_Industrial - WA_Existing_Process_Natural Gas_Process Boiler_Baseline Forecast | F7 | Industrial | Industrial - WA | Existing | Process | Natural Gas | Process Boiler | Baseline Forecast | Avg. Replacement Summer Demand (n/a) | 0 | 0 | 0 | 0 | 0 | 0 | 0 | 0 | 0 | 0 | 0 | 0 | 0 | 0 | 0 | 0 | 0 | 0 | 0 | 0 | 0 | 0 | 0 | 0 | 0 | 0 | 0
F8_Industrial_Industrial - WA_Existing_Process_Natural Gas_Process Boiler_Baseline Forecast | F8 | Industrial | Industrial - WA | Existing | Process | Natural Gas | Process Boiler | Baseline Forecast | Avg. Replacement Winter Demand (n/a) | 0 | 0 | 0 | 0 | 0 | 0 | 0 | 0 | 0 | 0 | 0 | 0 | 0 | 0 | 0 | 0 | 0 | 0 | 0 | 0 | 0 | 0 | 0 | 0 | 0 | 0 | 0
F1_Industrial_Industrial - WA_Existing_Process_Natural Gas_Process Heating_Baseline Forecast | F1 | Industrial | Industrial - WA | Existing | Process | Natural Gas | Process Heating | Baseline Forecast | Units | 1570.087 | 1543.0166 | 1516.4128 | 1490.2678 | 1464.5735 | 1439.3222 | 1414.5063 | 1390.1183 | 1366.1507 | 1342.5964 | 1319.4482 | 1296.6991 | 1274.3422 | 1252.3708 | 1230.7782 | 1209.5579 | 1188.7034 | 1168.2086 | 1148.067 | 1128.2728 | 1108.8198 | 1089.7022 | 1070.9142 | 1052.4502 | 1034.3045 | 1016.4717 | 998.9463
F2_Industrial_Industrial - WA_Existing_Process_Natural Gas_Process Heating_Baseline Forecast | F2 | Industrial | Industrial - WA | Existing | Process | Natural Gas | Process Heating | Baseline Forecast | Usage (MMtherm) | 1.0772 | 1.0587 | 1.0404 | 1.0225 | 1.0049 | 0.98753 | 0.9705 | 0.95377 | 0.93733 | 0.92117 | 0.90528 | 0.88967 | 0.87434 | 0.85926 | 0.84445 | 0.82989 | 0.81558 | 0.80152 | 0.7877 | 0.77412 | 0.76077 | 0.74765 | 0.73476 | 0.72209 | 0.70964 | 0.69741 | 0.68538
F3_Industrial_Industrial - WA_Existing_Process_Natural Gas_Process Heating_Baseline Forecast | F3 | Industrial | Industrial - WA | Existing | Process | Natural Gas | Process Heating | Baseline Forecast | Summer Peak Demand (n/a) | 0 | 0 | 0 | 0 | 0 | 0 | 0 | 0 | 0 | 0 | 0 | 0 | 0 | 0 | 0 | 0 | 0 | 0 | 0 | 0 | 0 | 0 | 0 | 0 | 0 | 0 | 0
F4_Industrial_Industrial - WA_Existing_Process_Natural Gas_Process Heating_Baseline Forecast | F4 | Industrial | Industrial - WA | Existing | Process | Natural Gas | Process Heating | Baseline Forecast | Winter Peak Demand (n/a) | 0 | 0 | 0 | 0 | 0 | 0 | 0 | 0 | 0 | 0 | 0 | 0 | 0 | 0 | 0 | 0 | 0 | 0 | 0 | 0 | 0 | 0 | 0 | 0 | 0 | 0 | 0
F5_Industrial_Industrial - WA_Existing_Process_Natural Gas_Process Heating_Baseline Forecast | F5 | Industrial | Industrial - WA | Existing | Process | Natural Gas | Process Heating | Baseline Forecast | Turnover | 0 | 132.2586 | 154.736 | 172.9232 | 163.5979 | 158.7905 | 157.2069 | 154.6085 | 151.7679 | 149.1603 | 146.6114 | 176.4623 | 174.9327 | 172.3432 | 167.5498 | 164.3715 | 162.1122 | 159.3038 | 156.4369 | 153.7607 | 151.1289 | 156.4454 | 153.0037 | 149.4816 | 146.685 | 144.2379 | 141.9105
F6_Industrial_Industrial - WA_Existing_Process_Natural Gas_Process Heating_Baseline Forecast | F6 | Industrial | Industrial - WA | Existing | Process | Natural Gas | Process Heating | Baseline Forecast | Avg. Replacement Usage (therms) | 686.1073 | 686.1073 | 686.1073 | 686.1073 | 686.1073 | 686.1073 | 686.1073 | 686.1073 | 686.1073 | 686.1073 | 686.1073 | 686.1073 | 686.1073 | 686.1073 | 686.1073 | 686.1073 | 686.1073 | 686.1073 | 686.1073 | 686.1073 | 686.1073 | 686.1073 | 686.1073 | 686.1073 | 686.1073 | 686.1073 | 686.1073
F7_Industrial_Industrial - WA_Existing_Process_Natural Gas_Process Heating_Baseline Forecast | F7 | Industrial | Industrial - WA | Existing | Process | Natural Gas | Process Heating | Baseline Forecast | Avg. Replacement Summer Demand (n/a) | 0 | 0 | 0 | 0 | 0 | 0 | 0 | 0 | 0 | 0 | 0 | 0 | 0 | 0 | 0 | 0 | 0 | 0 | 0 | 0 | 0 | 0 | 0 | 0 | 0 | 0 | 0
F8_Industrial_Industrial - WA_Existing_Process_Natural Gas_Process Heating_Baseline Forecast | F8 | Industrial | Industrial - WA | Existing | Process | Natural Gas | Process Heating | Baseline Forecast | Avg. Replacement Winter Demand (n/a) | 0 | 0 | 0 | 0 | 0 | 0 | 0 | 0 | 0 | 0 | 0 | 0 | 0 | 0 | 0 | 0 | 0 | 0 | 0 | 0 | 0 | 0 | 0 | 0 | 0 | 0 | 0
F1_Industrial_Industrial - WA_Existing_Process_Natural Gas_Process Cooling_Baseline Forecast | F1 | Industrial | Industrial - WA | Existing | Process | Natural Gas | Process Cooling | Baseline Forecast | Units | 1570.087 | 1543.0166 | 1516.4128 | 1490.2678 | 1464.5735 | 1439.3222 | 1414.5063 | 1390.1183 | 1366.1507 | 1342.5964 | 1319.4482 | 1296.6991 | 1274.3422 | 1252.3708 | 1230.7782 | 1209.5579 | 1188.7034 | 1168.2086 | 1148.067 | 1128.2728 | 1108.8198 | 1089.7022 | 1070.9142 | 1052.4502 | 1034.3045 | 1016.4717 | 998.9463
F2_Industrial_Industrial - WA_Existing_Process_Natural Gas_Process Cooling_Baseline Forecast | F2 | Industrial | Industrial - WA | Existing | Process | Natural Gas | Process Cooling | Baseline Forecast | Usage (MMtherm) | 0.010446 | 0.010266 | 0.010089 | 0.009915 | 0.009744 | 0.009576 | 0.0094109 | 0.0092487 | 0.0090892 | 0.0089325 | 0.0087785 | 0.0086271 | 0.0084784 | 0.0083322 | 0.0081886 | 0.0080474 | 0.0079086 | 0.0077723 | 0.0076383 | 0.0075066 | 0.0073772 | 0.00725 | 0.007125 | 0.0070021 | 0.0068814 | 0.0067628 | 0.0066462
F3_Industrial_Industrial - WA_Existing_Process_Natural Gas_Process Cooling_Baseline Forecast | F3 | Industrial | Industrial - WA | Existing | Process | Natural Gas | Process Cooling | Baseline Forecast | Summer Peak Demand (n/a) | 0 | 0 | 0 | 0 | 0 | 0 | 0 | 0 | 0 | 0 | 0 | 0 | 0 | 0 | 0 | 0 | 0 | 0 | 0 | 0 | 0 | 0 | 0 | 0 | 0 | 0 | 0
F4_Industrial_Industrial - WA_Existing_Process_Natural Gas_Process Cooling_Baseline Forecast | F4 | Industrial | Industrial - WA | Existing | Process | Natural Gas | Process Cooling | Baseline Forecast | Winter Peak Demand (n/a) | 0 | 0 | 0 | 0 | 0 | 0 | 0 | 0 | 0 | 0 | 0 | 0 | 0 | 0 | 0 | 0 | 0 | 0 | 0 | 0 | 0 | 0 | 0 | 0 | 0 | 0 | 0
F5_Industrial_Industrial - WA_Existing_Process_Natural Gas_Process Cooling_Baseline Forecast | F5 | Industrial | Industrial - WA | Existing | Process | Natural Gas | Process Cooling | Baseline Forecast | Turnover | 0 | 132.2586 | 154.736 | 172.9232 | 163.5979 | 158.7905 | 157.2069 | 154.6085 | 151.7679 | 149.1603 | 146.6114 | 176.4623 | 174.9327 | 172.3432 | 167.5498 | 164.3715 | 162.1122 | 159.3038 | 156.4369 | 153.7607 | 151.1289 | 156.4454 | 153.0037 | 149.4816 | 146.685 | 144.2379 | 141.9105
F6_Industrial_Industrial - WA_Existing_Process_Natural Gas_Process Cooling_Baseline Forecast | F6 | Industrial | Industrial - WA | Existing | Process | Natural Gas | Process Cooling | Baseline Forecast | Avg. Replacement Usage (therms) | 6.6532 | 6.6532 | 6.6532 | 6.6532 | 6.6532 | 6.6532 | 6.6532 | 6.6532 | 6.6532 | 6.6532 | 6.6532 | 6.6532 | 6.6532 | 6.6532 | 6.6532 | 6.6532 | 6.6532 | 6.6532 | 6.6532 | 6.6532 | 6.6532 | 6.6532 | 6.6532 | 6.6532 | 6.6532 | 6.6532 | 6.6532
F7_Industrial_Industrial - WA_Existing_Process_Natural Gas_Process Cooling_Baseline Forecast | F7 | Industrial | Industrial - WA | Existing | Process | Natural Gas | Process Cooling | Baseline Forecast | Avg. Replacement Summer Demand (n/a) | 0 | 0 | 0 | 0 | 0 | 0 | 0 | 0 | 0 | 0 | 0 | 0 | 0 | 0 | 0 | 0 | 0 | 0 | 0 | 0 | 0 | 0 | 0 | 0 | 0 | 0 | 0
F8_Industrial_Industrial - WA_Existing_Process_Natural Gas_Process Cooling_Baseline Forecast | F8 | Industrial | Industrial - WA | Existing | Process | Natural Gas | Process Cooling | Baseline Forecast | Avg. Replacement Winter Demand (n/a) | 0 | 0 | 0 | 0 | 0 | 0 | 0 | 0 | 0 | 0 | 0 | 0 | 0 | 0 | 0 | 0 | 0 | 0 | 0 | 0 | 0 | 0 | 0 | 0 | 0 | 0 | 0
F1_Industrial_Industrial - WA_Existing_Process_Natural Gas_Other Process_Baseline Forecast | F1 | Industrial | Industrial - WA | Existing | Process | Natural Gas | Other Process | Baseline Forecast | Units | 1570.087 | 1543.0166 | 1516.4128 | 1490.2678 | 1464.5735 | 1439.3222 | 1414.5063 | 1390.1183 | 1366.1507 | 1342.5964 | 1319.4482 | 1296.6991 | 1274.3422 | 1252.3708 | 1230.7782 | 1209.5579 | 1188.7034 | 1168.2086 | 1148.067 | 1128.2728 | 1108.8198 | 1089.7022 | 1070.9142 | 1052.4502 | 1034.3045 | 1016.4717 | 998.9463
F2_Industrial_Industrial - WA_Existing_Process_Natural Gas_Other Process_Baseline Forecast | F2 | Industrial | Industrial - WA | Existing | Process | Natural Gas | Other Process | Baseline Forecast | Usage (MMtherm) | 0.11012 | 0.10822 | 0.10635 | 0.10452 | 0.10272 | 0.10095 | 0.099207 | 0.097497 | 0.095816 | 0.094164 | 0.09254 | 0.090945 | 0.089377 | 0.087836 | 0.086321 | 0.084833 | 0.08337 | 0.081933 | 0.08052 | 0.079132 | 0.077768 | 0.076427 | 0.075109 | 0.073814 | 0.072541 | 0.071291 | 0.070062
F3_Industrial_Industrial - WA_Existing_Process_Natural Gas_Other Process_Baseline Forecast | F3 | Industrial | Industrial - WA | Existing | Process | Natural Gas | Other Process | Baseline Forecast | Summer Peak Demand (n/a) | 0 | 0 | 0 | 0 | 0 | 0 | 0 | 0 | 0 | 0 | 0 | 0 | 0 | 0 | 0 | 0 | 0 | 0 | 0 | 0 | 0 | 0 | 0 | 0 | 0 | 0 | 0
F4_Industrial_Industrial - WA_Existing_Process_Natural Gas_Other Process_Baseline Forecast | F4 | Industrial | Industrial - WA | Existing | Process | Natural Gas | Other Process | Baseline Forecast | Winter Peak Demand (n/a) | 0 | 0 | 0 | 0 | 0 | 0 | 0 | 0 | 0 | 0 | 0 | 0 | 0 | 0 | 0 | 0 | 0 | 0 | 0 | 0 | 0 | 0 | 0 | 0 | 0 | 0 | 0
F5_Industrial_Industrial - WA_Existing_Process_Natural Gas_Other Process_Baseline Forecast | F5 | Industrial | Industrial - WA | Existing | Process | Natural Gas | Other Process | Baseline Forecast | Turnover | 0 | 132.2586 | 154.736 | 172.9232 | 163.5979 | 158.7905 | 157.2069 | 154.6085 | 151.7679 | 149.1603 | 146.6114 | 176.4623 | 174.9327 | 172.3432 | 167.5498 | 164.3715 | 162.1122 | 159.3038 | 156.4369 | 153.7607 | 151.1289 | 156.4454 | 153.0037 | 149.4816 | 146.685 | 144.2379 | 141.9105
F6_Industrial_Industrial - WA_Existing_Process_Natural Gas_Other Process_Baseline Forecast | F6 | Industrial | Industrial - WA | Existing | Process | Natural Gas | Other Process | Baseline Forecast | Avg. Replacement Usage (therms) | 70.1354 | 70.1354 | 70.1354 | 70.1354 | 70.1354 | 70.1354 | 70.1354 | 70.1354 | 70.1354 | 70.1354 | 70.1354 | 70.1354 | 70.1354 | 70.1354 | 70.1354 | 70.1354 | 70.1354 | 70.1354 | 70.1354 | 70.1354 | 70.1354 | 70.1354 | 70.1354 | 70.1354 | 70.1354 | 70.1354 | 70.1354
F7_Industrial_Industrial - WA_Existing_Process_Natural Gas_Other Process_Baseline Forecast | F7 | Industrial | Industrial - WA | Existing | Process | Natural Gas | Other Process | Baseline Forecast | Avg. Replacement Summer Demand (n/a) | 0 | 0 | 0 | 0 | 0 | 0 | 0 | 0 | 0 | 0 | 0 | 0 | 0 | 0 | 0 | 0 | 0 | 0 | 0 | 0 | 0 | 0 | 0 | 0 | 0 | 0 | 0
F8_Industrial_Industrial - WA_Existing_Process_Natural Gas_Other Process_Baseline Forecast | F8 | Industrial | Industrial - WA | Existing | Process | Natural Gas | Other Process | Baseline Forecast | Avg. Replacement Winter Demand (n/a) | 0 | 0 | 0 | 0 | 0 | 0 | 0 | 0 | 0 | 0 | 0 | 0 | 0 | 0 | 0 | 0 | 0 | 0 | 0 | 0 | 0 | 0 | 0 | 0 | 0 | 0 | 0
F1_Industrial_Industrial - WA_Existing_Miscellaneous_Natural Gas_Miscellaneous_Baseline Forecast | F1 | Industrial | Industrial - WA | Existing | Miscellaneous | Natural Gas | Miscellaneous | Baseline Forecast | Units | 1570.087 | 1543.0166 | 1516.4128 | 1490.2678 | 1464.5735 | 1439.3222 | 1414.5063 | 1390.1183 | 1366.1507 | 1342.5964 | 1319.4482 | 1296.6991 | 1274.3422 | 1252.3708 | 1230.7782 | 1209.5579 | 1188.7034 | 1168.2086 | 1148.067 | 1128.2728 | 1108.8198 | 1089.7022 | 1070.9142 | 1052.4502 | 1034.3045 | 1016.4717 | 998.9463
F2_Industrial_Industrial - WA_Existing_Miscellaneous_Natural Gas_Miscellaneous_Baseline Forecast | F2 | Industrial | Industrial - WA | Existing | Miscellaneous | Natural Gas | Miscellaneous | Baseline Forecast | Usage (MMtherm) | 0.12971 | 0.12747 | 0.12527 | 0.12311 | 0.12099 | 0.1189 | 0.11685 | 0.11484 | 0.11286 | 0.11091 | 0.109 | 0.10712 | 0.10527 | 0.10346 | 0.10167 | 0.099922 | 0.098199 | 0.096506 | 0.094842 | 0.093207 | 0.0916 | 0.09002 | 0.088468 | 0.086943 | 0.085444 | 0.083971 | 0.082523
F3_Industrial_Industrial - WA_Existing_Miscellaneous_Natural Gas_Miscellaneous_Baseline Forecast | F3 | Industrial | Industrial - WA | Existing | Miscellaneous | Natural Gas | Miscellaneous | Baseline Forecast | Summer Peak Demand (n/a) | 0 | 0 | 0 | 0 | 0 | 0 | 0 | 0 | 0 | 0 | 0 | 0 | 0 | 0 | 0 | 0 | 0 | 0 | 0 | 0 | 0 | 0 | 0 | 0 | 0 | 0 | 0
F4_Industrial_Industrial - WA_Existing_Miscellaneous_Natural Gas_Miscellaneous_Baseline Forecast | F4 | Industrial | Industrial - WA | Existing | Miscellaneous | Natural Gas | Miscellaneous | Baseline Forecast | Winter Peak Demand (n/a) | 0 | 0 | 0 | 0 | 0 | 0 | 0 | 0 | 0 | 0 | 0 | 0 | 0 | 0 | 0 | 0 | 0 | 0 | 0 | 0 | 0 | 0 | 0 | 0 | 0 | 0 | 0
F5_Industrial_Industrial - WA_Existing_Miscellaneous_Natural Gas_Miscellaneous_Baseline Forecast | F5 | Industrial | Industrial - WA | Existing | Miscellaneous | Natural Gas | Miscellaneous | Baseline Forecast | Turnover | 0 | 132.2586 | 154.736 | 172.9232 | 163.5979 | 158.7905 | 157.2069 | 154.6085 | 151.7679 | 149.1603 | 146.6114 | 176.4623 | 174.9327 | 172.3432 | 167.5498 | 164.3715 | 162.1122 | 159.3038 | 156.4369 | 153.7607 | 151.1289 | 156.4454 | 153.0037 | 149.4816 | 146.685 | 144.2379 | 141.9105
F6_Industrial_Industrial - WA_Existing_Miscellaneous_Natural Gas_Miscellaneous_Baseline Forecast | F6 | Industrial | Industrial - WA | Existing | Miscellaneous | Natural Gas | Miscellaneous | Baseline Forecast | Avg. Replacement Usage (therms) | 82.6101 | 82.6101 | 82.6101 | 82.6101 | 82.6101 | 82.6101 | 82.6101 | 82.6101 | 82.6101 | 82.6101 | 82.6101 | 82.6101 | 82.6101 | 82.6101 | 82.6101 | 82.6101 | 82.6101 | 82.6101 | 82.6101 | 82.6101 | 82.6101 | 82.6101 | 82.6101 | 82.6101 | 82.6101 | 82.6101 | 82.6101
F7_Industrial_Industrial - WA_Existing_Miscellaneous_Natural Gas_Miscellaneous_Baseline Forecast | F7 | Industrial | Industrial - WA | Existing | Miscellaneous | Natural Gas | Miscellaneous | Baseline Forecast | Avg. Replacement Summer Demand (n/a) | 0 | 0 | 0 | 0 | 0 | 0 | 0 | 0 | 0 | 0 | 0 | 0 | 0 | 0 | 0 | 0 | 0 | 0 | 0 | 0 | 0 | 0 | 0 | 0 | 0 | 0 | 0
F8_Industrial_Industrial - WA_Existing_Miscellaneous_Natural Gas_Miscellaneous_Baseline Forecast | F8 | Industrial | Industrial - WA | Existing | Miscellaneous | Natural Gas | Miscellaneous | Baseline Forecast | Avg. Replacement Winter Demand (n/a) | 0 | 0 | 0 | 0 | 0 | 0 | 0 | 0 | 0 | 0 | 0 | 0 | 0 | 0 | 0 | 0 | 0 | 0 | 0 | 0 | 0 | 0 | 0 | 0 | 0 | 0 | 0
F1_Industrial_Industrial - WA_New_Space Heating_Natural Gas_Furnace_Baseline Forecast | F1 | Industrial | Industrial - WA | New | Space Heating | Natural Gas | Furnace | Baseline Forecast | Units | 0 | 30.2935 | 55.9199 | 74.4719 | 89.0513 | 100.8816 | 109.0368 | 117.0539 | 124.9351 | 132.683 | 140.2996 | 147.7874 | 155.1486 | 162.3853 | 169.4996 | 176.4937 | 183.3697 | 190.1296 | 196.7753 | 203.309 | 209.7324 | 216.0475 | 222.2562 | 228.3603 | 234.3616 | 240.2619 | 246.0629
F2_Industrial_Industrial - WA_New_Space Heating_Natural Gas_Furnace_Baseline Forecast | F2 | Industrial | Industrial - WA | New | Space Heating | Natural Gas | Furnace | Baseline Forecast | Usage (MMtherm) | 0 | 0.0025123 | 0.0046196 | 0.0059819 | 0.0070524 | 0.0079211 | 0.0085199 | 0.0091086 | 0.0096873 | 0.010256 | 0.010816 | 0.011365 | 0.011906 | 0.012437 | 0.01296 | 0.013473 | 0.013978 | 0.014474 | 0.014962 | 0.015421 | 0.015855 | 0.016283 | 0.016707 | 0.017125 | 0.017539 | 0.017947 | 0.018349
F3_Industrial_Industrial - WA_New_Space Heating_Natural Gas_Furnace_Baseline Forecast | F3 | Industrial | Industrial - WA | New | Space Heating | Natural Gas | Furnace | Baseline Forecast | Summer Peak Demand (n/a) | 0 | 0 | 0 | 0 | 0 | 0 | 0 | 0 | 0 | 0 | 0 | 0 | 0 | 0 | 0 | 0 | 0 | 0 | 0 | 0 | 0 | 0 | 0 | 0 | 0 | 0 | 0
F4_Industrial_Industrial - WA_New_Space Heating_Natural Gas_Furnace_Baseline Forecast | F4 | Industrial | Industrial - WA | New | Space Heating | Natural Gas | Furnace | Baseline Forecast | Winter Peak Demand (n/a) | 0 | 0 | 0 | 0 | 0 | 0 | 0 | 0 | 0 | 0 | 0 | 0 | 0 | 0 | 0 | 0 | 0 | 0 | 0 | 0 | 0 | 0 | 0 | 0 | 0 | 0 | 0
F5_Industrial_Industrial - WA_New_Space Heating_Natural Gas_Furnace_Baseline Forecast | F5 | Industrial | Industrial - WA | New | Space Heating | Natural Gas | Furnace | Baseline Forecast | Turnover | 0 | 30.2935 | 25.6264 | 18.5519 | 14.5795 | 11.8302 | 8.1552 | 8.0171 | 7.8813 | 7.7478 | 7.6167 | 7.4878 | 7.3611 | 7.2367 | 7.1143 | 6.9941 | 6.876 | 6.7599 | 6.6458 | 8.8639 | 10.5457 | 11.5474 | 12.16 | 12.5076 | 12.5396 | 12.5523 | 12.5476
F6_Industrial_Industrial - WA_New_Space Heating_Natural Gas_Furnace_Baseline Forecast | F6 | Industrial | Industrial - WA | New | Space Heating | Natural Gas | Furnace | Baseline Forecast | Avg. Replacement Usage (therms) | 77.0891 | 82.9329 | 82.6113 | 73.4287 | 73.4287 | 73.4287 | 73.4287 | 73.4287 | 73.4287 | 73.4287 | 73.4287 | 73.4287 | 73.4287 | 73.4287 | 73.4287 | 73.4287 | 73.4287 | 73.4287 | 73.4287 | 73.4287 | 73.4287 | 73.4287 | 73.4287 | 73.4287 | 73.4287 | 73.4287 | 73.4287
F7_Industrial_Industrial - WA_New_Space Heating_Natural Gas_Furnace_Baseline Forecast | F7 | Industrial | Industrial - WA | New | Space Heating | Natural Gas | Furnace | Baseline Forecast | Avg. Replacement Summer Demand (n/a) | 0 | 0 | 0 | 0 | 0 | 0 | 0 | 0 | 0 | 0 | 0 | 0 | 0 | 0 | 0 | 0 | 0 | 0 | 0 | 0 | 0 | 0 | 0 | 0 | 0 | 0 | 0
F8_Industrial_Industrial - WA_New_Space Heating_Natural Gas_Furnace_Baseline Forecast | F8 | Industrial | Industrial - WA | New | Space Heating | Natural Gas | Furnace | Baseline Forecast | Avg. Replacement Winter Demand (n/a) | 0 | 0 | 0 | 0 | 0 | 0 | 0 | 0 | 0 | 0 | 0 | 0 | 0 | 0 | 0 | 0 | 0 | 0 | 0 | 0 | 0 | 0 | 0 | 0 | 0 | 0 | 0
F1_Industrial_Industrial - WA_New_Space Heating_Natural Gas_Boiler_Baseline Forecast | F1 | Industrial | Industrial - WA | New | Space Heating | Natural Gas | Boiler | Baseline Forecast | Units | 0 | 48.3449 | 89.2417 | 118.8484 | 142.1156 | 160.9952 | 174.01 | 186.8043 | 199.3819 | 211.7465 | 223.9018 | 235.8515 | 247.599 | 259.1479 | 270.5016 | 281.6634 | 292.6366 | 303.4246 | 314.0305 | 324.4574 | 334.7084 | 344.7867 | 354.695 | 364.4364 | 374.0138 | 383.43 | 392.6877
F2_Industrial_Industrial - WA_New_Space Heating_Natural Gas_Boiler_Baseline Forecast | F2 | Industrial | Industrial - WA | New | Space Heating | Natural Gas | Boiler | Baseline Forecast | Usage (MMtherm) | 0 | 0.0045652 | 0.0083945 | 0.011179 | 0.013368 | 0.015144 | 0.016368 | 0.017572 | 0.018755 | 0.019918 | 0.021061 | 0.022185 | 0.02329 | 0.024377 | 0.025445 | 0.026495 | 0.027527 | 0.028542 | 0.029539 | 0.03052 | 0.031484 | 0.032432 | 0.033364 | 0.034281 | 0.035181 | 0.036067 | 0.036938
F3_Industrial_Industrial - WA_New_Space Heating_Natural Gas_Boiler_Baseline Forecast | F3 | Industrial | Industrial - WA | New | Space Heating | Natural Gas | Boiler | Baseline Forecast | Summer Peak Demand (n/a) | 0 | 0 | 0 | 0 | 0 | 0 | 0 | 0 | 0 | 0 | 0 | 0 | 0 | 0 | 0 | 0 | 0 | 0 | 0 | 0 | 0 | 0 | 0 | 0 | 0 | 0 | 0
F4_Industrial_Industrial - WA_New_Space Heating_Natural Gas_Boiler_Baseline Forecast | F4 | Industrial | Industrial - WA | New | Space Heating | Natural Gas | Boiler | Baseline Forecast | Winter Peak Demand (n/a) | 0 | 0 | 0 | 0 | 0 | 0 | 0 | 0 | 0 | 0 | 0 | 0 | 0 | 0 | 0 | 0 | 0 | 0 | 0 | 0 | 0 | 0 | 0 | 0 | 0 | 0 | 0
F5_Industrial_Industrial - WA_New_Space Heating_Natural Gas_Boiler_Baseline Forecast | F5 | Industrial | Industrial - WA | New | Space Heating | Natural Gas | Boiler | Baseline Forecast | Turnover | 0 | 48.3449 | 40.8968 | 29.6067 | 23.2671 | 18.8797 | 13.0148 | 12.7943 | 12.5776 | 12.3646 | 12.1553 | 11.9497 | 11.7475 | 11.5489 | 11.3537 | 11.1618 | 10.9733 | 10.788 | 10.6059 | 10.4269 | 10.251 | 10.0782 | 14.3033 | 17.4548 | 19.281 | 20.3529 | 20.9165
F6_Industrial_Industrial - WA_New_Space Heating_Natural Gas_Boiler_Baseline Forecast | F6 | Industrial | Industrial - WA | New | Space Heating | Natural Gas | Boiler | Baseline Forecast | Avg. Replacement Usage (therms) | 87.7768 | 94.4307 | 94.0646 | 94.0646 | 94.0646 | 94.0646 | 94.0646 | 94.0646 | 94.0646 | 94.0646 | 94.0646 | 94.0646 | 94.0646 | 94.0646 | 94.0646 | 94.0646 | 94.0646 | 94.0646 | 94.0646 | 94.0646 | 94.0646 | 94.0646 | 94.0646 | 94.0646 | 94.0646 | 94.0646 | 94.0646
F7_Industrial_Industrial - WA_New_Space Heating_Natural Gas_Boiler_Baseline Forecast | F7 | Industrial | Industrial - WA | New | Space Heating | Natural Gas | Boiler | Baseline Forecast | Avg. Replacement Summer Demand (n/a) | 0 | 0 | 0 | 0 | 0 | 0 | 0 | 0 | 0 | 0 | 0 | 0 | 0 | 0 | 0 | 0 | 0 | 0 | 0 | 0 | 0 | 0 | 0 | 0 | 0 | 0 | 0
F8_Industrial_Industrial - WA_New_Space Heating_Natural Gas_Boiler_Baseline Forecast | F8 | Industrial | Industrial - WA | New | Space Heating | Natural Gas | Boiler | Baseline Forecast | Avg. Replacement Winter Demand (n/a) | 0 | 0 | 0 | 0 | 0 | 0 | 0 | 0 | 0 | 0 | 0 | 0 | 0 | 0 | 0 | 0 | 0 | 0 | 0 | 0 | 0 | 0 | 0 | 0 | 0 | 0 | 0
F1_Industrial_Industrial - WA_New_Space Heating_Natural Gas_Unit Heater_Baseline Forecast | F1 | Industrial | Industrial - WA | New | Space Heating | Natural Gas | Unit Heater | Baseline Forecast | Units | 0 | 15.1468 | 27.96 | 37.2359 | 44.5257 | 50.4408 | 54.5184 | 58.5269 | 62.4676 | 66.3415 | 70.1498 | 73.8937 | 77.5743 | 81.1926 | 84.7498 | 88.2469 | 91.6849 | 95.0648 | 98.3877 | 101.6545 | 104.8662 | 108.0238 | 111.1281 | 114.1802 | 117.1808 | 120.131 | 123.0315
F2_Industrial_Industrial - WA_New_Space Heating_Natural Gas_Unit Heater_Baseline Forecast | F2 | Industrial | Industrial - WA | New | Space Heating | Natural Gas | Unit Heater | Baseline Forecast | Usage (MMtherm) | 0 | 0.0016804 | 0.0030899 | 0.004115 | 0.0049206 | 0.0055743 | 0.0060249 | 0.0064679 | 0.0069034 | 0.0073315 | 0.0077523 | 0.0081661 | 0.0085728 | 0.0089727 | 0.0093658 | 0.0097523 | 0.010132 | 0.010506 | 0.010873 | 0.011234 | 0.011589 | 0.011938 | 0.012281 | 0.012618 | 0.01295 | 0.013276 | 0.013596
F3_Industrial_Industrial - WA_New_Space Heating_Natural Gas_Unit Heater_Baseline Forecast | F3 | Industrial | Industrial - WA | New | Space Heating | Natural Gas | Unit Heater | Baseline Forecast | Summer Peak Demand (n/a) | 0 | 0 | 0 | 0 | 0 | 0 | 0 | 0 | 0 | 0 | 0 | 0 | 0 | 0 | 0 | 0 | 0 | 0 | 0 | 0 | 0 | 0 | 0 | 0 | 0 | 0 | 0
F4_Industrial_Industrial - WA_New_Space Heating_Natural Gas_Unit Heater_Baseline Forecast | F4 | Industrial | Industrial - WA | New | Space Heating | Natural Gas | Unit Heater | Baseline Forecast | Winter Peak Demand (n/a) | 0 | 0 | 0 | 0 | 0 | 0 | 0 | 0 | 0 | 0 | 0 | 0 | 0 | 0 | 0 | 0 | 0 | 0 | 0 | 0 | 0 | 0 | 0 | 0 | 0 | 0 | 0
F5_Industrial_Industrial - WA_New_Space Heating_Natural Gas_Unit Heater_Baseline Forecast | F5 | Industrial | Industrial - WA | New | Space Heating | Natural Gas | Unit Heater | Baseline Forecast | Turnover | 0 | 15.1468 | 12.8132 | 9.276 | 7.2897 | 5.9151 | 4.0776 | 4.0085 | 3.9406 | 3.8739 | 3.8083 | 3.7439 | 3.6806 | 3.6183 | 3.5572 | 3.4971 | 3.438 | 4.7569 | 5.7395 | 6.307 | 6.6382 | 6.8103 | 6.7957 | 6.7723 | 6.7409 | 6.7025 | 6.658
F6_Industrial_Industrial - WA_New_Space Heating_Natural Gas_Unit Heater_Baseline Forecast | F6 | Industrial | Industrial - WA | New | Space Heating | Natural Gas | Unit Heater | Baseline Forecast | Avg. Replacement Usage (therms) | 103.124 | 110.9414 | 110.5112 | 110.5112 | 110.5112 | 110.5112 | 110.5112 | 110.5112 | 110.5112 | 110.5112 | 110.5112 | 110.5112 | 110.5112 | 110.5112 | 110.5112 | 110.5112 | 110.5112 | 110.5112 | 110.5112 | 110.5112 | 110.5112 | 110.5112 | 110.5112 | 110.5112 | 110.5112 | 110.5112 | 110.5112
F7_Industrial_Industrial - WA_New_Space Heating_Natural Gas_Unit Heater_Baseline Forecast | F7 | Industrial | Industrial - WA | New | Space Heating | Natural Gas | Unit Heater | Baseline Forecast | Avg. Replacement Summer Demand (n/a) | 0 | 0 | 0 | 0 | 0 | 0 | 0 | 0 | 0 | 0 | 0 | 0 | 0 | 0 | 0 | 0 | 0 | 0 | 0 | 0 | 0 | 0 | 0 | 0 | 0 | 0 | 0
F8_Industrial_Industrial - WA_New_Space Heating_Natural Gas_Unit Heater_Baseline Forecast | F8 | Industrial | Industrial - WA | New | Space Heating | Natural Gas | Unit Heater | Baseline Forecast | Avg. Replacement Winter Demand (n/a) | 0 | 0 | 0 | 0 | 0 | 0 | 0 | 0 | 0 | 0 | 0 | 0 | 0 | 0 | 0 | 0 | 0 | 0 | 0 | 0 | 0 | 0 | 0 | 0 | 0 | 0 | 0
F1_Industrial_Industrial - WA_New_Process_Natural Gas_Process Boiler_Baseline Forecast | F1 | Industrial | Industrial - WA | New | Process | Natural Gas | Process Boiler | Baseline Forecast | Units | 0 | 93.7852 | 173.1216 | 230.5563 | 275.6926 | 312.3176 | 337.5652 | 362.3851 | 386.7846 | 410.7709 | 434.3513 | 457.5327 | 480.3219 | 502.7258 | 524.751 | 546.404 | 567.6912 | 588.619 | 609.1935 | 629.4209 | 649.3071 | 668.858 | 688.0794 | 706.9769 | 725.5563 | 743.8229 | 761.7821
F2_Industrial_Industrial - WA_New_Process_Natural Gas_Process Boiler_Baseline Forecast | F2 | Industrial | Industrial - WA | New | Process | Natural Gas | Process Boiler | Baseline Forecast | Usage (MMtherm) | 0 | 0.070378 | 0.12991 | 0.17301 | 0.20689 | 0.23437 | 0.25332 | 0.27194 | 0.29025 | 0.30825 | 0.32595 | 0.34334 | 0.36044 | 0.37726 | 0.39378 | 0.41003 | 0.42601 | 0.44171 | 0.45715 | 0.47233 | 0.48725 | 0.50193 | 0.51635 | 0.53053 | 0.54447 | 0.55818 | 0.57166
F3_Industrial_Industrial - WA_New_Process_Natural Gas_Process Boiler_Baseline Forecast | F3 | Industrial | Industrial - WA | New | Process | Natural Gas | Process Boiler | Baseline Forecast | Summer Peak Demand (n/a) | 0 | 0 | 0 | 0 | 0 | 0 | 0 | 0 | 0 | 0 | 0 | 0 | 0 | 0 | 0 | 0 | 0 | 0 | 0 | 0 | 0 | 0 | 0 | 0 | 0 | 0 | 0
F4_Industrial_Industrial - WA_New_Process_Natural Gas_Process Boiler_Baseline Forecast | F4 | Industrial | Industrial - WA | New | Process | Natural Gas | Process Boiler | Baseline Forecast | Winter Peak Demand (n/a) | 0 | 0 | 0 | 0 | 0 | 0 | 0 | 0 | 0 | 0 | 0 | 0 | 0 | 0 | 0 | 0 | 0 | 0 | 0 | 0 | 0 | 0 | 0 | 0 | 0 | 0 | 0
F5_Industrial_Industrial - WA_New_Process_Natural Gas_Process Boiler_Baseline Forecast | F5 | Industrial | Industrial - WA | New | Process | Natural Gas | Process Boiler | Baseline Forecast | Turnover | 0 | 93.7852 | 79.3364 | 57.4347 | 58.5342 | 59.4427 | 53.0106 | 56.9787 | 60.456 | 62.4649 | 64.7018 | 94.3899 | 88.5389 | 81.6226 | 86.5887 | 89.9063 | 89.5764 | 92.9873 | 96.1967 | 98.4283 | 100.8512 | 111.3417 | 110.2557 | 109.3192 | 113.4364 | 116.2901 | 117.5003
F6_Industrial_Industrial - WA_New_Process_Natural Gas_Process Boiler_Baseline Forecast | F6 | Industrial | Industrial - WA | New | Process | Natural Gas | Process Boiler | Baseline Forecast | Avg. Replacement Usage (therms) | 750.4212 | 750.4212 | 750.4212 | 750.4212 | 750.4212 | 750.4212 | 750.4212 | 750.4212 | 750.4212 | 750.4212 | 750.4212 | 750.4212 | 750.4212 | 750.4212 | 750.4212 | 750.4212 | 750.4212 | 750.4212 | 750.4212 | 750.4212 | 750.4212 | 750.4212 | 750.4212 | 750.4212 | 750.4212 | 750.4212 | 750.4212
F7_Industrial_Industrial - WA_New_Process_Natural Gas_Process Boiler_Baseline Forecast | F7 | Industrial | Industrial - WA | New | Process | Natural Gas | Process Boiler | Baseline Forecast | Avg. Replacement Summer Demand (n/a) | 0 | 0 | 0 | 0 | 0 | 0 | 0 | 0 | 0 | 0 | 0 | 0 | 0 | 0 | 0 | 0 | 0 | 0 | 0 | 0 | 0 | 0 | 0 | 0 | 0 | 0 | 0
F8_Industrial_Industrial - WA_New_Process_Natural Gas_Process Boiler_Baseline Forecast | F8 | Industrial | Industrial - WA | New | Process | Natural Gas | Process Boiler | Baseline Forecast | Avg. Replacement Winter Demand (n/a) | 0 | 0 | 0 | 0 | 0 | 0 | 0 | 0 | 0 | 0 | 0 | 0 | 0 | 0 | 0 | 0 | 0 | 0 | 0 | 0 | 0 | 0 | 0 | 0 | 0 | 0 | 0
F1_Industrial_Industrial - WA_New_Process_Natural Gas_Process Heating_Baseline Forecast | F1 | Industrial | Industrial - WA | New | Process | Natural Gas | Process Heating | Baseline Forecast | Units | 0 | 93.7852 | 173.1216 | 230.5563 | 275.6926 | 312.3176 | 337.5652 | 362.3851 | 386.7846 | 410.7709 | 434.3513 | 457.5327 | 480.3219 | 502.7258 | 524.751 | 546.404 | 567.6912 | 588.619 | 609.1935 | 629.4209 | 649.3071 | 668.858 | 688.0794 | 706.9769 | 725.5563 | 743.8229 | 761.7821
F2_Industrial_Industrial - WA_New_Process_Natural Gas_Process Heating_Baseline Forecast | F2 | Industrial | Industrial - WA | New | Process | Natural Gas | Process Heating | Baseline Forecast | Usage (MMtherm) | 0 | 0.064347 | 0.11878 | 0.15819 | 0.18915 | 0.21428 | 0.23161 | 0.24864 | 0.26538 | 0.28183 | 0.29801 | 0.31392 | 0.32955 | 0.34492 | 0.36004 | 0.37489 | 0.3895 | 0.40386 | 0.41797 | 0.43185 | 0.44549 | 0.45891 | 0.4721 | 0.48506 | 0.49781 | 0.51034 | 0.52266
F3_Industrial_Industrial - WA_New_Process_Natural Gas_Process Heating_Baseline Forecast | F3 | Industrial | Industrial - WA | New | Process | Natural Gas | Process Heating | Baseline Forecast | Summer Peak Demand (n/a) | 0 | 0 | 0 | 0 | 0 | 0 | 0 | 0 | 0 | 0 | 0 | 0 | 0 | 0 | 0 | 0 | 0 | 0 | 0 | 0 | 0 | 0 | 0 | 0 | 0 | 0 | 0
F4_Industrial_Industrial - WA_New_Process_Natural Gas_Process Heating_Baseline Forecast | F4 | Industrial | Industrial - WA | New | Process | Natural Gas | Process Heating | Baseline Forecast | Winter Peak Demand (n/a) | 0 | 0 | 0 | 0 | 0 | 0 | 0 | 0 | 0 | 0 | 0 | 0 | 0 | 0 | 0 | 0 | 0 | 0 | 0 | 0 | 0 | 0 | 0 | 0 | 0 | 0 | 0
F5_Industrial_Industrial - WA_New_Process_Natural Gas_Process Heating_Baseline Forecast | F5 | Industrial | Industrial - WA | New | Process | Natural Gas | Process Heating | Baseline Forecast | Turnover | 0 | 93.7852 | 79.3364 | 57.4347 | 58.5342 | 59.4427 | 53.0106 | 56.9787 | 60.456 | 62.4649 | 64.7018 | 94.3899 | 88.5389 | 81.6226 | 86.5887 | 89.9063 | 89.5764 | 92.9873 | 96.1967 | 98.4283 | 100.8512 | 111.3417 | 110.2557 | 109.3192 | 113.4364 | 116.2901 | 117.5003
F6_Industrial_Industrial - WA_New_Process_Natural Gas_Process Heating_Baseline Forecast | F6 | Industrial | Industrial - WA | New | Process | Natural Gas | Process Heating | Baseline Forecast | Avg. Replacement Usage (therms) | 686.1073 | 686.1073 | 686.1073 | 686.1073 | 686.1073 | 686.1073 | 686.1073 | 686.1073 | 686.1073 | 686.1073 | 686.1073 | 686.1073 | 686.1073 | 686.1073 | 686.1073 | 686.1073 | 686.1073 | 686.1073 | 686.1073 | 686.1073 | 686.1073 | 686.1073 | 686.1073 | 686.1073 | 686.1073 | 686.1073 | 686.1073
F7_Industrial_Industrial - WA_New_Process_Natural Gas_Process Heating_Baseline Forecast | F7 | Industrial | Industrial - WA | New | Process | Natural Gas | Process Heating | Baseline Forecast | Avg. Replacement Summer Demand (n/a) | 0 | 0 | 0 | 0 | 0 | 0 | 0 | 0 | 0 | 0 | 0 | 0 | 0 | 0 | 0 | 0 | 0 | 0 | 0 | 0 | 0 | 0 | 0 | 0 | 0 | 0 | 0
F8_Industrial_Industrial - WA_New_Process_Natural Gas_Process Heating_Baseline Forecast | F8 | Industrial | Industrial - WA | New | Process | Natural Gas | Process Heating | Baseline Forecast | Avg. Replacement Winter Demand (n/a) | 0 | 0 | 0 | 0 | 0 | 0 | 0 | 0 | 0 | 0 | 0 | 0 | 0 | 0 | 0 | 0 | 0 | 0 | 0 | 0 | 0 | 0 | 0 | 0 | 0 | 0 | 0
F1_Industrial_Industrial - WA_New_Process_Natural Gas_Process Cooling_Baseline Forecast | F1 | Industrial | Industrial - WA | New | Process | Natural Gas | Process Cooling | Baseline Forecast | Units | 0 | 93.7852 | 173.1216 | 230.5563 | 275.6926 | 312.3176 | 337.5652 | 362.3851 | 386.7846 | 410.7709 | 434.3513 | 457.5327 | 480.3219 | 502.7258 | 524.751 | 546.404 | 567.6912 | 588.619 | 609.1935 | 629.4209 | 649.3071 | 668.858 | 688.0794 | 706.9769 | 725.5563 | 743.8229 | 761.7821
F2_Industrial_Industrial - WA_New_Process_Natural Gas_Process Cooling_Baseline Forecast | F2 | Industrial | Industrial - WA | New | Process | Natural Gas | Process Cooling | Baseline Forecast | Usage (MMtherm) | 0 | 0.00062397 | 0.0011518 | 0.0015339 | 0.0018342 | 0.0020779 | 0.0022459 | 0.002411 | 0.0025733 | 0.0027329 | 0.0028898 | 0.003044 | 0.0031957 | 0.0033447 | 0.0034913 | 0.0036353 | 0.0037769 | 0.0039162 | 0.0040531 | 0.0041876 | 0.0043199 | 0.00445 | 0.0045779 | 0.0047036 | 0.0048272 | 0.0049488 | 0.0050683
F3_Industrial_Industrial - WA_New_Process_Natural Gas_Process Cooling_Baseline Forecast | F3 | Industrial | Industrial - WA | New | Process | Natural Gas | Process Cooling | Baseline Forecast | Summer Peak Demand (n/a) | 0 | 0 | 0 | 0 | 0 | 0 | 0 | 0 | 0 | 0 | 0 | 0 | 0 | 0 | 0 | 0 | 0 | 0 | 0 | 0 | 0 | 0 | 0 | 0 | 0 | 0 | 0
F4_Industrial_Industrial - WA_New_Process_Natural Gas_Process Cooling_Baseline Forecast | F4 | Industrial | Industrial - WA | New | Process | Natural Gas | Process Cooling | Baseline Forecast | Winter Peak Demand (n/a) | 0 | 0 | 0 | 0 | 0 | 0 | 0 | 0 | 0 | 0 | 0 | 0 | 0 | 0 | 0 | 0 | 0 | 0 | 0 | 0 | 0 | 0 | 0 | 0 | 0 | 0 | 0
F5_Industrial_Industrial - WA_New_Process_Natural Gas_Process Cooling_Baseline Forecast | F5 | Industrial | Industrial - WA | New | Process | Natural Gas | Process Cooling | Baseline Forecast | Turnover | 0 | 93.7852 | 79.3364 | 57.4347 | 58.5342 | 59.4427 | 53.0106 | 56.9787 | 60.456 | 62.4649 | 64.7018 | 94.3899 | 88.5389 | 81.6226 | 86.5887 | 89.9063 | 89.5764 | 92.9873 | 96.1967 | 98.4283 | 100.8512 | 111.3417 | 110.2557 | 109.3192 | 113.4364 | 116.2901 | 117.5003
F6_Industrial_Industrial - WA_New_Process_Natural Gas_Process Cooling_Baseline Forecast | F6 | Industrial | Industrial - WA | New | Process | Natural Gas | Process Cooling | Baseline Forecast | Avg. Replacement Usage (therms) | 6.6532 | 6.6532 | 6.6532 | 6.6532 | 6.6532 | 6.6532 | 6.6532 | 6.6532 | 6.6532 | 6.6532 | 6.6532 | 6.6532 | 6.6532 | 6.6532 | 6.6532 | 6.6532 | 6.6532 | 6.6532 | 6.6532 | 6.6532 | 6.6532 | 6.6532 | 6.6532 | 6.6532 | 6.6532 | 6.6532 | 6.6532
F7_Industrial_Industrial - WA_New_Process_Natural Gas_Process Cooling_Baseline Forecast | F7 | Industrial | Industrial - WA | New | Process | Natural Gas | Process Cooling | Baseline Forecast | Avg. Replacement Summer Demand (n/a) | 0 | 0 | 0 | 0 | 0 | 0 | 0 | 0 | 0 | 0 | 0 | 0 | 0 | 0 | 0 | 0 | 0 | 0 | 0 | 0 | 0 | 0 | 0 | 0 | 0 | 0 | 0
F8_Industrial_Industrial - WA_New_Process_Natural Gas_Process Cooling_Baseline Forecast | F8 | Industrial | Industrial - WA | New | Process | Natural Gas | Process Cooling | Baseline Forecast | Avg. Replacement Winter Demand (n/a) | 0 | 0 | 0 | 0 | 0 | 0 | 0 | 0 | 0 | 0 | 0 | 0 | 0 | 0 | 0 | 0 | 0 | 0 | 0 | 0 | 0 | 0 | 0 | 0 | 0 | 0 | 0
F1_Industrial_Industrial - WA_New_Process_Natural Gas_Other Process_Baseline Forecast | F1 | Industrial | Industrial - WA | New | Process | Natural Gas | Other Process | Baseline Forecast | Units | 0 | 93.7852 | 173.1216 | 230.5563 | 275.6926 | 312.3176 | 337.5652 | 362.3851 | 386.7846 | 410.7709 | 434.3513 | 457.5327 | 480.3219 | 502.7258 | 524.751 | 546.404 | 567.6912 | 588.619 | 609.1935 | 629.4209 | 649.3071 | 668.858 | 688.0794 | 706.9769 | 725.5563 | 743.8229 | 761.7821
F2_Industrial_Industrial - WA_New_Process_Natural Gas_Other Process_Baseline Forecast | F2 | Industrial | Industrial - WA | New | Process | Natural Gas | Other Process | Baseline Forecast | Usage (MMtherm) | 0 | 0.0065777 | 0.012142 | 0.01617 | 0.019336 | 0.021905 | 0.023675 | 0.025416 | 0.027127 | 0.02881 | 0.030463 | 0.032089 | 0.033688 | 0.035259 | 0.036804 | 0.038322 | 0.039815 | 0.041283 | 0.042726 | 0.044145 | 0.045539 | 0.046911 | 0.048259 | 0.049584 | 0.050887 | 0.052168 | 0.053428
F3_Industrial_Industrial - WA_New_Process_Natural Gas_Other Process_Baseline Forecast | F3 | Industrial | Industrial - WA | New | Process | Natural Gas | Other Process | Baseline Forecast | Summer Peak Demand (n/a) | 0 | 0 | 0 | 0 | 0 | 0 | 0 | 0 | 0 | 0 | 0 | 0 | 0 | 0 | 0 | 0 | 0 | 0 | 0 | 0 | 0 | 0 | 0 | 0 | 0 | 0 | 0
F4_Industrial_Industrial - WA_New_Process_Natural Gas_Other Process_Baseline Forecast | F4 | Industrial | Industrial - WA | New | Process | Natural Gas | Other Process | Baseline Forecast | Winter Peak Demand (n/a) | 0 | 0 | 0 | 0 | 0 | 0 | 0 | 0 | 0 | 0 | 0 | 0 | 0 | 0 | 0 | 0 | 0 | 0 | 0 | 0 | 0 | 0 | 0 | 0 | 0 | 0 | 0
F5_Industrial_Industrial - WA_New_Process_Natural Gas_Other Process_Baseline Forecast | F5 | Industrial | Industrial - WA | New | Process | Natural Gas | Other Process | Baseline Forecast | Turnover | 0 | 93.7852 | 79.3364 | 57.4347 | 58.5342 | 59.4427 | 53.0106 | 56.9787 | 60.456 | 62.4649 | 64.7018 | 94.3899 | 88.5389 | 81.6226 | 86.5887 | 89.9063 | 89.5764 | 92.9873 | 96.1967 | 98.4283 | 100.8512 | 111.3417 | 110.2557 | 109.3192 | 113.4364 | 116.2901 | 117.5003
F6_Industrial_Industrial - WA_New_Process_Natural Gas_Other Process_Baseline Forecast | F6 | Industrial | Industrial - WA | New | Process | Natural Gas | Other Process | Baseline Forecast | Avg. Replacement Usage (therms) | 70.1354 | 70.1354 | 70.1354 | 70.1354 | 70.1354 | 70.1354 | 70.1354 | 70.1354 | 70.1354 | 70.1354 | 70.1354 | 70.1354 | 70.1354 | 70.1354 | 70.1354 | 70.1354 | 70.1354 | 70.1354 | 70.1354 | 70.1354 | 70.1354 | 70.1354 | 70.1354 | 70.1354 | 70.1354 | 70.1354 | 70.1354
F7_Industrial_Industrial - WA_New_Process_Natural Gas_Other Process_Baseline Forecast | F7 | Industrial | Industrial - WA | New | Process | Natural Gas | Other Process | Baseline Forecast | Avg. Replacement Summer Demand (n/a) | 0 | 0 | 0 | 0 | 0 | 0 | 0 | 0 | 0 | 0 | 0 | 0 | 0 | 0 | 0 | 0 | 0 | 0 | 0 | 0 | 0 | 0 | 0 | 0 | 0 | 0 | 0
F8_Industrial_Industrial - WA_New_Process_Natural Gas_Other Process_Baseline Forecast | F8 | Industrial | Industrial - WA | New | Process | Natural Gas | Other Process | Baseline Forecast | Avg. Replacement Winter Demand (n/a) | 0 | 0 | 0 | 0 | 0 | 0 | 0 | 0 | 0 | 0 | 0 | 0 | 0 | 0 | 0 | 0 | 0 | 0 | 0 | 0 | 0 | 0 | 0 | 0 | 0 | 0 | 0
F1_Industrial_Industrial - WA_New_Miscellaneous_Natural Gas_Miscellaneous_Baseline Forecast | F1 | Industrial | Industrial - WA | New | Miscellaneous | Natural Gas | Miscellaneous | Baseline Forecast | Units | 0 | 93.7852 | 173.1216 | 230.5563 | 275.6926 | 312.3176 | 337.5652 | 362.3851 | 386.7846 | 410.7709 | 434.3513 | 457.5327 | 480.3219 | 502.7258 | 524.751 | 546.404 | 567.6912 | 588.619 | 609.1935 | 629.4209 | 649.3071 | 668.858 | 688.0794 | 706.9769 | 725.5563 | 743.8229 | 761.7821
F2_Industrial_Industrial - WA_New_Miscellaneous_Natural Gas_Miscellaneous_Baseline Forecast | F2 | Industrial | Industrial - WA | New | Miscellaneous | Natural Gas | Miscellaneous | Baseline Forecast | Usage (MMtherm) | 0 | 0.0077476 | 0.014302 | 0.019046 | 0.022775 | 0.025801 | 0.027886 | 0.029937 | 0.031952 | 0.033934 | 0.035882 | 0.037797 | 0.039679 | 0.04153 | 0.04335 | 0.045138 | 0.046897 | 0.048626 | 0.050326 | 0.051997 | 0.053639 | 0.055254 | 0.056842 | 0.058403 | 0.059938 | 0.061447 | 0.062931
F3_Industrial_Industrial - WA_New_Miscellaneous_Natural Gas_Miscellaneous_Baseline Forecast | F3 | Industrial | Industrial - WA | New | Miscellaneous | Natural Gas | Miscellaneous | Baseline Forecast | Summer Peak Demand (n/a) | 0 | 0 | 0 | 0 | 0 | 0 | 0 | 0 | 0 | 0 | 0 | 0 | 0 | 0 | 0 | 0 | 0 | 0 | 0 | 0 | 0 | 0 | 0 | 0 | 0 | 0 | 0
F4_Industrial_Industrial - WA_New_Miscellaneous_Natural Gas_Miscellaneous_Baseline Forecast | F4 | Industrial | Industrial - WA | New | Miscellaneous | Natural Gas | Miscellaneous | Baseline Forecast | Winter Peak Demand (n/a) | 0 | 0 | 0 | 0 | 0 | 0 | 0 | 0 | 0 | 0 | 0 | 0 | 0 | 0 | 0 | 0 | 0 | 0 | 0 | 0 | 0 | 0 | 0 | 0 | 0 | 0 | 0
F5_Industrial_Industrial - WA_New_Miscellaneous_Natural Gas_Miscellaneous_Baseline Forecast | F5 | Industrial | Industrial - WA | New | Miscellaneous | Natural Gas | Miscellaneous | Baseline Forecast | Turnover | 0 | 93.7852 | 79.3364 | 57.4347 | 58.5342 | 59.4427 | 53.0106 | 56.9787 | 60.456 | 62.4649 | 64.7018 | 94.3899 | 88.5389 | 81.6226 | 86.5887 | 89.9063 | 89.5764 | 92.9873 | 96.1967 | 98.4283 | 100.8512 | 111.3417 | 110.2557 | 109.3192 | 113.4364 | 116.2901 | 117.5003
F6_Industrial_Industrial - WA_New_Miscellaneous_Natural Gas_Miscellaneous_Baseline Forecast | F6 | Industrial | Industrial - WA | New | Miscellaneous | Natural Gas | Miscellaneous | Baseline Forecast | Avg. Replacement Usage (therms) | 82.6101 | 82.6101 | 82.6101 | 82.6101 | 82.6101 | 82.6101 | 82.6101 | 82.6101 | 82.6101 | 82.6101 | 82.6101 | 82.6101 | 82.6101 | 82.6101 | 82.6101 | 82.6101 | 82.6101 | 82.6101 | 82.6101 | 82.6101 | 82.6101 | 82.6101 | 82.6101 | 82.6101 | 82.6101 | 82.6101 | 82.6101
F7_Industrial_Industrial - WA_New_Miscellaneous_Natural Gas_Miscellaneous_Baseline Forecast | F7 | Industrial | Industrial - WA | New | Miscellaneous | Natural Gas | Miscellaneous | Baseline Forecast | Avg. Replacement Summer Demand (n/a) | 0 | 0 | 0 | 0 | 0 | 0 | 0 | 0 | 0 | 0 | 0 | 0 | 0 | 0 | 0 | 0 | 0 | 0 | 0 | 0 | 0 | 0 | 0 | 0 | 0 | 0 | 0
F8_Industrial_Industrial - WA_New_Miscellaneous_Natural Gas_Miscellaneous_Baseline Forecast | F8 | Industrial | Industrial - WA | New | Miscellaneous | Natural Gas | Miscellaneous | Baseline Forecast | Avg. Replacement Winter Demand (n/a) | 0 | 0 | 0 | 0 | 0 | 0 | 0 | 0 | 0 | 0 | 0 | 0 | 0 | 0 | 0 | 0 | 0 | 0 | 0 | 0 | 0 | 0 | 0 | 0 | 0 | 0 | 0
F1_Industrial_Industrial - ID_Existing_Space Heating_Natural Gas_Furnace_Baseline Forecast | F1 | Industrial | Industrial - ID | Existing | Space Heating | Natural Gas | Furnace | Baseline Forecast | Units | 319.542 | 314.0326 | 308.6183 | 303.2973 | 298.068 | 292.9289 | 287.8784 | 282.915 | 278.0371 | 273.2434 | 268.5323 | 263.9024 | 259.3524 | 254.8808 | 250.4863 | 246.1676 | 241.9233 | 237.7522 | 233.653 | 229.6245 | 225.6655 | 221.7747 | 217.951 | 214.1932 | 210.5002 | 206.8709 | 203.3042
F2_Industrial_Industrial - ID_Existing_Space Heating_Natural Gas_Furnace_Baseline Forecast | F2 | Industrial | Industrial - ID | Existing | Space Heating | Natural Gas | Furnace | Baseline Forecast | Usage (MMtherm) | 0.045132 | 0.047706 | 0.046683 | 0.045793 | 0.044898 | 0.044 | 0.043103 | 0.042208 | 0.041317 | 0.040434 | 0.039558 | 0.038693 | 0.037838 | 0.036995 | 0.036165 | 0.035348 | 0.034546 | 0.033758 | 0.032985 | 0.032243 | 0.031526 | 0.030837 | 0.030174 | 0.029534 | 0.028916 | 0.028319 | 0.027741
F3_Industrial_Industrial - ID_Existing_Space Heating_Natural Gas_Furnace_Baseline Forecast | F3 | Industrial | Industrial - ID | Existing | Space Heating | Natural Gas | Furnace | Baseline Forecast | Summer Peak Demand (n/a) | 0 | 0 | 0 | 0 | 0 | 0 | 0 | 0 | 0 | 0 | 0 | 0 | 0 | 0 | 0 | 0 | 0 | 0 | 0 | 0 | 0 | 0 | 0 | 0 | 0 | 0 | 0
F4_Industrial_Industrial - ID_Existing_Space Heating_Natural Gas_Furnace_Baseline Forecast | F4 | Industrial | Industrial - ID | Existing | Space Heating | Natural Gas | Furnace | Baseline Forecast | Winter Peak Demand (n/a) | 0 | 0 | 0 | 0 | 0 | 0 | 0 | 0 | 0 | 0 | 0 | 0 | 0 | 0 | 0 | 0 | 0 | 0 | 0 | 0 | 0 | 0 | 0 | 0 | 0 | 0 | 0
F5_Industrial_Industrial - ID_Existing_Space Heating_Natural Gas_Furnace_Baseline Forecast | F5 | Industrial | Industrial - ID | Existing | Space Heating | Natural Gas | Furnace | Baseline Forecast | Turnover | 0 | 1.342 | 2.5363 | 3.597 | 4.5368 | 5.3675 | 6.0994 | 6.7422 | 7.3045 | 7.794 | 8.218 | 8.5829 | 8.8944 | 9.1579 | 9.3781 | 9.5595 | 9.7059 | 9.8208 | 9.9076 | 9.0633 | 8.3645 | 7.7903 | 7.3222 | 6.9444 | 6.6427 | 6.4053 | 6.2215
F6_Industrial_Industrial - ID_Existing_Space Heating_Natural Gas_Furnace_Baseline Forecast | F6 | Industrial | Industrial - ID | Existing | Space Heating | Natural Gas | Furnace | Baseline Forecast | Avg. Replacement Usage (therms) | 137.6575 | 148.0928 | 147.5185 | 131.18 | 131.18 | 131.18 | 131.18 | 131.18 | 131.18 | 131.18 | 131.18 | 131.18 | 131.18 | 131.18 | 131.18 | 131.18 | 131.18 | 131.18 | 131.18 | 131.18 | 131.18 | 131.18 | 131.18 | 131.18 | 131.18 | 131.18 | 131.18
F7_Industrial_Industrial - ID_Existing_Space Heating_Natural Gas_Furnace_Baseline Forecast | F7 | Industrial | Industrial - ID | Existing | Space Heating | Natural Gas | Furnace | Baseline Forecast | Avg. Replacement Summer Demand (n/a) | 0 | 0 | 0 | 0 | 0 | 0 | 0 | 0 | 0 | 0 | 0 | 0 | 0 | 0 | 0 | 0 | 0 | 0 | 0 | 0 | 0 | 0 | 0 | 0 | 0 | 0 | 0
F8_Industrial_Industrial - ID_Existing_Space Heating_Natural Gas_Furnace_Baseline Forecast | F8 | Industrial | Industrial - ID | Existing | Space Heating | Natural Gas | Furnace | Baseline Forecast | Avg. Replacement Winter Demand (n/a) | 0 | 0 | 0 | 0 | 0 | 0 | 0 | 0 | 0 | 0 | 0 | 0 | 0 | 0 | 0 | 0 | 0 | 0 | 0 | 0 | 0 | 0 | 0 | 0 | 0 | 0 | 0
F1_Industrial_Industrial - ID_Existing_Space Heating_Natural Gas_Boiler_Baseline Forecast | F1 | Industrial | Industrial - ID | Existing | Space Heating | Natural Gas | Boiler | Baseline Forecast | Units | 509.9517 | 501.1594 | 492.5187 | 484.027 | 475.6817 | 467.4803 | 459.4203 | 451.4993 | 443.7148 | 436.0646 | 428.5462 | 421.1575 | 413.8961 | 406.76 | 399.7469 | 392.8547 | 386.0813 | 379.4248 | 372.883 | 366.4539 | 360.1358 | 353.9265 | 347.8244 | 341.8274 | 335.9338 | 330.1418 | 324.4497
F2_Industrial_Industrial - ID_Existing_Space Heating_Natural Gas_Boiler_Baseline Forecast | F2 | Industrial | Industrial - ID | Existing | Space Heating | Natural Gas | Boiler | Baseline Forecast | Usage (MMtherm) | 0.072026 | 0.075955 | 0.074167 | 0.072707 | 0.071278 | 0.06988 | 0.068514 | 0.067178 | 0.065873 | 0.064598 | 0.063352 | 0.062135 | 0.060946 | 0.059786 | 0.058652 | 0.057546 | 0.056465 | 0.05541 | 0.05438 | 0.053375 | 0.052394 | 0.051436 | 0.050501 | 0.049586 | 0.048693 | 0.047818 | 0.046963
F3_Industrial_Industrial - ID_Existing_Space Heating_Natural Gas_Boiler_Baseline Forecast | F3 | Industrial | Industrial - ID | Existing | Space Heating | Natural Gas | Boiler | Baseline Forecast | Summer Peak Demand (n/a) | 0 | 0 | 0 | 0 | 0 | 0 | 0 | 0 | 0 | 0 | 0 | 0 | 0 | 0 | 0 | 0 | 0 | 0 | 0 | 0 | 0 | 0 | 0 | 0 | 0 | 0 | 0
F4_Industrial_Industrial - ID_Existing_Space Heating_Natural Gas_Boiler_Baseline Forecast | F4 | Industrial | Industrial - ID | Existing | Space Heating | Natural Gas | Boiler | Baseline Forecast | Winter Peak Demand (n/a) | 0 | 0 | 0 | 0 | 0 | 0 | 0 | 0 | 0 | 0 | 0 | 0 | 0 | 0 | 0 | 0 | 0 | 0 | 0 | 0 | 0 | 0 | 0 | 0 | 0 | 0 | 0
F5_Industrial_Industrial - ID_Existing_Space Heating_Natural Gas_Boiler_Baseline Forecast | F5 | Industrial | Industrial - ID | Existing | Space Heating | Natural Gas | Boiler | Baseline Forecast | Turnover | 0 | 15.1866 | 15.0605 | 14.922 | 14.7731 | 14.6151 | 14.4496 | 14.2777 | 14.1005 | 13.919 | 13.7341 | 13.5465 | 13.3569 | 13.1659 | 12.974 | 12.7817 | 12.5893 | 12.3973 | 12.2059 | 12.0154 | 11.8261 | 11.6381 | 11.3559 | 11.0958 | 10.8547 | 10.6298 | 10.419
F6_Industrial_Industrial - ID_Existing_Space Heating_Natural Gas_Boiler_Baseline Forecast | F6 | Industrial | Industrial - ID | Existing | Space Heating | Natural Gas | Boiler | Baseline Forecast | Avg. Replacement Usage (therms) | 134.1782 | 144.3497 | 143.7899 | 143.7899 | 143.7899 | 143.7899 | 143.7899 | 143.7899 | 143.7899 | 143.7899 | 143.7899 | 143.7899 | 143.7899 | 143.7899 | 143.7899 | 143.7899 | 143.7899 | 143.7899 | 143.7899 | 143.7899 | 143.7899 | 143.7899 | 143.7899 | 143.7899 | 143.7899 | 143.7899 | 143.7899
F7_Industrial_Industrial - ID_Existing_Space Heating_Natural Gas_Boiler_Baseline Forecast | F7 | Industrial | Industrial - ID | Existing | Space Heating | Natural Gas | Boiler | Baseline Forecast | Avg. Replacement Summer Demand (n/a) | 0 | 0 | 0 | 0 | 0 | 0 | 0 | 0 | 0 | 0 | 0 | 0 | 0 | 0 | 0 | 0 | 0 | 0 | 0 | 0 | 0 | 0 | 0 | 0 | 0 | 0 | 0
F8_Industrial_Industrial - ID_Existing_Space Heating_Natural Gas_Boiler_Baseline Forecast | F8 | Industrial | Industrial - ID | Existing | Space Heating | Natural Gas | Boiler | Baseline Forecast | Avg. Replacement Winter Demand (n/a) | 0 | 0 | 0 | 0 | 0 | 0 | 0 | 0 | 0 | 0 | 0 | 0 | 0 | 0 | 0 | 0 | 0 | 0 | 0 | 0 | 0 | 0 | 0 | 0 | 0 | 0 | 0
F1_Industrial_Industrial - ID_Existing_Space Heating_Natural Gas_Unit Heater_Baseline Forecast | F1 | Industrial | Industrial - ID | Existing | Space Heating | Natural Gas | Unit Heater | Baseline Forecast | Units | 159.771 | 157.0163 | 154.3091 | 151.6486 | 149.034 | 146.4644 | 143.9392 | 141.4575 | 139.0186 | 136.6217 | 134.2661 | 131.9512 | 129.6762 | 127.4404 | 125.2431 | 123.0838 | 120.9616 | 118.8761 | 116.8265 | 114.8123 | 112.8327 | 110.8874 | 108.9755 | 107.0966 | 105.2501 | 103.4355 | 101.6521
F2_Industrial_Industrial - ID_Existing_Space Heating_Natural Gas_Unit Heater_Baseline Forecast | F2 | Industrial | Industrial - ID | Existing | Space Heating | Natural Gas | Unit Heater | Baseline Forecast | Usage (MMtherm) | 0.022566 | 0.023858 | 0.023356 | 0.022953 | 0.022557 | 0.022169 | 0.021786 | 0.021411 | 0.021042 | 0.020679 | 0.020322 | 0.019972 | 0.019628 | 0.019289 | 0.018957 | 0.01863 | 0.018308 | 0.017993 | 0.017683 | 0.017378 | 0.017078 | 0.016784 | 0.016494 | 0.01621 | 0.01593 | 0.015656 | 0.015386
F3_Industrial_Industrial - ID_Existing_Space Heating_Natural Gas_Unit Heater_Baseline Forecast | F3 | Industrial | Industrial - ID | Existing | Space Heating | Natural Gas | Unit Heater | Baseline Forecast | Summer Peak Demand (n/a) | 0 | 0 | 0 | 0 | 0 | 0 | 0 | 0 | 0 | 0 | 0 | 0 | 0 | 0 | 0 | 0 | 0 | 0 | 0 | 0 | 0 | 0 | 0 | 0 | 0 | 0 | 0
F4_Industrial_Industrial - ID_Existing_Space Heating_Natural Gas_Unit Heater_Baseline Forecast | F4 | Industrial | Industrial - ID | Existing | Space Heating | Natural Gas | Unit Heater | Baseline Forecast | Winter Peak Demand (n/a) | 0 | 0 | 0 | 0 | 0 | 0 | 0 | 0 | 0 | 0 | 0 | 0 | 0 | 0 | 0 | 0 | 0 | 0 | 0 | 0 | 0 | 0 | 0 | 0 | 0 | 0 | 0
F5_Industrial_Industrial - ID_Existing_Space Heating_Natural Gas_Unit Heater_Baseline Forecast | F5 | Industrial | Industrial - ID | Existing | Space Heating | Natural Gas | Unit Heater | Baseline Forecast | Turnover | 0 | 3.5686 | 3.8896 | 4.1644 | 4.3979 | 4.5949 | 4.7595 | 4.8952 | 5.0053 | 5.0929 | 5.1603 | 5.2101 | 5.2442 | 5.2646 | 5.2727 | 5.2702 | 5.2583 | 4.9435 | 4.6843 | 4.4717 | 4.2978 | 4.1559 | 4.0406 | 3.9468 | 3.8707 | 3.8086 | 3.7579
F6_Industrial_Industrial - ID_Existing_Space Heating_Natural Gas_Unit Heater_Baseline Forecast | F6 | Industrial | Industrial - ID | Existing | Space Heating | Natural Gas | Unit Heater | Baseline Forecast | Avg. Replacement Usage (therms) | 141.2402 | 151.947 | 151.3578 | 151.3578 | 151.3578 | 151.3578 | 151.3578 | 151.3578 | 151.3578 | 151.3578 | 151.3578 | 151.3578 | 151.3578 | 151.3578 | 151.3578 | 151.3578 | 151.3578 | 151.3578 | 151.3578 | 151.3578 | 151.3578 | 151.3578 | 151.3578 | 151.3578 | 151.3578 | 151.3578 | 151.3578
F7_Industrial_Industrial - ID_Existing_Space Heating_Natural Gas_Unit Heater_Baseline Forecast | F7 | Industrial | Industrial - ID | Existing | Space Heating | Natural Gas | Unit Heater | Baseline Forecast | Avg. Replacement Summer Demand (n/a) | 0 | 0 | 0 | 0 | 0 | 0 | 0 | 0 | 0 | 0 | 0 | 0 | 0 | 0 | 0 | 0 | 0 | 0 | 0 | 0 | 0 | 0 | 0 | 0 | 0 | 0 | 0
F8_Industrial_Industrial - ID_Existing_Space Heating_Natural Gas_Unit Heater_Baseline Forecast | F8 | Industrial | Industrial - ID | Existing | Space Heating | Natural Gas | Unit Heater | Baseline Forecast | Avg. Replacement Winter Demand (n/a) | 0 | 0 | 0 | 0 | 0 | 0 | 0 | 0 | 0 | 0 | 0 | 0 | 0 | 0 | 0 | 0 | 0 | 0 | 0 | 0 | 0 | 0 | 0 | 0 | 0 | 0 | 0
F1_Industrial_Industrial - ID_Existing_Process_Natural Gas_Process Boiler_Baseline Forecast | F1 | Industrial | Industrial - ID | Existing | Process | Natural Gas | Process Boiler | Baseline Forecast | Units | 989.2646 | 972.2083 | 955.4461 | 938.9729 | 922.7837 | 906.8737 | 891.2379 | 875.8717 | 860.7705 | 845.9296 | 831.3446 | 817.0111 | 802.9247 | 789.0812 | 775.4763 | 762.1061 | 748.9663 | 736.0531 | 723.3625 | 710.8907 | 698.634 | 686.5886 | 674.7509 | 663.1172 | 651.6842 | 640.4482 | 629.406
F2_Industrial_Industrial - ID_Existing_Process_Natural Gas_Process Boiler_Baseline Forecast | F2 | Industrial | Industrial - ID | Existing | Process | Natural Gas | Process Boiler | Baseline Forecast | Usage (MMtherm) | 1.0168 | 0.99922 | 0.982 | 0.96507 | 0.94843 | 0.93207 | 0.916 | 0.90021 | 0.88469 | 0.86944 | 0.85445 | 0.83971 | 0.82524 | 0.81101 | 0.79703 | 0.78328 | 0.76978 | 0.75651 | 0.74346 | 0.73065 | 0.71805 | 0.70567 | 0.6935 | 0.68154 | 0.66979 | 0.65825 | 0.6469
F3_Industrial_Industrial - ID_Existing_Process_Natural Gas_Process Boiler_Baseline Forecast | F3 | Industrial | Industrial - ID | Existing | Process | Natural Gas | Process Boiler | Baseline Forecast | Summer Peak Demand (n/a) | 0 | 0 | 0 | 0 | 0 | 0 | 0 | 0 | 0 | 0 | 0 | 0 | 0 | 0 | 0 | 0 | 0 | 0 | 0 | 0 | 0 | 0 | 0 | 0 | 0 | 0 | 0
F4_Industrial_Industrial - ID_Existing_Process_Natural Gas_Process Boiler_Baseline Forecast | F4 | Industrial | Industrial - ID | Existing | Process | Natural Gas | Process Boiler | Baseline Forecast | Winter Peak Demand (n/a) | 0 | 0 | 0 | 0 | 0 | 0 | 0 | 0 | 0 | 0 | 0 | 0 | 0 | 0 | 0 | 0 | 0 | 0 | 0 | 0 | 0 | 0 | 0 | 0 | 0 | 0 | 0
F5_Industrial_Industrial - ID_Existing_Process_Natural Gas_Process Boiler_Baseline Forecast | F5 | Industrial | Industrial - ID | Existing | Process | Natural Gas | Process Boiler | Baseline Forecast | Turnover | 0 | 83.3321 | 97.4945 | 108.9537 | 103.0781 | 100.0491 | 99.0513 | 97.4142 | 95.6244 | 93.9814 | 92.3755 | 111.1836 | 110.2199 | 108.5882 | 105.5681 | 103.5655 | 102.142 | 100.3726 | 98.5662 | 96.88 | 95.2218 | 98.5716 | 96.403 | 94.1838 | 92.4218 | 90.8799 | 89.4135
F6_Industrial_Industrial - ID_Existing_Process_Natural Gas_Process Boiler_Baseline Forecast | F6 | Industrial | Industrial - ID | Existing | Process | Natural Gas | Process Boiler | Baseline Forecast | Avg. Replacement Usage (therms) | 1027.7881 | 1027.7881 | 1027.7881 | 1027.7881 | 1027.7881 | 1027.7881 | 1027.7881 | 1027.7881 | 1027.7881 | 1027.7881 | 1027.7881 | 1027.7881 | 1027.7881 | 1027.7881 | 1027.7881 | 1027.7881 | 1027.7881 | 1027.7881 | 1027.7881 | 1027.7881 | 1027.7881 | 1027.7881 | 1027.7881 | 1027.7881 | 1027.7881 | 1027.7881 | 1027.7881
F7_Industrial_Industrial - ID_Existing_Process_Natural Gas_Process Boiler_Baseline Forecast | F7 | Industrial | Industrial - ID | Existing | Process | Natural Gas | Process Boiler | Baseline Forecast | Avg. Replacement Summer Demand (n/a) | 0 | 0 | 0 | 0 | 0 | 0 | 0 | 0 | 0 | 0 | 0 | 0 | 0 | 0 | 0 | 0 | 0 | 0 | 0 | 0 | 0 | 0 | 0 | 0 | 0 | 0 | 0
F8_Industrial_Industrial - ID_Existing_Process_Natural Gas_Process Boiler_Baseline Forecast | F8 | Industrial | Industrial - ID | Existing | Process | Natural Gas | Process Boiler | Baseline Forecast | Avg. Replacement Winter Demand (n/a) | 0 | 0 | 0 | 0 | 0 | 0 | 0 | 0 | 0 | 0 | 0 | 0 | 0 | 0 | 0 | 0 | 0 | 0 | 0 | 0 | 0 | 0 | 0 | 0 | 0 | 0 | 0
F1_Industrial_Industrial - ID_Existing_Process_Natural Gas_Process Heating_Baseline Forecast | F1 | Industrial | Industrial - ID | Existing | Process | Natural Gas | Process Heating | Baseline Forecast | Units | 989.2646 | 972.2083 | 955.4461 | 938.9729 | 922.7837 | 906.8737 | 891.2379 | 875.8717 | 860.7705 | 845.9296 | 831.3446 | 817.0111 | 802.9247 | 789.0812 | 775.4763 | 762.1061 | 748.9663 | 736.0531 | 723.3625 | 710.8907 | 698.634 | 686.5886 | 674.7509 | 663.1172 | 651.6842 | 640.4482 | 629.406
F2_Industrial_Industrial - ID_Existing_Process_Natural Gas_Process Heating_Baseline Forecast | F2 | Industrial | Industrial - ID | Existing | Process | Natural Gas | Process Heating | Baseline Forecast | Usage (MMtherm) | 0.92961 | 0.91359 | 0.89784 | 0.88236 | 0.86714 | 0.85219 | 0.8375 | 0.82306 | 0.80887 | 0.79492 | 0.78122 | 0.76775 | 0.75451 | 0.7415 | 0.72872 | 0.71615 | 0.70381 | 0.69167 | 0.67975 | 0.66803 | 0.65651 | 0.64519 | 0.63407 | 0.62313 | 0.61239 | 0.60183 | 0.59145
F3_Industrial_Industrial - ID_Existing_Process_Natural Gas_Process Heating_Baseline Forecast | F3 | Industrial | Industrial - ID | Existing | Process | Natural Gas | Process Heating | Baseline Forecast | Summer Peak Demand (n/a) | 0 | 0 | 0 | 0 | 0 | 0 | 0 | 0 | 0 | 0 | 0 | 0 | 0 | 0 | 0 | 0 | 0 | 0 | 0 | 0 | 0 | 0 | 0 | 0 | 0 | 0 | 0
F4_Industrial_Industrial - ID_Existing_Process_Natural Gas_Process Heating_Baseline Forecast | F4 | Industrial | Industrial - ID | Existing | Process | Natural Gas | Process Heating | Baseline Forecast | Winter Peak Demand (n/a) | 0 | 0 | 0 | 0 | 0 | 0 | 0 | 0 | 0 | 0 | 0 | 0 | 0 | 0 | 0 | 0 | 0 | 0 | 0 | 0 | 0 | 0 | 0 | 0 | 0 | 0 | 0
F5_Industrial_Industrial - ID_Existing_Process_Natural Gas_Process Heating_Baseline Forecast | F5 | Industrial | Industrial - ID | Existing | Process | Natural Gas | Process Heating | Baseline Forecast | Turnover | 0 | 83.3321 | 97.4945 | 108.9537 | 103.0781 | 100.0491 | 99.0513 | 97.4142 | 95.6244 | 93.9814 | 92.3755 | 111.1836 | 110.2199 | 108.5882 | 105.5681 | 103.5655 | 102.142 | 100.3726 | 98.5662 | 96.88 | 95.2218 | 98.5716 | 96.403 | 94.1838 | 92.4218 | 90.8799 | 89.4135
F6_Industrial_Industrial - ID_Existing_Process_Natural Gas_Process Heating_Baseline Forecast | F6 | Industrial | Industrial - ID | Existing | Process | Natural Gas | Process Heating | Baseline Forecast | Avg. Replacement Usage (therms) | 939.7028 | 939.7028 | 939.7028 | 939.7028 | 939.7028 | 939.7028 | 939.7028 | 939.7028 | 939.7028 | 939.7028 | 939.7028 | 939.7028 | 939.7028 | 939.7028 | 939.7028 | 939.7028 | 939.7028 | 939.7028 | 939.7028 | 939.7028 | 939.7028 | 939.7028 | 939.7028 | 939.7028 | 939.7028 | 939.7028 | 939.7028
F7_Industrial_Industrial - ID_Existing_Process_Natural Gas_Process Heating_Baseline Forecast | F7 | Industrial | Industrial - ID | Existing | Process | Natural Gas | Process Heating | Baseline Forecast | Avg. Replacement Summer Demand (n/a) | 0 | 0 | 0 | 0 | 0 | 0 | 0 | 0 | 0 | 0 | 0 | 0 | 0 | 0 | 0 | 0 | 0 | 0 | 0 | 0 | 0 | 0 | 0 | 0 | 0 | 0 | 0
F8_Industrial_Industrial - ID_Existing_Process_Natural Gas_Process Heating_Baseline Forecast | F8 | Industrial | Industrial - ID | Existing | Process | Natural Gas | Process Heating | Baseline Forecast | Avg. Replacement Winter Demand (n/a) | 0 | 0 | 0 | 0 | 0 | 0 | 0 | 0 | 0 | 0 | 0 | 0 | 0 | 0 | 0 | 0 | 0 | 0 | 0 | 0 | 0 | 0 | 0 | 0 | 0 | 0 | 0
F1_Industrial_Industrial - ID_Existing_Process_Natural Gas_Process Cooling_Baseline Forecast | F1 | Industrial | Industrial - ID | Existing | Process | Natural Gas | Process Cooling | Baseline Forecast | Units | 989.2646 | 972.2083 | 955.4461 | 938.9729 | 922.7837 | 906.8737 | 891.2379 | 875.8717 | 860.7705 | 845.9296 | 831.3446 | 817.0111 | 802.9247 | 789.0812 | 775.4763 | 762.1061 | 748.9663 | 736.0531 | 723.3625 | 710.8907 | 698.634 | 686.5886 | 674.7509 | 663.1172 | 651.6842 | 640.4482 | 629.406
F2_Industrial_Industrial - ID_Existing_Process_Natural Gas_Process Cooling_Baseline Forecast | F2 | Industrial | Industrial - ID | Existing | Process | Natural Gas | Process Cooling | Baseline Forecast | Usage (MMtherm) | 0.0090144 | 0.008859 | 0.0087063 | 0.0085562 | 0.0084087 | 0.0082637 | 0.0081212 | 0.0079812 | 0.0078436 | 0.0077083 | 0.0075754 | 0.0074448 | 0.0073165 | 0.0071903 | 0.0070663 | 0.0069445 | 0.0068248 | 0.0067071 | 0.0065915 | 0.0064778 | 0.0063661 | 0.0062564 | 0.0061485 | 0.0060425 | 0.0059383 | 0.0058359 | 0.0057353
F3_Industrial_Industrial - ID_Existing_Process_Natural Gas_Process Cooling_Baseline Forecast | F3 | Industrial | Industrial - ID | Existing | Process | Natural Gas | Process Cooling | Baseline Forecast | Summer Peak Demand (n/a) | 0 | 0 | 0 | 0 | 0 | 0 | 0 | 0 | 0 | 0 | 0 | 0 | 0 | 0 | 0 | 0 | 0 | 0 | 0 | 0 | 0 | 0 | 0 | 0 | 0 | 0 | 0
F4_Industrial_Industrial - ID_Existing_Process_Natural Gas_Process Cooling_Baseline Forecast | F4 | Industrial | Industrial - ID | Existing | Process | Natural Gas | Process Cooling | Baseline Forecast | Winter Peak Demand (n/a) | 0 | 0 | 0 | 0 | 0 | 0 | 0 | 0 | 0 | 0 | 0 | 0 | 0 | 0 | 0 | 0 | 0 | 0 | 0 | 0 | 0 | 0 | 0 | 0 | 0 | 0 | 0
F5_Industrial_Industrial - ID_Existing_Process_Natural Gas_Process Cooling_Baseline Forecast | F5 | Industrial | Industrial - ID | Existing | Process | Natural Gas | Process Cooling | Baseline Forecast | Turnover | 0 | 83.3321 | 97.4945 | 108.9537 | 103.0781 | 100.0491 | 99.0513 | 97.4142 | 95.6244 | 93.9814 | 92.3755 | 111.1836 | 110.2199 | 108.5882 | 105.5681 | 103.5655 | 102.142 | 100.3726 | 98.5662 | 96.88 | 95.2218 | 98.5716 | 96.403 | 94.1838 | 92.4218 | 90.8799 | 89.4135
F6_Industrial_Industrial - ID_Existing_Process_Natural Gas_Process Cooling_Baseline Forecast | F6 | Industrial | Industrial - ID | Existing | Process | Natural Gas | Process Cooling | Baseline Forecast | Avg. Replacement Usage (therms) | 9.1123 | 9.1123 | 9.1123 | 9.1123 | 9.1123 | 9.1123 | 9.1123 | 9.1123 | 9.1123 | 9.1123 | 9.1123 | 9.1123 | 9.1123 | 9.1123 | 9.1123 | 9.1123 | 9.1123 | 9.1123 | 9.1123 | 9.1123 | 9.1123 | 9.1123 | 9.1123 | 9.1123 | 9.1123 | 9.1123 | 9.1123
F7_Industrial_Industrial - ID_Existing_Process_Natural Gas_Process Cooling_Baseline Forecast | F7 | Industrial | Industrial - ID | Existing | Process | Natural Gas | Process Cooling | Baseline Forecast | Avg. Replacement Summer Demand (n/a) | 0 | 0 | 0 | 0 | 0 | 0 | 0 | 0 | 0 | 0 | 0 | 0 | 0 | 0 | 0 | 0 | 0 | 0 | 0 | 0 | 0 | 0 | 0 | 0 | 0 | 0 | 0
F8_Industrial_Industrial - ID_Existing_Process_Natural Gas_Process Cooling_Baseline Forecast | F8 | Industrial | Industrial - ID | Existing | Process | Natural Gas | Process Cooling | Baseline Forecast | Avg. Replacement Winter Demand (n/a) | 0 | 0 | 0 | 0 | 0 | 0 | 0 | 0 | 0 | 0 | 0 | 0 | 0 | 0 | 0 | 0 | 0 | 0 | 0 | 0 | 0 | 0 | 0 | 0 | 0 | 0 | 0
F1_Industrial_Industrial - ID_Existing_Process_Natural Gas_Other Process_Baseline Forecast | F1 | Industrial | Industrial - ID | Existing | Process | Natural Gas | Other Process | Baseline Forecast | Units | 989.2646 | 972.2083 | 955.4461 | 938.9729 | 922.7837 | 906.8737 | 891.2379 | 875.8717 | 860.7705 | 845.9296 | 831.3446 | 817.0111 | 802.9247 | 789.0812 | 775.4763 | 762.1061 | 748.9663 | 736.0531 | 723.3625 | 710.8907 | 698.634 | 686.5886 | 674.7509 | 663.1172 | 651.6842 | 640.4482 | 629.406
F2_Industrial_Industrial - ID_Existing_Process_Natural Gas_Other Process_Baseline Forecast | F2 | Industrial | Industrial - ID | Existing | Process | Natural Gas | Other Process | Baseline Forecast | Usage (MMtherm) | 0.095027 | 0.093389 | 0.091779 | 0.090196 | 0.088641 | 0.087113 | 0.085611 | 0.084135 | 0.082684 | 0.081259 | 0.079858 | 0.078481 | 0.077128 | 0.075798 | 0.074491 | 0.073207 | 0.071945 | 0.070704 | 0.069485 | 0.068287 | 0.06711 | 0.065953 | 0.064816 | 0.063698 | 0.0626 | 0.061521 | 0.06046
F3_Industrial_Industrial - ID_Existing_Process_Natural Gas_Other Process_Baseline Forecast | F3 | Industrial | Industrial - ID | Existing | Process | Natural Gas | Other Process | Baseline Forecast | Summer Peak Demand (n/a) | 0 | 0 | 0 | 0 | 0 | 0 | 0 | 0 | 0 | 0 | 0 | 0 | 0 | 0 | 0 | 0 | 0 | 0 | 0 | 0 | 0 | 0 | 0 | 0 | 0 | 0 | 0
F4_Industrial_Industrial - ID_Existing_Process_Natural Gas_Other Process_Baseline Forecast | F4 | Industrial | Industrial - ID | Existing | Process | Natural Gas | Other Process | Baseline Forecast | Winter Peak Demand (n/a) | 0 | 0 | 0 | 0 | 0 | 0 | 0 | 0 | 0 | 0 | 0 | 0 | 0 | 0 | 0 | 0 | 0 | 0 | 0 | 0 | 0 | 0 | 0 | 0 | 0 | 0 | 0
F5_Industrial_Industrial - ID_Existing_Process_Natural Gas_Other Process_Baseline Forecast | F5 | Industrial | Industrial - ID | Existing | Process | Natural Gas | Other Process | Baseline Forecast | Turnover | 0 | 83.3321 | 97.4945 | 108.9537 | 103.0781 | 100.0491 | 99.0513 | 97.4142 | 95.6244 | 93.9814 | 92.3755 | 111.1836 | 110.2199 | 108.5882 | 105.5681 | 103.5655 | 102.142 | 100.3726 | 98.5662 | 96.88 | 95.2218 | 98.5716 | 96.403 | 94.1838 | 92.4218 | 90.8799 | 89.4135
F6_Industrial_Industrial - ID_Existing_Process_Natural Gas_Other Process_Baseline Forecast | F6 | Industrial | Industrial - ID | Existing | Process | Natural Gas | Other Process | Baseline Forecast | Avg. Replacement Usage (therms) | 96.0585 | 96.0585 | 96.0585 | 96.0585 | 96.0585 | 96.0585 | 96.0585 | 96.0585 | 96.0585 | 96.0585 | 96.0585 | 96.0585 | 96.0585 | 96.0585 | 96.0585 | 96.0585 | 96.0585 | 96.0585 | 96.0585 | 96.0585 | 96.0585 | 96.0585 | 96.0585 | 96.0585 | 96.0585 | 96.0585 | 96.0585
F7_Industrial_Industrial - ID_Existing_Process_Natural Gas_Other Process_Baseline Forecast | F7 | Industrial | Industrial - ID | Existing | Process | Natural Gas | Other Process | Baseline Forecast | Avg. Replacement Summer Demand (n/a) | 0 | 0 | 0 | 0 | 0 | 0 | 0 | 0 | 0 | 0 | 0 | 0 | 0 | 0 | 0 | 0 | 0 | 0 | 0 | 0 | 0 | 0 | 0 | 0 | 0 | 0 | 0
F8_Industrial_Industrial - ID_Existing_Process_Natural Gas_Other Process_Baseline Forecast | F8 | Industrial | Industrial - ID | Existing | Process | Natural Gas | Other Process | Baseline Forecast | Avg. Replacement Winter Demand (n/a) | 0 | 0 | 0 | 0 | 0 | 0 | 0 | 0 | 0 | 0 | 0 | 0 | 0 | 0 | 0 | 0 | 0 | 0 | 0 | 0 | 0 | 0 | 0 | 0 | 0 | 0 | 0
F1_Industrial_Industrial - ID_Existing_Miscellaneous_Natural Gas_Miscellaneous_Baseline Forecast | F1 | Industrial | Industrial - ID | Existing | Miscellaneous | Natural Gas | Miscellaneous | Baseline Forecast | Units | 989.2646 | 972.2083 | 955.4461 | 938.9729 | 922.7837 | 906.8737 | 891.2379 | 875.8717 | 860.7705 | 845.9296 | 831.3446 | 817.0111 | 802.9247 | 789.0812 | 775.4763 | 762.1061 | 748.9663 | 736.0531 | 723.3625 | 710.8907 | 698.634 | 686.5886 | 674.7509 | 663.1172 | 651.6842 | 640.4482 | 629.406
F2_Industrial_Industrial - ID_Existing_Miscellaneous_Natural Gas_Miscellaneous_Baseline Forecast | F2 | Industrial | Industrial - ID | Existing | Miscellaneous | Natural Gas | Miscellaneous | Baseline Forecast | Usage (MMtherm) | 0.11193 | 0.11 | 0.1081 | 0.10624 | 0.10441 | 0.10261 | 0.10084 | 0.0991 | 0.097391 | 0.095712 | 0.094062 | 0.09244 | 0.090846 | 0.08928 | 0.087741 | 0.086228 | 0.084741 | 0.08328 | 0.081844 | 0.080433 | 0.079046 | 0.077683 | 0.076344 | 0.075028 | 0.073734 | 0.072463 | 0.071214
F3_Industrial_Industrial - ID_Existing_Miscellaneous_Natural Gas_Miscellaneous_Baseline Forecast | F3 | Industrial | Industrial - ID | Existing | Miscellaneous | Natural Gas | Miscellaneous | Baseline Forecast | Summer Peak Demand (n/a) | 0 | 0 | 0 | 0 | 0 | 0 | 0 | 0 | 0 | 0 | 0 | 0 | 0 | 0 | 0 | 0 | 0 | 0 | 0 | 0 | 0 | 0 | 0 | 0 | 0 | 0 | 0
F4_Industrial_Industrial - ID_Existing_Miscellaneous_Natural Gas_Miscellaneous_Baseline Forecast | F4 | Industrial | Industrial - ID | Existing | Miscellaneous | Natural Gas | Miscellaneous | Baseline Forecast | Winter Peak Demand (n/a) | 0 | 0 | 0 | 0 | 0 | 0 | 0 | 0 | 0 | 0 | 0 | 0 | 0 | 0 | 0 | 0 | 0 | 0 | 0 | 0 | 0 | 0 | 0 | 0 | 0 | 0 | 0
F5_Industrial_Industrial - ID_Existing_Miscellaneous_Natural Gas_Miscellaneous_Baseline Forecast | F5 | Industrial | Industrial - ID | Existing | Miscellaneous | Natural Gas | Miscellaneous | Baseline Forecast | Turnover | 0 | 83.3321 | 97.4945 | 108.9537 | 103.0781 | 100.0491 | 99.0513 | 97.4142 | 95.6244 | 93.9814 | 92.3755 | 111.1836 | 110.2199 | 108.5882 | 105.5681 | 103.5655 | 102.142 | 100.3726 | 98.5662 | 96.88 | 95.2218 | 98.5716 | 96.403 | 94.1838 | 92.4218 | 90.8799 | 89.4135
F6_Industrial_Industrial - ID_Existing_Miscellaneous_Natural Gas_Miscellaneous_Baseline Forecast | F6 | Industrial | Industrial - ID | Existing | Miscellaneous | Natural Gas | Miscellaneous | Baseline Forecast | Avg. Replacement Usage (therms) | 113.144 | 113.144 | 113.144 | 113.144 | 113.144 | 113.144 | 113.144 | 113.144 | 113.144 | 113.144 | 113.144 | 113.144 | 113.144 | 113.144 | 113.144 | 113.144 | 113.144 | 113.144 | 113.144 | 113.144 | 113.144 | 113.144 | 113.144 | 113.144 | 113.144 | 113.144 | 113.144
F7_Industrial_Industrial - ID_Existing_Miscellaneous_Natural Gas_Miscellaneous_Baseline Forecast | F7 | Industrial | Industrial - ID | Existing | Miscellaneous | Natural Gas | Miscellaneous | Baseline Forecast | Avg. Replacement Summer Demand (n/a) | 0 | 0 | 0 | 0 | 0 | 0 | 0 | 0 | 0 | 0 | 0 | 0 | 0 | 0 | 0 | 0 | 0 | 0 | 0 | 0 | 0 | 0 | 0 | 0 | 0 | 0 | 0
F8_Industrial_Industrial - ID_Existing_Miscellaneous_Natural Gas_Miscellaneous_Baseline Forecast | F8 | Industrial | Industrial - ID | Existing | Miscellaneous | Natural Gas | Miscellaneous | Baseline Forecast | Avg. Replacement Winter Demand (n/a) | 0 | 0 | 0 | 0 | 0 | 0 | 0 | 0 | 0 | 0 | 0 | 0 | 0 | 0 | 0 | 0 | 0 | 0 | 0 | 0 | 0 | 0 | 0 | 0 | 0 | 0 | 0
F1_Industrial_Industrial - ID_New_Space Heating_Natural Gas_Furnace_Baseline Forecast | F1 | Industrial | Industrial - ID | New | Space Heating | Natural Gas | Furnace | Baseline Forecast | Units | 0 | 0.26312 | 0.9836 | 6.4265 | 11.5981 | 16.7466 | 21.7544 | 26.6751 | 31.5102 | 36.2612 | 40.9296 | 45.5168 | 50.0241 | 54.453 | 58.8048 | 63.0808 | 67.2824 | 71.4109 | 75.4674 | 79.4532 | 83.3696 | 87.2177 | 90.9988 | 94.7139 | 98.3643 | 101.951 | 105.4751
F2_Industrial_Industrial - ID_New_Space Heating_Natural Gas_Furnace_Baseline Forecast | F2 | Industrial | Industrial - ID | New | Space Heating | Natural Gas | Furnace | Baseline Forecast | Usage (MMtherm) | 0 | 2.9887e-05 | 0.00011129 | 0.00065868 | 0.0011788 | 0.0016966 | 0.0022002 | 0.0026951 | 0.0031813 | 0.0036591 | 0.0041286 | 0.0045899 | 0.0050432 | 0.0054887 | 0.0059263 | 0.0063564 | 0.0067789 | 0.0071941 | 0.0076021 | 0.0080027 | 0.0083956 | 0.0087817 | 0.0091612 | 0.0095341 | 0.0099005 | 0.010261 | 0.010614
F3_Industrial_Industrial - ID_New_Space Heating_Natural Gas_Furnace_Baseline Forecast | F3 | Industrial | Industrial - ID | New | Space Heating | Natural Gas | Furnace | Baseline Forecast | Summer Peak Demand (n/a) | 0 | 0 | 0 | 0 | 0 | 0 | 0 | 0 | 0 | 0 | 0 | 0 | 0 | 0 | 0 | 0 | 0 | 0 | 0 | 0 | 0 | 0 | 0 | 0 | 0 | 0 | 0
F4_Industrial_Industrial - ID_New_Space Heating_Natural Gas_Furnace_Baseline Forecast | F4 | Industrial | Industrial - ID | New | Space Heating | Natural Gas | Furnace | Baseline Forecast | Winter Peak Demand (n/a) | 0 | 0 | 0 | 0 | 0 | 0 | 0 | 0 | 0 | 0 | 0 | 0 | 0 | 0 | 0 | 0 | 0 | 0 | 0 | 0 | 0 | 0 | 0 | 0 | 0 | 0 | 0
F5_Industrial_Industrial - ID_New_Space Heating_Natural Gas_Furnace_Baseline Forecast | F5 | Industrial | Industrial - ID | New | Space Heating | Natural Gas | Furnace | Baseline Forecast | Turnover | 0 | 0.26312 | 0.72048 | 5.4429 | 5.1715 | 5.1486 | 5.0078 | 4.9207 | 4.8351 | 4.751 | 4.6684 | 4.5872 | 4.5073 | 4.4289 | 4.3518 | 4.276 | 4.2016 | 4.1284 | 4.0565 | 4.0061 | 3.9905 | 4.3352 | 4.6285 | 4.8934 | 5.1232 | 5.3248 | 5.5004
F6_Industrial_Industrial - ID_New_Space Heating_Natural Gas_Furnace_Baseline Forecast | F6 | Industrial | Industrial - ID | New | Space Heating | Natural Gas | Furnace | Baseline Forecast | Avg. Replacement Usage (therms) | 105.5824 | 113.5862 | 113.1457 | 100.5691 | 100.5691 | 100.5691 | 100.5691 | 100.5691 | 100.5691 | 100.5691 | 100.5691 | 100.5691 | 100.5691 | 100.5691 | 100.5691 | 100.5691 | 100.5691 | 100.5691 | 100.5691 | 100.5691 | 100.5691 | 100.5691 | 100.5691 | 100.5691 | 100.5691 | 100.5691 | 100.5691
F7_Industrial_Industrial - ID_New_Space Heating_Natural Gas_Furnace_Baseline Forecast | F7 | Industrial | Industrial - ID | New | Space Heating | Natural Gas | Furnace | Baseline Forecast | Avg. Replacement Summer Demand (n/a) | 0 | 0 | 0 | 0 | 0 | 0 | 0 | 0 | 0 | 0 | 0 | 0 | 0 | 0 | 0 | 0 | 0 | 0 | 0 | 0 | 0 | 0 | 0 | 0 | 0 | 0 | 0
F8_Industrial_Industrial - ID_New_Space Heating_Natural Gas_Furnace_Baseline Forecast | F8 | Industrial | Industrial - ID | New | Space Heating | Natural Gas | Furnace | Baseline Forecast | Avg. Replacement Winter Demand (n/a) | 0 | 0 | 0 | 0 | 0 | 0 | 0 | 0 | 0 | 0 | 0 | 0 | 0 | 0 | 0 | 0 | 0 | 0 | 0 | 0 | 0 | 0 | 0 | 0 | 0 | 0 | 0
F1_Industrial_Industrial - ID_New_Space Heating_Natural Gas_Boiler_Baseline Forecast | F1 | Industrial | Industrial - ID | New | Space Heating | Natural Gas | Boiler | Baseline Forecast | Units | 0 | 0.41991 | 1.5697 | 10.256 | 18.5092 | 26.7257 | 34.7175 | 42.5703 | 50.2866 | 57.8687 | 65.3189 | 72.6394 | 79.8326 | 86.9006 | 93.8456 | 100.6697 | 107.3749 | 113.9634 | 120.4371 | 126.798 | 133.0481 | 139.1893 | 145.2234 | 151.1524 | 156.9779 | 162.7018 | 168.3259
F2_Industrial_Industrial - ID_New_Space Heating_Natural Gas_Boiler_Baseline Forecast | F2 | Industrial | Industrial - ID | New | Space Heating | Natural Gas | Boiler | Baseline Forecast | Usage (MMtherm) | 0 | 5.4309e-05 | 0.00020223 | 0.0013213 | 0.0023846 | 0.0034431 | 0.0044727 | 0.0054844 | 0.0064785 | 0.0074554 | 0.0084152 | 0.0093583 | 0.010285 | 0.011196 | 0.01209 | 0.012969 | 0.013833 | 0.014682 | 0.015516 | 0.016336 | 0.017141 | 0.017932 | 0.018709 | 0.019473 | 0.020224 | 0.020961 | 0.021686
F3_Industrial_Industrial - ID_New_Space Heating_Natural Gas_Boiler_Baseline Forecast | F3 | Industrial | Industrial - ID | New | Space Heating | Natural Gas | Boiler | Baseline Forecast | Summer Peak Demand (n/a) | 0 | 0 | 0 | 0 | 0 | 0 | 0 | 0 | 0 | 0 | 0 | 0 | 0 | 0 | 0 | 0 | 0 | 0 | 0 | 0 | 0 | 0 | 0 | 0 | 0 | 0 | 0
F4_Industrial_Industrial - ID_New_Space Heating_Natural Gas_Boiler_Baseline Forecast | F4 | Industrial | Industrial - ID | New | Space Heating | Natural Gas | Boiler | Baseline Forecast | Winter Peak Demand (n/a) | 0 | 0 | 0 | 0 | 0 | 0 | 0 | 0 | 0 | 0 | 0 | 0 | 0 | 0 | 0 | 0 | 0 | 0 | 0 | 0 | 0 | 0 | 0 | 0 | 0 | 0 | 0
F5_Industrial_Industrial - ID_New_Space Heating_Natural Gas_Boiler_Baseline Forecast | F5 | Industrial | Industrial - ID | New | Space Heating | Natural Gas | Boiler | Baseline Forecast | Turnover | 0 | 0.41991 | 1.1498 | 8.6863 | 8.2532 | 8.2165 | 7.9918 | 7.8528 | 7.7163 | 7.5821 | 7.4502 | 7.3206 | 7.1932 | 7.068 | 6.945 | 6.8241 | 6.7052 | 6.5885 | 6.4737 | 6.3609 | 6.2501 | 6.1412 | 6.0723 | 6.0682 | 6.7418 | 7.3072 | 7.8103
F6_Industrial_Industrial - ID_New_Space Heating_Natural Gas_Boiler_Baseline Forecast | F6 | Industrial | Industrial - ID | New | Space Heating | Natural Gas | Boiler | Baseline Forecast | Avg. Replacement Usage (therms) | 120.2204 | 129.3338 | 128.8322 | 128.8322 | 128.8322 | 128.8322 | 128.8322 | 128.8322 | 128.8322 | 128.8322 | 128.8322 | 128.8322 | 128.8322 | 128.8322 | 128.8322 | 128.8322 | 128.8322 | 128.8322 | 128.8322 | 128.8322 | 128.8322 | 128.8322 | 128.8322 | 128.8322 | 128.8322 | 128.8322 | 128.8322
F7_Industrial_Industrial - ID_New_Space Heating_Natural Gas_Boiler_Baseline Forecast | F7 | Industrial | Industrial - ID | New | Space Heating | Natural Gas | Boiler | Baseline Forecast | Avg. Replacement Summer Demand (n/a) | 0 | 0 | 0 | 0 | 0 | 0 | 0 | 0 | 0 | 0 | 0 | 0 | 0 | 0 | 0 | 0 | 0 | 0 | 0 | 0 | 0 | 0 | 0 | 0 | 0 | 0 | 0
F8_Industrial_Industrial - ID_New_Space Heating_Natural Gas_Boiler_Baseline Forecast | F8 | Industrial | Industrial - ID | New | Space Heating | Natural Gas | Boiler | Baseline Forecast | Avg. Replacement Winter Demand (n/a) | 0 | 0 | 0 | 0 | 0 | 0 | 0 | 0 | 0 | 0 | 0 | 0 | 0 | 0 | 0 | 0 | 0 | 0 | 0 | 0 | 0 | 0 | 0 | 0 | 0 | 0 | 0
F1_Industrial_Industrial - ID_New_Space Heating_Natural Gas_Unit Heater_Baseline Forecast | F1 | Industrial | Industrial - ID | New | Space Heating | Natural Gas | Unit Heater | Baseline Forecast | Units | 0 | 0.13156 | 0.4918 | 3.2133 | 5.799 | 8.3733 | 10.8772 | 13.3375 | 15.7551 | 18.1306 | 20.4648 | 22.7584 | 25.012 | 27.2265 | 29.4024 | 31.5404 | 33.6412 | 35.7054 | 37.7337 | 39.7266 | 41.6848 | 43.6089 | 45.4994 | 47.357 | 49.1821 | 50.9755 | 52.7375
F2_Industrial_Industrial - ID_New_Space Heating_Natural Gas_Unit Heater_Baseline Forecast | F2 | Industrial | Industrial - ID | New | Space Heating | Natural Gas | Unit Heater | Baseline Forecast | Usage (MMtherm) | 0 | 1.999e-05 | 7.4438e-05 | 0.00048635 | 0.00087773 | 0.0012674 | 0.0016463 | 0.0020187 | 0.0023847 | 0.0027442 | 0.0030975 | 0.0034447 | 0.0037858 | 0.0041209 | 0.0044503 | 0.0047739 | 0.0050919 | 0.0054043 | 0.0057113 | 0.0060129 | 0.0063093 | 0.0066005 | 0.0068867 | 0.0071678 | 0.0074441 | 0.0077155 | 0.0079822
F3_Industrial_Industrial - ID_New_Space Heating_Natural Gas_Unit Heater_Baseline Forecast | F3 | Industrial | Industrial - ID | New | Space Heating | Natural Gas | Unit Heater | Baseline Forecast | Summer Peak Demand (n/a) | 0 | 0 | 0 | 0 | 0 | 0 | 0 | 0 | 0 | 0 | 0 | 0 | 0 | 0 | 0 | 0 | 0 | 0 | 0 | 0 | 0 | 0 | 0 | 0 | 0 | 0 | 0
F4_Industrial_Industrial - ID_New_Space Heating_Natural Gas_Unit Heater_Baseline Forecast | F4 | Industrial | Industrial - ID | New | Space Heating | Natural Gas | Unit Heater | Baseline Forecast | Winter Peak Demand (n/a) | 0 | 0 | 0 | 0 | 0 | 0 | 0 | 0 | 0 | 0 | 0 | 0 | 0 | 0 | 0 | 0 | 0 | 0 | 0 | 0 | 0 | 0 | 0 | 0 | 0 | 0 | 0
F5_Industrial_Industrial - ID_New_Space Heating_Natural Gas_Unit Heater_Baseline Forecast | F5 | Industrial | Industrial - ID | New | Space Heating | Natural Gas | Unit Heater | Baseline Forecast | Turnover | 0 | 0.13156 | 0.36024 | 2.7215 | 2.5858 | 2.5743 | 2.5039 | 2.4603 | 2.4176 | 2.3755 | 2.3342 | 2.2936 | 2.2537 | 2.2144 | 2.1759 | 2.138 | 2.1008 | 2.0762 | 2.0719 | 2.28 | 2.4542 | 2.609 | 2.7409 | 2.8543 | 2.951 | 3.0328 | 3.101
F6_Industrial_Industrial - ID_New_Space Heating_Natural Gas_Unit Heater_Baseline Forecast | F6 | Industrial | Industrial - ID | New | Space Heating | Natural Gas | Unit Heater | Baseline Forecast | Avg. Replacement Usage (therms) | 141.2402 | 151.947 | 151.3578 | 151.3578 | 151.3578 | 151.3578 | 151.3578 | 151.3578 | 151.3578 | 151.3578 | 151.3578 | 151.3578 | 151.3578 | 151.3578 | 151.3578 | 151.3578 | 151.3578 | 151.3578 | 151.3578 | 151.3578 | 151.3578 | 151.3578 | 151.3578 | 151.3578 | 151.3578 | 151.3578 | 151.3578
F7_Industrial_Industrial - ID_New_Space Heating_Natural Gas_Unit Heater_Baseline Forecast | F7 | Industrial | Industrial - ID | New | Space Heating | Natural Gas | Unit Heater | Baseline Forecast | Avg. Replacement Summer Demand (n/a) | 0 | 0 | 0 | 0 | 0 | 0 | 0 | 0 | 0 | 0 | 0 | 0 | 0 | 0 | 0 | 0 | 0 | 0 | 0 | 0 | 0 | 0 | 0 | 0 | 0 | 0 | 0
F8_Industrial_Industrial - ID_New_Space Heating_Natural Gas_Unit Heater_Baseline Forecast | F8 | Industrial | Industrial - ID | New | Space Heating | Natural Gas | Unit Heater | Baseline Forecast | Avg. Replacement Winter Demand (n/a) | 0 | 0 | 0 | 0 | 0 | 0 | 0 | 0 | 0 | 0 | 0 | 0 | 0 | 0 | 0 | 0 | 0 | 0 | 0 | 0 | 0 | 0 | 0 | 0 | 0 | 0 | 0
F1_Industrial_Industrial - ID_New_Process_Natural Gas_Process Boiler_Baseline Forecast | F1 | Industrial | Industrial - ID | New | Process | Natural Gas | Process Boiler | Baseline Forecast | Units | 0 | 0.81459 | 3.0451 | 19.8958 | 35.9063 | 51.8456 | 67.349 | 82.5829 | 97.5519 | 112.2605 | 126.7133 | 140.9146 | 154.8688 | 168.5801 | 182.0528 | 195.2909 | 208.2986 | 221.0797 | 233.6381 | 245.9778 | 258.1025 | 270.0159 | 281.7216 | 293.2232 | 304.5243 | 315.6283 | 326.5386
F2_Industrial_Industrial - ID_New_Process_Natural Gas_Process Boiler_Baseline Forecast | F2 | Industrial | Industrial - ID | New | Process | Natural Gas | Process Boiler | Baseline Forecast | Usage (MMtherm) | 0 | 0.00083723 | 0.0031297 | 0.020449 | 0.036904 | 0.053286 | 0.069221 | 0.084878 | 0.10026 | 0.11538 | 0.13023 | 0.14483 | 0.15917 | 0.17326 | 0.18711 | 0.20072 | 0.21409 | 0.22722 | 0.24013 | 0.25281 | 0.26527 | 0.27752 | 0.28955 | 0.30137 | 0.31299 | 0.3244 | 0.33561
F3_Industrial_Industrial - ID_New_Process_Natural Gas_Process Boiler_Baseline Forecast | F3 | Industrial | Industrial - ID | New | Process | Natural Gas | Process Boiler | Baseline Forecast | Summer Peak Demand (n/a) | 0 | 0 | 0 | 0 | 0 | 0 | 0 | 0 | 0 | 0 | 0 | 0 | 0 | 0 | 0 | 0 | 0 | 0 | 0 | 0 | 0 | 0 | 0 | 0 | 0 | 0 | 0
F4_Industrial_Industrial - ID_New_Process_Natural Gas_Process Boiler_Baseline Forecast | F4 | Industrial | Industrial - ID | New | Process | Natural Gas | Process Boiler | Baseline Forecast | Winter Peak Demand (n/a) | 0 | 0 | 0 | 0 | 0 | 0 | 0 | 0 | 0 | 0 | 0 | 0 | 0 | 0 | 0 | 0 | 0 | 0 | 0 | 0 | 0 | 0 | 0 | 0 | 0 | 0 | 0
F5_Industrial_Industrial - ID_New_Process_Natural Gas_Process Boiler_Baseline Forecast | F5 | Industrial | Industrial - ID | New | Process | Natural Gas | Process Boiler | Baseline Forecast | Turnover | 0 | 0.81459 | 2.2305 | 16.8507 | 16.1269 | 16.3577 | 18.2693 | 19.9085 | 21.3126 | 22.7559 | 24.1945 | 25.8333 | 27.5879 | 33.1134 | 33.5826 | 34.4836 | 36.5055 | 38.1972 | 39.679 | 41.2215 | 42.7564 | 44.3151 | 45.8786 | 48.5106 | 49.4905 | 50.6543 | 52.3298
F6_Industrial_Industrial - ID_New_Process_Natural Gas_Process Boiler_Baseline Forecast | F6 | Industrial | Industrial - ID | New | Process | Natural Gas | Process Boiler | Baseline Forecast | Avg. Replacement Usage (therms) | 1027.7881 | 1027.7881 | 1027.7881 | 1027.7881 | 1027.7881 | 1027.7881 | 1027.7881 | 1027.7881 | 1027.7881 | 1027.7881 | 1027.7881 | 1027.7881 | 1027.7881 | 1027.7881 | 1027.7881 | 1027.7881 | 1027.7881 | 1027.7881 | 1027.7881 | 1027.7881 | 1027.7881 | 1027.7881 | 1027.7881 | 1027.7881 | 1027.7881 | 1027.7881 | 1027.7881
F7_Industrial_Industrial - ID_New_Process_Natural Gas_Process Boiler_Baseline Forecast | F7 | Industrial | Industrial - ID | New | Process | Natural Gas | Process Boiler | Baseline Forecast | Avg. Replacement Summer Demand (n/a) | 0 | 0 | 0 | 0 | 0 | 0 | 0 | 0 | 0 | 0 | 0 | 0 | 0 | 0 | 0 | 0 | 0 | 0 | 0 | 0 | 0 | 0 | 0 | 0 | 0 | 0 | 0
F8_Industrial_Industrial - ID_New_Process_Natural Gas_Process Boiler_Baseline Forecast | F8 | Industrial | Industrial - ID | New | Process | Natural Gas | Process Boiler | Baseline Forecast | Avg. Replacement Winter Demand (n/a) | 0 | 0 | 0 | 0 | 0 | 0 | 0 | 0 | 0 | 0 | 0 | 0 | 0 | 0 | 0 | 0 | 0 | 0 | 0 | 0 | 0 | 0 | 0 | 0 | 0 | 0 | 0
F1_Industrial_Industrial - ID_New_Process_Natural Gas_Process Heating_Baseline Forecast | F1 | Industrial | Industrial - ID | New | Process | Natural Gas | Process Heating | Baseline Forecast | Units | 0 | 0.81459 | 3.0451 | 19.8958 | 35.9063 | 51.8456 | 67.349 | 82.5829 | 97.5519 | 112.2605 | 126.7133 | 140.9146 | 154.8688 | 168.5801 | 182.0528 | 195.2909 | 208.2986 | 221.0797 | 233.6381 | 245.9778 | 258.1025 | 270.0159 | 281.7216 | 293.2232 | 304.5243 | 315.6283 | 326.5386
F2_Industrial_Industrial - ID_New_Process_Natural Gas_Process Heating_Baseline Forecast | F2 | Industrial | Industrial - ID | New | Process | Natural Gas | Process Heating | Baseline Forecast | Usage (MMtherm) | 0 | 0.00076547 | 0.0028615 | 0.018696 | 0.033741 | 0.048719 | 0.063288 | 0.077603 | 0.09167 | 0.10549 | 0.11907 | 0.13242 | 0.14553 | 0.15842 | 0.17108 | 0.18352 | 0.19574 | 0.20775 | 0.21955 | 0.23115 | 0.24254 | 0.25373 | 0.26473 | 0.27554 | 0.28616 | 0.2966 | 0.30685
F3_Industrial_Industrial - ID_New_Process_Natural Gas_Process Heating_Baseline Forecast | F3 | Industrial | Industrial - ID | New | Process | Natural Gas | Process Heating | Baseline Forecast | Summer Peak Demand (n/a) | 0 | 0 | 0 | 0 | 0 | 0 | 0 | 0 | 0 | 0 | 0 | 0 | 0 | 0 | 0 | 0 | 0 | 0 | 0 | 0 | 0 | 0 | 0 | 0 | 0 | 0 | 0
F4_Industrial_Industrial - ID_New_Process_Natural Gas_Process Heating_Baseline Forecast | F4 | Industrial | Industrial - ID | New | Process | Natural Gas | Process Heating | Baseline Forecast | Winter Peak Demand (n/a) | 0 | 0 | 0 | 0 | 0 | 0 | 0 | 0 | 0 | 0 | 0 | 0 | 0 | 0 | 0 | 0 | 0 | 0 | 0 | 0 | 0 | 0 | 0 | 0 | 0 | 0 | 0
F5_Industrial_Industrial - ID_New_Process_Natural Gas_Process Heating_Baseline Forecast | F5 | Industrial | Industrial - ID | New | Process | Natural Gas | Process Heating | Baseline Forecast | Turnover | 0 | 0.81459 | 2.2305 | 16.8507 | 16.1269 | 16.3577 | 18.2693 | 19.9085 | 21.3126 | 22.7559 | 24.1945 | 25.8333 | 27.5879 | 33.1134 | 33.5826 | 34.4836 | 36.5055 | 38.1972 | 39.679 | 41.2215 | 42.7564 | 44.3151 | 45.8786 | 48.5106 | 49.4905 | 50.6543 | 52.3298
F6_Industrial_Industrial - ID_New_Process_Natural Gas_Process Heating_Baseline Forecast | F6 | Industrial | Industrial - ID | New | Process | Natural Gas | Process Heating | Baseline Forecast | Avg. Replacement Usage (therms) | 939.7028 | 939.7028 | 939.7028 | 939.7028 | 939.7028 | 939.7028 | 939.7028 | 939.7028 | 939.7028 | 939.7028 | 939.7028 | 939.7028 | 939.7028 | 939.7028 | 939.7028 | 939.7028 | 939.7028 | 939.7028 | 939.7028 | 939.7028 | 939.7028 | 939.7028 | 939.7028 | 939.7028 | 939.7028 | 939.7028 | 939.7028
F7_Industrial_Industrial - ID_New_Process_Natural Gas_Process Heating_Baseline Forecast | F7 | Industrial | Industrial - ID | New | Process | Natural Gas | Process Heating | Baseline Forecast | Avg. Replacement Summer Demand (n/a) | 0 | 0 | 0 | 0 | 0 | 0 | 0 | 0 | 0 | 0 | 0 | 0 | 0 | 0 | 0 | 0 | 0 | 0 | 0 | 0 | 0 | 0 | 0 | 0 | 0 | 0 | 0
F8_Industrial_Industrial - ID_New_Process_Natural Gas_Process Heating_Baseline Forecast | F8 | Industrial | Industrial - ID | New | Process | Natural Gas | Process Heating | Baseline Forecast | Avg. Replacement Winter Demand (n/a) | 0 | 0 | 0 | 0 | 0 | 0 | 0 | 0 | 0 | 0 | 0 | 0 | 0 | 0 | 0 | 0 | 0 | 0 | 0 | 0 | 0 | 0 | 0 | 0 | 0 | 0 | 0
F1_Industrial_Industrial - ID_New_Process_Natural Gas_Process Cooling_Baseline Forecast | F1 | Industrial | Industrial - ID | New | Process | Natural Gas | Process Cooling | Baseline Forecast | Units | 0 | 0.81459 | 3.0451 | 19.8958 | 35.9063 | 51.8456 | 67.349 | 82.5829 | 97.5519 | 112.2605 | 126.7133 | 140.9146 | 154.8688 | 168.5801 | 182.0528 | 195.2909 | 208.2986 | 221.0797 | 233.6381 | 245.9778 | 258.1025 | 270.0159 | 281.7216 | 293.2232 | 304.5243 | 315.6283 | 326.5386
F2_Industrial_Industrial - ID_New_Process_Natural Gas_Process Cooling_Baseline Forecast | F2 | Industrial | Industrial - ID | New | Process | Natural Gas | Process Cooling | Baseline Forecast | Usage (MMtherm) | 0 | 7.4228e-06 | 2.7748e-05 | 0.0001813 | 0.00032719 | 0.00047243 | 0.0006137 | 0.00075252 | 0.00088892 | 0.0010229 | 0.0011546 | 0.0012841 | 0.0014112 | 0.0015361 | 0.0016589 | 0.0017795 | 0.0018981 | 0.0020145 | 0.002129 | 0.0022414 | 0.0023519 | 0.0024605 | 0.0025671 | 0.0026719 | 0.0027749 | 0.0028761 | 0.0029755
F3_Industrial_Industrial - ID_New_Process_Natural Gas_Process Cooling_Baseline Forecast | F3 | Industrial | Industrial - ID | New | Process | Natural Gas | Process Cooling | Baseline Forecast | Summer Peak Demand (n/a) | 0 | 0 | 0 | 0 | 0 | 0 | 0 | 0 | 0 | 0 | 0 | 0 | 0 | 0 | 0 | 0 | 0 | 0 | 0 | 0 | 0 | 0 | 0 | 0 | 0 | 0 | 0
F4_Industrial_Industrial - ID_New_Process_Natural Gas_Process Cooling_Baseline Forecast | F4 | Industrial | Industrial - ID | New | Process | Natural Gas | Process Cooling | Baseline Forecast | Winter Peak Demand (n/a) | 0 | 0 | 0 | 0 | 0 | 0 | 0 | 0 | 0 | 0 | 0 | 0 | 0 | 0 | 0 | 0 | 0 | 0 | 0 | 0 | 0 | 0 | 0 | 0 | 0 | 0 | 0
F5_Industrial_Industrial - ID_New_Process_Natural Gas_Process Cooling_Baseline Forecast | F5 | Industrial | Industrial - ID | New | Process | Natural Gas | Process Cooling | Baseline Forecast | Turnover | 0 | 0.81459 | 2.2305 | 16.8507 | 16.1269 | 16.3577 | 18.2693 | 19.9085 | 21.3126 | 22.7559 | 24.1945 | 25.8333 | 27.5879 | 33.1134 | 33.5826 | 34.4836 | 36.5055 | 38.1972 | 39.679 | 41.2215 | 42.7564 | 44.3151 | 45.8786 | 48.5106 | 49.4905 | 50.6543 | 52.3298
F6_Industrial_Industrial - ID_New_Process_Natural Gas_Process Cooling_Baseline Forecast | F6 | Industrial | Industrial - ID | New | Process | Natural Gas | Process Cooling | Baseline Forecast | Avg. Replacement Usage (therms) | 9.1123 | 9.1123 | 9.1123 | 9.1123 | 9.1123 | 9.1123 | 9.1123 | 9.1123 | 9.1123 | 9.1123 | 9.1123 | 9.1123 | 9.1123 | 9.1123 | 9.1123 | 9.1123 | 9.1123 | 9.1123 | 9.1123 | 9.1123 | 9.1123 | 9.1123 | 9.1123 | 9.1123 | 9.1123 | 9.1123 | 9.1123
F7_Industrial_Industrial - ID_New_Process_Natural Gas_Process Cooling_Baseline Forecast | F7 | Industrial | Industrial - ID | New | Process | Natural Gas | Process Cooling | Baseline Forecast | Avg. Replacement Summer Demand (n/a) | 0 | 0 | 0 | 0 | 0 | 0 | 0 | 0 | 0 | 0 | 0 | 0 | 0 | 0 | 0 | 0 | 0 | 0 | 0 | 0 | 0 | 0 | 0 | 0 | 0 | 0 | 0
F8_Industrial_Industrial - ID_New_Process_Natural Gas_Process Cooling_Baseline Forecast | F8 | Industrial | Industrial - ID | New | Process | Natural Gas | Process Cooling | Baseline Forecast | Avg. Replacement Winter Demand (n/a) | 0 | 0 | 0 | 0 | 0 | 0 | 0 | 0 | 0 | 0 | 0 | 0 | 0 | 0 | 0 | 0 | 0 | 0 | 0 | 0 | 0 | 0 | 0 | 0 | 0 | 0 | 0
F1_Industrial_Industrial - ID_New_Process_Natural Gas_Other Process_Baseline Forecast | F1 | Industrial | Industrial - ID | New | Process | Natural Gas | Other Process | Baseline Forecast | Units | 0 | 0.81459 | 3.0451 | 19.8958 | 35.9063 | 51.8456 | 67.349 | 82.5829 | 97.5519 | 112.2605 | 126.7133 | 140.9146 | 154.8688 | 168.5801 | 182.0528 | 195.2909 | 208.2986 | 221.0797 | 233.6381 | 245.9778 | 258.1025 | 270.0159 | 281.7216 | 293.2232 | 304.5243 | 315.6283 | 326.5386
F2_Industrial_Industrial - ID_New_Process_Natural Gas_Other Process_Baseline Forecast | F2 | Industrial | Industrial - ID | New | Process | Natural Gas | Other Process | Baseline Forecast | Usage (MMtherm) | 0 | 7.8248e-05 | 0.00029251 | 0.0019112 | 0.0034491 | 0.0049802 | 0.0064694 | 0.0079328 | 0.0093707 | 0.010784 | 0.012172 | 0.013536 | 0.014876 | 0.016194 | 0.017488 | 0.018759 | 0.020009 | 0.021237 | 0.022443 | 0.023628 | 0.024793 | 0.025937 | 0.027062 | 0.028167 | 0.029252 | 0.030319 | 0.031367
F3_Industrial_Industrial - ID_New_Process_Natural Gas_Other Process_Baseline Forecast | F3 | Industrial | Industrial - ID | New | Process | Natural Gas | Other Process | Baseline Forecast | Summer Peak Demand (n/a) | 0 | 0 | 0 | 0 | 0 | 0 | 0 | 0 | 0 | 0 | 0 | 0 | 0 | 0 | 0 | 0 | 0 | 0 | 0 | 0 | 0 | 0 | 0 | 0 | 0 | 0 | 0
F4_Industrial_Industrial - ID_New_Process_Natural Gas_Other Process_Baseline Forecast | F4 | Industrial | Industrial - ID | New | Process | Natural Gas | Other Process | Baseline Forecast | Winter Peak Demand (n/a) | 0 | 0 | 0 | 0 | 0 | 0 | 0 | 0 | 0 | 0 | 0 | 0 | 0 | 0 | 0 | 0 | 0 | 0 | 0 | 0 | 0 | 0 | 0 | 0 | 0 | 0 | 0
F5_Industrial_Industrial - ID_New_Process_Natural Gas_Other Process_Baseline Forecast | F5 | Industrial | Industrial - ID | New | Process | Natural Gas | Other Process | Baseline Forecast | Turnover | 0 | 0.81459 | 2.2305 | 16.8507 | 16.1269 | 16.3577 | 18.2693 | 19.9085 | 21.3126 | 22.7559 | 24.1945 | 25.8333 | 27.5879 | 33.1134 | 33.5826 | 34.4836 | 36.5055 | 38.1972 | 39.679 | 41.2215 | 42.7564 | 44.3151 | 45.8786 | 48.5106 | 49.4905 | 50.6543 | 52.3298
F6_Industrial_Industrial - ID_New_Process_Natural Gas_Other Process_Baseline Forecast | F6 | Industrial | Industrial - ID | New | Process | Natural Gas | Other Process | Baseline Forecast | Avg. Replacement Usage (therms) | 96.0585 | 96.0585 | 96.0585 | 96.0585 | 96.0585 | 96.0585 | 96.0585 | 96.0585 | 96.0585 | 96.0585 | 96.0585 | 96.0585 | 96.0585 | 96.0585 | 96.0585 | 96.0585 | 96.0585 | 96.0585 | 96.0585 | 96.0585 | 96.0585 | 96.0585 | 96.0585 | 96.0585 | 96.0585 | 96.0585 | 96.0585
F7_Industrial_Industrial - ID_New_Process_Natural Gas_Other Process_Baseline Forecast | F7 | Industrial | Industrial - ID | New | Process | Natural Gas | Other Process | Baseline Forecast | Avg. Replacement Summer Demand (n/a) | 0 | 0 | 0 | 0 | 0 | 0 | 0 | 0 | 0 | 0 | 0 | 0 | 0 | 0 | 0 | 0 | 0 | 0 | 0 | 0 | 0 | 0 | 0 | 0 | 0 | 0 | 0
F8_Industrial_Industrial - ID_New_Process_Natural Gas_Other Process_Baseline Forecast | F8 | Industrial | Industrial - ID | New | Process | Natural Gas | Other Process | Baseline Forecast | Avg. Replacement Winter Demand (n/a) | 0 | 0 | 0 | 0 | 0 | 0 | 0 | 0 | 0 | 0 | 0 | 0 | 0 | 0 | 0 | 0 | 0 | 0 | 0 | 0 | 0 | 0 | 0 | 0 | 0 | 0 | 0
F1_Industrial_Industrial - ID_New_Miscellaneous_Natural Gas_Miscellaneous_Baseline Forecast | F1 | Industrial | Industrial - ID | New | Miscellaneous | Natural Gas | Miscellaneous | Baseline Forecast | Units | 0 | 0.81459 | 3.0451 | 19.8958 | 35.9063 | 51.8456 | 67.349 | 82.5829 | 97.5519 | 112.2605 | 126.7133 | 140.9146 | 154.8688 | 168.5801 | 182.0528 | 195.2909 | 208.2986 | 221.0797 | 233.6381 | 245.9778 | 258.1025 | 270.0159 | 281.7216 | 293.2232 | 304.5243 | 315.6283 | 326.5386
F2_Industrial_Industrial - ID_New_Miscellaneous_Natural Gas_Miscellaneous_Baseline Forecast | F2 | Industrial | Industrial - ID | New | Miscellaneous | Natural Gas | Miscellaneous | Baseline Forecast | Usage (MMtherm) | 0 | 9.2166e-05 | 0.00034454 | 0.0022511 | 0.0040626 | 0.005866 | 0.0076201 | 0.0093438 | 0.011037 | 0.012702 | 0.014337 | 0.015944 | 0.017522 | 0.019074 | 0.020598 | 0.022096 | 0.023568 | 0.025014 | 0.026435 | 0.027831 | 0.029203 | 0.030551 | 0.031875 | 0.033176 | 0.034455 | 0.035711 | 0.036946
F3_Industrial_Industrial - ID_New_Miscellaneous_Natural Gas_Miscellaneous_Baseline Forecast | F3 | Industrial | Industrial - ID | New | Miscellaneous | Natural Gas | Miscellaneous | Baseline Forecast | Summer Peak Demand (n/a) | 0 | 0 | 0 | 0 | 0 | 0 | 0 | 0 | 0 | 0 | 0 | 0 | 0 | 0 | 0 | 0 | 0 | 0 | 0 | 0 | 0 | 0 | 0 | 0 | 0 | 0 | 0
F4_Industrial_Industrial - ID_New_Miscellaneous_Natural Gas_Miscellaneous_Baseline Forecast | F4 | Industrial | Industrial - ID | New | Miscellaneous | Natural Gas | Miscellaneous | Baseline Forecast | Winter Peak Demand (n/a) | 0 | 0 | 0 | 0 | 0 | 0 | 0 | 0 | 0 | 0 | 0 | 0 | 0 | 0 | 0 | 0 | 0 | 0 | 0 | 0 | 0 | 0 | 0 | 0 | 0 | 0 | 0
F5_Industrial_Industrial - ID_New_Miscellaneous_Natural Gas_Miscellaneous_Baseline Forecast | F5 | Industrial | Industrial - ID | New | Miscellaneous | Natural Gas | Miscellaneous | Baseline Forecast | Turnover | 0 | 0.81459 | 2.2305 | 16.8507 | 16.1269 | 16.3577 | 18.2693 | 19.9085 | 21.3126 | 22.7559 | 24.1945 | 25.8333 | 27.5879 | 33.1134 | 33.5826 | 34.4836 | 36.5055 | 38.1972 | 39.679 | 41.2215 | 42.7564 | 44.3151 | 45.8786 | 48.5106 | 49.4905 | 50.6543 | 52.3298
F6_Industrial_Industrial - ID_New_Miscellaneous_Natural Gas_Miscellaneous_Baseline Forecast | F6 | Industrial | Industrial - ID | New | Miscellaneous | Natural Gas | Miscellaneous | Baseline Forecast | Avg. Replacement Usage (therms) | 113.144 | 113.144 | 113.144 | 113.144 | 113.144 | 113.144 | 113.144 | 113.144 | 113.144 | 113.144 | 113.144 | 113.144 | 113.144 | 113.144 | 113.144 | 113.144 | 113.144 | 113.144 | 113.144 | 113.144 | 113.144 | 113.144 | 113.144 | 113.144 | 113.144 | 113.144 | 113.144
F7_Industrial_Industrial - ID_New_Miscellaneous_Natural Gas_Miscellaneous_Baseline Forecast | F7 | Industrial | Industrial - ID | New | Miscellaneous | Natural Gas | Miscellaneous | Baseline Forecast | Avg. Replacement Summer Demand (n/a) | 0 | 0 | 0 | 0 | 0 | 0 | 0 | 0 | 0 | 0 | 0 | 0 | 0 | 0 | 0 | 0 | 0 | 0 | 0 | 0 | 0 | 0 | 0 | 0 | 0 | 0 | 0
F8_Industrial_Industrial - ID_New_Miscellaneous_Natural Gas_Miscellaneous_Baseline Forecast | F8 | Industrial | Industrial - ID | New | Miscellaneous | Natural Gas | Miscellaneous | Baseline Forecast | Avg. Replacement Winter Demand (n/a) | 0 | 0 | 0 | 0 | 0 | 0 | 0 | 0 | 0 | 0 | 0 | 0 | 0 | 0 | 0 | 0 | 0 | 0 | 0 | 0 | 0 | 0 | 0 | 0 | 0 | 0 | 0

## Equipment Purchases
Key | Sector | Segment | Vintage | End Use | Fuel | Technology | Equipment | Label | Case | 2021 | 2022 | 2023 | 2024 | 2025 | 2026 | 2027 | 2028 | 2029 | 2030 | 2031 | 2032 | 2033 | 2034 | 2035 | 2036 | 2037 | 2038 | 2039 | 2040 | 2041 | 2042 | 2043 | 2044 | 2045 | 2046 | 2047
Industrial_Industrial - WA_Existing_Space Heating_Natural Gas_Furnace_E1_Baseline Forecast | Industrial | Industrial - WA | Existing | Space Heating | Natural Gas | Furnace | E1 | AFUE 80% (Standard) | Baseline Forecast | 0 | 2.13 | 4.0254 | 0 | 0 | 0 | 0 | 0 | 0 | 0 | 0 | 0 | 0 | 0 | 0 | 0 | 0 | 0 | 0 | 0 | 0 | 0 | 0 | 0 | 0 | 0 | 0
Industrial_Industrial - WA_Existing_Space Heating_Natural Gas_Furnace_E2_Baseline Forecast | Industrial | Industrial - WA | Existing | Space Heating | Natural Gas | Furnace | E2 | AFUE 90% | Baseline Forecast | 0 | 0 | 0 | 5.7089 | 7.2005 | 8.5189 | 9.6806 | 10.7007 | 11.5931 | 12.3701 | 13.043 | 13.6221 | 14.1165 | 14.5347 | 14.8843 | 15.1721 | 15.4044 | 15.5869 | 15.7246 | 14.3846 | 13.2755 | 12.3642 | 11.6213 | 11.0216 | 10.5429 | 10.166 | 9.8742
Industrial_Industrial - WA_Existing_Space Heating_Natural Gas_Furnace_E3_Baseline Forecast | Industrial | Industrial - WA | Existing | Space Heating | Natural Gas | Furnace | E3 | AFUE 96% | Baseline Forecast | 0 | 0 | 0 | 0 | 0 | 0 | 0 | 0 | 0 | 0 | 0 | 0 | 0 | 0 | 0 | 0 | 0 | 0 | 0 | 0 | 0 | 0 | 0 | 0 | 0 | 0 | 0
Industrial_Industrial - WA_Existing_Space Heating_Natural Gas_Furnace_E4_Baseline Forecast | Industrial | Industrial - WA | Existing | Space Heating | Natural Gas | Furnace | E4 |  | Baseline Forecast | 0 | 0 | 0 | 0 | 0 | 0 | 0 | 0 | 0 | 0 | 0 | 0 | 0 | 0 | 0 | 0 | 0 | 0 | 0 | 0 | 0 | 0 | 0 | 0 | 0 | 0 | 0
Industrial_Industrial - WA_Existing_Space Heating_Natural Gas_Furnace_E5_Baseline Forecast | Industrial | Industrial - WA | Existing | Space Heating | Natural Gas | Furnace | E5 |  | Baseline Forecast | 0 | 0 | 0 | 0 | 0 | 0 | 0 | 0 | 0 | 0 | 0 | 0 | 0 | 0 | 0 | 0 | 0 | 0 | 0 | 0 | 0 | 0 | 0 | 0 | 0 | 0 | 0
Industrial_Industrial - WA_Existing_Space Heating_Natural Gas_Furnace_E6_Baseline Forecast | Industrial | Industrial - WA | Existing | Space Heating | Natural Gas | Furnace | E6 |  | Baseline Forecast | 0 | 0 | 0 | 0 | 0 | 0 | 0 | 0 | 0 | 0 | 0 | 0 | 0 | 0 | 0 | 0 | 0 | 0 | 0 | 0 | 0 | 0 | 0 | 0 | 0 | 0 | 0
Industrial_Industrial - WA_Existing_Space Heating_Natural Gas_Furnace_E7_Baseline Forecast | Industrial | Industrial - WA | Existing | Space Heating | Natural Gas | Furnace | E7 |  | Baseline Forecast | 0 | 0 | 0 | 0 | 0 | 0 | 0 | 0 | 0 | 0 | 0 | 0 | 0 | 0 | 0 | 0 | 0 | 0 | 0 | 0 | 0 | 0 | 0 | 0 | 0 | 0 | 0
Industrial_Industrial - WA_Existing_Space Heating_Natural Gas_Furnace_E8_Baseline Forecast | Industrial | Industrial - WA | Existing | Space Heating | Natural Gas | Furnace | E8 |  | Baseline Forecast | 0 | 0 | 0 | 0 | 0 | 0 | 0 | 0 | 0 | 0 | 0 | 0 | 0 | 0 | 0 | 0 | 0 | 0 | 0 | 0 | 0 | 0 | 0 | 0 | 0 | 0 | 0
Industrial_Industrial - WA_Existing_Space Heating_Natural Gas_Furnace_E9_Baseline Forecast | Industrial | Industrial - WA | Existing | Space Heating | Natural Gas | Furnace | E9 |  | Baseline Forecast | 0 | 0 | 0 | 0 | 0 | 0 | 0 | 0 | 0 | 0 | 0 | 0 | 0 | 0 | 0 | 0 | 0 | 0 | 0 | 0 | 0 | 0 | 0 | 0 | 0 | 0 | 0
Industrial_Industrial - WA_Existing_Space Heating_Natural Gas_Furnace_E10_Baseline Forecast | Industrial | Industrial - WA | Existing | Space Heating | Natural Gas | Furnace | E10 |  | Baseline Forecast | 0 | 0 | 0 | 0 | 0 | 0 | 0 | 0 | 0 | 0 | 0 | 0 | 0 | 0 | 0 | 0 | 0 | 0 | 0 | 0 | 0 | 0 | 0 | 0 | 0 | 0 | 0
Industrial_Industrial - WA_Existing_Space Heating_Natural Gas_Boiler_E1_Baseline Forecast | Industrial | Industrial - WA | Existing | Space Heating | Natural Gas | Boiler | E1 | AFUE 80% (Standard) | Baseline Forecast | 0 | 24.1031 | 23.9029 | 23.6832 | 23.4467 | 23.196 | 22.9333 | 22.6605 | 22.3793 | 22.0913 | 21.7978 | 21.5001 | 21.1991 | 20.896 | 20.5914 | 20.2861 | 19.9808 | 19.676 | 19.3723 | 19.07 | 18.7695 | 18.4712 | 18.0232 | 17.6104 | 17.2277 | 16.8709 | 16.5363
Industrial_Industrial - WA_Existing_Space Heating_Natural Gas_Boiler_E2_Baseline Forecast | Industrial | Industrial - WA | Existing | Space Heating | Natural Gas | Boiler | E2 | AFUE 85% | Baseline Forecast | 0 | 0 | 0 | 0 | 0 | 0 | 0 | 0 | 0 | 0 | 0 | 0 | 0 | 0 | 0 | 0 | 0 | 0 | 0 | 0 | 0 | 0 | 0 | 0 | 0 | 0 | 0
Industrial_Industrial - WA_Existing_Space Heating_Natural Gas_Boiler_E3_Baseline Forecast | Industrial | Industrial - WA | Existing | Space Heating | Natural Gas | Boiler | E3 | AFUE 97% | Baseline Forecast | 0 | 0 | 0 | 0 | 0 | 0 | 0 | 0 | 0 | 0 | 0 | 0 | 0 | 0 | 0 | 0 | 0 | 0 | 0 | 0 | 0 | 0 | 0 | 0 | 0 | 0 | 0
Industrial_Industrial - WA_Existing_Space Heating_Natural Gas_Boiler_E4_Baseline Forecast | Industrial | Industrial - WA | Existing | Space Heating | Natural Gas | Boiler | E4 | Convert to NG Air Source Heat Pump | Baseline Forecast | 0 | 0 | 0 | 0 | 0 | 0 | 0 | 0 | 0 | 0 | 0 | 0 | 0 | 0 | 0 | 0 | 0 | 0 | 0 | 0 | 0 | 0 | 0 | 0 | 0 | 0 | 0
Industrial_Industrial - WA_Existing_Space Heating_Natural Gas_Boiler_E5_Baseline Forecast | Industrial | Industrial - WA | Existing | Space Heating | Natural Gas | Boiler | E5 |  | Baseline Forecast | 0 | 0 | 0 | 0 | 0 | 0 | 0 | 0 | 0 | 0 | 0 | 0 | 0 | 0 | 0 | 0 | 0 | 0 | 0 | 0 | 0 | 0 | 0 | 0 | 0 | 0 | 0
Industrial_Industrial - WA_Existing_Space Heating_Natural Gas_Boiler_E6_Baseline Forecast | Industrial | Industrial - WA | Existing | Space Heating | Natural Gas | Boiler | E6 |  | Baseline Forecast | 0 | 0 | 0 | 0 | 0 | 0 | 0 | 0 | 0 | 0 | 0 | 0 | 0 | 0 | 0 | 0 | 0 | 0 | 0 | 0 | 0 | 0 | 0 | 0 | 0 | 0 | 0
Industrial_Industrial - WA_Existing_Space Heating_Natural Gas_Boiler_E7_Baseline Forecast | Industrial | Industrial - WA | Existing | Space Heating | Natural Gas | Boiler | E7 |  | Baseline Forecast | 0 | 0 | 0 | 0 | 0 | 0 | 0 | 0 | 0 | 0 | 0 | 0 | 0 | 0 | 0 | 0 | 0 | 0 | 0 | 0 | 0 | 0 | 0 | 0 | 0 | 0 | 0
Industrial_Industrial - WA_Existing_Space Heating_Natural Gas_Boiler_E8_Baseline Forecast | Industrial | Industrial - WA | Existing | Space Heating | Natural Gas | Boiler | E8 |  | Baseline Forecast | 0 | 0 | 0 | 0 | 0 | 0 | 0 | 0 | 0 | 0 | 0 | 0 | 0 | 0 | 0 | 0 | 0 | 0 | 0 | 0 | 0 | 0 | 0 | 0 | 0 | 0 | 0
Industrial_Industrial - WA_Existing_Space Heating_Natural Gas_Boiler_E9_Baseline Forecast | Industrial | Industrial - WA | Existing | Space Heating | Natural Gas | Boiler | E9 |  | Baseline Forecast | 0 | 0 | 0 | 0 | 0 | 0 | 0 | 0 | 0 | 0 | 0 | 0 | 0 | 0 | 0 | 0 | 0 | 0 | 0 | 0 | 0 | 0 | 0 | 0 | 0 | 0 | 0
Industrial_Industrial - WA_Existing_Space Heating_Natural Gas_Boiler_E10_Baseline Forecast | Industrial | Industrial - WA | Existing | Space Heating | Natural Gas | Boiler | E10 |  | Baseline Forecast | 0 | 0 | 0 | 0 | 0 | 0 | 0 | 0 | 0 | 0 | 0 | 0 | 0 | 0 | 0 | 0 | 0 | 0 | 0 | 0 | 0 | 0 | 0 | 0 | 0 | 0 | 0
Industrial_Industrial - WA_Existing_Space Heating_Natural Gas_Unit Heater_E1_Baseline Forecast | Industrial | Industrial - WA | Existing | Space Heating | Natural Gas | Unit Heater | E1 | Standard | Baseline Forecast | 0 | 5.6637 | 6.1733 | 6.6094 | 6.9801 | 7.2927 | 7.5539 | 7.7693 | 7.9441 | 8.083 | 8.1901 | 8.2691 | 8.3233 | 8.3555 | 8.3685 | 8.3645 | 8.3456 | 7.846 | 7.4346 | 7.0971 | 6.8211 | 6.596 | 6.4129 | 6.2641 | 6.1432 | 6.0448 | 5.9642
Industrial_Industrial - WA_Existing_Space Heating_Natural Gas_Unit Heater_E2_Baseline Forecast | Industrial | Industrial - WA | Existing | Space Heating | Natural Gas | Unit Heater | E2 | Condensing | Baseline Forecast | 0 | 0 | 0 | 0 | 0 | 0 | 0 | 0 | 0 | 0 | 0 | 0 | 0 | 0 | 0 | 0 | 0 | 0 | 0 | 0 | 0 | 0 | 0 | 0 | 0 | 0 | 0
Industrial_Industrial - WA_Existing_Space Heating_Natural Gas_Unit Heater_E3_Baseline Forecast | Industrial | Industrial - WA | Existing | Space Heating | Natural Gas | Unit Heater | E3 | Infrared Radiant | Baseline Forecast | 0 | 0 | 0 | 0 | 0 | 0 | 0 | 0 | 0 | 0 | 0 | 0 | 0 | 0 | 0 | 0 | 0 | 0 | 0 | 0 | 0 | 0 | 0 | 0 | 0 | 0 | 0
Industrial_Industrial - WA_Existing_Space Heating_Natural Gas_Unit Heater_E4_Baseline Forecast | Industrial | Industrial - WA | Existing | Space Heating | Natural Gas | Unit Heater | E4 |  | Baseline Forecast | 0 | 0 | 0 | 0 | 0 | 0 | 0 | 0 | 0 | 0 | 0 | 0 | 0 | 0 | 0 | 0 | 0 | 0 | 0 | 0 | 0 | 0 | 0 | 0 | 0 | 0 | 0
Industrial_Industrial - WA_Existing_Space Heating_Natural Gas_Unit Heater_E5_Baseline Forecast | Industrial | Industrial - WA | Existing | Space Heating | Natural Gas | Unit Heater | E5 |  | Baseline Forecast | 0 | 0 | 0 | 0 | 0 | 0 | 0 | 0 | 0 | 0 | 0 | 0 | 0 | 0 | 0 | 0 | 0 | 0 | 0 | 0 | 0 | 0 | 0 | 0 | 0 | 0 | 0
Industrial_Industrial - WA_Existing_Space Heating_Natural Gas_Unit Heater_E6_Baseline Forecast | Industrial | Industrial - WA | Existing | Space Heating | Natural Gas | Unit Heater | E6 |  | Baseline Forecast | 0 | 0 | 0 | 0 | 0 | 0 | 0 | 0 | 0 | 0 | 0 | 0 | 0 | 0 | 0 | 0 | 0 | 0 | 0 | 0 | 0 | 0 | 0 | 0 | 0 | 0 | 0
Industrial_Industrial - WA_Existing_Space Heating_Natural Gas_Unit Heater_E7_Baseline Forecast | Industrial | Industrial - WA | Existing | Space Heating | Natural Gas | Unit Heater | E7 |  | Baseline Forecast | 0 | 0 | 0 | 0 | 0 | 0 | 0 | 0 | 0 | 0 | 0 | 0 | 0 | 0 | 0 | 0 | 0 | 0 | 0 | 0 | 0 | 0 | 0 | 0 | 0 | 0 | 0
Industrial_Industrial - WA_Existing_Space Heating_Natural Gas_Unit Heater_E8_Baseline Forecast | Industrial | Industrial - WA | Existing | Space Heating | Natural Gas | Unit Heater | E8 |  | Baseline Forecast | 0 | 0 | 0 | 0 | 0 | 0 | 0 | 0 | 0 | 0 | 0 | 0 | 0 | 0 | 0 | 0 | 0 | 0 | 0 | 0 | 0 | 0 | 0 | 0 | 0 | 0 | 0
Industrial_Industrial - WA_Existing_Space Heating_Natural Gas_Unit Heater_E9_Baseline Forecast | Industrial | Industrial - WA | Existing | Space Heating | Natural Gas | Unit Heater | E9 |  | Baseline Forecast | 0 | 0 | 0 | 0 | 0 | 0 | 0 | 0 | 0 | 0 | 0 | 0 | 0 | 0 | 0 | 0 | 0 | 0 | 0 | 0 | 0 | 0 | 0 | 0 | 0 | 0 | 0
Industrial_Industrial - WA_Existing_Space Heating_Natural Gas_Unit Heater_E10_Baseline Forecast | Industrial | Industrial - WA | Existing | Space Heating | Natural Gas | Unit Heater | E10 |  | Baseline Forecast | 0 | 0 | 0 | 0 | 0 | 0 | 0 | 0 | 0 | 0 | 0 | 0 | 0 | 0 | 0 | 0 | 0 | 0 | 0 | 0 | 0 | 0 | 0 | 0 | 0 | 0 | 0
Industrial_Industrial - WA_Existing_Process_Natural Gas_Process Boiler_E1_Baseline Forecast | Industrial | Industrial - WA | Existing | Process | Natural Gas | Process Boiler | E1 | TE 0.80 | Baseline Forecast | 0 | 132.2586 | 154.736 | 172.9232 | 163.5979 | 158.7905 | 157.2069 | 154.6085 | 151.7679 | 149.1603 | 146.6114 | 176.4623 | 174.9327 | 172.3432 | 167.5498 | 164.3715 | 162.1122 | 159.3038 | 156.4369 | 153.7607 | 151.1289 | 156.4454 | 153.0037 | 149.4816 | 146.685 | 144.2379 | 141.9105
Industrial_Industrial - WA_Existing_Process_Natural Gas_Process Boiler_E2_Baseline Forecast | Industrial | Industrial - WA | Existing | Process | Natural Gas | Process Boiler | E2 | TE 0.90 | Baseline Forecast | 0 | 0 | 0 | 0 | 0 | 0 | 0 | 0 | 0 | 0 | 0 | 0 | 0 | 0 | 0 | 0 | 0 | 0 | 0 | 0 | 0 | 0 | 0 | 0 | 0 | 0 | 0
Industrial_Industrial - WA_Existing_Process_Natural Gas_Process Boiler_E3_Baseline Forecast | Industrial | Industrial - WA | Existing | Process | Natural Gas | Process Boiler | E3 | TE 0.94 | Baseline Forecast | 0 | 0 | 0 | 0 | 0 | 0 | 0 | 0 | 0 | 0 | 0 | 0 | 0 | 0 | 0 | 0 | 0 | 0 | 0 | 0 | 0 | 0 | 0 | 0 | 0 | 0 | 0
Industrial_Industrial - WA_Existing_Process_Natural Gas_Process Boiler_E4_Baseline Forecast | Industrial | Industrial - WA | Existing | Process | Natural Gas | Process Boiler | E4 | Instantaneous TE 0.94 | Baseline Forecast | 0 | 0 | 0 | 0 | 0 | 0 | 0 | 0 | 0 | 0 | 0 | 0 | 0 | 0 | 0 | 0 | 0 | 0 | 0 | 0 | 0 | 0 | 0 | 0 | 0 | 0 | 0
Industrial_Industrial - WA_Existing_Process_Natural Gas_Process Boiler_E5_Baseline Forecast | Industrial | Industrial - WA | Existing | Process | Natural Gas | Process Boiler | E5 | Gas-Fired Absorption HPWH | Baseline Forecast | 0 | 0 | 0 | 0 | 0 | 0 | 0 | 0 | 0 | 0 | 0 | 0 | 0 | 0 | 0 | 0 | 0 | 0 | 0 | 0 | 0 | 0 | 0 | 0 | 0 | 0 | 0
Industrial_Industrial - WA_Existing_Process_Natural Gas_Process Boiler_E6_Baseline Forecast | Industrial | Industrial - WA | Existing | Process | Natural Gas | Process Boiler | E6 |  | Baseline Forecast | 0 | 0 | 0 | 0 | 0 | 0 | 0 | 0 | 0 | 0 | 0 | 0 | 0 | 0 | 0 | 0 | 0 | 0 | 0 | 0 | 0 | 0 | 0 | 0 | 0 | 0 | 0
Industrial_Industrial - WA_Existing_Process_Natural Gas_Process Boiler_E7_Baseline Forecast | Industrial | Industrial - WA | Existing | Process | Natural Gas | Process Boiler | E7 |  | Baseline Forecast | 0 | 0 | 0 | 0 | 0 | 0 | 0 | 0 | 0 | 0 | 0 | 0 | 0 | 0 | 0 | 0 | 0 | 0 | 0 | 0 | 0 | 0 | 0 | 0 | 0 | 0 | 0
Industrial_Industrial - WA_Existing_Process_Natural Gas_Process Boiler_E8_Baseline Forecast | Industrial | Industrial - WA | Existing | Process | Natural Gas | Process Boiler | E8 |  | Baseline Forecast | 0 | 0 | 0 | 0 | 0 | 0 | 0 | 0 | 0 | 0 | 0 | 0 | 0 | 0 | 0 | 0 | 0 | 0 | 0 | 0 | 0 | 0 | 0 | 0 | 0 | 0 | 0
Industrial_Industrial - WA_Existing_Process_Natural Gas_Process Boiler_E9_Baseline Forecast | Industrial | Industrial - WA | Existing | Process | Natural Gas | Process Boiler | E9 |  | Baseline Forecast | 0 | 0 | 0 | 0 | 0 | 0 | 0 | 0 | 0 | 0 | 0 | 0 | 0 | 0 | 0 | 0 | 0 | 0 | 0 | 0 | 0 | 0 | 0 | 0 | 0 | 0 | 0
Industrial_Industrial - WA_Existing_Process_Natural Gas_Process Boiler_E10_Baseline Forecast | Industrial | Industrial - WA | Existing | Process | Natural Gas | Process Boiler | E10 |  | Baseline Forecast | 0 | 0 | 0 | 0 | 0 | 0 | 0 | 0 | 0 | 0 | 0 | 0 | 0 | 0 | 0 | 0 | 0 | 0 | 0 | 0 | 0 | 0 | 0 | 0 | 0 | 0 | 0
Industrial_Industrial - WA_Existing_Process_Natural Gas_Process Heating_E1_Baseline Forecast | Industrial | Industrial - WA | Existing | Process | Natural Gas | Process Heating | E1 | Standard | Baseline Forecast | 0 | 132.2586 | 154.736 | 172.9232 | 163.5979 | 158.7905 | 157.2069 | 154.6085 | 151.7679 | 149.1603 | 146.6114 | 176.4623 | 174.9327 | 172.3432 | 167.5498 | 164.3715 | 162.1122 | 159.3038 | 156.4369 | 153.7607 | 151.1289 | 156.4454 | 153.0037 | 149.4816 | 146.685 | 144.2379 | 141.9105
Industrial_Industrial - WA_Existing_Process_Natural Gas_Process Heating_E2_Baseline Forecast | Industrial | Industrial - WA | Existing | Process | Natural Gas | Process Heating | E2 | ENERGY STAR (>42% Baking Efficiency) | Baseline Forecast | 0 | 0 | 0 | 0 | 0 | 0 | 0 | 0 | 0 | 0 | 0 | 0 | 0 | 0 | 0 | 0 | 0 | 0 | 0 | 0 | 0 | 0 | 0 | 0 | 0 | 0 | 0
Industrial_Industrial - WA_Existing_Process_Natural Gas_Process Heating_E3_Baseline Forecast | Industrial | Industrial - WA | Existing | Process | Natural Gas | Process Heating | E3 |  | Baseline Forecast | 0 | 0 | 0 | 0 | 0 | 0 | 0 | 0 | 0 | 0 | 0 | 0 | 0 | 0 | 0 | 0 | 0 | 0 | 0 | 0 | 0 | 0 | 0 | 0 | 0 | 0 | 0
Industrial_Industrial - WA_Existing_Process_Natural Gas_Process Heating_E4_Baseline Forecast | Industrial | Industrial - WA | Existing | Process | Natural Gas | Process Heating | E4 |  | Baseline Forecast | 0 | 0 | 0 | 0 | 0 | 0 | 0 | 0 | 0 | 0 | 0 | 0 | 0 | 0 | 0 | 0 | 0 | 0 | 0 | 0 | 0 | 0 | 0 | 0 | 0 | 0 | 0
Industrial_Industrial - WA_Existing_Process_Natural Gas_Process Heating_E5_Baseline Forecast | Industrial | Industrial - WA | Existing | Process | Natural Gas | Process Heating | E5 |  | Baseline Forecast | 0 | 0 | 0 | 0 | 0 | 0 | 0 | 0 | 0 | 0 | 0 | 0 | 0 | 0 | 0 | 0 | 0 | 0 | 0 | 0 | 0 | 0 | 0 | 0 | 0 | 0 | 0
Industrial_Industrial - WA_Existing_Process_Natural Gas_Process Heating_E6_Baseline Forecast | Industrial | Industrial - WA | Existing | Process | Natural Gas | Process Heating | E6 |  | Baseline Forecast | 0 | 0 | 0 | 0 | 0 | 0 | 0 | 0 | 0 | 0 | 0 | 0 | 0 | 0 | 0 | 0 | 0 | 0 | 0 | 0 | 0 | 0 | 0 | 0 | 0 | 0 | 0
Industrial_Industrial - WA_Existing_Process_Natural Gas_Process Heating_E7_Baseline Forecast | Industrial | Industrial - WA | Existing | Process | Natural Gas | Process Heating | E7 |  | Baseline Forecast | 0 | 0 | 0 | 0 | 0 | 0 | 0 | 0 | 0 | 0 | 0 | 0 | 0 | 0 | 0 | 0 | 0 | 0 | 0 | 0 | 0 | 0 | 0 | 0 | 0 | 0 | 0
Industrial_Industrial - WA_Existing_Process_Natural Gas_Process Heating_E8_Baseline Forecast | Industrial | Industrial - WA | Existing | Process | Natural Gas | Process Heating | E8 |  | Baseline Forecast | 0 | 0 | 0 | 0 | 0 | 0 | 0 | 0 | 0 | 0 | 0 | 0 | 0 | 0 | 0 | 0 | 0 | 0 | 0 | 0 | 0 | 0 | 0 | 0 | 0 | 0 | 0
Industrial_Industrial - WA_Existing_Process_Natural Gas_Process Heating_E9_Baseline Forecast | Industrial | Industrial - WA | Existing | Process | Natural Gas | Process Heating | E9 |  | Baseline Forecast | 0 | 0 | 0 | 0 | 0 | 0 | 0 | 0 | 0 | 0 | 0 | 0 | 0 | 0 | 0 | 0 | 0 | 0 | 0 | 0 | 0 | 0 | 0 | 0 | 0 | 0 | 0
Industrial_Industrial - WA_Existing_Process_Natural Gas_Process Heating_E10_Baseline Forecast | Industrial | Industrial - WA | Existing | Process | Natural Gas | Process Heating | E10 |  | Baseline Forecast | 0 | 0 | 0 | 0 | 0 | 0 | 0 | 0 | 0 | 0 | 0 | 0 | 0 | 0 | 0 | 0 | 0 | 0 | 0 | 0 | 0 | 0 | 0 | 0 | 0 | 0 | 0
Industrial_Industrial - WA_Existing_Process_Natural Gas_Process Cooling_E1_Baseline Forecast | Industrial | Industrial - WA | Existing | Process | Natural Gas | Process Cooling | E1 | Standard | Baseline Forecast | 0 | 132.2586 | 154.736 | 172.9232 | 163.5979 | 158.7905 | 157.2069 | 154.6085 | 151.7679 | 149.1603 | 146.6114 | 176.4623 | 174.9327 | 172.3432 | 167.5498 | 164.3715 | 162.1122 | 159.3038 | 156.4369 | 153.7607 | 151.1289 | 156.4454 | 153.0037 | 149.4816 | 146.685 | 144.2379 | 141.9105
Industrial_Industrial - WA_Existing_Process_Natural Gas_Process Cooling_E2_Baseline Forecast | Industrial | Industrial - WA | Existing | Process | Natural Gas | Process Cooling | E2 | ENERGY STAR (>42% Baking Efficiency) | Baseline Forecast | 0 | 0 | 0 | 0 | 0 | 0 | 0 | 0 | 0 | 0 | 0 | 0 | 0 | 0 | 0 | 0 | 0 | 0 | 0 | 0 | 0 | 0 | 0 | 0 | 0 | 0 | 0
Industrial_Industrial - WA_Existing_Process_Natural Gas_Process Cooling_E3_Baseline Forecast | Industrial | Industrial - WA | Existing | Process | Natural Gas | Process Cooling | E3 |  | Baseline Forecast | 0 | 0 | 0 | 0 | 0 | 0 | 0 | 0 | 0 | 0 | 0 | 0 | 0 | 0 | 0 | 0 | 0 | 0 | 0 | 0 | 0 | 0 | 0 | 0 | 0 | 0 | 0
Industrial_Industrial - WA_Existing_Process_Natural Gas_Process Cooling_E4_Baseline Forecast | Industrial | Industrial - WA | Existing | Process | Natural Gas | Process Cooling | E4 |  | Baseline Forecast | 0 | 0 | 0 | 0 | 0 | 0 | 0 | 0 | 0 | 0 | 0 | 0 | 0 | 0 | 0 | 0 | 0 | 0 | 0 | 0 | 0 | 0 | 0 | 0 | 0 | 0 | 0
Industrial_Industrial - WA_Existing_Process_Natural Gas_Process Cooling_E5_Baseline Forecast | Industrial | Industrial - WA | Existing | Process | Natural Gas | Process Cooling | E5 |  | Baseline Forecast | 0 | 0 | 0 | 0 | 0 | 0 | 0 | 0 | 0 | 0 | 0 | 0 | 0 | 0 | 0 | 0 | 0 | 0 | 0 | 0 | 0 | 0 | 0 | 0 | 0 | 0 | 0
Industrial_Industrial - WA_Existing_Process_Natural Gas_Process Cooling_E6_Baseline Forecast | Industrial | Industrial - WA | Existing | Process | Natural Gas | Process Cooling | E6 |  | Baseline Forecast | 0 | 0 | 0 | 0 | 0 | 0 | 0 | 0 | 0 | 0 | 0 | 0 | 0 | 0 | 0 | 0 | 0 | 0 | 0 | 0 | 0 | 0 | 0 | 0 | 0 | 0 | 0
Industrial_Industrial - WA_Existing_Process_Natural Gas_Process Cooling_E7_Baseline Forecast | Industrial | Industrial - WA | Existing | Process | Natural Gas | Process Cooling | E7 |  | Baseline Forecast | 0 | 0 | 0 | 0 | 0 | 0 | 0 | 0 | 0 | 0 | 0 | 0 | 0 | 0 | 0 | 0 | 0 | 0 | 0 | 0 | 0 | 0 | 0 | 0 | 0 | 0 | 0
Industrial_Industrial - WA_Existing_Process_Natural Gas_Process Cooling_E8_Baseline Forecast | Industrial | Industrial - WA | Existing | Process | Natural Gas | Process Cooling | E8 |  | Baseline Forecast | 0 | 0 | 0 | 0 | 0 | 0 | 0 | 0 | 0 | 0 | 0 | 0 | 0 | 0 | 0 | 0 | 0 | 0 | 0 | 0 | 0 | 0 | 0 | 0 | 0 | 0 | 0
Industrial_Industrial - WA_Existing_Process_Natural Gas_Process Cooling_E9_Baseline Forecast | Industrial | Industrial - WA | Existing | Process | Natural Gas | Process Cooling | E9 |  | Baseline Forecast | 0 | 0 | 0 | 0 | 0 | 0 | 0 | 0 | 0 | 0 | 0 | 0 | 0 | 0 | 0 | 0 | 0 | 0 | 0 | 0 | 0 | 0 | 0 | 0 | 0 | 0 | 0
Industrial_Industrial - WA_Existing_Process_Natural Gas_Process Cooling_E10_Baseline Forecast | Industrial | Industrial - WA | Existing | Process | Natural Gas | Process Cooling | E10 |  | Baseline Forecast | 0 | 0 | 0 | 0 | 0 | 0 | 0 | 0 | 0 | 0 | 0 | 0 | 0 | 0 | 0 | 0 | 0 | 0 | 0 | 0 | 0 | 0 | 0 | 0 | 0 | 0 | 0
Industrial_Industrial - WA_Existing_Process_Natural Gas_Other Process_E1_Baseline Forecast | Industrial | Industrial - WA | Existing | Process | Natural Gas | Other Process | E1 | Standard | Baseline Forecast | 0 | 132.2586 | 154.736 | 172.9232 | 163.5979 | 158.7905 | 157.2069 | 154.6085 | 151.7679 | 149.1603 | 146.6114 | 176.4623 | 174.9327 | 172.3432 | 167.5498 | 164.3715 | 162.1122 | 159.3038 | 156.4369 | 153.7607 | 151.1289 | 156.4454 | 153.0037 | 149.4816 | 146.685 | 144.2379 | 141.9105
Industrial_Industrial - WA_Existing_Process_Natural Gas_Other Process_E2_Baseline Forecast | Industrial | Industrial - WA | Existing | Process | Natural Gas | Other Process | E2 | FTSC Qualified (>50% Cooking Efficiency) | Baseline Forecast | 0 | 0 | 0 | 0 | 0 | 0 | 0 | 0 | 0 | 0 | 0 | 0 | 0 | 0 | 0 | 0 | 0 | 0 | 0 | 0 | 0 | 0 | 0 | 0 | 0 | 0 | 0
Industrial_Industrial - WA_Existing_Process_Natural Gas_Other Process_E3_Baseline Forecast | Industrial | Industrial - WA | Existing | Process | Natural Gas | Other Process | E3 |  | Baseline Forecast | 0 | 0 | 0 | 0 | 0 | 0 | 0 | 0 | 0 | 0 | 0 | 0 | 0 | 0 | 0 | 0 | 0 | 0 | 0 | 0 | 0 | 0 | 0 | 0 | 0 | 0 | 0
Industrial_Industrial - WA_Existing_Process_Natural Gas_Other Process_E4_Baseline Forecast | Industrial | Industrial - WA | Existing | Process | Natural Gas | Other Process | E4 |  | Baseline Forecast | 0 | 0 | 0 | 0 | 0 | 0 | 0 | 0 | 0 | 0 | 0 | 0 | 0 | 0 | 0 | 0 | 0 | 0 | 0 | 0 | 0 | 0 | 0 | 0 | 0 | 0 | 0
Industrial_Industrial - WA_Existing_Process_Natural Gas_Other Process_E5_Baseline Forecast | Industrial | Industrial - WA | Existing | Process | Natural Gas | Other Process | E5 |  | Baseline Forecast | 0 | 0 | 0 | 0 | 0 | 0 | 0 | 0 | 0 | 0 | 0 | 0 | 0 | 0 | 0 | 0 | 0 | 0 | 0 | 0 | 0 | 0 | 0 | 0 | 0 | 0 | 0
Industrial_Industrial - WA_Existing_Process_Natural Gas_Other Process_E6_Baseline Forecast | Industrial | Industrial - WA | Existing | Process | Natural Gas | Other Process | E6 |  | Baseline Forecast | 0 | 0 | 0 | 0 | 0 | 0 | 0 | 0 | 0 | 0 | 0 | 0 | 0 | 0 | 0 | 0 | 0 | 0 | 0 | 0 | 0 | 0 | 0 | 0 | 0 | 0 | 0
Industrial_Industrial - WA_Existing_Process_Natural Gas_Other Process_E7_Baseline Forecast | Industrial | Industrial - WA | Existing | Process | Natural Gas | Other Process | E7 |  | Baseline Forecast | 0 | 0 | 0 | 0 | 0 | 0 | 0 | 0 | 0 | 0 | 0 | 0 | 0 | 0 | 0 | 0 | 0 | 0 | 0 | 0 | 0 | 0 | 0 | 0 | 0 | 0 | 0
Industrial_Industrial - WA_Existing_Process_Natural Gas_Other Process_E8_Baseline Forecast | Industrial | Industrial - WA | Existing | Process | Natural Gas | Other Process | E8 |  | Baseline Forecast | 0 | 0 | 0 | 0 | 0 | 0 | 0 | 0 | 0 | 0 | 0 | 0 | 0 | 0 | 0 | 0 | 0 | 0 | 0 | 0 | 0 | 0 | 0 | 0 | 0 | 0 | 0
Industrial_Industrial - WA_Existing_Process_Natural Gas_Other Process_E9_Baseline Forecast | Industrial | Industrial - WA | Existing | Process | Natural Gas | Other Process | E9 |  | Baseline Forecast | 0 | 0 | 0 | 0 | 0 | 0 | 0 | 0 | 0 | 0 | 0 | 0 | 0 | 0 | 0 | 0 | 0 | 0 | 0 | 0 | 0 | 0 | 0 | 0 | 0 | 0 | 0
Industrial_Industrial - WA_Existing_Process_Natural Gas_Other Process_E10_Baseline Forecast | Industrial | Industrial - WA | Existing | Process | Natural Gas | Other Process | E10 |  | Baseline Forecast | 0 | 0 | 0 | 0 | 0 | 0 | 0 | 0 | 0 | 0 | 0 | 0 | 0 | 0 | 0 | 0 | 0 | 0 | 0 | 0 | 0 | 0 | 0 | 0 | 0 | 0 | 0
Industrial_Industrial - WA_Existing_Miscellaneous_Natural Gas_Miscellaneous_E1_Baseline Forecast | Industrial | Industrial - WA | Existing | Miscellaneous | Natural Gas | Miscellaneous | E1 | Standard | Baseline Forecast | 0 | 132.2586 | 154.736 | 172.9232 | 163.5979 | 158.7905 | 157.2069 | 154.6085 | 151.7679 | 149.1603 | 146.6114 | 176.4623 | 174.9327 | 172.3432 | 167.5498 | 164.3715 | 162.1122 | 159.3038 | 156.4369 | 153.7607 | 151.1289 | 156.4454 | 153.0037 | 149.4816 | 146.685 | 144.2379 | 141.9105
Industrial_Industrial - WA_Existing_Miscellaneous_Natural Gas_Miscellaneous_E2_Baseline Forecast | Industrial | Industrial - WA | Existing | Miscellaneous | Natural Gas | Miscellaneous | E2 | ENERGY STAR | Baseline Forecast | 0 | 0 | 0 | 0 | 0 | 0 | 0 | 0 | 0 | 0 | 0 | 0 | 0 | 0 | 0 | 0 | 0 | 0 | 0 | 0 | 0 | 0 | 0 | 0 | 0 | 0 | 0
Industrial_Industrial - WA_Existing_Miscellaneous_Natural Gas_Miscellaneous_E3_Baseline Forecast | Industrial | Industrial - WA | Existing | Miscellaneous | Natural Gas | Miscellaneous | E3 |  | Baseline Forecast | 0 | 0 | 0 | 0 | 0 | 0 | 0 | 0 | 0 | 0 | 0 | 0 | 0 | 0 | 0 | 0 | 0 | 0 | 0 | 0 | 0 | 0 | 0 | 0 | 0 | 0 | 0
Industrial_Industrial - WA_Existing_Miscellaneous_Natural Gas_Miscellaneous_E4_Baseline Forecast | Industrial | Industrial - WA | Existing | Miscellaneous | Natural Gas | Miscellaneous | E4 |  | Baseline Forecast | 0 | 0 | 0 | 0 | 0 | 0 | 0 | 0 | 0 | 0 | 0 | 0 | 0 | 0 | 0 | 0 | 0 | 0 | 0 | 0 | 0 | 0 | 0 | 0 | 0 | 0 | 0
Industrial_Industrial - WA_Existing_Miscellaneous_Natural Gas_Miscellaneous_E5_Baseline Forecast | Industrial | Industrial - WA | Existing | Miscellaneous | Natural Gas | Miscellaneous | E5 |  | Baseline Forecast | 0 | 0 | 0 | 0 | 0 | 0 | 0 | 0 | 0 | 0 | 0 | 0 | 0 | 0 | 0 | 0 | 0 | 0 | 0 | 0 | 0 | 0 | 0 | 0 | 0 | 0 | 0
Industrial_Industrial - WA_Existing_Miscellaneous_Natural Gas_Miscellaneous_E6_Baseline Forecast | Industrial | Industrial - WA | Existing | Miscellaneous | Natural Gas | Miscellaneous | E6 |  | Baseline Forecast | 0 | 0 | 0 | 0 | 0 | 0 | 0 | 0 | 0 | 0 | 0 | 0 | 0 | 0 | 0 | 0 | 0 | 0 | 0 | 0 | 0 | 0 | 0 | 0 | 0 | 0 | 0
Industrial_Industrial - WA_Existing_Miscellaneous_Natural Gas_Miscellaneous_E7_Baseline Forecast | Industrial | Industrial - WA | Existing | Miscellaneous | Natural Gas | Miscellaneous | E7 |  | Baseline Forecast | 0 | 0 | 0 | 0 | 0 | 0 | 0 | 0 | 0 | 0 | 0 | 0 | 0 | 0 | 0 | 0 | 0 | 0 | 0 | 0 | 0 | 0 | 0 | 0 | 0 | 0 | 0
Industrial_Industrial - WA_Existing_Miscellaneous_Natural Gas_Miscellaneous_E8_Baseline Forecast | Industrial | Industrial - WA | Existing | Miscellaneous | Natural Gas | Miscellaneous | E8 |  | Baseline Forecast | 0 | 0 | 0 | 0 | 0 | 0 | 0 | 0 | 0 | 0 | 0 | 0 | 0 | 0 | 0 | 0 | 0 | 0 | 0 | 0 | 0 | 0 | 0 | 0 | 0 | 0 | 0
Industrial_Industrial - WA_Existing_Miscellaneous_Natural Gas_Miscellaneous_E9_Baseline Forecast | Industrial | Industrial - WA | Existing | Miscellaneous | Natural Gas | Miscellaneous | E9 |  | Baseline Forecast | 0 | 0 | 0 | 0 | 0 | 0 | 0 | 0 | 0 | 0 | 0 | 0 | 0 | 0 | 0 | 0 | 0 | 0 | 0 | 0 | 0 | 0 | 0 | 0 | 0 | 0 | 0
Industrial_Industrial - WA_Existing_Miscellaneous_Natural Gas_Miscellaneous_E10_Baseline Forecast | Industrial | Industrial - WA | Existing | Miscellaneous | Natural Gas | Miscellaneous | E10 |  | Baseline Forecast | 0 | 0 | 0 | 0 | 0 | 0 | 0 | 0 | 0 | 0 | 0 | 0 | 0 | 0 | 0 | 0 | 0 | 0 | 0 | 0 | 0 | 0 | 0 | 0 | 0 | 0 | 0
Industrial_Industrial - WA_New_Space Heating_Natural Gas_Furnace_E1_Baseline Forecast | Industrial | Industrial - WA | New | Space Heating | Natural Gas | Furnace | E1 | Standard | Baseline Forecast | 0 | 30.2935 | 25.6264 | 0 | 0 | 0 | 0 | 0 | 0 | 0 | 0 | 0 | 0 | 0 | 0 | 0 | 0 | 0 | 0 | 0 | 0 | 0 | 0 | 0 | 0 | 0 | 0
Industrial_Industrial - WA_New_Space Heating_Natural Gas_Furnace_E2_Baseline Forecast | Industrial | Industrial - WA | New | Space Heating | Natural Gas | Furnace | E2 | Infrared Burners | Baseline Forecast | 0 | 0 | 0 | 18.5519 | 14.5795 | 11.8302 | 8.1552 | 8.0171 | 7.8813 | 7.7478 | 7.6167 | 7.4878 | 7.3611 | 7.2367 | 7.1143 | 6.9941 | 6.876 | 6.7599 | 6.6458 | 8.8639 | 10.5457 | 11.5474 | 12.16 | 12.5076 | 12.5396 | 12.5523 | 12.5476
Industrial_Industrial - WA_New_Space Heating_Natural Gas_Furnace_E3_Baseline Forecast | Industrial | Industrial - WA | New | Space Heating | Natural Gas | Furnace | E3 |  | Baseline Forecast | 0 | 0 | 0 | 0 | 0 | 0 | 0 | 0 | 0 | 0 | 0 | 0 | 0 | 0 | 0 | 0 | 0 | 0 | 0 | 0 | 0 | 0 | 0 | 0 | 0 | 0 | 0
Industrial_Industrial - WA_New_Space Heating_Natural Gas_Furnace_E4_Baseline Forecast | Industrial | Industrial - WA | New | Space Heating | Natural Gas | Furnace | E4 |  | Baseline Forecast | 0 | 0 | 0 | 0 | 0 | 0 | 0 | 0 | 0 | 0 | 0 | 0 | 0 | 0 | 0 | 0 | 0 | 0 | 0 | 0 | 0 | 0 | 0 | 0 | 0 | 0 | 0
Industrial_Industrial - WA_New_Space Heating_Natural Gas_Furnace_E5_Baseline Forecast | Industrial | Industrial - WA | New | Space Heating | Natural Gas | Furnace | E5 |  | Baseline Forecast | 0 | 0 | 0 | 0 | 0 | 0 | 0 | 0 | 0 | 0 | 0 | 0 | 0 | 0 | 0 | 0 | 0 | 0 | 0 | 0 | 0 | 0 | 0 | 0 | 0 | 0 | 0
Industrial_Industrial - WA_New_Space Heating_Natural Gas_Furnace_E6_Baseline Forecast | Industrial | Industrial - WA | New | Space Heating | Natural Gas | Furnace | E6 |  | Baseline Forecast | 0 | 0 | 0 | 0 | 0 | 0 | 0 | 0 | 0 | 0 | 0 | 0 | 0 | 0 | 0 | 0 | 0 | 0 | 0 | 0 | 0 | 0 | 0 | 0 | 0 | 0 | 0
Industrial_Industrial - WA_New_Space Heating_Natural Gas_Furnace_E7_Baseline Forecast | Industrial | Industrial - WA | New | Space Heating | Natural Gas | Furnace | E7 |  | Baseline Forecast | 0 | 0 | 0 | 0 | 0 | 0 | 0 | 0 | 0 | 0 | 0 | 0 | 0 | 0 | 0 | 0 | 0 | 0 | 0 | 0 | 0 | 0 | 0 | 0 | 0 | 0 | 0
Industrial_Industrial - WA_New_Space Heating_Natural Gas_Furnace_E8_Baseline Forecast | Industrial | Industrial - WA | New | Space Heating | Natural Gas | Furnace | E8 |  | Baseline Forecast | 0 | 0 | 0 | 0 | 0 | 0 | 0 | 0 | 0 | 0 | 0 | 0 | 0 | 0 | 0 | 0 | 0 | 0 | 0 | 0 | 0 | 0 | 0 | 0 | 0 | 0 | 0
Industrial_Industrial - WA_New_Space Heating_Natural Gas_Furnace_E9_Baseline Forecast | Industrial | Industrial - WA | New | Space Heating | Natural Gas | Furnace | E9 |  | Baseline Forecast | 0 | 0 | 0 | 0 | 0 | 0 | 0 | 0 | 0 | 0 | 0 | 0 | 0 | 0 | 0 | 0 | 0 | 0 | 0 | 0 | 0 | 0 | 0 | 0 | 0 | 0 | 0
Industrial_Industrial - WA_New_Space Heating_Natural Gas_Furnace_E10_Baseline Forecast | Industrial | Industrial - WA | New | Space Heating | Natural Gas | Furnace | E10 |  | Baseline Forecast | 0 | 0 | 0 | 0 | 0 | 0 | 0 | 0 | 0 | 0 | 0 | 0 | 0 | 0 | 0 | 0 | 0 | 0 | 0 | 0 | 0 | 0 | 0 | 0 | 0 | 0 | 0
Industrial_Industrial - WA_New_Space Heating_Natural Gas_Boiler_E1_Baseline Forecast | Industrial | Industrial - WA | New | Space Heating | Natural Gas | Boiler | E1 | Standard | Baseline Forecast | 0 | 48.3449 | 40.8968 | 29.6067 | 23.2671 | 18.8797 | 13.0148 | 12.7943 | 12.5776 | 12.3646 | 12.1553 | 11.9497 | 11.7475 | 11.5489 | 11.3537 | 11.1618 | 10.9733 | 10.788 | 10.6059 | 10.4269 | 10.251 | 10.0782 | 14.3033 | 17.4548 | 19.281 | 20.3529 | 20.9165
Industrial_Industrial - WA_New_Space Heating_Natural Gas_Boiler_E2_Baseline Forecast | Industrial | Industrial - WA | New | Space Heating | Natural Gas | Boiler | E2 | ENERGY STAR | Baseline Forecast | 0 | 0 | 0 | 0 | 0 | 0 | 0 | 0 | 0 | 0 | 0 | 0 | 0 | 0 | 0 | 0 | 0 | 0 | 0 | 0 | 0 | 0 | 0 | 0 | 0 | 0 | 0
Industrial_Industrial - WA_New_Space Heating_Natural Gas_Boiler_E3_Baseline Forecast | Industrial | Industrial - WA | New | Space Heating | Natural Gas | Boiler | E3 |  | Baseline Forecast | 0 | 0 | 0 | 0 | 0 | 0 | 0 | 0 | 0 | 0 | 0 | 0 | 0 | 0 | 0 | 0 | 0 | 0 | 0 | 0 | 0 | 0 | 0 | 0 | 0 | 0 | 0
Industrial_Industrial - WA_New_Space Heating_Natural Gas_Boiler_E4_Baseline Forecast | Industrial | Industrial - WA | New | Space Heating | Natural Gas | Boiler | E4 |  | Baseline Forecast | 0 | 0 | 0 | 0 | 0 | 0 | 0 | 0 | 0 | 0 | 0 | 0 | 0 | 0 | 0 | 0 | 0 | 0 | 0 | 0 | 0 | 0 | 0 | 0 | 0 | 0 | 0
Industrial_Industrial - WA_New_Space Heating_Natural Gas_Boiler_E5_Baseline Forecast | Industrial | Industrial - WA | New | Space Heating | Natural Gas | Boiler | E5 |  | Baseline Forecast | 0 | 0 | 0 | 0 | 0 | 0 | 0 | 0 | 0 | 0 | 0 | 0 | 0 | 0 | 0 | 0 | 0 | 0 | 0 | 0 | 0 | 0 | 0 | 0 | 0 | 0 | 0
Industrial_Industrial - WA_New_Space Heating_Natural Gas_Boiler_E6_Baseline Forecast | Industrial | Industrial - WA | New | Space Heating | Natural Gas | Boiler | E6 |  | Baseline Forecast | 0 | 0 | 0 | 0 | 0 | 0 | 0 | 0 | 0 | 0 | 0 | 0 | 0 | 0 | 0 | 0 | 0 | 0 | 0 | 0 | 0 | 0 | 0 | 0 | 0 | 0 | 0
Industrial_Industrial - WA_New_Space Heating_Natural Gas_Boiler_E7_Baseline Forecast | Industrial | Industrial - WA | New | Space Heating | Natural Gas | Boiler | E7 |  | Baseline Forecast | 0 | 0 | 0 | 0 | 0 | 0 | 0 | 0 | 0 | 0 | 0 | 0 | 0 | 0 | 0 | 0 | 0 | 0 | 0 | 0 | 0 | 0 | 0 | 0 | 0 | 0 | 0
Industrial_Industrial - WA_New_Space Heating_Natural Gas_Boiler_E8_Baseline Forecast | Industrial | Industrial - WA | New | Space Heating | Natural Gas | Boiler | E8 |  | Baseline Forecast | 0 | 0 | 0 | 0 | 0 | 0 | 0 | 0 | 0 | 0 | 0 | 0 | 0 | 0 | 0 | 0 | 0 | 0 | 0 | 0 | 0 | 0 | 0 | 0 | 0 | 0 | 0
Industrial_Industrial - WA_New_Space Heating_Natural Gas_Boiler_E9_Baseline Forecast | Industrial | Industrial - WA | New | Space Heating | Natural Gas | Boiler | E9 |  | Baseline Forecast | 0 | 0 | 0 | 0 | 0 | 0 | 0 | 0 | 0 | 0 | 0 | 0 | 0 | 0 | 0 | 0 | 0 | 0 | 0 | 0 | 0 | 0 | 0 | 0 | 0 | 0 | 0
Industrial_Industrial - WA_New_Space Heating_Natural Gas_Boiler_E10_Baseline Forecast | Industrial | Industrial - WA | New | Space Heating | Natural Gas | Boiler | E10 |  | Baseline Forecast | 0 | 0 | 0 | 0 | 0 | 0 | 0 | 0 | 0 | 0 | 0 | 0 | 0 | 0 | 0 | 0 | 0 | 0 | 0 | 0 | 0 | 0 | 0 | 0 | 0 | 0 | 0
Industrial_Industrial - WA_New_Space Heating_Natural Gas_Unit Heater_E1_Baseline Forecast | Industrial | Industrial - WA | New | Space Heating | Natural Gas | Unit Heater | E1 | Standard | Baseline Forecast | 0 | 15.1468 | 12.8132 | 9.276 | 7.2897 | 5.9151 | 4.0776 | 4.0085 | 3.9406 | 3.8739 | 3.8083 | 3.7439 | 3.6806 | 3.6183 | 3.5572 | 3.4971 | 3.438 | 4.7569 | 5.7395 | 6.307 | 6.6382 | 6.8103 | 6.7957 | 6.7723 | 6.7409 | 6.7025 | 6.658
Industrial_Industrial - WA_New_Space Heating_Natural Gas_Unit Heater_E2_Baseline Forecast | Industrial | Industrial - WA | New | Space Heating | Natural Gas | Unit Heater | E2 | High Efficiency | Baseline Forecast | 0 | 0 | 0 | 0 | 0 | 0 | 0 | 0 | 0 | 0 | 0 | 0 | 0 | 0 | 0 | 0 | 0 | 0 | 0 | 0 | 0 | 0 | 0 | 0 | 0 | 0 | 0
Industrial_Industrial - WA_New_Space Heating_Natural Gas_Unit Heater_E3_Baseline Forecast | Industrial | Industrial - WA | New | Space Heating | Natural Gas | Unit Heater | E3 |  | Baseline Forecast | 0 | 0 | 0 | 0 | 0 | 0 | 0 | 0 | 0 | 0 | 0 | 0 | 0 | 0 | 0 | 0 | 0 | 0 | 0 | 0 | 0 | 0 | 0 | 0 | 0 | 0 | 0
Industrial_Industrial - WA_New_Space Heating_Natural Gas_Unit Heater_E4_Baseline Forecast | Industrial | Industrial - WA | New | Space Heating | Natural Gas | Unit Heater | E4 |  | Baseline Forecast | 0 | 0 | 0 | 0 | 0 | 0 | 0 | 0 | 0 | 0 | 0 | 0 | 0 | 0 | 0 | 0 | 0 | 0 | 0 | 0 | 0 | 0 | 0 | 0 | 0 | 0 | 0
Industrial_Industrial - WA_New_Space Heating_Natural Gas_Unit Heater_E5_Baseline Forecast | Industrial | Industrial - WA | New | Space Heating | Natural Gas | Unit Heater | E5 |  | Baseline Forecast | 0 | 0 | 0 | 0 | 0 | 0 | 0 | 0 | 0 | 0 | 0 | 0 | 0 | 0 | 0 | 0 | 0 | 0 | 0 | 0 | 0 | 0 | 0 | 0 | 0 | 0 | 0
Industrial_Industrial - WA_New_Space Heating_Natural Gas_Unit Heater_E6_Baseline Forecast | Industrial | Industrial - WA | New | Space Heating | Natural Gas | Unit Heater | E6 |  | Baseline Forecast | 0 | 0 | 0 | 0 | 0 | 0 | 0 | 0 | 0 | 0 | 0 | 0 | 0 | 0 | 0 | 0 | 0 | 0 | 0 | 0 | 0 | 0 | 0 | 0 | 0 | 0 | 0
Industrial_Industrial - WA_New_Space Heating_Natural Gas_Unit Heater_E7_Baseline Forecast | Industrial | Industrial - WA | New | Space Heating | Natural Gas | Unit Heater | E7 |  | Baseline Forecast | 0 | 0 | 0 | 0 | 0 | 0 | 0 | 0 | 0 | 0 | 0 | 0 | 0 | 0 | 0 | 0 | 0 | 0 | 0 | 0 | 0 | 0 | 0 | 0 | 0 | 0 | 0
Industrial_Industrial - WA_New_Space Heating_Natural Gas_Unit Heater_E8_Baseline Forecast | Industrial | Industrial - WA | New | Space Heating | Natural Gas | Unit Heater | E8 |  | Baseline Forecast | 0 | 0 | 0 | 0 | 0 | 0 | 0 | 0 | 0 | 0 | 0 | 0 | 0 | 0 | 0 | 0 | 0 | 0 | 0 | 0 | 0 | 0 | 0 | 0 | 0 | 0 | 0
Industrial_Industrial - WA_New_Space Heating_Natural Gas_Unit Heater_E9_Baseline Forecast | Industrial | Industrial - WA | New | Space Heating | Natural Gas | Unit Heater | E9 |  | Baseline Forecast | 0 | 0 | 0 | 0 | 0 | 0 | 0 | 0 | 0 | 0 | 0 | 0 | 0 | 0 | 0 | 0 | 0 | 0 | 0 | 0 | 0 | 0 | 0 | 0 | 0 | 0 | 0
Industrial_Industrial - WA_New_Space Heating_Natural Gas_Unit Heater_E10_Baseline Forecast | Industrial | Industrial - WA | New | Space Heating | Natural Gas | Unit Heater | E10 |  | Baseline Forecast | 0 | 0 | 0 | 0 | 0 | 0 | 0 | 0 | 0 | 0 | 0 | 0 | 0 | 0 | 0 | 0 | 0 | 0 | 0 | 0 | 0 | 0 | 0 | 0 | 0 | 0 | 0
Industrial_Industrial - WA_New_Process_Natural Gas_Process Boiler_E1_Baseline Forecast | Industrial | Industrial - WA | New | Process | Natural Gas | Process Boiler | E1 | Standard | Baseline Forecast | 0 | 93.7852 | 79.3364 | 57.4347 | 58.5342 | 59.4427 | 53.0106 | 56.9787 | 60.456 | 62.4649 | 64.7018 | 94.3899 | 88.5389 | 81.6226 | 86.5887 | 89.9063 | 89.5764 | 92.9873 | 96.1967 | 98.4283 | 100.8512 | 111.3417 | 110.2557 | 109.3192 | 113.4364 | 116.2901 | 117.5003
Industrial_Industrial - WA_New_Process_Natural Gas_Process Boiler_E2_Baseline Forecast | Industrial | Industrial - WA | New | Process | Natural Gas | Process Boiler | E2 | ENERGY STAR | Baseline Forecast | 0 | 0 | 0 | 0 | 0 | 0 | 0 | 0 | 0 | 0 | 0 | 0 | 0 | 0 | 0 | 0 | 0 | 0 | 0 | 0 | 0 | 0 | 0 | 0 | 0 | 0 | 0
Industrial_Industrial - WA_New_Process_Natural Gas_Process Boiler_E3_Baseline Forecast | Industrial | Industrial - WA | New | Process | Natural Gas | Process Boiler | E3 |  | Baseline Forecast | 0 | 0 | 0 | 0 | 0 | 0 | 0 | 0 | 0 | 0 | 0 | 0 | 0 | 0 | 0 | 0 | 0 | 0 | 0 | 0 | 0 | 0 | 0 | 0 | 0 | 0 | 0
Industrial_Industrial - WA_New_Process_Natural Gas_Process Boiler_E4_Baseline Forecast | Industrial | Industrial - WA | New | Process | Natural Gas | Process Boiler | E4 |  | Baseline Forecast | 0 | 0 | 0 | 0 | 0 | 0 | 0 | 0 | 0 | 0 | 0 | 0 | 0 | 0 | 0 | 0 | 0 | 0 | 0 | 0 | 0 | 0 | 0 | 0 | 0 | 0 | 0
Industrial_Industrial - WA_New_Process_Natural Gas_Process Boiler_E5_Baseline Forecast | Industrial | Industrial - WA | New | Process | Natural Gas | Process Boiler | E5 |  | Baseline Forecast | 0 | 0 | 0 | 0 | 0 | 0 | 0 | 0 | 0 | 0 | 0 | 0 | 0 | 0 | 0 | 0 | 0 | 0 | 0 | 0 | 0 | 0 | 0 | 0 | 0 | 0 | 0
Industrial_Industrial - WA_New_Process_Natural Gas_Process Boiler_E6_Baseline Forecast | Industrial | Industrial - WA | New | Process | Natural Gas | Process Boiler | E6 |  | Baseline Forecast | 0 | 0 | 0 | 0 | 0 | 0 | 0 | 0 | 0 | 0 | 0 | 0 | 0 | 0 | 0 | 0 | 0 | 0 | 0 | 0 | 0 | 0 | 0 | 0 | 0 | 0 | 0
Industrial_Industrial - WA_New_Process_Natural Gas_Process Boiler_E7_Baseline Forecast | Industrial | Industrial - WA | New | Process | Natural Gas | Process Boiler | E7 |  | Baseline Forecast | 0 | 0 | 0 | 0 | 0 | 0 | 0 | 0 | 0 | 0 | 0 | 0 | 0 | 0 | 0 | 0 | 0 | 0 | 0 | 0 | 0 | 0 | 0 | 0 | 0 | 0 | 0
Industrial_Industrial - WA_New_Process_Natural Gas_Process Boiler_E8_Baseline Forecast | Industrial | Industrial - WA | New | Process | Natural Gas | Process Boiler | E8 |  | Baseline Forecast | 0 | 0 | 0 | 0 | 0 | 0 | 0 | 0 | 0 | 0 | 0 | 0 | 0 | 0 | 0 | 0 | 0 | 0 | 0 | 0 | 0 | 0 | 0 | 0 | 0 | 0 | 0
Industrial_Industrial - WA_New_Process_Natural Gas_Process Boiler_E9_Baseline Forecast | Industrial | Industrial - WA | New | Process | Natural Gas | Process Boiler | E9 |  | Baseline Forecast | 0 | 0 | 0 | 0 | 0 | 0 | 0 | 0 | 0 | 0 | 0 | 0 | 0 | 0 | 0 | 0 | 0 | 0 | 0 | 0 | 0 | 0 | 0 | 0 | 0 | 0 | 0
Industrial_Industrial - WA_New_Process_Natural Gas_Process Boiler_E10_Baseline Forecast | Industrial | Industrial - WA | New | Process | Natural Gas | Process Boiler | E10 |  | Baseline Forecast | 0 | 0 | 0 | 0 | 0 | 0 | 0 | 0 | 0 | 0 | 0 | 0 | 0 | 0 | 0 | 0 | 0 | 0 | 0 | 0 | 0 | 0 | 0 | 0 | 0 | 0 | 0
Industrial_Industrial - WA_New_Process_Natural Gas_Process Heating_E1_Baseline Forecast | Industrial | Industrial - WA | New | Process | Natural Gas | Process Heating | E1 | Standard | Baseline Forecast | 0 | 93.7852 | 79.3364 | 57.4347 | 58.5342 | 59.4427 | 53.0106 | 56.9787 | 60.456 | 62.4649 | 64.7018 | 94.3899 | 88.5389 | 81.6226 | 86.5887 | 89.9063 | 89.5764 | 92.9873 | 96.1967 | 98.4283 | 100.8512 | 111.3417 | 110.2557 | 109.3192 | 113.4364 | 116.2901 | 117.5003
Industrial_Industrial - WA_New_Process_Natural Gas_Process Heating_E2_Baseline Forecast | Industrial | Industrial - WA | New | Process | Natural Gas | Process Heating | E2 | ENERGY STAR | Baseline Forecast | 0 | 0 | 0 | 0 | 0 | 0 | 0 | 0 | 0 | 0 | 0 | 0 | 0 | 0 | 0 | 0 | 0 | 0 | 0 | 0 | 0 | 0 | 0 | 0 | 0 | 0 | 0
Industrial_Industrial - WA_New_Process_Natural Gas_Process Heating_E3_Baseline Forecast | Industrial | Industrial - WA | New | Process | Natural Gas | Process Heating | E3 |  | Baseline Forecast | 0 | 0 | 0 | 0 | 0 | 0 | 0 | 0 | 0 | 0 | 0 | 0 | 0 | 0 | 0 | 0 | 0 | 0 | 0 | 0 | 0 | 0 | 0 | 0 | 0 | 0 | 0
Industrial_Industrial - WA_New_Process_Natural Gas_Process Heating_E4_Baseline Forecast | Industrial | Industrial - WA | New | Process | Natural Gas | Process Heating | E4 |  | Baseline Forecast | 0 | 0 | 0 | 0 | 0 | 0 | 0 | 0 | 0 | 0 | 0 | 0 | 0 | 0 | 0 | 0 | 0 | 0 | 0 | 0 | 0 | 0 | 0 | 0 | 0 | 0 | 0
Industrial_Industrial - WA_New_Process_Natural Gas_Process Heating_E5_Baseline Forecast | Industrial | Industrial - WA | New | Process | Natural Gas | Process Heating | E5 |  | Baseline Forecast | 0 | 0 | 0 | 0 | 0 | 0 | 0 | 0 | 0 | 0 | 0 | 0 | 0 | 0 | 0 | 0 | 0 | 0 | 0 | 0 | 0 | 0 | 0 | 0 | 0 | 0 | 0
Industrial_Industrial - WA_New_Process_Natural Gas_Process Heating_E6_Baseline Forecast | Industrial | Industrial - WA | New | Process | Natural Gas | Process Heating | E6 |  | Baseline Forecast | 0 | 0 | 0 | 0 | 0 | 0 | 0 | 0 | 0 | 0 | 0 | 0 | 0 | 0 | 0 | 0 | 0 | 0 | 0 | 0 | 0 | 0 | 0 | 0 | 0 | 0 | 0
Industrial_Industrial - WA_New_Process_Natural Gas_Process Heating_E7_Baseline Forecast | Industrial | Industrial - WA | New | Process | Natural Gas | Process Heating | E7 |  | Baseline Forecast | 0 | 0 | 0 | 0 | 0 | 0 | 0 | 0 | 0 | 0 | 0 | 0 | 0 | 0 | 0 | 0 | 0 | 0 | 0 | 0 | 0 | 0 | 0 | 0 | 0 | 0 | 0
Industrial_Industrial - WA_New_Process_Natural Gas_Process Heating_E8_Baseline Forecast | Industrial | Industrial - WA | New | Process | Natural Gas | Process Heating | E8 |  | Baseline Forecast | 0 | 0 | 0 | 0 | 0 | 0 | 0 | 0 | 0 | 0 | 0 | 0 | 0 | 0 | 0 | 0 | 0 | 0 | 0 | 0 | 0 | 0 | 0 | 0 | 0 | 0 | 0
Industrial_Industrial - WA_New_Process_Natural Gas_Process Heating_E9_Baseline Forecast | Industrial | Industrial - WA | New | Process | Natural Gas | Process Heating | E9 |  | Baseline Forecast | 0 | 0 | 0 | 0 | 0 | 0 | 0 | 0 | 0 | 0 | 0 | 0 | 0 | 0 | 0 | 0 | 0 | 0 | 0 | 0 | 0 | 0 | 0 | 0 | 0 | 0 | 0
Industrial_Industrial - WA_New_Process_Natural Gas_Process Heating_E10_Baseline Forecast | Industrial | Industrial - WA | New | Process | Natural Gas | Process Heating | E10 |  | Baseline Forecast | 0 | 0 | 0 | 0 | 0 | 0 | 0 | 0 | 0 | 0 | 0 | 0 | 0 | 0 | 0 | 0 | 0 | 0 | 0 | 0 | 0 | 0 | 0 | 0 | 0 | 0 | 0
Industrial_Industrial - WA_New_Process_Natural Gas_Process Cooling_E1_Baseline Forecast | Industrial | Industrial - WA | New | Process | Natural Gas | Process Cooling | E1 | Standard (EF .82) | Baseline Forecast | 0 | 93.7852 | 79.3364 | 57.4347 | 58.5342 | 59.4427 | 53.0106 | 56.9787 | 60.456 | 62.4649 | 64.7018 | 94.3899 | 88.5389 | 81.6226 | 86.5887 | 89.9063 | 89.5764 | 92.9873 | 96.1967 | 98.4283 | 100.8512 | 111.3417 | 110.2557 | 109.3192 | 113.4364 | 116.2901 | 117.5003
Industrial_Industrial - WA_New_Process_Natural Gas_Process Cooling_E2_Baseline Forecast | Industrial | Industrial - WA | New | Process | Natural Gas | Process Cooling | E2 | Condensing (EF .90) | Baseline Forecast | 0 | 0 | 0 | 0 | 0 | 0 | 0 | 0 | 0 | 0 | 0 | 0 | 0 | 0 | 0 | 0 | 0 | 0 | 0 | 0 | 0 | 0 | 0 | 0 | 0 | 0 | 0
Industrial_Industrial - WA_New_Process_Natural Gas_Process Cooling_E3_Baseline Forecast | Industrial | Industrial - WA | New | Process | Natural Gas | Process Cooling | E3 |  | Baseline Forecast | 0 | 0 | 0 | 0 | 0 | 0 | 0 | 0 | 0 | 0 | 0 | 0 | 0 | 0 | 0 | 0 | 0 | 0 | 0 | 0 | 0 | 0 | 0 | 0 | 0 | 0 | 0
Industrial_Industrial - WA_New_Process_Natural Gas_Process Cooling_E4_Baseline Forecast | Industrial | Industrial - WA | New | Process | Natural Gas | Process Cooling | E4 |  | Baseline Forecast | 0 | 0 | 0 | 0 | 0 | 0 | 0 | 0 | 0 | 0 | 0 | 0 | 0 | 0 | 0 | 0 | 0 | 0 | 0 | 0 | 0 | 0 | 0 | 0 | 0 | 0 | 0
Industrial_Industrial - WA_New_Process_Natural Gas_Process Cooling_E5_Baseline Forecast | Industrial | Industrial - WA | New | Process | Natural Gas | Process Cooling | E5 |  | Baseline Forecast | 0 | 0 | 0 | 0 | 0 | 0 | 0 | 0 | 0 | 0 | 0 | 0 | 0 | 0 | 0 | 0 | 0 | 0 | 0 | 0 | 0 | 0 | 0 | 0 | 0 | 0 | 0
Industrial_Industrial - WA_New_Process_Natural Gas_Process Cooling_E6_Baseline Forecast | Industrial | Industrial - WA | New | Process | Natural Gas | Process Cooling | E6 |  | Baseline Forecast | 0 | 0 | 0 | 0 | 0 | 0 | 0 | 0 | 0 | 0 | 0 | 0 | 0 | 0 | 0 | 0 | 0 | 0 | 0 | 0 | 0 | 0 | 0 | 0 | 0 | 0 | 0
Industrial_Industrial - WA_New_Process_Natural Gas_Process Cooling_E7_Baseline Forecast | Industrial | Industrial - WA | New | Process | Natural Gas | Process Cooling | E7 |  | Baseline Forecast | 0 | 0 | 0 | 0 | 0 | 0 | 0 | 0 | 0 | 0 | 0 | 0 | 0 | 0 | 0 | 0 | 0 | 0 | 0 | 0 | 0 | 0 | 0 | 0 | 0 | 0 | 0
Industrial_Industrial - WA_New_Process_Natural Gas_Process Cooling_E8_Baseline Forecast | Industrial | Industrial - WA | New | Process | Natural Gas | Process Cooling | E8 |  | Baseline Forecast | 0 | 0 | 0 | 0 | 0 | 0 | 0 | 0 | 0 | 0 | 0 | 0 | 0 | 0 | 0 | 0 | 0 | 0 | 0 | 0 | 0 | 0 | 0 | 0 | 0 | 0 | 0
Industrial_Industrial - WA_New_Process_Natural Gas_Process Cooling_E9_Baseline Forecast | Industrial | Industrial - WA | New | Process | Natural Gas | Process Cooling | E9 |  | Baseline Forecast | 0 | 0 | 0 | 0 | 0 | 0 | 0 | 0 | 0 | 0 | 0 | 0 | 0 | 0 | 0 | 0 | 0 | 0 | 0 | 0 | 0 | 0 | 0 | 0 | 0 | 0 | 0
Industrial_Industrial - WA_New_Process_Natural Gas_Process Cooling_E10_Baseline Forecast | Industrial | Industrial - WA | New | Process | Natural Gas | Process Cooling | E10 |  | Baseline Forecast | 0 | 0 | 0 | 0 | 0 | 0 | 0 | 0 | 0 | 0 | 0 | 0 | 0 | 0 | 0 | 0 | 0 | 0 | 0 | 0 | 0 | 0 | 0 | 0 | 0 | 0 | 0
Industrial_Industrial - WA_New_Process_Natural Gas_Other Process_E1_Baseline Forecast | Industrial | Industrial - WA | New | Process | Natural Gas | Other Process | E1 | Standard | Baseline Forecast | 0 | 93.7852 | 79.3364 | 57.4347 | 58.5342 | 59.4427 | 53.0106 | 56.9787 | 60.456 | 62.4649 | 64.7018 | 94.3899 | 88.5389 | 81.6226 | 86.5887 | 89.9063 | 89.5764 | 92.9873 | 96.1967 | 98.4283 | 100.8512 | 111.3417 | 110.2557 | 109.3192 | 113.4364 | 116.2901 | 117.5003
Industrial_Industrial - WA_New_Process_Natural Gas_Other Process_E2_Baseline Forecast | Industrial | Industrial - WA | New | Process | Natural Gas | Other Process | E2 |  | Baseline Forecast | 0 | 0 | 0 | 0 | 0 | 0 | 0 | 0 | 0 | 0 | 0 | 0 | 0 | 0 | 0 | 0 | 0 | 0 | 0 | 0 | 0 | 0 | 0 | 0 | 0 | 0 | 0
Industrial_Industrial - WA_New_Process_Natural Gas_Other Process_E3_Baseline Forecast | Industrial | Industrial - WA | New | Process | Natural Gas | Other Process | E3 |  | Baseline Forecast | 0 | 0 | 0 | 0 | 0 | 0 | 0 | 0 | 0 | 0 | 0 | 0 | 0 | 0 | 0 | 0 | 0 | 0 | 0 | 0 | 0 | 0 | 0 | 0 | 0 | 0 | 0
Industrial_Industrial - WA_New_Process_Natural Gas_Other Process_E4_Baseline Forecast | Industrial | Industrial - WA | New | Process | Natural Gas | Other Process | E4 |  | Baseline Forecast | 0 | 0 | 0 | 0 | 0 | 0 | 0 | 0 | 0 | 0 | 0 | 0 | 0 | 0 | 0 | 0 | 0 | 0 | 0 | 0 | 0 | 0 | 0 | 0 | 0 | 0 | 0
Industrial_Industrial - WA_New_Process_Natural Gas_Other Process_E5_Baseline Forecast | Industrial | Industrial - WA | New | Process | Natural Gas | Other Process | E5 |  | Baseline Forecast | 0 | 0 | 0 | 0 | 0 | 0 | 0 | 0 | 0 | 0 | 0 | 0 | 0 | 0 | 0 | 0 | 0 | 0 | 0 | 0 | 0 | 0 | 0 | 0 | 0 | 0 | 0
Industrial_Industrial - WA_New_Process_Natural Gas_Other Process_E6_Baseline Forecast | Industrial | Industrial - WA | New | Process | Natural Gas | Other Process | E6 |  | Baseline Forecast | 0 | 0 | 0 | 0 | 0 | 0 | 0 | 0 | 0 | 0 | 0 | 0 | 0 | 0 | 0 | 0 | 0 | 0 | 0 | 0 | 0 | 0 | 0 | 0 | 0 | 0 | 0
Industrial_Industrial - WA_New_Process_Natural Gas_Other Process_E7_Baseline Forecast | Industrial | Industrial - WA | New | Process | Natural Gas | Other Process | E7 |  | Baseline Forecast | 0 | 0 | 0 | 0 | 0 | 0 | 0 | 0 | 0 | 0 | 0 | 0 | 0 | 0 | 0 | 0 | 0 | 0 | 0 | 0 | 0 | 0 | 0 | 0 | 0 | 0 | 0
Industrial_Industrial - WA_New_Process_Natural Gas_Other Process_E8_Baseline Forecast | Industrial | Industrial - WA | New | Process | Natural Gas | Other Process | E8 |  | Baseline Forecast | 0 | 0 | 0 | 0 | 0 | 0 | 0 | 0 | 0 | 0 | 0 | 0 | 0 | 0 | 0 | 0 | 0 | 0 | 0 | 0 | 0 | 0 | 0 | 0 | 0 | 0 | 0
Industrial_Industrial - WA_New_Process_Natural Gas_Other Process_E9_Baseline Forecast | Industrial | Industrial - WA | New | Process | Natural Gas | Other Process | E9 |  | Baseline Forecast | 0 | 0 | 0 | 0 | 0 | 0 | 0 | 0 | 0 | 0 | 0 | 0 | 0 | 0 | 0 | 0 | 0 | 0 | 0 | 0 | 0 | 0 | 0 | 0 | 0 | 0 | 0
Industrial_Industrial - WA_New_Process_Natural Gas_Other Process_E10_Baseline Forecast | Industrial | Industrial - WA | New | Process | Natural Gas | Other Process | E10 |  | Baseline Forecast | 0 | 0 | 0 | 0 | 0 | 0 | 0 | 0 | 0 | 0 | 0 | 0 | 0 | 0 | 0 | 0 | 0 | 0 | 0 | 0 | 0 | 0 | 0 | 0 | 0 | 0 | 0
Industrial_Industrial - WA_New_Miscellaneous_Natural Gas_Miscellaneous_E1_Baseline Forecast | Industrial | Industrial - WA | New | Miscellaneous | Natural Gas | Miscellaneous | E1 | AFUE 80% (Standard) | Baseline Forecast | 0 | 93.7852 | 79.3364 | 57.4347 | 58.5342 | 59.4427 | 53.0106 | 56.9787 | 60.456 | 62.4649 | 64.7018 | 94.3899 | 88.5389 | 81.6226 | 86.5887 | 89.9063 | 89.5764 | 92.9873 | 96.1967 | 98.4283 | 100.8512 | 111.3417 | 110.2557 | 109.3192 | 113.4364 | 116.2901 | 117.5003
Industrial_Industrial - WA_New_Miscellaneous_Natural Gas_Miscellaneous_E2_Baseline Forecast | Industrial | Industrial - WA | New | Miscellaneous | Natural Gas | Miscellaneous | E2 | AFUE 90% | Baseline Forecast | 0 | 0 | 0 | 0 | 0 | 0 | 0 | 0 | 0 | 0 | 0 | 0 | 0 | 0 | 0 | 0 | 0 | 0 | 0 | 0 | 0 | 0 | 0 | 0 | 0 | 0 | 0
Industrial_Industrial - WA_New_Miscellaneous_Natural Gas_Miscellaneous_E3_Baseline Forecast | Industrial | Industrial - WA | New | Miscellaneous | Natural Gas | Miscellaneous | E3 | AFUE 96% | Baseline Forecast | 0 | 0 | 0 | 0 | 0 | 0 | 0 | 0 | 0 | 0 | 0 | 0 | 0 | 0 | 0 | 0 | 0 | 0 | 0 | 0 | 0 | 0 | 0 | 0 | 0 | 0 | 0
Industrial_Industrial - WA_New_Miscellaneous_Natural Gas_Miscellaneous_E4_Baseline Forecast | Industrial | Industrial - WA | New | Miscellaneous | Natural Gas | Miscellaneous | E4 |  | Baseline Forecast | 0 | 0 | 0 | 0 | 0 | 0 | 0 | 0 | 0 | 0 | 0 | 0 | 0 | 0 | 0 | 0 | 0 | 0 | 0 | 0 | 0 | 0 | 0 | 0 | 0 | 0 | 0
Industrial_Industrial - WA_New_Miscellaneous_Natural Gas_Miscellaneous_E5_Baseline Forecast | Industrial | Industrial - WA | New | Miscellaneous | Natural Gas | Miscellaneous | E5 |  | Baseline Forecast | 0 | 0 | 0 | 0 | 0 | 0 | 0 | 0 | 0 | 0 | 0 | 0 | 0 | 0 | 0 | 0 | 0 | 0 | 0 | 0 | 0 | 0 | 0 | 0 | 0 | 0 | 0
Industrial_Industrial - WA_New_Miscellaneous_Natural Gas_Miscellaneous_E6_Baseline Forecast | Industrial | Industrial - WA | New | Miscellaneous | Natural Gas | Miscellaneous | E6 |  | Baseline Forecast | 0 | 0 | 0 | 0 | 0 | 0 | 0 | 0 | 0 | 0 | 0 | 0 | 0 | 0 | 0 | 0 | 0 | 0 | 0 | 0 | 0 | 0 | 0 | 0 | 0 | 0 | 0
Industrial_Industrial - WA_New_Miscellaneous_Natural Gas_Miscellaneous_E7_Baseline Forecast | Industrial | Industrial - WA | New | Miscellaneous | Natural Gas | Miscellaneous | E7 |  | Baseline Forecast | 0 | 0 | 0 | 0 | 0 | 0 | 0 | 0 | 0 | 0 | 0 | 0 | 0 | 0 | 0 | 0 | 0 | 0 | 0 | 0 | 0 | 0 | 0 | 0 | 0 | 0 | 0
Industrial_Industrial - WA_New_Miscellaneous_Natural Gas_Miscellaneous_E8_Baseline Forecast | Industrial | Industrial - WA | New | Miscellaneous | Natural Gas | Miscellaneous | E8 |  | Baseline Forecast | 0 | 0 | 0 | 0 | 0 | 0 | 0 | 0 | 0 | 0 | 0 | 0 | 0 | 0 | 0 | 0 | 0 | 0 | 0 | 0 | 0 | 0 | 0 | 0 | 0 | 0 | 0
Industrial_Industrial - WA_New_Miscellaneous_Natural Gas_Miscellaneous_E9_Baseline Forecast | Industrial | Industrial - WA | New | Miscellaneous | Natural Gas | Miscellaneous | E9 |  | Baseline Forecast | 0 | 0 | 0 | 0 | 0 | 0 | 0 | 0 | 0 | 0 | 0 | 0 | 0 | 0 | 0 | 0 | 0 | 0 | 0 | 0 | 0 | 0 | 0 | 0 | 0 | 0 | 0
Industrial_Industrial - WA_New_Miscellaneous_Natural Gas_Miscellaneous_E10_Baseline Forecast | Industrial | Industrial - WA | New | Miscellaneous | Natural Gas | Miscellaneous | E10 |  | Baseline Forecast | 0 | 0 | 0 | 0 | 0 | 0 | 0 | 0 | 0 | 0 | 0 | 0 | 0 | 0 | 0 | 0 | 0 | 0 | 0 | 0 | 0 | 0 | 0 | 0 | 0 | 0 | 0
Industrial_Industrial - ID_Existing_Space Heating_Natural Gas_Furnace_E1_Baseline Forecast | Industrial | Industrial - ID | Existing | Space Heating | Natural Gas | Furnace | E1 | AFUE 80% (Standard) | Baseline Forecast | 0 | 1.3372 | 2.5272 | 0 | 0 | 0 | 0 | 0 | 0 | 0 | 0 | 0 | 0 | 0 | 0 | 0 | 0 | 0 | 0 | 0 | 0 | 0 | 0 | 0 | 0 | 0 | 0
Industrial_Industrial - ID_Existing_Space Heating_Natural Gas_Furnace_E2_Baseline Forecast | Industrial | Industrial - ID | Existing | Space Heating | Natural Gas | Furnace | E2 | AFUE 85% | Baseline Forecast | 0 | 0.0048289 | 0.0091263 | 3.597 | 4.5368 | 5.3675 | 6.0994 | 6.7422 | 7.3045 | 7.794 | 8.218 | 8.5829 | 8.8944 | 9.1579 | 9.3781 | 9.5595 | 9.7059 | 9.8208 | 9.9076 | 9.0633 | 8.3645 | 7.7903 | 7.3222 | 6.9444 | 6.6427 | 6.4053 | 6.2215
Industrial_Industrial - ID_Existing_Space Heating_Natural Gas_Furnace_E3_Baseline Forecast | Industrial | Industrial - ID | Existing | Space Heating | Natural Gas | Furnace | E3 | AFUE 97% | Baseline Forecast | 0 | 0 | 0 | 0 | 0 | 0 | 0 | 0 | 0 | 0 | 0 | 0 | 0 | 0 | 0 | 0 | 0 | 0 | 0 | 0 | 0 | 0 | 0 | 0 | 0 | 0 | 0
Industrial_Industrial - ID_Existing_Space Heating_Natural Gas_Furnace_E4_Baseline Forecast | Industrial | Industrial - ID | Existing | Space Heating | Natural Gas | Furnace | E4 | Convert to NG Air Source Heat Pump | Baseline Forecast | 0 | 0 | 0 | 0 | 0 | 0 | 0 | 0 | 0 | 0 | 0 | 0 | 0 | 0 | 0 | 0 | 0 | 0 | 0 | 0 | 0 | 0 | 0 | 0 | 0 | 0 | 0
Industrial_Industrial - ID_Existing_Space Heating_Natural Gas_Furnace_E5_Baseline Forecast | Industrial | Industrial - ID | Existing | Space Heating | Natural Gas | Furnace | E5 |  | Baseline Forecast | 0 | 0 | 0 | 0 | 0 | 0 | 0 | 0 | 0 | 0 | 0 | 0 | 0 | 0 | 0 | 0 | 0 | 0 | 0 | 0 | 0 | 0 | 0 | 0 | 0 | 0 | 0
Industrial_Industrial - ID_Existing_Space Heating_Natural Gas_Furnace_E6_Baseline Forecast | Industrial | Industrial - ID | Existing | Space Heating | Natural Gas | Furnace | E6 |  | Baseline Forecast | 0 | 0 | 0 | 0 | 0 | 0 | 0 | 0 | 0 | 0 | 0 | 0 | 0 | 0 | 0 | 0 | 0 | 0 | 0 | 0 | 0 | 0 | 0 | 0 | 0 | 0 | 0
Industrial_Industrial - ID_Existing_Space Heating_Natural Gas_Furnace_E7_Baseline Forecast | Industrial | Industrial - ID | Existing | Space Heating | Natural Gas | Furnace | E7 |  | Baseline Forecast | 0 | 0 | 0 | 0 | 0 | 0 | 0 | 0 | 0 | 0 | 0 | 0 | 0 | 0 | 0 | 0 | 0 | 0 | 0 | 0 | 0 | 0 | 0 | 0 | 0 | 0 | 0
Industrial_Industrial - ID_Existing_Space Heating_Natural Gas_Furnace_E8_Baseline Forecast | Industrial | Industrial - ID | Existing | Space Heating | Natural Gas | Furnace | E8 |  | Baseline Forecast | 0 | 0 | 0 | 0 | 0 | 0 | 0 | 0 | 0 | 0 | 0 | 0 | 0 | 0 | 0 | 0 | 0 | 0 | 0 | 0 | 0 | 0 | 0 | 0 | 0 | 0 | 0
Industrial_Industrial - ID_Existing_Space Heating_Natural Gas_Furnace_E9_Baseline Forecast | Industrial | Industrial - ID | Existing | Space Heating | Natural Gas | Furnace | E9 |  | Baseline Forecast | 0 | 0 | 0 | 0 | 0 | 0 | 0 | 0 | 0 | 0 | 0 | 0 | 0 | 0 | 0 | 0 | 0 | 0 | 0 | 0 | 0 | 0 | 0 | 0 | 0 | 0 | 0
Industrial_Industrial - ID_Existing_Space Heating_Natural Gas_Furnace_E10_Baseline Forecast | Industrial | Industrial - ID | Existing | Space Heating | Natural Gas | Furnace | E10 |  | Baseline Forecast | 0 | 0 | 0 | 0 | 0 | 0 | 0 | 0 | 0 | 0 | 0 | 0 | 0 | 0 | 0 | 0 | 0 | 0 | 0 | 0 | 0 | 0 | 0 | 0 | 0 | 0 | 0
Industrial_Industrial - ID_Existing_Space Heating_Natural Gas_Boiler_E1_Baseline Forecast | Industrial | Industrial - ID | Existing | Space Heating | Natural Gas | Boiler | E1 | Standard | Baseline Forecast | 0 | 15.1866 | 15.0605 | 14.922 | 14.7731 | 14.6151 | 14.4496 | 14.2777 | 14.1005 | 13.919 | 13.7341 | 13.5465 | 13.3569 | 13.1659 | 12.974 | 12.7817 | 12.5893 | 12.3973 | 12.2059 | 12.0154 | 11.8261 | 11.6381 | 11.3559 | 11.0958 | 10.8547 | 10.6298 | 10.419
Industrial_Industrial - ID_Existing_Space Heating_Natural Gas_Boiler_E2_Baseline Forecast | Industrial | Industrial - ID | Existing | Space Heating | Natural Gas | Boiler | E2 | Condensing | Baseline Forecast | 0 | 0 | 0 | 0 | 0 | 0 | 0 | 0 | 0 | 0 | 0 | 0 | 0 | 0 | 0 | 0 | 0 | 0 | 0 | 0 | 0 | 0 | 0 | 0 | 0 | 0 | 0
Industrial_Industrial - ID_Existing_Space Heating_Natural Gas_Boiler_E3_Baseline Forecast | Industrial | Industrial - ID | Existing | Space Heating | Natural Gas | Boiler | E3 | Infrared Radiant | Baseline Forecast | 0 | 0 | 0 | 0 | 0 | 0 | 0 | 0 | 0 | 0 | 0 | 0 | 0 | 0 | 0 | 0 | 0 | 0 | 0 | 0 | 0 | 0 | 0 | 0 | 0 | 0 | 0
Industrial_Industrial - ID_Existing_Space Heating_Natural Gas_Boiler_E4_Baseline Forecast | Industrial | Industrial - ID | Existing | Space Heating | Natural Gas | Boiler | E4 |  | Baseline Forecast | 0 | 0 | 0 | 0 | 0 | 0 | 0 | 0 | 0 | 0 | 0 | 0 | 0 | 0 | 0 | 0 | 0 | 0 | 0 | 0 | 0 | 0 | 0 | 0 | 0 | 0 | 0
Industrial_Industrial - ID_Existing_Space Heating_Natural Gas_Boiler_E5_Baseline Forecast | Industrial | Industrial - ID | Existing | Space Heating | Natural Gas | Boiler | E5 |  | Baseline Forecast | 0 | 0 | 0 | 0 | 0 | 0 | 0 | 0 | 0 | 0 | 0 | 0 | 0 | 0 | 0 | 0 | 0 | 0 | 0 | 0 | 0 | 0 | 0 | 0 | 0 | 0 | 0
Industrial_Industrial - ID_Existing_Space Heating_Natural Gas_Boiler_E6_Baseline Forecast | Industrial | Industrial - ID | Existing | Space Heating | Natural Gas | Boiler | E6 |  | Baseline Forecast | 0 | 0 | 0 | 0 | 0 | 0 | 0 | 0 | 0 | 0 | 0 | 0 | 0 | 0 | 0 | 0 | 0 | 0 | 0 | 0 | 0 | 0 | 0 | 0 | 0 | 0 | 0
Industrial_Industrial - ID_Existing_Space Heating_Natural Gas_Boiler_E7_Baseline Forecast | Industrial | Industrial - ID | Existing | Space Heating | Natural Gas | Boiler | E7 |  | Baseline Forecast | 0 | 0 | 0 | 0 | 0 | 0 | 0 | 0 | 0 | 0 | 0 | 0 | 0 | 0 | 0 | 0 | 0 | 0 | 0 | 0 | 0 | 0 | 0 | 0 | 0 | 0 | 0
Industrial_Industrial - ID_Existing_Space Heating_Natural Gas_Boiler_E8_Baseline Forecast | Industrial | Industrial - ID | Existing | Space Heating | Natural Gas | Boiler | E8 |  | Baseline Forecast | 0 | 0 | 0 | 0 | 0 | 0 | 0 | 0 | 0 | 0 | 0 | 0 | 0 | 0 | 0 | 0 | 0 | 0 | 0 | 0 | 0 | 0 | 0 | 0 | 0 | 0 | 0
Industrial_Industrial - ID_Existing_Space Heating_Natural Gas_Boiler_E9_Baseline Forecast | Industrial | Industrial - ID | Existing | Space Heating | Natural Gas | Boiler | E9 |  | Baseline Forecast | 0 | 0 | 0 | 0 | 0 | 0 | 0 | 0 | 0 | 0 | 0 | 0 | 0 | 0 | 0 | 0 | 0 | 0 | 0 | 0 | 0 | 0 | 0 | 0 | 0 | 0 | 0
Industrial_Industrial - ID_Existing_Space Heating_Natural Gas_Boiler_E10_Baseline Forecast | Industrial | Industrial - ID | Existing | Space Heating | Natural Gas | Boiler | E10 |  | Baseline Forecast | 0 | 0 | 0 | 0 | 0 | 0 | 0 | 0 | 0 | 0 | 0 | 0 | 0 | 0 | 0 | 0 | 0 | 0 | 0 | 0 | 0 | 0 | 0 | 0 | 0 | 0 | 0
Industrial_Industrial - ID_Existing_Space Heating_Natural Gas_Unit Heater_E1_Baseline Forecast | Industrial | Industrial - ID | Existing | Space Heating | Natural Gas | Unit Heater | E1 | TE 0.80 | Baseline Forecast | 0 | 3.5686 | 3.8896 | 4.1644 | 4.3979 | 4.5949 | 4.7595 | 4.8952 | 5.0053 | 5.0929 | 5.1603 | 5.2101 | 5.2442 | 5.2646 | 5.2727 | 5.2702 | 5.2583 | 4.9435 | 4.6843 | 4.4717 | 4.2978 | 4.1559 | 4.0406 | 3.9468 | 3.8707 | 3.8086 | 3.7579
Industrial_Industrial - ID_Existing_Space Heating_Natural Gas_Unit Heater_E2_Baseline Forecast | Industrial | Industrial - ID | Existing | Space Heating | Natural Gas | Unit Heater | E2 | TE 0.90 | Baseline Forecast | 0 | 0 | 0 | 0 | 0 | 0 | 0 | 0 | 0 | 0 | 0 | 0 | 0 | 0 | 0 | 0 | 0 | 0 | 0 | 0 | 0 | 0 | 0 | 0 | 0 | 0 | 0
Industrial_Industrial - ID_Existing_Space Heating_Natural Gas_Unit Heater_E3_Baseline Forecast | Industrial | Industrial - ID | Existing | Space Heating | Natural Gas | Unit Heater | E3 | TE 0.94 | Baseline Forecast | 0 | 0 | 0 | 0 | 0 | 0 | 0 | 0 | 0 | 0 | 0 | 0 | 0 | 0 | 0 | 0 | 0 | 0 | 0 | 0 | 0 | 0 | 0 | 0 | 0 | 0 | 0
Industrial_Industrial - ID_Existing_Space Heating_Natural Gas_Unit Heater_E4_Baseline Forecast | Industrial | Industrial - ID | Existing | Space Heating | Natural Gas | Unit Heater | E4 | Instantaneous TE 0.94 | Baseline Forecast | 0 | 0 | 0 | 0 | 0 | 0 | 0 | 0 | 0 | 0 | 0 | 0 | 0 | 0 | 0 | 0 | 0 | 0 | 0 | 0 | 0 | 0 | 0 | 0 | 0 | 0 | 0
Industrial_Industrial - ID_Existing_Space Heating_Natural Gas_Unit Heater_E5_Baseline Forecast | Industrial | Industrial - ID | Existing | Space Heating | Natural Gas | Unit Heater | E5 | Gas-Fired Absorption HPWH | Baseline Forecast | 0 | 0 | 0 | 0 | 0 | 0 | 0 | 0 | 0 | 0 | 0 | 0 | 0 | 0 | 0 | 0 | 0 | 0 | 0 | 0 | 0 | 0 | 0 | 0 | 0 | 0 | 0
Industrial_Industrial - ID_Existing_Space Heating_Natural Gas_Unit Heater_E6_Baseline Forecast | Industrial | Industrial - ID | Existing | Space Heating | Natural Gas | Unit Heater | E6 |  | Baseline Forecast | 0 | 0 | 0 | 0 | 0 | 0 | 0 | 0 | 0 | 0 | 0 | 0 | 0 | 0 | 0 | 0 | 0 | 0 | 0 | 0 | 0 | 0 | 0 | 0 | 0 | 0 | 0
Industrial_Industrial - ID_Existing_Space Heating_Natural Gas_Unit Heater_E7_Baseline Forecast | Industrial | Industrial - ID | Existing | Space Heating | Natural Gas | Unit Heater | E7 |  | Baseline Forecast | 0 | 0 | 0 | 0 | 0 | 0 | 0 | 0 | 0 | 0 | 0 | 0 | 0 | 0 | 0 | 0 | 0 | 0 | 0 | 0 | 0 | 0 | 0 | 0 | 0 | 0 | 0
Industrial_Industrial - ID_Existing_Space Heating_Natural Gas_Unit Heater_E8_Baseline Forecast | Industrial | Industrial - ID | Existing | Space Heating | Natural Gas | Unit Heater | E8 |  | Baseline Forecast | 0 | 0 | 0 | 0 | 0 | 0 | 0 | 0 | 0 | 0 | 0 | 0 | 0 | 0 | 0 | 0 | 0 | 0 | 0 | 0 | 0 | 0 | 0 | 0 | 0 | 0 | 0
Industrial_Industrial - ID_Existing_Space Heating_Natural Gas_Unit Heater_E9_Baseline Forecast | Industrial | Industrial - ID | Existing | Space Heating | Natural Gas | Unit Heater | E9 |  | Baseline Forecast | 0 | 0 | 0 | 0 | 0 | 0 | 0 | 0 | 0 | 0 | 0 | 0 | 0 | 0 | 0 | 0 | 0 | 0 | 0 | 0 | 0 | 0 | 0 | 0 | 0 | 0 | 0
Industrial_Industrial - ID_Existing_Space Heating_Natural Gas_Unit Heater_E10_Baseline Forecast | Industrial | Industrial - ID | Existing | Space Heating | Natural Gas | Unit Heater | E10 |  | Baseline Forecast | 0 | 0 | 0 | 0 | 0 | 0 | 0 | 0 | 0 | 0 | 0 | 0 | 0 | 0 | 0 | 0 | 0 | 0 | 0 | 0 | 0 | 0 | 0 | 0 | 0 | 0 | 0
Industrial_Industrial - ID_Existing_Process_Natural Gas_Process Boiler_E1_Baseline Forecast | Industrial | Industrial - ID | Existing | Process | Natural Gas | Process Boiler | E1 | Standard | Baseline Forecast | 0 | 83.3321 | 97.4945 | 108.9537 | 103.0781 | 100.0491 | 99.0513 | 97.4142 | 95.6244 | 93.9814 | 92.3755 | 111.1836 | 110.2199 | 108.5882 | 105.5681 | 103.5655 | 102.142 | 100.3726 | 98.5662 | 96.88 | 95.2218 | 98.5716 | 96.403 | 94.1838 | 92.4218 | 90.8799 | 89.4135
Industrial_Industrial - ID_Existing_Process_Natural Gas_Process Boiler_E2_Baseline Forecast | Industrial | Industrial - ID | Existing | Process | Natural Gas | Process Boiler | E2 | ENERGY STAR (>42% Baking Efficiency) | Baseline Forecast | 0 | 0 | 0 | 0 | 0 | 0 | 0 | 0 | 0 | 0 | 0 | 0 | 0 | 0 | 0 | 0 | 0 | 0 | 0 | 0 | 0 | 0 | 0 | 0 | 0 | 0 | 0
Industrial_Industrial - ID_Existing_Process_Natural Gas_Process Boiler_E3_Baseline Forecast | Industrial | Industrial - ID | Existing | Process | Natural Gas | Process Boiler | E3 |  | Baseline Forecast | 0 | 0 | 0 | 0 | 0 | 0 | 0 | 0 | 0 | 0 | 0 | 0 | 0 | 0 | 0 | 0 | 0 | 0 | 0 | 0 | 0 | 0 | 0 | 0 | 0 | 0 | 0
Industrial_Industrial - ID_Existing_Process_Natural Gas_Process Boiler_E4_Baseline Forecast | Industrial | Industrial - ID | Existing | Process | Natural Gas | Process Boiler | E4 |  | Baseline Forecast | 0 | 0 | 0 | 0 | 0 | 0 | 0 | 0 | 0 | 0 | 0 | 0 | 0 | 0 | 0 | 0 | 0 | 0 | 0 | 0 | 0 | 0 | 0 | 0 | 0 | 0 | 0
Industrial_Industrial - ID_Existing_Process_Natural Gas_Process Boiler_E5_Baseline Forecast | Industrial | Industrial - ID | Existing | Process | Natural Gas | Process Boiler | E5 |  | Baseline Forecast | 0 | 0 | 0 | 0 | 0 | 0 | 0 | 0 | 0 | 0 | 0 | 0 | 0 | 0 | 0 | 0 | 0 | 0 | 0 | 0 | 0 | 0 | 0 | 0 | 0 | 0 | 0
Industrial_Industrial - ID_Existing_Process_Natural Gas_Process Boiler_E6_Baseline Forecast | Industrial | Industrial - ID | Existing | Process | Natural Gas | Process Boiler | E6 |  | Baseline Forecast | 0 | 0 | 0 | 0 | 0 | 0 | 0 | 0 | 0 | 0 | 0 | 0 | 0 | 0 | 0 | 0 | 0 | 0 | 0 | 0 | 0 | 0 | 0 | 0 | 0 | 0 | 0
Industrial_Industrial - ID_Existing_Process_Natural Gas_Process Boiler_E7_Baseline Forecast | Industrial | Industrial - ID | Existing | Process | Natural Gas | Process Boiler | E7 |  | Baseline Forecast | 0 | 0 | 0 | 0 | 0 | 0 | 0 | 0 | 0 | 0 | 0 | 0 | 0 | 0 | 0 | 0 | 0 | 0 | 0 | 0 | 0 | 0 | 0 | 0 | 0 | 0 | 0
Industrial_Industrial - ID_Existing_Process_Natural Gas_Process Boiler_E8_Baseline Forecast | Industrial | Industrial - ID | Existing | Process | Natural Gas | Process Boiler | E8 |  | Baseline Forecast | 0 | 0 | 0 | 0 | 0 | 0 | 0 | 0 | 0 | 0 | 0 | 0 | 0 | 0 | 0 | 0 | 0 | 0 | 0 | 0 | 0 | 0 | 0 | 0 | 0 | 0 | 0
Industrial_Industrial - ID_Existing_Process_Natural Gas_Process Boiler_E9_Baseline Forecast | Industrial | Industrial - ID | Existing | Process | Natural Gas | Process Boiler | E9 |  | Baseline Forecast | 0 | 0 | 0 | 0 | 0 | 0 | 0 | 0 | 0 | 0 | 0 | 0 | 0 | 0 | 0 | 0 | 0 | 0 | 0 | 0 | 0 | 0 | 0 | 0 | 0 | 0 | 0
Industrial_Industrial - ID_Existing_Process_Natural Gas_Process Boiler_E10_Baseline Forecast | Industrial | Industrial - ID | Existing | Process | Natural Gas | Process Boiler | E10 |  | Baseline Forecast | 0 | 0 | 0 | 0 | 0 | 0 | 0 | 0 | 0 | 0 | 0 | 0 | 0 | 0 | 0 | 0 | 0 | 0 | 0 | 0 | 0 | 0 | 0 | 0 | 0 | 0 | 0
Industrial_Industrial - ID_Existing_Process_Natural Gas_Process Heating_E1_Baseline Forecast | Industrial | Industrial - ID | Existing | Process | Natural Gas | Process Heating | E1 | Standard | Baseline Forecast | 0 | 83.3321 | 97.4945 | 108.9537 | 103.0781 | 100.0491 | 99.0513 | 97.4142 | 95.6244 | 93.9814 | 92.3755 | 111.1836 | 110.2199 | 108.5882 | 105.5681 | 103.5655 | 102.142 | 100.3726 | 98.5662 | 96.88 | 95.2218 | 98.5716 | 96.403 | 94.1838 | 92.4218 | 90.8799 | 89.4135
Industrial_Industrial - ID_Existing_Process_Natural Gas_Process Heating_E2_Baseline Forecast | Industrial | Industrial - ID | Existing | Process | Natural Gas | Process Heating | E2 | ENERGY STAR (>42% Baking Efficiency) | Baseline Forecast | 0 | 0 | 0 | 0 | 0 | 0 | 0 | 0 | 0 | 0 | 0 | 0 | 0 | 0 | 0 | 0 | 0 | 0 | 0 | 0 | 0 | 0 | 0 | 0 | 0 | 0 | 0
Industrial_Industrial - ID_Existing_Process_Natural Gas_Process Heating_E3_Baseline Forecast | Industrial | Industrial - ID | Existing | Process | Natural Gas | Process Heating | E3 |  | Baseline Forecast | 0 | 0 | 0 | 0 | 0 | 0 | 0 | 0 | 0 | 0 | 0 | 0 | 0 | 0 | 0 | 0 | 0 | 0 | 0 | 0 | 0 | 0 | 0 | 0 | 0 | 0 | 0
Industrial_Industrial - ID_Existing_Process_Natural Gas_Process Heating_E4_Baseline Forecast | Industrial | Industrial - ID | Existing | Process | Natural Gas | Process Heating | E4 |  | Baseline Forecast | 0 | 0 | 0 | 0 | 0 | 0 | 0 | 0 | 0 | 0 | 0 | 0 | 0 | 0 | 0 | 0 | 0 | 0 | 0 | 0 | 0 | 0 | 0 | 0 | 0 | 0 | 0
Industrial_Industrial - ID_Existing_Process_Natural Gas_Process Heating_E5_Baseline Forecast | Industrial | Industrial - ID | Existing | Process | Natural Gas | Process Heating | E5 |  | Baseline Forecast | 0 | 0 | 0 | 0 | 0 | 0 | 0 | 0 | 0 | 0 | 0 | 0 | 0 | 0 | 0 | 0 | 0 | 0 | 0 | 0 | 0 | 0 | 0 | 0 | 0 | 0 | 0
Industrial_Industrial - ID_Existing_Process_Natural Gas_Process Heating_E6_Baseline Forecast | Industrial | Industrial - ID | Existing | Process | Natural Gas | Process Heating | E6 |  | Baseline Forecast | 0 | 0 | 0 | 0 | 0 | 0 | 0 | 0 | 0 | 0 | 0 | 0 | 0 | 0 | 0 | 0 | 0 | 0 | 0 | 0 | 0 | 0 | 0 | 0 | 0 | 0 | 0
Industrial_Industrial - ID_Existing_Process_Natural Gas_Process Heating_E7_Baseline Forecast | Industrial | Industrial - ID | Existing | Process | Natural Gas | Process Heating | E7 |  | Baseline Forecast | 0 | 0 | 0 | 0 | 0 | 0 | 0 | 0 | 0 | 0 | 0 | 0 | 0 | 0 | 0 | 0 | 0 | 0 | 0 | 0 | 0 | 0 | 0 | 0 | 0 | 0 | 0
Industrial_Industrial - ID_Existing_Process_Natural Gas_Process Heating_E8_Baseline Forecast | Industrial | Industrial - ID | Existing | Process | Natural Gas | Process Heating | E8 |  | Baseline Forecast | 0 | 0 | 0 | 0 | 0 | 0 | 0 | 0 | 0 | 0 | 0 | 0 | 0 | 0 | 0 | 0 | 0 | 0 | 0 | 0 | 0 | 0 | 0 | 0 | 0 | 0 | 0
Industrial_Industrial - ID_Existing_Process_Natural Gas_Process Heating_E9_Baseline Forecast | Industrial | Industrial - ID | Existing | Process | Natural Gas | Process Heating | E9 |  | Baseline Forecast | 0 | 0 | 0 | 0 | 0 | 0 | 0 | 0 | 0 | 0 | 0 | 0 | 0 | 0 | 0 | 0 | 0 | 0 | 0 | 0 | 0 | 0 | 0 | 0 | 0 | 0 | 0
Industrial_Industrial - ID_Existing_Process_Natural Gas_Process Heating_E10_Baseline Forecast | Industrial | Industrial - ID | Existing | Process | Natural Gas | Process Heating | E10 |  | Baseline Forecast | 0 | 0 | 0 | 0 | 0 | 0 | 0 | 0 | 0 | 0 | 0 | 0 | 0 | 0 | 0 | 0 | 0 | 0 | 0 | 0 | 0 | 0 | 0 | 0 | 0 | 0 | 0
Industrial_Industrial - ID_Existing_Process_Natural Gas_Process Cooling_E1_Baseline Forecast | Industrial | Industrial - ID | Existing | Process | Natural Gas | Process Cooling | E1 | Standard | Baseline Forecast | 0 | 83.3321 | 97.4945 | 108.9537 | 103.0781 | 100.0491 | 99.0513 | 97.4142 | 95.6244 | 93.9814 | 92.3755 | 111.1836 | 110.2199 | 108.5882 | 105.5681 | 103.5655 | 102.142 | 100.3726 | 98.5662 | 96.88 | 95.2218 | 98.5716 | 96.403 | 94.1838 | 92.4218 | 90.8799 | 89.4135
Industrial_Industrial - ID_Existing_Process_Natural Gas_Process Cooling_E2_Baseline Forecast | Industrial | Industrial - ID | Existing | Process | Natural Gas | Process Cooling | E2 | FTSC Qualified (>50% Cooking Efficiency) | Baseline Forecast | 0 | 0 | 0 | 0 | 0 | 0 | 0 | 0 | 0 | 0 | 0 | 0 | 0 | 0 | 0 | 0 | 0 | 0 | 0 | 0 | 0 | 0 | 0 | 0 | 0 | 0 | 0
Industrial_Industrial - ID_Existing_Process_Natural Gas_Process Cooling_E3_Baseline Forecast | Industrial | Industrial - ID | Existing | Process | Natural Gas | Process Cooling | E3 |  | Baseline Forecast | 0 | 0 | 0 | 0 | 0 | 0 | 0 | 0 | 0 | 0 | 0 | 0 | 0 | 0 | 0 | 0 | 0 | 0 | 0 | 0 | 0 | 0 | 0 | 0 | 0 | 0 | 0
Industrial_Industrial - ID_Existing_Process_Natural Gas_Process Cooling_E4_Baseline Forecast | Industrial | Industrial - ID | Existing | Process | Natural Gas | Process Cooling | E4 |  | Baseline Forecast | 0 | 0 | 0 | 0 | 0 | 0 | 0 | 0 | 0 | 0 | 0 | 0 | 0 | 0 | 0 | 0 | 0 | 0 | 0 | 0 | 0 | 0 | 0 | 0 | 0 | 0 | 0
Industrial_Industrial - ID_Existing_Process_Natural Gas_Process Cooling_E5_Baseline Forecast | Industrial | Industrial - ID | Existing | Process | Natural Gas | Process Cooling | E5 |  | Baseline Forecast | 0 | 0 | 0 | 0 | 0 | 0 | 0 | 0 | 0 | 0 | 0 | 0 | 0 | 0 | 0 | 0 | 0 | 0 | 0 | 0 | 0 | 0 | 0 | 0 | 0 | 0 | 0
Industrial_Industrial - ID_Existing_Process_Natural Gas_Process Cooling_E6_Baseline Forecast | Industrial | Industrial - ID | Existing | Process | Natural Gas | Process Cooling | E6 |  | Baseline Forecast | 0 | 0 | 0 | 0 | 0 | 0 | 0 | 0 | 0 | 0 | 0 | 0 | 0 | 0 | 0 | 0 | 0 | 0 | 0 | 0 | 0 | 0 | 0 | 0 | 0 | 0 | 0
Industrial_Industrial - ID_Existing_Process_Natural Gas_Process Cooling_E7_Baseline Forecast | Industrial | Industrial - ID | Existing | Process | Natural Gas | Process Cooling | E7 |  | Baseline Forecast | 0 | 0 | 0 | 0 | 0 | 0 | 0 | 0 | 0 | 0 | 0 | 0 | 0 | 0 | 0 | 0 | 0 | 0 | 0 | 0 | 0 | 0 | 0 | 0 | 0 | 0 | 0
Industrial_Industrial - ID_Existing_Process_Natural Gas_Process Cooling_E8_Baseline Forecast | Industrial | Industrial - ID | Existing | Process | Natural Gas | Process Cooling | E8 |  | Baseline Forecast | 0 | 0 | 0 | 0 | 0 | 0 | 0 | 0 | 0 | 0 | 0 | 0 | 0 | 0 | 0 | 0 | 0 | 0 | 0 | 0 | 0 | 0 | 0 | 0 | 0 | 0 | 0
Industrial_Industrial - ID_Existing_Process_Natural Gas_Process Cooling_E9_Baseline Forecast | Industrial | Industrial - ID | Existing | Process | Natural Gas | Process Cooling | E9 |  | Baseline Forecast | 0 | 0 | 0 | 0 | 0 | 0 | 0 | 0 | 0 | 0 | 0 | 0 | 0 | 0 | 0 | 0 | 0 | 0 | 0 | 0 | 0 | 0 | 0 | 0 | 0 | 0 | 0
Industrial_Industrial - ID_Existing_Process_Natural Gas_Process Cooling_E10_Baseline Forecast | Industrial | Industrial - ID | Existing | Process | Natural Gas | Process Cooling | E10 |  | Baseline Forecast | 0 | 0 | 0 | 0 | 0 | 0 | 0 | 0 | 0 | 0 | 0 | 0 | 0 | 0 | 0 | 0 | 0 | 0 | 0 | 0 | 0 | 0 | 0 | 0 | 0 | 0 | 0
Industrial_Industrial - ID_Existing_Process_Natural Gas_Other Process_E1_Baseline Forecast | Industrial | Industrial - ID | Existing | Process | Natural Gas | Other Process | E1 | Standard | Baseline Forecast | 0 | 83.3321 | 97.4945 | 108.9537 | 103.0781 | 100.0491 | 99.0513 | 97.4142 | 95.6244 | 93.9814 | 92.3755 | 111.1836 | 110.2199 | 108.5882 | 105.5681 | 103.5655 | 102.142 | 100.3726 | 98.5662 | 96.88 | 95.2218 | 98.5716 | 96.403 | 94.1838 | 92.4218 | 90.8799 | 89.4135
Industrial_Industrial - ID_Existing_Process_Natural Gas_Other Process_E2_Baseline Forecast | Industrial | Industrial - ID | Existing | Process | Natural Gas | Other Process | E2 | ENERGY STAR | Baseline Forecast | 0 | 0 | 0 | 0 | 0 | 0 | 0 | 0 | 0 | 0 | 0 | 0 | 0 | 0 | 0 | 0 | 0 | 0 | 0 | 0 | 0 | 0 | 0 | 0 | 0 | 0 | 0
Industrial_Industrial - ID_Existing_Process_Natural Gas_Other Process_E3_Baseline Forecast | Industrial | Industrial - ID | Existing | Process | Natural Gas | Other Process | E3 |  | Baseline Forecast | 0 | 0 | 0 | 0 | 0 | 0 | 0 | 0 | 0 | 0 | 0 | 0 | 0 | 0 | 0 | 0 | 0 | 0 | 0 | 0 | 0 | 0 | 0 | 0 | 0 | 0 | 0
Industrial_Industrial - ID_Existing_Process_Natural Gas_Other Process_E4_Baseline Forecast | Industrial | Industrial - ID | Existing | Process | Natural Gas | Other Process | E4 |  | Baseline Forecast | 0 | 0 | 0 | 0 | 0 | 0 | 0 | 0 | 0 | 0 | 0 | 0 | 0 | 0 | 0 | 0 | 0 | 0 | 0 | 0 | 0 | 0 | 0 | 0 | 0 | 0 | 0
Industrial_Industrial - ID_Existing_Process_Natural Gas_Other Process_E5_Baseline Forecast | Industrial | Industrial - ID | Existing | Process | Natural Gas | Other Process | E5 |  | Baseline Forecast | 0 | 0 | 0 | 0 | 0 | 0 | 0 | 0 | 0 | 0 | 0 | 0 | 0 | 0 | 0 | 0 | 0 | 0 | 0 | 0 | 0 | 0 | 0 | 0 | 0 | 0 | 0
Industrial_Industrial - ID_Existing_Process_Natural Gas_Other Process_E6_Baseline Forecast | Industrial | Industrial - ID | Existing | Process | Natural Gas | Other Process | E6 |  | Baseline Forecast | 0 | 0 | 0 | 0 | 0 | 0 | 0 | 0 | 0 | 0 | 0 | 0 | 0 | 0 | 0 | 0 | 0 | 0 | 0 | 0 | 0 | 0 | 0 | 0 | 0 | 0 | 0
Industrial_Industrial - ID_Existing_Process_Natural Gas_Other Process_E7_Baseline Forecast | Industrial | Industrial - ID | Existing | Process | Natural Gas | Other Process | E7 |  | Baseline Forecast | 0 | 0 | 0 | 0 | 0 | 0 | 0 | 0 | 0 | 0 | 0 | 0 | 0 | 0 | 0 | 0 | 0 | 0 | 0 | 0 | 0 | 0 | 0 | 0 | 0 | 0 | 0
Industrial_Industrial - ID_Existing_Process_Natural Gas_Other Process_E8_Baseline Forecast | Industrial | Industrial - ID | Existing | Process | Natural Gas | Other Process | E8 |  | Baseline Forecast | 0 | 0 | 0 | 0 | 0 | 0 | 0 | 0 | 0 | 0 | 0 | 0 | 0 | 0 | 0 | 0 | 0 | 0 | 0 | 0 | 0 | 0 | 0 | 0 | 0 | 0 | 0
Industrial_Industrial - ID_Existing_Process_Natural Gas_Other Process_E9_Baseline Forecast | Industrial | Industrial - ID | Existing | Process | Natural Gas | Other Process | E9 |  | Baseline Forecast | 0 | 0 | 0 | 0 | 0 | 0 | 0 | 0 | 0 | 0 | 0 | 0 | 0 | 0 | 0 | 0 | 0 | 0 | 0 | 0 | 0 | 0 | 0 | 0 | 0 | 0 | 0
Industrial_Industrial - ID_Existing_Process_Natural Gas_Other Process_E10_Baseline Forecast | Industrial | Industrial - ID | Existing | Process | Natural Gas | Other Process | E10 |  | Baseline Forecast | 0 | 0 | 0 | 0 | 0 | 0 | 0 | 0 | 0 | 0 | 0 | 0 | 0 | 0 | 0 | 0 | 0 | 0 | 0 | 0 | 0 | 0 | 0 | 0 | 0 | 0 | 0
Industrial_Industrial - ID_Existing_Miscellaneous_Natural Gas_Miscellaneous_E1_Baseline Forecast | Industrial | Industrial - ID | Existing | Miscellaneous | Natural Gas | Miscellaneous | E1 | Standard | Baseline Forecast | 0 | 83.3321 | 97.4945 | 108.9537 | 103.0781 | 100.0491 | 99.0513 | 97.4142 | 95.6244 | 93.9814 | 92.3755 | 111.1836 | 110.2199 | 108.5882 | 105.5681 | 103.5655 | 102.142 | 100.3726 | 98.5662 | 96.88 | 95.2218 | 98.5716 | 96.403 | 94.1838 | 92.4218 | 90.8799 | 89.4135
Industrial_Industrial - ID_Existing_Miscellaneous_Natural Gas_Miscellaneous_E2_Baseline Forecast | Industrial | Industrial - ID | Existing | Miscellaneous | Natural Gas | Miscellaneous | E2 | Infrared Burners | Baseline Forecast | 0 | 0 | 0 | 0 | 0 | 0 | 0 | 0 | 0 | 0 | 0 | 0 | 0 | 0 | 0 | 0 | 0 | 0 | 0 | 0 | 0 | 0 | 0 | 0 | 0 | 0 | 0
Industrial_Industrial - ID_Existing_Miscellaneous_Natural Gas_Miscellaneous_E3_Baseline Forecast | Industrial | Industrial - ID | Existing | Miscellaneous | Natural Gas | Miscellaneous | E3 |  | Baseline Forecast | 0 | 0 | 0 | 0 | 0 | 0 | 0 | 0 | 0 | 0 | 0 | 0 | 0 | 0 | 0 | 0 | 0 | 0 | 0 | 0 | 0 | 0 | 0 | 0 | 0 | 0 | 0
Industrial_Industrial - ID_Existing_Miscellaneous_Natural Gas_Miscellaneous_E4_Baseline Forecast | Industrial | Industrial - ID | Existing | Miscellaneous | Natural Gas | Miscellaneous | E4 |  | Baseline Forecast | 0 | 0 | 0 | 0 | 0 | 0 | 0 | 0 | 0 | 0 | 0 | 0 | 0 | 0 | 0 | 0 | 0 | 0 | 0 | 0 | 0 | 0 | 0 | 0 | 0 | 0 | 0
Industrial_Industrial - ID_Existing_Miscellaneous_Natural Gas_Miscellaneous_E5_Baseline Forecast | Industrial | Industrial - ID | Existing | Miscellaneous | Natural Gas | Miscellaneous | E5 |  | Baseline Forecast | 0 | 0 | 0 | 0 | 0 | 0 | 0 | 0 | 0 | 0 | 0 | 0 | 0 | 0 | 0 | 0 | 0 | 0 | 0 | 0 | 0 | 0 | 0 | 0 | 0 | 0 | 0
Industrial_Industrial - ID_Existing_Miscellaneous_Natural Gas_Miscellaneous_E6_Baseline Forecast | Industrial | Industrial - ID | Existing | Miscellaneous | Natural Gas | Miscellaneous | E6 |  | Baseline Forecast | 0 | 0 | 0 | 0 | 0 | 0 | 0 | 0 | 0 | 0 | 0 | 0 | 0 | 0 | 0 | 0 | 0 | 0 | 0 | 0 | 0 | 0 | 0 | 0 | 0 | 0 | 0
Industrial_Industrial - ID_Existing_Miscellaneous_Natural Gas_Miscellaneous_E7_Baseline Forecast | Industrial | Industrial - ID | Existing | Miscellaneous | Natural Gas | Miscellaneous | E7 |  | Baseline Forecast | 0 | 0 | 0 | 0 | 0 | 0 | 0 | 0 | 0 | 0 | 0 | 0 | 0 | 0 | 0 | 0 | 0 | 0 | 0 | 0 | 0 | 0 | 0 | 0 | 0 | 0 | 0
Industrial_Industrial - ID_Existing_Miscellaneous_Natural Gas_Miscellaneous_E8_Baseline Forecast | Industrial | Industrial - ID | Existing | Miscellaneous | Natural Gas | Miscellaneous | E8 |  | Baseline Forecast | 0 | 0 | 0 | 0 | 0 | 0 | 0 | 0 | 0 | 0 | 0 | 0 | 0 | 0 | 0 | 0 | 0 | 0 | 0 | 0 | 0 | 0 | 0 | 0 | 0 | 0 | 0
Industrial_Industrial - ID_Existing_Miscellaneous_Natural Gas_Miscellaneous_E9_Baseline Forecast | Industrial | Industrial - ID | Existing | Miscellaneous | Natural Gas | Miscellaneous | E9 |  | Baseline Forecast | 0 | 0 | 0 | 0 | 0 | 0 | 0 | 0 | 0 | 0 | 0 | 0 | 0 | 0 | 0 | 0 | 0 | 0 | 0 | 0 | 0 | 0 | 0 | 0 | 0 | 0 | 0
Industrial_Industrial - ID_Existing_Miscellaneous_Natural Gas_Miscellaneous_E10_Baseline Forecast | Industrial | Industrial - ID | Existing | Miscellaneous | Natural Gas | Miscellaneous | E10 |  | Baseline Forecast | 0 | 0 | 0 | 0 | 0 | 0 | 0 | 0 | 0 | 0 | 0 | 0 | 0 | 0 | 0 | 0 | 0 | 0 | 0 | 0 | 0 | 0 | 0 | 0 | 0 | 0 | 0
Industrial_Industrial - ID_New_Space Heating_Natural Gas_Furnace_E1_Baseline Forecast | Industrial | Industrial - ID | New | Space Heating | Natural Gas | Furnace | E1 | Standard | Baseline Forecast | 0 | 0.26312 | 0.72048 | 0 | 0 | 0 | 0 | 0 | 0 | 0 | 0 | 0 | 0 | 0 | 0 | 0 | 0 | 0 | 0 | 0 | 0 | 0 | 0 | 0 | 0 | 0 | 0
Industrial_Industrial - ID_New_Space Heating_Natural Gas_Furnace_E2_Baseline Forecast | Industrial | Industrial - ID | New | Space Heating | Natural Gas | Furnace | E2 | ENERGY STAR | Baseline Forecast | 0 | 0 | 0 | 5.4429 | 5.1715 | 5.1486 | 5.0078 | 4.9207 | 4.8351 | 4.751 | 4.6684 | 4.5872 | 4.5073 | 4.4289 | 4.3518 | 4.276 | 4.2016 | 4.1284 | 4.0565 | 4.0061 | 3.9905 | 4.3352 | 4.6285 | 4.8934 | 5.1232 | 5.3248 | 5.5004
Industrial_Industrial - ID_New_Space Heating_Natural Gas_Furnace_E3_Baseline Forecast | Industrial | Industrial - ID | New | Space Heating | Natural Gas | Furnace | E3 |  | Baseline Forecast | 0 | 0 | 0 | 0 | 0 | 0 | 0 | 0 | 0 | 0 | 0 | 0 | 0 | 0 | 0 | 0 | 0 | 0 | 0 | 0 | 0 | 0 | 0 | 0 | 0 | 0 | 0
Industrial_Industrial - ID_New_Space Heating_Natural Gas_Furnace_E4_Baseline Forecast | Industrial | Industrial - ID | New | Space Heating | Natural Gas | Furnace | E4 |  | Baseline Forecast | 0 | 0 | 0 | 0 | 0 | 0 | 0 | 0 | 0 | 0 | 0 | 0 | 0 | 0 | 0 | 0 | 0 | 0 | 0 | 0 | 0 | 0 | 0 | 0 | 0 | 0 | 0
Industrial_Industrial - ID_New_Space Heating_Natural Gas_Furnace_E5_Baseline Forecast | Industrial | Industrial - ID | New | Space Heating | Natural Gas | Furnace | E5 |  | Baseline Forecast | 0 | 0 | 0 | 0 | 0 | 0 | 0 | 0 | 0 | 0 | 0 | 0 | 0 | 0 | 0 | 0 | 0 | 0 | 0 | 0 | 0 | 0 | 0 | 0 | 0 | 0 | 0
Industrial_Industrial - ID_New_Space Heating_Natural Gas_Furnace_E6_Baseline Forecast | Industrial | Industrial - ID | New | Space Heating | Natural Gas | Furnace | E6 |  | Baseline Forecast | 0 | 0 | 0 | 0 | 0 | 0 | 0 | 0 | 0 | 0 | 0 | 0 | 0 | 0 | 0 | 0 | 0 | 0 | 0 | 0 | 0 | 0 | 0 | 0 | 0 | 0 | 0
Industrial_Industrial - ID_New_Space Heating_Natural Gas_Furnace_E7_Baseline Forecast | Industrial | Industrial - ID | New | Space Heating | Natural Gas | Furnace | E7 |  | Baseline Forecast | 0 | 0 | 0 | 0 | 0 | 0 | 0 | 0 | 0 | 0 | 0 | 0 | 0 | 0 | 0 | 0 | 0 | 0 | 0 | 0 | 0 | 0 | 0 | 0 | 0 | 0 | 0
Industrial_Industrial - ID_New_Space Heating_Natural Gas_Furnace_E8_Baseline Forecast | Industrial | Industrial - ID | New | Space Heating | Natural Gas | Furnace | E8 |  | Baseline Forecast | 0 | 0 | 0 | 0 | 0 | 0 | 0 | 0 | 0 | 0 | 0 | 0 | 0 | 0 | 0 | 0 | 0 | 0 | 0 | 0 | 0 | 0 | 0 | 0 | 0 | 0 | 0
Industrial_Industrial - ID_New_Space Heating_Natural Gas_Furnace_E9_Baseline Forecast | Industrial | Industrial - ID | New | Space Heating | Natural Gas | Furnace | E9 |  | Baseline Forecast | 0 | 0 | 0 | 0 | 0 | 0 | 0 | 0 | 0 | 0 | 0 | 0 | 0 | 0 | 0 | 0 | 0 | 0 | 0 | 0 | 0 | 0 | 0 | 0 | 0 | 0 | 0
Industrial_Industrial - ID_New_Space Heating_Natural Gas_Furnace_E10_Baseline Forecast | Industrial | Industrial - ID | New | Space Heating | Natural Gas | Furnace | E10 |  | Baseline Forecast | 0 | 0 | 0 | 0 | 0 | 0 | 0 | 0 | 0 | 0 | 0 | 0 | 0 | 0 | 0 | 0 | 0 | 0 | 0 | 0 | 0 | 0 | 0 | 0 | 0 | 0 | 0
Industrial_Industrial - ID_New_Space Heating_Natural Gas_Boiler_E1_Baseline Forecast | Industrial | Industrial - ID | New | Space Heating | Natural Gas | Boiler | E1 | Standard | Baseline Forecast | 0 | 0.41991 | 1.1498 | 8.6863 | 8.2532 | 8.2165 | 7.9918 | 7.8528 | 7.7163 | 7.5821 | 7.4502 | 7.3206 | 7.1932 | 7.068 | 6.945 | 6.8241 | 6.7052 | 6.5885 | 6.4737 | 6.3609 | 6.2501 | 6.1412 | 6.0723 | 6.0682 | 6.7418 | 7.3072 | 7.8103
Industrial_Industrial - ID_New_Space Heating_Natural Gas_Boiler_E2_Baseline Forecast | Industrial | Industrial - ID | New | Space Heating | Natural Gas | Boiler | E2 | High Efficiency | Baseline Forecast | 0 | 0 | 0 | 0 | 0 | 0 | 0 | 0 | 0 | 0 | 0 | 0 | 0 | 0 | 0 | 0 | 0 | 0 | 0 | 0 | 0 | 0 | 0 | 0 | 0 | 0 | 0
Industrial_Industrial - ID_New_Space Heating_Natural Gas_Boiler_E3_Baseline Forecast | Industrial | Industrial - ID | New | Space Heating | Natural Gas | Boiler | E3 |  | Baseline Forecast | 0 | 0 | 0 | 0 | 0 | 0 | 0 | 0 | 0 | 0 | 0 | 0 | 0 | 0 | 0 | 0 | 0 | 0 | 0 | 0 | 0 | 0 | 0 | 0 | 0 | 0 | 0
Industrial_Industrial - ID_New_Space Heating_Natural Gas_Boiler_E4_Baseline Forecast | Industrial | Industrial - ID | New | Space Heating | Natural Gas | Boiler | E4 |  | Baseline Forecast | 0 | 0 | 0 | 0 | 0 | 0 | 0 | 0 | 0 | 0 | 0 | 0 | 0 | 0 | 0 | 0 | 0 | 0 | 0 | 0 | 0 | 0 | 0 | 0 | 0 | 0 | 0
Industrial_Industrial - ID_New_Space Heating_Natural Gas_Boiler_E5_Baseline Forecast | Industrial | Industrial - ID | New | Space Heating | Natural Gas | Boiler | E5 |  | Baseline Forecast | 0 | 0 | 0 | 0 | 0 | 0 | 0 | 0 | 0 | 0 | 0 | 0 | 0 | 0 | 0 | 0 | 0 | 0 | 0 | 0 | 0 | 0 | 0 | 0 | 0 | 0 | 0
Industrial_Industrial - ID_New_Space Heating_Natural Gas_Boiler_E6_Baseline Forecast | Industrial | Industrial - ID | New | Space Heating | Natural Gas | Boiler | E6 |  | Baseline Forecast | 0 | 0 | 0 | 0 | 0 | 0 | 0 | 0 | 0 | 0 | 0 | 0 | 0 | 0 | 0 | 0 | 0 | 0 | 0 | 0 | 0 | 0 | 0 | 0 | 0 | 0 | 0
Industrial_Industrial - ID_New_Space Heating_Natural Gas_Boiler_E7_Baseline Forecast | Industrial | Industrial - ID | New | Space Heating | Natural Gas | Boiler | E7 |  | Baseline Forecast | 0 | 0 | 0 | 0 | 0 | 0 | 0 | 0 | 0 | 0 | 0 | 0 | 0 | 0 | 0 | 0 | 0 | 0 | 0 | 0 | 0 | 0 | 0 | 0 | 0 | 0 | 0
Industrial_Industrial - ID_New_Space Heating_Natural Gas_Boiler_E8_Baseline Forecast | Industrial | Industrial - ID | New | Space Heating | Natural Gas | Boiler | E8 |  | Baseline Forecast | 0 | 0 | 0 | 0 | 0 | 0 | 0 | 0 | 0 | 0 | 0 | 0 | 0 | 0 | 0 | 0 | 0 | 0 | 0 | 0 | 0 | 0 | 0 | 0 | 0 | 0 | 0
Industrial_Industrial - ID_New_Space Heating_Natural Gas_Boiler_E9_Baseline Forecast | Industrial | Industrial - ID | New | Space Heating | Natural Gas | Boiler | E9 |  | Baseline Forecast | 0 | 0 | 0 | 0 | 0 | 0 | 0 | 0 | 0 | 0 | 0 | 0 | 0 | 0 | 0 | 0 | 0 | 0 | 0 | 0 | 0 | 0 | 0 | 0 | 0 | 0 | 0
Industrial_Industrial - ID_New_Space Heating_Natural Gas_Boiler_E10_Baseline Forecast | Industrial | Industrial - ID | New | Space Heating | Natural Gas | Boiler | E10 |  | Baseline Forecast | 0 | 0 | 0 | 0 | 0 | 0 | 0 | 0 | 0 | 0 | 0 | 0 | 0 | 0 | 0 | 0 | 0 | 0 | 0 | 0 | 0 | 0 | 0 | 0 | 0 | 0 | 0
Industrial_Industrial - ID_New_Space Heating_Natural Gas_Unit Heater_E1_Baseline Forecast | Industrial | Industrial - ID | New | Space Heating | Natural Gas | Unit Heater | E1 | Standard | Baseline Forecast | 0 | 0.13156 | 0.36024 | 2.7215 | 2.5858 | 2.5743 | 2.5039 | 2.4603 | 2.4176 | 2.3755 | 2.3342 | 2.2936 | 2.2537 | 2.2144 | 2.1759 | 2.138 | 2.1008 | 2.0762 | 2.0719 | 2.28 | 2.4542 | 2.609 | 2.7409 | 2.8543 | 2.951 | 3.0328 | 3.101
Industrial_Industrial - ID_New_Space Heating_Natural Gas_Unit Heater_E2_Baseline Forecast | Industrial | Industrial - ID | New | Space Heating | Natural Gas | Unit Heater | E2 | ENERGY STAR | Baseline Forecast | 0 | 0 | 0 | 0 | 0 | 0 | 0 | 0 | 0 | 0 | 0 | 0 | 0 | 0 | 0 | 0 | 0 | 0 | 0 | 0 | 0 | 0 | 0 | 0 | 0 | 0 | 0
Industrial_Industrial - ID_New_Space Heating_Natural Gas_Unit Heater_E3_Baseline Forecast | Industrial | Industrial - ID | New | Space Heating | Natural Gas | Unit Heater | E3 |  | Baseline Forecast | 0 | 0 | 0 | 0 | 0 | 0 | 0 | 0 | 0 | 0 | 0 | 0 | 0 | 0 | 0 | 0 | 0 | 0 | 0 | 0 | 0 | 0 | 0 | 0 | 0 | 0 | 0
Industrial_Industrial - ID_New_Space Heating_Natural Gas_Unit Heater_E4_Baseline Forecast | Industrial | Industrial - ID | New | Space Heating | Natural Gas | Unit Heater | E4 |  | Baseline Forecast | 0 | 0 | 0 | 0 | 0 | 0 | 0 | 0 | 0 | 0 | 0 | 0 | 0 | 0 | 0 | 0 | 0 | 0 | 0 | 0 | 0 | 0 | 0 | 0 | 0 | 0 | 0
Industrial_Industrial - ID_New_Space Heating_Natural Gas_Unit Heater_E5_Baseline Forecast | Industrial | Industrial - ID | New | Space Heating | Natural Gas | Unit Heater | E5 |  | Baseline Forecast | 0 | 0 | 0 | 0 | 0 | 0 | 0 | 0 | 0 | 0 | 0 | 0 | 0 | 0 | 0 | 0 | 0 | 0 | 0 | 0 | 0 | 0 | 0 | 0 | 0 | 0 | 0
Industrial_Industrial - ID_New_Space Heating_Natural Gas_Unit Heater_E6_Baseline Forecast | Industrial | Industrial - ID | New | Space Heating | Natural Gas | Unit Heater | E6 |  | Baseline Forecast | 0 | 0 | 0 | 0 | 0 | 0 | 0 | 0 | 0 | 0 | 0 | 0 | 0 | 0 | 0 | 0 | 0 | 0 | 0 | 0 | 0 | 0 | 0 | 0 | 0 | 0 | 0
Industrial_Industrial - ID_New_Space Heating_Natural Gas_Unit Heater_E7_Baseline Forecast | Industrial | Industrial - ID | New | Space Heating | Natural Gas | Unit Heater | E7 |  | Baseline Forecast | 0 | 0 | 0 | 0 | 0 | 0 | 0 | 0 | 0 | 0 | 0 | 0 | 0 | 0 | 0 | 0 | 0 | 0 | 0 | 0 | 0 | 0 | 0 | 0 | 0 | 0 | 0
Industrial_Industrial - ID_New_Space Heating_Natural Gas_Unit Heater_E8_Baseline Forecast | Industrial | Industrial - ID | New | Space Heating | Natural Gas | Unit Heater | E8 |  | Baseline Forecast | 0 | 0 | 0 | 0 | 0 | 0 | 0 | 0 | 0 | 0 | 0 | 0 | 0 | 0 | 0 | 0 | 0 | 0 | 0 | 0 | 0 | 0 | 0 | 0 | 0 | 0 | 0
Industrial_Industrial - ID_New_Space Heating_Natural Gas_Unit Heater_E9_Baseline Forecast | Industrial | Industrial - ID | New | Space Heating | Natural Gas | Unit Heater | E9 |  | Baseline Forecast | 0 | 0 | 0 | 0 | 0 | 0 | 0 | 0 | 0 | 0 | 0 | 0 | 0 | 0 | 0 | 0 | 0 | 0 | 0 | 0 | 0 | 0 | 0 | 0 | 0 | 0 | 0
Industrial_Industrial - ID_New_Space Heating_Natural Gas_Unit Heater_E10_Baseline Forecast | Industrial | Industrial - ID | New | Space Heating | Natural Gas | Unit Heater | E10 |  | Baseline Forecast | 0 | 0 | 0 | 0 | 0 | 0 | 0 | 0 | 0 | 0 | 0 | 0 | 0 | 0 | 0 | 0 | 0 | 0 | 0 | 0 | 0 | 0 | 0 | 0 | 0 | 0 | 0
Industrial_Industrial - ID_New_Process_Natural Gas_Process Boiler_E1_Baseline Forecast | Industrial | Industrial - ID | New | Process | Natural Gas | Process Boiler | E1 | Standard | Baseline Forecast | 0 | 0.81459 | 2.2305 | 16.8507 | 16.1269 | 16.3577 | 18.2693 | 19.9085 | 21.3126 | 22.7559 | 24.1945 | 25.8333 | 27.5879 | 33.1134 | 33.5826 | 34.4836 | 36.5055 | 38.1972 | 39.679 | 41.2215 | 42.7564 | 44.3151 | 45.8786 | 48.5106 | 49.4905 | 50.6543 | 52.3298
Industrial_Industrial - ID_New_Process_Natural Gas_Process Boiler_E2_Baseline Forecast | Industrial | Industrial - ID | New | Process | Natural Gas | Process Boiler | E2 | ENERGY STAR | Baseline Forecast | 0 | 0 | 0 | 0 | 0 | 0 | 0 | 0 | 0 | 0 | 0 | 0 | 0 | 0 | 0 | 0 | 0 | 0 | 0 | 0 | 0 | 0 | 0 | 0 | 0 | 0 | 0
Industrial_Industrial - ID_New_Process_Natural Gas_Process Boiler_E3_Baseline Forecast | Industrial | Industrial - ID | New | Process | Natural Gas | Process Boiler | E3 |  | Baseline Forecast | 0 | 0 | 0 | 0 | 0 | 0 | 0 | 0 | 0 | 0 | 0 | 0 | 0 | 0 | 0 | 0 | 0 | 0 | 0 | 0 | 0 | 0 | 0 | 0 | 0 | 0 | 0
Industrial_Industrial - ID_New_Process_Natural Gas_Process Boiler_E4_Baseline Forecast | Industrial | Industrial - ID | New | Process | Natural Gas | Process Boiler | E4 |  | Baseline Forecast | 0 | 0 | 0 | 0 | 0 | 0 | 0 | 0 | 0 | 0 | 0 | 0 | 0 | 0 | 0 | 0 | 0 | 0 | 0 | 0 | 0 | 0 | 0 | 0 | 0 | 0 | 0
Industrial_Industrial - ID_New_Process_Natural Gas_Process Boiler_E5_Baseline Forecast | Industrial | Industrial - ID | New | Process | Natural Gas | Process Boiler | E5 |  | Baseline Forecast | 0 | 0 | 0 | 0 | 0 | 0 | 0 | 0 | 0 | 0 | 0 | 0 | 0 | 0 | 0 | 0 | 0 | 0 | 0 | 0 | 0 | 0 | 0 | 0 | 0 | 0 | 0
Industrial_Industrial - ID_New_Process_Natural Gas_Process Boiler_E6_Baseline Forecast | Industrial | Industrial - ID | New | Process | Natural Gas | Process Boiler | E6 |  | Baseline Forecast | 0 | 0 | 0 | 0 | 0 | 0 | 0 | 0 | 0 | 0 | 0 | 0 | 0 | 0 | 0 | 0 | 0 | 0 | 0 | 0 | 0 | 0 | 0 | 0 | 0 | 0 | 0
Industrial_Industrial - ID_New_Process_Natural Gas_Process Boiler_E7_Baseline Forecast | Industrial | Industrial - ID | New | Process | Natural Gas | Process Boiler | E7 |  | Baseline Forecast | 0 | 0 | 0 | 0 | 0 | 0 | 0 | 0 | 0 | 0 | 0 | 0 | 0 | 0 | 0 | 0 | 0 | 0 | 0 | 0 | 0 | 0 | 0 | 0 | 0 | 0 | 0
Industrial_Industrial - ID_New_Process_Natural Gas_Process Boiler_E8_Baseline Forecast | Industrial | Industrial - ID | New | Process | Natural Gas | Process Boiler | E8 |  | Baseline Forecast | 0 | 0 | 0 | 0 | 0 | 0 | 0 | 0 | 0 | 0 | 0 | 0 | 0 | 0 | 0 | 0 | 0 | 0 | 0 | 0 | 0 | 0 | 0 | 0 | 0 | 0 | 0
Industrial_Industrial - ID_New_Process_Natural Gas_Process Boiler_E9_Baseline Forecast | Industrial | Industrial - ID | New | Process | Natural Gas | Process Boiler | E9 |  | Baseline Forecast | 0 | 0 | 0 | 0 | 0 | 0 | 0 | 0 | 0 | 0 | 0 | 0 | 0 | 0 | 0 | 0 | 0 | 0 | 0 | 0 | 0 | 0 | 0 | 0 | 0 | 0 | 0
Industrial_Industrial - ID_New_Process_Natural Gas_Process Boiler_E10_Baseline Forecast | Industrial | Industrial - ID | New | Process | Natural Gas | Process Boiler | E10 |  | Baseline Forecast | 0 | 0 | 0 | 0 | 0 | 0 | 0 | 0 | 0 | 0 | 0 | 0 | 0 | 0 | 0 | 0 | 0 | 0 | 0 | 0 | 0 | 0 | 0 | 0 | 0 | 0 | 0
Industrial_Industrial - ID_New_Process_Natural Gas_Process Heating_E1_Baseline Forecast | Industrial | Industrial - ID | New | Process | Natural Gas | Process Heating | E1 | Standard (EF .82) | Baseline Forecast | 0 | 0.81459 | 2.2305 | 16.8507 | 16.1269 | 16.3577 | 18.2693 | 19.9085 | 21.3126 | 22.7559 | 24.1945 | 25.8333 | 27.5879 | 33.1134 | 33.5826 | 34.4836 | 36.5055 | 38.1972 | 39.679 | 41.2215 | 42.7564 | 44.3151 | 45.8786 | 48.5106 | 49.4905 | 50.6543 | 52.3298
Industrial_Industrial - ID_New_Process_Natural Gas_Process Heating_E2_Baseline Forecast | Industrial | Industrial - ID | New | Process | Natural Gas | Process Heating | E2 | Condensing (EF .90) | Baseline Forecast | 0 | 0 | 0 | 0 | 0 | 0 | 0 | 0 | 0 | 0 | 0 | 0 | 0 | 0 | 0 | 0 | 0 | 0 | 0 | 0 | 0 | 0 | 0 | 0 | 0 | 0 | 0
Industrial_Industrial - ID_New_Process_Natural Gas_Process Heating_E3_Baseline Forecast | Industrial | Industrial - ID | New | Process | Natural Gas | Process Heating | E3 |  | Baseline Forecast | 0 | 0 | 0 | 0 | 0 | 0 | 0 | 0 | 0 | 0 | 0 | 0 | 0 | 0 | 0 | 0 | 0 | 0 | 0 | 0 | 0 | 0 | 0 | 0 | 0 | 0 | 0
Industrial_Industrial - ID_New_Process_Natural Gas_Process Heating_E4_Baseline Forecast | Industrial | Industrial - ID | New | Process | Natural Gas | Process Heating | E4 |  | Baseline Forecast | 0 | 0 | 0 | 0 | 0 | 0 | 0 | 0 | 0 | 0 | 0 | 0 | 0 | 0 | 0 | 0 | 0 | 0 | 0 | 0 | 0 | 0 | 0 | 0 | 0 | 0 | 0
Industrial_Industrial - ID_New_Process_Natural Gas_Process Heating_E5_Baseline Forecast | Industrial | Industrial - ID | New | Process | Natural Gas | Process Heating | E5 |  | Baseline Forecast | 0 | 0 | 0 | 0 | 0 | 0 | 0 | 0 | 0 | 0 | 0 | 0 | 0 | 0 | 0 | 0 | 0 | 0 | 0 | 0 | 0 | 0 | 0 | 0 | 0 | 0 | 0
Industrial_Industrial - ID_New_Process_Natural Gas_Process Heating_E6_Baseline Forecast | Industrial | Industrial - ID | New | Process | Natural Gas | Process Heating | E6 |  | Baseline Forecast | 0 | 0 | 0 | 0 | 0 | 0 | 0 | 0 | 0 | 0 | 0 | 0 | 0 | 0 | 0 | 0 | 0 | 0 | 0 | 0 | 0 | 0 | 0 | 0 | 0 | 0 | 0
Industrial_Industrial - ID_New_Process_Natural Gas_Process Heating_E7_Baseline Forecast | Industrial | Industrial - ID | New | Process | Natural Gas | Process Heating | E7 |  | Baseline Forecast | 0 | 0 | 0 | 0 | 0 | 0 | 0 | 0 | 0 | 0 | 0 | 0 | 0 | 0 | 0 | 0 | 0 | 0 | 0 | 0 | 0 | 0 | 0 | 0 | 0 | 0 | 0
Industrial_Industrial - ID_New_Process_Natural Gas_Process Heating_E8_Baseline Forecast | Industrial | Industrial - ID | New | Process | Natural Gas | Process Heating | E8 |  | Baseline Forecast | 0 | 0 | 0 | 0 | 0 | 0 | 0 | 0 | 0 | 0 | 0 | 0 | 0 | 0 | 0 | 0 | 0 | 0 | 0 | 0 | 0 | 0 | 0 | 0 | 0 | 0 | 0
Industrial_Industrial - ID_New_Process_Natural Gas_Process Heating_E9_Baseline Forecast | Industrial | Industrial - ID | New | Process | Natural Gas | Process Heating | E9 |  | Baseline Forecast | 0 | 0 | 0 | 0 | 0 | 0 | 0 | 0 | 0 | 0 | 0 | 0 | 0 | 0 | 0 | 0 | 0 | 0 | 0 | 0 | 0 | 0 | 0 | 0 | 0 | 0 | 0
Industrial_Industrial - ID_New_Process_Natural Gas_Process Heating_E10_Baseline Forecast | Industrial | Industrial - ID | New | Process | Natural Gas | Process Heating | E10 |  | Baseline Forecast | 0 | 0 | 0 | 0 | 0 | 0 | 0 | 0 | 0 | 0 | 0 | 0 | 0 | 0 | 0 | 0 | 0 | 0 | 0 | 0 | 0 | 0 | 0 | 0 | 0 | 0 | 0
Industrial_Industrial - ID_New_Process_Natural Gas_Process Cooling_E1_Baseline Forecast | Industrial | Industrial - ID | New | Process | Natural Gas | Process Cooling | E1 | Standard | Baseline Forecast | 0 | 0.81459 | 2.2305 | 16.8507 | 16.1269 | 16.3577 | 18.2693 | 19.9085 | 21.3126 | 22.7559 | 24.1945 | 25.8333 | 27.5879 | 33.1134 | 33.5826 | 34.4836 | 36.5055 | 38.1972 | 39.679 | 41.2215 | 42.7564 | 44.3151 | 45.8786 | 48.5106 | 49.4905 | 50.6543 | 52.3298
Industrial_Industrial - ID_New_Process_Natural Gas_Process Cooling_E2_Baseline Forecast | Industrial | Industrial - ID | New | Process | Natural Gas | Process Cooling | E2 |  | Baseline Forecast | 0 | 0 | 0 | 0 | 0 | 0 | 0 | 0 | 0 | 0 | 0 | 0 | 0 | 0 | 0 | 0 | 0 | 0 | 0 | 0 | 0 | 0 | 0 | 0 | 0 | 0 | 0
Industrial_Industrial - ID_New_Process_Natural Gas_Process Cooling_E3_Baseline Forecast | Industrial | Industrial - ID | New | Process | Natural Gas | Process Cooling | E3 |  | Baseline Forecast | 0 | 0 | 0 | 0 | 0 | 0 | 0 | 0 | 0 | 0 | 0 | 0 | 0 | 0 | 0 | 0 | 0 | 0 | 0 | 0 | 0 | 0 | 0 | 0 | 0 | 0 | 0
Industrial_Industrial - ID_New_Process_Natural Gas_Process Cooling_E4_Baseline Forecast | Industrial | Industrial - ID | New | Process | Natural Gas | Process Cooling | E4 |  | Baseline Forecast | 0 | 0 | 0 | 0 | 0 | 0 | 0 | 0 | 0 | 0 | 0 | 0 | 0 | 0 | 0 | 0 | 0 | 0 | 0 | 0 | 0 | 0 | 0 | 0 | 0 | 0 | 0
Industrial_Industrial - ID_New_Process_Natural Gas_Process Cooling_E5_Baseline Forecast | Industrial | Industrial - ID | New | Process | Natural Gas | Process Cooling | E5 |  | Baseline Forecast | 0 | 0 | 0 | 0 | 0 | 0 | 0 | 0 | 0 | 0 | 0 | 0 | 0 | 0 | 0 | 0 | 0 | 0 | 0 | 0 | 0 | 0 | 0 | 0 | 0 | 0 | 0
Industrial_Industrial - ID_New_Process_Natural Gas_Process Cooling_E6_Baseline Forecast | Industrial | Industrial - ID | New | Process | Natural Gas | Process Cooling | E6 |  | Baseline Forecast | 0 | 0 | 0 | 0 | 0 | 0 | 0 | 0 | 0 | 0 | 0 | 0 | 0 | 0 | 0 | 0 | 0 | 0 | 0 | 0 | 0 | 0 | 0 | 0 | 0 | 0 | 0
Industrial_Industrial - ID_New_Process_Natural Gas_Process Cooling_E7_Baseline Forecast | Industrial | Industrial - ID | New | Process | Natural Gas | Process Cooling | E7 |  | Baseline Forecast | 0 | 0 | 0 | 0 | 0 | 0 | 0 | 0 | 0 | 0 | 0 | 0 | 0 | 0 | 0 | 0 | 0 | 0 | 0 | 0 | 0 | 0 | 0 | 0 | 0 | 0 | 0
Industrial_Industrial - ID_New_Process_Natural Gas_Process Cooling_E8_Baseline Forecast | Industrial | Industrial - ID | New | Process | Natural Gas | Process Cooling | E8 |  | Baseline Forecast | 0 | 0 | 0 | 0 | 0 | 0 | 0 | 0 | 0 | 0 | 0 | 0 | 0 | 0 | 0 | 0 | 0 | 0 | 0 | 0 | 0 | 0 | 0 | 0 | 0 | 0 | 0
Industrial_Industrial - ID_New_Process_Natural Gas_Process Cooling_E9_Baseline Forecast | Industrial | Industrial - ID | New | Process | Natural Gas | Process Cooling | E9 |  | Baseline Forecast | 0 | 0 | 0 | 0 | 0 | 0 | 0 | 0 | 0 | 0 | 0 | 0 | 0 | 0 | 0 | 0 | 0 | 0 | 0 | 0 | 0 | 0 | 0 | 0 | 0 | 0 | 0
Industrial_Industrial - ID_New_Process_Natural Gas_Process Cooling_E10_Baseline Forecast | Industrial | Industrial - ID | New | Process | Natural Gas | Process Cooling | E10 |  | Baseline Forecast | 0 | 0 | 0 | 0 | 0 | 0 | 0 | 0 | 0 | 0 | 0 | 0 | 0 | 0 | 0 | 0 | 0 | 0 | 0 | 0 | 0 | 0 | 0 | 0 | 0 | 0 | 0
Industrial_Industrial - ID_New_Process_Natural Gas_Other Process_E1_Baseline Forecast | Industrial | Industrial - ID | New | Process | Natural Gas | Other Process | E1 | AFUE 80% (Standard) | Baseline Forecast | 0 | 0.81459 | 2.2305 | 16.8507 | 16.1269 | 16.3577 | 18.2693 | 19.9085 | 21.3126 | 22.7559 | 24.1945 | 25.8333 | 27.5879 | 33.1134 | 33.5826 | 34.4836 | 36.5055 | 38.1972 | 39.679 | 41.2215 | 42.7564 | 44.3151 | 45.8786 | 48.5106 | 49.4905 | 50.6543 | 52.3298
Industrial_Industrial - ID_New_Process_Natural Gas_Other Process_E2_Baseline Forecast | Industrial | Industrial - ID | New | Process | Natural Gas | Other Process | E2 | AFUE 90% | Baseline Forecast | 0 | 0 | 0 | 0 | 0 | 0 | 0 | 0 | 0 | 0 | 0 | 0 | 0 | 0 | 0 | 0 | 0 | 0 | 0 | 0 | 0 | 0 | 0 | 0 | 0 | 0 | 0
Industrial_Industrial - ID_New_Process_Natural Gas_Other Process_E3_Baseline Forecast | Industrial | Industrial - ID | New | Process | Natural Gas | Other Process | E3 | AFUE 96% | Baseline Forecast | 0 | 0 | 0 | 0 | 0 | 0 | 0 | 0 | 0 | 0 | 0 | 0 | 0 | 0 | 0 | 0 | 0 | 0 | 0 | 0 | 0 | 0 | 0 | 0 | 0 | 0 | 0
Industrial_Industrial - ID_New_Process_Natural Gas_Other Process_E4_Baseline Forecast | Industrial | Industrial - ID | New | Process | Natural Gas | Other Process | E4 |  | Baseline Forecast | 0 | 0 | 0 | 0 | 0 | 0 | 0 | 0 | 0 | 0 | 0 | 0 | 0 | 0 | 0 | 0 | 0 | 0 | 0 | 0 | 0 | 0 | 0 | 0 | 0 | 0 | 0
Industrial_Industrial - ID_New_Process_Natural Gas_Other Process_E5_Baseline Forecast | Industrial | Industrial - ID | New | Process | Natural Gas | Other Process | E5 |  | Baseline Forecast | 0 | 0 | 0 | 0 | 0 | 0 | 0 | 0 | 0 | 0 | 0 | 0 | 0 | 0 | 0 | 0 | 0 | 0 | 0 | 0 | 0 | 0 | 0 | 0 | 0 | 0 | 0
Industrial_Industrial - ID_New_Process_Natural Gas_Other Process_E6_Baseline Forecast | Industrial | Industrial - ID | New | Process | Natural Gas | Other Process | E6 |  | Baseline Forecast | 0 | 0 | 0 | 0 | 0 | 0 | 0 | 0 | 0 | 0 | 0 | 0 | 0 | 0 | 0 | 0 | 0 | 0 | 0 | 0 | 0 | 0 | 0 | 0 | 0 | 0 | 0
Industrial_Industrial - ID_New_Process_Natural Gas_Other Process_E7_Baseline Forecast | Industrial | Industrial - ID | New | Process | Natural Gas | Other Process | E7 |  | Baseline Forecast | 0 | 0 | 0 | 0 | 0 | 0 | 0 | 0 | 0 | 0 | 0 | 0 | 0 | 0 | 0 | 0 | 0 | 0 | 0 | 0 | 0 | 0 | 0 | 0 | 0 | 0 | 0
Industrial_Industrial - ID_New_Process_Natural Gas_Other Process_E8_Baseline Forecast | Industrial | Industrial - ID | New | Process | Natural Gas | Other Process | E8 |  | Baseline Forecast | 0 | 0 | 0 | 0 | 0 | 0 | 0 | 0 | 0 | 0 | 0 | 0 | 0 | 0 | 0 | 0 | 0 | 0 | 0 | 0 | 0 | 0 | 0 | 0 | 0 | 0 | 0
Industrial_Industrial - ID_New_Process_Natural Gas_Other Process_E9_Baseline Forecast | Industrial | Industrial - ID | New | Process | Natural Gas | Other Process | E9 |  | Baseline Forecast | 0 | 0 | 0 | 0 | 0 | 0 | 0 | 0 | 0 | 0 | 0 | 0 | 0 | 0 | 0 | 0 | 0 | 0 | 0 | 0 | 0 | 0 | 0 | 0 | 0 | 0 | 0
Industrial_Industrial - ID_New_Process_Natural Gas_Other Process_E10_Baseline Forecast | Industrial | Industrial - ID | New | Process | Natural Gas | Other Process | E10 |  | Baseline Forecast | 0 | 0 | 0 | 0 | 0 | 0 | 0 | 0 | 0 | 0 | 0 | 0 | 0 | 0 | 0 | 0 | 0 | 0 | 0 | 0 | 0 | 0 | 0 | 0 | 0 | 0 | 0
Industrial_Industrial - ID_New_Miscellaneous_Natural Gas_Miscellaneous_E1_Baseline Forecast | Industrial | Industrial - ID | New | Miscellaneous | Natural Gas | Miscellaneous | E1 | AFUE 80% (Standard) | Baseline Forecast | 0 | 0.81459 | 2.2305 | 16.8507 | 16.1269 | 16.3577 | 18.2693 | 19.9085 | 21.3126 | 22.7559 | 24.1945 | 25.8333 | 27.5879 | 33.1134 | 33.5826 | 34.4836 | 36.5055 | 38.1972 | 39.679 | 41.2215 | 42.7564 | 44.3151 | 45.8786 | 48.5106 | 49.4905 | 50.6543 | 52.3298
Industrial_Industrial - ID_New_Miscellaneous_Natural Gas_Miscellaneous_E2_Baseline Forecast | Industrial | Industrial - ID | New | Miscellaneous | Natural Gas | Miscellaneous | E2 | AFUE 85% | Baseline Forecast | 0 | 0 | 0 | 0 | 0 | 0 | 0 | 0 | 0 | 0 | 0 | 0 | 0 | 0 | 0 | 0 | 0 | 0 | 0 | 0 | 0 | 0 | 0 | 0 | 0 | 0 | 0
Industrial_Industrial - ID_New_Miscellaneous_Natural Gas_Miscellaneous_E3_Baseline Forecast | Industrial | Industrial - ID | New | Miscellaneous | Natural Gas | Miscellaneous | E3 | AFUE 97% | Baseline Forecast | 0 | 0 | 0 | 0 | 0 | 0 | 0 | 0 | 0 | 0 | 0 | 0 | 0 | 0 | 0 | 0 | 0 | 0 | 0 | 0 | 0 | 0 | 0 | 0 | 0 | 0 | 0
Industrial_Industrial - ID_New_Miscellaneous_Natural Gas_Miscellaneous_E4_Baseline Forecast | Industrial | Industrial - ID | New | Miscellaneous | Natural Gas | Miscellaneous | E4 | Convert to NG Air Source Heat Pump | Baseline Forecast | 0 | 0 | 0 | 0 | 0 | 0 | 0 | 0 | 0 | 0 | 0 | 0 | 0 | 0 | 0 | 0 | 0 | 0 | 0 | 0 | 0 | 0 | 0 | 0 | 0 | 0 | 0
Industrial_Industrial - ID_New_Miscellaneous_Natural Gas_Miscellaneous_E5_Baseline Forecast | Industrial | Industrial - ID | New | Miscellaneous | Natural Gas | Miscellaneous | E5 |  | Baseline Forecast | 0 | 0 | 0 | 0 | 0 | 0 | 0 | 0 | 0 | 0 | 0 | 0 | 0 | 0 | 0 | 0 | 0 | 0 | 0 | 0 | 0 | 0 | 0 | 0 | 0 | 0 | 0
Industrial_Industrial - ID_New_Miscellaneous_Natural Gas_Miscellaneous_E6_Baseline Forecast | Industrial | Industrial - ID | New | Miscellaneous | Natural Gas | Miscellaneous | E6 |  | Baseline Forecast | 0 | 0 | 0 | 0 | 0 | 0 | 0 | 0 | 0 | 0 | 0 | 0 | 0 | 0 | 0 | 0 | 0 | 0 | 0 | 0 | 0 | 0 | 0 | 0 | 0 | 0 | 0
Industrial_Industrial - ID_New_Miscellaneous_Natural Gas_Miscellaneous_E7_Baseline Forecast | Industrial | Industrial - ID | New | Miscellaneous | Natural Gas | Miscellaneous | E7 |  | Baseline Forecast | 0 | 0 | 0 | 0 | 0 | 0 | 0 | 0 | 0 | 0 | 0 | 0 | 0 | 0 | 0 | 0 | 0 | 0 | 0 | 0 | 0 | 0 | 0 | 0 | 0 | 0 | 0
Industrial_Industrial - ID_New_Miscellaneous_Natural Gas_Miscellaneous_E8_Baseline Forecast | Industrial | Industrial - ID | New | Miscellaneous | Natural Gas | Miscellaneous | E8 |  | Baseline Forecast | 0 | 0 | 0 | 0 | 0 | 0 | 0 | 0 | 0 | 0 | 0 | 0 | 0 | 0 | 0 | 0 | 0 | 0 | 0 | 0 | 0 | 0 | 0 | 0 | 0 | 0 | 0
Industrial_Industrial - ID_New_Miscellaneous_Natural Gas_Miscellaneous_E9_Baseline Forecast | Industrial | Industrial - ID | New | Miscellaneous | Natural Gas | Miscellaneous | E9 |  | Baseline Forecast | 0 | 0 | 0 | 0 | 0 | 0 | 0 | 0 | 0 | 0 | 0 | 0 | 0 | 0 | 0 | 0 | 0 | 0 | 0 | 0 | 0 | 0 | 0 | 0 | 0 | 0 | 0
Industrial_Industrial - ID_New_Miscellaneous_Natural Gas_Miscellaneous_E10_Baseline Forecast | Industrial | Industrial - ID | New | Miscellaneous | Natural Gas | Miscellaneous | E10 |  | Baseline Forecast | 0 | 0 | 0 | 0 | 0 | 0 | 0 | 0 | 0 | 0 | 0 | 0 | 0 | 0 | 0 | 0 | 0 | 0 | 0 | 0 | 0 | 0 | 0 | 0 | 0 | 0 | 0

## Equipment Stock
Key | Sector | Segment | Vintage | End Use | Fuel | Technology | Equipment | Label | Case | 2021 | 2022 | 2023 | 2024 | 2025 | 2026 | 2027 | 2028 | 2029 | 2030 | 2031 | 2032 | 2033 | 2034 | 2035 | 2036 | 2037 | 2038 | 2039 | 2040 | 2041 | 2042 | 2043 | 2044 | 2045 | 2046 | 2047 | Controllable
Industrial_Industrial - WA_Existing_Space Heating_Natural Gas_Furnace_E1_Baseline Forecast | Industrial | Industrial - WA | Existing | Space Heating | Natural Gas | Furnace | E1 | #N/A | Baseline Forecast | 0 | 2.13 | 6.1187 | 6.0132 | 5.9095 | 5.8076 | 5.7075 | 5.6091 | 5.5124 | 5.4173 | 5.3239 | 5.2321 | 5.1419 | 5.0533 | 4.9661 | 4.8805 | 4.7964 | 4.7137 | 4.6324 | 4.4327 | 4.0212 | 3.6479 | 3.3092 | 3.002 | 2.7233 | 2.4705 | 2.2411 | 400
Industrial_Industrial - WA_Existing_Space Heating_Natural Gas_Furnace_E2_Baseline Forecast | Industrial | Industrial - WA | Existing | Space Heating | Natural Gas | Furnace | E2 | AFUE 90% | Baseline Forecast | 0 | 0 | 0 | 5.7089 | 12.811 | 21.109 | 30.4256 | 40.6017 | 51.4948 | 62.9771 | 74.9343 | 87.2644 | 99.8764 | 112.6891 | 125.6304 | 138.6365 | 151.6507 | 164.6229 | 177.5091 | 188.8332 | 198.853 | 207.4675 | 214.8155 | 221.0225 | 226.2025 | 230.4584 | 233.8838 | 400
Industrial_Industrial - WA_Existing_Space Heating_Natural Gas_Furnace_E3_Baseline Forecast | Industrial | Industrial - WA | Existing | Space Heating | Natural Gas | Furnace | E3 | AFUE 96% | Baseline Forecast | 0 | 0 | 0 | 0 | 0 | 0 | 0 | 0 | 0 | 0 | 0 | 0 | 0 | 0 | 0 | 0 | 0 | 0 | 0 | 0 | 0 | 0 | 0 | 0 | 0 | 0 | 0 | 400
Industrial_Industrial - WA_Existing_Space Heating_Natural Gas_Furnace_E4_Baseline Forecast | Industrial | Industrial - WA | Existing | Space Heating | Natural Gas | Furnace | E4 |  | Baseline Forecast | 0 | 0 | 0 | 0 | 0 | 0 | 0 | 0 | 0 | 0 | 0 | 0 | 0 | 0 | 0 | 0 | 0 | 0 | 0 | 0 | 0 | 0 | 0 | 0 | 0 | 0 | 0 | 0
Industrial_Industrial - WA_Existing_Space Heating_Natural Gas_Furnace_E5_Baseline Forecast | Industrial | Industrial - WA | Existing | Space Heating | Natural Gas | Furnace | E5 |  | Baseline Forecast | 0 | 0 | 0 | 0 | 0 | 0 | 0 | 0 | 0 | 0 | 0 | 0 | 0 | 0 | 0 | 0 | 0 | 0 | 0 | 0 | 0 | 0 | 0 | 0 | 0 | 0 | 0 | 0
Industrial_Industrial - WA_Existing_Space Heating_Natural Gas_Furnace_E6_Baseline Forecast | Industrial | Industrial - WA | Existing | Space Heating | Natural Gas | Furnace | E6 |  | Baseline Forecast | 0 | 0 | 0 | 0 | 0 | 0 | 0 | 0 | 0 | 0 | 0 | 0 | 0 | 0 | 0 | 0 | 0 | 0 | 0 | 0 | 0 | 0 | 0 | 0 | 0 | 0 | 0 | 0
Industrial_Industrial - WA_Existing_Space Heating_Natural Gas_Furnace_E7_Baseline Forecast | Industrial | Industrial - WA | Existing | Space Heating | Natural Gas | Furnace | E7 |  | Baseline Forecast | 0 | 0 | 0 | 0 | 0 | 0 | 0 | 0 | 0 | 0 | 0 | 0 | 0 | 0 | 0 | 0 | 0 | 0 | 0 | 0 | 0 | 0 | 0 | 0 | 0 | 0 | 0 | 0
Industrial_Industrial - WA_Existing_Space Heating_Natural Gas_Furnace_E8_Baseline Forecast | Industrial | Industrial - WA | Existing | Space Heating | Natural Gas | Furnace | E8 |  | Baseline Forecast | 0 | 0 | 0 | 0 | 0 | 0 | 0 | 0 | 0 | 0 | 0 | 0 | 0 | 0 | 0 | 0 | 0 | 0 | 0 | 0 | 0 | 0 | 0 | 0 | 0 | 0 | 0 | 0
Industrial_Industrial - WA_Existing_Space Heating_Natural Gas_Furnace_E9_Baseline Forecast | Industrial | Industrial - WA | Existing | Space Heating | Natural Gas | Furnace | E9 |  | Baseline Forecast | 0 | 0 | 0 | 0 | 0 | 0 | 0 | 0 | 0 | 0 | 0 | 0 | 0 | 0 | 0 | 0 | 0 | 0 | 0 | 0 | 0 | 0 | 0 | 0 | 0 | 0 | 0 | 0
Industrial_Industrial - WA_Existing_Space Heating_Natural Gas_Furnace_E10_Baseline Forecast | Industrial | Industrial - WA | Existing | Space Heating | Natural Gas | Furnace | E10 |  | Baseline Forecast | 0 | 0 | 0 | 0 | 0 | 0 | 0 | 0 | 0 | 0 | 0 | 0 | 0 | 0 | 0 | 0 | 0 | 0 | 0 | 0 | 0 | 0 | 0 | 0 | 0 | 0 | 0 | 0
Industrial_Industrial - WA_Existing_Space Heating_Natural Gas_Furnace_Vintage_Baseline Forecast | Industrial | Industrial - WA | Existing | Space Heating | Natural Gas | Furnace | Vintage | Vintage | Baseline Forecast | 507.1532 | 496.2792 | 483.6972 | 469.6487 | 454.3508 | 437.9983 | 420.7661 | 402.8107 | 384.2726 | 365.2771 | 345.9362 | 326.3497 | 306.6065 | 286.7854 | 266.9566 | 247.1818 | 227.5156 | 208.006 | 188.6951 | 171.177 | 155.2852 | 140.8688 | 127.7908 | 115.927 | 105.1645 | 95.4012 | 86.5443 | Vintage
Industrial_Industrial - WA_Existing_Space Heating_Natural Gas_Boiler_E1_Baseline Forecast | Industrial | Industrial - WA | Existing | Space Heating | Natural Gas | Boiler | E1 | AFUE 80% (Standard) | Baseline Forecast | 0 | 24.1031 | 47.5904 | 70.4531 | 92.6851 | 114.2831 | 135.246 | 155.5746 | 175.2715 | 194.3409 | 212.788 | 230.6193 | 247.8422 | 264.465 | 280.4967 | 295.9466 | 310.8249 | 325.1419 | 338.9082 | 352.1349 | 364.8331 | 377.0141 | 387.0163 | 395.0872 | 401.4475 | 406.2942 | 409.8031 | 800
Industrial_Industrial - WA_Existing_Space Heating_Natural Gas_Boiler_E2_Baseline Forecast | Industrial | Industrial - WA | Existing | Space Heating | Natural Gas | Boiler | E2 | AFUE 85% | Baseline Forecast | 0 | 0 | 0 | 0 | 0 | 0 | 0 | 0 | 0 | 0 | 0 | 0 | 0 | 0 | 0 | 0 | 0 | 0 | 0 | 0 | 0 | 0 | 0 | 0 | 0 | 0 | 0 | 800
Industrial_Industrial - WA_Existing_Space Heating_Natural Gas_Boiler_E3_Baseline Forecast | Industrial | Industrial - WA | Existing | Space Heating | Natural Gas | Boiler | E3 | AFUE 97% | Baseline Forecast | 0 | 0 | 0 | 0 | 0 | 0 | 0 | 0 | 0 | 0 | 0 | 0 | 0 | 0 | 0 | 0 | 0 | 0 | 0 | 0 | 0 | 0 | 0 | 0 | 0 | 0 | 0 | 800
Industrial_Industrial - WA_Existing_Space Heating_Natural Gas_Boiler_E4_Baseline Forecast | Industrial | Industrial - WA | Existing | Space Heating | Natural Gas | Boiler | E4 | Convert to NG Air Source Heat Pump | Baseline Forecast | 0 | 0 | 0 | 0 | 0 | 0 | 0 | 0 | 0 | 0 | 0 | 0 | 0 | 0 | 0 | 0 | 0 | 0 | 0 | 0 | 0 | 0 | 0 | 0 | 0 | 0 | 0 | 800
Industrial_Industrial - WA_Existing_Space Heating_Natural Gas_Boiler_E5_Baseline Forecast | Industrial | Industrial - WA | Existing | Space Heating | Natural Gas | Boiler | E5 |  | Baseline Forecast | 0 | 0 | 0 | 0 | 0 | 0 | 0 | 0 | 0 | 0 | 0 | 0 | 0 | 0 | 0 | 0 | 0 | 0 | 0 | 0 | 0 | 0 | 0 | 0 | 0 | 0 | 0 | 0
Industrial_Industrial - WA_Existing_Space Heating_Natural Gas_Boiler_E6_Baseline Forecast | Industrial | Industrial - WA | Existing | Space Heating | Natural Gas | Boiler | E6 |  | Baseline Forecast | 0 | 0 | 0 | 0 | 0 | 0 | 0 | 0 | 0 | 0 | 0 | 0 | 0 | 0 | 0 | 0 | 0 | 0 | 0 | 0 | 0 | 0 | 0 | 0 | 0 | 0 | 0 | 0
Industrial_Industrial - WA_Existing_Space Heating_Natural Gas_Boiler_E7_Baseline Forecast | Industrial | Industrial - WA | Existing | Space Heating | Natural Gas | Boiler | E7 |  | Baseline Forecast | 0 | 0 | 0 | 0 | 0 | 0 | 0 | 0 | 0 | 0 | 0 | 0 | 0 | 0 | 0 | 0 | 0 | 0 | 0 | 0 | 0 | 0 | 0 | 0 | 0 | 0 | 0 | 0
Industrial_Industrial - WA_Existing_Space Heating_Natural Gas_Boiler_E8_Baseline Forecast | Industrial | Industrial - WA | Existing | Space Heating | Natural Gas | Boiler | E8 |  | Baseline Forecast | 0 | 0 | 0 | 0 | 0 | 0 | 0 | 0 | 0 | 0 | 0 | 0 | 0 | 0 | 0 | 0 | 0 | 0 | 0 | 0 | 0 | 0 | 0 | 0 | 0 | 0 | 0 | 0
Industrial_Industrial - WA_Existing_Space Heating_Natural Gas_Boiler_E9_Baseline Forecast | Industrial | Industrial - WA | Existing | Space Heating | Natural Gas | Boiler | E9 |  | Baseline Forecast | 0 | 0 | 0 | 0 | 0 | 0 | 0 | 0 | 0 | 0 | 0 | 0 | 0 | 0 | 0 | 0 | 0 | 0 | 0 | 0 | 0 | 0 | 0 | 0 | 0 | 0 | 0 | 0
Industrial_Industrial - WA_Existing_Space Heating_Natural Gas_Boiler_E10_Baseline Forecast | Industrial | Industrial - WA | Existing | Space Heating | Natural Gas | Boiler | E10 |  | Baseline Forecast | 0 | 0 | 0 | 0 | 0 | 0 | 0 | 0 | 0 | 0 | 0 | 0 | 0 | 0 | 0 | 0 | 0 | 0 | 0 | 0 | 0 | 0 | 0 | 0 | 0 | 0 | 0 | 0
Industrial_Industrial - WA_Existing_Space Heating_Natural Gas_Boiler_Vintage_Baseline Forecast | Industrial | Industrial - WA | Existing | Space Heating | Natural Gas | Boiler | Vintage | Vintage | Baseline Forecast | 809.3573 | 771.2997 | 734.0986 | 697.7585 | 662.2815 | 627.6668 | 593.9117 | 561.0114 | 528.9595 | 497.7483 | 467.3686 | 437.8105 | 409.0629 | 381.1141 | 353.9518 | 327.5631 | 301.9346 | 277.0528 | 252.9038 | 229.4734 | 206.7475 | 184.7117 | 165.0246 | 147.4358 | 131.7216 | 117.6823 | 105.1394 | Vintage
Industrial_Industrial - WA_Existing_Space Heating_Natural Gas_Unit Heater_E1_Baseline Forecast | Industrial | Industrial - WA | Existing | Space Heating | Natural Gas | Unit Heater | E1 | Standard | Baseline Forecast | 0 | 5.6637 | 11.7394 | 18.1463 | 24.8135 | 31.6785 | 38.6861 | 45.7884 | 52.943 | 60.1132 | 67.2669 | 74.3762 | 81.4172 | 88.369 | 95.2139 | 101.9368 | 108.5249 | 114.1099 | 118.8039 | 122.707 | 125.9085 | 128.4881 | 130.5169 | 132.0583 | 133.1691 | 133.8996 | 134.2949 | 120
Industrial_Industrial - WA_Existing_Space Heating_Natural Gas_Unit Heater_E2_Baseline Forecast | Industrial | Industrial - WA | Existing | Space Heating | Natural Gas | Unit Heater | E2 | Condensing | Baseline Forecast | 0 | 0 | 0 | 0 | 0 | 0 | 0 | 0 | 0 | 0 | 0 | 0 | 0 | 0 | 0 | 0 | 0 | 0 | 0 | 0 | 0 | 0 | 0 | 0 | 0 | 0 | 0 | 120
Industrial_Industrial - WA_Existing_Space Heating_Natural Gas_Unit Heater_E3_Baseline Forecast | Industrial | Industrial - WA | Existing | Space Heating | Natural Gas | Unit Heater | E3 | Infrared Radiant | Baseline Forecast | 0 | 0 | 0 | 0 | 0 | 0 | 0 | 0 | 0 | 0 | 0 | 0 | 0 | 0 | 0 | 0 | 0 | 0 | 0 | 0 | 0 | 0 | 0 | 0 | 0 | 0 | 0 | 120
Industrial_Industrial - WA_Existing_Space Heating_Natural Gas_Unit Heater_E4_Baseline Forecast | Industrial | Industrial - WA | Existing | Space Heating | Natural Gas | Unit Heater | E4 |  | Baseline Forecast | 0 | 0 | 0 | 0 | 0 | 0 | 0 | 0 | 0 | 0 | 0 | 0 | 0 | 0 | 0 | 0 | 0 | 0 | 0 | 0 | 0 | 0 | 0 | 0 | 0 | 0 | 0 | 0
Industrial_Industrial - WA_Existing_Space Heating_Natural Gas_Unit Heater_E5_Baseline Forecast | Industrial | Industrial - WA | Existing | Space Heating | Natural Gas | Unit Heater | E5 |  | Baseline Forecast | 0 | 0 | 0 | 0 | 0 | 0 | 0 | 0 | 0 | 0 | 0 | 0 | 0 | 0 | 0 | 0 | 0 | 0 | 0 | 0 | 0 | 0 | 0 | 0 | 0 | 0 | 0 | 0
Industrial_Industrial - WA_Existing_Space Heating_Natural Gas_Unit Heater_E6_Baseline Forecast | Industrial | Industrial - WA | Existing | Space Heating | Natural Gas | Unit Heater | E6 |  | Baseline Forecast | 0 | 0 | 0 | 0 | 0 | 0 | 0 | 0 | 0 | 0 | 0 | 0 | 0 | 0 | 0 | 0 | 0 | 0 | 0 | 0 | 0 | 0 | 0 | 0 | 0 | 0 | 0 | 0
Industrial_Industrial - WA_Existing_Space Heating_Natural Gas_Unit Heater_E7_Baseline Forecast | Industrial | Industrial - WA | Existing | Space Heating | Natural Gas | Unit Heater | E7 |  | Baseline Forecast | 0 | 0 | 0 | 0 | 0 | 0 | 0 | 0 | 0 | 0 | 0 | 0 | 0 | 0 | 0 | 0 | 0 | 0 | 0 | 0 | 0 | 0 | 0 | 0 | 0 | 0 | 0 | 0
Industrial_Industrial - WA_Existing_Space Heating_Natural Gas_Unit Heater_E8_Baseline Forecast | Industrial | Industrial - WA | Existing | Space Heating | Natural Gas | Unit Heater | E8 |  | Baseline Forecast | 0 | 0 | 0 | 0 | 0 | 0 | 0 | 0 | 0 | 0 | 0 | 0 | 0 | 0 | 0 | 0 | 0 | 0 | 0 | 0 | 0 | 0 | 0 | 0 | 0 | 0 | 0 | 0
Industrial_Industrial - WA_Existing_Space Heating_Natural Gas_Unit Heater_E9_Baseline Forecast | Industrial | Industrial - WA | Existing | Space Heating | Natural Gas | Unit Heater | E9 |  | Baseline Forecast | 0 | 0 | 0 | 0 | 0 | 0 | 0 | 0 | 0 | 0 | 0 | 0 | 0 | 0 | 0 | 0 | 0 | 0 | 0 | 0 | 0 | 0 | 0 | 0 | 0 | 0 | 0 | 0
Industrial_Industrial - WA_Existing_Space Heating_Natural Gas_Unit Heater_E10_Baseline Forecast | Industrial | Industrial - WA | Existing | Space Heating | Natural Gas | Unit Heater | E10 |  | Baseline Forecast | 0 | 0 | 0 | 0 | 0 | 0 | 0 | 0 | 0 | 0 | 0 | 0 | 0 | 0 | 0 | 0 | 0 | 0 | 0 | 0 | 0 | 0 | 0 | 0 | 0 | 0 | 0 | 0
Industrial_Industrial - WA_Existing_Space Heating_Natural Gas_Unit Heater_Vintage_Baseline Forecast | Industrial | Industrial - WA | Existing | Space Heating | Natural Gas | Unit Heater | Vintage | Vintage | Baseline Forecast | 253.5766 | 243.5408 | 233.1686 | 222.5391 | 211.7221 | 200.779 | 189.7634 | 178.7224 | 167.6969 | 156.7225 | 145.8303 | 135.0469 | 124.3952 | 113.8949 | 103.5627 | 93.4126 | 83.4564 | 74.5614 | 66.6144 | 59.5144 | 53.1712 | 47.5041 | 42.4409 | 37.9174 | 33.8761 | 30.2655 | 27.0397 | Vintage
Industrial_Industrial - WA_Existing_Process_Natural Gas_Process Boiler_E1_Baseline Forecast | Industrial | Industrial - WA | Existing | Process | Natural Gas | Process Boiler | E1 | TE 0.80 | Baseline Forecast | 0 | 132.2586 | 284.7142 | 452.7286 | 590.5873 | 703.1072 | 794.3449 | 867.7163 | 926.0979 | 971.9115 | 1007.1964 | 1033.6692 | 1052.7752 | 1065.7306 | 1073.5591 | 1077.1221 | 1077.1442 | 1074.235 | 1068.9071 | 1061.5912 | 1052.6496 | 1042.3865 | 1031.0571 | 1018.876 | 1006.0228 | 992.6481 | 978.8782 | 1
Industrial_Industrial - WA_Existing_Process_Natural Gas_Process Boiler_E2_Baseline Forecast | Industrial | Industrial - WA | Existing | Process | Natural Gas | Process Boiler | E2 | TE 0.90 | Baseline Forecast | 0 | 0 | 0 | 0 | 0 | 0 | 0 | 0 | 0 | 0 | 0 | 0 | 0 | 0 | 0 | 0 | 0 | 0 | 0 | 0 | 0 | 0 | 0 | 0 | 0 | 0 | 0 | 0
Industrial_Industrial - WA_Existing_Process_Natural Gas_Process Boiler_E3_Baseline Forecast | Industrial | Industrial - WA | Existing | Process | Natural Gas | Process Boiler | E3 | TE 0.94 | Baseline Forecast | 0 | 0 | 0 | 0 | 0 | 0 | 0 | 0 | 0 | 0 | 0 | 0 | 0 | 0 | 0 | 0 | 0 | 0 | 0 | 0 | 0 | 0 | 0 | 0 | 0 | 0 | 0 | 0
Industrial_Industrial - WA_Existing_Process_Natural Gas_Process Boiler_E4_Baseline Forecast | Industrial | Industrial - WA | Existing | Process | Natural Gas | Process Boiler | E4 | Instantaneous TE 0.94 | Baseline Forecast | 0 | 0 | 0 | 0 | 0 | 0 | 0 | 0 | 0 | 0 | 0 | 0 | 0 | 0 | 0 | 0 | 0 | 0 | 0 | 0 | 0 | 0 | 0 | 0 | 0 | 0 | 0 | 0
Industrial_Industrial - WA_Existing_Process_Natural Gas_Process Boiler_E5_Baseline Forecast | Industrial | Industrial - WA | Existing | Process | Natural Gas | Process Boiler | E5 | Gas-Fired Absorption HPWH | Baseline Forecast | 0 | 0 | 0 | 0 | 0 | 0 | 0 | 0 | 0 | 0 | 0 | 0 | 0 | 0 | 0 | 0 | 0 | 0 | 0 | 0 | 0 | 0 | 0 | 0 | 0 | 0 | 0 | 0
Industrial_Industrial - WA_Existing_Process_Natural Gas_Process Boiler_E6_Baseline Forecast | Industrial | Industrial - WA | Existing | Process | Natural Gas | Process Boiler | E6 |  | Baseline Forecast | 0 | 0 | 0 | 0 | 0 | 0 | 0 | 0 | 0 | 0 | 0 | 0 | 0 | 0 | 0 | 0 | 0 | 0 | 0 | 0 | 0 | 0 | 0 | 0 | 0 | 0 | 0 | 0
Industrial_Industrial - WA_Existing_Process_Natural Gas_Process Boiler_E7_Baseline Forecast | Industrial | Industrial - WA | Existing | Process | Natural Gas | Process Boiler | E7 |  | Baseline Forecast | 0 | 0 | 0 | 0 | 0 | 0 | 0 | 0 | 0 | 0 | 0 | 0 | 0 | 0 | 0 | 0 | 0 | 0 | 0 | 0 | 0 | 0 | 0 | 0 | 0 | 0 | 0 | 0
Industrial_Industrial - WA_Existing_Process_Natural Gas_Process Boiler_E8_Baseline Forecast | Industrial | Industrial - WA | Existing | Process | Natural Gas | Process Boiler | E8 |  | Baseline Forecast | 0 | 0 | 0 | 0 | 0 | 0 | 0 | 0 | 0 | 0 | 0 | 0 | 0 | 0 | 0 | 0 | 0 | 0 | 0 | 0 | 0 | 0 | 0 | 0 | 0 | 0 | 0 | 0
Industrial_Industrial - WA_Existing_Process_Natural Gas_Process Boiler_E9_Baseline Forecast | Industrial | Industrial - WA | Existing | Process | Natural Gas | Process Boiler | E9 |  | Baseline Forecast | 0 | 0 | 0 | 0 | 0 | 0 | 0 | 0 | 0 | 0 | 0 | 0 | 0 | 0 | 0 | 0 | 0 | 0 | 0 | 0 | 0 | 0 | 0 | 0 | 0 | 0 | 0 | 0
Industrial_Industrial - WA_Existing_Process_Natural Gas_Process Boiler_E10_Baseline Forecast | Industrial | Industrial - WA | Existing | Process | Natural Gas | Process Boiler | E10 |  | Baseline Forecast | 0 | 0 | 0 | 0 | 0 | 0 | 0 | 0 | 0 | 0 | 0 | 0 | 0 | 0 | 0 | 0 | 0 | 0 | 0 | 0 | 0 | 0 | 0 | 0 | 0 | 0 | 0 | 0
Industrial_Industrial - WA_Existing_Process_Natural Gas_Process Boiler_Vintage_Baseline Forecast | Industrial | Industrial - WA | Existing | Process | Natural Gas | Process Boiler | Vintage | Vintage | Baseline Forecast | 1570.087 | 1410.758 | 1231.6986 | 1037.5392 | 873.9862 | 736.215 | 620.1614 | 522.402 | 440.0529 | 370.6849 | 312.2519 | 263.0299 | 221.567 | 186.6402 | 157.2191 | 132.4358 | 111.5592 | 93.9735 | 79.16 | 66.6815 | 56.1702 | 47.3158 | 39.8571 | 33.5742 | 28.2817 | 23.8235 | 20.0681 | Vintage
Industrial_Industrial - WA_Existing_Process_Natural Gas_Process Heating_E1_Baseline Forecast | Industrial | Industrial - WA | Existing | Process | Natural Gas | Process Heating | E1 | Standard | Baseline Forecast | 0 | 132.2586 | 284.7142 | 452.7286 | 590.5873 | 703.1072 | 794.3449 | 867.7163 | 926.0979 | 971.9115 | 1007.1964 | 1033.6692 | 1052.7752 | 1065.7306 | 1073.5591 | 1077.1221 | 1077.1442 | 1074.235 | 1068.9071 | 1061.5912 | 1052.6496 | 1042.3865 | 1031.0571 | 1018.876 | 1006.0228 | 992.6481 | 978.8782 | 1
Industrial_Industrial - WA_Existing_Process_Natural Gas_Process Heating_E2_Baseline Forecast | Industrial | Industrial - WA | Existing | Process | Natural Gas | Process Heating | E2 | ENERGY STAR (>42% Baking Efficiency) | Baseline Forecast | 0 | 0 | 0 | 0 | 0 | 0 | 0 | 0 | 0 | 0 | 0 | 0 | 0 | 0 | 0 | 0 | 0 | 0 | 0 | 0 | 0 | 0 | 0 | 0 | 0 | 0 | 0 | 0
Industrial_Industrial - WA_Existing_Process_Natural Gas_Process Heating_E3_Baseline Forecast | Industrial | Industrial - WA | Existing | Process | Natural Gas | Process Heating | E3 |  | Baseline Forecast | 0 | 0 | 0 | 0 | 0 | 0 | 0 | 0 | 0 | 0 | 0 | 0 | 0 | 0 | 0 | 0 | 0 | 0 | 0 | 0 | 0 | 0 | 0 | 0 | 0 | 0 | 0 | 0
Industrial_Industrial - WA_Existing_Process_Natural Gas_Process Heating_E4_Baseline Forecast | Industrial | Industrial - WA | Existing | Process | Natural Gas | Process Heating | E4 |  | Baseline Forecast | 0 | 0 | 0 | 0 | 0 | 0 | 0 | 0 | 0 | 0 | 0 | 0 | 0 | 0 | 0 | 0 | 0 | 0 | 0 | 0 | 0 | 0 | 0 | 0 | 0 | 0 | 0 | 0
Industrial_Industrial - WA_Existing_Process_Natural Gas_Process Heating_E5_Baseline Forecast | Industrial | Industrial - WA | Existing | Process | Natural Gas | Process Heating | E5 |  | Baseline Forecast | 0 | 0 | 0 | 0 | 0 | 0 | 0 | 0 | 0 | 0 | 0 | 0 | 0 | 0 | 0 | 0 | 0 | 0 | 0 | 0 | 0 | 0 | 0 | 0 | 0 | 0 | 0 | 0
Industrial_Industrial - WA_Existing_Process_Natural Gas_Process Heating_E6_Baseline Forecast | Industrial | Industrial - WA | Existing | Process | Natural Gas | Process Heating | E6 |  | Baseline Forecast | 0 | 0 | 0 | 0 | 0 | 0 | 0 | 0 | 0 | 0 | 0 | 0 | 0 | 0 | 0 | 0 | 0 | 0 | 0 | 0 | 0 | 0 | 0 | 0 | 0 | 0 | 0 | 0
Industrial_Industrial - WA_Existing_Process_Natural Gas_Process Heating_E7_Baseline Forecast | Industrial | Industrial - WA | Existing | Process | Natural Gas | Process Heating | E7 |  | Baseline Forecast | 0 | 0 | 0 | 0 | 0 | 0 | 0 | 0 | 0 | 0 | 0 | 0 | 0 | 0 | 0 | 0 | 0 | 0 | 0 | 0 | 0 | 0 | 0 | 0 | 0 | 0 | 0 | 0
Industrial_Industrial - WA_Existing_Process_Natural Gas_Process Heating_E8_Baseline Forecast | Industrial | Industrial - WA | Existing | Process | Natural Gas | Process Heating | E8 |  | Baseline Forecast | 0 | 0 | 0 | 0 | 0 | 0 | 0 | 0 | 0 | 0 | 0 | 0 | 0 | 0 | 0 | 0 | 0 | 0 | 0 | 0 | 0 | 0 | 0 | 0 | 0 | 0 | 0 | 0
Industrial_Industrial - WA_Existing_Process_Natural Gas_Process Heating_E9_Baseline Forecast | Industrial | Industrial - WA | Existing | Process | Natural Gas | Process Heating | E9 |  | Baseline Forecast | 0 | 0 | 0 | 0 | 0 | 0 | 0 | 0 | 0 | 0 | 0 | 0 | 0 | 0 | 0 | 0 | 0 | 0 | 0 | 0 | 0 | 0 | 0 | 0 | 0 | 0 | 0 | 0
Industrial_Industrial - WA_Existing_Process_Natural Gas_Process Heating_E10_Baseline Forecast | Industrial | Industrial - WA | Existing | Process | Natural Gas | Process Heating | E10 |  | Baseline Forecast | 0 | 0 | 0 | 0 | 0 | 0 | 0 | 0 | 0 | 0 | 0 | 0 | 0 | 0 | 0 | 0 | 0 | 0 | 0 | 0 | 0 | 0 | 0 | 0 | 0 | 0 | 0 | 0
Industrial_Industrial - WA_Existing_Process_Natural Gas_Process Heating_Vintage_Baseline Forecast | Industrial | Industrial - WA | Existing | Process | Natural Gas | Process Heating | Vintage | Vintage | Baseline Forecast | 1570.087 | 1410.758 | 1231.6986 | 1037.5392 | 873.9862 | 736.215 | 620.1614 | 522.402 | 440.0529 | 370.6849 | 312.2519 | 263.0299 | 221.567 | 186.6402 | 157.2191 | 132.4358 | 111.5592 | 93.9735 | 79.16 | 66.6815 | 56.1702 | 47.3158 | 39.8571 | 33.5742 | 28.2817 | 23.8235 | 20.0681 | Vintage
Industrial_Industrial - WA_Existing_Process_Natural Gas_Process Cooling_E1_Baseline Forecast | Industrial | Industrial - WA | Existing | Process | Natural Gas | Process Cooling | E1 | Standard | Baseline Forecast | 0 | 132.2586 | 284.7142 | 452.7286 | 590.5873 | 703.1072 | 794.3449 | 867.7163 | 926.0979 | 971.9115 | 1007.1964 | 1033.6692 | 1052.7752 | 1065.7306 | 1073.5591 | 1077.1221 | 1077.1442 | 1074.235 | 1068.9071 | 1061.5912 | 1052.6496 | 1042.3865 | 1031.0571 | 1018.876 | 1006.0228 | 992.6481 | 978.8782 | 1
Industrial_Industrial - WA_Existing_Process_Natural Gas_Process Cooling_E2_Baseline Forecast | Industrial | Industrial - WA | Existing | Process | Natural Gas | Process Cooling | E2 | ENERGY STAR (>42% Baking Efficiency) | Baseline Forecast | 0 | 0 | 0 | 0 | 0 | 0 | 0 | 0 | 0 | 0 | 0 | 0 | 0 | 0 | 0 | 0 | 0 | 0 | 0 | 0 | 0 | 0 | 0 | 0 | 0 | 0 | 0 | 0
Industrial_Industrial - WA_Existing_Process_Natural Gas_Process Cooling_E3_Baseline Forecast | Industrial | Industrial - WA | Existing | Process | Natural Gas | Process Cooling | E3 |  | Baseline Forecast | 0 | 0 | 0 | 0 | 0 | 0 | 0 | 0 | 0 | 0 | 0 | 0 | 0 | 0 | 0 | 0 | 0 | 0 | 0 | 0 | 0 | 0 | 0 | 0 | 0 | 0 | 0 | 0
Industrial_Industrial - WA_Existing_Process_Natural Gas_Process Cooling_E4_Baseline Forecast | Industrial | Industrial - WA | Existing | Process | Natural Gas | Process Cooling | E4 |  | Baseline Forecast | 0 | 0 | 0 | 0 | 0 | 0 | 0 | 0 | 0 | 0 | 0 | 0 | 0 | 0 | 0 | 0 | 0 | 0 | 0 | 0 | 0 | 0 | 0 | 0 | 0 | 0 | 0 | 0
Industrial_Industrial - WA_Existing_Process_Natural Gas_Process Cooling_E5_Baseline Forecast | Industrial | Industrial - WA | Existing | Process | Natural Gas | Process Cooling | E5 |  | Baseline Forecast | 0 | 0 | 0 | 0 | 0 | 0 | 0 | 0 | 0 | 0 | 0 | 0 | 0 | 0 | 0 | 0 | 0 | 0 | 0 | 0 | 0 | 0 | 0 | 0 | 0 | 0 | 0 | 0
Industrial_Industrial - WA_Existing_Process_Natural Gas_Process Cooling_E6_Baseline Forecast | Industrial | Industrial - WA | Existing | Process | Natural Gas | Process Cooling | E6 |  | Baseline Forecast | 0 | 0 | 0 | 0 | 0 | 0 | 0 | 0 | 0 | 0 | 0 | 0 | 0 | 0 | 0 | 0 | 0 | 0 | 0 | 0 | 0 | 0 | 0 | 0 | 0 | 0 | 0 | 0
Industrial_Industrial - WA_Existing_Process_Natural Gas_Process Cooling_E7_Baseline Forecast | Industrial | Industrial - WA | Existing | Process | Natural Gas | Process Cooling | E7 |  | Baseline Forecast | 0 | 0 | 0 | 0 | 0 | 0 | 0 | 0 | 0 | 0 | 0 | 0 | 0 | 0 | 0 | 0 | 0 | 0 | 0 | 0 | 0 | 0 | 0 | 0 | 0 | 0 | 0 | 0
Industrial_Industrial - WA_Existing_Process_Natural Gas_Process Cooling_E8_Baseline Forecast | Industrial | Industrial - WA | Existing | Process | Natural Gas | Process Cooling | E8 |  | Baseline Forecast | 0 | 0 | 0 | 0 | 0 | 0 | 0 | 0 | 0 | 0 | 0 | 0 | 0 | 0 | 0 | 0 | 0 | 0 | 0 | 0 | 0 | 0 | 0 | 0 | 0 | 0 | 0 | 0
Industrial_Industrial - WA_Existing_Process_Natural Gas_Process Cooling_E9_Baseline Forecast | Industrial | Industrial - WA | Existing | Process | Natural Gas | Process Cooling | E9 |  | Baseline Forecast | 0 | 0 | 0 | 0 | 0 | 0 | 0 | 0 | 0 | 0 | 0 | 0 | 0 | 0 | 0 | 0 | 0 | 0 | 0 | 0 | 0 | 0 | 0 | 0 | 0 | 0 | 0 | 0
Industrial_Industrial - WA_Existing_Process_Natural Gas_Process Cooling_E10_Baseline Forecast | Industrial | Industrial - WA | Existing | Process | Natural Gas | Process Cooling | E10 |  | Baseline Forecast | 0 | 0 | 0 | 0 | 0 | 0 | 0 | 0 | 0 | 0 | 0 | 0 | 0 | 0 | 0 | 0 | 0 | 0 | 0 | 0 | 0 | 0 | 0 | 0 | 0 | 0 | 0 | 0
Industrial_Industrial - WA_Existing_Process_Natural Gas_Process Cooling_Vintage_Baseline Forecast | Industrial | Industrial - WA | Existing | Process | Natural Gas | Process Cooling | Vintage | Vintage | Baseline Forecast | 1570.087 | 1410.758 | 1231.6986 | 1037.5392 | 873.9862 | 736.215 | 620.1614 | 522.402 | 440.0529 | 370.6849 | 312.2519 | 263.0299 | 221.567 | 186.6402 | 157.2191 | 132.4358 | 111.5592 | 93.9735 | 79.16 | 66.6815 | 56.1702 | 47.3158 | 39.8571 | 33.5742 | 28.2817 | 23.8235 | 20.0681 | Vintage
Industrial_Industrial - WA_Existing_Process_Natural Gas_Other Process_E1_Baseline Forecast | Industrial | Industrial - WA | Existing | Process | Natural Gas | Other Process | E1 | Standard | Baseline Forecast | 0 | 132.2586 | 284.7142 | 452.7286 | 590.5873 | 703.1072 | 794.3449 | 867.7163 | 926.0979 | 971.9115 | 1007.1964 | 1033.6692 | 1052.7752 | 1065.7306 | 1073.5591 | 1077.1221 | 1077.1442 | 1074.235 | 1068.9071 | 1061.5912 | 1052.6496 | 1042.3865 | 1031.0571 | 1018.876 | 1006.0228 | 992.6481 | 978.8782 | 1
Industrial_Industrial - WA_Existing_Process_Natural Gas_Other Process_E2_Baseline Forecast | Industrial | Industrial - WA | Existing | Process | Natural Gas | Other Process | E2 | FTSC Qualified (>50% Cooking Efficiency) | Baseline Forecast | 0 | 0 | 0 | 0 | 0 | 0 | 0 | 0 | 0 | 0 | 0 | 0 | 0 | 0 | 0 | 0 | 0 | 0 | 0 | 0 | 0 | 0 | 0 | 0 | 0 | 0 | 0 | 0
Industrial_Industrial - WA_Existing_Process_Natural Gas_Other Process_E3_Baseline Forecast | Industrial | Industrial - WA | Existing | Process | Natural Gas | Other Process | E3 |  | Baseline Forecast | 0 | 0 | 0 | 0 | 0 | 0 | 0 | 0 | 0 | 0 | 0 | 0 | 0 | 0 | 0 | 0 | 0 | 0 | 0 | 0 | 0 | 0 | 0 | 0 | 0 | 0 | 0 | 0
Industrial_Industrial - WA_Existing_Process_Natural Gas_Other Process_E4_Baseline Forecast | Industrial | Industrial - WA | Existing | Process | Natural Gas | Other Process | E4 |  | Baseline Forecast | 0 | 0 | 0 | 0 | 0 | 0 | 0 | 0 | 0 | 0 | 0 | 0 | 0 | 0 | 0 | 0 | 0 | 0 | 0 | 0 | 0 | 0 | 0 | 0 | 0 | 0 | 0 | 0
Industrial_Industrial - WA_Existing_Process_Natural Gas_Other Process_E5_Baseline Forecast | Industrial | Industrial - WA | Existing | Process | Natural Gas | Other Process | E5 |  | Baseline Forecast | 0 | 0 | 0 | 0 | 0 | 0 | 0 | 0 | 0 | 0 | 0 | 0 | 0 | 0 | 0 | 0 | 0 | 0 | 0 | 0 | 0 | 0 | 0 | 0 | 0 | 0 | 0 | 0
Industrial_Industrial - WA_Existing_Process_Natural Gas_Other Process_E6_Baseline Forecast | Industrial | Industrial - WA | Existing | Process | Natural Gas | Other Process | E6 |  | Baseline Forecast | 0 | 0 | 0 | 0 | 0 | 0 | 0 | 0 | 0 | 0 | 0 | 0 | 0 | 0 | 0 | 0 | 0 | 0 | 0 | 0 | 0 | 0 | 0 | 0 | 0 | 0 | 0 | 0
Industrial_Industrial - WA_Existing_Process_Natural Gas_Other Process_E7_Baseline Forecast | Industrial | Industrial - WA | Existing | Process | Natural Gas | Other Process | E7 |  | Baseline Forecast | 0 | 0 | 0 | 0 | 0 | 0 | 0 | 0 | 0 | 0 | 0 | 0 | 0 | 0 | 0 | 0 | 0 | 0 | 0 | 0 | 0 | 0 | 0 | 0 | 0 | 0 | 0 | 0
Industrial_Industrial - WA_Existing_Process_Natural Gas_Other Process_E8_Baseline Forecast | Industrial | Industrial - WA | Existing | Process | Natural Gas | Other Process | E8 |  | Baseline Forecast | 0 | 0 | 0 | 0 | 0 | 0 | 0 | 0 | 0 | 0 | 0 | 0 | 0 | 0 | 0 | 0 | 0 | 0 | 0 | 0 | 0 | 0 | 0 | 0 | 0 | 0 | 0 | 0
Industrial_Industrial - WA_Existing_Process_Natural Gas_Other Process_E9_Baseline Forecast | Industrial | Industrial - WA | Existing | Process | Natural Gas | Other Process | E9 |  | Baseline Forecast | 0 | 0 | 0 | 0 | 0 | 0 | 0 | 0 | 0 | 0 | 0 | 0 | 0 | 0 | 0 | 0 | 0 | 0 | 0 | 0 | 0 | 0 | 0 | 0 | 0 | 0 | 0 | 0
Industrial_Industrial - WA_Existing_Process_Natural Gas_Other Process_E10_Baseline Forecast | Industrial | Industrial - WA | Existing | Process | Natural Gas | Other Process | E10 |  | Baseline Forecast | 0 | 0 | 0 | 0 | 0 | 0 | 0 | 0 | 0 | 0 | 0 | 0 | 0 | 0 | 0 | 0 | 0 | 0 | 0 | 0 | 0 | 0 | 0 | 0 | 0 | 0 | 0 | 0
Industrial_Industrial - WA_Existing_Process_Natural Gas_Other Process_Vintage_Baseline Forecast | Industrial | Industrial - WA | Existing | Process | Natural Gas | Other Process | Vintage | Vintage | Baseline Forecast | 1570.087 | 1410.758 | 1231.6986 | 1037.5392 | 873.9862 | 736.215 | 620.1614 | 522.402 | 440.0529 | 370.6849 | 312.2519 | 263.0299 | 221.567 | 186.6402 | 157.2191 | 132.4358 | 111.5592 | 93.9735 | 79.16 | 66.6815 | 56.1702 | 47.3158 | 39.8571 | 33.5742 | 28.2817 | 23.8235 | 20.0681 | Vintage
Industrial_Industrial - WA_Existing_Miscellaneous_Natural Gas_Miscellaneous_E1_Baseline Forecast | Industrial | Industrial - WA | Existing | Miscellaneous | Natural Gas | Miscellaneous | E1 | Standard | Baseline Forecast | 0 | 132.2586 | 284.7142 | 452.7286 | 590.5873 | 703.1072 | 794.3449 | 867.7163 | 926.0979 | 971.9115 | 1007.1964 | 1033.6692 | 1052.7752 | 1065.7306 | 1073.5591 | 1077.1221 | 1077.1442 | 1074.235 | 1068.9071 | 1061.5912 | 1052.6496 | 1042.3865 | 1031.0571 | 1018.876 | 1006.0228 | 992.6481 | 978.8782 | 1
Industrial_Industrial - WA_Existing_Miscellaneous_Natural Gas_Miscellaneous_E2_Baseline Forecast | Industrial | Industrial - WA | Existing | Miscellaneous | Natural Gas | Miscellaneous | E2 | ENERGY STAR | Baseline Forecast | 0 | 0 | 0 | 0 | 0 | 0 | 0 | 0 | 0 | 0 | 0 | 0 | 0 | 0 | 0 | 0 | 0 | 0 | 0 | 0 | 0 | 0 | 0 | 0 | 0 | 0 | 0 | 0
Industrial_Industrial - WA_Existing_Miscellaneous_Natural Gas_Miscellaneous_E3_Baseline Forecast | Industrial | Industrial - WA | Existing | Miscellaneous | Natural Gas | Miscellaneous | E3 |  | Baseline Forecast | 0 | 0 | 0 | 0 | 0 | 0 | 0 | 0 | 0 | 0 | 0 | 0 | 0 | 0 | 0 | 0 | 0 | 0 | 0 | 0 | 0 | 0 | 0 | 0 | 0 | 0 | 0 | 0
Industrial_Industrial - WA_Existing_Miscellaneous_Natural Gas_Miscellaneous_E4_Baseline Forecast | Industrial | Industrial - WA | Existing | Miscellaneous | Natural Gas | Miscellaneous | E4 |  | Baseline Forecast | 0 | 0 | 0 | 0 | 0 | 0 | 0 | 0 | 0 | 0 | 0 | 0 | 0 | 0 | 0 | 0 | 0 | 0 | 0 | 0 | 0 | 0 | 0 | 0 | 0 | 0 | 0 | 0
Industrial_Industrial - WA_Existing_Miscellaneous_Natural Gas_Miscellaneous_E5_Baseline Forecast | Industrial | Industrial - WA | Existing | Miscellaneous | Natural Gas | Miscellaneous | E5 |  | Baseline Forecast | 0 | 0 | 0 | 0 | 0 | 0 | 0 | 0 | 0 | 0 | 0 | 0 | 0 | 0 | 0 | 0 | 0 | 0 | 0 | 0 | 0 | 0 | 0 | 0 | 0 | 0 | 0 | 0
Industrial_Industrial - WA_Existing_Miscellaneous_Natural Gas_Miscellaneous_E6_Baseline Forecast | Industrial | Industrial - WA | Existing | Miscellaneous | Natural Gas | Miscellaneous | E6 |  | Baseline Forecast | 0 | 0 | 0 | 0 | 0 | 0 | 0 | 0 | 0 | 0 | 0 | 0 | 0 | 0 | 0 | 0 | 0 | 0 | 0 | 0 | 0 | 0 | 0 | 0 | 0 | 0 | 0 | 0
Industrial_Industrial - WA_Existing_Miscellaneous_Natural Gas_Miscellaneous_E7_Baseline Forecast | Industrial | Industrial - WA | Existing | Miscellaneous | Natural Gas | Miscellaneous | E7 |  | Baseline Forecast | 0 | 0 | 0 | 0 | 0 | 0 | 0 | 0 | 0 | 0 | 0 | 0 | 0 | 0 | 0 | 0 | 0 | 0 | 0 | 0 | 0 | 0 | 0 | 0 | 0 | 0 | 0 | 0
Industrial_Industrial - WA_Existing_Miscellaneous_Natural Gas_Miscellaneous_E8_Baseline Forecast | Industrial | Industrial - WA | Existing | Miscellaneous | Natural Gas | Miscellaneous | E8 |  | Baseline Forecast | 0 | 0 | 0 | 0 | 0 | 0 | 0 | 0 | 0 | 0 | 0 | 0 | 0 | 0 | 0 | 0 | 0 | 0 | 0 | 0 | 0 | 0 | 0 | 0 | 0 | 0 | 0 | 0
Industrial_Industrial - WA_Existing_Miscellaneous_Natural Gas_Miscellaneous_E9_Baseline Forecast | Industrial | Industrial - WA | Existing | Miscellaneous | Natural Gas | Miscellaneous | E9 |  | Baseline Forecast | 0 | 0 | 0 | 0 | 0 | 0 | 0 | 0 | 0 | 0 | 0 | 0 | 0 | 0 | 0 | 0 | 0 | 0 | 0 | 0 | 0 | 0 | 0 | 0 | 0 | 0 | 0 | 0
Industrial_Industrial - WA_Existing_Miscellaneous_Natural Gas_Miscellaneous_E10_Baseline Forecast | Industrial | Industrial - WA | Existing | Miscellaneous | Natural Gas | Miscellaneous | E10 |  | Baseline Forecast | 0 | 0 | 0 | 0 | 0 | 0 | 0 | 0 | 0 | 0 | 0 | 0 | 0 | 0 | 0 | 0 | 0 | 0 | 0 | 0 | 0 | 0 | 0 | 0 | 0 | 0 | 0 | 0
Industrial_Industrial - WA_Existing_Miscellaneous_Natural Gas_Miscellaneous_Vintage_Baseline Forecast | Industrial | Industrial - WA | Existing | Miscellaneous | Natural Gas | Miscellaneous | Vintage | Vintage | Baseline Forecast | 1570.087 | 1410.758 | 1231.6986 | 1037.5392 | 873.9862 | 736.215 | 620.1614 | 522.402 | 440.0529 | 370.6849 | 312.2519 | 263.0299 | 221.567 | 186.6402 | 157.2191 | 132.4358 | 111.5592 | 93.9735 | 79.16 | 66.6815 | 56.1702 | 47.3158 | 39.8571 | 33.5742 | 28.2817 | 23.8235 | 20.0681 | Vintage
Industrial_Industrial - WA_New_Space Heating_Natural Gas_Furnace_E1_Baseline Forecast | Industrial | Industrial - WA | New | Space Heating | Natural Gas | Furnace | E1 | Standard | Baseline Forecast | 0 | 30.2935 | 55.9199 | 55.9199 | 55.9199 | 55.9199 | 55.9199 | 55.9199 | 55.9199 | 55.9199 | 55.9199 | 55.9199 | 55.9199 | 55.9199 | 55.9199 | 55.9199 | 55.9199 | 55.9199 | 55.9199 | 53.5897 | 49.4674 | 45.6622 | 42.1497 | 38.9074 | 35.9146 | 33.1519 | 30.6018 | 400
Industrial_Industrial - WA_New_Space Heating_Natural Gas_Furnace_E2_Baseline Forecast | Industrial | Industrial - WA | New | Space Heating | Natural Gas | Furnace | E2 | Infrared Burners | Baseline Forecast | 0 | 0 | 0 | 18.5519 | 33.1314 | 44.9616 | 53.1169 | 61.1339 | 69.0152 | 76.763 | 84.3797 | 91.8675 | 99.2286 | 106.4653 | 113.5797 | 120.5738 | 127.4498 | 134.2096 | 140.8554 | 149.7193 | 160.265 | 170.3853 | 180.1065 | 189.4529 | 198.4471 | 207.11 | 215.4612 | 400
Industrial_Industrial - WA_New_Space Heating_Natural Gas_Furnace_E3_Baseline Forecast | Industrial | Industrial - WA | New | Space Heating | Natural Gas | Furnace | E3 |  | Baseline Forecast | 0 | 0 | 0 | 0 | 0 | 0 | 0 | 0 | 0 | 0 | 0 | 0 | 0 | 0 | 0 | 0 | 0 | 0 | 0 | 0 | 0 | 0 | 0 | 0 | 0 | 0 | 0 | 400
Industrial_Industrial - WA_New_Space Heating_Natural Gas_Furnace_E4_Baseline Forecast | Industrial | Industrial - WA | New | Space Heating | Natural Gas | Furnace | E4 |  | Baseline Forecast | 0 | 0 | 0 | 0 | 0 | 0 | 0 | 0 | 0 | 0 | 0 | 0 | 0 | 0 | 0 | 0 | 0 | 0 | 0 | 0 | 0 | 0 | 0 | 0 | 0 | 0 | 0 | 0
Industrial_Industrial - WA_New_Space Heating_Natural Gas_Furnace_E5_Baseline Forecast | Industrial | Industrial - WA | New | Space Heating | Natural Gas | Furnace | E5 |  | Baseline Forecast | 0 | 0 | 0 | 0 | 0 | 0 | 0 | 0 | 0 | 0 | 0 | 0 | 0 | 0 | 0 | 0 | 0 | 0 | 0 | 0 | 0 | 0 | 0 | 0 | 0 | 0 | 0 | 0
Industrial_Industrial - WA_New_Space Heating_Natural Gas_Furnace_E6_Baseline Forecast | Industrial | Industrial - WA | New | Space Heating | Natural Gas | Furnace | E6 |  | Baseline Forecast | 0 | 0 | 0 | 0 | 0 | 0 | 0 | 0 | 0 | 0 | 0 | 0 | 0 | 0 | 0 | 0 | 0 | 0 | 0 | 0 | 0 | 0 | 0 | 0 | 0 | 0 | 0 | 0
Industrial_Industrial - WA_New_Space Heating_Natural Gas_Furnace_E7_Baseline Forecast | Industrial | Industrial - WA | New | Space Heating | Natural Gas | Furnace | E7 |  | Baseline Forecast | 0 | 0 | 0 | 0 | 0 | 0 | 0 | 0 | 0 | 0 | 0 | 0 | 0 | 0 | 0 | 0 | 0 | 0 | 0 | 0 | 0 | 0 | 0 | 0 | 0 | 0 | 0 | 0
Industrial_Industrial - WA_New_Space Heating_Natural Gas_Furnace_E8_Baseline Forecast | Industrial | Industrial - WA | New | Space Heating | Natural Gas | Furnace | E8 |  | Baseline Forecast | 0 | 0 | 0 | 0 | 0 | 0 | 0 | 0 | 0 | 0 | 0 | 0 | 0 | 0 | 0 | 0 | 0 | 0 | 0 | 0 | 0 | 0 | 0 | 0 | 0 | 0 | 0 | 0
Industrial_Industrial - WA_New_Space Heating_Natural Gas_Furnace_E9_Baseline Forecast | Industrial | Industrial - WA | New | Space Heating | Natural Gas | Furnace | E9 |  | Baseline Forecast | 0 | 0 | 0 | 0 | 0 | 0 | 0 | 0 | 0 | 0 | 0 | 0 | 0 | 0 | 0 | 0 | 0 | 0 | 0 | 0 | 0 | 0 | 0 | 0 | 0 | 0 | 0 | 0
Industrial_Industrial - WA_New_Space Heating_Natural Gas_Furnace_E10_Baseline Forecast | Industrial | Industrial - WA | New | Space Heating | Natural Gas | Furnace | E10 |  | Baseline Forecast | 0 | 0 | 0 | 0 | 0 | 0 | 0 | 0 | 0 | 0 | 0 | 0 | 0 | 0 | 0 | 0 | 0 | 0 | 0 | 0 | 0 | 0 | 0 | 0 | 0 | 0 | 0 | 0
Industrial_Industrial - WA_New_Space Heating_Natural Gas_Furnace_Vintage_Baseline Forecast | Industrial | Industrial - WA | New | Space Heating | Natural Gas | Furnace | Vintage | Vintage | Baseline Forecast | 0 | 0 | 0 | 0 | 0 | 0 | 0 | 0 | 0 | 0 | 0 | 0 | 0 | 0 | 0 | 0 | 0 | 0 | 0 | 0 | 0 | 0 | 0 | 0 | 0 | 0 | 0 | Vintage
Industrial_Industrial - WA_New_Space Heating_Natural Gas_Boiler_E1_Baseline Forecast | Industrial | Industrial - WA | New | Space Heating | Natural Gas | Boiler | E1 | Standard | Baseline Forecast | 0 | 48.3449 | 89.2417 | 118.8484 | 142.1156 | 160.9952 | 174.01 | 186.8043 | 199.3819 | 211.7465 | 223.9018 | 235.8515 | 247.599 | 259.1479 | 270.5016 | 281.6634 | 292.6366 | 303.4246 | 314.0305 | 324.4574 | 334.7084 | 344.7867 | 354.695 | 364.4364 | 374.0138 | 383.43 | 392.6877 | 800
Industrial_Industrial - WA_New_Space Heating_Natural Gas_Boiler_E2_Baseline Forecast | Industrial | Industrial - WA | New | Space Heating | Natural Gas | Boiler | E2 | ENERGY STAR | Baseline Forecast | 0 | 0 | 0 | 0 | 0 | 0 | 0 | 0 | 0 | 0 | 0 | 0 | 0 | 0 | 0 | 0 | 0 | 0 | 0 | 0 | 0 | 0 | 0 | 0 | 0 | 0 | 0 | 800
Industrial_Industrial - WA_New_Space Heating_Natural Gas_Boiler_E3_Baseline Forecast | Industrial | Industrial - WA | New | Space Heating | Natural Gas | Boiler | E3 |  | Baseline Forecast | 0 | 0 | 0 | 0 | 0 | 0 | 0 | 0 | 0 | 0 | 0 | 0 | 0 | 0 | 0 | 0 | 0 | 0 | 0 | 0 | 0 | 0 | 0 | 0 | 0 | 0 | 0 | 800
Industrial_Industrial - WA_New_Space Heating_Natural Gas_Boiler_E4_Baseline Forecast | Industrial | Industrial - WA | New | Space Heating | Natural Gas | Boiler | E4 |  | Baseline Forecast | 0 | 0 | 0 | 0 | 0 | 0 | 0 | 0 | 0 | 0 | 0 | 0 | 0 | 0 | 0 | 0 | 0 | 0 | 0 | 0 | 0 | 0 | 0 | 0 | 0 | 0 | 0 | 800
Industrial_Industrial - WA_New_Space Heating_Natural Gas_Boiler_E5_Baseline Forecast | Industrial | Industrial - WA | New | Space Heating | Natural Gas | Boiler | E5 |  | Baseline Forecast | 0 | 0 | 0 | 0 | 0 | 0 | 0 | 0 | 0 | 0 | 0 | 0 | 0 | 0 | 0 | 0 | 0 | 0 | 0 | 0 | 0 | 0 | 0 | 0 | 0 | 0 | 0 | 0
Industrial_Industrial - WA_New_Space Heating_Natural Gas_Boiler_E6_Baseline Forecast | Industrial | Industrial - WA | New | Space Heating | Natural Gas | Boiler | E6 |  | Baseline Forecast | 0 | 0 | 0 | 0 | 0 | 0 | 0 | 0 | 0 | 0 | 0 | 0 | 0 | 0 | 0 | 0 | 0 | 0 | 0 | 0 | 0 | 0 | 0 | 0 | 0 | 0 | 0 | 0
Industrial_Industrial - WA_New_Space Heating_Natural Gas_Boiler_E7_Baseline Forecast | Industrial | Industrial - WA | New | Space Heating | Natural Gas | Boiler | E7 |  | Baseline Forecast | 0 | 0 | 0 | 0 | 0 | 0 | 0 | 0 | 0 | 0 | 0 | 0 | 0 | 0 | 0 | 0 | 0 | 0 | 0 | 0 | 0 | 0 | 0 | 0 | 0 | 0 | 0 | 0
Industrial_Industrial - WA_New_Space Heating_Natural Gas_Boiler_E8_Baseline Forecast | Industrial | Industrial - WA | New | Space Heating | Natural Gas | Boiler | E8 |  | Baseline Forecast | 0 | 0 | 0 | 0 | 0 | 0 | 0 | 0 | 0 | 0 | 0 | 0 | 0 | 0 | 0 | 0 | 0 | 0 | 0 | 0 | 0 | 0 | 0 | 0 | 0 | 0 | 0 | 0
Industrial_Industrial - WA_New_Space Heating_Natural Gas_Boiler_E9_Baseline Forecast | Industrial | Industrial - WA | New | Space Heating | Natural Gas | Boiler | E9 |  | Baseline Forecast | 0 | 0 | 0 | 0 | 0 | 0 | 0 | 0 | 0 | 0 | 0 | 0 | 0 | 0 | 0 | 0 | 0 | 0 | 0 | 0 | 0 | 0 | 0 | 0 | 0 | 0 | 0 | 0
Industrial_Industrial - WA_New_Space Heating_Natural Gas_Boiler_E10_Baseline Forecast | Industrial | Industrial - WA | New | Space Heating | Natural Gas | Boiler | E10 |  | Baseline Forecast | 0 | 0 | 0 | 0 | 0 | 0 | 0 | 0 | 0 | 0 | 0 | 0 | 0 | 0 | 0 | 0 | 0 | 0 | 0 | 0 | 0 | 0 | 0 | 0 | 0 | 0 | 0 | 0
Industrial_Industrial - WA_New_Space Heating_Natural Gas_Boiler_Vintage_Baseline Forecast | Industrial | Industrial - WA | New | Space Heating | Natural Gas | Boiler | Vintage | Vintage | Baseline Forecast | 0 | 0 | 0 | 0 | 0 | 0 | 0 | 0 | 0 | 0 | 0 | 0 | 0 | 0 | 0 | 0 | 0 | 0 | 0 | 0 | 0 | 0 | 0 | 0 | 0 | 0 | 0 | Vintage
Industrial_Industrial - WA_New_Space Heating_Natural Gas_Unit Heater_E1_Baseline Forecast | Industrial | Industrial - WA | New | Space Heating | Natural Gas | Unit Heater | E1 | Standard | Baseline Forecast | 0 | 15.1468 | 27.96 | 37.2359 | 44.5257 | 50.4408 | 54.5184 | 58.5269 | 62.4676 | 66.3415 | 70.1498 | 73.8937 | 77.5743 | 81.1926 | 84.7498 | 88.2469 | 91.6849 | 95.0648 | 98.3877 | 101.6545 | 104.8662 | 108.0238 | 111.1281 | 114.1802 | 117.1808 | 120.131 | 123.0315 | 120
Industrial_Industrial - WA_New_Space Heating_Natural Gas_Unit Heater_E2_Baseline Forecast | Industrial | Industrial - WA | New | Space Heating | Natural Gas | Unit Heater | E2 | High Efficiency | Baseline Forecast | 0 | 0 | 0 | 0 | 0 | 0 | 0 | 0 | 0 | 0 | 0 | 0 | 0 | 0 | 0 | 0 | 0 | 0 | 0 | 0 | 0 | 0 | 0 | 0 | 0 | 0 | 0 | 120
Industrial_Industrial - WA_New_Space Heating_Natural Gas_Unit Heater_E3_Baseline Forecast | Industrial | Industrial - WA | New | Space Heating | Natural Gas | Unit Heater | E3 |  | Baseline Forecast | 0 | 0 | 0 | 0 | 0 | 0 | 0 | 0 | 0 | 0 | 0 | 0 | 0 | 0 | 0 | 0 | 0 | 0 | 0 | 0 | 0 | 0 | 0 | 0 | 0 | 0 | 0 | 120
Industrial_Industrial - WA_New_Space Heating_Natural Gas_Unit Heater_E4_Baseline Forecast | Industrial | Industrial - WA | New | Space Heating | Natural Gas | Unit Heater | E4 |  | Baseline Forecast | 0 | 0 | 0 | 0 | 0 | 0 | 0 | 0 | 0 | 0 | 0 | 0 | 0 | 0 | 0 | 0 | 0 | 0 | 0 | 0 | 0 | 0 | 0 | 0 | 0 | 0 | 0 | 0
Industrial_Industrial - WA_New_Space Heating_Natural Gas_Unit Heater_E5_Baseline Forecast | Industrial | Industrial - WA | New | Space Heating | Natural Gas | Unit Heater | E5 |  | Baseline Forecast | 0 | 0 | 0 | 0 | 0 | 0 | 0 | 0 | 0 | 0 | 0 | 0 | 0 | 0 | 0 | 0 | 0 | 0 | 0 | 0 | 0 | 0 | 0 | 0 | 0 | 0 | 0 | 0
Industrial_Industrial - WA_New_Space Heating_Natural Gas_Unit Heater_E6_Baseline Forecast | Industrial | Industrial - WA | New | Space Heating | Natural Gas | Unit Heater | E6 |  | Baseline Forecast | 0 | 0 | 0 | 0 | 0 | 0 | 0 | 0 | 0 | 0 | 0 | 0 | 0 | 0 | 0 | 0 | 0 | 0 | 0 | 0 | 0 | 0 | 0 | 0 | 0 | 0 | 0 | 0
Industrial_Industrial - WA_New_Space Heating_Natural Gas_Unit Heater_E7_Baseline Forecast | Industrial | Industrial - WA | New | Space Heating | Natural Gas | Unit Heater | E7 |  | Baseline Forecast | 0 | 0 | 0 | 0 | 0 | 0 | 0 | 0 | 0 | 0 | 0 | 0 | 0 | 0 | 0 | 0 | 0 | 0 | 0 | 0 | 0 | 0 | 0 | 0 | 0 | 0 | 0 | 0
Industrial_Industrial - WA_New_Space Heating_Natural Gas_Unit Heater_E8_Baseline Forecast | Industrial | Industrial - WA | New | Space Heating | Natural Gas | Unit Heater | E8 |  | Baseline Forecast | 0 | 0 | 0 | 0 | 0 | 0 | 0 | 0 | 0 | 0 | 0 | 0 | 0 | 0 | 0 | 0 | 0 | 0 | 0 | 0 | 0 | 0 | 0 | 0 | 0 | 0 | 0 | 0
Industrial_Industrial - WA_New_Space Heating_Natural Gas_Unit Heater_E9_Baseline Forecast | Industrial | Industrial - WA | New | Space Heating | Natural Gas | Unit Heater | E9 |  | Baseline Forecast | 0 | 0 | 0 | 0 | 0 | 0 | 0 | 0 | 0 | 0 | 0 | 0 | 0 | 0 | 0 | 0 | 0 | 0 | 0 | 0 | 0 | 0 | 0 | 0 | 0 | 0 | 0 | 0
Industrial_Industrial - WA_New_Space Heating_Natural Gas_Unit Heater_E10_Baseline Forecast | Industrial | Industrial - WA | New | Space Heating | Natural Gas | Unit Heater | E10 |  | Baseline Forecast | 0 | 0 | 0 | 0 | 0 | 0 | 0 | 0 | 0 | 0 | 0 | 0 | 0 | 0 | 0 | 0 | 0 | 0 | 0 | 0 | 0 | 0 | 0 | 0 | 0 | 0 | 0 | 0
Industrial_Industrial - WA_New_Space Heating_Natural Gas_Unit Heater_Vintage_Baseline Forecast | Industrial | Industrial - WA | New | Space Heating | Natural Gas | Unit Heater | Vintage | Vintage | Baseline Forecast | 0 | 0 | 0 | 0 | 0 | 0 | 0 | 0 | 0 | 0 | 0 | 0 | 0 | 0 | 0 | 0 | 0 | 0 | 0 | 0 | 0 | 0 | 0 | 0 | 0 | 0 | 0 | Vintage
Industrial_Industrial - WA_New_Process_Natural Gas_Process Boiler_E1_Baseline Forecast | Industrial | Industrial - WA | New | Process | Natural Gas | Process Boiler | E1 | Standard | Baseline Forecast | 0 | 93.7852 | 173.1216 | 230.5563 | 275.6926 | 312.3176 | 337.5652 | 362.3851 | 386.7846 | 410.7709 | 434.3513 | 457.5327 | 480.3219 | 502.7258 | 524.751 | 546.404 | 567.6912 | 588.619 | 609.1935 | 629.4209 | 649.3071 | 668.858 | 688.0794 | 706.9769 | 725.5563 | 743.8229 | 761.7821 | 1
Industrial_Industrial - WA_New_Process_Natural Gas_Process Boiler_E2_Baseline Forecast | Industrial | Industrial - WA | New | Process | Natural Gas | Process Boiler | E2 | ENERGY STAR | Baseline Forecast | 0 | 0 | 0 | 0 | 0 | 0 | 0 | 0 | 0 | 0 | 0 | 0 | 0 | 0 | 0 | 0 | 0 | 0 | 0 | 0 | 0 | 0 | 0 | 0 | 0 | 0 | 0 | 0
Industrial_Industrial - WA_New_Process_Natural Gas_Process Boiler_E3_Baseline Forecast | Industrial | Industrial - WA | New | Process | Natural Gas | Process Boiler | E3 |  | Baseline Forecast | 0 | 0 | 0 | 0 | 0 | 0 | 0 | 0 | 0 | 0 | 0 | 0 | 0 | 0 | 0 | 0 | 0 | 0 | 0 | 0 | 0 | 0 | 0 | 0 | 0 | 0 | 0 | 0
Industrial_Industrial - WA_New_Process_Natural Gas_Process Boiler_E4_Baseline Forecast | Industrial | Industrial - WA | New | Process | Natural Gas | Process Boiler | E4 |  | Baseline Forecast | 0 | 0 | 0 | 0 | 0 | 0 | 0 | 0 | 0 | 0 | 0 | 0 | 0 | 0 | 0 | 0 | 0 | 0 | 0 | 0 | 0 | 0 | 0 | 0 | 0 | 0 | 0 | 0
Industrial_Industrial - WA_New_Process_Natural Gas_Process Boiler_E5_Baseline Forecast | Industrial | Industrial - WA | New | Process | Natural Gas | Process Boiler | E5 |  | Baseline Forecast | 0 | 0 | 0 | 0 | 0 | 0 | 0 | 0 | 0 | 0 | 0 | 0 | 0 | 0 | 0 | 0 | 0 | 0 | 0 | 0 | 0 | 0 | 0 | 0 | 0 | 0 | 0 | 0
Industrial_Industrial - WA_New_Process_Natural Gas_Process Boiler_E6_Baseline Forecast | Industrial | Industrial - WA | New | Process | Natural Gas | Process Boiler | E6 |  | Baseline Forecast | 0 | 0 | 0 | 0 | 0 | 0 | 0 | 0 | 0 | 0 | 0 | 0 | 0 | 0 | 0 | 0 | 0 | 0 | 0 | 0 | 0 | 0 | 0 | 0 | 0 | 0 | 0 | 0
Industrial_Industrial - WA_New_Process_Natural Gas_Process Boiler_E7_Baseline Forecast | Industrial | Industrial - WA | New | Process | Natural Gas | Process Boiler | E7 |  | Baseline Forecast | 0 | 0 | 0 | 0 | 0 | 0 | 0 | 0 | 0 | 0 | 0 | 0 | 0 | 0 | 0 | 0 | 0 | 0 | 0 | 0 | 0 | 0 | 0 | 0 | 0 | 0 | 0 | 0
Industrial_Industrial - WA_New_Process_Natural Gas_Process Boiler_E8_Baseline Forecast | Industrial | Industrial - WA | New | Process | Natural Gas | Process Boiler | E8 |  | Baseline Forecast | 0 | 0 | 0 | 0 | 0 | 0 | 0 | 0 | 0 | 0 | 0 | 0 | 0 | 0 | 0 | 0 | 0 | 0 | 0 | 0 | 0 | 0 | 0 | 0 | 0 | 0 | 0 | 0
Industrial_Industrial - WA_New_Process_Natural Gas_Process Boiler_E9_Baseline Forecast | Industrial | Industrial - WA | New | Process | Natural Gas | Process Boiler | E9 |  | Baseline Forecast | 0 | 0 | 0 | 0 | 0 | 0 | 0 | 0 | 0 | 0 | 0 | 0 | 0 | 0 | 0 | 0 | 0 | 0 | 0 | 0 | 0 | 0 | 0 | 0 | 0 | 0 | 0 | 0
Industrial_Industrial - WA_New_Process_Natural Gas_Process Boiler_E10_Baseline Forecast | Industrial | Industrial - WA | New | Process | Natural Gas | Process Boiler | E10 |  | Baseline Forecast | 0 | 0 | 0 | 0 | 0 | 0 | 0 | 0 | 0 | 0 | 0 | 0 | 0 | 0 | 0 | 0 | 0 | 0 | 0 | 0 | 0 | 0 | 0 | 0 | 0 | 0 | 0 | 0
Industrial_Industrial - WA_New_Process_Natural Gas_Process Boiler_Vintage_Baseline Forecast | Industrial | Industrial - WA | New | Process | Natural Gas | Process Boiler | Vintage | Vintage | Baseline Forecast | 0 | 0 | 0 | 0 | 0 | 0 | 0 | 0 | 0 | 0 | 0 | 0 | 0 | 0 | 0 | 0 | 0 | 0 | 0 | 0 | 0 | 0 | 0 | 0 | 0 | 0 | 0 | Vintage
Industrial_Industrial - WA_New_Process_Natural Gas_Process Heating_E1_Baseline Forecast | Industrial | Industrial - WA | New | Process | Natural Gas | Process Heating | E1 | Standard | Baseline Forecast | 0 | 93.7852 | 173.1216 | 230.5563 | 275.6926 | 312.3176 | 337.5652 | 362.3851 | 386.7846 | 410.7709 | 434.3513 | 457.5327 | 480.3219 | 502.7258 | 524.751 | 546.404 | 567.6912 | 588.619 | 609.1935 | 629.4209 | 649.3071 | 668.858 | 688.0794 | 706.9769 | 725.5563 | 743.8229 | 761.7821 | 1
Industrial_Industrial - WA_New_Process_Natural Gas_Process Heating_E2_Baseline Forecast | Industrial | Industrial - WA | New | Process | Natural Gas | Process Heating | E2 | ENERGY STAR | Baseline Forecast | 0 | 0 | 0 | 0 | 0 | 0 | 0 | 0 | 0 | 0 | 0 | 0 | 0 | 0 | 0 | 0 | 0 | 0 | 0 | 0 | 0 | 0 | 0 | 0 | 0 | 0 | 0 | 0
Industrial_Industrial - WA_New_Process_Natural Gas_Process Heating_E3_Baseline Forecast | Industrial | Industrial - WA | New | Process | Natural Gas | Process Heating | E3 |  | Baseline Forecast | 0 | 0 | 0 | 0 | 0 | 0 | 0 | 0 | 0 | 0 | 0 | 0 | 0 | 0 | 0 | 0 | 0 | 0 | 0 | 0 | 0 | 0 | 0 | 0 | 0 | 0 | 0 | 0
Industrial_Industrial - WA_New_Process_Natural Gas_Process Heating_E4_Baseline Forecast | Industrial | Industrial - WA | New | Process | Natural Gas | Process Heating | E4 |  | Baseline Forecast | 0 | 0 | 0 | 0 | 0 | 0 | 0 | 0 | 0 | 0 | 0 | 0 | 0 | 0 | 0 | 0 | 0 | 0 | 0 | 0 | 0 | 0 | 0 | 0 | 0 | 0 | 0 | 0
Industrial_Industrial - WA_New_Process_Natural Gas_Process Heating_E5_Baseline Forecast | Industrial | Industrial - WA | New | Process | Natural Gas | Process Heating | E5 |  | Baseline Forecast | 0 | 0 | 0 | 0 | 0 | 0 | 0 | 0 | 0 | 0 | 0 | 0 | 0 | 0 | 0 | 0 | 0 | 0 | 0 | 0 | 0 | 0 | 0 | 0 | 0 | 0 | 0 | 0
Industrial_Industrial - WA_New_Process_Natural Gas_Process Heating_E6_Baseline Forecast | Industrial | Industrial - WA | New | Process | Natural Gas | Process Heating | E6 |  | Baseline Forecast | 0 | 0 | 0 | 0 | 0 | 0 | 0 | 0 | 0 | 0 | 0 | 0 | 0 | 0 | 0 | 0 | 0 | 0 | 0 | 0 | 0 | 0 | 0 | 0 | 0 | 0 | 0 | 0
Industrial_Industrial - WA_New_Process_Natural Gas_Process Heating_E7_Baseline Forecast | Industrial | Industrial - WA | New | Process | Natural Gas | Process Heating | E7 |  | Baseline Forecast | 0 | 0 | 0 | 0 | 0 | 0 | 0 | 0 | 0 | 0 | 0 | 0 | 0 | 0 | 0 | 0 | 0 | 0 | 0 | 0 | 0 | 0 | 0 | 0 | 0 | 0 | 0 | 0
Industrial_Industrial - WA_New_Process_Natural Gas_Process Heating_E8_Baseline Forecast | Industrial | Industrial - WA | New | Process | Natural Gas | Process Heating | E8 |  | Baseline Forecast | 0 | 0 | 0 | 0 | 0 | 0 | 0 | 0 | 0 | 0 | 0 | 0 | 0 | 0 | 0 | 0 | 0 | 0 | 0 | 0 | 0 | 0 | 0 | 0 | 0 | 0 | 0 | 0
Industrial_Industrial - WA_New_Process_Natural Gas_Process Heating_E9_Baseline Forecast | Industrial | Industrial - WA | New | Process | Natural Gas | Process Heating | E9 |  | Baseline Forecast | 0 | 0 | 0 | 0 | 0 | 0 | 0 | 0 | 0 | 0 | 0 | 0 | 0 | 0 | 0 | 0 | 0 | 0 | 0 | 0 | 0 | 0 | 0 | 0 | 0 | 0 | 0 | 0
Industrial_Industrial - WA_New_Process_Natural Gas_Process Heating_E10_Baseline Forecast | Industrial | Industrial - WA | New | Process | Natural Gas | Process Heating | E10 |  | Baseline Forecast | 0 | 0 | 0 | 0 | 0 | 0 | 0 | 0 | 0 | 0 | 0 | 0 | 0 | 0 | 0 | 0 | 0 | 0 | 0 | 0 | 0 | 0 | 0 | 0 | 0 | 0 | 0 | 0
Industrial_Industrial - WA_New_Process_Natural Gas_Process Heating_Vintage_Baseline Forecast | Industrial | Industrial - WA | New | Process | Natural Gas | Process Heating | Vintage | Vintage | Baseline Forecast | 0 | 0 | 0 | 0 | 0 | 0 | 0 | 0 | 0 | 0 | 0 | 0 | 0 | 0 | 0 | 0 | 0 | 0 | 0 | 0 | 0 | 0 | 0 | 0 | 0 | 0 | 0 | Vintage
Industrial_Industrial - WA_New_Process_Natural Gas_Process Cooling_E1_Baseline Forecast | Industrial | Industrial - WA | New | Process | Natural Gas | Process Cooling | E1 | Standard (EF .82) | Baseline Forecast | 0 | 93.7852 | 173.1216 | 230.5563 | 275.6926 | 312.3176 | 337.5652 | 362.3851 | 386.7846 | 410.7709 | 434.3513 | 457.5327 | 480.3219 | 502.7258 | 524.751 | 546.404 | 567.6912 | 588.619 | 609.1935 | 629.4209 | 649.3071 | 668.858 | 688.0794 | 706.9769 | 725.5563 | 743.8229 | 761.7821 | 1
Industrial_Industrial - WA_New_Process_Natural Gas_Process Cooling_E2_Baseline Forecast | Industrial | Industrial - WA | New | Process | Natural Gas | Process Cooling | E2 | Condensing (EF .90) | Baseline Forecast | 0 | 0 | 0 | 0 | 0 | 0 | 0 | 0 | 0 | 0 | 0 | 0 | 0 | 0 | 0 | 0 | 0 | 0 | 0 | 0 | 0 | 0 | 0 | 0 | 0 | 0 | 0 | 0
Industrial_Industrial - WA_New_Process_Natural Gas_Process Cooling_E3_Baseline Forecast | Industrial | Industrial - WA | New | Process | Natural Gas | Process Cooling | E3 |  | Baseline Forecast | 0 | 0 | 0 | 0 | 0 | 0 | 0 | 0 | 0 | 0 | 0 | 0 | 0 | 0 | 0 | 0 | 0 | 0 | 0 | 0 | 0 | 0 | 0 | 0 | 0 | 0 | 0 | 0
Industrial_Industrial - WA_New_Process_Natural Gas_Process Cooling_E4_Baseline Forecast | Industrial | Industrial - WA | New | Process | Natural Gas | Process Cooling | E4 |  | Baseline Forecast | 0 | 0 | 0 | 0 | 0 | 0 | 0 | 0 | 0 | 0 | 0 | 0 | 0 | 0 | 0 | 0 | 0 | 0 | 0 | 0 | 0 | 0 | 0 | 0 | 0 | 0 | 0 | 0
Industrial_Industrial - WA_New_Process_Natural Gas_Process Cooling_E5_Baseline Forecast | Industrial | Industrial - WA | New | Process | Natural Gas | Process Cooling | E5 |  | Baseline Forecast | 0 | 0 | 0 | 0 | 0 | 0 | 0 | 0 | 0 | 0 | 0 | 0 | 0 | 0 | 0 | 0 | 0 | 0 | 0 | 0 | 0 | 0 | 0 | 0 | 0 | 0 | 0 | 0
Industrial_Industrial - WA_New_Process_Natural Gas_Process Cooling_E6_Baseline Forecast | Industrial | Industrial - WA | New | Process | Natural Gas | Process Cooling | E6 |  | Baseline Forecast | 0 | 0 | 0 | 0 | 0 | 0 | 0 | 0 | 0 | 0 | 0 | 0 | 0 | 0 | 0 | 0 | 0 | 0 | 0 | 0 | 0 | 0 | 0 | 0 | 0 | 0 | 0 | 0
Industrial_Industrial - WA_New_Process_Natural Gas_Process Cooling_E7_Baseline Forecast | Industrial | Industrial - WA | New | Process | Natural Gas | Process Cooling | E7 |  | Baseline Forecast | 0 | 0 | 0 | 0 | 0 | 0 | 0 | 0 | 0 | 0 | 0 | 0 | 0 | 0 | 0 | 0 | 0 | 0 | 0 | 0 | 0 | 0 | 0 | 0 | 0 | 0 | 0 | 0
Industrial_Industrial - WA_New_Process_Natural Gas_Process Cooling_E8_Baseline Forecast | Industrial | Industrial - WA | New | Process | Natural Gas | Process Cooling | E8 |  | Baseline Forecast | 0 | 0 | 0 | 0 | 0 | 0 | 0 | 0 | 0 | 0 | 0 | 0 | 0 | 0 | 0 | 0 | 0 | 0 | 0 | 0 | 0 | 0 | 0 | 0 | 0 | 0 | 0 | 0
Industrial_Industrial - WA_New_Process_Natural Gas_Process Cooling_E9_Baseline Forecast | Industrial | Industrial - WA | New | Process | Natural Gas | Process Cooling | E9 |  | Baseline Forecast | 0 | 0 | 0 | 0 | 0 | 0 | 0 | 0 | 0 | 0 | 0 | 0 | 0 | 0 | 0 | 0 | 0 | 0 | 0 | 0 | 0 | 0 | 0 | 0 | 0 | 0 | 0 | 0
Industrial_Industrial - WA_New_Process_Natural Gas_Process Cooling_E10_Baseline Forecast | Industrial | Industrial - WA | New | Process | Natural Gas | Process Cooling | E10 |  | Baseline Forecast | 0 | 0 | 0 | 0 | 0 | 0 | 0 | 0 | 0 | 0 | 0 | 0 | 0 | 0 | 0 | 0 | 0 | 0 | 0 | 0 | 0 | 0 | 0 | 0 | 0 | 0 | 0 | 0
Industrial_Industrial - WA_New_Process_Natural Gas_Process Cooling_Vintage_Baseline Forecast | Industrial | Industrial - WA | New | Process | Natural Gas | Process Cooling | Vintage | Vintage | Baseline Forecast | 0 | 0 | 0 | 0 | 0 | 0 | 0 | 0 | 0 | 0 | 0 | 0 | 0 | 0 | 0 | 0 | 0 | 0 | 0 | 0 | 0 | 0 | 0 | 0 | 0 | 0 | 0 | Vintage
Industrial_Industrial - WA_New_Process_Natural Gas_Other Process_E1_Baseline Forecast | Industrial | Industrial - WA | New | Process | Natural Gas | Other Process | E1 | Standard | Baseline Forecast | 0 | 93.7852 | 173.1216 | 230.5563 | 275.6926 | 312.3176 | 337.5652 | 362.3851 | 386.7846 | 410.7709 | 434.3513 | 457.5327 | 480.3219 | 502.7258 | 524.751 | 546.404 | 567.6912 | 588.619 | 609.1935 | 629.4209 | 649.3071 | 668.858 | 688.0794 | 706.9769 | 725.5563 | 743.8229 | 761.7821 | 1
Industrial_Industrial - WA_New_Process_Natural Gas_Other Process_E2_Baseline Forecast | Industrial | Industrial - WA | New | Process | Natural Gas | Other Process | E2 |  | Baseline Forecast | 0 | 0 | 0 | 0 | 0 | 0 | 0 | 0 | 0 | 0 | 0 | 0 | 0 | 0 | 0 | 0 | 0 | 0 | 0 | 0 | 0 | 0 | 0 | 0 | 0 | 0 | 0 | 0
Industrial_Industrial - WA_New_Process_Natural Gas_Other Process_E3_Baseline Forecast | Industrial | Industrial - WA | New | Process | Natural Gas | Other Process | E3 |  | Baseline Forecast | 0 | 0 | 0 | 0 | 0 | 0 | 0 | 0 | 0 | 0 | 0 | 0 | 0 | 0 | 0 | 0 | 0 | 0 | 0 | 0 | 0 | 0 | 0 | 0 | 0 | 0 | 0 | 0
Industrial_Industrial - WA_New_Process_Natural Gas_Other Process_E4_Baseline Forecast | Industrial | Industrial - WA | New | Process | Natural Gas | Other Process | E4 |  | Baseline Forecast | 0 | 0 | 0 | 0 | 0 | 0 | 0 | 0 | 0 | 0 | 0 | 0 | 0 | 0 | 0 | 0 | 0 | 0 | 0 | 0 | 0 | 0 | 0 | 0 | 0 | 0 | 0 | 0
Industrial_Industrial - WA_New_Process_Natural Gas_Other Process_E5_Baseline Forecast | Industrial | Industrial - WA | New | Process | Natural Gas | Other Process | E5 |  | Baseline Forecast | 0 | 0 | 0 | 0 | 0 | 0 | 0 | 0 | 0 | 0 | 0 | 0 | 0 | 0 | 0 | 0 | 0 | 0 | 0 | 0 | 0 | 0 | 0 | 0 | 0 | 0 | 0 | 0
Industrial_Industrial - WA_New_Process_Natural Gas_Other Process_E6_Baseline Forecast | Industrial | Industrial - WA | New | Process | Natural Gas | Other Process | E6 |  | Baseline Forecast | 0 | 0 | 0 | 0 | 0 | 0 | 0 | 0 | 0 | 0 | 0 | 0 | 0 | 0 | 0 | 0 | 0 | 0 | 0 | 0 | 0 | 0 | 0 | 0 | 0 | 0 | 0 | 0
Industrial_Industrial - WA_New_Process_Natural Gas_Other Process_E7_Baseline Forecast | Industrial | Industrial - WA | New | Process | Natural Gas | Other Process | E7 |  | Baseline Forecast | 0 | 0 | 0 | 0 | 0 | 0 | 0 | 0 | 0 | 0 | 0 | 0 | 0 | 0 | 0 | 0 | 0 | 0 | 0 | 0 | 0 | 0 | 0 | 0 | 0 | 0 | 0 | 0
Industrial_Industrial - WA_New_Process_Natural Gas_Other Process_E8_Baseline Forecast | Industrial | Industrial - WA | New | Process | Natural Gas | Other Process | E8 |  | Baseline Forecast | 0 | 0 | 0 | 0 | 0 | 0 | 0 | 0 | 0 | 0 | 0 | 0 | 0 | 0 | 0 | 0 | 0 | 0 | 0 | 0 | 0 | 0 | 0 | 0 | 0 | 0 | 0 | 0
Industrial_Industrial - WA_New_Process_Natural Gas_Other Process_E9_Baseline Forecast | Industrial | Industrial - WA | New | Process | Natural Gas | Other Process | E9 |  | Baseline Forecast | 0 | 0 | 0 | 0 | 0 | 0 | 0 | 0 | 0 | 0 | 0 | 0 | 0 | 0 | 0 | 0 | 0 | 0 | 0 | 0 | 0 | 0 | 0 | 0 | 0 | 0 | 0 | 0
Industrial_Industrial - WA_New_Process_Natural Gas_Other Process_E10_Baseline Forecast | Industrial | Industrial - WA | New | Process | Natural Gas | Other Process | E10 |  | Baseline Forecast | 0 | 0 | 0 | 0 | 0 | 0 | 0 | 0 | 0 | 0 | 0 | 0 | 0 | 0 | 0 | 0 | 0 | 0 | 0 | 0 | 0 | 0 | 0 | 0 | 0 | 0 | 0 | 0
Industrial_Industrial - WA_New_Process_Natural Gas_Other Process_Vintage_Baseline Forecast | Industrial | Industrial - WA | New | Process | Natural Gas | Other Process | Vintage | Vintage | Baseline Forecast | 0 | 0 | 0 | 0 | 0 | 0 | 0 | 0 | 0 | 0 | 0 | 0 | 0 | 0 | 0 | 0 | 0 | 0 | 0 | 0 | 0 | 0 | 0 | 0 | 0 | 0 | 0 | Vintage
Industrial_Industrial - WA_New_Miscellaneous_Natural Gas_Miscellaneous_E1_Baseline Forecast | Industrial | Industrial - WA | New | Miscellaneous | Natural Gas | Miscellaneous | E1 | AFUE 80% (Standard) | Baseline Forecast | 0 | 93.7852 | 173.1216 | 230.5563 | 275.6926 | 312.3176 | 337.5652 | 362.3851 | 386.7846 | 410.7709 | 434.3513 | 457.5327 | 480.3219 | 502.7258 | 524.751 | 546.404 | 567.6912 | 588.619 | 609.1935 | 629.4209 | 649.3071 | 668.858 | 688.0794 | 706.9769 | 725.5563 | 743.8229 | 761.7821 | 1
Industrial_Industrial - WA_New_Miscellaneous_Natural Gas_Miscellaneous_E2_Baseline Forecast | Industrial | Industrial - WA | New | Miscellaneous | Natural Gas | Miscellaneous | E2 | AFUE 90% | Baseline Forecast | 0 | 0 | 0 | 0 | 0 | 0 | 0 | 0 | 0 | 0 | 0 | 0 | 0 | 0 | 0 | 0 | 0 | 0 | 0 | 0 | 0 | 0 | 0 | 0 | 0 | 0 | 0 | 0
Industrial_Industrial - WA_New_Miscellaneous_Natural Gas_Miscellaneous_E3_Baseline Forecast | Industrial | Industrial - WA | New | Miscellaneous | Natural Gas | Miscellaneous | E3 | AFUE 96% | Baseline Forecast | 0 | 0 | 0 | 0 | 0 | 0 | 0 | 0 | 0 | 0 | 0 | 0 | 0 | 0 | 0 | 0 | 0 | 0 | 0 | 0 | 0 | 0 | 0 | 0 | 0 | 0 | 0 | 0
Industrial_Industrial - WA_New_Miscellaneous_Natural Gas_Miscellaneous_E4_Baseline Forecast | Industrial | Industrial - WA | New | Miscellaneous | Natural Gas | Miscellaneous | E4 |  | Baseline Forecast | 0 | 0 | 0 | 0 | 0 | 0 | 0 | 0 | 0 | 0 | 0 | 0 | 0 | 0 | 0 | 0 | 0 | 0 | 0 | 0 | 0 | 0 | 0 | 0 | 0 | 0 | 0 | 0
Industrial_Industrial - WA_New_Miscellaneous_Natural Gas_Miscellaneous_E5_Baseline Forecast | Industrial | Industrial - WA | New | Miscellaneous | Natural Gas | Miscellaneous | E5 |  | Baseline Forecast | 0 | 0 | 0 | 0 | 0 | 0 | 0 | 0 | 0 | 0 | 0 | 0 | 0 | 0 | 0 | 0 | 0 | 0 | 0 | 0 | 0 | 0 | 0 | 0 | 0 | 0 | 0 | 0
Industrial_Industrial - WA_New_Miscellaneous_Natural Gas_Miscellaneous_E6_Baseline Forecast | Industrial | Industrial - WA | New | Miscellaneous | Natural Gas | Miscellaneous | E6 |  | Baseline Forecast | 0 | 0 | 0 | 0 | 0 | 0 | 0 | 0 | 0 | 0 | 0 | 0 | 0 | 0 | 0 | 0 | 0 | 0 | 0 | 0 | 0 | 0 | 0 | 0 | 0 | 0 | 0 | 0
Industrial_Industrial - WA_New_Miscellaneous_Natural Gas_Miscellaneous_E7_Baseline Forecast | Industrial | Industrial - WA | New | Miscellaneous | Natural Gas | Miscellaneous | E7 |  | Baseline Forecast | 0 | 0 | 0 | 0 | 0 | 0 | 0 | 0 | 0 | 0 | 0 | 0 | 0 | 0 | 0 | 0 | 0 | 0 | 0 | 0 | 0 | 0 | 0 | 0 | 0 | 0 | 0 | 0
Industrial_Industrial - WA_New_Miscellaneous_Natural Gas_Miscellaneous_E8_Baseline Forecast | Industrial | Industrial - WA | New | Miscellaneous | Natural Gas | Miscellaneous | E8 |  | Baseline Forecast | 0 | 0 | 0 | 0 | 0 | 0 | 0 | 0 | 0 | 0 | 0 | 0 | 0 | 0 | 0 | 0 | 0 | 0 | 0 | 0 | 0 | 0 | 0 | 0 | 0 | 0 | 0 | 0
Industrial_Industrial - WA_New_Miscellaneous_Natural Gas_Miscellaneous_E9_Baseline Forecast | Industrial | Industrial - WA | New | Miscellaneous | Natural Gas | Miscellaneous | E9 |  | Baseline Forecast | 0 | 0 | 0 | 0 | 0 | 0 | 0 | 0 | 0 | 0 | 0 | 0 | 0 | 0 | 0 | 0 | 0 | 0 | 0 | 0 | 0 | 0 | 0 | 0 | 0 | 0 | 0 | 0
Industrial_Industrial - WA_New_Miscellaneous_Natural Gas_Miscellaneous_E10_Baseline Forecast | Industrial | Industrial - WA | New | Miscellaneous | Natural Gas | Miscellaneous | E10 |  | Baseline Forecast | 0 | 0 | 0 | 0 | 0 | 0 | 0 | 0 | 0 | 0 | 0 | 0 | 0 | 0 | 0 | 0 | 0 | 0 | 0 | 0 | 0 | 0 | 0 | 0 | 0 | 0 | 0 | 0
Industrial_Industrial - WA_New_Miscellaneous_Natural Gas_Miscellaneous_Vintage_Baseline Forecast | Industrial | Industrial - WA | New | Miscellaneous | Natural Gas | Miscellaneous | Vintage | Vintage | Baseline Forecast | 0 | 0 | 0 | 0 | 0 | 0 | 0 | 0 | 0 | 0 | 0 | 0 | 0 | 0 | 0 | 0 | 0 | 0 | 0 | 0 | 0 | 0 | 0 | 0 | 0 | 0 | 0 | Vintage
Industrial_Industrial - ID_Existing_Space Heating_Natural Gas_Furnace_E1_Baseline Forecast | Industrial | Industrial - ID | Existing | Space Heating | Natural Gas | Furnace | E1 | AFUE 80% (Standard) | Baseline Forecast | 0 | 1.3372 | 3.8413 | 3.7751 | 3.71 | 3.646 | 3.5832 | 3.5214 | 3.4607 | 3.401 | 3.3424 | 3.2847 | 3.2281 | 3.1725 | 3.1178 | 3.064 | 3.0112 | 2.9593 | 2.9082 | 2.7829 | 2.5245 | 2.2902 | 2.0775 | 1.8847 | 1.7097 | 1.551 | 1.407 | 400
Industrial_Industrial - ID_Existing_Space Heating_Natural Gas_Furnace_E2_Baseline Forecast | Industrial | Industrial - ID | Existing | Space Heating | Natural Gas | Furnace | E2 | AFUE 85% | Baseline Forecast | 0 | 0.0048289 | 0.013872 | 3.6106 | 8.0852 | 13.3133 | 19.1832 | 25.5946 | 32.4578 | 39.6922 | 47.2259 | 54.9945 | 62.9408 | 71.0135 | 79.1672 | 87.3618 | 95.5614 | 103.7346 | 111.8537 | 118.9882 | 125.3004 | 130.7273 | 135.3563 | 139.2665 | 142.5295 | 145.2105 | 147.3682 | 400
Industrial_Industrial - ID_Existing_Space Heating_Natural Gas_Furnace_E3_Baseline Forecast | Industrial | Industrial - ID | Existing | Space Heating | Natural Gas | Furnace | E3 | AFUE 97% | Baseline Forecast | 0 | 0 | 0 | 0 | 0 | 0 | 0 | 0 | 0 | 0 | 0 | 0 | 0 | 0 | 0 | 0 | 0 | 0 | 0 | 0 | 0 | 0 | 0 | 0 | 0 | 0 | 0 | 400
Industrial_Industrial - ID_Existing_Space Heating_Natural Gas_Furnace_E4_Baseline Forecast | Industrial | Industrial - ID | Existing | Space Heating | Natural Gas | Furnace | E4 | Convert to NG Air Source Heat Pump | Baseline Forecast | 0 | 0 | 0 | 0 | 0 | 0 | 0 | 0 | 0 | 0 | 0 | 0 | 0 | 0 | 0 | 0 | 0 | 0 | 0 | 0 | 0 | 0 | 0 | 0 | 0 | 0 | 0 | 0
Industrial_Industrial - ID_Existing_Space Heating_Natural Gas_Furnace_E5_Baseline Forecast | Industrial | Industrial - ID | Existing | Space Heating | Natural Gas | Furnace | E5 |  | Baseline Forecast | 0 | 0 | 0 | 0 | 0 | 0 | 0 | 0 | 0 | 0 | 0 | 0 | 0 | 0 | 0 | 0 | 0 | 0 | 0 | 0 | 0 | 0 | 0 | 0 | 0 | 0 | 0 | 0
Industrial_Industrial - ID_Existing_Space Heating_Natural Gas_Furnace_E6_Baseline Forecast | Industrial | Industrial - ID | Existing | Space Heating | Natural Gas | Furnace | E6 |  | Baseline Forecast | 0 | 0 | 0 | 0 | 0 | 0 | 0 | 0 | 0 | 0 | 0 | 0 | 0 | 0 | 0 | 0 | 0 | 0 | 0 | 0 | 0 | 0 | 0 | 0 | 0 | 0 | 0 | 0
Industrial_Industrial - ID_Existing_Space Heating_Natural Gas_Furnace_E7_Baseline Forecast | Industrial | Industrial - ID | Existing | Space Heating | Natural Gas | Furnace | E7 |  | Baseline Forecast | 0 | 0 | 0 | 0 | 0 | 0 | 0 | 0 | 0 | 0 | 0 | 0 | 0 | 0 | 0 | 0 | 0 | 0 | 0 | 0 | 0 | 0 | 0 | 0 | 0 | 0 | 0 | 0
Industrial_Industrial - ID_Existing_Space Heating_Natural Gas_Furnace_E8_Baseline Forecast | Industrial | Industrial - ID | Existing | Space Heating | Natural Gas | Furnace | E8 |  | Baseline Forecast | 0 | 0 | 0 | 0 | 0 | 0 | 0 | 0 | 0 | 0 | 0 | 0 | 0 | 0 | 0 | 0 | 0 | 0 | 0 | 0 | 0 | 0 | 0 | 0 | 0 | 0 | 0 | 0
Industrial_Industrial - ID_Existing_Space Heating_Natural Gas_Furnace_E9_Baseline Forecast | Industrial | Industrial - ID | Existing | Space Heating | Natural Gas | Furnace | E9 |  | Baseline Forecast | 0 | 0 | 0 | 0 | 0 | 0 | 0 | 0 | 0 | 0 | 0 | 0 | 0 | 0 | 0 | 0 | 0 | 0 | 0 | 0 | 0 | 0 | 0 | 0 | 0 | 0 | 0 | 0
Industrial_Industrial - ID_Existing_Space Heating_Natural Gas_Furnace_E10_Baseline Forecast | Industrial | Industrial - ID | Existing | Space Heating | Natural Gas | Furnace | E10 |  | Baseline Forecast | 0 | 0 | 0 | 0 | 0 | 0 | 0 | 0 | 0 | 0 | 0 | 0 | 0 | 0 | 0 | 0 | 0 | 0 | 0 | 0 | 0 | 0 | 0 | 0 | 0 | 0 | 0 | 0
Industrial_Industrial - ID_Existing_Space Heating_Natural Gas_Furnace_Vintage_Baseline Forecast | Industrial | Industrial - ID | Existing | Space Heating | Natural Gas | Furnace | Vintage | Vintage | Baseline Forecast | 319.542 | 312.6906 | 304.7631 | 295.9116 | 286.2728 | 275.9696 | 265.112 | 253.7989 | 242.1186 | 230.1501 | 217.964 | 205.6231 | 193.1835 | 180.6949 | 168.2013 | 155.7418 | 143.3507 | 131.0583 | 118.8911 | 107.8535 | 97.8406 | 88.7572 | 80.5172 | 73.0421 | 66.261 | 60.1094 | 54.529 | Vintage
Industrial_Industrial - ID_Existing_Space Heating_Natural Gas_Boiler_E1_Baseline Forecast | Industrial | Industrial - ID | Existing | Space Heating | Natural Gas | Boiler | E1 | Standard | Baseline Forecast | 0 | 15.1866 | 29.9853 | 44.3904 | 58.3981 | 72.0063 | 85.2144 | 98.0229 | 110.4333 | 122.4483 | 134.0713 | 145.3063 | 156.1579 | 166.6315 | 176.7325 | 186.4671 | 195.8414 | 204.8621 | 213.5359 | 221.8696 | 229.8704 | 237.5452 | 243.8473 | 248.9326 | 252.94 | 255.9938 | 258.2046 | 800
Industrial_Industrial - ID_Existing_Space Heating_Natural Gas_Boiler_E2_Baseline Forecast | Industrial | Industrial - ID | Existing | Space Heating | Natural Gas | Boiler | E2 | Condensing | Baseline Forecast | 0 | 0 | 0 | 0 | 0 | 0 | 0 | 0 | 0 | 0 | 0 | 0 | 0 | 0 | 0 | 0 | 0 | 0 | 0 | 0 | 0 | 0 | 0 | 0 | 0 | 0 | 0 | 800
Industrial_Industrial - ID_Existing_Space Heating_Natural Gas_Boiler_E3_Baseline Forecast | Industrial | Industrial - ID | Existing | Space Heating | Natural Gas | Boiler | E3 | Infrared Radiant | Baseline Forecast | 0 | 0 | 0 | 0 | 0 | 0 | 0 | 0 | 0 | 0 | 0 | 0 | 0 | 0 | 0 | 0 | 0 | 0 | 0 | 0 | 0 | 0 | 0 | 0 | 0 | 0 | 0 | 800
Industrial_Industrial - ID_Existing_Space Heating_Natural Gas_Boiler_E4_Baseline Forecast | Industrial | Industrial - ID | Existing | Space Heating | Natural Gas | Boiler | E4 |  | Baseline Forecast | 0 | 0 | 0 | 0 | 0 | 0 | 0 | 0 | 0 | 0 | 0 | 0 | 0 | 0 | 0 | 0 | 0 | 0 | 0 | 0 | 0 | 0 | 0 | 0 | 0 | 0 | 0 | 800
Industrial_Industrial - ID_Existing_Space Heating_Natural Gas_Boiler_E5_Baseline Forecast | Industrial | Industrial - ID | Existing | Space Heating | Natural Gas | Boiler | E5 |  | Baseline Forecast | 0 | 0 | 0 | 0 | 0 | 0 | 0 | 0 | 0 | 0 | 0 | 0 | 0 | 0 | 0 | 0 | 0 | 0 | 0 | 0 | 0 | 0 | 0 | 0 | 0 | 0 | 0 | 0
Industrial_Industrial - ID_Existing_Space Heating_Natural Gas_Boiler_E6_Baseline Forecast | Industrial | Industrial - ID | Existing | Space Heating | Natural Gas | Boiler | E6 |  | Baseline Forecast | 0 | 0 | 0 | 0 | 0 | 0 | 0 | 0 | 0 | 0 | 0 | 0 | 0 | 0 | 0 | 0 | 0 | 0 | 0 | 0 | 0 | 0 | 0 | 0 | 0 | 0 | 0 | 0
Industrial_Industrial - ID_Existing_Space Heating_Natural Gas_Boiler_E7_Baseline Forecast | Industrial | Industrial - ID | Existing | Space Heating | Natural Gas | Boiler | E7 |  | Baseline Forecast | 0 | 0 | 0 | 0 | 0 | 0 | 0 | 0 | 0 | 0 | 0 | 0 | 0 | 0 | 0 | 0 | 0 | 0 | 0 | 0 | 0 | 0 | 0 | 0 | 0 | 0 | 0 | 0
Industrial_Industrial - ID_Existing_Space Heating_Natural Gas_Boiler_E8_Baseline Forecast | Industrial | Industrial - ID | Existing | Space Heating | Natural Gas | Boiler | E8 |  | Baseline Forecast | 0 | 0 | 0 | 0 | 0 | 0 | 0 | 0 | 0 | 0 | 0 | 0 | 0 | 0 | 0 | 0 | 0 | 0 | 0 | 0 | 0 | 0 | 0 | 0 | 0 | 0 | 0 | 0
Industrial_Industrial - ID_Existing_Space Heating_Natural Gas_Boiler_E9_Baseline Forecast | Industrial | Industrial - ID | Existing | Space Heating | Natural Gas | Boiler | E9 |  | Baseline Forecast | 0 | 0 | 0 | 0 | 0 | 0 | 0 | 0 | 0 | 0 | 0 | 0 | 0 | 0 | 0 | 0 | 0 | 0 | 0 | 0 | 0 | 0 | 0 | 0 | 0 | 0 | 0 | 0
Industrial_Industrial - ID_Existing_Space Heating_Natural Gas_Boiler_E10_Baseline Forecast | Industrial | Industrial - ID | Existing | Space Heating | Natural Gas | Boiler | E10 |  | Baseline Forecast | 0 | 0 | 0 | 0 | 0 | 0 | 0 | 0 | 0 | 0 | 0 | 0 | 0 | 0 | 0 | 0 | 0 | 0 | 0 | 0 | 0 | 0 | 0 | 0 | 0 | 0 | 0 | 0
Industrial_Industrial - ID_Existing_Space Heating_Natural Gas_Boiler_Vintage_Baseline Forecast | Industrial | Industrial - ID | Existing | Space Heating | Natural Gas | Boiler | Vintage | Vintage | Baseline Forecast | 509.9517 | 485.9728 | 462.5334 | 439.6367 | 417.2837 | 395.474 | 374.2059 | 353.4764 | 333.2815 | 313.6162 | 294.4749 | 275.8512 | 257.7382 | 240.1285 | 223.0144 | 206.3876 | 190.2399 | 174.5627 | 159.3471 | 144.5843 | 130.2654 | 116.3813 | 103.977 | 92.8948 | 82.9938 | 74.1481 | 66.2452 | Vintage
Industrial_Industrial - ID_Existing_Space Heating_Natural Gas_Unit Heater_E1_Baseline Forecast | Industrial | Industrial - ID | Existing | Space Heating | Natural Gas | Unit Heater | E1 | TE 0.80 | Baseline Forecast | 0 | 3.5686 | 7.3966 | 11.4335 | 15.6343 | 19.9596 | 24.375 | 28.8499 | 33.3578 | 37.8755 | 42.3829 | 46.8622 | 51.2985 | 55.6786 | 59.9914 | 64.2273 | 68.3783 | 71.8972 | 74.8548 | 77.314 | 79.3312 | 80.9565 | 82.2347 | 83.206 | 83.9058 | 84.3661 | 84.6152 | 120
Industrial_Industrial - ID_Existing_Space Heating_Natural Gas_Unit Heater_E2_Baseline Forecast | Industrial | Industrial - ID | Existing | Space Heating | Natural Gas | Unit Heater | E2 | TE 0.90 | Baseline Forecast | 0 | 0 | 0 | 0 | 0 | 0 | 0 | 0 | 0 | 0 | 0 | 0 | 0 | 0 | 0 | 0 | 0 | 0 | 0 | 0 | 0 | 0 | 0 | 0 | 0 | 0 | 0 | 120
Industrial_Industrial - ID_Existing_Space Heating_Natural Gas_Unit Heater_E3_Baseline Forecast | Industrial | Industrial - ID | Existing | Space Heating | Natural Gas | Unit Heater | E3 | TE 0.94 | Baseline Forecast | 0 | 0 | 0 | 0 | 0 | 0 | 0 | 0 | 0 | 0 | 0 | 0 | 0 | 0 | 0 | 0 | 0 | 0 | 0 | 0 | 0 | 0 | 0 | 0 | 0 | 0 | 0 | 120
Industrial_Industrial - ID_Existing_Space Heating_Natural Gas_Unit Heater_E4_Baseline Forecast | Industrial | Industrial - ID | Existing | Space Heating | Natural Gas | Unit Heater | E4 | Instantaneous TE 0.94 | Baseline Forecast | 0 | 0 | 0 | 0 | 0 | 0 | 0 | 0 | 0 | 0 | 0 | 0 | 0 | 0 | 0 | 0 | 0 | 0 | 0 | 0 | 0 | 0 | 0 | 0 | 0 | 0 | 0 | 0
Industrial_Industrial - ID_Existing_Space Heating_Natural Gas_Unit Heater_E5_Baseline Forecast | Industrial | Industrial - ID | Existing | Space Heating | Natural Gas | Unit Heater | E5 | Gas-Fired Absorption HPWH | Baseline Forecast | 0 | 0 | 0 | 0 | 0 | 0 | 0 | 0 | 0 | 0 | 0 | 0 | 0 | 0 | 0 | 0 | 0 | 0 | 0 | 0 | 0 | 0 | 0 | 0 | 0 | 0 | 0 | 0
Industrial_Industrial - ID_Existing_Space Heating_Natural Gas_Unit Heater_E6_Baseline Forecast | Industrial | Industrial - ID | Existing | Space Heating | Natural Gas | Unit Heater | E6 |  | Baseline Forecast | 0 | 0 | 0 | 0 | 0 | 0 | 0 | 0 | 0 | 0 | 0 | 0 | 0 | 0 | 0 | 0 | 0 | 0 | 0 | 0 | 0 | 0 | 0 | 0 | 0 | 0 | 0 | 0
Industrial_Industrial - ID_Existing_Space Heating_Natural Gas_Unit Heater_E7_Baseline Forecast | Industrial | Industrial - ID | Existing | Space Heating | Natural Gas | Unit Heater | E7 |  | Baseline Forecast | 0 | 0 | 0 | 0 | 0 | 0 | 0 | 0 | 0 | 0 | 0 | 0 | 0 | 0 | 0 | 0 | 0 | 0 | 0 | 0 | 0 | 0 | 0 | 0 | 0 | 0 | 0 | 0
Industrial_Industrial - ID_Existing_Space Heating_Natural Gas_Unit Heater_E8_Baseline Forecast | Industrial | Industrial - ID | Existing | Space Heating | Natural Gas | Unit Heater | E8 |  | Baseline Forecast | 0 | 0 | 0 | 0 | 0 | 0 | 0 | 0 | 0 | 0 | 0 | 0 | 0 | 0 | 0 | 0 | 0 | 0 | 0 | 0 | 0 | 0 | 0 | 0 | 0 | 0 | 0 | 0
Industrial_Industrial - ID_Existing_Space Heating_Natural Gas_Unit Heater_E9_Baseline Forecast | Industrial | Industrial - ID | Existing | Space Heating | Natural Gas | Unit Heater | E9 |  | Baseline Forecast | 0 | 0 | 0 | 0 | 0 | 0 | 0 | 0 | 0 | 0 | 0 | 0 | 0 | 0 | 0 | 0 | 0 | 0 | 0 | 0 | 0 | 0 | 0 | 0 | 0 | 0 | 0 | 0
Industrial_Industrial - ID_Existing_Space Heating_Natural Gas_Unit Heater_E10_Baseline Forecast | Industrial | Industrial - ID | Existing | Space Heating | Natural Gas | Unit Heater | E10 |  | Baseline Forecast | 0 | 0 | 0 | 0 | 0 | 0 | 0 | 0 | 0 | 0 | 0 | 0 | 0 | 0 | 0 | 0 | 0 | 0 | 0 | 0 | 0 | 0 | 0 | 0 | 0 | 0 | 0 | 0
Industrial_Industrial - ID_Existing_Space Heating_Natural Gas_Unit Heater_Vintage_Baseline Forecast | Industrial | Industrial - ID | Existing | Space Heating | Natural Gas | Unit Heater | Vintage | Vintage | Baseline Forecast | 159.771 | 153.4478 | 146.9125 | 140.2152 | 133.3997 | 126.5048 | 119.5642 | 112.6076 | 105.6608 | 98.7462 | 91.8833 | 85.089 | 78.3777 | 71.7618 | 65.2518 | 58.8565 | 52.5834 | 46.9789 | 41.9717 | 37.4983 | 33.5016 | 29.9309 | 26.7408 | 23.8906 | 21.3443 | 19.0694 | 17.0369 | Vintage
Industrial_Industrial - ID_Existing_Process_Natural Gas_Process Boiler_E1_Baseline Forecast | Industrial | Industrial - ID | Existing | Process | Natural Gas | Process Boiler | E1 | Standard | Baseline Forecast | 0 | 83.3321 | 179.3899 | 285.2507 | 372.1113 | 443.0067 | 500.4929 | 546.722 | 583.5064 | 612.3722 | 634.6041 | 651.2839 | 663.322 | 671.4848 | 676.4173 | 678.6622 | 678.6762 | 676.8432 | 673.4862 | 668.8767 | 663.2429 | 656.7764 | 649.6381 | 641.9631 | 633.8647 | 625.4377 | 616.7617 | 1
Industrial_Industrial - ID_Existing_Process_Natural Gas_Process Boiler_E2_Baseline Forecast | Industrial | Industrial - ID | Existing | Process | Natural Gas | Process Boiler | E2 | ENERGY STAR (>42% Baking Efficiency) | Baseline Forecast | 0 | 0 | 0 | 0 | 0 | 0 | 0 | 0 | 0 | 0 | 0 | 0 | 0 | 0 | 0 | 0 | 0 | 0 | 0 | 0 | 0 | 0 | 0 | 0 | 0 | 0 | 0 | 0
Industrial_Industrial - ID_Existing_Process_Natural Gas_Process Boiler_E3_Baseline Forecast | Industrial | Industrial - ID | Existing | Process | Natural Gas | Process Boiler | E3 |  | Baseline Forecast | 0 | 0 | 0 | 0 | 0 | 0 | 0 | 0 | 0 | 0 | 0 | 0 | 0 | 0 | 0 | 0 | 0 | 0 | 0 | 0 | 0 | 0 | 0 | 0 | 0 | 0 | 0 | 0
Industrial_Industrial - ID_Existing_Process_Natural Gas_Process Boiler_E4_Baseline Forecast | Industrial | Industrial - ID | Existing | Process | Natural Gas | Process Boiler | E4 |  | Baseline Forecast | 0 | 0 | 0 | 0 | 0 | 0 | 0 | 0 | 0 | 0 | 0 | 0 | 0 | 0 | 0 | 0 | 0 | 0 | 0 | 0 | 0 | 0 | 0 | 0 | 0 | 0 | 0 | 0
Industrial_Industrial - ID_Existing_Process_Natural Gas_Process Boiler_E5_Baseline Forecast | Industrial | Industrial - ID | Existing | Process | Natural Gas | Process Boiler | E5 |  | Baseline Forecast | 0 | 0 | 0 | 0 | 0 | 0 | 0 | 0 | 0 | 0 | 0 | 0 | 0 | 0 | 0 | 0 | 0 | 0 | 0 | 0 | 0 | 0 | 0 | 0 | 0 | 0 | 0 | 0
Industrial_Industrial - ID_Existing_Process_Natural Gas_Process Boiler_E6_Baseline Forecast | Industrial | Industrial - ID | Existing | Process | Natural Gas | Process Boiler | E6 |  | Baseline Forecast | 0 | 0 | 0 | 0 | 0 | 0 | 0 | 0 | 0 | 0 | 0 | 0 | 0 | 0 | 0 | 0 | 0 | 0 | 0 | 0 | 0 | 0 | 0 | 0 | 0 | 0 | 0 | 0
Industrial_Industrial - ID_Existing_Process_Natural Gas_Process Boiler_E7_Baseline Forecast | Industrial | Industrial - ID | Existing | Process | Natural Gas | Process Boiler | E7 |  | Baseline Forecast | 0 | 0 | 0 | 0 | 0 | 0 | 0 | 0 | 0 | 0 | 0 | 0 | 0 | 0 | 0 | 0 | 0 | 0 | 0 | 0 | 0 | 0 | 0 | 0 | 0 | 0 | 0 | 0
Industrial_Industrial - ID_Existing_Process_Natural Gas_Process Boiler_E8_Baseline Forecast | Industrial | Industrial - ID | Existing | Process | Natural Gas | Process Boiler | E8 |  | Baseline Forecast | 0 | 0 | 0 | 0 | 0 | 0 | 0 | 0 | 0 | 0 | 0 | 0 | 0 | 0 | 0 | 0 | 0 | 0 | 0 | 0 | 0 | 0 | 0 | 0 | 0 | 0 | 0 | 0
Industrial_Industrial - ID_Existing_Process_Natural Gas_Process Boiler_E9_Baseline Forecast | Industrial | Industrial - ID | Existing | Process | Natural Gas | Process Boiler | E9 |  | Baseline Forecast | 0 | 0 | 0 | 0 | 0 | 0 | 0 | 0 | 0 | 0 | 0 | 0 | 0 | 0 | 0 | 0 | 0 | 0 | 0 | 0 | 0 | 0 | 0 | 0 | 0 | 0 | 0 | 0
Industrial_Industrial - ID_Existing_Process_Natural Gas_Process Boiler_E10_Baseline Forecast | Industrial | Industrial - ID | Existing | Process | Natural Gas | Process Boiler | E10 |  | Baseline Forecast | 0 | 0 | 0 | 0 | 0 | 0 | 0 | 0 | 0 | 0 | 0 | 0 | 0 | 0 | 0 | 0 | 0 | 0 | 0 | 0 | 0 | 0 | 0 | 0 | 0 | 0 | 0 | 0
Industrial_Industrial - ID_Existing_Process_Natural Gas_Process Boiler_Vintage_Baseline Forecast | Industrial | Industrial - ID | Existing | Process | Natural Gas | Process Boiler | Vintage | Vintage | Baseline Forecast | 989.2646 | 888.8762 | 776.0562 | 653.7223 | 550.6724 | 463.8669 | 390.7451 | 329.1498 | 277.2641 | 233.5574 | 196.7405 | 165.7272 | 139.6027 | 117.5964 | 99.059 | 83.4438 | 70.2901 | 59.2099 | 49.8763 | 42.014 | 35.3911 | 29.8122 | 25.1128 | 21.1541 | 17.8195 | 15.0105 | 12.6443 | Vintage
Industrial_Industrial - ID_Existing_Process_Natural Gas_Process Heating_E1_Baseline Forecast | Industrial | Industrial - ID | Existing | Process | Natural Gas | Process Heating | E1 | Standard | Baseline Forecast | 0 | 83.3321 | 179.3899 | 285.2507 | 372.1113 | 443.0067 | 500.4929 | 546.722 | 583.5064 | 612.3722 | 634.6041 | 651.2839 | 663.322 | 671.4848 | 676.4173 | 678.6622 | 678.6762 | 676.8432 | 673.4862 | 668.8767 | 663.2429 | 656.7764 | 649.6381 | 641.9631 | 633.8647 | 625.4377 | 616.7617 | 1
Industrial_Industrial - ID_Existing_Process_Natural Gas_Process Heating_E2_Baseline Forecast | Industrial | Industrial - ID | Existing | Process | Natural Gas | Process Heating | E2 | ENERGY STAR (>42% Baking Efficiency) | Baseline Forecast | 0 | 0 | 0 | 0 | 0 | 0 | 0 | 0 | 0 | 0 | 0 | 0 | 0 | 0 | 0 | 0 | 0 | 0 | 0 | 0 | 0 | 0 | 0 | 0 | 0 | 0 | 0 | 0
Industrial_Industrial - ID_Existing_Process_Natural Gas_Process Heating_E3_Baseline Forecast | Industrial | Industrial - ID | Existing | Process | Natural Gas | Process Heating | E3 |  | Baseline Forecast | 0 | 0 | 0 | 0 | 0 | 0 | 0 | 0 | 0 | 0 | 0 | 0 | 0 | 0 | 0 | 0 | 0 | 0 | 0 | 0 | 0 | 0 | 0 | 0 | 0 | 0 | 0 | 0
Industrial_Industrial - ID_Existing_Process_Natural Gas_Process Heating_E4_Baseline Forecast | Industrial | Industrial - ID | Existing | Process | Natural Gas | Process Heating | E4 |  | Baseline Forecast | 0 | 0 | 0 | 0 | 0 | 0 | 0 | 0 | 0 | 0 | 0 | 0 | 0 | 0 | 0 | 0 | 0 | 0 | 0 | 0 | 0 | 0 | 0 | 0 | 0 | 0 | 0 | 0
Industrial_Industrial - ID_Existing_Process_Natural Gas_Process Heating_E5_Baseline Forecast | Industrial | Industrial - ID | Existing | Process | Natural Gas | Process Heating | E5 |  | Baseline Forecast | 0 | 0 | 0 | 0 | 0 | 0 | 0 | 0 | 0 | 0 | 0 | 0 | 0 | 0 | 0 | 0 | 0 | 0 | 0 | 0 | 0 | 0 | 0 | 0 | 0 | 0 | 0 | 0
Industrial_Industrial - ID_Existing_Process_Natural Gas_Process Heating_E6_Baseline Forecast | Industrial | Industrial - ID | Existing | Process | Natural Gas | Process Heating | E6 |  | Baseline Forecast | 0 | 0 | 0 | 0 | 0 | 0 | 0 | 0 | 0 | 0 | 0 | 0 | 0 | 0 | 0 | 0 | 0 | 0 | 0 | 0 | 0 | 0 | 0 | 0 | 0 | 0 | 0 | 0
Industrial_Industrial - ID_Existing_Process_Natural Gas_Process Heating_E7_Baseline Forecast | Industrial | Industrial - ID | Existing | Process | Natural Gas | Process Heating | E7 |  | Baseline Forecast | 0 | 0 | 0 | 0 | 0 | 0 | 0 | 0 | 0 | 0 | 0 | 0 | 0 | 0 | 0 | 0 | 0 | 0 | 0 | 0 | 0 | 0 | 0 | 0 | 0 | 0 | 0 | 0
Industrial_Industrial - ID_Existing_Process_Natural Gas_Process Heating_E8_Baseline Forecast | Industrial | Industrial - ID | Existing | Process | Natural Gas | Process Heating | E8 |  | Baseline Forecast | 0 | 0 | 0 | 0 | 0 | 0 | 0 | 0 | 0 | 0 | 0 | 0 | 0 | 0 | 0 | 0 | 0 | 0 | 0 | 0 | 0 | 0 | 0 | 0 | 0 | 0 | 0 | 0
Industrial_Industrial - ID_Existing_Process_Natural Gas_Process Heating_E9_Baseline Forecast | Industrial | Industrial - ID | Existing | Process | Natural Gas | Process Heating | E9 |  | Baseline Forecast | 0 | 0 | 0 | 0 | 0 | 0 | 0 | 0 | 0 | 0 | 0 | 0 | 0 | 0 | 0 | 0 | 0 | 0 | 0 | 0 | 0 | 0 | 0 | 0 | 0 | 0 | 0 | 0
Industrial_Industrial - ID_Existing_Process_Natural Gas_Process Heating_E10_Baseline Forecast | Industrial | Industrial - ID | Existing | Process | Natural Gas | Process Heating | E10 |  | Baseline Forecast | 0 | 0 | 0 | 0 | 0 | 0 | 0 | 0 | 0 | 0 | 0 | 0 | 0 | 0 | 0 | 0 | 0 | 0 | 0 | 0 | 0 | 0 | 0 | 0 | 0 | 0 | 0 | 0
Industrial_Industrial - ID_Existing_Process_Natural Gas_Process Heating_Vintage_Baseline Forecast | Industrial | Industrial - ID | Existing | Process | Natural Gas | Process Heating | Vintage | Vintage | Baseline Forecast | 989.2646 | 888.8762 | 776.0562 | 653.7223 | 550.6724 | 463.8669 | 390.7451 | 329.1498 | 277.2641 | 233.5574 | 196.7405 | 165.7272 | 139.6027 | 117.5964 | 99.059 | 83.4438 | 70.2901 | 59.2099 | 49.8763 | 42.014 | 35.3911 | 29.8122 | 25.1128 | 21.1541 | 17.8195 | 15.0105 | 12.6443 | Vintage
Industrial_Industrial - ID_Existing_Process_Natural Gas_Process Cooling_E1_Baseline Forecast | Industrial | Industrial - ID | Existing | Process | Natural Gas | Process Cooling | E1 | Standard | Baseline Forecast | 0 | 83.3321 | 179.3899 | 285.2507 | 372.1113 | 443.0067 | 500.4929 | 546.722 | 583.5064 | 612.3722 | 634.6041 | 651.2839 | 663.322 | 671.4848 | 676.4173 | 678.6622 | 678.6762 | 676.8432 | 673.4862 | 668.8767 | 663.2429 | 656.7764 | 649.6381 | 641.9631 | 633.8647 | 625.4377 | 616.7617 | 1
Industrial_Industrial - ID_Existing_Process_Natural Gas_Process Cooling_E2_Baseline Forecast | Industrial | Industrial - ID | Existing | Process | Natural Gas | Process Cooling | E2 | FTSC Qualified (>50% Cooking Efficiency) | Baseline Forecast | 0 | 0 | 0 | 0 | 0 | 0 | 0 | 0 | 0 | 0 | 0 | 0 | 0 | 0 | 0 | 0 | 0 | 0 | 0 | 0 | 0 | 0 | 0 | 0 | 0 | 0 | 0 | 0
Industrial_Industrial - ID_Existing_Process_Natural Gas_Process Cooling_E3_Baseline Forecast | Industrial | Industrial - ID | Existing | Process | Natural Gas | Process Cooling | E3 |  | Baseline Forecast | 0 | 0 | 0 | 0 | 0 | 0 | 0 | 0 | 0 | 0 | 0 | 0 | 0 | 0 | 0 | 0 | 0 | 0 | 0 | 0 | 0 | 0 | 0 | 0 | 0 | 0 | 0 | 0
Industrial_Industrial - ID_Existing_Process_Natural Gas_Process Cooling_E4_Baseline Forecast | Industrial | Industrial - ID | Existing | Process | Natural Gas | Process Cooling | E4 |  | Baseline Forecast | 0 | 0 | 0 | 0 | 0 | 0 | 0 | 0 | 0 | 0 | 0 | 0 | 0 | 0 | 0 | 0 | 0 | 0 | 0 | 0 | 0 | 0 | 0 | 0 | 0 | 0 | 0 | 0
Industrial_Industrial - ID_Existing_Process_Natural Gas_Process Cooling_E5_Baseline Forecast | Industrial | Industrial - ID | Existing | Process | Natural Gas | Process Cooling | E5 |  | Baseline Forecast | 0 | 0 | 0 | 0 | 0 | 0 | 0 | 0 | 0 | 0 | 0 | 0 | 0 | 0 | 0 | 0 | 0 | 0 | 0 | 0 | 0 | 0 | 0 | 0 | 0 | 0 | 0 | 0
Industrial_Industrial - ID_Existing_Process_Natural Gas_Process Cooling_E6_Baseline Forecast | Industrial | Industrial - ID | Existing | Process | Natural Gas | Process Cooling | E6 |  | Baseline Forecast | 0 | 0 | 0 | 0 | 0 | 0 | 0 | 0 | 0 | 0 | 0 | 0 | 0 | 0 | 0 | 0 | 0 | 0 | 0 | 0 | 0 | 0 | 0 | 0 | 0 | 0 | 0 | 0
Industrial_Industrial - ID_Existing_Process_Natural Gas_Process Cooling_E7_Baseline Forecast | Industrial | Industrial - ID | Existing | Process | Natural Gas | Process Cooling | E7 |  | Baseline Forecast | 0 | 0 | 0 | 0 | 0 | 0 | 0 | 0 | 0 | 0 | 0 | 0 | 0 | 0 | 0 | 0 | 0 | 0 | 0 | 0 | 0 | 0 | 0 | 0 | 0 | 0 | 0 | 0
Industrial_Industrial - ID_Existing_Process_Natural Gas_Process Cooling_E8_Baseline Forecast | Industrial | Industrial - ID | Existing | Process | Natural Gas | Process Cooling | E8 |  | Baseline Forecast | 0 | 0 | 0 | 0 | 0 | 0 | 0 | 0 | 0 | 0 | 0 | 0 | 0 | 0 | 0 | 0 | 0 | 0 | 0 | 0 | 0 | 0 | 0 | 0 | 0 | 0 | 0 | 0
Industrial_Industrial - ID_Existing_Process_Natural Gas_Process Cooling_E9_Baseline Forecast | Industrial | Industrial - ID | Existing | Process | Natural Gas | Process Cooling | E9 |  | Baseline Forecast | 0 | 0 | 0 | 0 | 0 | 0 | 0 | 0 | 0 | 0 | 0 | 0 | 0 | 0 | 0 | 0 | 0 | 0 | 0 | 0 | 0 | 0 | 0 | 0 | 0 | 0 | 0 | 0
Industrial_Industrial - ID_Existing_Process_Natural Gas_Process Cooling_E10_Baseline Forecast | Industrial | Industrial - ID | Existing | Process | Natural Gas | Process Cooling | E10 |  | Baseline Forecast | 0 | 0 | 0 | 0 | 0 | 0 | 0 | 0 | 0 | 0 | 0 | 0 | 0 | 0 | 0 | 0 | 0 | 0 | 0 | 0 | 0 | 0 | 0 | 0 | 0 | 0 | 0 | 0
Industrial_Industrial - ID_Existing_Process_Natural Gas_Process Cooling_Vintage_Baseline Forecast | Industrial | Industrial - ID | Existing | Process | Natural Gas | Process Cooling | Vintage | Vintage | Baseline Forecast | 989.2646 | 888.8762 | 776.0562 | 653.7223 | 550.6724 | 463.8669 | 390.7451 | 329.1498 | 277.2641 | 233.5574 | 196.7405 | 165.7272 | 139.6027 | 117.5964 | 99.059 | 83.4438 | 70.2901 | 59.2099 | 49.8763 | 42.014 | 35.3911 | 29.8122 | 25.1128 | 21.1541 | 17.8195 | 15.0105 | 12.6443 | Vintage
Industrial_Industrial - ID_Existing_Process_Natural Gas_Other Process_E1_Baseline Forecast | Industrial | Industrial - ID | Existing | Process | Natural Gas | Other Process | E1 | Standard | Baseline Forecast | 0 | 83.3321 | 179.3899 | 285.2507 | 372.1113 | 443.0067 | 500.4929 | 546.722 | 583.5064 | 612.3722 | 634.6041 | 651.2839 | 663.322 | 671.4848 | 676.4173 | 678.6622 | 678.6762 | 676.8432 | 673.4862 | 668.8767 | 663.2429 | 656.7764 | 649.6381 | 641.9631 | 633.8647 | 625.4377 | 616.7617 | 1
Industrial_Industrial - ID_Existing_Process_Natural Gas_Other Process_E2_Baseline Forecast | Industrial | Industrial - ID | Existing | Process | Natural Gas | Other Process | E2 | ENERGY STAR | Baseline Forecast | 0 | 0 | 0 | 0 | 0 | 0 | 0 | 0 | 0 | 0 | 0 | 0 | 0 | 0 | 0 | 0 | 0 | 0 | 0 | 0 | 0 | 0 | 0 | 0 | 0 | 0 | 0 | 0
Industrial_Industrial - ID_Existing_Process_Natural Gas_Other Process_E3_Baseline Forecast | Industrial | Industrial - ID | Existing | Process | Natural Gas | Other Process | E3 |  | Baseline Forecast | 0 | 0 | 0 | 0 | 0 | 0 | 0 | 0 | 0 | 0 | 0 | 0 | 0 | 0 | 0 | 0 | 0 | 0 | 0 | 0 | 0 | 0 | 0 | 0 | 0 | 0 | 0 | 0
Industrial_Industrial - ID_Existing_Process_Natural Gas_Other Process_E4_Baseline Forecast | Industrial | Industrial - ID | Existing | Process | Natural Gas | Other Process | E4 |  | Baseline Forecast | 0 | 0 | 0 | 0 | 0 | 0 | 0 | 0 | 0 | 0 | 0 | 0 | 0 | 0 | 0 | 0 | 0 | 0 | 0 | 0 | 0 | 0 | 0 | 0 | 0 | 0 | 0 | 0
Industrial_Industrial - ID_Existing_Process_Natural Gas_Other Process_E5_Baseline Forecast | Industrial | Industrial - ID | Existing | Process | Natural Gas | Other Process | E5 |  | Baseline Forecast | 0 | 0 | 0 | 0 | 0 | 0 | 0 | 0 | 0 | 0 | 0 | 0 | 0 | 0 | 0 | 0 | 0 | 0 | 0 | 0 | 0 | 0 | 0 | 0 | 0 | 0 | 0 | 0
Industrial_Industrial - ID_Existing_Process_Natural Gas_Other Process_E6_Baseline Forecast | Industrial | Industrial - ID | Existing | Process | Natural Gas | Other Process | E6 |  | Baseline Forecast | 0 | 0 | 0 | 0 | 0 | 0 | 0 | 0 | 0 | 0 | 0 | 0 | 0 | 0 | 0 | 0 | 0 | 0 | 0 | 0 | 0 | 0 | 0 | 0 | 0 | 0 | 0 | 0
Industrial_Industrial - ID_Existing_Process_Natural Gas_Other Process_E7_Baseline Forecast | Industrial | Industrial - ID | Existing | Process | Natural Gas | Other Process | E7 |  | Baseline Forecast | 0 | 0 | 0 | 0 | 0 | 0 | 0 | 0 | 0 | 0 | 0 | 0 | 0 | 0 | 0 | 0 | 0 | 0 | 0 | 0 | 0 | 0 | 0 | 0 | 0 | 0 | 0 | 0
Industrial_Industrial - ID_Existing_Process_Natural Gas_Other Process_E8_Baseline Forecast | Industrial | Industrial - ID | Existing | Process | Natural Gas | Other Process | E8 |  | Baseline Forecast | 0 | 0 | 0 | 0 | 0 | 0 | 0 | 0 | 0 | 0 | 0 | 0 | 0 | 0 | 0 | 0 | 0 | 0 | 0 | 0 | 0 | 0 | 0 | 0 | 0 | 0 | 0 | 0
Industrial_Industrial - ID_Existing_Process_Natural Gas_Other Process_E9_Baseline Forecast | Industrial | Industrial - ID | Existing | Process | Natural Gas | Other Process | E9 |  | Baseline Forecast | 0 | 0 | 0 | 0 | 0 | 0 | 0 | 0 | 0 | 0 | 0 | 0 | 0 | 0 | 0 | 0 | 0 | 0 | 0 | 0 | 0 | 0 | 0 | 0 | 0 | 0 | 0 | 0
Industrial_Industrial - ID_Existing_Process_Natural Gas_Other Process_E10_Baseline Forecast | Industrial | Industrial - ID | Existing | Process | Natural Gas | Other Process | E10 |  | Baseline Forecast | 0 | 0 | 0 | 0 | 0 | 0 | 0 | 0 | 0 | 0 | 0 | 0 | 0 | 0 | 0 | 0 | 0 | 0 | 0 | 0 | 0 | 0 | 0 | 0 | 0 | 0 | 0 | 0
Industrial_Industrial - ID_Existing_Process_Natural Gas_Other Process_Vintage_Baseline Forecast | Industrial | Industrial - ID | Existing | Process | Natural Gas | Other Process | Vintage | Vintage | Baseline Forecast | 989.2646 | 888.8762 | 776.0562 | 653.7223 | 550.6724 | 463.8669 | 390.7451 | 329.1498 | 277.2641 | 233.5574 | 196.7405 | 165.7272 | 139.6027 | 117.5964 | 99.059 | 83.4438 | 70.2901 | 59.2099 | 49.8763 | 42.014 | 35.3911 | 29.8122 | 25.1128 | 21.1541 | 17.8195 | 15.0105 | 12.6443 | Vintage
Industrial_Industrial - ID_Existing_Miscellaneous_Natural Gas_Miscellaneous_E1_Baseline Forecast | Industrial | Industrial - ID | Existing | Miscellaneous | Natural Gas | Miscellaneous | E1 | Standard | Baseline Forecast | 0 | 83.3321 | 179.3899 | 285.2507 | 372.1113 | 443.0067 | 500.4929 | 546.722 | 583.5064 | 612.3722 | 634.6041 | 651.2839 | 663.322 | 671.4848 | 676.4173 | 678.6622 | 678.6762 | 676.8432 | 673.4862 | 668.8767 | 663.2429 | 656.7764 | 649.6381 | 641.9631 | 633.8647 | 625.4377 | 616.7617 | 1
Industrial_Industrial - ID_Existing_Miscellaneous_Natural Gas_Miscellaneous_E2_Baseline Forecast | Industrial | Industrial - ID | Existing | Miscellaneous | Natural Gas | Miscellaneous | E2 | Infrared Burners | Baseline Forecast | 0 | 0 | 0 | 0 | 0 | 0 | 0 | 0 | 0 | 0 | 0 | 0 | 0 | 0 | 0 | 0 | 0 | 0 | 0 | 0 | 0 | 0 | 0 | 0 | 0 | 0 | 0 | 0
Industrial_Industrial - ID_Existing_Miscellaneous_Natural Gas_Miscellaneous_E3_Baseline Forecast | Industrial | Industrial - ID | Existing | Miscellaneous | Natural Gas | Miscellaneous | E3 |  | Baseline Forecast | 0 | 0 | 0 | 0 | 0 | 0 | 0 | 0 | 0 | 0 | 0 | 0 | 0 | 0 | 0 | 0 | 0 | 0 | 0 | 0 | 0 | 0 | 0 | 0 | 0 | 0 | 0 | 0
Industrial_Industrial - ID_Existing_Miscellaneous_Natural Gas_Miscellaneous_E4_Baseline Forecast | Industrial | Industrial - ID | Existing | Miscellaneous | Natural Gas | Miscellaneous | E4 |  | Baseline Forecast | 0 | 0 | 0 | 0 | 0 | 0 | 0 | 0 | 0 | 0 | 0 | 0 | 0 | 0 | 0 | 0 | 0 | 0 | 0 | 0 | 0 | 0 | 0 | 0 | 0 | 0 | 0 | 0
Industrial_Industrial - ID_Existing_Miscellaneous_Natural Gas_Miscellaneous_E5_Baseline Forecast | Industrial | Industrial - ID | Existing | Miscellaneous | Natural Gas | Miscellaneous | E5 |  | Baseline Forecast | 0 | 0 | 0 | 0 | 0 | 0 | 0 | 0 | 0 | 0 | 0 | 0 | 0 | 0 | 0 | 0 | 0 | 0 | 0 | 0 | 0 | 0 | 0 | 0 | 0 | 0 | 0 | 0
Industrial_Industrial - ID_Existing_Miscellaneous_Natural Gas_Miscellaneous_E6_Baseline Forecast | Industrial | Industrial - ID | Existing | Miscellaneous | Natural Gas | Miscellaneous | E6 |  | Baseline Forecast | 0 | 0 | 0 | 0 | 0 | 0 | 0 | 0 | 0 | 0 | 0 | 0 | 0 | 0 | 0 | 0 | 0 | 0 | 0 | 0 | 0 | 0 | 0 | 0 | 0 | 0 | 0 | 0
Industrial_Industrial - ID_Existing_Miscellaneous_Natural Gas_Miscellaneous_E7_Baseline Forecast | Industrial | Industrial - ID | Existing | Miscellaneous | Natural Gas | Miscellaneous | E7 |  | Baseline Forecast | 0 | 0 | 0 | 0 | 0 | 0 | 0 | 0 | 0 | 0 | 0 | 0 | 0 | 0 | 0 | 0 | 0 | 0 | 0 | 0 | 0 | 0 | 0 | 0 | 0 | 0 | 0 | 0
Industrial_Industrial - ID_Existing_Miscellaneous_Natural Gas_Miscellaneous_E8_Baseline Forecast | Industrial | Industrial - ID | Existing | Miscellaneous | Natural Gas | Miscellaneous | E8 |  | Baseline Forecast | 0 | 0 | 0 | 0 | 0 | 0 | 0 | 0 | 0 | 0 | 0 | 0 | 0 | 0 | 0 | 0 | 0 | 0 | 0 | 0 | 0 | 0 | 0 | 0 | 0 | 0 | 0 | 0
Industrial_Industrial - ID_Existing_Miscellaneous_Natural Gas_Miscellaneous_E9_Baseline Forecast | Industrial | Industrial - ID | Existing | Miscellaneous | Natural Gas | Miscellaneous | E9 |  | Baseline Forecast | 0 | 0 | 0 | 0 | 0 | 0 | 0 | 0 | 0 | 0 | 0 | 0 | 0 | 0 | 0 | 0 | 0 | 0 | 0 | 0 | 0 | 0 | 0 | 0 | 0 | 0 | 0 | 0
Industrial_Industrial - ID_Existing_Miscellaneous_Natural Gas_Miscellaneous_E10_Baseline Forecast | Industrial | Industrial - ID | Existing | Miscellaneous | Natural Gas | Miscellaneous | E10 |  | Baseline Forecast | 0 | 0 | 0 | 0 | 0 | 0 | 0 | 0 | 0 | 0 | 0 | 0 | 0 | 0 | 0 | 0 | 0 | 0 | 0 | 0 | 0 | 0 | 0 | 0 | 0 | 0 | 0 | 0
Industrial_Industrial - ID_Existing_Miscellaneous_Natural Gas_Miscellaneous_Vintage_Baseline Forecast | Industrial | Industrial - ID | Existing | Miscellaneous | Natural Gas | Miscellaneous | Vintage | Vintage | Baseline Forecast | 989.2646 | 888.8762 | 776.0562 | 653.7223 | 550.6724 | 463.8669 | 390.7451 | 329.1498 | 277.2641 | 233.5574 | 196.7405 | 165.7272 | 139.6027 | 117.5964 | 99.059 | 83.4438 | 70.2901 | 59.2099 | 49.8763 | 42.014 | 35.3911 | 29.8122 | 25.1128 | 21.1541 | 17.8195 | 15.0105 | 12.6443 | Vintage
Industrial_Industrial - ID_New_Space Heating_Natural Gas_Furnace_E1_Baseline Forecast | Industrial | Industrial - ID | New | Space Heating | Natural Gas | Furnace | E1 | Standard | Baseline Forecast | 0 | 0.26312 | 0.9836 | 0.9836 | 0.9836 | 0.9836 | 0.9836 | 0.9836 | 0.9836 | 0.9836 | 0.9836 | 0.9836 | 0.9836 | 0.9836 | 0.9836 | 0.9836 | 0.9836 | 0.9836 | 0.9836 | 0.96336 | 0.88925 | 0.82085 | 0.75771 | 0.69942 | 0.64562 | 0.59596 | 0.55011 | 400
Industrial_Industrial - ID_New_Space Heating_Natural Gas_Furnace_E2_Baseline Forecast | Industrial | Industrial - ID | New | Space Heating | Natural Gas | Furnace | E2 | ENERGY STAR | Baseline Forecast | 0 | 0 | 0 | 5.4429 | 10.6145 | 15.763 | 20.7708 | 25.6915 | 30.5266 | 35.2776 | 39.946 | 44.5332 | 49.0405 | 53.4694 | 57.8212 | 62.0972 | 66.2988 | 70.4273 | 74.4838 | 78.4898 | 82.4803 | 86.3969 | 90.2411 | 94.0145 | 97.7187 | 101.355 | 104.925 | 400
Industrial_Industrial - ID_New_Space Heating_Natural Gas_Furnace_E3_Baseline Forecast | Industrial | Industrial - ID | New | Space Heating | Natural Gas | Furnace | E3 |  | Baseline Forecast | 0 | 0 | 0 | 0 | 0 | 0 | 0 | 0 | 0 | 0 | 0 | 0 | 0 | 0 | 0 | 0 | 0 | 0 | 0 | 0 | 0 | 0 | 0 | 0 | 0 | 0 | 0 | 400
Industrial_Industrial - ID_New_Space Heating_Natural Gas_Furnace_E4_Baseline Forecast | Industrial | Industrial - ID | New | Space Heating | Natural Gas | Furnace | E4 |  | Baseline Forecast | 0 | 0 | 0 | 0 | 0 | 0 | 0 | 0 | 0 | 0 | 0 | 0 | 0 | 0 | 0 | 0 | 0 | 0 | 0 | 0 | 0 | 0 | 0 | 0 | 0 | 0 | 0 | 0
Industrial_Industrial - ID_New_Space Heating_Natural Gas_Furnace_E5_Baseline Forecast | Industrial | Industrial - ID | New | Space Heating | Natural Gas | Furnace | E5 |  | Baseline Forecast | 0 | 0 | 0 | 0 | 0 | 0 | 0 | 0 | 0 | 0 | 0 | 0 | 0 | 0 | 0 | 0 | 0 | 0 | 0 | 0 | 0 | 0 | 0 | 0 | 0 | 0 | 0 | 0
Industrial_Industrial - ID_New_Space Heating_Natural Gas_Furnace_E6_Baseline Forecast | Industrial | Industrial - ID | New | Space Heating | Natural Gas | Furnace | E6 |  | Baseline Forecast | 0 | 0 | 0 | 0 | 0 | 0 | 0 | 0 | 0 | 0 | 0 | 0 | 0 | 0 | 0 | 0 | 0 | 0 | 0 | 0 | 0 | 0 | 0 | 0 | 0 | 0 | 0 | 0
Industrial_Industrial - ID_New_Space Heating_Natural Gas_Furnace_E7_Baseline Forecast | Industrial | Industrial - ID | New | Space Heating | Natural Gas | Furnace | E7 |  | Baseline Forecast | 0 | 0 | 0 | 0 | 0 | 0 | 0 | 0 | 0 | 0 | 0 | 0 | 0 | 0 | 0 | 0 | 0 | 0 | 0 | 0 | 0 | 0 | 0 | 0 | 0 | 0 | 0 | 0
Industrial_Industrial - ID_New_Space Heating_Natural Gas_Furnace_E8_Baseline Forecast | Industrial | Industrial - ID | New | Space Heating | Natural Gas | Furnace | E8 |  | Baseline Forecast | 0 | 0 | 0 | 0 | 0 | 0 | 0 | 0 | 0 | 0 | 0 | 0 | 0 | 0 | 0 | 0 | 0 | 0 | 0 | 0 | 0 | 0 | 0 | 0 | 0 | 0 | 0 | 0
Industrial_Industrial - ID_New_Space Heating_Natural Gas_Furnace_E9_Baseline Forecast | Industrial | Industrial - ID | New | Space Heating | Natural Gas | Furnace | E9 |  | Baseline Forecast | 0 | 0 | 0 | 0 | 0 | 0 | 0 | 0 | 0 | 0 | 0 | 0 | 0 | 0 | 0 | 0 | 0 | 0 | 0 | 0 | 0 | 0 | 0 | 0 | 0 | 0 | 0 | 0
Industrial_Industrial - ID_New_Space Heating_Natural Gas_Furnace_E10_Baseline Forecast | Industrial | Industrial - ID | New | Space Heating | Natural Gas | Furnace | E10 |  | Baseline Forecast | 0 | 0 | 0 | 0 | 0 | 0 | 0 | 0 | 0 | 0 | 0 | 0 | 0 | 0 | 0 | 0 | 0 | 0 | 0 | 0 | 0 | 0 | 0 | 0 | 0 | 0 | 0 | 0
Industrial_Industrial - ID_New_Space Heating_Natural Gas_Furnace_Vintage_Baseline Forecast | Industrial | Industrial - ID | New | Space Heating | Natural Gas | Furnace | Vintage | Vintage | Baseline Forecast | 0 | 0 | 0 | 0 | 0 | 0 | 0 | 0 | 0 | 0 | 0 | 0 | 0 | 0 | 0 | 0 | 0 | 0 | 0 | 0 | 0 | 0 | 0 | 0 | 0 | 0 | 0 | Vintage
Industrial_Industrial - ID_New_Space Heating_Natural Gas_Boiler_E1_Baseline Forecast | Industrial | Industrial - ID | New | Space Heating | Natural Gas | Boiler | E1 | Standard | Baseline Forecast | 0 | 0.41991 | 1.5697 | 10.256 | 18.5092 | 26.7257 | 34.7175 | 42.5703 | 50.2866 | 57.8687 | 65.3189 | 72.6394 | 79.8326 | 86.9006 | 93.8456 | 100.6697 | 107.3749 | 113.9634 | 120.4371 | 126.798 | 133.0481 | 139.1893 | 145.2234 | 151.1524 | 156.9779 | 162.7018 | 168.3259 | 800
Industrial_Industrial - ID_New_Space Heating_Natural Gas_Boiler_E2_Baseline Forecast | Industrial | Industrial - ID | New | Space Heating | Natural Gas | Boiler | E2 | High Efficiency | Baseline Forecast | 0 | 0 | 0 | 0 | 0 | 0 | 0 | 0 | 0 | 0 | 0 | 0 | 0 | 0 | 0 | 0 | 0 | 0 | 0 | 0 | 0 | 0 | 0 | 0 | 0 | 0 | 0 | 800
Industrial_Industrial - ID_New_Space Heating_Natural Gas_Boiler_E3_Baseline Forecast | Industrial | Industrial - ID | New | Space Heating | Natural Gas | Boiler | E3 |  | Baseline Forecast | 0 | 0 | 0 | 0 | 0 | 0 | 0 | 0 | 0 | 0 | 0 | 0 | 0 | 0 | 0 | 0 | 0 | 0 | 0 | 0 | 0 | 0 | 0 | 0 | 0 | 0 | 0 | 800
Industrial_Industrial - ID_New_Space Heating_Natural Gas_Boiler_E4_Baseline Forecast | Industrial | Industrial - ID | New | Space Heating | Natural Gas | Boiler | E4 |  | Baseline Forecast | 0 | 0 | 0 | 0 | 0 | 0 | 0 | 0 | 0 | 0 | 0 | 0 | 0 | 0 | 0 | 0 | 0 | 0 | 0 | 0 | 0 | 0 | 0 | 0 | 0 | 0 | 0 | 800
Industrial_Industrial - ID_New_Space Heating_Natural Gas_Boiler_E5_Baseline Forecast | Industrial | Industrial - ID | New | Space Heating | Natural Gas | Boiler | E5 |  | Baseline Forecast | 0 | 0 | 0 | 0 | 0 | 0 | 0 | 0 | 0 | 0 | 0 | 0 | 0 | 0 | 0 | 0 | 0 | 0 | 0 | 0 | 0 | 0 | 0 | 0 | 0 | 0 | 0 | 0
Industrial_Industrial - ID_New_Space Heating_Natural Gas_Boiler_E6_Baseline Forecast | Industrial | Industrial - ID | New | Space Heating | Natural Gas | Boiler | E6 |  | Baseline Forecast | 0 | 0 | 0 | 0 | 0 | 0 | 0 | 0 | 0 | 0 | 0 | 0 | 0 | 0 | 0 | 0 | 0 | 0 | 0 | 0 | 0 | 0 | 0 | 0 | 0 | 0 | 0 | 0
Industrial_Industrial - ID_New_Space Heating_Natural Gas_Boiler_E7_Baseline Forecast | Industrial | Industrial - ID | New | Space Heating | Natural Gas | Boiler | E7 |  | Baseline Forecast | 0 | 0 | 0 | 0 | 0 | 0 | 0 | 0 | 0 | 0 | 0 | 0 | 0 | 0 | 0 | 0 | 0 | 0 | 0 | 0 | 0 | 0 | 0 | 0 | 0 | 0 | 0 | 0
Industrial_Industrial - ID_New_Space Heating_Natural Gas_Boiler_E8_Baseline Forecast | Industrial | Industrial - ID | New | Space Heating | Natural Gas | Boiler | E8 |  | Baseline Forecast | 0 | 0 | 0 | 0 | 0 | 0 | 0 | 0 | 0 | 0 | 0 | 0 | 0 | 0 | 0 | 0 | 0 | 0 | 0 | 0 | 0 | 0 | 0 | 0 | 0 | 0 | 0 | 0
Industrial_Industrial - ID_New_Space Heating_Natural Gas_Boiler_E9_Baseline Forecast | Industrial | Industrial - ID | New | Space Heating | Natural Gas | Boiler | E9 |  | Baseline Forecast | 0 | 0 | 0 | 0 | 0 | 0 | 0 | 0 | 0 | 0 | 0 | 0 | 0 | 0 | 0 | 0 | 0 | 0 | 0 | 0 | 0 | 0 | 0 | 0 | 0 | 0 | 0 | 0
Industrial_Industrial - ID_New_Space Heating_Natural Gas_Boiler_E10_Baseline Forecast | Industrial | Industrial - ID | New | Space Heating | Natural Gas | Boiler | E10 |  | Baseline Forecast | 0 | 0 | 0 | 0 | 0 | 0 | 0 | 0 | 0 | 0 | 0 | 0 | 0 | 0 | 0 | 0 | 0 | 0 | 0 | 0 | 0 | 0 | 0 | 0 | 0 | 0 | 0 | 0
Industrial_Industrial - ID_New_Space Heating_Natural Gas_Boiler_Vintage_Baseline Forecast | Industrial | Industrial - ID | New | Space Heating | Natural Gas | Boiler | Vintage | Vintage | Baseline Forecast | 0 | 0 | 0 | 0 | 0 | 0 | 0 | 0 | 0 | 0 | 0 | 0 | 0 | 0 | 0 | 0 | 0 | 0 | 0 | 0 | 0 | 0 | 0 | 0 | 0 | 0 | 0 | Vintage
Industrial_Industrial - ID_New_Space Heating_Natural Gas_Unit Heater_E1_Baseline Forecast | Industrial | Industrial - ID | New | Space Heating | Natural Gas | Unit Heater | E1 | Standard | Baseline Forecast | 0 | 0.13156 | 0.4918 | 3.2133 | 5.799 | 8.3733 | 10.8772 | 13.3375 | 15.7551 | 18.1306 | 20.4648 | 22.7584 | 25.012 | 27.2265 | 29.4024 | 31.5404 | 33.6412 | 35.7054 | 37.7337 | 39.7266 | 41.6848 | 43.6089 | 45.4994 | 47.357 | 49.1821 | 50.9755 | 52.7375 | 120
Industrial_Industrial - ID_New_Space Heating_Natural Gas_Unit Heater_E2_Baseline Forecast | Industrial | Industrial - ID | New | Space Heating | Natural Gas | Unit Heater | E2 | ENERGY STAR | Baseline Forecast | 0 | 0 | 0 | 0 | 0 | 0 | 0 | 0 | 0 | 0 | 0 | 0 | 0 | 0 | 0 | 0 | 0 | 0 | 0 | 0 | 0 | 0 | 0 | 0 | 0 | 0 | 0 | 120
Industrial_Industrial - ID_New_Space Heating_Natural Gas_Unit Heater_E3_Baseline Forecast | Industrial | Industrial - ID | New | Space Heating | Natural Gas | Unit Heater | E3 |  | Baseline Forecast | 0 | 0 | 0 | 0 | 0 | 0 | 0 | 0 | 0 | 0 | 0 | 0 | 0 | 0 | 0 | 0 | 0 | 0 | 0 | 0 | 0 | 0 | 0 | 0 | 0 | 0 | 0 | 120
Industrial_Industrial - ID_New_Space Heating_Natural Gas_Unit Heater_E4_Baseline Forecast | Industrial | Industrial - ID | New | Space Heating | Natural Gas | Unit Heater | E4 |  | Baseline Forecast | 0 | 0 | 0 | 0 | 0 | 0 | 0 | 0 | 0 | 0 | 0 | 0 | 0 | 0 | 0 | 0 | 0 | 0 | 0 | 0 | 0 | 0 | 0 | 0 | 0 | 0 | 0 | 0
Industrial_Industrial - ID_New_Space Heating_Natural Gas_Unit Heater_E5_Baseline Forecast | Industrial | Industrial - ID | New | Space Heating | Natural Gas | Unit Heater | E5 |  | Baseline Forecast | 0 | 0 | 0 | 0 | 0 | 0 | 0 | 0 | 0 | 0 | 0 | 0 | 0 | 0 | 0 | 0 | 0 | 0 | 0 | 0 | 0 | 0 | 0 | 0 | 0 | 0 | 0 | 0
Industrial_Industrial - ID_New_Space Heating_Natural Gas_Unit Heater_E6_Baseline Forecast | Industrial | Industrial - ID | New | Space Heating | Natural Gas | Unit Heater | E6 |  | Baseline Forecast | 0 | 0 | 0 | 0 | 0 | 0 | 0 | 0 | 0 | 0 | 0 | 0 | 0 | 0 | 0 | 0 | 0 | 0 | 0 | 0 | 0 | 0 | 0 | 0 | 0 | 0 | 0 | 0
Industrial_Industrial - ID_New_Space Heating_Natural Gas_Unit Heater_E7_Baseline Forecast | Industrial | Industrial - ID | New | Space Heating | Natural Gas | Unit Heater | E7 |  | Baseline Forecast | 0 | 0 | 0 | 0 | 0 | 0 | 0 | 0 | 0 | 0 | 0 | 0 | 0 | 0 | 0 | 0 | 0 | 0 | 0 | 0 | 0 | 0 | 0 | 0 | 0 | 0 | 0 | 0
Industrial_Industrial - ID_New_Space Heating_Natural Gas_Unit Heater_E8_Baseline Forecast | Industrial | Industrial - ID | New | Space Heating | Natural Gas | Unit Heater | E8 |  | Baseline Forecast | 0 | 0 | 0 | 0 | 0 | 0 | 0 | 0 | 0 | 0 | 0 | 0 | 0 | 0 | 0 | 0 | 0 | 0 | 0 | 0 | 0 | 0 | 0 | 0 | 0 | 0 | 0 | 0
Industrial_Industrial - ID_New_Space Heating_Natural Gas_Unit Heater_E9_Baseline Forecast | Industrial | Industrial - ID | New | Space Heating | Natural Gas | Unit Heater | E9 |  | Baseline Forecast | 0 | 0 | 0 | 0 | 0 | 0 | 0 | 0 | 0 | 0 | 0 | 0 | 0 | 0 | 0 | 0 | 0 | 0 | 0 | 0 | 0 | 0 | 0 | 0 | 0 | 0 | 0 | 0
Industrial_Industrial - ID_New_Space Heating_Natural Gas_Unit Heater_E10_Baseline Forecast | Industrial | Industrial - ID | New | Space Heating | Natural Gas | Unit Heater | E10 |  | Baseline Forecast | 0 | 0 | 0 | 0 | 0 | 0 | 0 | 0 | 0 | 0 | 0 | 0 | 0 | 0 | 0 | 0 | 0 | 0 | 0 | 0 | 0 | 0 | 0 | 0 | 0 | 0 | 0 | 0
Industrial_Industrial - ID_New_Space Heating_Natural Gas_Unit Heater_Vintage_Baseline Forecast | Industrial | Industrial - ID | New | Space Heating | Natural Gas | Unit Heater | Vintage | Vintage | Baseline Forecast | 0 | 0 | 0 | 0 | 0 | 0 | 0 | 0 | 0 | 0 | 0 | 0 | 0 | 0 | 0 | 0 | 0 | 0 | 0 | 0 | 0 | 0 | 0 | 0 | 0 | 0 | 0 | Vintage
Industrial_Industrial - ID_New_Process_Natural Gas_Process Boiler_E1_Baseline Forecast | Industrial | Industrial - ID | New | Process | Natural Gas | Process Boiler | E1 | Standard | Baseline Forecast | 0 | 0.81459 | 3.0451 | 19.8958 | 35.9063 | 51.8456 | 67.349 | 82.5829 | 97.5519 | 112.2605 | 126.7133 | 140.9146 | 154.8688 | 168.5801 | 182.0528 | 195.2909 | 208.2986 | 221.0797 | 233.6381 | 245.9778 | 258.1025 | 270.0159 | 281.7216 | 293.2232 | 304.5243 | 315.6283 | 326.5386 | 1
Industrial_Industrial - ID_New_Process_Natural Gas_Process Boiler_E2_Baseline Forecast | Industrial | Industrial - ID | New | Process | Natural Gas | Process Boiler | E2 | ENERGY STAR | Baseline Forecast | 0 | 0 | 0 | 0 | 0 | 0 | 0 | 0 | 0 | 0 | 0 | 0 | 0 | 0 | 0 | 0 | 0 | 0 | 0 | 0 | 0 | 0 | 0 | 0 | 0 | 0 | 0 | 0
Industrial_Industrial - ID_New_Process_Natural Gas_Process Boiler_E3_Baseline Forecast | Industrial | Industrial - ID | New | Process | Natural Gas | Process Boiler | E3 |  | Baseline Forecast | 0 | 0 | 0 | 0 | 0 | 0 | 0 | 0 | 0 | 0 | 0 | 0 | 0 | 0 | 0 | 0 | 0 | 0 | 0 | 0 | 0 | 0 | 0 | 0 | 0 | 0 | 0 | 0
Industrial_Industrial - ID_New_Process_Natural Gas_Process Boiler_E4_Baseline Forecast | Industrial | Industrial - ID | New | Process | Natural Gas | Process Boiler | E4 |  | Baseline Forecast | 0 | 0 | 0 | 0 | 0 | 0 | 0 | 0 | 0 | 0 | 0 | 0 | 0 | 0 | 0 | 0 | 0 | 0 | 0 | 0 | 0 | 0 | 0 | 0 | 0 | 0 | 0 | 0
Industrial_Industrial - ID_New_Process_Natural Gas_Process Boiler_E5_Baseline Forecast | Industrial | Industrial - ID | New | Process | Natural Gas | Process Boiler | E5 |  | Baseline Forecast | 0 | 0 | 0 | 0 | 0 | 0 | 0 | 0 | 0 | 0 | 0 | 0 | 0 | 0 | 0 | 0 | 0 | 0 | 0 | 0 | 0 | 0 | 0 | 0 | 0 | 0 | 0 | 0
Industrial_Industrial - ID_New_Process_Natural Gas_Process Boiler_E6_Baseline Forecast | Industrial | Industrial - ID | New | Process | Natural Gas | Process Boiler | E6 |  | Baseline Forecast | 0 | 0 | 0 | 0 | 0 | 0 | 0 | 0 | 0 | 0 | 0 | 0 | 0 | 0 | 0 | 0 | 0 | 0 | 0 | 0 | 0 | 0 | 0 | 0 | 0 | 0 | 0 | 0
Industrial_Industrial - ID_New_Process_Natural Gas_Process Boiler_E7_Baseline Forecast | Industrial | Industrial - ID | New | Process | Natural Gas | Process Boiler | E7 |  | Baseline Forecast | 0 | 0 | 0 | 0 | 0 | 0 | 0 | 0 | 0 | 0 | 0 | 0 | 0 | 0 | 0 | 0 | 0 | 0 | 0 | 0 | 0 | 0 | 0 | 0 | 0 | 0 | 0 | 0
Industrial_Industrial - ID_New_Process_Natural Gas_Process Boiler_E8_Baseline Forecast | Industrial | Industrial - ID | New | Process | Natural Gas | Process Boiler | E8 |  | Baseline Forecast | 0 | 0 | 0 | 0 | 0 | 0 | 0 | 0 | 0 | 0 | 0 | 0 | 0 | 0 | 0 | 0 | 0 | 0 | 0 | 0 | 0 | 0 | 0 | 0 | 0 | 0 | 0 | 0
Industrial_Industrial - ID_New_Process_Natural Gas_Process Boiler_E9_Baseline Forecast | Industrial | Industrial - ID | New | Process | Natural Gas | Process Boiler | E9 |  | Baseline Forecast | 0 | 0 | 0 | 0 | 0 | 0 | 0 | 0 | 0 | 0 | 0 | 0 | 0 | 0 | 0 | 0 | 0 | 0 | 0 | 0 | 0 | 0 | 0 | 0 | 0 | 0 | 0 | 0
Industrial_Industrial - ID_New_Process_Natural Gas_Process Boiler_E10_Baseline Forecast | Industrial | Industrial - ID | New | Process | Natural Gas | Process Boiler | E10 |  | Baseline Forecast | 0 | 0 | 0 | 0 | 0 | 0 | 0 | 0 | 0 | 0 | 0 | 0 | 0 | 0 | 0 | 0 | 0 | 0 | 0 | 0 | 0 | 0 | 0 | 0 | 0 | 0 | 0 | 0
Industrial_Industrial - ID_New_Process_Natural Gas_Process Boiler_Vintage_Baseline Forecast | Industrial | Industrial - ID | New | Process | Natural Gas | Process Boiler | Vintage | Vintage | Baseline Forecast | 0 | 0 | 0 | 0 | 0 | 0 | 0 | 0 | 0 | 0 | 0 | 0 | 0 | 0 | 0 | 0 | 0 | 0 | 0 | 0 | 0 | 0 | 0 | 0 | 0 | 0 | 0 | Vintage
Industrial_Industrial - ID_New_Process_Natural Gas_Process Heating_E1_Baseline Forecast | Industrial | Industrial - ID | New | Process | Natural Gas | Process Heating | E1 | Standard (EF .82) | Baseline Forecast | 0 | 0.81459 | 3.0451 | 19.8958 | 35.9063 | 51.8456 | 67.349 | 82.5829 | 97.5519 | 112.2605 | 126.7133 | 140.9146 | 154.8688 | 168.5801 | 182.0528 | 195.2909 | 208.2986 | 221.0797 | 233.6381 | 245.9778 | 258.1025 | 270.0159 | 281.7216 | 293.2232 | 304.5243 | 315.6283 | 326.5386 | 1
Industrial_Industrial - ID_New_Process_Natural Gas_Process Heating_E2_Baseline Forecast | Industrial | Industrial - ID | New | Process | Natural Gas | Process Heating | E2 | Condensing (EF .90) | Baseline Forecast | 0 | 0 | 0 | 0 | 0 | 0 | 0 | 0 | 0 | 0 | 0 | 0 | 0 | 0 | 0 | 0 | 0 | 0 | 0 | 0 | 0 | 0 | 0 | 0 | 0 | 0 | 0 | 0
Industrial_Industrial - ID_New_Process_Natural Gas_Process Heating_E3_Baseline Forecast | Industrial | Industrial - ID | New | Process | Natural Gas | Process Heating | E3 |  | Baseline Forecast | 0 | 0 | 0 | 0 | 0 | 0 | 0 | 0 | 0 | 0 | 0 | 0 | 0 | 0 | 0 | 0 | 0 | 0 | 0 | 0 | 0 | 0 | 0 | 0 | 0 | 0 | 0 | 0
Industrial_Industrial - ID_New_Process_Natural Gas_Process Heating_E4_Baseline Forecast | Industrial | Industrial - ID | New | Process | Natural Gas | Process Heating | E4 |  | Baseline Forecast | 0 | 0 | 0 | 0 | 0 | 0 | 0 | 0 | 0 | 0 | 0 | 0 | 0 | 0 | 0 | 0 | 0 | 0 | 0 | 0 | 0 | 0 | 0 | 0 | 0 | 0 | 0 | 0
Industrial_Industrial - ID_New_Process_Natural Gas_Process Heating_E5_Baseline Forecast | Industrial | Industrial - ID | New | Process | Natural Gas | Process Heating | E5 |  | Baseline Forecast | 0 | 0 | 0 | 0 | 0 | 0 | 0 | 0 | 0 | 0 | 0 | 0 | 0 | 0 | 0 | 0 | 0 | 0 | 0 | 0 | 0 | 0 | 0 | 0 | 0 | 0 | 0 | 0
Industrial_Industrial - ID_New_Process_Natural Gas_Process Heating_E6_Baseline Forecast | Industrial | Industrial - ID | New | Process | Natural Gas | Process Heating | E6 |  | Baseline Forecast | 0 | 0 | 0 | 0 | 0 | 0 | 0 | 0 | 0 | 0 | 0 | 0 | 0 | 0 | 0 | 0 | 0 | 0 | 0 | 0 | 0 | 0 | 0 | 0 | 0 | 0 | 0 | 0
Industrial_Industrial - ID_New_Process_Natural Gas_Process Heating_E7_Baseline Forecast | Industrial | Industrial - ID | New | Process | Natural Gas | Process Heating | E7 |  | Baseline Forecast | 0 | 0 | 0 | 0 | 0 | 0 | 0 | 0 | 0 | 0 | 0 | 0 | 0 | 0 | 0 | 0 | 0 | 0 | 0 | 0 | 0 | 0 | 0 | 0 | 0 | 0 | 0 | 0
Industrial_Industrial - ID_New_Process_Natural Gas_Process Heating_E8_Baseline Forecast | Industrial | Industrial - ID | New | Process | Natural Gas | Process Heating | E8 |  | Baseline Forecast | 0 | 0 | 0 | 0 | 0 | 0 | 0 | 0 | 0 | 0 | 0 | 0 | 0 | 0 | 0 | 0 | 0 | 0 | 0 | 0 | 0 | 0 | 0 | 0 | 0 | 0 | 0 | 0
Industrial_Industrial - ID_New_Process_Natural Gas_Process Heating_E9_Baseline Forecast | Industrial | Industrial - ID | New | Process | Natural Gas | Process Heating | E9 |  | Baseline Forecast | 0 | 0 | 0 | 0 | 0 | 0 | 0 | 0 | 0 | 0 | 0 | 0 | 0 | 0 | 0 | 0 | 0 | 0 | 0 | 0 | 0 | 0 | 0 | 0 | 0 | 0 | 0 | 0
Industrial_Industrial - ID_New_Process_Natural Gas_Process Heating_E10_Baseline Forecast | Industrial | Industrial - ID | New | Process | Natural Gas | Process Heating | E10 |  | Baseline Forecast | 0 | 0 | 0 | 0 | 0 | 0 | 0 | 0 | 0 | 0 | 0 | 0 | 0 | 0 | 0 | 0 | 0 | 0 | 0 | 0 | 0 | 0 | 0 | 0 | 0 | 0 | 0 | 0
Industrial_Industrial - ID_New_Process_Natural Gas_Process Heating_Vintage_Baseline Forecast | Industrial | Industrial - ID | New | Process | Natural Gas | Process Heating | Vintage | Vintage | Baseline Forecast | 0 | 0 | 0 | 0 | 0 | 0 | 0 | 0 | 0 | 0 | 0 | 0 | 0 | 0 | 0 | 0 | 0 | 0 | 0 | 0 | 0 | 0 | 0 | 0 | 0 | 0 | 0 | Vintage
Industrial_Industrial - ID_New_Process_Natural Gas_Process Cooling_E1_Baseline Forecast | Industrial | Industrial - ID | New | Process | Natural Gas | Process Cooling | E1 | Standard | Baseline Forecast | 0 | 0.81459 | 3.0451 | 19.8958 | 35.9063 | 51.8456 | 67.349 | 82.5829 | 97.5519 | 112.2605 | 126.7133 | 140.9146 | 154.8688 | 168.5801 | 182.0528 | 195.2909 | 208.2986 | 221.0797 | 233.6381 | 245.9778 | 258.1025 | 270.0159 | 281.7216 | 293.2232 | 304.5243 | 315.6283 | 326.5386 | 1
Industrial_Industrial - ID_New_Process_Natural Gas_Process Cooling_E2_Baseline Forecast | Industrial | Industrial - ID | New | Process | Natural Gas | Process Cooling | E2 |  | Baseline Forecast | 0 | 0 | 0 | 0 | 0 | 0 | 0 | 0 | 0 | 0 | 0 | 0 | 0 | 0 | 0 | 0 | 0 | 0 | 0 | 0 | 0 | 0 | 0 | 0 | 0 | 0 | 0 | 0
Industrial_Industrial - ID_New_Process_Natural Gas_Process Cooling_E3_Baseline Forecast | Industrial | Industrial - ID | New | Process | Natural Gas | Process Cooling | E3 |  | Baseline Forecast | 0 | 0 | 0 | 0 | 0 | 0 | 0 | 0 | 0 | 0 | 0 | 0 | 0 | 0 | 0 | 0 | 0 | 0 | 0 | 0 | 0 | 0 | 0 | 0 | 0 | 0 | 0 | 0
Industrial_Industrial - ID_New_Process_Natural Gas_Process Cooling_E4_Baseline Forecast | Industrial | Industrial - ID | New | Process | Natural Gas | Process Cooling | E4 |  | Baseline Forecast | 0 | 0 | 0 | 0 | 0 | 0 | 0 | 0 | 0 | 0 | 0 | 0 | 0 | 0 | 0 | 0 | 0 | 0 | 0 | 0 | 0 | 0 | 0 | 0 | 0 | 0 | 0 | 0
Industrial_Industrial - ID_New_Process_Natural Gas_Process Cooling_E5_Baseline Forecast | Industrial | Industrial - ID | New | Process | Natural Gas | Process Cooling | E5 |  | Baseline Forecast | 0 | 0 | 0 | 0 | 0 | 0 | 0 | 0 | 0 | 0 | 0 | 0 | 0 | 0 | 0 | 0 | 0 | 0 | 0 | 0 | 0 | 0 | 0 | 0 | 0 | 0 | 0 | 0
Industrial_Industrial - ID_New_Process_Natural Gas_Process Cooling_E6_Baseline Forecast | Industrial | Industrial - ID | New | Process | Natural Gas | Process Cooling | E6 |  | Baseline Forecast | 0 | 0 | 0 | 0 | 0 | 0 | 0 | 0 | 0 | 0 | 0 | 0 | 0 | 0 | 0 | 0 | 0 | 0 | 0 | 0 | 0 | 0 | 0 | 0 | 0 | 0 | 0 | 0
Industrial_Industrial - ID_New_Process_Natural Gas_Process Cooling_E7_Baseline Forecast | Industrial | Industrial - ID | New | Process | Natural Gas | Process Cooling | E7 |  | Baseline Forecast | 0 | 0 | 0 | 0 | 0 | 0 | 0 | 0 | 0 | 0 | 0 | 0 | 0 | 0 | 0 | 0 | 0 | 0 | 0 | 0 | 0 | 0 | 0 | 0 | 0 | 0 | 0 | 0
Industrial_Industrial - ID_New_Process_Natural Gas_Process Cooling_E8_Baseline Forecast | Industrial | Industrial - ID | New | Process | Natural Gas | Process Cooling | E8 |  | Baseline Forecast | 0 | 0 | 0 | 0 | 0 | 0 | 0 | 0 | 0 | 0 | 0 | 0 | 0 | 0 | 0 | 0 | 0 | 0 | 0 | 0 | 0 | 0 | 0 | 0 | 0 | 0 | 0 | 0
Industrial_Industrial - ID_New_Process_Natural Gas_Process Cooling_E9_Baseline Forecast | Industrial | Industrial - ID | New | Process | Natural Gas | Process Cooling | E9 |  | Baseline Forecast | 0 | 0 | 0 | 0 | 0 | 0 | 0 | 0 | 0 | 0 | 0 | 0 | 0 | 0 | 0 | 0 | 0 | 0 | 0 | 0 | 0 | 0 | 0 | 0 | 0 | 0 | 0 | 0
Industrial_Industrial - ID_New_Process_Natural Gas_Process Cooling_E10_Baseline Forecast | Industrial | Industrial - ID | New | Process | Natural Gas | Process Cooling | E10 |  | Baseline Forecast | 0 | 0 | 0 | 0 | 0 | 0 | 0 | 0 | 0 | 0 | 0 | 0 | 0 | 0 | 0 | 0 | 0 | 0 | 0 | 0 | 0 | 0 | 0 | 0 | 0 | 0 | 0 | 0
Industrial_Industrial - ID_New_Process_Natural Gas_Process Cooling_Vintage_Baseline Forecast | Industrial | Industrial - ID | New | Process | Natural Gas | Process Cooling | Vintage | Vintage | Baseline Forecast | 0 | 0 | 0 | 0 | 0 | 0 | 0 | 0 | 0 | 0 | 0 | 0 | 0 | 0 | 0 | 0 | 0 | 0 | 0 | 0 | 0 | 0 | 0 | 0 | 0 | 0 | 0 | Vintage
Industrial_Industrial - ID_New_Process_Natural Gas_Other Process_E1_Baseline Forecast | Industrial | Industrial - ID | New | Process | Natural Gas | Other Process | E1 | AFUE 80% (Standard) | Baseline Forecast | 0 | 0.81459 | 3.0451 | 19.8958 | 35.9063 | 51.8456 | 67.349 | 82.5829 | 97.5519 | 112.2605 | 126.7133 | 140.9146 | 154.8688 | 168.5801 | 182.0528 | 195.2909 | 208.2986 | 221.0797 | 233.6381 | 245.9778 | 258.1025 | 270.0159 | 281.7216 | 293.2232 | 304.5243 | 315.6283 | 326.5386 | 1
Industrial_Industrial - ID_New_Process_Natural Gas_Other Process_E2_Baseline Forecast | Industrial | Industrial - ID | New | Process | Natural Gas | Other Process | E2 | AFUE 90% | Baseline Forecast | 0 | 0 | 0 | 0 | 0 | 0 | 0 | 0 | 0 | 0 | 0 | 0 | 0 | 0 | 0 | 0 | 0 | 0 | 0 | 0 | 0 | 0 | 0 | 0 | 0 | 0 | 0 | 0
Industrial_Industrial - ID_New_Process_Natural Gas_Other Process_E3_Baseline Forecast | Industrial | Industrial - ID | New | Process | Natural Gas | Other Process | E3 | AFUE 96% | Baseline Forecast | 0 | 0 | 0 | 0 | 0 | 0 | 0 | 0 | 0 | 0 | 0 | 0 | 0 | 0 | 0 | 0 | 0 | 0 | 0 | 0 | 0 | 0 | 0 | 0 | 0 | 0 | 0 | 0
Industrial_Industrial - ID_New_Process_Natural Gas_Other Process_E4_Baseline Forecast | Industrial | Industrial - ID | New | Process | Natural Gas | Other Process | E4 |  | Baseline Forecast | 0 | 0 | 0 | 0 | 0 | 0 | 0 | 0 | 0 | 0 | 0 | 0 | 0 | 0 | 0 | 0 | 0 | 0 | 0 | 0 | 0 | 0 | 0 | 0 | 0 | 0 | 0 | 0
Industrial_Industrial - ID_New_Process_Natural Gas_Other Process_E5_Baseline Forecast | Industrial | Industrial - ID | New | Process | Natural Gas | Other Process | E5 |  | Baseline Forecast | 0 | 0 | 0 | 0 | 0 | 0 | 0 | 0 | 0 | 0 | 0 | 0 | 0 | 0 | 0 | 0 | 0 | 0 | 0 | 0 | 0 | 0 | 0 | 0 | 0 | 0 | 0 | 0
Industrial_Industrial - ID_New_Process_Natural Gas_Other Process_E6_Baseline Forecast | Industrial | Industrial - ID | New | Process | Natural Gas | Other Process | E6 |  | Baseline Forecast | 0 | 0 | 0 | 0 | 0 | 0 | 0 | 0 | 0 | 0 | 0 | 0 | 0 | 0 | 0 | 0 | 0 | 0 | 0 | 0 | 0 | 0 | 0 | 0 | 0 | 0 | 0 | 0
Industrial_Industrial - ID_New_Process_Natural Gas_Other Process_E7_Baseline Forecast | Industrial | Industrial - ID | New | Process | Natural Gas | Other Process | E7 |  | Baseline Forecast | 0 | 0 | 0 | 0 | 0 | 0 | 0 | 0 | 0 | 0 | 0 | 0 | 0 | 0 | 0 | 0 | 0 | 0 | 0 | 0 | 0 | 0 | 0 | 0 | 0 | 0 | 0 | 0
Industrial_Industrial - ID_New_Process_Natural Gas_Other Process_E8_Baseline Forecast | Industrial | Industrial - ID | New | Process | Natural Gas | Other Process | E8 |  | Baseline Forecast | 0 | 0 | 0 | 0 | 0 | 0 | 0 | 0 | 0 | 0 | 0 | 0 | 0 | 0 | 0 | 0 | 0 | 0 | 0 | 0 | 0 | 0 | 0 | 0 | 0 | 0 | 0 | 0
Industrial_Industrial - ID_New_Process_Natural Gas_Other Process_E9_Baseline Forecast | Industrial | Industrial - ID | New | Process | Natural Gas | Other Process | E9 |  | Baseline Forecast | 0 | 0 | 0 | 0 | 0 | 0 | 0 | 0 | 0 | 0 | 0 | 0 | 0 | 0 | 0 | 0 | 0 | 0 | 0 | 0 | 0 | 0 | 0 | 0 | 0 | 0 | 0 | 0
Industrial_Industrial - ID_New_Process_Natural Gas_Other Process_E10_Baseline Forecast | Industrial | Industrial - ID | New | Process | Natural Gas | Other Process | E10 |  | Baseline Forecast | 0 | 0 | 0 | 0 | 0 | 0 | 0 | 0 | 0 | 0 | 0 | 0 | 0 | 0 | 0 | 0 | 0 | 0 | 0 | 0 | 0 | 0 | 0 | 0 | 0 | 0 | 0 | 0
Industrial_Industrial - ID_New_Process_Natural Gas_Other Process_Vintage_Baseline Forecast | Industrial | Industrial - ID | New | Process | Natural Gas | Other Process | Vintage | Vintage | Baseline Forecast | 0 | 0 | 0 | 0 | 0 | 0 | 0 | 0 | 0 | 0 | 0 | 0 | 0 | 0 | 0 | 0 | 0 | 0 | 0 | 0 | 0 | 0 | 0 | 0 | 0 | 0 | 0 | Vintage
Industrial_Industrial - ID_New_Miscellaneous_Natural Gas_Miscellaneous_E1_Baseline Forecast | Industrial | Industrial - ID | New | Miscellaneous | Natural Gas | Miscellaneous | E1 | AFUE 80% (Standard) | Baseline Forecast | 0 | 0.81459 | 3.0451 | 19.8958 | 35.9063 | 51.8456 | 67.349 | 82.5829 | 97.5519 | 112.2605 | 126.7133 | 140.9146 | 154.8688 | 168.5801 | 182.0528 | 195.2909 | 208.2986 | 221.0797 | 233.6381 | 245.9778 | 258.1025 | 270.0159 | 281.7216 | 293.2232 | 304.5243 | 315.6283 | 326.5386 | 1
Industrial_Industrial - ID_New_Miscellaneous_Natural Gas_Miscellaneous_E2_Baseline Forecast | Industrial | Industrial - ID | New | Miscellaneous | Natural Gas | Miscellaneous | E2 | AFUE 85% | Baseline Forecast | 0 | 0 | 0 | 0 | 0 | 0 | 0 | 0 | 0 | 0 | 0 | 0 | 0 | 0 | 0 | 0 | 0 | 0 | 0 | 0 | 0 | 0 | 0 | 0 | 0 | 0 | 0 | 0
Industrial_Industrial - ID_New_Miscellaneous_Natural Gas_Miscellaneous_E3_Baseline Forecast | Industrial | Industrial - ID | New | Miscellaneous | Natural Gas | Miscellaneous | E3 | AFUE 97% | Baseline Forecast | 0 | 0 | 0 | 0 | 0 | 0 | 0 | 0 | 0 | 0 | 0 | 0 | 0 | 0 | 0 | 0 | 0 | 0 | 0 | 0 | 0 | 0 | 0 | 0 | 0 | 0 | 0 | 0
Industrial_Industrial - ID_New_Miscellaneous_Natural Gas_Miscellaneous_E4_Baseline Forecast | Industrial | Industrial - ID | New | Miscellaneous | Natural Gas | Miscellaneous | E4 | Convert to NG Air Source Heat Pump | Baseline Forecast | 0 | 0 | 0 | 0 | 0 | 0 | 0 | 0 | 0 | 0 | 0 | 0 | 0 | 0 | 0 | 0 | 0 | 0 | 0 | 0 | 0 | 0 | 0 | 0 | 0 | 0 | 0 | 0
Industrial_Industrial - ID_New_Miscellaneous_Natural Gas_Miscellaneous_E5_Baseline Forecast | Industrial | Industrial - ID | New | Miscellaneous | Natural Gas | Miscellaneous | E5 |  | Baseline Forecast | 0 | 0 | 0 | 0 | 0 | 0 | 0 | 0 | 0 | 0 | 0 | 0 | 0 | 0 | 0 | 0 | 0 | 0 | 0 | 0 | 0 | 0 | 0 | 0 | 0 | 0 | 0 | 0
Industrial_Industrial - ID_New_Miscellaneous_Natural Gas_Miscellaneous_E6_Baseline Forecast | Industrial | Industrial - ID | New | Miscellaneous | Natural Gas | Miscellaneous | E6 |  | Baseline Forecast | 0 | 0 | 0 | 0 | 0 | 0 | 0 | 0 | 0 | 0 | 0 | 0 | 0 | 0 | 0 | 0 | 0 | 0 | 0 | 0 | 0 | 0 | 0 | 0 | 0 | 0 | 0 | 0
Industrial_Industrial - ID_New_Miscellaneous_Natural Gas_Miscellaneous_E7_Baseline Forecast | Industrial | Industrial - ID | New | Miscellaneous | Natural Gas | Miscellaneous | E7 |  | Baseline Forecast | 0 | 0 | 0 | 0 | 0 | 0 | 0 | 0 | 0 | 0 | 0 | 0 | 0 | 0 | 0 | 0 | 0 | 0 | 0 | 0 | 0 | 0 | 0 | 0 | 0 | 0 | 0 | 0
Industrial_Industrial - ID_New_Miscellaneous_Natural Gas_Miscellaneous_E8_Baseline Forecast | Industrial | Industrial - ID | New | Miscellaneous | Natural Gas | Miscellaneous | E8 |  | Baseline Forecast | 0 | 0 | 0 | 0 | 0 | 0 | 0 | 0 | 0 | 0 | 0 | 0 | 0 | 0 | 0 | 0 | 0 | 0 | 0 | 0 | 0 | 0 | 0 | 0 | 0 | 0 | 0 | 0
Industrial_Industrial - ID_New_Miscellaneous_Natural Gas_Miscellaneous_E9_Baseline Forecast | Industrial | Industrial - ID | New | Miscellaneous | Natural Gas | Miscellaneous | E9 |  | Baseline Forecast | 0 | 0 | 0 | 0 | 0 | 0 | 0 | 0 | 0 | 0 | 0 | 0 | 0 | 0 | 0 | 0 | 0 | 0 | 0 | 0 | 0 | 0 | 0 | 0 | 0 | 0 | 0 | 0
Industrial_Industrial - ID_New_Miscellaneous_Natural Gas_Miscellaneous_E10_Baseline Forecast | Industrial | Industrial - ID | New | Miscellaneous | Natural Gas | Miscellaneous | E10 |  | Baseline Forecast | 0 | 0 | 0 | 0 | 0 | 0 | 0 | 0 | 0 | 0 | 0 | 0 | 0 | 0 | 0 | 0 | 0 | 0 | 0 | 0 | 0 | 0 | 0 | 0 | 0 | 0 | 0 | 0
Industrial_Industrial - ID_New_Miscellaneous_Natural Gas_Miscellaneous_Vintage_Baseline Forecast | Industrial | Industrial - ID | New | Miscellaneous | Natural Gas | Miscellaneous | Vintage | Vintage | Baseline Forecast | 0 | 0 | 0 | 0 | 0 | 0 | 0 | 0 | 0 | 0 | 0 | 0 | 0 | 0 | 0 | 0 | 0 | 0 | 0 | 0 | 0 | 0 | 0 | 0 | 0 | 0 | 0 | Vintage

## Equipment Savings
Key | Field | Sector | Segment | Vintage | End Use | Fuel | Technology | Case | Label | 2021 | 2022 | 2023 | 2024 | 2025 | 2026 | 2027 | 2028 | 2029 | 2030 | 2031 | 2032 | 2033 | 2034 | 2035 | 2036 | 2037 | 2038 | 2039 | 2040 | 2041 | 2042 | 2043 | 2044 | 2045 | 2046 | 2047
F1_Industrial_Industrial - WA_Existing_Space Heating_Natural Gas_Furnace_Baseline Forecast | F1 | Industrial | Industrial - WA | Existing | Space Heating | Natural Gas | Furnace | Baseline Forecast | Consumption Savings (MMtherm)
F2_Industrial_Industrial - WA_Existing_Space Heating_Natural Gas_Furnace_Baseline Forecast | F2 | Industrial | Industrial - WA | Existing | Space Heating | Natural Gas | Furnace | Baseline Forecast | Summer Demand Savings (n/a)
F3_Industrial_Industrial - WA_Existing_Space Heating_Natural Gas_Furnace_Baseline Forecast | F3 | Industrial | Industrial - WA | Existing | Space Heating | Natural Gas | Furnace | Baseline Forecast | Winter Demand Savings (n/a)
F4_Industrial_Industrial - WA_Existing_Space Heating_Natural Gas_Furnace_Baseline Forecast | F4 | Industrial | Industrial - WA | Existing | Space Heating | Natural Gas | Furnace | Baseline Forecast | Incremental Savings (MMtherm)
F1_Industrial_Industrial - WA_Existing_Space Heating_Natural Gas_Boiler_Baseline Forecast | F1 | Industrial | Industrial - WA | Existing | Space Heating | Natural Gas | Boiler | Baseline Forecast | Consumption Savings (MMtherm)
F2_Industrial_Industrial - WA_Existing_Space Heating_Natural Gas_Boiler_Baseline Forecast | F2 | Industrial | Industrial - WA | Existing | Space Heating | Natural Gas | Boiler | Baseline Forecast | Summer Demand Savings (n/a)
F3_Industrial_Industrial - WA_Existing_Space Heating_Natural Gas_Boiler_Baseline Forecast | F3 | Industrial | Industrial - WA | Existing | Space Heating | Natural Gas | Boiler | Baseline Forecast | Winter Demand Savings (n/a)
F4_Industrial_Industrial - WA_Existing_Space Heating_Natural Gas_Boiler_Baseline Forecast | F4 | Industrial | Industrial - WA | Existing | Space Heating | Natural Gas | Boiler | Baseline Forecast | Incremental Savings (MMtherm)
F1_Industrial_Industrial - WA_Existing_Space Heating_Natural Gas_Unit Heater_Baseline Forecast | F1 | Industrial | Industrial - WA | Existing | Space Heating | Natural Gas | Unit Heater | Baseline Forecast | Consumption Savings (MMtherm)
F2_Industrial_Industrial - WA_Existing_Space Heating_Natural Gas_Unit Heater_Baseline Forecast | F2 | Industrial | Industrial - WA | Existing | Space Heating | Natural Gas | Unit Heater | Baseline Forecast | Summer Demand Savings (n/a)
F3_Industrial_Industrial - WA_Existing_Space Heating_Natural Gas_Unit Heater_Baseline Forecast | F3 | Industrial | Industrial - WA | Existing | Space Heating | Natural Gas | Unit Heater | Baseline Forecast | Winter Demand Savings (n/a)
F4_Industrial_Industrial - WA_Existing_Space Heating_Natural Gas_Unit Heater_Baseline Forecast | F4 | Industrial | Industrial - WA | Existing | Space Heating | Natural Gas | Unit Heater | Baseline Forecast | Incremental Savings (MMtherm)
F1_Industrial_Industrial - WA_Existing_Process_Natural Gas_Process Boiler_Baseline Forecast | F1 | Industrial | Industrial - WA | Existing | Process | Natural Gas | Process Boiler | Baseline Forecast | Consumption Savings (MMtherm)
F2_Industrial_Industrial - WA_Existing_Process_Natural Gas_Process Boiler_Baseline Forecast | F2 | Industrial | Industrial - WA | Existing | Process | Natural Gas | Process Boiler | Baseline Forecast | Summer Demand Savings (n/a)
F3_Industrial_Industrial - WA_Existing_Process_Natural Gas_Process Boiler_Baseline Forecast | F3 | Industrial | Industrial - WA | Existing | Process | Natural Gas | Process Boiler | Baseline Forecast | Winter Demand Savings (n/a)
F4_Industrial_Industrial - WA_Existing_Process_Natural Gas_Process Boiler_Baseline Forecast | F4 | Industrial | Industrial - WA | Existing | Process | Natural Gas | Process Boiler | Baseline Forecast | Incremental Savings (MMtherm)
F1_Industrial_Industrial - WA_Existing_Process_Natural Gas_Process Heating_Baseline Forecast | F1 | Industrial | Industrial - WA | Existing | Process | Natural Gas | Process Heating | Baseline Forecast | Consumption Savings (MMtherm)
F2_Industrial_Industrial - WA_Existing_Process_Natural Gas_Process Heating_Baseline Forecast | F2 | Industrial | Industrial - WA | Existing | Process | Natural Gas | Process Heating | Baseline Forecast | Summer Demand Savings (n/a)
F3_Industrial_Industrial - WA_Existing_Process_Natural Gas_Process Heating_Baseline Forecast | F3 | Industrial | Industrial - WA | Existing | Process | Natural Gas | Process Heating | Baseline Forecast | Winter Demand Savings (n/a)
F4_Industrial_Industrial - WA_Existing_Process_Natural Gas_Process Heating_Baseline Forecast | F4 | Industrial | Industrial - WA | Existing | Process | Natural Gas | Process Heating | Baseline Forecast | Incremental Savings (MMtherm)
F1_Industrial_Industrial - WA_Existing_Process_Natural Gas_Process Cooling_Baseline Forecast | F1 | Industrial | Industrial - WA | Existing | Process | Natural Gas | Process Cooling | Baseline Forecast | Consumption Savings (MMtherm)
F2_Industrial_Industrial - WA_Existing_Process_Natural Gas_Process Cooling_Baseline Forecast | F2 | Industrial | Industrial - WA | Existing | Process | Natural Gas | Process Cooling | Baseline Forecast | Summer Demand Savings (n/a)
F3_Industrial_Industrial - WA_Existing_Process_Natural Gas_Process Cooling_Baseline Forecast | F3 | Industrial | Industrial - WA | Existing | Process | Natural Gas | Process Cooling | Baseline Forecast | Winter Demand Savings (n/a)
F4_Industrial_Industrial - WA_Existing_Process_Natural Gas_Process Cooling_Baseline Forecast | F4 | Industrial | Industrial - WA | Existing | Process | Natural Gas | Process Cooling | Baseline Forecast | Incremental Savings (MMtherm)
F1_Industrial_Industrial - WA_Existing_Process_Natural Gas_Other Process_Baseline Forecast | F1 | Industrial | Industrial - WA | Existing | Process | Natural Gas | Other Process | Baseline Forecast | Consumption Savings (MMtherm)
F2_Industrial_Industrial - WA_Existing_Process_Natural Gas_Other Process_Baseline Forecast | F2 | Industrial | Industrial - WA | Existing | Process | Natural Gas | Other Process | Baseline Forecast | Summer Demand Savings (n/a)
F3_Industrial_Industrial - WA_Existing_Process_Natural Gas_Other Process_Baseline Forecast | F3 | Industrial | Industrial - WA | Existing | Process | Natural Gas | Other Process | Baseline Forecast | Winter Demand Savings (n/a)
F4_Industrial_Industrial - WA_Existing_Process_Natural Gas_Other Process_Baseline Forecast | F4 | Industrial | Industrial - WA | Existing | Process | Natural Gas | Other Process | Baseline Forecast | Incremental Savings (MMtherm)
F1_Industrial_Industrial - WA_Existing_Miscellaneous_Natural Gas_Miscellaneous_Baseline Forecast | F1 | Industrial | Industrial - WA | Existing | Miscellaneous | Natural Gas | Miscellaneous | Baseline Forecast | Consumption Savings (MMtherm)
F2_Industrial_Industrial - WA_Existing_Miscellaneous_Natural Gas_Miscellaneous_Baseline Forecast | F2 | Industrial | Industrial - WA | Existing | Miscellaneous | Natural Gas | Miscellaneous | Baseline Forecast | Summer Demand Savings (n/a)
F3_Industrial_Industrial - WA_Existing_Miscellaneous_Natural Gas_Miscellaneous_Baseline Forecast | F3 | Industrial | Industrial - WA | Existing | Miscellaneous | Natural Gas | Miscellaneous | Baseline Forecast | Winter Demand Savings (n/a)
F4_Industrial_Industrial - WA_Existing_Miscellaneous_Natural Gas_Miscellaneous_Baseline Forecast | F4 | Industrial | Industrial - WA | Existing | Miscellaneous | Natural Gas | Miscellaneous | Baseline Forecast | Incremental Savings (MMtherm)
F1_Industrial_Industrial - WA_New_Space Heating_Natural Gas_Furnace_Baseline Forecast | F1 | Industrial | Industrial - WA | New | Space Heating | Natural Gas | Furnace | Baseline Forecast | Consumption Savings (MMtherm)
F2_Industrial_Industrial - WA_New_Space Heating_Natural Gas_Furnace_Baseline Forecast | F2 | Industrial | Industrial - WA | New | Space Heating | Natural Gas | Furnace | Baseline Forecast | Summer Demand Savings (n/a)
F3_Industrial_Industrial - WA_New_Space Heating_Natural Gas_Furnace_Baseline Forecast | F3 | Industrial | Industrial - WA | New | Space Heating | Natural Gas | Furnace | Baseline Forecast | Winter Demand Savings (n/a)
F4_Industrial_Industrial - WA_New_Space Heating_Natural Gas_Furnace_Baseline Forecast | F4 | Industrial | Industrial - WA | New | Space Heating | Natural Gas | Furnace | Baseline Forecast | Incremental Savings (MMtherm)
F1_Industrial_Industrial - WA_New_Space Heating_Natural Gas_Boiler_Baseline Forecast | F1 | Industrial | Industrial - WA | New | Space Heating | Natural Gas | Boiler | Baseline Forecast | Consumption Savings (MMtherm)
F2_Industrial_Industrial - WA_New_Space Heating_Natural Gas_Boiler_Baseline Forecast | F2 | Industrial | Industrial - WA | New | Space Heating | Natural Gas | Boiler | Baseline Forecast | Summer Demand Savings (n/a)
F3_Industrial_Industrial - WA_New_Space Heating_Natural Gas_Boiler_Baseline Forecast | F3 | Industrial | Industrial - WA | New | Space Heating | Natural Gas | Boiler | Baseline Forecast | Winter Demand Savings (n/a)
F4_Industrial_Industrial - WA_New_Space Heating_Natural Gas_Boiler_Baseline Forecast | F4 | Industrial | Industrial - WA | New | Space Heating | Natural Gas | Boiler | Baseline Forecast | Incremental Savings (MMtherm)
F1_Industrial_Industrial - WA_New_Space Heating_Natural Gas_Unit Heater_Baseline Forecast | F1 | Industrial | Industrial - WA | New | Space Heating | Natural Gas | Unit Heater | Baseline Forecast | Consumption Savings (MMtherm)
F2_Industrial_Industrial - WA_New_Space Heating_Natural Gas_Unit Heater_Baseline Forecast | F2 | Industrial | Industrial - WA | New | Space Heating | Natural Gas | Unit Heater | Baseline Forecast | Summer Demand Savings (n/a)
F3_Industrial_Industrial - WA_New_Space Heating_Natural Gas_Unit Heater_Baseline Forecast | F3 | Industrial | Industrial - WA | New | Space Heating | Natural Gas | Unit Heater | Baseline Forecast | Winter Demand Savings (n/a)
F4_Industrial_Industrial - WA_New_Space Heating_Natural Gas_Unit Heater_Baseline Forecast | F4 | Industrial | Industrial - WA | New | Space Heating | Natural Gas | Unit Heater | Baseline Forecast | Incremental Savings (MMtherm)
F1_Industrial_Industrial - WA_New_Process_Natural Gas_Process Boiler_Baseline Forecast | F1 | Industrial | Industrial - WA | New | Process | Natural Gas | Process Boiler | Baseline Forecast | Consumption Savings (MMtherm)
F2_Industrial_Industrial - WA_New_Process_Natural Gas_Process Boiler_Baseline Forecast | F2 | Industrial | Industrial - WA | New | Process | Natural Gas | Process Boiler | Baseline Forecast | Summer Demand Savings (n/a)
F3_Industrial_Industrial - WA_New_Process_Natural Gas_Process Boiler_Baseline Forecast | F3 | Industrial | Industrial - WA | New | Process | Natural Gas | Process Boiler | Baseline Forecast | Winter Demand Savings (n/a)
F4_Industrial_Industrial - WA_New_Process_Natural Gas_Process Boiler_Baseline Forecast | F4 | Industrial | Industrial - WA | New | Process | Natural Gas | Process Boiler | Baseline Forecast | Incremental Savings (MMtherm)
F1_Industrial_Industrial - WA_New_Process_Natural Gas_Process Heating_Baseline Forecast | F1 | Industrial | Industrial - WA | New | Process | Natural Gas | Process Heating | Baseline Forecast | Consumption Savings (MMtherm)
F2_Industrial_Industrial - WA_New_Process_Natural Gas_Process Heating_Baseline Forecast | F2 | Industrial | Industrial - WA | New | Process | Natural Gas | Process Heating | Baseline Forecast | Summer Demand Savings (n/a)
F3_Industrial_Industrial - WA_New_Process_Natural Gas_Process Heating_Baseline Forecast | F3 | Industrial | Industrial - WA | New | Process | Natural Gas | Process Heating | Baseline Forecast | Winter Demand Savings (n/a)
F4_Industrial_Industrial - WA_New_Process_Natural Gas_Process Heating_Baseline Forecast | F4 | Industrial | Industrial - WA | New | Process | Natural Gas | Process Heating | Baseline Forecast | Incremental Savings (MMtherm)
F1_Industrial_Industrial - WA_New_Process_Natural Gas_Process Cooling_Baseline Forecast | F1 | Industrial | Industrial - WA | New | Process | Natural Gas | Process Cooling | Baseline Forecast | Consumption Savings (MMtherm)
F2_Industrial_Industrial - WA_New_Process_Natural Gas_Process Cooling_Baseline Forecast | F2 | Industrial | Industrial - WA | New | Process | Natural Gas | Process Cooling | Baseline Forecast | Summer Demand Savings (n/a)
F3_Industrial_Industrial - WA_New_Process_Natural Gas_Process Cooling_Baseline Forecast | F3 | Industrial | Industrial - WA | New | Process | Natural Gas | Process Cooling | Baseline Forecast | Winter Demand Savings (n/a)
F4_Industrial_Industrial - WA_New_Process_Natural Gas_Process Cooling_Baseline Forecast | F4 | Industrial | Industrial - WA | New | Process | Natural Gas | Process Cooling | Baseline Forecast | Incremental Savings (MMtherm)
F1_Industrial_Industrial - WA_New_Process_Natural Gas_Other Process_Baseline Forecast | F1 | Industrial | Industrial - WA | New | Process | Natural Gas | Other Process | Baseline Forecast | Consumption Savings (MMtherm)
F2_Industrial_Industrial - WA_New_Process_Natural Gas_Other Process_Baseline Forecast | F2 | Industrial | Industrial - WA | New | Process | Natural Gas | Other Process | Baseline Forecast | Summer Demand Savings (n/a)
F3_Industrial_Industrial - WA_New_Process_Natural Gas_Other Process_Baseline Forecast | F3 | Industrial | Industrial - WA | New | Process | Natural Gas | Other Process | Baseline Forecast | Winter Demand Savings (n/a)
F4_Industrial_Industrial - WA_New_Process_Natural Gas_Other Process_Baseline Forecast | F4 | Industrial | Industrial - WA | New | Process | Natural Gas | Other Process | Baseline Forecast | Incremental Savings (MMtherm)
F1_Industrial_Industrial - WA_New_Miscellaneous_Natural Gas_Miscellaneous_Baseline Forecast | F1 | Industrial | Industrial - WA | New | Miscellaneous | Natural Gas | Miscellaneous | Baseline Forecast | Consumption Savings (MMtherm)
F2_Industrial_Industrial - WA_New_Miscellaneous_Natural Gas_Miscellaneous_Baseline Forecast | F2 | Industrial | Industrial - WA | New | Miscellaneous | Natural Gas | Miscellaneous | Baseline Forecast | Summer Demand Savings (n/a)
F3_Industrial_Industrial - WA_New_Miscellaneous_Natural Gas_Miscellaneous_Baseline Forecast | F3 | Industrial | Industrial - WA | New | Miscellaneous | Natural Gas | Miscellaneous | Baseline Forecast | Winter Demand Savings (n/a)
F4_Industrial_Industrial - WA_New_Miscellaneous_Natural Gas_Miscellaneous_Baseline Forecast | F4 | Industrial | Industrial - WA | New | Miscellaneous | Natural Gas | Miscellaneous | Baseline Forecast | Incremental Savings (MMtherm)
F1_Industrial_Industrial - ID_Existing_Space Heating_Natural Gas_Furnace_Baseline Forecast | F1 | Industrial | Industrial - ID | Existing | Space Heating | Natural Gas | Furnace | Baseline Forecast | Consumption Savings (MMtherm)
F2_Industrial_Industrial - ID_Existing_Space Heating_Natural Gas_Furnace_Baseline Forecast | F2 | Industrial | Industrial - ID | Existing | Space Heating | Natural Gas | Furnace | Baseline Forecast | Summer Demand Savings (n/a)
F3_Industrial_Industrial - ID_Existing_Space Heating_Natural Gas_Furnace_Baseline Forecast | F3 | Industrial | Industrial - ID | Existing | Space Heating | Natural Gas | Furnace | Baseline Forecast | Winter Demand Savings (n/a)
F4_Industrial_Industrial - ID_Existing_Space Heating_Natural Gas_Furnace_Baseline Forecast | F4 | Industrial | Industrial - ID | Existing | Space Heating | Natural Gas | Furnace | Baseline Forecast | Incremental Savings (MMtherm)
F1_Industrial_Industrial - ID_Existing_Space Heating_Natural Gas_Boiler_Baseline Forecast | F1 | Industrial | Industrial - ID | Existing | Space Heating | Natural Gas | Boiler | Baseline Forecast | Consumption Savings (MMtherm)
F2_Industrial_Industrial - ID_Existing_Space Heating_Natural Gas_Boiler_Baseline Forecast | F2 | Industrial | Industrial - ID | Existing | Space Heating | Natural Gas | Boiler | Baseline Forecast | Summer Demand Savings (n/a)
F3_Industrial_Industrial - ID_Existing_Space Heating_Natural Gas_Boiler_Baseline Forecast | F3 | Industrial | Industrial - ID | Existing | Space Heating | Natural Gas | Boiler | Baseline Forecast | Winter Demand Savings (n/a)
F4_Industrial_Industrial - ID_Existing_Space Heating_Natural Gas_Boiler_Baseline Forecast | F4 | Industrial | Industrial - ID | Existing | Space Heating | Natural Gas | Boiler | Baseline Forecast | Incremental Savings (MMtherm)
F1_Industrial_Industrial - ID_Existing_Space Heating_Natural Gas_Unit Heater_Baseline Forecast | F1 | Industrial | Industrial - ID | Existing | Space Heating | Natural Gas | Unit Heater | Baseline Forecast | Consumption Savings (MMtherm)
F2_Industrial_Industrial - ID_Existing_Space Heating_Natural Gas_Unit Heater_Baseline Forecast | F2 | Industrial | Industrial - ID | Existing | Space Heating | Natural Gas | Unit Heater | Baseline Forecast | Summer Demand Savings (n/a)
F3_Industrial_Industrial - ID_Existing_Space Heating_Natural Gas_Unit Heater_Baseline Forecast | F3 | Industrial | Industrial - ID | Existing | Space Heating | Natural Gas | Unit Heater | Baseline Forecast | Winter Demand Savings (n/a)
F4_Industrial_Industrial - ID_Existing_Space Heating_Natural Gas_Unit Heater_Baseline Forecast | F4 | Industrial | Industrial - ID | Existing | Space Heating | Natural Gas | Unit Heater | Baseline Forecast | Incremental Savings (MMtherm)
F1_Industrial_Industrial - ID_Existing_Process_Natural Gas_Process Boiler_Baseline Forecast | F1 | Industrial | Industrial - ID | Existing | Process | Natural Gas | Process Boiler | Baseline Forecast | Consumption Savings (MMtherm)
F2_Industrial_Industrial - ID_Existing_Process_Natural Gas_Process Boiler_Baseline Forecast | F2 | Industrial | Industrial - ID | Existing | Process | Natural Gas | Process Boiler | Baseline Forecast | Summer Demand Savings (n/a)
F3_Industrial_Industrial - ID_Existing_Process_Natural Gas_Process Boiler_Baseline Forecast | F3 | Industrial | Industrial - ID | Existing | Process | Natural Gas | Process Boiler | Baseline Forecast | Winter Demand Savings (n/a)
F4_Industrial_Industrial - ID_Existing_Process_Natural Gas_Process Boiler_Baseline Forecast | F4 | Industrial | Industrial - ID | Existing | Process | Natural Gas | Process Boiler | Baseline Forecast | Incremental Savings (MMtherm)
F1_Industrial_Industrial - ID_Existing_Process_Natural Gas_Process Heating_Baseline Forecast | F1 | Industrial | Industrial - ID | Existing | Process | Natural Gas | Process Heating | Baseline Forecast | Consumption Savings (MMtherm)
F2_Industrial_Industrial - ID_Existing_Process_Natural Gas_Process Heating_Baseline Forecast | F2 | Industrial | Industrial - ID | Existing | Process | Natural Gas | Process Heating | Baseline Forecast | Summer Demand Savings (n/a)
F3_Industrial_Industrial - ID_Existing_Process_Natural Gas_Process Heating_Baseline Forecast | F3 | Industrial | Industrial - ID | Existing | Process | Natural Gas | Process Heating | Baseline Forecast | Winter Demand Savings (n/a)
F4_Industrial_Industrial - ID_Existing_Process_Natural Gas_Process Heating_Baseline Forecast | F4 | Industrial | Industrial - ID | Existing | Process | Natural Gas | Process Heating | Baseline Forecast | Incremental Savings (MMtherm)
F1_Industrial_Industrial - ID_Existing_Process_Natural Gas_Process Cooling_Baseline Forecast | F1 | Industrial | Industrial - ID | Existing | Process | Natural Gas | Process Cooling | Baseline Forecast | Consumption Savings (MMtherm)
F2_Industrial_Industrial - ID_Existing_Process_Natural Gas_Process Cooling_Baseline Forecast | F2 | Industrial | Industrial - ID | Existing | Process | Natural Gas | Process Cooling | Baseline Forecast | Summer Demand Savings (n/a)
F3_Industrial_Industrial - ID_Existing_Process_Natural Gas_Process Cooling_Baseline Forecast | F3 | Industrial | Industrial - ID | Existing | Process | Natural Gas | Process Cooling | Baseline Forecast | Winter Demand Savings (n/a)
F4_Industrial_Industrial - ID_Existing_Process_Natural Gas_Process Cooling_Baseline Forecast | F4 | Industrial | Industrial - ID | Existing | Process | Natural Gas | Process Cooling | Baseline Forecast | Incremental Savings (MMtherm)
F1_Industrial_Industrial - ID_Existing_Process_Natural Gas_Other Process_Baseline Forecast | F1 | Industrial | Industrial - ID | Existing | Process | Natural Gas | Other Process | Baseline Forecast | Consumption Savings (MMtherm)
F2_Industrial_Industrial - ID_Existing_Process_Natural Gas_Other Process_Baseline Forecast | F2 | Industrial | Industrial - ID | Existing | Process | Natural Gas | Other Process | Baseline Forecast | Summer Demand Savings (n/a)
F3_Industrial_Industrial - ID_Existing_Process_Natural Gas_Other Process_Baseline Forecast | F3 | Industrial | Industrial - ID | Existing | Process | Natural Gas | Other Process | Baseline Forecast | Winter Demand Savings (n/a)
F4_Industrial_Industrial - ID_Existing_Process_Natural Gas_Other Process_Baseline Forecast | F4 | Industrial | Industrial - ID | Existing | Process | Natural Gas | Other Process | Baseline Forecast | Incremental Savings (MMtherm)
F1_Industrial_Industrial - ID_Existing_Miscellaneous_Natural Gas_Miscellaneous_Baseline Forecast | F1 | Industrial | Industrial - ID | Existing | Miscellaneous | Natural Gas | Miscellaneous | Baseline Forecast | Consumption Savings (MMtherm)
F2_Industrial_Industrial - ID_Existing_Miscellaneous_Natural Gas_Miscellaneous_Baseline Forecast | F2 | Industrial | Industrial - ID | Existing | Miscellaneous | Natural Gas | Miscellaneous | Baseline Forecast | Summer Demand Savings (n/a)
F3_Industrial_Industrial - ID_Existing_Miscellaneous_Natural Gas_Miscellaneous_Baseline Forecast | F3 | Industrial | Industrial - ID | Existing | Miscellaneous | Natural Gas | Miscellaneous | Baseline Forecast | Winter Demand Savings (n/a)
F4_Industrial_Industrial - ID_Existing_Miscellaneous_Natural Gas_Miscellaneous_Baseline Forecast | F4 | Industrial | Industrial - ID | Existing | Miscellaneous | Natural Gas | Miscellaneous | Baseline Forecast | Incremental Savings (MMtherm)
F1_Industrial_Industrial - ID_New_Space Heating_Natural Gas_Furnace_Baseline Forecast | F1 | Industrial | Industrial - ID | New | Space Heating | Natural Gas | Furnace | Baseline Forecast | Consumption Savings (MMtherm)
F2_Industrial_Industrial - ID_New_Space Heating_Natural Gas_Furnace_Baseline Forecast | F2 | Industrial | Industrial - ID | New | Space Heating | Natural Gas | Furnace | Baseline Forecast | Summer Demand Savings (n/a)
F3_Industrial_Industrial - ID_New_Space Heating_Natural Gas_Furnace_Baseline Forecast | F3 | Industrial | Industrial - ID | New | Space Heating | Natural Gas | Furnace | Baseline Forecast | Winter Demand Savings (n/a)
F4_Industrial_Industrial - ID_New_Space Heating_Natural Gas_Furnace_Baseline Forecast | F4 | Industrial | Industrial - ID | New | Space Heating | Natural Gas | Furnace | Baseline Forecast | Incremental Savings (MMtherm)
F1_Industrial_Industrial - ID_New_Space Heating_Natural Gas_Boiler_Baseline Forecast | F1 | Industrial | Industrial - ID | New | Space Heating | Natural Gas | Boiler | Baseline Forecast | Consumption Savings (MMtherm)
F2_Industrial_Industrial - ID_New_Space Heating_Natural Gas_Boiler_Baseline Forecast | F2 | Industrial | Industrial - ID | New | Space Heating | Natural Gas | Boiler | Baseline Forecast | Summer Demand Savings (n/a)
F3_Industrial_Industrial - ID_New_Space Heating_Natural Gas_Boiler_Baseline Forecast | F3 | Industrial | Industrial - ID | New | Space Heating | Natural Gas | Boiler | Baseline Forecast | Winter Demand Savings (n/a)
F4_Industrial_Industrial - ID_New_Space Heating_Natural Gas_Boiler_Baseline Forecast | F4 | Industrial | Industrial - ID | New | Space Heating | Natural Gas | Boiler | Baseline Forecast | Incremental Savings (MMtherm)
F1_Industrial_Industrial - ID_New_Space Heating_Natural Gas_Unit Heater_Baseline Forecast | F1 | Industrial | Industrial - ID | New | Space Heating | Natural Gas | Unit Heater | Baseline Forecast | Consumption Savings (MMtherm)
F2_Industrial_Industrial - ID_New_Space Heating_Natural Gas_Unit Heater_Baseline Forecast | F2 | Industrial | Industrial - ID | New | Space Heating | Natural Gas | Unit Heater | Baseline Forecast | Summer Demand Savings (n/a)
F3_Industrial_Industrial - ID_New_Space Heating_Natural Gas_Unit Heater_Baseline Forecast | F3 | Industrial | Industrial - ID | New | Space Heating | Natural Gas | Unit Heater | Baseline Forecast | Winter Demand Savings (n/a)
F4_Industrial_Industrial - ID_New_Space Heating_Natural Gas_Unit Heater_Baseline Forecast | F4 | Industrial | Industrial - ID | New | Space Heating | Natural Gas | Unit Heater | Baseline Forecast | Incremental Savings (MMtherm)
F1_Industrial_Industrial - ID_New_Process_Natural Gas_Process Boiler_Baseline Forecast | F1 | Industrial | Industrial - ID | New | Process | Natural Gas | Process Boiler | Baseline Forecast | Consumption Savings (MMtherm)
F2_Industrial_Industrial - ID_New_Process_Natural Gas_Process Boiler_Baseline Forecast | F2 | Industrial | Industrial - ID | New | Process | Natural Gas | Process Boiler | Baseline Forecast | Summer Demand Savings (n/a)
F3_Industrial_Industrial - ID_New_Process_Natural Gas_Process Boiler_Baseline Forecast | F3 | Industrial | Industrial - ID | New | Process | Natural Gas | Process Boiler | Baseline Forecast | Winter Demand Savings (n/a)
F4_Industrial_Industrial - ID_New_Process_Natural Gas_Process Boiler_Baseline Forecast | F4 | Industrial | Industrial - ID | New | Process | Natural Gas | Process Boiler | Baseline Forecast | Incremental Savings (MMtherm)
F1_Industrial_Industrial - ID_New_Process_Natural Gas_Process Heating_Baseline Forecast | F1 | Industrial | Industrial - ID | New | Process | Natural Gas | Process Heating | Baseline Forecast | Consumption Savings (MMtherm)
F2_Industrial_Industrial - ID_New_Process_Natural Gas_Process Heating_Baseline Forecast | F2 | Industrial | Industrial - ID | New | Process | Natural Gas | Process Heating | Baseline Forecast | Summer Demand Savings (n/a)
F3_Industrial_Industrial - ID_New_Process_Natural Gas_Process Heating_Baseline Forecast | F3 | Industrial | Industrial - ID | New | Process | Natural Gas | Process Heating | Baseline Forecast | Winter Demand Savings (n/a)
F4_Industrial_Industrial - ID_New_Process_Natural Gas_Process Heating_Baseline Forecast | F4 | Industrial | Industrial - ID | New | Process | Natural Gas | Process Heating | Baseline Forecast | Incremental Savings (MMtherm)
F1_Industrial_Industrial - ID_New_Process_Natural Gas_Process Cooling_Baseline Forecast | F1 | Industrial | Industrial - ID | New | Process | Natural Gas | Process Cooling | Baseline Forecast | Consumption Savings (MMtherm)
F2_Industrial_Industrial - ID_New_Process_Natural Gas_Process Cooling_Baseline Forecast | F2 | Industrial | Industrial - ID | New | Process | Natural Gas | Process Cooling | Baseline Forecast | Summer Demand Savings (n/a)
F3_Industrial_Industrial - ID_New_Process_Natural Gas_Process Cooling_Baseline Forecast | F3 | Industrial | Industrial - ID | New | Process | Natural Gas | Process Cooling | Baseline Forecast | Winter Demand Savings (n/a)
F4_Industrial_Industrial - ID_New_Process_Natural Gas_Process Cooling_Baseline Forecast | F4 | Industrial | Industrial - ID | New | Process | Natural Gas | Process Cooling | Baseline Forecast | Incremental Savings (MMtherm)
F1_Industrial_Industrial - ID_New_Process_Natural Gas_Other Process_Baseline Forecast | F1 | Industrial | Industrial - ID | New | Process | Natural Gas | Other Process | Baseline Forecast | Consumption Savings (MMtherm)
F2_Industrial_Industrial - ID_New_Process_Natural Gas_Other Process_Baseline Forecast | F2 | Industrial | Industrial - ID | New | Process | Natural Gas | Other Process | Baseline Forecast | Summer Demand Savings (n/a)
F3_Industrial_Industrial - ID_New_Process_Natural Gas_Other Process_Baseline Forecast | F3 | Industrial | Industrial - ID | New | Process | Natural Gas | Other Process | Baseline Forecast | Winter Demand Savings (n/a)
F4_Industrial_Industrial - ID_New_Process_Natural Gas_Other Process_Baseline Forecast | F4 | Industrial | Industrial - ID | New | Process | Natural Gas | Other Process | Baseline Forecast | Incremental Savings (MMtherm)
F1_Industrial_Industrial - ID_New_Miscellaneous_Natural Gas_Miscellaneous_Baseline Forecast | F1 | Industrial | Industrial - ID | New | Miscellaneous | Natural Gas | Miscellaneous | Baseline Forecast | Consumption Savings (MMtherm)
F2_Industrial_Industrial - ID_New_Miscellaneous_Natural Gas_Miscellaneous_Baseline Forecast | F2 | Industrial | Industrial - ID | New | Miscellaneous | Natural Gas | Miscellaneous | Baseline Forecast | Summer Demand Savings (n/a)
F3_Industrial_Industrial - ID_New_Miscellaneous_Natural Gas_Miscellaneous_Baseline Forecast | F3 | Industrial | Industrial - ID | New | Miscellaneous | Natural Gas | Miscellaneous | Baseline Forecast | Winter Demand Savings (n/a)
F4_Industrial_Industrial - ID_New_Miscellaneous_Natural Gas_Miscellaneous_Baseline Forecast | F4 | Industrial | Industrial - ID | New | Miscellaneous | Natural Gas | Miscellaneous | Baseline Forecast | Incremental Savings (MMtherm)

## Special Markets
Key | Field | Sector | Market | Segment | Vintage | End Use | Fuel | Label | 2021 | 2022 | 2023 | 2024 | 2025 | 2026 | 2027 | 2028 | 2029 | 2030 | 2031 | 2032 | 2033 | 2034 | 2035 | 2036 | 2037 | 2038 | 2039 | 2040 | 2041 | 2042 | 2043 | 2044 | 2045 | 2046 | 2047
F1_Industrial_Industrial - WA_Existing_Space Heating_Natural Gas_All | F1 | Industrial | All | Industrial - WA | Existing | Space Heating | Natural Gas | Units | 1570.087 | 1543.0166 | 1516.4128 | 1490.2678 | 1464.5735 | 1439.3222 | 1414.5063 | 1390.1183 | 1366.1507 | 1342.5964 | 1319.4482 | 1296.6991 | 1274.3422 | 1252.3708 | 1230.7782 | 1209.5579 | 1188.7034 | 1168.2086 | 1148.067 | 1128.2728 | 1108.8198 | 1089.7022 | 1070.9142 | 1052.4502 | 1034.3045 | 1016.4717 | 998.9463
F2_Industrial_Industrial - WA_Existing_Space Heating_Natural Gas_All | F2 | Industrial | All | Industrial - WA | Existing | Space Heating | Natural Gas | Usage (MMtherms) | 0.16191 | 0.17095 | 0.16711 | 0.16392 | 0.16077 | 0.15766 | 0.15459 | 0.15157 | 0.1486 | 0.14568 | 0.14281 | 0.13999 | 0.13722 | 0.13451 | 0.13184 | 0.12924 | 0.12668 | 0.12418 | 0.12173 | 0.11935 | 0.11704 | 0.11479 | 0.1126 | 0.11047 | 0.1084 | 0.10637 | 0.1044
F3_Industrial_Industrial - WA_Existing_Space Heating_Natural Gas_All | F3 | Industrial | All | Industrial - WA | Existing | Space Heating | Natural Gas | Summer Peak Demand (n/a) | 0 | 0 | 0 | 0 | 0 | 0 | 0 | 0 | 0 | 0 | 0 | 0 | 0 | 0 | 0 | 0 | 0 | 0 | 0 | 0 | 0 | 0 | 0 | 0 | 0 | 0 | 0
F4_Industrial_Industrial - WA_Existing_Space Heating_Natural Gas_All | F4 | Industrial | All | Industrial - WA | Existing | Space Heating | Natural Gas | Winter Peak Demand (n/a) | 0 | 0 | 0 | 0 | 0 | 0 | 0 | 0 | 0 | 0 | 0 | 0 | 0 | 0 | 0 | 0 | 0 | 0 | 0 | 0 | 0 | 0 | 0 | 0 | 0 | 0 | 0
F1_Industrial_Industrial - WA_Existing_Process_Natural Gas_All | F1 | Industrial | All | Industrial - WA | Existing | Process | Natural Gas | Units | 6280.3481 | 6172.0663 | 6065.6513 | 5961.0712 | 5858.2941 | 5757.289 | 5658.0254 | 5560.4732 | 5464.603 | 5370.3857 | 5277.7928 | 5186.7964 | 5097.3689 | 5009.4832 | 4923.1128 | 4838.2316 | 4754.8138 | 4672.8342 | 4592.2681 | 4513.0911 | 4435.2792 | 4358.8088 | 4283.657 | 4209.8008 | 4137.218 | 4065.8867 | 3995.7852
F2_Industrial_Industrial - WA_Existing_Process_Natural Gas_All | F2 | Industrial | All | Industrial - WA | Existing | Process | Natural Gas | Usage (MMtherms) | 2.376 | 2.3351 | 2.2948 | 2.2552 | 2.2164 | 2.1782 | 2.1406 | 2.1037 | 2.0674 | 2.0318 | 1.9967 | 1.9623 | 1.9285 | 1.8952 | 1.8626 | 1.8304 | 1.7989 | 1.7679 | 1.7374 | 1.7074 | 1.678 | 1.6491 | 1.6206 | 1.5927 | 1.5652 | 1.5382 | 1.5117
F3_Industrial_Industrial - WA_Existing_Process_Natural Gas_All | F3 | Industrial | All | Industrial - WA | Existing | Process | Natural Gas | Summer Peak Demand (n/a) | 0 | 0 | 0 | 0 | 0 | 0 | 0 | 0 | 0 | 0 | 0 | 0 | 0 | 0 | 0 | 0 | 0 | 0 | 0 | 0 | 0 | 0 | 0 | 0 | 0 | 0 | 0
F4_Industrial_Industrial - WA_Existing_Process_Natural Gas_All | F4 | Industrial | All | Industrial - WA | Existing | Process | Natural Gas | Winter Peak Demand (n/a) | 0 | 0 | 0 | 0 | 0 | 0 | 0 | 0 | 0 | 0 | 0 | 0 | 0 | 0 | 0 | 0 | 0 | 0 | 0 | 0 | 0 | 0 | 0 | 0 | 0 | 0 | 0
F1_Industrial_Industrial - WA_Existing_Miscellaneous_Natural Gas_All | F1 | Industrial | All | Industrial - WA | Existing | Miscellaneous | Natural Gas | Units | 1570.087 | 1543.0166 | 1516.4128 | 1490.2678 | 1464.5735 | 1439.3222 | 1414.5063 | 1390.1183 | 1366.1507 | 1342.5964 | 1319.4482 | 1296.6991 | 1274.3422 | 1252.3708 | 1230.7782 | 1209.5579 | 1188.7034 | 1168.2086 | 1148.067 | 1128.2728 | 1108.8198 | 1089.7022 | 1070.9142 | 1052.4502 | 1034.3045 | 1016.4717 | 998.9463
F2_Industrial_Industrial - WA_Existing_Miscellaneous_Natural Gas_All | F2 | Industrial | All | Industrial - WA | Existing | Miscellaneous | Natural Gas | Usage (MMtherms) | 0.12971 | 0.12747 | 0.12527 | 0.12311 | 0.12099 | 0.1189 | 0.11685 | 0.11484 | 0.11286 | 0.11091 | 0.109 | 0.10712 | 0.10527 | 0.10346 | 0.10167 | 0.099922 | 0.098199 | 0.096506 | 0.094842 | 0.093207 | 0.0916 | 0.09002 | 0.088468 | 0.086943 | 0.085444 | 0.083971 | 0.082523
F3_Industrial_Industrial - WA_Existing_Miscellaneous_Natural Gas_All | F3 | Industrial | All | Industrial - WA | Existing | Miscellaneous | Natural Gas | Summer Peak Demand (n/a) | 0 | 0 | 0 | 0 | 0 | 0 | 0 | 0 | 0 | 0 | 0 | 0 | 0 | 0 | 0 | 0 | 0 | 0 | 0 | 0 | 0 | 0 | 0 | 0 | 0 | 0 | 0
F4_Industrial_Industrial - WA_Existing_Miscellaneous_Natural Gas_All | F4 | Industrial | All | Industrial - WA | Existing | Miscellaneous | Natural Gas | Winter Peak Demand (n/a) | 0 | 0 | 0 | 0 | 0 | 0 | 0 | 0 | 0 | 0 | 0 | 0 | 0 | 0 | 0 | 0 | 0 | 0 | 0 | 0 | 0 | 0 | 0 | 0 | 0 | 0 | 0
F1_Industrial_Industrial - WA_New_Space Heating_Natural Gas_All | F1 | Industrial | All | Industrial - WA | New | Space Heating | Natural Gas | Units | 0 | 93.7852 | 173.1216 | 230.5563 | 275.6926 | 312.3176 | 337.5652 | 362.3851 | 386.7846 | 410.7709 | 434.3513 | 457.5327 | 480.3219 | 502.7258 | 524.751 | 546.404 | 567.6912 | 588.619 | 609.1935 | 629.4209 | 649.3071 | 668.858 | 688.0794 | 706.9769 | 725.5563 | 743.8229 | 761.7821
F2_Industrial_Industrial - WA_New_Space Heating_Natural Gas_All | F2 | Industrial | All | Industrial - WA | New | Space Heating | Natural Gas | Usage (MMtherms) | 0 | 0.008758 | 0.016104 | 0.021276 | 0.025341 | 0.028639 | 0.030913 | 0.033148 | 0.035345 | 0.037506 | 0.039629 | 0.041717 | 0.043769 | 0.045787 | 0.04777 | 0.04972 | 0.051637 | 0.053522 | 0.055375 | 0.057175 | 0.058928 | 0.060653 | 0.062352 | 0.064024 | 0.06567 | 0.06729 | 0.068883
F3_Industrial_Industrial - WA_New_Space Heating_Natural Gas_All | F3 | Industrial | All | Industrial - WA | New | Space Heating | Natural Gas | Summer Peak Demand (n/a) | 0 | 0 | 0 | 0 | 0 | 0 | 0 | 0 | 0 | 0 | 0 | 0 | 0 | 0 | 0 | 0 | 0 | 0 | 0 | 0 | 0 | 0 | 0 | 0 | 0 | 0 | 0
F4_Industrial_Industrial - WA_New_Space Heating_Natural Gas_All | F4 | Industrial | All | Industrial - WA | New | Space Heating | Natural Gas | Winter Peak Demand (n/a) | 0 | 0 | 0 | 0 | 0 | 0 | 0 | 0 | 0 | 0 | 0 | 0 | 0 | 0 | 0 | 0 | 0 | 0 | 0 | 0 | 0 | 0 | 0 | 0 | 0 | 0 | 0
F1_Industrial_Industrial - WA_New_Process_Natural Gas_All | F1 | Industrial | All | Industrial - WA | New | Process | Natural Gas | Units | 0 | 375.1408 | 692.4864 | 922.225 | 1102.7703 | 1249.2703 | 1350.2608 | 1449.5403 | 1547.1383 | 1643.0837 | 1737.4052 | 1830.1306 | 1921.2876 | 2010.9031 | 2099.0038 | 2185.6158 | 2270.7648 | 2354.4759 | 2436.774 | 2517.6835 | 2597.2282 | 2675.4319 | 2752.3174 | 2827.9077 | 2902.2251 | 2975.2914 | 3047.1283
F2_Industrial_Industrial - WA_New_Process_Natural Gas_All | F2 | Industrial | All | Industrial - WA | New | Process | Natural Gas | Usage (MMtherms) | 0 | 0.14193 | 0.26199 | 0.3489 | 0.41721 | 0.47264 | 0.51084 | 0.5484 | 0.58533 | 0.62163 | 0.65731 | 0.69239 | 0.72688 | 0.76078 | 0.79411 | 0.82688 | 0.8591 | 0.89077 | 0.9219 | 0.95251 | 0.98261 | 1.0122 | 1.0413 | 1.0699 | 1.098 | 1.1256 | 1.1528
F3_Industrial_Industrial - WA_New_Process_Natural Gas_All | F3 | Industrial | All | Industrial - WA | New | Process | Natural Gas | Summer Peak Demand (n/a) | 0 | 0 | 0 | 0 | 0 | 0 | 0 | 0 | 0 | 0 | 0 | 0 | 0 | 0 | 0 | 0 | 0 | 0 | 0 | 0 | 0 | 0 | 0 | 0 | 0 | 0 | 0
F4_Industrial_Industrial - WA_New_Process_Natural Gas_All | F4 | Industrial | All | Industrial - WA | New | Process | Natural Gas | Winter Peak Demand (n/a) | 0 | 0 | 0 | 0 | 0 | 0 | 0 | 0 | 0 | 0 | 0 | 0 | 0 | 0 | 0 | 0 | 0 | 0 | 0 | 0 | 0 | 0 | 0 | 0 | 0 | 0 | 0
F1_Industrial_Industrial - WA_New_Miscellaneous_Natural Gas_All | F1 | Industrial | All | Industrial - WA | New | Miscellaneous | Natural Gas | Units | 0 | 93.7852 | 173.1216 | 230.5563 | 275.6926 | 312.3176 | 337.5652 | 362.3851 | 386.7846 | 410.7709 | 434.3513 | 457.5327 | 480.3219 | 502.7258 | 524.751 | 546.404 | 567.6912 | 588.619 | 609.1935 | 629.4209 | 649.3071 | 668.858 | 688.0794 | 706.9769 | 725.5563 | 743.8229 | 761.7821
F2_Industrial_Industrial - WA_New_Miscellaneous_Natural Gas_All | F2 | Industrial | All | Industrial - WA | New | Miscellaneous | Natural Gas | Usage (MMtherms) | 0 | 0.0077476 | 0.014302 | 0.019046 | 0.022775 | 0.025801 | 0.027886 | 0.029937 | 0.031952 | 0.033934 | 0.035882 | 0.037797 | 0.039679 | 0.04153 | 0.04335 | 0.045138 | 0.046897 | 0.048626 | 0.050326 | 0.051997 | 0.053639 | 0.055254 | 0.056842 | 0.058403 | 0.059938 | 0.061447 | 0.062931
F3_Industrial_Industrial - WA_New_Miscellaneous_Natural Gas_All | F3 | Industrial | All | Industrial - WA | New | Miscellaneous | Natural Gas | Summer Peak Demand (n/a) | 0 | 0 | 0 | 0 | 0 | 0 | 0 | 0 | 0 | 0 | 0 | 0 | 0 | 0 | 0 | 0 | 0 | 0 | 0 | 0 | 0 | 0 | 0 | 0 | 0 | 0 | 0
F4_Industrial_Industrial - WA_New_Miscellaneous_Natural Gas_All | F4 | Industrial | All | Industrial - WA | New | Miscellaneous | Natural Gas | Winter Peak Demand (n/a) | 0 | 0 | 0 | 0 | 0 | 0 | 0 | 0 | 0 | 0 | 0 | 0 | 0 | 0 | 0 | 0 | 0 | 0 | 0 | 0 | 0 | 0 | 0 | 0 | 0 | 0 | 0
F1_Industrial_Industrial - ID_Existing_Space Heating_Natural Gas_All | F1 | Industrial | All | Industrial - ID | Existing | Space Heating | Natural Gas | Units | 989.2646 | 972.2083 | 955.4461 | 938.9729 | 922.7837 | 906.8737 | 891.2379 | 875.8717 | 860.7705 | 845.9296 | 831.3446 | 817.0111 | 802.9247 | 789.0812 | 775.4763 | 762.1061 | 748.9663 | 736.0531 | 723.3625 | 710.8907 | 698.634 | 686.5886 | 674.7509 | 663.1172 | 651.6842 | 640.4482 | 629.406
F2_Industrial_Industrial - ID_Existing_Space Heating_Natural Gas_All | F2 | Industrial | All | Industrial - ID | Existing | Space Heating | Natural Gas | Usage (MMtherms) | 0.13972 | 0.14752 | 0.14421 | 0.14145 | 0.13873 | 0.13605 | 0.1334 | 0.1308 | 0.12823 | 0.12571 | 0.12323 | 0.1208 | 0.11841 | 0.11607 | 0.11377 | 0.11152 | 0.10932 | 0.10716 | 0.10505 | 0.103 | 0.101 | 0.099057 | 0.097169 | 0.09533 | 0.093539 | 0.091793 | 0.09009
F3_Industrial_Industrial - ID_Existing_Space Heating_Natural Gas_All | F3 | Industrial | All | Industrial - ID | Existing | Space Heating | Natural Gas | Summer Peak Demand (n/a) | 0 | 0 | 0 | 0 | 0 | 0 | 0 | 0 | 0 | 0 | 0 | 0 | 0 | 0 | 0 | 0 | 0 | 0 | 0 | 0 | 0 | 0 | 0 | 0 | 0 | 0 | 0
F4_Industrial_Industrial - ID_Existing_Space Heating_Natural Gas_All | F4 | Industrial | All | Industrial - ID | Existing | Space Heating | Natural Gas | Winter Peak Demand (n/a) | 0 | 0 | 0 | 0 | 0 | 0 | 0 | 0 | 0 | 0 | 0 | 0 | 0 | 0 | 0 | 0 | 0 | 0 | 0 | 0 | 0 | 0 | 0 | 0 | 0 | 0 | 0
F1_Industrial_Industrial - ID_Existing_Process_Natural Gas_All | F1 | Industrial | All | Industrial - ID | Existing | Process | Natural Gas | Units | 3957.0585 | 3888.8334 | 3821.7845 | 3755.8917 | 3691.1349 | 3627.4947 | 3564.9517 | 3503.487 | 3443.082 | 3383.7185 | 3325.3786 | 3268.0445 | 3211.6989 | 3156.3247 | 3101.9054 | 3048.4242 | 2995.8652 | 2944.2123 | 2893.4501 | 2843.563 | 2794.536 | 2746.3544 | 2699.0034 | 2652.4689 | 2606.7367 | 2561.7929 | 2517.6241
F2_Industrial_Industrial - ID_Existing_Process_Natural Gas_All | F2 | Industrial | All | Industrial - ID | Existing | Process | Natural Gas | Usage (MMtherms) | 2.0504 | 2.0151 | 1.9803 | 1.9462 | 1.9126 | 1.8796 | 1.8472 | 1.8154 | 1.7841 | 1.7533 | 1.7231 | 1.6934 | 1.6642 | 1.6355 | 1.6073 | 1.5796 | 1.5524 | 1.5256 | 1.4993 | 1.4734 | 1.448 | 1.4231 | 1.3985 | 1.3744 | 1.3507 | 1.3274 | 1.3045
F3_Industrial_Industrial - ID_Existing_Process_Natural Gas_All | F3 | Industrial | All | Industrial - ID | Existing | Process | Natural Gas | Summer Peak Demand (n/a) | 0 | 0 | 0 | 0 | 0 | 0 | 0 | 0 | 0 | 0 | 0 | 0 | 0 | 0 | 0 | 0 | 0 | 0 | 0 | 0 | 0 | 0 | 0 | 0 | 0 | 0 | 0
F4_Industrial_Industrial - ID_Existing_Process_Natural Gas_All | F4 | Industrial | All | Industrial - ID | Existing | Process | Natural Gas | Winter Peak Demand (n/a) | 0 | 0 | 0 | 0 | 0 | 0 | 0 | 0 | 0 | 0 | 0 | 0 | 0 | 0 | 0 | 0 | 0 | 0 | 0 | 0 | 0 | 0 | 0 | 0 | 0 | 0 | 0
F1_Industrial_Industrial - ID_Existing_Miscellaneous_Natural Gas_All | F1 | Industrial | All | Industrial - ID | Existing | Miscellaneous | Natural Gas | Units | 989.2646 | 972.2083 | 955.4461 | 938.9729 | 922.7837 | 906.8737 | 891.2379 | 875.8717 | 860.7705 | 845.9296 | 831.3446 | 817.0111 | 802.9247 | 789.0812 | 775.4763 | 762.1061 | 748.9663 | 736.0531 | 723.3625 | 710.8907 | 698.634 | 686.5886 | 674.7509 | 663.1172 | 651.6842 | 640.4482 | 629.406
F2_Industrial_Industrial - ID_Existing_Miscellaneous_Natural Gas_All | F2 | Industrial | All | Industrial - ID | Existing | Miscellaneous | Natural Gas | Usage (MMtherms) | 0.11193 | 0.11 | 0.1081 | 0.10624 | 0.10441 | 0.10261 | 0.10084 | 0.0991 | 0.097391 | 0.095712 | 0.094062 | 0.09244 | 0.090846 | 0.08928 | 0.087741 | 0.086228 | 0.084741 | 0.08328 | 0.081844 | 0.080433 | 0.079046 | 0.077683 | 0.076344 | 0.075028 | 0.073734 | 0.072463 | 0.071214
F3_Industrial_Industrial - ID_Existing_Miscellaneous_Natural Gas_All | F3 | Industrial | All | Industrial - ID | Existing | Miscellaneous | Natural Gas | Summer Peak Demand (n/a) | 0 | 0 | 0 | 0 | 0 | 0 | 0 | 0 | 0 | 0 | 0 | 0 | 0 | 0 | 0 | 0 | 0 | 0 | 0 | 0 | 0 | 0 | 0 | 0 | 0 | 0 | 0
F4_Industrial_Industrial - ID_Existing_Miscellaneous_Natural Gas_All | F4 | Industrial | All | Industrial - ID | Existing | Miscellaneous | Natural Gas | Winter Peak Demand (n/a) | 0 | 0 | 0 | 0 | 0 | 0 | 0 | 0 | 0 | 0 | 0 | 0 | 0 | 0 | 0 | 0 | 0 | 0 | 0 | 0 | 0 | 0 | 0 | 0 | 0 | 0 | 0
F1_Industrial_Industrial - ID_New_Space Heating_Natural Gas_All | F1 | Industrial | All | Industrial - ID | New | Space Heating | Natural Gas | Units | 0 | 0.81459 | 3.0451 | 19.8958 | 35.9063 | 51.8456 | 67.349 | 82.5829 | 97.5519 | 112.2605 | 126.7133 | 140.9146 | 154.8688 | 168.5801 | 182.0528 | 195.2909 | 208.2986 | 221.0797 | 233.6381 | 245.9778 | 258.1025 | 270.0159 | 281.7216 | 293.2232 | 304.5243 | 315.6283 | 326.5386
F2_Industrial_Industrial - ID_New_Space Heating_Natural Gas_All | F2 | Industrial | All | Industrial - ID | New | Space Heating | Natural Gas | Usage (MMtherms) | 0 | 0.00010419 | 0.00038796 | 0.0024663 | 0.0044411 | 0.0064071 | 0.0083193 | 0.010198 | 0.012045 | 0.013859 | 0.015641 | 0.017393 | 0.019114 | 0.020805 | 0.022467 | 0.0241 | 0.025704 | 0.027281 | 0.02883 | 0.030351 | 0.031846 | 0.033314 | 0.034757 | 0.036175 | 0.037568 | 0.038937 | 0.040282
F3_Industrial_Industrial - ID_New_Space Heating_Natural Gas_All | F3 | Industrial | All | Industrial - ID | New | Space Heating | Natural Gas | Summer Peak Demand (n/a) | 0 | 0 | 0 | 0 | 0 | 0 | 0 | 0 | 0 | 0 | 0 | 0 | 0 | 0 | 0 | 0 | 0 | 0 | 0 | 0 | 0 | 0 | 0 | 0 | 0 | 0 | 0
F4_Industrial_Industrial - ID_New_Space Heating_Natural Gas_All | F4 | Industrial | All | Industrial - ID | New | Space Heating | Natural Gas | Winter Peak Demand (n/a) | 0 | 0 | 0 | 0 | 0 | 0 | 0 | 0 | 0 | 0 | 0 | 0 | 0 | 0 | 0 | 0 | 0 | 0 | 0 | 0 | 0 | 0 | 0 | 0 | 0 | 0 | 0
F1_Industrial_Industrial - ID_New_Process_Natural Gas_All | F1 | Industrial | All | Industrial - ID | New | Process | Natural Gas | Units | 0 | 3.2584 | 12.1804 | 79.5832 | 143.6251 | 207.3824 | 269.3962 | 330.3317 | 390.2075 | 449.042 | 506.853 | 563.6583 | 619.4751 | 674.3204 | 728.2112 | 781.1637 | 833.1942 | 884.3186 | 934.5526 | 983.9113 | 1032.4101 | 1080.0636 | 1126.8864 | 1172.893 | 1218.0973 | 1262.5131 | 1306.1542
F2_Industrial_Industrial - ID_New_Process_Natural Gas_All | F2 | Industrial | All | Industrial - ID | New | Process | Natural Gas | Usage (MMtherms) | 0 | 0.0016884 | 0.0063115 | 0.041237 | 0.074422 | 0.10746 | 0.13959 | 0.17117 | 0.20219 | 0.23268 | 0.26263 | 0.29207 | 0.32099 | 0.34941 | 0.37733 | 0.40477 | 0.43173 | 0.45822 | 0.48425 | 0.50983 | 0.53496 | 0.55965 | 0.58391 | 0.60775 | 0.63118 | 0.65419 | 0.6768
F3_Industrial_Industrial - ID_New_Process_Natural Gas_All | F3 | Industrial | All | Industrial - ID | New | Process | Natural Gas | Summer Peak Demand (n/a) | 0 | 0 | 0 | 0 | 0 | 0 | 0 | 0 | 0 | 0 | 0 | 0 | 0 | 0 | 0 | 0 | 0 | 0 | 0 | 0 | 0 | 0 | 0 | 0 | 0 | 0 | 0
F4_Industrial_Industrial - ID_New_Process_Natural Gas_All | F4 | Industrial | All | Industrial - ID | New | Process | Natural Gas | Winter Peak Demand (n/a) | 0 | 0 | 0 | 0 | 0 | 0 | 0 | 0 | 0 | 0 | 0 | 0 | 0 | 0 | 0 | 0 | 0 | 0 | 0 | 0 | 0 | 0 | 0 | 0 | 0 | 0 | 0
F1_Industrial_Industrial - ID_New_Miscellaneous_Natural Gas_All | F1 | Industrial | All | Industrial - ID | New | Miscellaneous | Natural Gas | Units | 0 | 0.81459 | 3.0451 | 19.8958 | 35.9063 | 51.8456 | 67.349 | 82.5829 | 97.5519 | 112.2605 | 126.7133 | 140.9146 | 154.8688 | 168.5801 | 182.0528 | 195.2909 | 208.2986 | 221.0797 | 233.6381 | 245.9778 | 258.1025 | 270.0159 | 281.7216 | 293.2232 | 304.5243 | 315.6283 | 326.5386
F2_Industrial_Industrial - ID_New_Miscellaneous_Natural Gas_All | F2 | Industrial | All | Industrial - ID | New | Miscellaneous | Natural Gas | Usage (MMtherms) | 0 | 9.2166e-05 | 0.00034454 | 0.0022511 | 0.0040626 | 0.005866 | 0.0076201 | 0.0093438 | 0.011037 | 0.012702 | 0.014337 | 0.015944 | 0.017522 | 0.019074 | 0.020598 | 0.022096 | 0.023568 | 0.025014 | 0.026435 | 0.027831 | 0.029203 | 0.030551 | 0.031875 | 0.033176 | 0.034455 | 0.035711 | 0.036946
F3_Industrial_Industrial - ID_New_Miscellaneous_Natural Gas_All | F3 | Industrial | All | Industrial - ID | New | Miscellaneous | Natural Gas | Summer Peak Demand (n/a) | 0 | 0 | 0 | 0 | 0 | 0 | 0 | 0 | 0 | 0 | 0 | 0 | 0 | 0 | 0 | 0 | 0 | 0 | 0 | 0 | 0 | 0 | 0 | 0 | 0 | 0 | 0
F4_Industrial_Industrial - ID_New_Miscellaneous_Natural Gas_All | F4 | Industrial | All | Industrial - ID | New | Miscellaneous | Natural Gas | Winter Peak Demand (n/a) | 0 | 0 | 0 | 0 | 0 | 0 | 0 | 0 | 0 | 0 | 0 | 0 | 0 | 0 | 0 | 0 | 0 | 0 | 0 | 0 | 0 | 0 | 0 | 0 | 0 | 0 | 0
F1_Industrial_Industrial - WA_Existing_Space Heating_Natural Gas_Market | F1 | Industrial | Market | Industrial - WA | Existing | Space Heating | Natural Gas | Units | 1570.087 | 1543.0166 | 1516.4128 | 1490.2678 | 1464.5735 | 1439.3222 | 1414.5063 | 1390.1183 | 1366.1507 | 1342.5964 | 1319.4482 | 1296.6991 | 1274.3422 | 1252.3708 | 1230.7782 | 1209.5579 | 1188.7034 | 1168.2086 | 1148.067 | 1128.2728 | 1108.8198 | 1089.7022 | 1070.9142 | 1052.4502 | 1034.3045 | 1016.4717 | 998.9463
F2_Industrial_Industrial - WA_Existing_Space Heating_Natural Gas_Market | F2 | Industrial | Market | Industrial - WA | Existing | Space Heating | Natural Gas | Usage (MMtherms) | 0.16191 | 0.17095 | 0.16711 | 0.16392 | 0.16077 | 0.15766 | 0.15459 | 0.15157 | 0.1486 | 0.14568 | 0.14281 | 0.13999 | 0.13722 | 0.13451 | 0.13184 | 0.12924 | 0.12668 | 0.12418 | 0.12173 | 0.11935 | 0.11704 | 0.11479 | 0.1126 | 0.11047 | 0.1084 | 0.10637 | 0.1044
F3_Industrial_Industrial - WA_Existing_Space Heating_Natural Gas_Market | F3 | Industrial | Market | Industrial - WA | Existing | Space Heating | Natural Gas | Summer Peak Demand (n/a) | 0 | 0 | 0 | 0 | 0 | 0 | 0 | 0 | 0 | 0 | 0 | 0 | 0 | 0 | 0 | 0 | 0 | 0 | 0 | 0 | 0 | 0 | 0 | 0 | 0 | 0 | 0
F4_Industrial_Industrial - WA_Existing_Space Heating_Natural Gas_Market | F4 | Industrial | Market | Industrial - WA | Existing | Space Heating | Natural Gas | Winter Peak Demand (n/a) | 0 | 0 | 0 | 0 | 0 | 0 | 0 | 0 | 0 | 0 | 0 | 0 | 0 | 0 | 0 | 0 | 0 | 0 | 0 | 0 | 0 | 0 | 0 | 0 | 0 | 0 | 0
F1_Industrial_Industrial - WA_Existing_Process_Natural Gas_Market | F1 | Industrial | Market | Industrial - WA | Existing | Process | Natural Gas | Units | 1570.087 | 1543.0166 | 1516.4128 | 1490.2678 | 1464.5735 | 1439.3222 | 1414.5063 | 1390.1183 | 1366.1507 | 1342.5964 | 1319.4482 | 1296.6991 | 1274.3422 | 1252.3708 | 1230.7782 | 1209.5579 | 1188.7034 | 1168.2086 | 1148.067 | 1128.2728 | 1108.8198 | 1089.7022 | 1070.9142 | 1052.4502 | 1034.3045 | 1016.4717 | 998.9463
F2_Industrial_Industrial - WA_Existing_Process_Natural Gas_Market | F2 | Industrial | Market | Industrial - WA | Existing | Process | Natural Gas | Usage (MMtherms) | 2.376 | 2.3351 | 2.2948 | 2.2552 | 2.2164 | 2.1782 | 2.1406 | 2.1037 | 2.0674 | 2.0318 | 1.9967 | 1.9623 | 1.9285 | 1.8952 | 1.8626 | 1.8304 | 1.7989 | 1.7679 | 1.7374 | 1.7074 | 1.678 | 1.6491 | 1.6206 | 1.5927 | 1.5652 | 1.5382 | 1.5117
F3_Industrial_Industrial - WA_Existing_Process_Natural Gas_Market | F3 | Industrial | Market | Industrial - WA | Existing | Process | Natural Gas | Summer Peak Demand (n/a) | 0 | 0 | 0 | 0 | 0 | 0 | 0 | 0 | 0 | 0 | 0 | 0 | 0 | 0 | 0 | 0 | 0 | 0 | 0 | 0 | 0 | 0 | 0 | 0 | 0 | 0 | 0
F4_Industrial_Industrial - WA_Existing_Process_Natural Gas_Market | F4 | Industrial | Market | Industrial - WA | Existing | Process | Natural Gas | Winter Peak Demand (n/a) | 0 | 0 | 0 | 0 | 0 | 0 | 0 | 0 | 0 | 0 | 0 | 0 | 0 | 0 | 0 | 0 | 0 | 0 | 0 | 0 | 0 | 0 | 0 | 0 | 0 | 0 | 0
F1_Industrial_Industrial - WA_Existing_Miscellaneous_Natural Gas_Market | F1 | Industrial | Market | Industrial - WA | Existing | Miscellaneous | Natural Gas | Units | 1570.087 | 1543.0166 | 1516.4128 | 1490.2678 | 1464.5735 | 1439.3222 | 1414.5063 | 1390.1183 | 1366.1507 | 1342.5964 | 1319.4482 | 1296.6991 | 1274.3422 | 1252.3708 | 1230.7782 | 1209.5579 | 1188.7034 | 1168.2086 | 1148.067 | 1128.2728 | 1108.8198 | 1089.7022 | 1070.9142 | 1052.4502 | 1034.3045 | 1016.4717 | 998.9463
F2_Industrial_Industrial - WA_Existing_Miscellaneous_Natural Gas_Market | F2 | Industrial | Market | Industrial - WA | Existing | Miscellaneous | Natural Gas | Usage (MMtherms) | 0.12971 | 0.12747 | 0.12527 | 0.12311 | 0.12099 | 0.1189 | 0.11685 | 0.11484 | 0.11286 | 0.11091 | 0.109 | 0.10712 | 0.10527 | 0.10346 | 0.10167 | 0.099922 | 0.098199 | 0.096506 | 0.094842 | 0.093207 | 0.0916 | 0.09002 | 0.088468 | 0.086943 | 0.085444 | 0.083971 | 0.082523
F3_Industrial_Industrial - WA_Existing_Miscellaneous_Natural Gas_Market | F3 | Industrial | Market | Industrial - WA | Existing | Miscellaneous | Natural Gas | Summer Peak Demand (n/a) | 0 | 0 | 0 | 0 | 0 | 0 | 0 | 0 | 0 | 0 | 0 | 0 | 0 | 0 | 0 | 0 | 0 | 0 | 0 | 0 | 0 | 0 | 0 | 0 | 0 | 0 | 0
F4_Industrial_Industrial - WA_Existing_Miscellaneous_Natural Gas_Market | F4 | Industrial | Market | Industrial - WA | Existing | Miscellaneous | Natural Gas | Winter Peak Demand (n/a) | 0 | 0 | 0 | 0 | 0 | 0 | 0 | 0 | 0 | 0 | 0 | 0 | 0 | 0 | 0 | 0 | 0 | 0 | 0 | 0 | 0 | 0 | 0 | 0 | 0 | 0 | 0
F1_Industrial_Industrial - WA_New_Space Heating_Natural Gas_Market | F1 | Industrial | Market | Industrial - WA | New | Space Heating | Natural Gas | Units | 0 | 93.7852 | 173.1216 | 230.5563 | 275.6926 | 312.3176 | 337.5652 | 362.3851 | 386.7846 | 410.7709 | 434.3513 | 457.5327 | 480.3219 | 502.7258 | 524.751 | 546.404 | 567.6912 | 588.619 | 609.1935 | 629.4209 | 649.3071 | 668.858 | 688.0794 | 706.9769 | 725.5563 | 743.8229 | 761.7821
F2_Industrial_Industrial - WA_New_Space Heating_Natural Gas_Market | F2 | Industrial | Market | Industrial - WA | New | Space Heating | Natural Gas | Usage (MMtherms) | 0 | 0.008758 | 0.016104 | 0.021276 | 0.025341 | 0.028639 | 0.030913 | 0.033148 | 0.035345 | 0.037506 | 0.039629 | 0.041717 | 0.043769 | 0.045787 | 0.04777 | 0.04972 | 0.051637 | 0.053522 | 0.055375 | 0.057175 | 0.058928 | 0.060653 | 0.062352 | 0.064024 | 0.06567 | 0.06729 | 0.068883
F3_Industrial_Industrial - WA_New_Space Heating_Natural Gas_Market | F3 | Industrial | Market | Industrial - WA | New | Space Heating | Natural Gas | Summer Peak Demand (n/a) | 0 | 0 | 0 | 0 | 0 | 0 | 0 | 0 | 0 | 0 | 0 | 0 | 0 | 0 | 0 | 0 | 0 | 0 | 0 | 0 | 0 | 0 | 0 | 0 | 0 | 0 | 0
F4_Industrial_Industrial - WA_New_Space Heating_Natural Gas_Market | F4 | Industrial | Market | Industrial - WA | New | Space Heating | Natural Gas | Winter Peak Demand (n/a) | 0 | 0 | 0 | 0 | 0 | 0 | 0 | 0 | 0 | 0 | 0 | 0 | 0 | 0 | 0 | 0 | 0 | 0 | 0 | 0 | 0 | 0 | 0 | 0 | 0 | 0 | 0
F1_Industrial_Industrial - WA_New_Process_Natural Gas_Market | F1 | Industrial | Market | Industrial - WA | New | Process | Natural Gas | Units | 0 | 93.7852 | 173.1216 | 230.5563 | 275.6926 | 312.3176 | 337.5652 | 362.3851 | 386.7846 | 410.7709 | 434.3513 | 457.5327 | 480.3219 | 502.7258 | 524.751 | 546.404 | 567.6912 | 588.619 | 609.1935 | 629.4209 | 649.3071 | 668.858 | 688.0794 | 706.9769 | 725.5563 | 743.8229 | 761.7821
F2_Industrial_Industrial - WA_New_Process_Natural Gas_Market | F2 | Industrial | Market | Industrial - WA | New | Process | Natural Gas | Usage (MMtherms) | 0 | 0.14193 | 0.26199 | 0.3489 | 0.41721 | 0.47264 | 0.51084 | 0.5484 | 0.58533 | 0.62163 | 0.65731 | 0.69239 | 0.72688 | 0.76078 | 0.79411 | 0.82688 | 0.8591 | 0.89077 | 0.9219 | 0.95251 | 0.98261 | 1.0122 | 1.0413 | 1.0699 | 1.098 | 1.1256 | 1.1528
F3_Industrial_Industrial - WA_New_Process_Natural Gas_Market | F3 | Industrial | Market | Industrial - WA | New | Process | Natural Gas | Summer Peak Demand (n/a) | 0 | 0 | 0 | 0 | 0 | 0 | 0 | 0 | 0 | 0 | 0 | 0 | 0 | 0 | 0 | 0 | 0 | 0 | 0 | 0 | 0 | 0 | 0 | 0 | 0 | 0 | 0
F4_Industrial_Industrial - WA_New_Process_Natural Gas_Market | F4 | Industrial | Market | Industrial - WA | New | Process | Natural Gas | Winter Peak Demand (n/a) | 0 | 0 | 0 | 0 | 0 | 0 | 0 | 0 | 0 | 0 | 0 | 0 | 0 | 0 | 0 | 0 | 0 | 0 | 0 | 0 | 0 | 0 | 0 | 0 | 0 | 0 | 0
F1_Industrial_Industrial - WA_New_Miscellaneous_Natural Gas_Market | F1 | Industrial | Market | Industrial - WA | New | Miscellaneous | Natural Gas | Units | 0 | 93.7852 | 173.1216 | 230.5563 | 275.6926 | 312.3176 | 337.5652 | 362.3851 | 386.7846 | 410.7709 | 434.3513 | 457.5327 | 480.3219 | 502.7258 | 524.751 | 546.404 | 567.6912 | 588.619 | 609.1935 | 629.4209 | 649.3071 | 668.858 | 688.0794 | 706.9769 | 725.5563 | 743.8229 | 761.7821
F2_Industrial_Industrial - WA_New_Miscellaneous_Natural Gas_Market | F2 | Industrial | Market | Industrial - WA | New | Miscellaneous | Natural Gas | Usage (MMtherms) | 0 | 0.0077476 | 0.014302 | 0.019046 | 0.022775 | 0.025801 | 0.027886 | 0.029937 | 0.031952 | 0.033934 | 0.035882 | 0.037797 | 0.039679 | 0.04153 | 0.04335 | 0.045138 | 0.046897 | 0.048626 | 0.050326 | 0.051997 | 0.053639 | 0.055254 | 0.056842 | 0.058403 | 0.059938 | 0.061447 | 0.062931
F3_Industrial_Industrial - WA_New_Miscellaneous_Natural Gas_Market | F3 | Industrial | Market | Industrial - WA | New | Miscellaneous | Natural Gas | Summer Peak Demand (n/a) | 0 | 0 | 0 | 0 | 0 | 0 | 0 | 0 | 0 | 0 | 0 | 0 | 0 | 0 | 0 | 0 | 0 | 0 | 0 | 0 | 0 | 0 | 0 | 0 | 0 | 0 | 0
F4_Industrial_Industrial - WA_New_Miscellaneous_Natural Gas_Market | F4 | Industrial | Market | Industrial - WA | New | Miscellaneous | Natural Gas | Winter Peak Demand (n/a) | 0 | 0 | 0 | 0 | 0 | 0 | 0 | 0 | 0 | 0 | 0 | 0 | 0 | 0 | 0 | 0 | 0 | 0 | 0 | 0 | 0 | 0 | 0 | 0 | 0 | 0 | 0
F1_Industrial_Industrial - ID_Existing_Space Heating_Natural Gas_Market | F1 | Industrial | Market | Industrial - ID | Existing | Space Heating | Natural Gas | Units | 989.2646 | 972.2083 | 955.4461 | 938.9729 | 922.7837 | 906.8737 | 891.2379 | 875.8717 | 860.7705 | 845.9296 | 831.3446 | 817.0111 | 802.9247 | 789.0812 | 775.4763 | 762.1061 | 748.9663 | 736.0531 | 723.3625 | 710.8907 | 698.634 | 686.5886 | 674.7509 | 663.1172 | 651.6842 | 640.4482 | 629.406
F2_Industrial_Industrial - ID_Existing_Space Heating_Natural Gas_Market | F2 | Industrial | Market | Industrial - ID | Existing | Space Heating | Natural Gas | Usage (MMtherms) | 0.13972 | 0.14752 | 0.14421 | 0.14145 | 0.13873 | 0.13605 | 0.1334 | 0.1308 | 0.12823 | 0.12571 | 0.12323 | 0.1208 | 0.11841 | 0.11607 | 0.11377 | 0.11152 | 0.10932 | 0.10716 | 0.10505 | 0.103 | 0.101 | 0.099057 | 0.097169 | 0.09533 | 0.093539 | 0.091793 | 0.09009
F3_Industrial_Industrial - ID_Existing_Space Heating_Natural Gas_Market | F3 | Industrial | Market | Industrial - ID | Existing | Space Heating | Natural Gas | Summer Peak Demand (n/a) | 0 | 0 | 0 | 0 | 0 | 0 | 0 | 0 | 0 | 0 | 0 | 0 | 0 | 0 | 0 | 0 | 0 | 0 | 0 | 0 | 0 | 0 | 0 | 0 | 0 | 0 | 0
F4_Industrial_Industrial - ID_Existing_Space Heating_Natural Gas_Market | F4 | Industrial | Market | Industrial - ID | Existing | Space Heating | Natural Gas | Winter Peak Demand (n/a) | 0 | 0 | 0 | 0 | 0 | 0 | 0 | 0 | 0 | 0 | 0 | 0 | 0 | 0 | 0 | 0 | 0 | 0 | 0 | 0 | 0 | 0 | 0 | 0 | 0 | 0 | 0
F1_Industrial_Industrial - ID_Existing_Process_Natural Gas_Market | F1 | Industrial | Market | Industrial - ID | Existing | Process | Natural Gas | Units | 989.2646 | 972.2083 | 955.4461 | 938.9729 | 922.7837 | 906.8737 | 891.2379 | 875.8717 | 860.7705 | 845.9296 | 831.3446 | 817.0111 | 802.9247 | 789.0812 | 775.4763 | 762.1061 | 748.9663 | 736.0531 | 723.3625 | 710.8907 | 698.634 | 686.5886 | 674.7509 | 663.1172 | 651.6842 | 640.4482 | 629.406
F2_Industrial_Industrial - ID_Existing_Process_Natural Gas_Market | F2 | Industrial | Market | Industrial - ID | Existing | Process | Natural Gas | Usage (MMtherms) | 2.0504 | 2.0151 | 1.9803 | 1.9462 | 1.9126 | 1.8796 | 1.8472 | 1.8154 | 1.7841 | 1.7533 | 1.7231 | 1.6934 | 1.6642 | 1.6355 | 1.6073 | 1.5796 | 1.5524 | 1.5256 | 1.4993 | 1.4734 | 1.448 | 1.4231 | 1.3985 | 1.3744 | 1.3507 | 1.3274 | 1.3045
F3_Industrial_Industrial - ID_Existing_Process_Natural Gas_Market | F3 | Industrial | Market | Industrial - ID | Existing | Process | Natural Gas | Summer Peak Demand (n/a) | 0 | 0 | 0 | 0 | 0 | 0 | 0 | 0 | 0 | 0 | 0 | 0 | 0 | 0 | 0 | 0 | 0 | 0 | 0 | 0 | 0 | 0 | 0 | 0 | 0 | 0 | 0
F4_Industrial_Industrial - ID_Existing_Process_Natural Gas_Market | F4 | Industrial | Market | Industrial - ID | Existing | Process | Natural Gas | Winter Peak Demand (n/a) | 0 | 0 | 0 | 0 | 0 | 0 | 0 | 0 | 0 | 0 | 0 | 0 | 0 | 0 | 0 | 0 | 0 | 0 | 0 | 0 | 0 | 0 | 0 | 0 | 0 | 0 | 0
F1_Industrial_Industrial - ID_Existing_Miscellaneous_Natural Gas_Market | F1 | Industrial | Market | Industrial - ID | Existing | Miscellaneous | Natural Gas | Units | 989.2646 | 972.2083 | 955.4461 | 938.9729 | 922.7837 | 906.8737 | 891.2379 | 875.8717 | 860.7705 | 845.9296 | 831.3446 | 817.0111 | 802.9247 | 789.0812 | 775.4763 | 762.1061 | 748.9663 | 736.0531 | 723.3625 | 710.8907 | 698.634 | 686.5886 | 674.7509 | 663.1172 | 651.6842 | 640.4482 | 629.406
F2_Industrial_Industrial - ID_Existing_Miscellaneous_Natural Gas_Market | F2 | Industrial | Market | Industrial - ID | Existing | Miscellaneous | Natural Gas | Usage (MMtherms) | 0.11193 | 0.11 | 0.1081 | 0.10624 | 0.10441 | 0.10261 | 0.10084 | 0.0991 | 0.097391 | 0.095712 | 0.094062 | 0.09244 | 0.090846 | 0.08928 | 0.087741 | 0.086228 | 0.084741 | 0.08328 | 0.081844 | 0.080433 | 0.079046 | 0.077683 | 0.076344 | 0.075028 | 0.073734 | 0.072463 | 0.071214
F3_Industrial_Industrial - ID_Existing_Miscellaneous_Natural Gas_Market | F3 | Industrial | Market | Industrial - ID | Existing | Miscellaneous | Natural Gas | Summer Peak Demand (n/a) | 0 | 0 | 0 | 0 | 0 | 0 | 0 | 0 | 0 | 0 | 0 | 0 | 0 | 0 | 0 | 0 | 0 | 0 | 0 | 0 | 0 | 0 | 0 | 0 | 0 | 0 | 0
F4_Industrial_Industrial - ID_Existing_Miscellaneous_Natural Gas_Market | F4 | Industrial | Market | Industrial - ID | Existing | Miscellaneous | Natural Gas | Winter Peak Demand (n/a) | 0 | 0 | 0 | 0 | 0 | 0 | 0 | 0 | 0 | 0 | 0 | 0 | 0 | 0 | 0 | 0 | 0 | 0 | 0 | 0 | 0 | 0 | 0 | 0 | 0 | 0 | 0
F1_Industrial_Industrial - ID_New_Space Heating_Natural Gas_Market | F1 | Industrial | Market | Industrial - ID | New | Space Heating | Natural Gas | Units | 0 | 0.81459 | 3.0451 | 19.8958 | 35.9063 | 51.8456 | 67.349 | 82.5829 | 97.5519 | 112.2605 | 126.7133 | 140.9146 | 154.8688 | 168.5801 | 182.0528 | 195.2909 | 208.2986 | 221.0797 | 233.6381 | 245.9778 | 258.1025 | 270.0159 | 281.7216 | 293.2232 | 304.5243 | 315.6283 | 326.5386
F2_Industrial_Industrial - ID_New_Space Heating_Natural Gas_Market | F2 | Industrial | Market | Industrial - ID | New | Space Heating | Natural Gas | Usage (MMtherms) | 0 | 0.00010419 | 0.00038796 | 0.0024663 | 0.0044411 | 0.0064071 | 0.0083193 | 0.010198 | 0.012045 | 0.013859 | 0.015641 | 0.017393 | 0.019114 | 0.020805 | 0.022467 | 0.0241 | 0.025704 | 0.027281 | 0.02883 | 0.030351 | 0.031846 | 0.033314 | 0.034757 | 0.036175 | 0.037568 | 0.038937 | 0.040282
F3_Industrial_Industrial - ID_New_Space Heating_Natural Gas_Market | F3 | Industrial | Market | Industrial - ID | New | Space Heating | Natural Gas | Summer Peak Demand (n/a) | 0 | 0 | 0 | 0 | 0 | 0 | 0 | 0 | 0 | 0 | 0 | 0 | 0 | 0 | 0 | 0 | 0 | 0 | 0 | 0 | 0 | 0 | 0 | 0 | 0 | 0 | 0
F4_Industrial_Industrial - ID_New_Space Heating_Natural Gas_Market | F4 | Industrial | Market | Industrial - ID | New | Space Heating | Natural Gas | Winter Peak Demand (n/a) | 0 | 0 | 0 | 0 | 0 | 0 | 0 | 0 | 0 | 0 | 0 | 0 | 0 | 0 | 0 | 0 | 0 | 0 | 0 | 0 | 0 | 0 | 0 | 0 | 0 | 0 | 0
F1_Industrial_Industrial - ID_New_Process_Natural Gas_Market | F1 | Industrial | Market | Industrial - ID | New | Process | Natural Gas | Units | 0 | 0.81459 | 3.0451 | 19.8958 | 35.9063 | 51.8456 | 67.349 | 82.5829 | 97.5519 | 112.2605 | 126.7133 | 140.9146 | 154.8688 | 168.5801 | 182.0528 | 195.2909 | 208.2986 | 221.0797 | 233.6381 | 245.9778 | 258.1025 | 270.0159 | 281.7216 | 293.2232 | 304.5243 | 315.6283 | 326.5386
F2_Industrial_Industrial - ID_New_Process_Natural Gas_Market | F2 | Industrial | Market | Industrial - ID | New | Process | Natural Gas | Usage (MMtherms) | 0 | 0.0016884 | 0.0063115 | 0.041237 | 0.074422 | 0.10746 | 0.13959 | 0.17117 | 0.20219 | 0.23268 | 0.26263 | 0.29207 | 0.32099 | 0.34941 | 0.37733 | 0.40477 | 0.43173 | 0.45822 | 0.48425 | 0.50983 | 0.53496 | 0.55965 | 0.58391 | 0.60775 | 0.63118 | 0.65419 | 0.6768
F3_Industrial_Industrial - ID_New_Process_Natural Gas_Market | F3 | Industrial | Market | Industrial - ID | New | Process | Natural Gas | Summer Peak Demand (n/a) | 0 | 0 | 0 | 0 | 0 | 0 | 0 | 0 | 0 | 0 | 0 | 0 | 0 | 0 | 0 | 0 | 0 | 0 | 0 | 0 | 0 | 0 | 0 | 0 | 0 | 0 | 0
F4_Industrial_Industrial - ID_New_Process_Natural Gas_Market | F4 | Industrial | Market | Industrial - ID | New | Process | Natural Gas | Winter Peak Demand (n/a) | 0 | 0 | 0 | 0 | 0 | 0 | 0 | 0 | 0 | 0 | 0 | 0 | 0 | 0 | 0 | 0 | 0 | 0 | 0 | 0 | 0 | 0 | 0 | 0 | 0 | 0 | 0
F1_Industrial_Industrial - ID_New_Miscellaneous_Natural Gas_Market | F1 | Industrial | Market | Industrial - ID | New | Miscellaneous | Natural Gas | Units | 0 | 0.81459 | 3.0451 | 19.8958 | 35.9063 | 51.8456 | 67.349 | 82.5829 | 97.5519 | 112.2605 | 126.7133 | 140.9146 | 154.8688 | 168.5801 | 182.0528 | 195.2909 | 208.2986 | 221.0797 | 233.6381 | 245.9778 | 258.1025 | 270.0159 | 281.7216 | 293.2232 | 304.5243 | 315.6283 | 326.5386
F2_Industrial_Industrial - ID_New_Miscellaneous_Natural Gas_Market | F2 | Industrial | Market | Industrial - ID | New | Miscellaneous | Natural Gas | Usage (MMtherms) | 0 | 9.2166e-05 | 0.00034454 | 0.0022511 | 0.0040626 | 0.005866 | 0.0076201 | 0.0093438 | 0.011037 | 0.012702 | 0.014337 | 0.015944 | 0.017522 | 0.019074 | 0.020598 | 0.022096 | 0.023568 | 0.025014 | 0.026435 | 0.027831 | 0.029203 | 0.030551 | 0.031875 | 0.033176 | 0.034455 | 0.035711 | 0.036946
F3_Industrial_Industrial - ID_New_Miscellaneous_Natural Gas_Market | F3 | Industrial | Market | Industrial - ID | New | Miscellaneous | Natural Gas | Summer Peak Demand (n/a) | 0 | 0 | 0 | 0 | 0 | 0 | 0 | 0 | 0 | 0 | 0 | 0 | 0 | 0 | 0 | 0 | 0 | 0 | 0 | 0 | 0 | 0 | 0 | 0 | 0 | 0 | 0
F4_Industrial_Industrial - ID_New_Miscellaneous_Natural Gas_Market | F4 | Industrial | Market | Industrial - ID | New | Miscellaneous | Natural Gas | Winter Peak Demand (n/a) | 0 | 0 | 0 | 0 | 0 | 0 | 0 | 0 | 0 | 0 | 0 | 0 | 0 | 0 | 0 | 0 | 0 | 0 | 0 | 0 | 0 | 0 | 0 | 0 | 0 | 0 | 0

## Raw Equipment Results (hidden)
Key | Field | Sector | Segment | Vintage | End Use | Fuel | Technology | Case | Label | 2013 | 2014 | 2015 | 2016 | 2017 | 2018 | 2019 | 2020 | 2021 | 2022 | 2023 | 2024 | 2025 | 2026 | 2027 | 2028 | 2029 | 2030 | 2031 | 2032 | 2033 | 2034 | 2035 | 2036 | 2037 | 2038 | 2039 | 2040
[10 empty] | 5345.0347 | 5482.6426 | 5623.7933 | 5768.5779 | 5917.0899 | 6069.4254 | 6225.6828 | 6385.9631 | 6550.3697 | 6719.009 | 6891.9899 | 7069.4243 | 7251.4266 | 7438.1146 | 7629.6089 | 7826.0333 | 8027.5145 | 8234.1829 | 8446.172 | 8663.6188 | 8886.6637 | 9115.4509 | 9350.1282 | 9590.8473 | 9837.7637 | 10091.037 | 10350.8308 | 10617.313
[10 empty] | 25.0977 | 25.4622 | 25.9035 | 26.3679 | 26.857 | 27.262 | 27.6926 | 28.1502 | 28.6361 | 29.1459 | 29.6825 | 30.2437 | 30.8336 | 31.4558 | 32.1107 | 32.7888 | 33.4897 | 34.2133 | 34.9753 | 35.7739 | 36.6076 | 37.4621 | 38.3346 | 39.2428 | 40.1856 | 41.1947 | 42.2333 | 43.3019
[10 empty] | 5.8302 | 5.9149 | 6.0174 | 6.1253 | 6.2389 | 6.333 | 6.4331 | 6.5394 | 6.6522 | 6.7707 | 6.8953 | 7.0257 | 7.1627 | 7.3073 | 7.4594 | 7.6169 | 7.7797 | 7.9478 | 8.1248 | 8.3104 | 8.504 | 8.7025 | 8.9052 | 9.1162 | 9.3352 | 9.5696 | 9.8109 | 10.0591
[10 empty] | 5.8302 | 5.9149 | 6.0174 | 6.1253 | 6.2389 | 6.333 | 6.4331 | 6.5394 | 6.6522 | 6.7707 | 6.8953 | 7.0257 | 7.1627 | 7.3073 | 7.4594 | 7.6169 | 7.7797 | 7.9478 | 8.1248 | 8.3104 | 8.504 | 8.7025 | 8.9052 | 9.1162 | 9.3352 | 9.5696 | 9.8109 | 10.0591
[10 empty] | 0 | 345.2994 | 354.686 | 363.329 | 371.7453 | 379.5877 | 386.9544 | 393.9299 | 400.5873 | 421.274 | 439.7191 | 474.3741 | 504.8293 | 531.7039 | 536.5507 | 542.8564 | 550.3272 | 558.7856 | 568.0307 | 577.9044 | 588.2844 | 699.6818 | 701.2181 | 705.9464 | 715.9026 | 729.6648 | 746.2334 | 762.1129
[10 empty] | 4191.3515 | 4199.1457 | 4360.1143 | 4360.1143 | 4360.1143 | 4069.44 | 4069.44 | 4069.44 | 4069.44 | 4069.44 | 4069.44 | 4069.44 | 4069.44 | 4069.44 | 4069.44 | 4069.44 | 4069.44 | 4069.44 | 4069.44 | 4069.44 | 4069.44 | 4069.44 | 4069.44 | 4069.44 | 4069.44 | 4069.44 | 4069.44 | 4069.44
[10 empty] | 0.97366 | 0.97547 | 1.0129 | 1.0129 | 1.0129 | 0.94534 | 0.94534 | 0.94534 | 0.94534 | 0.94534 | 0.94534 | 0.94534 | 0.94534 | 0.94534 | 0.94534 | 0.94534 | 0.94534 | 0.94534 | 0.94534 | 0.94534 | 0.94534 | 0.94534 | 0.94534 | 0.94534 | 0.94534 | 0.94534 | 0.94534 | 0.94534
[10 empty] | 0.97366 | 0.97547 | 1.0129 | 1.0129 | 1.0129 | 0.94534 | 0.94534 | 0.94534 | 0.94534 | 0.94534 | 0.94534 | 0.94534 | 0.94534 | 0.94534 | 0.94534 | 0.94534 | 0.94534 | 0.94534 | 0.94534 | 0.94534 | 0.94534 | 0.94534 | 0.94534 | 0.94534 | 0.94534 | 0.94534 | 0.94534 | 0.94534
[10 empty] | 18074.695 | 18045.7754 | 18016.9022 | 17988.0752 | 17959.2942 | 17930.5594 | 17901.8705 | 17873.2275 | 17844.6303 | 17816.0789 | 17787.5732 | 17759.1131 | 17730.6985 | 17702.3294 | 17674.0056 | 17645.7272 | 17617.4941 | 17589.3061 | 17561.1632 | 17533.0653 | 17505.0124 | 17477.0044 | 17449.0412 | 17421.1227 | 17393.2489 | 17365.4197 | 17337.6351 | 17309.8948
[10 empty] | 50.8745 | 48.4936 | 47.1049 | 46.1095 | 45.39 | 44.8522 | 44.4613 | 44.2034 | 44.0747 | 44.0725 | 44.1861 | 44.238 | 44.2488 | 44.3141 | 44.2521 | 44.1873 | 44.1205 | 44.0526 | 43.9838 | 43.9146 | 43.8451 | 43.7755 | 43.7058 | 43.6361 | 43.5664 | 43.4968 | 43.4273 | 43.3579
[10 empty] | 11.8183 | 11.2652 | 10.9426 | 10.7114 | 10.5442 | 10.4193 | 10.3285 | 10.2686 | 10.2387 | 10.2382 | 10.2646 | 10.2766 | 10.2791 | 10.2943 | 10.2799 | 10.2648 | 10.2493 | 10.2335 | 10.2176 | 10.2015 | 10.1854 | 10.1692 | 10.153 | 10.1368 | 10.1206 | 10.1044 | 10.0883 | 10.0722
[10 empty] | 11.8183 | 11.2652 | 10.9426 | 10.7114 | 10.5442 | 10.4193 | 10.3285 | 10.2686 | 10.2387 | 10.2382 | 10.2646 | 10.2766 | 10.2791 | 10.2943 | 10.2799 | 10.2648 | 10.2493 | 10.2335 | 10.2176 | 10.2015 | 10.1854 | 10.1692 | 10.153 | 10.1368 | 10.1206 | 10.1044 | 10.0883 | 10.0722
[10 empty] | 0 | 2557.1648 | 1925.5408 | 1504.7743 | 1224.3551 | 1224.7048 | 1224.2819 | 1462.5393 | 1620.0872 | 1723.9164 | 1987.6309 | 1955.6304 | 1796.0822 | 2093.2568 | 1674.0677 | 1435.5788 | 1382.1882 | 1452.734 | 1533.6543 | 1720.4112 | 1818.637 | 1821.2341 | 1951.6169 | 1843.4499 | 1668.3701 | 1622.7452 | 1476.8373 | 1441.1931
[10 empty] | 2339.186 | 2339.7702 | 2504.8073 | 2504.8073 | 2504.8073 | 2504.8073 | 2504.8073 | 2504.8073 | 2504.8073 | 2504.8073 | 2504.8073 | 2504.8073 | 2504.8073 | 2504.8073 | 2504.8073 | 2504.8073 | 2504.8073 | 2504.8073 | 2504.8073 | 2504.8073 | 2504.8073 | 2504.8073 | 2504.8073 | 2504.8073 | 2504.8073 | 2504.8073 | 2504.8073 | 2504.8073
[10 empty] | 0.5434 | 0.54354 | 0.58187 | 0.58187 | 0.58187 | 0.58187 | 0.58187 | 0.58187 | 0.58187 | 0.58187 | 0.58187 | 0.58187 | 0.58187 | 0.58187 | 0.58187 | 0.58187 | 0.58187 | 0.58187 | 0.58187 | 0.58187 | 0.58187 | 0.58187 | 0.58187 | 0.58187 | 0.58187 | 0.58187 | 0.58187 | 0.58187
[10 empty] | 0.5434 | 0.54354 | 0.58187 | 0.58187 | 0.58187 | 0.58187 | 0.58187 | 0.58187 | 0.58187 | 0.58187 | 0.58187 | 0.58187 | 0.58187 | 0.58187 | 0.58187 | 0.58187 | 0.58187 | 0.58187 | 0.58187 | 0.58187 | 0.58187 | 0.58187 | 0.58187 | 0.58187 | 0.58187 | 0.58187 | 0.58187 | 0.58187
[10 empty] | 29119.3007 | 29591.6009 | 30071.5615 | 30559.3069 | 31054.9633 | 31558.6589 | 32070.5243 | 32590.6918 | 33119.2962 | 33656.4743 | 34202.3651 | 34757.11 | 35320.8526 | 35893.7388 | 36475.9169 | 37067.5377 | 37668.7542 | 38279.7222 | 38900.5997 | 39531.5476 | 40172.7291 | 40824.3103 | 41486.4598 | 42159.349 | 42843.1521 | 43538.0462 | 44244.2111 | 44961.8296
[10 empty] | 99.3783 | 100.6612 | 103.1733 | 105.7282 | 108.3275 | 110.9725 | 113.6646 | 116.4049 | 119.1945 | 122.0344 | 124.9256 | 127.8689 | 130.8652 | 133.9154 | 137.055 | 140.1074 | 143.0907 | 146.0209 | 148.9115 | 151.7745 | 154.6199 | 157.8028 | 160.5891 | 163.3882 | 166.205 | 169.0436 | 171.9078 | 174.801
[10 empty] | 23.0859 | 23.3839 | 23.9675 | 24.561 | 25.1648 | 25.7793 | 26.4046 | 27.0412 | 27.6892 | 28.349 | 29.0206 | 29.7043 | 30.4004 | 31.109 | 31.8383 | 32.5474 | 33.2404 | 33.9211 | 34.5926 | 35.2577 | 35.9187 | 36.6581 | 37.3053 | 37.9556 | 38.6099 | 39.2693 | 39.9347 | 40.6068
[10 empty] | 23.0859 | 23.3839 | 23.9675 | 24.561 | 25.1648 | 25.7793 | 26.4046 | 27.0412 | 27.6892 | 28.349 | 29.0206 | 29.7043 | 30.4004 | 31.109 | 31.8383 | 32.5474 | 33.2404 | 33.9211 | 34.5926 | 35.2577 | 35.9187 | 36.6581 | 37.3053 | 37.9556 | 38.6099 | 39.2693 | 39.9347 | 40.6068
[10 empty] | 0 | 2004.895 | 2012.5554 | 2020.3402 | 2028.2511 | 2036.2904 | 2044.4601 | 2052.7623 | 2061.1992 | 2069.7729 | 2078.4856 | 2087.3397 | 2096.3374 | 2105.481 | 2182.2444 | 2250.614 | 2311.8308 | 2366.9589 | 2416.9113 | 2462.4711 | 2504.3103 | 3127.1462 | 3081.9761 | 3046.221 | 3018.5838 | 2997.9537 | 2983.3793 | 2983.6847
[10 empty] | 3296.894 | 3307.7529 | 3900.3429 | 3900.3429 | 3900.3429 | 3900.3429 | 3900.3429 | 3900.3429 | 3900.3429 | 3900.3429 | 3900.3429 | 3900.3429 | 3900.3429 | 3900.3429 | 3900.3429 | 3900.3429 | 3900.3429 | 3900.3429 | 3900.3429 | 3900.3429 | 3900.3429 | 3900.3429 | 3900.3429 | 3900.3429 | 3900.3429 | 3900.3429 | 3900.3429 | 3900.3429
[10 empty] | 0.76588 | 0.7684 | 0.90606 | 0.90606 | 0.90606 | 0.90606 | 0.90606 | 0.90606 | 0.90606 | 0.90606 | 0.90606 | 0.90606 | 0.90606 | 0.90606 | 0.90606 | 0.90606 | 0.90606 | 0.90606 | 0.90606 | 0.90606 | 0.90606 | 0.90606 | 0.90606 | 0.90606 | 0.90606 | 0.90606 | 0.90606 | 0.90606
[10 empty] | 0.76588 | 0.7684 | 0.90606 | 0.90606 | 0.90606 | 0.90606 | 0.90606 | 0.90606 | 0.90606 | 0.90606 | 0.90606 | 0.90606 | 0.90606 | 0.90606 | 0.90606 | 0.90606 | 0.90606 | 0.90606 | 0.90606 | 0.90606 | 0.90606 | 0.90606 | 0.90606 | 0.90606 | 0.90606 | 0.90606 | 0.90606 | 0.90606
[10 empty] | 2777.3088 | 2772.8651 | 2768.4285 | 2763.999 | 2759.5766 | 2755.1613 | 2750.753 | 2746.3518 | 2741.9577 | 2737.5705 | 2733.1904 | 2728.8173 | 2724.4512 | 2720.0921 | 2715.7399 | 2711.3948 | 2707.0565 | 2702.7252 | 2698.4009 | 2694.0834 | 2689.7729 | 2685.4693 | 2681.1725 | 2676.8826 | 2672.5996 | 2668.3235 | 2664.0542 | 2659.7917
[10 empty] | 1.2422 | 1.2336 | 1.2252 | 1.2171 | 1.2092 | 1.2016 | 1.1943 | 1.1872 | 1.1804 | 1.1738 | 1.1676 | 1.1616 | 1.156 | 1.1507 | 1.1456 | 1.1408 | 1.1363 | 1.1319 | 1.1278 | 1.1239 | 1.1201 | 1.1165 | 1.1131 | 1.1097 | 1.1065 | 1.1035 | 1.1005 | 1.0976
[10 empty] | 0 | 0 | 0 | 0 | 0 | 0 | 0 | 0 | 0 | 0 | 0 | 0 | 0 | 0 | 0 | 0 | 0 | 0 | 0 | 0 | 0 | 0 | 0 | 0 | 0 | 0 | 0 | 0
[10 empty] | 0 | 0 | 0 | 0 | 0 | 0 | 0 | 0 | 0 | 0 | 0 | 0 | 0 | 0 | 0 | 0 | 0 | 0 | 0 | 0 | 0 | 0 | 0 | 0 | 0 | 0 | 0 | 0
[10 empty] | 0 | 110.9146 | 110.7371 | 110.56 | 110.3831 | 110.2065 | 110.0301 | 109.8541 | 109.6783 | 109.5028 | 109.3276 | 109.1527 | 108.978 | 108.8037 | 108.6296 | 108.4558 | 108.2823 | 108.109 | 107.936 | 107.7633 | 107.5909 | 107.4188 | 107.2469 | 107.0753 | 106.904 | 106.7329 | 106.5622 | 141.0844
[10 empty] | 407.6562 | 407.6562 | 407.6562 | 407.6562 | 407.6562 | 407.6562 | 407.6562 | 407.6562 | 407.6562 | 407.6562 | 407.6562 | 407.6562 | 407.6562 | 407.6562 | 407.6562 | 407.6562 | 407.6562 | 407.6562 | 407.6562 | 407.6562 | 407.6562 | 407.6562 | 407.6562 | 407.6562 | 407.6562 | 407.6562 | 407.6562 | 407.6562
[10 empty] | 0 | 0 | 0 | 0 | 0 | 0 | 0 | 0 | 0 | 0 | 0 | 0 | 0 | 0 | 0 | 0 | 0 | 0 | 0 | 0 | 0 | 0 | 0 | 0 | 0 | 0 | 0 | 0
[10 empty] | 0 | 0 | 0 | 0 | 0 | 0 | 0 | 0 | 0 | 0 | 0 | 0 | 0 | 0 | 0 | 0 | 0 | 0 | 0 | 0 | 0 | 0 | 0 | 0 | 0 | 0 | 0 | 0
[10 empty] | 52076.3602 | 51993.038 | 51909.8492 | 51826.7934 | 51743.8705 | 51661.0803 | 51578.4226 | 51495.8971 | 51413.5037 | 51331.2421 | 51249.1121 | 51167.1135 | 51085.2462 | 51003.5098 | 50921.9041 | 50840.4291 | 50759.0844 | 50677.8699 | 50596.7853 | 50515.8304 | 50435.0051 | 50354.3091 | 50273.7422 | 50193.3042 | 50112.9949 | 50032.8141 | 49952.7616 | 49872.8372
[10 empty] | 99.0873 | 98.7726 | 99.1629 | 99.5753 | 100.0076 | 100.4586 | 100.9273 | 101.4128 | 101.9144 | 102.421 | 102.933 | 103.4841 | 104.0713 | 104.6918 | 105.1713 | 105.5126 | 105.8546 | 106.1351 | 106.3615 | 106.5404 | 106.6775 | 106.7776 | 106.8463 | 106.7478 | 106.6018 | 106.7839 | 106.7519 | 106.7072
[10 empty] | 18.6101 | 18.551 | 18.6243 | 18.7018 | 18.783 | 18.8677 | 18.9557 | 19.0469 | 19.1411 | 19.2362 | 19.3324 | 19.4359 | 19.5462 | 19.6627 | 19.7528 | 19.8169 | 19.8811 | 19.9338 | 19.9763 | 20.0099 | 20.0357 | 20.0545 | 20.0674 | 20.0489 | 20.0215 | 20.0556 | 20.0496 | 20.0412
[10 empty] | 18.6101 | 18.551 | 18.6243 | 18.7018 | 18.783 | 18.8677 | 18.9557 | 19.0469 | 19.1411 | 19.2362 | 19.3324 | 19.4359 | 19.5462 | 19.6627 | 19.7528 | 19.8169 | 19.8811 | 19.9338 | 19.9763 | 20.0099 | 20.0357 | 20.0545 | 20.0674 | 20.0489 | 20.0215 | 20.0556 | 20.0496 | 20.0412
[10 empty] | 0 | 2067.7888 | 2133.6678 | 2191.6555 | 2239.6883 | 2281.8443 | 2318.7857 | 2351.1 | 2379.3086 | 2370.7405 | 2362.7218 | 2459.5258 | 2544.8558 | 2620.0039 | 2481.2437 | 2398.6412 | 2399.4009 | 2371.2346 | 2351.0863 | 2337.4078 | 2328.9469 | 2324.6514 | 2320.5867 | 2743.0913 | 2811.8851 | 2972.4277 | 2842.6333 | 2807.9832
[10 empty] | 1860.1303 | 1860.1303 | 2189.1664 | 2189.1664 | 2189.1664 | 2189.1664 | 2189.1664 | 2189.1664 | 2189.1664 | 2189.1664 | 2189.1664 | 2189.1664 | 2189.1664 | 2189.1664 | 2189.1664 | 2189.1664 | 2189.1664 | 2189.1664 | 2189.1664 | 2189.1664 | 2189.1664 | 2189.1664 | 2189.1664 | 2189.1664 | 2189.1664 | 2189.1664 | 2189.1664 | 2189.1664
[10 empty] | 0.34936 | 0.34936 | 0.41116 | 0.41116 | 0.41116 | 0.41116 | 0.41116 | 0.41116 | 0.41116 | 0.41116 | 0.41116 | 0.41116 | 0.41116 | 0.41116 | 0.41116 | 0.41116 | 0.41116 | 0.41116 | 0.41116 | 0.41116 | 0.41116 | 0.41116 | 0.41116 | 0.41116 | 0.41116 | 0.41116 | 0.41116 | 0.41116
[10 empty] | 0.34936 | 0.34936 | 0.41116 | 0.41116 | 0.41116 | 0.41116 | 0.41116 | 0.41116 | 0.41116 | 0.41116 | 0.41116 | 0.41116 | 0.41116 | 0.41116 | 0.41116 | 0.41116 | 0.41116 | 0.41116 | 0.41116 | 0.41116 | 0.41116 | 0.41116 | 0.41116 | 0.41116 | 0.41116 | 0.41116 | 0.41116 | 0.41116
[10 empty] | 13207.3978 | 13186.266 | 13165.168 | 13144.1037 | 13123.0731 | 13102.0762 | 13081.1129 | 13060.1831 | 13039.2868 | 13018.424 | 12997.5945 | 12976.7983 | 12956.0354 | 12935.3058 | 12914.6093 | 12893.9459 | 12873.3156 | 12852.7183 | 12832.154 | 12811.6225 | 12791.1239 | 12770.6581 | 12750.2251 | 12729.8247 | 12709.457 | 12689.1219 | 12668.8193 | 12648.5492
[10 empty] | 26.2068 | 24.9111 | 23.7631 | 22.6792 | 21.6624 | 20.7141 | 19.8356 | 19.0276 | 18.2912 | 17.6302 | 17.0436 | 16.5267 | 16.083 | 15.7151 | 15.3889 | 15.0965 | 14.8488 | 14.6319 | 14.4417 | 14.2745 | 14.1271 | 13.9802 | 13.8468 | 13.7291 | 13.6243 | 13.5733 | 13.5053 | 13.4443
[10 empty] | 4.922 | 4.6787 | 4.4631 | 4.2595 | 4.0685 | 3.8904 | 3.7254 | 3.5737 | 3.4354 | 3.3112 | 3.201 | 3.104 | 3.0206 | 2.9515 | 2.8903 | 2.8354 | 2.7888 | 2.7481 | 2.7124 | 2.681 | 2.6533 | 2.6257 | 2.6006 | 2.5785 | 2.5589 | 2.5493 | 2.5365 | 2.525
[10 empty] | 4.922 | 4.6787 | 4.4631 | 4.2595 | 4.0685 | 3.8904 | 3.7254 | 3.5737 | 3.4354 | 3.3112 | 3.201 | 3.104 | 3.0206 | 2.9515 | 2.8903 | 2.8354 | 2.7888 | 2.7481 | 2.7124 | 2.681 | 2.6533 | 2.6257 | 2.6006 | 2.5785 | 2.5589 | 2.5493 | 2.5365 | 2.525
[10 empty] | 0 | 674.2598 | 674.3707 | 674.3098 | 673.1394 | 671.9841 | 670.8419 | 669.7113 | 668.5907 | 656.6747 | 646.3422 | 671.3859 | 692.6284 | 710.6183 | 673.1917 | 655.8129 | 663.6291 | 659.553 | 656.206 | 653.4344 | 651.1283 | 780.4175 | 788.3379 | 764.5144 | 746.756 | 796.0125 | 749.8775 | 736.1719
[10 empty] | 935.558 | 935.558 | 1062.7044 | 1062.7044 | 1062.7044 | 1062.7044 | 1062.7044 | 1062.7044 | 1062.7044 | 1062.7044 | 1062.7044 | 1062.7044 | 1062.7044 | 1062.7044 | 1062.7044 | 1062.7044 | 1062.7044 | 1062.7044 | 1062.7044 | 1062.7044 | 1062.7044 | 1062.7044 | 1062.7044 | 1062.7044 | 1062.7044 | 1062.7044 | 1062.7044 | 1062.7044
[10 empty] | 0.17571 | 0.17571 | 0.19959 | 0.19959 | 0.19959 | 0.19959 | 0.19959 | 0.19959 | 0.19959 | 0.19959 | 0.19959 | 0.19959 | 0.19959 | 0.19959 | 0.19959 | 0.19959 | 0.19959 | 0.19959 | 0.19959 | 0.19959 | 0.19959 | 0.19959 | 0.19959 | 0.19959 | 0.19959 | 0.19959 | 0.19959 | 0.19959
[10 empty] | 0.17571 | 0.17571 | 0.19959 | 0.19959 | 0.19959 | 0.19959 | 0.19959 | 0.19959 | 0.19959 | 0.19959 | 0.19959 | 0.19959 | 0.19959 | 0.19959 | 0.19959 | 0.19959 | 0.19959 | 0.19959 | 0.19959 | 0.19959 | 0.19959 | 0.19959 | 0.19959 | 0.19959 | 0.19959 | 0.19959 | 0.19959 | 0.19959
[10 empty] | 77801.7951 | 77677.3122 | 77553.0285 | 77428.9437 | 77305.0574 | 77181.3693 | 77057.8791 | 76934.5865 | 76811.4911 | 76688.5928 | 76565.891 | 76443.3856 | 76321.0762 | 76198.9625 | 76077.0441 | 75955.3208 | 75833.7923 | 75712.4583 | 75591.3183 | 75470.3722 | 75349.6196 | 75229.0602 | 75108.6937 | 74988.5198 | 74868.5382 | 74748.7485 | 74629.1505 | 74509.7439
[10 empty] | 42.2552 | 41.713 | 40.8572 | 40.0373 | 38.8574 | 37.7104 | 36.6012 | 35.2233 | 34.1279 | 33.0729 | 32.0333 | 31.0056 | 29.9621 | 28.957 | 28.0018 | 27.1041 | 26.284 | 25.5215 | 24.9455 | 24.4558 | 24.0447 | 23.7293 | 23.4466 | 23.3864 | 23.2572 | 23.1699 | 23.0936 | 23.0354
[10 empty] | 14.1174 | 13.9362 | 13.6503 | 13.3764 | 12.9822 | 12.599 | 12.2284 | 11.768 | 11.4021 | 11.0496 | 10.7023 | 10.3589 | 10.0103 | 9.6745 | 9.3553 | 9.0554 | 8.7814 | 8.5267 | 8.3343 | 8.1707 | 8.0333 | 7.9279 | 7.8335 | 7.8133 | 7.7702 | 7.741 | 7.7155 | 7.6961
[10 empty] | 14.1174 | 13.9362 | 13.6503 | 13.3764 | 12.9822 | 12.599 | 12.2284 | 11.768 | 11.4021 | 11.0496 | 10.7023 | 10.3589 | 10.0103 | 9.6745 | 9.3553 | 9.0554 | 8.7814 | 8.5267 | 8.3343 | 8.1707 | 8.0333 | 7.9279 | 7.8335 | 7.8133 | 7.7702 | 7.741 | 7.7155 | 7.6961
[10 empty] | 0 | 5975.1779 | 5965.6176 | 5956.0726 | 6391.2163 | 7444.4888 | 8140.4421 | 8951.1228 | 9047.7716 | 8638.4636 | 8445.0065 | 8291.1078 | 7961.2289 | 7629.1908 | 7217.0704 | 6751.4379 | 6638.5539 | 6329.9098 | 6589.9832 | 6501.3975 | 6399.1965 | 6802.7831 | 6655.8535 | 7513.9353 | 7210.1466 | 7293.4031 | 7522.6088 | 7705.435
[10 empty] | 490.1603 | 490.1603 | 432.281 | 432.281 | 432.281 | 432.281 | 432.281 | 425.0779 | 425.0779 | 425.0779 | 425.0779 | 425.0779 | 418.6894 | 418.6894 | 418.6894 | 418.6894 | 418.6894 | 418.6894 | 418.6894 | 418.6894 | 418.6894 | 418.6894 | 418.6894 | 418.6894 | 418.6894 | 418.6894 | 418.6894 | 418.6894
[10 empty] | 0.16376 | 0.16376 | 0.14442 | 0.14442 | 0.14442 | 0.14442 | 0.14442 | 0.14202 | 0.14202 | 0.14202 | 0.14202 | 0.14202 | 0.13988 | 0.13988 | 0.13988 | 0.13988 | 0.13988 | 0.13988 | 0.13988 | 0.13988 | 0.13988 | 0.13988 | 0.13988 | 0.13988 | 0.13988 | 0.13988 | 0.13988 | 0.13988
[10 empty] | 0.16376 | 0.16376 | 0.14442 | 0.14442 | 0.14442 | 0.14442 | 0.14442 | 0.14202 | 0.14202 | 0.14202 | 0.14202 | 0.14202 | 0.13988 | 0.13988 | 0.13988 | 0.13988 | 0.13988 | 0.13988 | 0.13988 | 0.13988 | 0.13988 | 0.13988 | 0.13988 | 0.13988 | 0.13988 | 0.13988 | 0.13988 | 0.13988
[10 empty] | 77801.7951 | 77677.3122 | 76720.4191 | 75766.3892 | 74815.2158 | 73866.8922 | 72921.4117 | 71978.7676 | 71038.9533 | 70101.9622 | 69167.7875 | 68236.4228 | 67307.8613 | 66382.0966 | 65459.122 | 64538.931 | 63621.517 | 62706.8736 | 61794.9941 | 60885.8721 | 59979.5011 | 59115.7613 | 58286.4903 | 57485.1676 | 56706.584 | 55736.2067 | 54875.6258 | 54051.2077
[10 empty] | 14.8849 | 14.7553 | 14.502 | 14.253 | 14.0088 | 13.7694 | 13.5352 | 13.3063 | 13.0827 | 12.8646 | 12.652 | 12.445 | 12.2436 | 12.0478 | 11.8576 | 11.6731 | 11.4942 | 11.321 | 11.1533 | 10.9913 | 10.8338 | 10.6827 | 10.5368 | 10.3951 | 10.2568 | 10.0892 | 9.9339 | 9.7851
[10 empty] | 4.973 | 4.9297 | 4.8451 | 4.7619 | 4.6803 | 4.6003 | 4.5221 | 4.4456 | 4.3709 | 4.298 | 4.227 | 4.1578 | 4.0906 | 4.0251 | 3.9616 | 3.9 | 3.8402 | 3.7823 | 3.7263 | 3.6722 | 3.6196 | 3.5691 | 3.5203 | 3.473 | 3.4268 | 3.3708 | 3.3189 | 3.2692
[10 empty] | 4.973 | 4.9297 | 4.8451 | 4.7619 | 4.6803 | 4.6003 | 4.5221 | 4.4456 | 4.3709 | 4.298 | 4.227 | 4.1578 | 4.0906 | 4.0251 | 3.9616 | 3.9 | 3.8402 | 3.7823 | 3.7263 | 3.6722 | 3.6196 | 3.5691 | 3.5203 | 3.473 | 3.4268 | 3.3708 | 3.3189 | 3.2692
[10 empty] | 0 | 3377.2744 | 2539.2614 | 2535.1986 | 2531.1423 | 2527.0924 | 2523.0491 | 2519.0122 | 2514.9818 | 2510.9578 | 2506.9403 | 2502.9292 | 2498.9245 | 2494.9262 | 2490.9343 | 2486.9488 | 2482.9697 | 2478.997 | 2475.0306 | 2471.0705 | 2467.1168 | 2341.5243 | 2240.6175 | 2159.4286 | 2093.9896 | 2682.714 | 2352.5965 | 2246.5073
[10 empty] | 174.0897 | 174.0897 | 136.3543 | 136.3543 | 136.3543 | 136.3543 | 136.3543 | 136.3543 | 136.3543 | 136.3543 | 136.3543 | 136.3543 | 136.3543 | 136.3543 | 136.3543 | 136.3543 | 136.3543 | 136.3543 | 136.3543 | 136.3543 | 136.3543 | 136.3543 | 136.3543 | 136.3543 | 136.3543 | 136.3543 | 136.3543 | 136.3543
[10 empty] | 0.058163 | 0.058163 | 0.045556 | 0.045556 | 0.045556 | 0.045556 | 0.045556 | 0.045556 | 0.045556 | 0.045556 | 0.045556 | 0.045556 | 0.045556 | 0.045556 | 0.045556 | 0.045556 | 0.045556 | 0.045556 | 0.045556 | 0.045556 | 0.045556 | 0.045556 | 0.045556 | 0.045556 | 0.045556 | 0.045556 | 0.045556 | 0.045556
[10 empty] | 0.058163 | 0.058163 | 0.045556 | 0.045556 | 0.045556 | 0.045556 | 0.045556 | 0.045556 | 0.045556 | 0.045556 | 0.045556 | 0.045556 | 0.045556 | 0.045556 | 0.045556 | 0.045556 | 0.045556 | 0.045556 | 0.045556 | 0.045556 | 0.045556 | 0.045556 | 0.045556 | 0.045556 | 0.045556 | 0.045556 | 0.045556 | 0.045556
[10 empty] | 77801.7951 | 77677.3122 | 77553.0285 | 77428.9437 | 77305.0574 | 77181.3693 | 77057.8791 | 76934.5865 | 76811.4911 | 76688.5928 | 76565.891 | 76443.3856 | 76321.0762 | 76198.9625 | 76077.0441 | 75955.3208 | 75833.7923 | 75712.4583 | 75591.3183 | 75470.3722 | 75349.6196 | 75229.0602 | 75108.6937 | 74988.5198 | 74868.5382 | 74748.7485 | 74629.1505 | 74509.7439
[10 empty] | 11.861 | 11.5672 | 11.8874 | 12.1571 | 12.3767 | 12.5508 | 12.4964 | 12.2501 | 11.8985 | 11.5335 | 11.2243 | 10.9517 | 10.7101 | 10.516 | 10.3604 | 10.3845 | 10.335 | 10.2964 | 10.2817 | 10.277 | 10.262 | 10.2519 | 10.2297 | 10.2089 | 10.1894 | 10.1668 | 10.1467 | 10.1255
[10 empty] | 3.9628 | 3.8646 | 3.9716 | 4.0616 | 4.135 | 4.1932 | 4.175 | 4.0928 | 3.9753 | 3.8533 | 3.75 | 3.6589 | 3.5782 | 3.5134 | 3.4614 | 3.4694 | 3.4529 | 3.44 | 3.4351 | 3.4335 | 3.4285 | 3.4251 | 3.4177 | 3.4108 | 3.4042 | 3.3967 | 3.39 | 3.3829
[10 empty] | 3.9628 | 3.8646 | 3.9716 | 4.0616 | 4.135 | 4.1932 | 4.175 | 4.0928 | 3.9753 | 3.8533 | 3.75 | 3.6589 | 3.5782 | 3.5134 | 3.4614 | 3.4694 | 3.4529 | 3.44 | 3.4351 | 3.4335 | 3.4285 | 3.4251 | 3.4177 | 3.4108 | 3.4042 | 3.3967 | 3.39 | 3.3829
[10 empty] | 0 | 11096.7589 | 11079.0041 | 12832.1358 | 15268.9842 | 17154.8864 | 16917.8858 | 16711.6577 | 15991.9684 | 16027.881 | 16026.7012 | 15647.182 | 15461.4992 | 15243.3019 | 15208.9883 | 15987.3434 | 15306.2202 | 15476.336 | 15465.8717 | 15505.808 | 15591.3955 | 15428.4873 | 15429.2132 | 15403.3548 | 15389.9852 | 15362.9943 | 15308.243 | 15284.6186
[10 empty] | 137.5879 | 137.5879 | 189.6345 | 189.6345 | 189.6345 | 189.6345 | 189.6345 | 188.8672 | 188.8672 | 188.8672 | 188.8672 | 188.8672 | 188.4548 | 188.4548 | 188.4548 | 188.4548 | 188.4548 | 188.4548 | 188.4548 | 188.4548 | 188.4548 | 188.4548 | 188.4548 | 188.4548 | 188.4548 | 188.4548 | 188.4548 | 188.4548
[10 empty] | 0.045968 | 0.045968 | 0.063357 | 0.063357 | 0.063357 | 0.063357 | 0.063357 | 0.0631 | 0.0631 | 0.0631 | 0.0631 | 0.0631 | 0.062962 | 0.062962 | 0.062962 | 0.062962 | 0.062962 | 0.062962 | 0.062962 | 0.062962 | 0.062962 | 0.062962 | 0.062962 | 0.062962 | 0.062962 | 0.062962 | 0.062962 | 0.062962
[10 empty] | 0.045968 | 0.045968 | 0.063357 | 0.063357 | 0.063357 | 0.063357 | 0.063357 | 0.0631 | 0.0631 | 0.0631 | 0.0631 | 0.0631 | 0.062962 | 0.062962 | 0.062962 | 0.062962 | 0.062962 | 0.062962 | 0.062962 | 0.062962 | 0.062962 | 0.062962 | 0.062962 | 0.062962 | 0.062962 | 0.062962 | 0.062962 | 0.062962
[10 empty] | 77801.7951 | 77677.3122 | 77553.0285 | 77428.9437 | 77305.0574 | 77181.3693 | 77057.8791 | 76934.5865 | 76811.4911 | 76688.5928 | 76565.891 | 76443.3856 | 76321.0762 | 76198.9625 | 76077.0441 | 75955.3208 | 75833.7923 | 75712.4583 | 75591.3183 | 75470.3722 | 75349.6196 | 75229.0602 | 75108.6937 | 74988.5198 | 74868.5382 | 74748.7485 | 74629.1505 | 74509.7439
[10 empty] | 24.1563 | 23.797 | 22.9878 | 21.9335 | 20.9552 | 20.0308 | 18.981 | 18.1603 | 17.4044 | 16.7141 | 16.1018 | 15.5441 | 15.0095 | 14.5303 | 14.1005 | 13.7185 | 13.3833 | 13.0903 | 12.834 | 12.6924 | 12.5271 | 12.3791 | 12.2595 | 12.159 | 12.0708 | 12.0124 | 11.9533 | 11.8996
[10 empty] | 8.0706 | 7.9505 | 7.6802 | 7.3279 | 7.0011 | 6.6922 | 6.3415 | 6.0673 | 5.8148 | 5.5841 | 5.3796 | 5.1932 | 5.0147 | 4.8545 | 4.7109 | 4.5833 | 4.4713 | 4.3735 | 4.2878 | 4.2405 | 4.1853 | 4.1358 | 4.0959 | 4.0623 | 4.0328 | 4.0133 | 3.9936 | 3.9756
[10 empty] | 8.0706 | 7.9505 | 7.6802 | 7.3279 | 7.0011 | 6.6922 | 6.3415 | 6.0673 | 5.8148 | 5.5841 | 5.3796 | 5.1932 | 5.0147 | 4.8545 | 4.7109 | 4.5833 | 4.4713 | 4.3735 | 4.2878 | 4.2405 | 4.1853 | 4.1358 | 4.0959 | 4.0623 | 4.0328 | 4.0133 | 3.9936 | 3.9756
[10 empty] | 0 | 7061.5738 | 7050.2753 | 7812.7342 | 9335.9633 | 10427.8594 | 11965.7798 | 12102.4715 | 12004.1279 | 12248.3104 | 12182.1506 | 12178.7882 | 11968.3593 | 11793.4323 | 11695.199 | 11552.8821 | 11442.0872 | 11316.7822 | 11216.7863 | 12199.0282 | 11469.3558 | 11649.0638 | 11684.5628 | 11725.6029 | 11946.2354 | 11788.9361 | 11823.5303 | 11832.0724
[10 empty] | 280.2126 | 280.2126 | 212.718 | 212.718 | 212.718 | 212.718 | 212.718 | 208.1322 | 208.1322 | 208.1322 | 208.1322 | 208.1322 | 205.109 | 205.109 | 205.109 | 205.109 | 205.109 | 205.109 | 205.109 | 205.109 | 205.109 | 205.109 | 205.109 | 205.109 | 205.109 | 205.109 | 205.109 | 205.109
[10 empty] | 0.093619 | 0.093619 | 0.071069 | 0.071069 | 0.071069 | 0.071069 | 0.071069 | 0.069537 | 0.069537 | 0.069537 | 0.069537 | 0.069537 | 0.068527 | 0.068527 | 0.068527 | 0.068527 | 0.068527 | 0.068527 | 0.068527 | 0.068527 | 0.068527 | 0.068527 | 0.068527 | 0.068527 | 0.068527 | 0.068527 | 0.068527 | 0.068527
[10 empty] | 0.093619 | 0.093619 | 0.071069 | 0.071069 | 0.071069 | 0.071069 | 0.071069 | 0.069537 | 0.069537 | 0.069537 | 0.069537 | 0.069537 | 0.068527 | 0.068527 | 0.068527 | 0.068527 | 0.068527 | 0.068527 | 0.068527 | 0.068527 | 0.068527 | 0.068527 | 0.068527 | 0.068527 | 0.068527 | 0.068527 | 0.068527 | 0.068527
[10 empty] | 77468.432 | 77344.4825 | 77220.7313 | 77097.1782 | 76973.8227 | 76850.6646 | 76727.7035 | 76604.9392 | 76482.3713 | 76359.9995 | 76237.8235 | 76115.843 | 75994.0576 | 75872.4671 | 75751.0712 | 75629.8695 | 75508.8617 | 75388.0475 | 75267.4266 | 75146.9987 | 75026.7635 | 74906.7207 | 74786.87 | 74667.211 | 74547.7434 | 74428.4671 | 74309.3815 | 74190.4865
[10 empty] | 41.3315 | 40.84 | 40.4567 | 40.0882 | 39.7374 | 39.4072 | 39.0999 | 38.8177 | 38.5622 | 38.3382 | 38.1494 | 37.9988 | 37.869 | 37.7472 | 37.6325 | 37.5241 | 37.4212 | 37.3234 | 37.23 | 37.1405 | 37.0546 | 37.0006 | 36.9173 | 36.8368 | 36.7589 | 36.6832 | 36.6096 | 36.5378
[10 empty] | 5.2365 | 5.1742 | 5.1257 | 5.079 | 5.0345 | 4.9927 | 4.9537 | 4.918 | 4.8856 | 4.8573 | 4.8333 | 4.8142 | 4.7978 | 4.7824 | 4.7678 | 4.7541 | 4.7411 | 4.7287 | 4.7168 | 4.7055 | 4.6946 | 4.6878 | 4.6772 | 4.667 | 4.6572 | 4.6476 | 4.6382 | 4.6291
[10 empty] | 5.2365 | 5.1742 | 5.1257 | 5.079 | 5.0345 | 4.9927 | 4.9537 | 4.918 | 4.8856 | 4.8573 | 4.8333 | 4.8142 | 4.7978 | 4.7824 | 4.7678 | 4.7541 | 4.7411 | 4.7287 | 4.7168 | 4.7055 | 4.6946 | 4.6878 | 4.6772 | 4.667 | 4.6572 | 4.6476 | 4.6382 | 4.6291
[10 empty] | 0 | 3033.7261 | 3178.2847 | 3305.7982 | 3418.1858 | 3517.151 | 3604.2056 | 3639.8357 | 3670.7503 | 3993.3424 | 4278.455 | 4530.3077 | 4351.6924 | 4208.9589 | 4096.2084 | 4008.4156 | 3941.3066 | 3891.2534 | 3850.7226 | 3818.1279 | 3824.4189 | 4765.9072 | 4768.7234 | 4746.7085 | 4707.1383 | 4655.7626 | 4597.0788 | 4522.3773
[10 empty] | 459.0264 | 459.1252 | 491.0547 | 491.0547 | 491.0547 | 491.0547 | 491.0547 | 491.0547 | 491.0547 | 491.0547 | 491.0547 | 491.0547 | 491.0547 | 491.0547 | 491.0547 | 491.0547 | 491.0547 | 491.0547 | 491.0547 | 491.0547 | 491.0547 | 491.0547 | 491.0547 | 491.0547 | 491.0547 | 491.0547 | 491.0547 | 491.0547
[10 empty] | 0.058156 | 0.058169 | 0.062214 | 0.062214 | 0.062214 | 0.062214 | 0.062214 | 0.062214 | 0.062214 | 0.062214 | 0.062214 | 0.062214 | 0.062214 | 0.062214 | 0.062214 | 0.062214 | 0.062214 | 0.062214 | 0.062214 | 0.062214 | 0.062214 | 0.062214 | 0.062214 | 0.062214 | 0.062214 | 0.062214 | 0.062214 | 0.062214
[10 empty] | 0.058156 | 0.058169 | 0.062214 | 0.062214 | 0.062214 | 0.062214 | 0.062214 | 0.062214 | 0.062214 | 0.062214 | 0.062214 | 0.062214 | 0.062214 | 0.062214 | 0.062214 | 0.062214 | 0.062214 | 0.062214 | 0.062214 | 0.062214 | 0.062214 | 0.062214 | 0.062214 | 0.062214 | 0.062214 | 0.062214 | 0.062214 | 0.062214
[10 empty] | 32482.3361 | 32393.1686 | 32304.246 | 32215.5674 | 32127.1323 | 32038.9399 | 31950.9897 | 31863.2808 | 31775.8128 | 31688.5848 | 31601.5963 | 31514.8466 | 31428.335 | 31342.0609 | 31256.0237 | 31170.2226 | 31084.6571 | 30999.3264 | 30914.23 | 30829.3672 | 30744.7373 | 30660.3398 | 30576.1739 | 30492.2391 | 30408.5347 | 30325.06 | 30241.8146 | 30158.7976
[10 empty] | 23.7337 | 22.3271 | 21.263 | 20.3811 | 19.6533 | 19.0562 | 18.5726 | 18.1889 | 17.8736 | 17.6127 | 17.3954 | 17.2129 | 17.0737 | 16.9548 | 16.852 | 16.762 | 16.682 | 16.6099 | 16.5442 | 16.4833 | 16.4263 | 16.4145 | 16.3582 | 16.3043 | 16.2524 | 16.2021 | 16.153 | 16.1051
[10 empty] | 3.0069 | 2.8287 | 2.6939 | 2.5822 | 2.49 | 2.4143 | 2.3531 | 2.3044 | 2.2645 | 2.2314 | 2.2039 | 2.1808 | 2.1631 | 2.1481 | 2.1351 | 2.1237 | 2.1135 | 2.1044 | 2.0961 | 2.0884 | 2.0811 | 2.0796 | 2.0725 | 2.0657 | 2.0591 | 2.0527 | 2.0465 | 2.0404
[10 empty] | 3.0069 | 2.8287 | 2.6939 | 2.5822 | 2.49 | 2.4143 | 2.3531 | 2.3044 | 2.2645 | 2.2314 | 2.2039 | 2.1808 | 2.1631 | 2.1481 | 2.1351 | 2.1237 | 2.1135 | 2.1044 | 2.0961 | 2.0884 | 2.0811 | 2.0796 | 2.0725 | 2.0657 | 2.0591 | 2.0527 | 2.0465 | 2.0404
[10 empty] | 0 | 4342.8703 | 3932.9778 | 3450.8119 | 3065.2787 | 2787.2693 | 2564.5342 | 2385.8995 | 2329.4903 | 2630.0809 | 2775.298 | 2815.5156 | 3027.1434 | 3489.7071 | 3718.8876 | 3320.7103 | 3084.3378 | 2949.6111 | 2862.3871 | 2844.0591 | 2949.92 | 3801.7494 | 3155.1395 | 3134.4268 | 3134.9745 | 3182.0933 | 3157.2164 | 2999.1761
[10 empty] | 500.294 | 500.3224 | 533.5273 | 533.5273 | 533.5273 | 533.5273 | 533.5273 | 533.5273 | 533.5273 | 533.5273 | 533.5273 | 533.5273 | 533.5273 | 533.5273 | 533.5273 | 533.5273 | 533.5273 | 533.5273 | 533.5273 | 533.5273 | 533.5273 | 533.5273 | 533.5273 | 533.5273 | 533.5273 | 533.5273 | 533.5273 | 533.5273
[10 empty] | 0.063385 | 0.063388 | 0.067595 | 0.067595 | 0.067595 | 0.067595 | 0.067595 | 0.067595 | 0.067595 | 0.067595 | 0.067595 | 0.067595 | 0.067595 | 0.067595 | 0.067595 | 0.067595 | 0.067595 | 0.067595 | 0.067595 | 0.067595 | 0.067595 | 0.067595 | 0.067595 | 0.067595 | 0.067595 | 0.067595 | 0.067595 | 0.067595
[10 empty] | 0.063385 | 0.063388 | 0.067595 | 0.067595 | 0.067595 | 0.067595 | 0.067595 | 0.067595 | 0.067595 | 0.067595 | 0.067595 | 0.067595 | 0.067595 | 0.067595 | 0.067595 | 0.067595 | 0.067595 | 0.067595 | 0.067595 | 0.067595 | 0.067595 | 0.067595 | 0.067595 | 0.067595 | 0.067595 | 0.067595 | 0.067595 | 0.067595
[10 empty] | 21405.5949 | 21623.1417 | 21842.8995 | 22064.8908 | 22289.1381 | 22515.6645 | 22744.4931 | 22975.6473 | 23209.1507 | 23445.0273 | 23683.301 | 23923.9964 | 24167.138 | 24412.7507 | 24660.8595 | 24911.4899 | 25164.6675 | 25420.4181 | 25678.7679 | 25939.7434 | 26203.3712 | 26469.6783 | 26738.6918 | 27010.4394 | 27284.9488 | 27562.248 | 27842.3655 | 28125.3298
[10 empty] | 9.4417 | 9.4761 | 9.5158 | 9.5553 | 9.5955 | 9.6372 | 9.6797 | 9.7238 | 9.7707 | 9.8209 | 9.8752 | 9.9339 | 9.9977 | 10.0669 | 10.1423 | 10.2244 | 10.3113 | 10.4016 | 10.4948 | 10.5907 | 10.6892 | 10.79 | 10.8929 | 10.9998 | 11.1063 | 11.2147 | 11.3248 | 11.4366
[10 empty] | 1.1848 | 1.1891 | 1.1941 | 1.1991 | 1.2041 | 1.2093 | 1.2147 | 1.2202 | 1.2261 | 1.2324 | 1.2392 | 1.2466 | 1.2546 | 1.2633 | 1.2727 | 1.283 | 1.2939 | 1.3053 | 1.317 | 1.329 | 1.3414 | 1.354 | 1.3669 | 1.3803 | 1.3937 | 1.4073 | 1.4211 | 1.4351
[10 empty] | 1.1848 | 1.1891 | 1.1941 | 1.1991 | 1.2041 | 1.2093 | 1.2147 | 1.2202 | 1.2261 | 1.2324 | 1.2392 | 1.2466 | 1.2546 | 1.2633 | 1.2727 | 1.283 | 1.2939 | 1.3053 | 1.317 | 1.329 | 1.3414 | 1.354 | 1.3669 | 1.3803 | 1.3937 | 1.4073 | 1.4211 | 1.4351
[10 empty] | 0 | 748.7709 | 813.8067 | 869.8899 | 918.303 | 960.1452 | 1033.1718 | 1096.1184 | 1150.4284 | 1197.3394 | 1237.9119 | 1285.533 | 1326.7216 | 1413.8011 | 1488.8188 | 1553.5017 | 1476.8917 | 1420.9066 | 1381.3249 | 1354.7117 | 1338.2796 | 1335.0331 | 1341.6528 | 1573.6593 | 1580.4308 | 1589.8453 | 1602.91 | 1618.5092
[10 empty] | 397.0412 | 397.0756 | 405.972 | 405.972 | 405.972 | 405.972 | 405.972 | 405.972 | 405.972 | 405.972 | 405.972 | 405.972 | 405.972 | 405.972 | 405.972 | 405.972 | 405.972 | 405.972 | 405.972 | 405.972 | 405.972 | 405.972 | 405.972 | 405.972 | 405.972 | 405.972 | 405.972 | 405.972
[10 empty] | 0.049823 | 0.049828 | 0.050944 | 0.050944 | 0.050944 | 0.050944 | 0.050944 | 0.050944 | 0.050944 | 0.050944 | 0.050944 | 0.050944 | 0.050944 | 0.050944 | 0.050944 | 0.050944 | 0.050944 | 0.050944 | 0.050944 | 0.050944 | 0.050944 | 0.050944 | 0.050944 | 0.050944 | 0.050944 | 0.050944 | 0.050944 | 0.050944
[10 empty] | 0.049823 | 0.049828 | 0.050944 | 0.050944 | 0.050944 | 0.050944 | 0.050944 | 0.050944 | 0.050944 | 0.050944 | 0.050944 | 0.050944 | 0.050944 | 0.050944 | 0.050944 | 0.050944 | 0.050944 | 0.050944 | 0.050944 | 0.050944 | 0.050944 | 0.050944 | 0.050944 | 0.050944 | 0.050944 | 0.050944 | 0.050944 | 0.050944
[10 empty] | 75743.979 | 75633.8039 | 75523.789 | 75413.9342 | 75304.2392 | 75194.7037 | 75085.3276 | 74976.1105 | 74867.0523 | 74758.1528 | 74649.4116 | 74540.8286 | 74432.4036 | 74324.1363 | 74216.0264 | 74108.0739 | 74000.2783 | 73892.6395 | 73785.1573 | 73677.8315 | 73570.6617 | 73463.6479 | 73356.7897 | 73250.0869 | 73143.5393 | 73037.1467 | 72930.9089 | 72824.8256
[10 empty] | 4.5651 | 4.4477 | 4.3403 | 4.2425 | 4.1536 | 4.0694 | 3.9909 | 3.9193 | 3.8555 | 3.8001 | 3.752 | 3.71 | 3.6734 | 3.6414 | 3.6132 | 3.5884 | 3.5664 | 3.5469 | 3.5295 | 3.5138 | 3.4997 | 3.487 | 3.4753 | 3.4646 | 3.4548 | 3.4456 | 3.4371 | 3.429
[10 empty] | 0.38572 | 0.3758 | 0.36673 | 0.35846 | 0.35095 | 0.34384 | 0.33721 | 0.33116 | 0.32576 | 0.32108 | 0.31702 | 0.31347 | 0.31038 | 0.30767 | 0.30529 | 0.3032 | 0.30134 | 0.29969 | 0.29822 | 0.2969 | 0.29571 | 0.29463 | 0.29364 | 0.29274 | 0.2919 | 0.29113 | 0.29041 | 0.28973
[10 empty] | 0.38572 | 0.3758 | 0.36673 | 0.35846 | 0.35095 | 0.34384 | 0.33721 | 0.33116 | 0.32576 | 0.32108 | 0.31702 | 0.31347 | 0.31038 | 0.30767 | 0.30529 | 0.3032 | 0.30134 | 0.29969 | 0.29822 | 0.2969 | 0.29571 | 0.29463 | 0.29364 | 0.29274 | 0.2919 | 0.29113 | 0.29041 | 0.28973
[10 empty] | 0 | 4429.9503 | 4252.4788 | 4099.9112 | 3968.6598 | 4388.9981 | 4747.3207 | 5052.5665 | 5312.386 | 5533.3275 | 5360.5667 | 5187.6783 | 5018.1921 | 4854.6233 | 4773.8922 | 4755.3175 | 4782.4585 | 6103.3069 | 5955.3006 | 5811.279 | 5669.6392 | 5681.4685 | 5651.0516 | 5598.6751 | 5538.4231 | 5479.7214 | 5503.7397 | 5503.3205
[10 empty] | 46.8369 | 46.8369 | 46.8369 | 46.8369 | 46.8369 | 46.8369 | 46.8369 | 46.8369 | 46.8369 | 46.8369 | 46.8369 | 46.8369 | 46.8369 | 46.8369 | 46.8369 | 46.8369 | 46.8369 | 46.8369 | 46.8369 | 46.8369 | 46.8369 | 46.8369 | 46.8369 | 46.8369 | 46.8369 | 46.8369 | 46.8369 | 46.8369
[10 empty] | 0.0039574 | 0.0039574 | 0.0039574 | 0.0039574 | 0.0039574 | 0.0039574 | 0.0039574 | 0.0039574 | 0.0039574 | 0.0039574 | 0.0039574 | 0.0039574 | 0.0039574 | 0.0039574 | 0.0039574 | 0.0039574 | 0.0039574 | 0.0039574 | 0.0039574 | 0.0039574 | 0.0039574 | 0.0039574 | 0.0039574 | 0.0039574 | 0.0039574 | 0.0039574 | 0.0039574 | 0.0039574
[10 empty] | 0.0039574 | 0.0039574 | 0.0039574 | 0.0039574 | 0.0039574 | 0.0039574 | 0.0039574 | 0.0039574 | 0.0039574 | 0.0039574 | 0.0039574 | 0.0039574 | 0.0039574 | 0.0039574 | 0.0039574 | 0.0039574 | 0.0039574 | 0.0039574 | 0.0039574 | 0.0039574 | 0.0039574 | 0.0039574 | 0.0039574 | 0.0039574 | 0.0039574 | 0.0039574 | 0.0039574 | 0.0039574
[10 empty] | 63548.7579 | 63679.3818 | 63810.2741 | 63941.4355 | 64072.8665 | 64204.5676 | 64336.5395 | 64468.7826 | 64601.2975 | 64734.0848 | 64867.1451 | 65000.4789 | 65134.0867 | 65267.9692 | 65402.1269 | 65536.5603 | 65671.27 | 65806.2567 | 65941.5208 | 66077.0629 | 66212.8837 | 66348.9836 | 66485.3633 | 66622.0233 | 66758.9642 | 66896.1866 | 67033.691 | 67171.4781
[10 empty] | 47.7151 | 47.2223 | 46.7499 | 46.2975 | 45.8683 | 45.4649 | 45.0899 | 44.7374 | 44.4122 | 44.1187 | 43.8606 | 43.6415 | 43.4568 | 43.3021 | 43.1743 | 43.0702 | 42.9874 | 42.9235 | 42.8763 | 42.8441 | 42.8252 | 42.8193 | 42.8226 | 42.8354 | 42.8566 | 42.8852 | 42.9205 | 42.9617
[10 empty] | 6.1772 | 6.1134 | 6.0523 | 5.9937 | 5.9382 | 5.8859 | 5.8374 | 5.7917 | 5.7496 | 5.7116 | 5.6782 | 5.6499 | 5.626 | 5.6059 | 5.5894 | 5.5759 | 5.5652 | 5.5569 | 5.5508 | 5.5466 | 5.5442 | 5.5434 | 5.5439 | 5.5455 | 5.5483 | 5.552 | 5.5565 | 5.5619
[10 empty] | 6.1772 | 6.1134 | 6.0523 | 5.9937 | 5.9382 | 5.8859 | 5.8374 | 5.7917 | 5.7496 | 5.7116 | 5.6782 | 5.6499 | 5.626 | 5.6059 | 5.5894 | 5.5759 | 5.5652 | 5.5569 | 5.5508 | 5.5466 | 5.5442 | 5.5434 | 5.5439 | 5.5455 | 5.5483 | 5.552 | 5.5565 | 5.5619
[10 empty] | 0 | 2813.4948 | 2882.6742 | 2944.1974 | 2998.9151 | 3047.5836 | 3090.875 | 3270.992 | 3431.1267 | 3573.4994 | 3700.0838 | 3812.6341 | 3716.7076 | 3639.1571 | 3577.0904 | 3528.0309 | 3489.8612 | 3460.7741 | 3454.9632 | 3467.622 | 3494.725 | 4399.3179 | 4370.8363 | 4332.5348 | 4287.8083 | 4239.3241 | 4189.1519 | 4182.4802
[10 empty] | 632.7283 | 632.7432 | 634.0898 | 634.0898 | 634.0898 | 634.0898 | 634.0898 | 634.0898 | 634.0898 | 634.0898 | 634.0898 | 634.0898 | 634.0898 | 634.0898 | 634.0898 | 634.0898 | 634.0898 | 634.0898 | 634.0898 | 634.0898 | 634.0898 | 634.0898 | 634.0898 | 634.0898 | 634.0898 | 634.0898 | 634.0898 | 634.0898
[10 empty] | 0.081914 | 0.081916 | 0.08209 | 0.08209 | 0.08209 | 0.08209 | 0.08209 | 0.08209 | 0.08209 | 0.08209 | 0.08209 | 0.08209 | 0.08209 | 0.08209 | 0.08209 | 0.08209 | 0.08209 | 0.08209 | 0.08209 | 0.08209 | 0.08209 | 0.08209 | 0.08209 | 0.08209 | 0.08209 | 0.08209 | 0.08209 | 0.08209
[10 empty] | 0.081914 | 0.081916 | 0.08209 | 0.08209 | 0.08209 | 0.08209 | 0.08209 | 0.08209 | 0.08209 | 0.08209 | 0.08209 | 0.08209 | 0.08209 | 0.08209 | 0.08209 | 0.08209 | 0.08209 | 0.08209 | 0.08209 | 0.08209 | 0.08209 | 0.08209 | 0.08209 | 0.08209 | 0.08209 | 0.08209 | 0.08209 | 0.08209
[10 empty] | 35641.0964 | 36459.6106 | 37296.9223 | 38153.4633 | 39029.6751 | 39926.0095 | 40842.9287 | 41780.9053 | 42740.423 | 43721.9765 | 44726.0718 | 45753.2266 | 46803.9705 | 47878.8452 | 48978.4049 | 50103.2165 | 51253.8599 | 52430.9283 | 53635.0287 | 54866.7818 | 56126.8226 | 57415.8009 | 58734.3812 | 60083.2433 | 61463.0826 | 62874.6105 | 64318.5549 | 65795.66
[10 empty] | 3.9482 | 4.028 | 4.1527 | 4.2802 | 4.4106 | 4.5441 | 4.6808 | 4.8206 | 4.9637 | 5.1102 | 5.2616 | 5.4116 | 5.5609 | 5.71 | 5.8595 | 6.0098 | 6.1613 | 6.3266 | 6.4798 | 6.6354 | 6.7935 | 6.9545 | 7.1185 | 7.2856 | 7.456 | 7.63 | 7.8075 | 7.9887
[10 empty] | 0.75415 | 0.76939 | 0.7932 | 0.81756 | 0.84248 | 0.86798 | 0.89407 | 0.92078 | 0.94812 | 0.9761 | 1.005 | 1.0337 | 1.0622 | 1.0907 | 1.1192 | 1.1479 | 1.1769 | 1.2084 | 1.2377 | 1.2674 | 1.2976 | 1.3284 | 1.3597 | 1.3916 | 1.4242 | 1.4574 | 1.4913 | 1.5259
[10 empty] | 0.75415 | 0.76939 | 0.7932 | 0.81756 | 0.84248 | 0.86798 | 0.89407 | 0.92078 | 0.94812 | 0.9761 | 1.005 | 1.0337 | 1.0622 | 1.0907 | 1.1192 | 1.1479 | 1.1769 | 1.2084 | 1.2377 | 1.2674 | 1.2976 | 1.3284 | 1.3597 | 1.3916 | 1.4242 | 1.4574 | 1.4913 | 1.5259
[10 empty] | 0 | 3194.5873 | 3213.3848 | 3232.6141 | 3252.2849 | 3272.4075 | 3292.9923 | 3314.0497 | 3335.5908 | 3357.6266 | 3497.099 | 3623.0701 | 3737.6161 | 3842.5202 | 3939.314 | 4029.3142 | 4113.6528 | 5124.0696 | 5072.3819 | 5052.6111 | 5058.3747 | 5084.5011 | 5126.8145 | 5181.9572 | 5247.2419 | 5320.5294 | 5567.1632 | 5772.6214
[10 empty] | 108.3852 | 108.3852 | 121.572 | 121.572 | 121.572 | 121.572 | 121.572 | 121.572 | 121.572 | 121.572 | 121.572 | 121.572 | 121.572 | 121.572 | 121.572 | 121.572 | 121.572 | 121.572 | 121.572 | 121.572 | 121.572 | 121.572 | 121.572 | 121.572 | 121.572 | 121.572 | 121.572 | 121.572
[10 empty] | 0.020703 | 0.020703 | 0.023221 | 0.023221 | 0.023221 | 0.023221 | 0.023221 | 0.023221 | 0.023221 | 0.023221 | 0.023221 | 0.023221 | 0.023221 | 0.023221 | 0.023221 | 0.023221 | 0.023221 | 0.023221 | 0.023221 | 0.023221 | 0.023221 | 0.023221 | 0.023221 | 0.023221 | 0.023221 | 0.023221 | 0.023221 | 0.023221
[10 empty] | 0.020703 | 0.020703 | 0.023221 | 0.023221 | 0.023221 | 0.023221 | 0.023221 | 0.023221 | 0.023221 | 0.023221 | 0.023221 | 0.023221 | 0.023221 | 0.023221 | 0.023221 | 0.023221 | 0.023221 | 0.023221 | 0.023221 | 0.023221 | 0.023221 | 0.023221 | 0.023221 | 0.023221 | 0.023221 | 0.023221 | 0.023221 | 0.023221
[10 empty] | 66061.086 | 65738.1401 | 65416.7729 | 65096.9768 | 64778.744 | 64462.067 | 64146.938 | 63833.3496 | 63521.2942 | 63210.7643 | 62901.7525 | 62594.2513 | 62288.2533 | 61983.7513 | 61680.7378 | 61379.2056 | 61079.1475 | 60780.5563 | 60483.4248 | 60187.7458 | 59893.5123 | 59600.7171 | 59309.3534 | 59019.4139 | 58730.8919 | 58443.7804 | 58158.0724 | 57873.7611
[10 empty] | 17.7889 | 17.6985 | 17.6105 | 17.523 | 17.4361 | 17.3497 | 17.2639 | 17.1787 | 17.0941 | 17.0101 | 16.9267 | 16.8439 | 16.7618 | 16.6803 | 16.5992 | 16.5188 | 16.4388 | 16.3594 | 16.2805 | 16.2019 | 16.1234 | 16.0453 | 15.9674 | 15.8898 | 15.8126 | 15.7361 | 15.6594 | 15.583
[10 empty] | 4.4738 | 4.451 | 4.4289 | 4.4069 | 4.3851 | 4.3633 | 4.3417 | 4.3203 | 4.299 | 4.2779 | 4.2569 | 4.2361 | 4.2155 | 4.195 | 4.1746 | 4.1543 | 4.1342 | 4.1143 | 4.0944 | 4.0747 | 4.0549 | 4.0353 | 4.0157 | 3.9962 | 3.9767 | 3.9575 | 3.9382 | 3.919
[10 empty] | 4.4738 | 4.451 | 4.4289 | 4.4069 | 4.3851 | 4.3633 | 4.3417 | 4.3203 | 4.299 | 4.2779 | 4.2569 | 4.2361 | 4.2155 | 4.195 | 4.1746 | 4.1543 | 4.1342 | 4.1143 | 4.0944 | 4.0747 | 4.0549 | 4.0353 | 4.0157 | 3.9962 | 3.9767 | 3.9575 | 3.9382 | 3.919
[10 empty] | 0 | 2164.0297 | 2060.9954 | 2249.1612 | 2407.2562 | 2539.7141 | 2650.3164 | 2742.2886 | 2868.8795 | 2974.2653 | 3061.577 | 3133.4848 | 3192.2663 | 3060.2015 | 2945.9073 | 2846.7787 | 2760.5936 | 2685.4567 | 2575.0031 | 2467.2488 | 2400.0716 | 2363.5523 | 2349.8131 | 2352.6315 | 2367.1242 | 2956.6687 | 2888.8813 | 2917.8364
[10 empty] | 268.443 | 268.443 | 269.28 | 269.28 | 269.28 | 269.28 | 269.28 | 269.28 | 269.28 | 269.28 | 269.28 | 269.28 | 269.28 | 269.28 | 269.28 | 269.28 | 269.28 | 269.28 | 269.28 | 269.28 | 269.28 | 269.28 | 269.28 | 269.28 | 269.28 | 269.28 | 269.28 | 269.28
[10 empty] | 0.067511 | 0.067511 | 0.067722 | 0.067722 | 0.067722 | 0.067722 | 0.067722 | 0.067722 | 0.067722 | 0.067722 | 0.067722 | 0.067722 | 0.067722 | 0.067722 | 0.067722 | 0.067722 | 0.067722 | 0.067722 | 0.067722 | 0.067722 | 0.067722 | 0.067722 | 0.067722 | 0.067722 | 0.067722 | 0.067722 | 0.067722 | 0.067722
[10 empty] | 0.067511 | 0.067511 | 0.067722 | 0.067722 | 0.067722 | 0.067722 | 0.067722 | 0.067722 | 0.067722 | 0.067722 | 0.067722 | 0.067722 | 0.067722 | 0.067722 | 0.067722 | 0.067722 | 0.067722 | 0.067722 | 0.067722 | 0.067722 | 0.067722 | 0.067722 | 0.067722 | 0.067722 | 0.067722 | 0.067722 | 0.067722 | 0.067722
[10 empty] | 76248.697 | 76703.0181 | 77160.0463 | 77619.7976 | 78082.2883 | 78547.5348 | 79015.5533 | 79486.3605 | 79959.973 | 80436.4075 | 80915.6807 | 81397.8097 | 81882.8113 | 82370.7029 | 82861.5014 | 83355.2244 | 83851.8892 | 84351.5132 | 84854.1143 | 85359.7101 | 85868.3184 | 86379.9572 | 86894.6445 | 87412.3986 | 87933.2377 | 88457.1802 | 88984.2445 | 89514.4492
[10 empty] | 9.2124 | 9.235 | 9.26 | 9.2874 | 9.3174 | 9.3486 | 9.3815 | 9.4166 | 9.4543 | 9.4948 | 9.5379 | 9.5831 | 9.6302 | 9.6791 | 9.7294 | 9.7812 | 9.8341 | 9.8881 | 9.943 | 9.9989 | 10.0556 | 10.113 | 10.1711 | 10.2299 | 10.2893 | 10.3493 | 10.4098 | 10.4708
[10 empty] | 2.3169 | 2.3225 | 2.3288 | 2.3357 | 2.3433 | 2.3511 | 2.3594 | 2.3682 | 2.3777 | 2.3879 | 2.3987 | 2.4101 | 2.4219 | 2.4342 | 2.4469 | 2.4599 | 2.4732 | 2.4868 | 2.5006 | 2.5146 | 2.5289 | 2.5433 | 2.558 | 2.5727 | 2.5877 | 2.6028 | 2.618 | 2.6333
[10 empty] | 2.3169 | 2.3225 | 2.3288 | 2.3357 | 2.3433 | 2.3511 | 2.3594 | 2.3682 | 2.3777 | 2.3879 | 2.3987 | 2.4101 | 2.4219 | 2.4342 | 2.4469 | 2.4599 | 2.4732 | 2.4868 | 2.5006 | 2.5146 | 2.5289 | 2.5433 | 2.558 | 2.5727 | 2.5877 | 2.6028 | 2.618 | 2.6333
[10 empty] | 0 | 4413.8477 | 4394.9376 | 4379.1318 | 4365.9893 | 4871.3135 | 5304.8586 | 5676.8813 | 5996.1728 | 6270.2688 | 6075.9666 | 5907.1429 | 5760.6039 | 5633.5491 | 5597.2641 | 5628.5304 | 5708.9113 | 7109.8662 | 7058.766 | 6988.5558 | 6905.4796 | 6964.8446 | 6977.1158 | 6964.9791 | 6944.1356 | 6925.0437 | 6972.8064 | 7014.3337
[10 empty] | 116.91 | 116.91 | 116.91 | 116.91 | 116.91 | 116.91 | 116.91 | 116.91 | 116.91 | 116.91 | 116.91 | 116.91 | 116.91 | 116.91 | 116.91 | 116.91 | 116.91 | 116.91 | 116.91 | 116.91 | 116.91 | 116.91 | 116.91 | 116.91 | 116.91 | 116.91 | 116.91 | 116.91
[10 empty] | 0.029402 | 0.029402 | 0.029402 | 0.029402 | 0.029402 | 0.029402 | 0.029402 | 0.029402 | 0.029402 | 0.029402 | 0.029402 | 0.029402 | 0.029402 | 0.029402 | 0.029402 | 0.029402 | 0.029402 | 0.029402 | 0.029402 | 0.029402 | 0.029402 | 0.029402 | 0.029402 | 0.029402 | 0.029402 | 0.029402 | 0.029402 | 0.029402
[10 empty] | 0.029402 | 0.029402 | 0.029402 | 0.029402 | 0.029402 | 0.029402 | 0.029402 | 0.029402 | 0.029402 | 0.029402 | 0.029402 | 0.029402 | 0.029402 | 0.029402 | 0.029402 | 0.029402 | 0.029402 | 0.029402 | 0.029402 | 0.029402 | 0.029402 | 0.029402 | 0.029402 | 0.029402 | 0.029402 | 0.029402 | 0.029402 | 0.029402
[10 empty] | 50369.7541 | 49315.2781 | 48282.8773 | 47272.0895 | 46282.4622 | 45313.5525 | 44364.9267 | 43436.16 | 42526.8368 | 41636.55 | 40764.9011 | 39911.4999 | 39075.9644 | 38257.9206 | 37457.0023 | 36672.851 | 35905.1156 | 35153.4526 | 34417.5254 | 33697.0047 | 32991.5678 | 32300.8991 | 31624.6892 | 30962.6357 | 30314.442 | 29679.8181 | 29058.4799 | 28450.1492
[10 empty] | 10.1266 | 9.6171 | 9.7578 | 9.0827 | 8.498 | 7.9485 | 7.2632 | 6.7725 | 6.3462 | 5.936 | 5.7812 | 5.6403 | 5.5092 | 5.3854 | 5.2671 | 5.1532 | 5.043 | 4.9359 | 4.8315 | 4.7297 | 4.6303 | 4.5331 | 4.438 | 4.345 | 4.2539 | 4.1648 | 4.0776 | 3.9922
[10 empty] | 1.265 | 1.2014 | 1.219 | 1.1346 | 1.0616 | 0.99296 | 0.90735 | 0.84604 | 0.79279 | 0.74155 | 0.72221 | 0.7046 | 0.68823 | 0.67276 | 0.65799 | 0.64376 | 0.62999 | 0.61661 | 0.60357 | 0.59086 | 0.57843 | 0.56629 | 0.55441 | 0.54279 | 0.53142 | 0.52028 | 0.50939 | 0.49872
[10 empty] | 1.265 | 1.2014 | 1.219 | 1.1346 | 1.0616 | 0.99296 | 0.90735 | 0.84604 | 0.79279 | 0.74155 | 0.72221 | 0.7046 | 0.68823 | 0.67276 | 0.65799 | 0.64376 | 0.62999 | 0.61661 | 0.60357 | 0.59086 | 0.57843 | 0.56629 | 0.55441 | 0.54279 | 0.53142 | 0.52028 | 0.50939 | 0.49872
[10 empty] | 0 | 9393.3863 | 8430.3437 | 7753.6231 | 7264.7957 | 7618.8572 | 7554.9914 | 7306.0364 | 8593.8897 | 7812.3115 | 7327.9442 | 6965.1341 | 7264.6086 | 7150.7661 | 6896.3497 | 6880.0584 | 6613.2351 | 6452.0483 | 6287.8949 | 6287.2804 | 6135.8188 | 5963.2379 | 5839.97 | 5716.5897 | 5606.7105 | 5481.0522 | 5388.5504 | 5264.6866
[10 empty] | 179.9321 | 179.9321 | 247.3768 | 140.3218 | 140.3218 | 140.3218 | 140.3218 | 140.3218 | 140.3218 | 140.3218 | 140.3218 | 140.3218 | 140.3218 | 140.3218 | 140.3218 | 140.3218 | 140.3218 | 140.3218 | 140.3218 | 140.3218 | 140.3218 | 140.3218 | 140.3218 | 140.3218 | 140.3218 | 140.3218 | 140.3218 | 140.3218
[10 empty] | 0.022478 | 0.022478 | 0.030903 | 0.017529 | 0.017529 | 0.017529 | 0.017529 | 0.017529 | 0.017529 | 0.017529 | 0.017529 | 0.017529 | 0.017529 | 0.017529 | 0.017529 | 0.017529 | 0.017529 | 0.017529 | 0.017529 | 0.017529 | 0.017529 | 0.017529 | 0.017529 | 0.017529 | 0.017529 | 0.017529 | 0.017529 | 0.017529
[10 empty] | 0.022478 | 0.022478 | 0.030903 | 0.017529 | 0.017529 | 0.017529 | 0.017529 | 0.017529 | 0.017529 | 0.017529 | 0.017529 | 0.017529 | 0.017529 | 0.017529 | 0.017529 | 0.017529 | 0.017529 | 0.017529 | 0.017529 | 0.017529 | 0.017529 | 0.017529 | 0.017529 | 0.017529 | 0.017529 | 0.017529 | 0.017529 | 0.017529
[10 empty] | 57446.7906 | 56244.1589 | 55066.704 | 53913.8988 | 52785.2272 | 51680.184 | 50598.2746 | 49539.0146 | 48501.93 | 47486.5563 | 46492.4393 | 45519.1338 | 44566.2041 | 43633.2237 | 42719.7751 | 41825.4491 | 40949.8457 | 40092.5727 | 39253.2465 | 38431.4914 | 37626.9394 | 36839.2305 | 36068.0121 | 35312.9389 | 34573.6729 | 33849.8833 | 33141.2459 | 32447.4437
[10 empty] | 1.8478 | 1.809 | 1.7903 | 1.7473 | 1.7046 | 1.6625 | 1.6212 | 1.5807 | 1.5425 | 1.5001 | 1.4622 | 1.4268 | 1.3905 | 1.3609 | 1.3321 | 1.304 | 1.2765 | 1.2497 | 1.2235 | 1.1978 | 1.1727 | 1.1482 | 1.1241 | 1.1006 | 1.0775 | 1.055 | 1.0329 | 1.0113
[10 empty] | 0.23084 | 0.22599 | 0.22365 | 0.21828 | 0.21295 | 0.20769 | 0.20252 | 0.19746 | 0.1927 | 0.1874 | 0.18266 | 0.17825 | 0.17371 | 0.17001 | 0.16641 | 0.1629 | 0.15947 | 0.15612 | 0.15284 | 0.14964 | 0.1465 | 0.14343 | 0.14043 | 0.13749 | 0.13461 | 0.13179 | 0.12903 | 0.12633
[10 empty] | 0.23084 | 0.22599 | 0.22365 | 0.21828 | 0.21295 | 0.20769 | 0.20252 | 0.19746 | 0.1927 | 0.1874 | 0.18266 | 0.17825 | 0.17371 | 0.17001 | 0.16641 | 0.1629 | 0.15947 | 0.15612 | 0.15284 | 0.14964 | 0.1465 | 0.14343 | 0.14043 | 0.13749 | 0.13461 | 0.13179 | 0.12903 | 0.12633
[10 empty] | 0 | 2678.2933 | 4370.3733 | 5419.9158 | 6051.2165 | 6410.6519 | 6593.7395 | 6662.8017 | 5118.7505 | 4597.3188 | 4558.6645 | 5143.0646 | 5479.1309 | 5654.0572 | 5724.7358 | 5285.6841 | 4822.237 | 4491.0133 | 4185.1572 | 4240.4364 | 4402.2339 | 4627.632 | 4610.803 | 4441.9654 | 4220.4735 | 3906.7344 | 3712.4743 | 3651.774
[10 empty] | 32.1395 | 32.1395 | 36.5735 | 31.1662 | 31.1662 | 31.1662 | 31.1662 | 31.1662 | 31.1662 | 31.1662 | 31.1662 | 31.1662 | 31.1662 | 31.1662 | 31.1662 | 31.1662 | 31.1662 | 31.1662 | 31.1662 | 31.1662 | 31.1662 | 31.1662 | 31.1662 | 31.1662 | 31.1662 | 31.1662 | 31.1662 | 31.1662
[10 empty] | 0.004015 | 0.004015 | 0.0045689 | 0.0038934 | 0.0038934 | 0.0038934 | 0.0038934 | 0.0038934 | 0.0038934 | 0.0038934 | 0.0038934 | 0.0038934 | 0.0038934 | 0.0038934 | 0.0038934 | 0.0038934 | 0.0038934 | 0.0038934 | 0.0038934 | 0.0038934 | 0.0038934 | 0.0038934 | 0.0038934 | 0.0038934 | 0.0038934 | 0.0038934 | 0.0038934 | 0.0038934
[10 empty] | 0.004015 | 0.004015 | 0.0045689 | 0.0038934 | 0.0038934 | 0.0038934 | 0.0038934 | 0.0038934 | 0.0038934 | 0.0038934 | 0.0038934 | 0.0038934 | 0.0038934 | 0.0038934 | 0.0038934 | 0.0038934 | 0.0038934 | 0.0038934 | 0.0038934 | 0.0038934 | 0.0038934 | 0.0038934 | 0.0038934 | 0.0038934 | 0.0038934 | 0.0038934 | 0.0038934 | 0.0038934
[10 empty] | 109199.2648 | 109255.5659 | 109311.8959 | 109368.255 | 109424.6432 | 109481.0604 | 109537.5067 | 109593.9821 | 109650.4867 | 109707.0204 | 109763.5832 | 109820.1752 | 109876.7963 | 109933.4467 | 109990.1262 | 110046.835 | 110103.573 | 110160.3403 | 110217.1368 | 110273.9627 | 110330.8178 | 110387.7022 | 110444.616 | 110501.5591 | 110558.5316 | 110615.5334 | 110672.5646 | 110729.6253
[10 empty] | 3.3533 | 3.3533 | 3.6611 | 3.6158 | 3.5709 | 3.5261 | 3.379 | 3.2815 | 3.2079 | 3.0987 | 3.0962 | 3.0951 | 3.0948 | 3.0952 | 3.096 | 3.0971 | 3.0983 | 3.0997 | 3.1011 | 3.1026 | 3.1041 | 3.1057 | 3.1073 | 3.1088 | 3.1104 | 3.112 | 3.1136 | 3.1152
[10 empty] | 0.4189 | 0.41891 | 0.45736 | 0.4517 | 0.44608 | 0.4405 | 0.42212 | 0.40994 | 0.40075 | 0.3871 | 0.38679 | 0.38665 | 0.38662 | 0.38667 | 0.38677 | 0.3869 | 0.38705 | 0.38722 | 0.3874 | 0.38759 | 0.38778 | 0.38797 | 0.38817 | 0.38837 | 0.38857 | 0.38876 | 0.38896 | 0.38916
[10 empty] | 0.4189 | 0.41891 | 0.45736 | 0.4517 | 0.44608 | 0.4405 | 0.42212 | 0.40994 | 0.40075 | 0.3871 | 0.38679 | 0.38665 | 0.38662 | 0.38667 | 0.38677 | 0.3869 | 0.38705 | 0.38722 | 0.3874 | 0.38759 | 0.38778 | 0.38797 | 0.38817 | 0.38837 | 0.38857 | 0.38876 | 0.38896 | 0.38916
[10 empty] | 0 | 18256.1785 | 18256.2075 | 18256.2366 | 18256.2656 | 18275.0617 | 18287.6118 | 18295.9979 | 21907.7668 | 20715.7348 | 19925.2399 | 19401.0484 | 20259.2272 | 20432.7784 | 20284.1681 | 20722.1531 | 20351.3135 | 20241.2633 | 20170.9726 | 20543.1777 | 20532.4759 | 20425.0309 | 20445.8512 | 20424.0417 | 20457.4585 | 20451.7849 | 20542.359 | 20519.8458
[10 empty] | 30.6499 | 30.6499 | 47.4906 | 28.1335 | 28.1335 | 28.1335 | 28.1335 | 28.1335 | 28.1335 | 28.1335 | 28.1335 | 28.1335 | 28.1335 | 28.1335 | 28.1335 | 28.1335 | 28.1335 | 28.1335 | 28.1335 | 28.1335 | 28.1335 | 28.1335 | 28.1335 | 28.1335 | 28.1335 | 28.1335 | 28.1335 | 28.1335
[10 empty] | 0.0038289 | 0.0038289 | 0.0059327 | 0.0035145 | 0.0035145 | 0.0035145 | 0.0035145 | 0.0035145 | 0.0035145 | 0.0035145 | 0.0035145 | 0.0035145 | 0.0035145 | 0.0035145 | 0.0035145 | 0.0035145 | 0.0035145 | 0.0035145 | 0.0035145 | 0.0035145 | 0.0035145 | 0.0035145 | 0.0035145 | 0.0035145 | 0.0035145 | 0.0035145 | 0.0035145 | 0.0035145
[10 empty] | 0.0038289 | 0.0038289 | 0.0059327 | 0.0035145 | 0.0035145 | 0.0035145 | 0.0035145 | 0.0035145 | 0.0035145 | 0.0035145 | 0.0035145 | 0.0035145 | 0.0035145 | 0.0035145 | 0.0035145 | 0.0035145 | 0.0035145 | 0.0035145 | 0.0035145 | 0.0035145 | 0.0035145 | 0.0035145 | 0.0035145 | 0.0035145 | 0.0035145 | 0.0035145 | 0.0035145 | 0.0035145
[10 empty] | 67790.5696 | 66929.5851 | 66079.5357 | 65240.2825 | 64411.6883 | 63593.6178 | 62785.9374 | 61988.515 | 61201.2204 | 60423.925 | 59656.5017 | 58898.8252 | 58150.7717 | 57412.2189 | 56683.0463 | 55963.1346 | 55252.3663 | 54550.6252 | 53857.7966 | 53173.7675 | 52498.4259 | 51831.6616 | 51173.3657 | 50523.4306 | 49881.75 | 49248.2193 | 48622.7347 | 48005.1943
[10 empty] | 1.2392 | 1.2199 | 1.3588 | 1.4943 | 1.6266 | 1.7558 | 1.8818 | 1.9751 | 2.0425 | 2.0896 | 2.1208 | 2.1763 | 2.1774 | 2.1724 | 2.1627 | 2.1494 | 2.1333 | 2.1151 | 2.0952 | 2.0741 | 2.0521 | 2.0295 | 2.0064 | 1.9831 | 1.9596 | 1.936 | 1.9125 | 1.889
[10 empty] | 0.15481 | 0.15239 | 0.16974 | 0.18668 | 0.20321 | 0.21934 | 0.23508 | 0.24673 | 0.25516 | 0.26104 | 0.26494 | 0.27187 | 0.272 | 0.27138 | 0.27018 | 0.26851 | 0.2665 | 0.26422 | 0.26174 | 0.2591 | 0.25635 | 0.25353 | 0.25065 | 0.24773 | 0.2448 | 0.24185 | 0.23891 | 0.23598
[10 empty] | 0.15481 | 0.15239 | 0.16974 | 0.18668 | 0.20321 | 0.21934 | 0.23508 | 0.24673 | 0.25516 | 0.26104 | 0.26494 | 0.27187 | 0.272 | 0.27138 | 0.27018 | 0.26851 | 0.2665 | 0.26422 | 0.26174 | 0.2591 | 0.25635 | 0.25353 | 0.25065 | 0.24773 | 0.2448 | 0.24185 | 0.23891 | 0.23598
[10 empty] | 0 | 7436.6206 | 7342.1706 | 7248.9203 | 7156.8543 | 7065.9575 | 6976.2153 | 6887.6128 | 6800.1356 | 6713.7694 | 6628.5002 | 8259.8665 | 7816.208 | 7449.3768 | 7143.4351 | 6885.7923 | 6988.3693 | 6986.1504 | 6915.5737 | 6802.4294 | 6664.7251 | 6970.9666 | 6738.5246 | 6558.1146 | 6407.3637 | 6272.7045 | 6306.1459 | 6265.0742
[10 empty] | 17.9558 | 17.9558 | 39.42 | 39.42 | 39.42 | 39.42 | 39.42 | 39.42 | 39.42 | 39.42 | 39.42 | 39.42 | 39.42 | 39.42 | 39.42 | 39.42 | 39.42 | 39.42 | 39.42 | 39.42 | 39.42 | 39.42 | 39.42 | 39.42 | 39.42 | 39.42 | 39.42 | 39.42
[10 empty] | 0.0022431 | 0.0022431 | 0.0049245 | 0.0049245 | 0.0049245 | 0.0049245 | 0.0049245 | 0.0049245 | 0.0049245 | 0.0049245 | 0.0049245 | 0.0049245 | 0.0049245 | 0.0049245 | 0.0049245 | 0.0049245 | 0.0049245 | 0.0049245 | 0.0049245 | 0.0049245 | 0.0049245 | 0.0049245 | 0.0049245 | 0.0049245 | 0.0049245 | 0.0049245 | 0.0049245 | 0.0049245
[10 empty] | 0.0022431 | 0.0022431 | 0.0049245 | 0.0049245 | 0.0049245 | 0.0049245 | 0.0049245 | 0.0049245 | 0.0049245 | 0.0049245 | 0.0049245 | 0.0049245 | 0.0049245 | 0.0049245 | 0.0049245 | 0.0049245 | 0.0049245 | 0.0049245 | 0.0049245 | 0.0049245 | 0.0049245 | 0.0049245 | 0.0049245 | 0.0049245 | 0.0049245 | 0.0049245 | 0.0049245 | 0.0049245
[10 empty] | 121542.3313 | 121347.8636 | 121153.707 | 120959.8611 | 120766.3253 | 120573.0992 | 120380.1822 | 120187.5739 | 119995.2738 | 119803.2813 | 119611.5961 | 119420.2175 | 119229.1452 | 119038.3786 | 118847.9172 | 118657.7605 | 118467.9081 | 118278.3594 | 118089.114 | 117900.1715 | 117711.5312 | 117523.1927 | 117335.1556 | 117147.4194 | 116959.9835 | 116772.8475 | 116586.011 | 116399.4734
[10 empty] | 15.3929 | 15.3683 | 15.5005 | 15.6878 | 15.919 | 16.1849 | 16.4782 | 16.7932 | 17.1253 | 17.4707 | 17.7577 | 17.9808 | 18.153 | 18.2844 | 18.3834 | 18.4787 | 18.5264 | 18.5586 | 18.5782 | 18.5878 | 18.5896 | 18.585 | 18.5753 | 18.5616 | 18.5447 | 18.5253 | 18.5038 | 18.4807
[10 empty] | 2.3503 | 2.3465 | 2.3667 | 2.3953 | 2.4306 | 2.4712 | 2.516 | 2.5641 | 2.6148 | 2.6675 | 2.7114 | 2.7454 | 2.7717 | 2.7918 | 2.8069 | 2.8215 | 2.8287 | 2.8336 | 2.8366 | 2.8381 | 2.8384 | 2.8377 | 2.8362 | 2.8341 | 2.8315 | 2.8286 | 2.8253 | 2.8218
[10 empty] | 2.3503 | 2.3465 | 2.3667 | 2.3953 | 2.4306 | 2.4712 | 2.516 | 2.5641 | 2.6148 | 2.6675 | 2.7114 | 2.7454 | 2.7717 | 2.7918 | 2.8069 | 2.8215 | 2.8287 | 2.8336 | 2.8366 | 2.8381 | 2.8384 | 2.8377 | 2.8362 | 2.8341 | 2.8315 | 2.8286 | 2.8253 | 2.8218
[10 empty] | 0 | 2696.6192 | 4846.1483 | 6558.7125 | 7922.2709 | 9007.0784 | 9869.2489 | 10553.6014 | 11095.9342 | 11524.8397 | 9736.727 | 8732.2804 | 8267.6208 | 8165.2976 | 8297.4272 | 9264.1602 | 10032.0902 | 10641.2391 | 11123.573 | 11085.4234 | 10800.3134 | 10435.7612 | 10088.2905 | 9807.9539 | 9206.5054 | 9077.6507 | 9232.7716 | 9544.4443
[10 empty] | 126.6466 | 126.6466 | 158.994 | 158.994 | 158.994 | 158.994 | 158.994 | 158.994 | 158.994 | 158.994 | 158.994 | 158.994 | 158.994 | 158.994 | 158.994 | 158.994 | 158.994 | 158.994 | 158.994 | 158.994 | 158.994 | 158.994 | 158.994 | 158.994 | 158.994 | 158.994 | 158.994 | 158.994
[10 empty] | 0.019337 | 0.019337 | 0.024276 | 0.024276 | 0.024276 | 0.024276 | 0.024276 | 0.024276 | 0.024276 | 0.024276 | 0.024276 | 0.024276 | 0.024276 | 0.024276 | 0.024276 | 0.024276 | 0.024276 | 0.024276 | 0.024276 | 0.024276 | 0.024276 | 0.024276 | 0.024276 | 0.024276 | 0.024276 | 0.024276 | 0.024276 | 0.024276
[10 empty] | 0.019337 | 0.019337 | 0.024276 | 0.024276 | 0.024276 | 0.024276 | 0.024276 | 0.024276 | 0.024276 | 0.024276 | 0.024276 | 0.024276 | 0.024276 | 0.024276 | 0.024276 | 0.024276 | 0.024276 | 0.024276 | 0.024276 | 0.024276 | 0.024276 | 0.024276 | 0.024276 | 0.024276 | 0.024276 | 0.024276 | 0.024276 | 0.024276
[10 empty] | 121425.3841 | 118883.3795 | 116394.5909 | 113957.9044 | 111572.2293 | 109236.4975 | 106949.6636 | 104710.7039 | 102518.6162 | 100372.4192 | 98271.1521 | 96213.8745 | 94199.6654 | 92227.6231 | 90296.865 | 88406.5267 | 86555.7621 | 84743.7428 | 82969.6575 | 81232.7121 | 79532.1292 | 77867.1475 | 76237.0217 | 74641.0221 | 73078.4343 | 71548.5588 | 70050.7108 | 68584.2198
[10 empty] | 8.6314 | 8.4507 | 8.3489 | 8.2476 | 8.147 | 8.0469 | 7.9474 | 7.8261 | 7.6916 | 7.5626 | 7.4126 | 7.2629 | 7.1144 | 6.9678 | 6.8234 | 6.6816 | 6.5423 | 6.4058 | 6.272 | 6.1408 | 6.0124 | 5.8866 | 5.7634 | 5.6428 | 5.5247 | 5.409 | 5.2958 | 5.185
[10 empty] | 1.0783 | 1.0557 | 1.043 | 1.0303 | 1.0177 | 1.0052 | 0.99282 | 0.97766 | 0.96086 | 0.94474 | 0.92601 | 0.9073 | 0.88875 | 0.87044 | 0.85241 | 0.83468 | 0.81729 | 0.80023 | 0.78352 | 0.76713 | 0.75109 | 0.73538 | 0.71999 | 0.70492 | 0.69016 | 0.67572 | 0.66157 | 0.64772
[10 empty] | 1.0783 | 1.0557 | 1.043 | 1.0303 | 1.0177 | 1.0052 | 0.99282 | 0.97766 | 0.96086 | 0.94474 | 0.92601 | 0.9073 | 0.88875 | 0.87044 | 0.85241 | 0.83468 | 0.81729 | 0.80023 | 0.78352 | 0.76713 | 0.75109 | 0.73538 | 0.71999 | 0.70492 | 0.69016 | 0.67572 | 0.66157 | 0.64772
[10 empty] | 0 | 16983.3399 | 16627.7987 | 16279.7006 | 15938.8899 | 15605.2139 | 15278.5234 | 14958.672 | 14645.5166 | 17171.2957 | 15887.4585 | 14951.5192 | 14244.7074 | 13689.4573 | 14084.4523 | 13957.2818 | 13593.6135 | 13616.657 | 12838.6669 | 12502.8511 | 12280.4705 | 12049.075 | 12061.4884 | 11750.5883 | 11407.0729 | 11179.3947 | 10827.8866 | 10673.203
[10 empty] | 71.0842 | 71.0842 | 75.6 | 75.6 | 75.6 | 75.6 | 75.6 | 75.6 | 75.6 | 75.6 | 75.6 | 75.6 | 75.6 | 75.6 | 75.6 | 75.6 | 75.6 | 75.6 | 75.6 | 75.6 | 75.6 | 75.6 | 75.6 | 75.6 | 75.6 | 75.6 | 75.6 | 75.6
[10 empty] | 0.0088801 | 0.0088801 | 0.0094442 | 0.0094442 | 0.0094442 | 0.0094442 | 0.0094442 | 0.0094442 | 0.0094442 | 0.0094442 | 0.0094442 | 0.0094442 | 0.0094442 | 0.0094442 | 0.0094442 | 0.0094442 | 0.0094442 | 0.0094442 | 0.0094442 | 0.0094442 | 0.0094442 | 0.0094442 | 0.0094442 | 0.0094442 | 0.0094442 | 0.0094442 | 0.0094442 | 0.0094442
[10 empty] | 0.0088801 | 0.0088801 | 0.0094442 | 0.0094442 | 0.0094442 | 0.0094442 | 0.0094442 | 0.0094442 | 0.0094442 | 0.0094442 | 0.0094442 | 0.0094442 | 0.0094442 | 0.0094442 | 0.0094442 | 0.0094442 | 0.0094442 | 0.0094442 | 0.0094442 | 0.0094442 | 0.0094442 | 0.0094442 | 0.0094442 | 0.0094442 | 0.0094442 | 0.0094442 | 0.0094442 | 0.0094442
[10 empty] | 77801.7951 | 77677.3122 | 77553.0285 | 77428.9437 | 77305.0574 | 77181.3693 | 77057.8791 | 76934.5865 | 76811.4911 | 76688.5928 | 76565.891 | 76443.3856 | 76321.0762 | 76198.9625 | 76077.0441 | 75955.3208 | 75833.7923 | 75712.4583 | 75591.3183 | 75470.3722 | 75349.6196 | 75229.0602 | 75108.6937 | 74988.5198 | 74868.5382 | 74748.7485 | 74629.1505 | 74509.7439
[10 empty] | 7.5422 | 7.5302 | 7.5181 | 7.5061 | 7.4941 | 7.4821 | 7.4701 | 7.4582 | 7.4462 | 7.4343 | 7.4224 | 7.4105 | 7.3987 | 7.3868 | 7.375 | 7.3632 | 7.3514 | 7.3397 | 7.3279 | 7.3162 | 7.3045 | 7.2928 | 7.2812 | 7.2695 | 7.2579 | 7.2463 | 7.2347 | 7.2231
[10 empty] | 0.9422 | 0.94069 | 0.93919 | 0.93769 | 0.93619 | 0.93469 | 0.93319 | 0.9317 | 0.93021 | 0.92872 | 0.92723 | 0.92575 | 0.92427 | 0.92279 | 0.92131 | 0.91984 | 0.91837 | 0.9169 | 0.91543 | 0.91397 | 0.91251 | 0.91105 | 0.90959 | 0.90813 | 0.90668 | 0.90523 | 0.90378 | 0.90233
[10 empty] | 0.9422 | 0.94069 | 0.93919 | 0.93769 | 0.93619 | 0.93469 | 0.93319 | 0.9317 | 0.93021 | 0.92872 | 0.92723 | 0.92575 | 0.92427 | 0.92279 | 0.92131 | 0.91984 | 0.91837 | 0.9169 | 0.91543 | 0.91397 | 0.91251 | 0.91105 | 0.90959 | 0.90813 | 0.90668 | 0.90523 | 0.90378 | 0.90233
[10 empty] | 0 | 11096.7589 | 11079.0041 | 11061.2777 | 11043.5796 | 11025.9099 | 11008.2684 | 10990.6552 | 10973.0702 | 13119.5653 | 12378.3774 | 11879.2092 | 11541.1386 | 11310.3039 | 11866.453 | 11991.5334 | 11909.7243 | 12165.5067 | 11696.9479 | 11615.9463 | 11634.6537 | 11640.8603 | 11882.9752 | 11805.2941 | 11686.4966 | 11679.4213 | 11535.5857 | 11595.344
[10 empty] | 96.9416 | 96.9416 | 96.9416 | 96.9416 | 96.9416 | 96.9416 | 96.9416 | 96.9416 | 96.9416 | 96.9416 | 96.9416 | 96.9416 | 96.9416 | 96.9416 | 96.9416 | 96.9416 | 96.9416 | 96.9416 | 96.9416 | 96.9416 | 96.9416 | 96.9416 | 96.9416 | 96.9416 | 96.9416 | 96.9416 | 96.9416 | 96.9416
[10 empty] | 0.01211 | 0.01211 | 0.01211 | 0.01211 | 0.01211 | 0.01211 | 0.01211 | 0.01211 | 0.01211 | 0.01211 | 0.01211 | 0.01211 | 0.01211 | 0.01211 | 0.01211 | 0.01211 | 0.01211 | 0.01211 | 0.01211 | 0.01211 | 0.01211 | 0.01211 | 0.01211 | 0.01211 | 0.01211 | 0.01211 | 0.01211 | 0.01211
[10 empty] | 0.01211 | 0.01211 | 0.01211 | 0.01211 | 0.01211 | 0.01211 | 0.01211 | 0.01211 | 0.01211 | 0.01211 | 0.01211 | 0.01211 | 0.01211 | 0.01211 | 0.01211 | 0.01211 | 0.01211 | 0.01211 | 0.01211 | 0.01211 | 0.01211 | 0.01211 | 0.01211 | 0.01211 | 0.01211 | 0.01211 | 0.01211 | 0.01211
[10 empty] | 1260.7676 | 1525.7581 | 1843.2134 | 2228.0885 | 2672.4652 | 3183.6349 | 3829.3852 | 4480.6168 | 5363.6111 | 6394.4021 | 7579.7933 | 8889.004 | 10381.3957 | 11831.571 | 13635.7172 | 15583.2533 | 17688.3725 | 19980.0468 | 22464.7883 | 25030.472 | 28061.4999 | 31659.0552 | 35901.537 | 40756.3631 | 46316.1497 | 52634.3755 | 59814.5033 | 67974.1095
[10 empty] | 3.8124 | 4.6137 | 5.5907 | 6.7743 | 8.1402 | 9.7109 | 11.694 | 13.694 | 16.4043 | 19.5675 | 23.2068 | 27.2243 | 31.8023 | 36.2501 | 41.7822 | 47.7571 | 54.21 | 61.2344 | 68.8505 | 76.7145 | 86.0047 | 97.0312 | 110.0342 | 124.914 | 141.9544 | 161.3194 | 183.3259 | 208.3345
[10 empty] | 0.47167 | 0.5708 | 0.69167 | 0.8381 | 1.0071 | 1.2014 | 1.4468 | 1.6942 | 2.0295 | 2.4209 | 2.8711 | 3.3682 | 3.9345 | 4.4848 | 5.1692 | 5.9084 | 6.7068 | 7.5758 | 8.5181 | 9.491 | 10.6404 | 12.0045 | 13.6133 | 15.4542 | 17.5624 | 19.9582 | 22.6808 | 25.7748
[10 empty] | 0.47167 | 0.5708 | 0.69167 | 0.8381 | 1.0071 | 1.2014 | 1.4468 | 1.6942 | 2.0295 | 2.4209 | 2.8711 | 3.3682 | 3.9345 | 4.4848 | 5.1692 | 5.9084 | 6.7068 | 7.5758 | 8.5181 | 9.491 | 10.6404 | 12.0045 | 13.6133 | 15.4542 | 17.5624 | 19.9582 | 22.6808 | 25.7748
[10 empty] | 0 | 361.9726 | 414.4374 | 481.8573 | 541.3588 | 608.1518 | 742.7324 | 748.2137 | 979.9764 | 1127.7731 | 1335.3713 | 1512.0824 | 1751.0605 | 1765.3821 | 2177.942 | 2490.0081 | 2702.493 | 2983.2422 | 3279.1485 | 3485.793 | 4104.8112 | 4808.231 | 5624.854 | 6435.0562 | 7376.3929 | 8358.3333 | 9471.5088 | 10652.295
[10 empty] | 3023.8925 | 3023.8925 | 3064.9133 | 3064.9133 | 3064.9133 | 3064.9133 | 3064.9133 | 3064.9133 | 3064.9133 | 3064.9133 | 3064.9133 | 3064.9133 | 3064.9133 | 3064.9133 | 3064.9133 | 3064.9133 | 3064.9133 | 3064.9133 | 3064.9133 | 3064.9133 | 3064.9133 | 3064.9133 | 3064.9133 | 3064.9133 | 3064.9133 | 3064.9133 | 3064.9133 | 3064.9133
[10 empty] | 0.37411 | 0.37411 | 0.37919 | 0.37919 | 0.37919 | 0.37919 | 0.37919 | 0.37919 | 0.37919 | 0.37919 | 0.37919 | 0.37919 | 0.37919 | 0.37919 | 0.37919 | 0.37919 | 0.37919 | 0.37919 | 0.37919 | 0.37919 | 0.37919 | 0.37919 | 0.37919 | 0.37919 | 0.37919 | 0.37919 | 0.37919 | 0.37919
[10 empty] | 0.37411 | 0.37411 | 0.37919 | 0.37919 | 0.37919 | 0.37919 | 0.37919 | 0.37919 | 0.37919 | 0.37919 | 0.37919 | 0.37919 | 0.37919 | 0.37919 | 0.37919 | 0.37919 | 0.37919 | 0.37919 | 0.37919 | 0.37919 | 0.37919 | 0.37919 | 0.37919 | 0.37919 | 0.37919 | 0.37919 | 0.37919 | 0.37919
[10 empty] | 3470.7148 | 3465.1617 | 3459.6174 | 3454.082 | 3448.5555 | 3443.0378 | 3437.5289 | 3432.0289 | 3426.5376 | 3421.0552 | 3415.5815 | 3410.1166 | 3404.6604 | 3399.2129 | 3393.7742 | 3388.3441 | 3382.9228 | 3377.5101 | 3372.1061 | 3366.7107 | 3361.324 | 3355.9459 | 3350.5764 | 3345.2154 | 3339.8631 | 3334.5193 | 3329.1841 | 3323.8574
[10 empty] | 5.8036 | 5.7881 | 5.846 | 5.9039 | 5.9621 | 6.0203 | 6.0788 | 6.1375 | 6.1964 | 6.2555 | 6.3149 | 6.3744 | 6.4238 | 6.4645 | 6.4978 | 6.5248 | 6.5463 | 6.5632 | 6.5968 | 6.6033 | 6.6074 | 6.6093 | 6.6094 | 6.608 | 6.6053 | 6.6014 | 6.5966 | 6.591
[10 empty] | 1.3482 | 1.3446 | 1.358 | 1.3715 | 1.385 | 1.3985 | 1.4121 | 1.4258 | 1.4394 | 1.4532 | 1.467 | 1.4808 | 1.4923 | 1.5017 | 1.5095 | 1.5157 | 1.5207 | 1.5246 | 1.5325 | 1.534 | 1.5349 | 1.5354 | 1.5354 | 1.5351 | 1.5344 | 1.5335 | 1.5324 | 1.5311
[10 empty] | 1.3482 | 1.3446 | 1.358 | 1.3715 | 1.385 | 1.3985 | 1.4121 | 1.4258 | 1.4394 | 1.4532 | 1.467 | 1.4808 | 1.4923 | 1.5017 | 1.5095 | 1.5157 | 1.5207 | 1.5246 | 1.5325 | 1.534 | 1.5349 | 1.5354 | 1.5354 | 1.5351 | 1.5344 | 1.5335 | 1.5324 | 1.5311
[10 empty] | 0 | 216.5726 | 216.2261 | 215.8801 | 215.5347 | 215.1899 | 214.8456 | 214.5018 | 214.1586 | 213.8159 | 213.4738 | 213.1323 | 212.7913 | 212.4508 | 212.1109 | 211.7715 | 211.4327 | 211.0944 | 272.1621 | 262.9685 | 255.0527 | 248.2306 | 242.3445 | 237.2595 | 232.8601 | 229.0475 | 225.7372 | 222.8567
[10 empty] | 1654.4236 | 1654.4236 | 1991.7897 | 1991.7897 | 1991.7897 | 1991.7897 | 1991.7897 | 1991.7897 | 1991.7897 | 1991.7897 | 1991.7897 | 1991.7897 | 1991.7897 | 1991.7897 | 1991.7897 | 1991.7897 | 1991.7897 | 1991.7897 | 1991.7897 | 1991.7897 | 1991.7897 | 1991.7897 | 1991.7897 | 1991.7897 | 1991.7897 | 1991.7897 | 1991.7897 | 1991.7897
[10 empty] | 0.38433 | 0.38433 | 0.4627 | 0.4627 | 0.4627 | 0.4627 | 0.4627 | 0.4627 | 0.4627 | 0.4627 | 0.4627 | 0.4627 | 0.4627 | 0.4627 | 0.4627 | 0.4627 | 0.4627 | 0.4627 | 0.4627 | 0.4627 | 0.4627 | 0.4627 | 0.4627 | 0.4627 | 0.4627 | 0.4627 | 0.4627 | 0.4627
[10 empty] | 0.38433 | 0.38433 | 0.4627 | 0.4627 | 0.4627 | 0.4627 | 0.4627 | 0.4627 | 0.4627 | 0.4627 | 0.4627 | 0.4627 | 0.4627 | 0.4627 | 0.4627 | 0.4627 | 0.4627 | 0.4627 | 0.4627 | 0.4627 | 0.4627 | 0.4627 | 0.4627 | 0.4627 | 0.4627 | 0.4627 | 0.4627 | 0.4627
[10 empty] | 7726.5893 | 7714.2268 | 7701.884 | 7689.561 | 7677.2577 | 7664.9741 | 7652.7101 | 7640.4658 | 7628.241 | 7616.0359 | 7603.8502 | 7591.684 | 7579.5373 | 7567.4101 | 7555.3022 | 7543.2137 | 7531.1446 | 7519.0948 | 7507.0642 | 7495.0529 | 7483.0608 | 7471.0879 | 7459.1342 | 7447.1996 | 7435.2841 | 7423.3876 | 7411.5102 | 7399.6518
[10 empty] | 3.3646 | 3.3323 | 3.3746 | 3.4188 | 3.4648 | 3.5128 | 3.563 | 3.6153 | 3.6695 | 3.715 | 3.753 | 3.7846 | 3.8107 | 3.8321 | 3.8495 | 3.8843 | 3.8924 | 3.8984 | 3.9027 | 3.9054 | 3.9068 | 3.9071 | 3.9064 | 3.905 | 3.9029 | 3.9001 | 3.8969 | 3.8932
[10 empty] | 0.42031 | 0.41628 | 0.42157 | 0.42709 | 0.43283 | 0.43883 | 0.4451 | 0.45164 | 0.45841 | 0.46409 | 0.46883 | 0.47278 | 0.47604 | 0.47872 | 0.4809 | 0.48525 | 0.48626 | 0.48701 | 0.48753 | 0.48787 | 0.48805 | 0.48809 | 0.48801 | 0.48783 | 0.48756 | 0.48722 | 0.48682 | 0.48636
[10 empty] | 0.42031 | 0.41628 | 0.42157 | 0.42709 | 0.43283 | 0.43883 | 0.4451 | 0.45164 | 0.45841 | 0.46409 | 0.46883 | 0.47278 | 0.47604 | 0.47872 | 0.4809 | 0.48525 | 0.48626 | 0.48701 | 0.48753 | 0.48787 | 0.48805 | 0.48809 | 0.48801 | 0.48783 | 0.48756 | 0.48722 | 0.48682 | 0.48636
[10 empty] | 0 | 593.4021 | 592.4526 | 591.5047 | 590.5583 | 589.6134 | 588.67 | 587.7281 | 586.7878 | 585.8489 | 584.9116 | 583.9757 | 583.0413 | 582.1085 | 581.1771 | 749.3064 | 723.9948 | 702.2015 | 683.4192 | 667.2138 | 653.214 | 641.1017 | 654.4872 | 662.3664 | 666.0306 | 666.513 | 664.6366 | 661.0532
[10 empty] | 405.2201 | 405.2201 | 528.228 | 528.228 | 528.228 | 528.228 | 528.228 | 528.228 | 528.228 | 528.228 | 528.228 | 528.228 | 528.228 | 528.228 | 528.228 | 528.228 | 528.228 | 528.228 | 528.228 | 528.228 | 528.228 | 528.228 | 528.228 | 528.228 | 528.228 | 528.228 | 528.228 | 528.228
[10 empty] | 0.050622 | 0.050622 | 0.065988 | 0.065988 | 0.065988 | 0.065988 | 0.065988 | 0.065988 | 0.065988 | 0.065988 | 0.065988 | 0.065988 | 0.065988 | 0.065988 | 0.065988 | 0.065988 | 0.065988 | 0.065988 | 0.065988 | 0.065988 | 0.065988 | 0.065988 | 0.065988 | 0.065988 | 0.065988 | 0.065988 | 0.065988 | 0.065988
[10 empty] | 0.050622 | 0.050622 | 0.065988 | 0.065988 | 0.065988 | 0.065988 | 0.065988 | 0.065988 | 0.065988 | 0.065988 | 0.065988 | 0.065988 | 0.065988 | 0.065988 | 0.065988 | 0.065988 | 0.065988 | 0.065988 | 0.065988 | 0.065988 | 0.065988 | 0.065988 | 0.065988 | 0.065988 | 0.065988 | 0.065988 | 0.065988 | 0.065988
[10 empty] | 74639.519 | 74520.0958 | 74400.8637 | 74281.8223 | 74162.9714 | 74044.3106 | 73925.8397 | 73807.5584 | 73689.4663 | 73571.5631 | 73453.8486 | 73336.3225 | 73218.9844 | 73101.834 | 72984.871 | 72868.0952 | 72751.5063 | 72635.1039 | 72518.8877 | 72402.8575 | 72287.0129 | 72171.3537 | 72055.8795 | 71940.5901 | 71825.4852 | 71710.5644 | 71595.8275 | 71481.2742
[10 empty] | 2.3144 | 2.3073 | 2.3097 | 2.3126 | 2.316 | 2.3198 | 2.322 | 2.3231 | 2.3232 | 2.3225 | 2.3236 | 2.3213 | 2.3188 | 2.316 | 2.313 | 2.3099 | 2.3067 | 2.3034 | 2.3 | 2.2966 | 2.2931 | 2.2896 | 2.2861 | 2.2825 | 2.2789 | 2.2753 | 2.2718 | 2.2682
[10 empty] | 0.28912 | 0.28823 | 0.28854 | 0.2889 | 0.28932 | 0.28979 | 0.29008 | 0.29021 | 0.29022 | 0.29013 | 0.29027 | 0.28999 | 0.28967 | 0.28932 | 0.28895 | 0.28857 | 0.28816 | 0.28775 | 0.28733 | 0.2869 | 0.28646 | 0.28603 | 0.28558 | 0.28514 | 0.28469 | 0.28424 | 0.2838 | 0.28335
[10 empty] | 0.28912 | 0.28823 | 0.28854 | 0.2889 | 0.28932 | 0.28979 | 0.29008 | 0.29021 | 0.29022 | 0.29013 | 0.29027 | 0.28999 | 0.28967 | 0.28932 | 0.28895 | 0.28857 | 0.28816 | 0.28775 | 0.28733 | 0.2869 | 0.28646 | 0.28603 | 0.28558 | 0.28514 | 0.28469 | 0.28424 | 0.2838 | 0.28335
[10 empty] | 0 | 9315.012 | 9300.108 | 9285.2278 | 9270.3714 | 9255.5388 | 9240.73 | 9225.9448 | 9211.1833 | 9196.4454 | 11588.6668 | 11089.508 | 10687.8864 | 10364.1745 | 10581.0089 | 10655.0045 | 10634.2948 | 10553.4245 | 10531.9218 | 11151.3875 | 10895.9278 | 10700.8128 | 10560.6627 | 10711.3639 | 10744.1472 | 10707.1175 | 10634.1364 | 10621.0994
[10 empty] | 30.753 | 30.753 | 31.7331 | 31.7331 | 31.7331 | 31.7331 | 31.7331 | 31.7331 | 31.7331 | 31.7331 | 31.7331 | 31.7331 | 31.7331 | 31.7331 | 31.7331 | 31.7331 | 31.7331 | 31.7331 | 31.7331 | 31.7331 | 31.7331 | 31.7331 | 31.7331 | 31.7331 | 31.7331 | 31.7331 | 31.7331 | 31.7331
[10 empty] | 0.0038418 | 0.0038418 | 0.0039642 | 0.0039642 | 0.0039642 | 0.0039642 | 0.0039642 | 0.0039642 | 0.0039642 | 0.0039642 | 0.0039642 | 0.0039642 | 0.0039642 | 0.0039642 | 0.0039642 | 0.0039642 | 0.0039642 | 0.0039642 | 0.0039642 | 0.0039642 | 0.0039642 | 0.0039642 | 0.0039642 | 0.0039642 | 0.0039642 | 0.0039642 | 0.0039642 | 0.0039642
[10 empty] | 0.0038418 | 0.0038418 | 0.0039642 | 0.0039642 | 0.0039642 | 0.0039642 | 0.0039642 | 0.0039642 | 0.0039642 | 0.0039642 | 0.0039642 | 0.0039642 | 0.0039642 | 0.0039642 | 0.0039642 | 0.0039642 | 0.0039642 | 0.0039642 | 0.0039642 | 0.0039642 | 0.0039642 | 0.0039642 | 0.0039642 | 0.0039642 | 0.0039642 | 0.0039642 | 0.0039642 | 0.0039642
[10 empty] | 6730.7842 | 6921.6154 | 7117.857 | 7319.6625 | 7527.1896 | 7740.6005 | 7960.062 | 8185.7457 | 8417.8279 | 8656.4902 | 8901.919 | 9154.3062 | 9413.8491 | 9680.7505 | 9955.2192 | 10237.4695 | 10527.7223 | 10826.2043 | 11133.1488 | 11448.7958 | 11773.3921 | 12107.1913 | 12450.4544 | 12803.4497 | 13166.4531 | 13539.7484 | 13923.6273 | 14318.39
[10 empty] | 13.0558 | 13.2916 | 13.7419 | 13.1772 | 12.6232 | 12.0802 | 11.549 | 11.0299 | 10.5234 | 9.995 | 9.4191 | 8.9496 | 8.5721 | 8.274 | 8.0448 | 7.8753 | 7.519 | 7.1824 | 7.2219 | 7.2859 | 7.3718 | 7.4775 | 7.6008 | 7.7404 | 7.8947 | 8.0628 | 8.2435 | 8.4362
[10 empty] | 1.1914 | 1.2129 | 1.254 | 1.2025 | 1.1519 | 1.1024 | 1.0539 | 1.0065 | 0.96032 | 0.9121 | 0.85954 | 0.8167 | 0.78225 | 0.75505 | 0.73413 | 0.71867 | 0.68615 | 0.65543 | 0.65904 | 0.66488 | 0.67272 | 0.68236 | 0.69362 | 0.70635 | 0.72044 | 0.73577 | 0.75227 | 0.76985
[10 empty] | 1.1914 | 1.2129 | 1.254 | 1.2025 | 1.1519 | 1.1024 | 1.0539 | 1.0065 | 0.96032 | 0.9121 | 0.85954 | 0.8167 | 0.78225 | 0.75505 | 0.73413 | 0.71867 | 0.68615 | 0.65543 | 0.65904 | 0.66488 | 0.67272 | 0.68236 | 0.69362 | 0.70635 | 0.72044 | 0.73577 | 0.75227 | 0.76985
[10 empty] | 0 | 671.6015 | 677.0119 | 682.5758 | 688.2974 | 694.1812 | 700.2318 | 706.454 | 712.8526 | 746.6942 | 777.6007 | 806.0454 | 832.4352 | 857.1208 | 880.404 | 902.5456 | 1119.4463 | 1117.4663 | 1121.638 | 1130.7721 | 1143.9085 | 1160.2755 | 1179.2562 | 1200.3602 | 1259.0971 | 1310.0185 | 1355.3061 | 1396.6423
[10 empty] | 1795.3821 | 1795.3821 | 2088.7442 | 574.8529 | 574.8529 | 574.8529 | 574.8529 | 574.8529 | 574.8529 | 574.8529 | 574.8529 | 574.8529 | 574.8529 | 574.8529 | 574.8529 | 574.8529 | 574.8529 | 574.8529 | 574.8529 | 574.8529 | 574.8529 | 574.8529 | 574.8529 | 574.8529 | 574.8529 | 574.8529 | 574.8529 | 574.8529
[10 empty] | 0.16384 | 0.16384 | 0.19061 | 0.052459 | 0.052459 | 0.052459 | 0.052459 | 0.052459 | 0.052459 | 0.052459 | 0.052459 | 0.052459 | 0.052459 | 0.052459 | 0.052459 | 0.052459 | 0.052459 | 0.052459 | 0.052459 | 0.052459 | 0.052459 | 0.052459 | 0.052459 | 0.052459 | 0.052459 | 0.052459 | 0.052459 | 0.052459
[10 empty] | 0.16384 | 0.16384 | 0.19061 | 0.052459 | 0.052459 | 0.052459 | 0.052459 | 0.052459 | 0.052459 | 0.052459 | 0.052459 | 0.052459 | 0.052459 | 0.052459 | 0.052459 | 0.052459 | 0.052459 | 0.052459 | 0.052459 | 0.052459 | 0.052459 | 0.052459 | 0.052459 | 0.052459 | 0.052459 | 0.052459 | 0.052459 | 0.052459
[10 empty] | 4004.4639 | 4019.3758 | 4034.3433 | 4049.3665 | 4064.4456 | 4079.5809 | 4094.7726 | 4110.0208 | 4125.3258 | 4140.6878 | 4156.107 | 4171.5836 | 4187.1179 | 4202.71 | 4218.3601 | 4234.0686 | 4249.8355 | 4265.6611 | 4281.5457 | 4297.4895 | 4313.4926 | 4329.5553 | 4345.6778 | 4361.8603 | 4378.1031 | 4394.4064 | 4410.7704 | 4427.1954
[10 empty] | 3.3845 | 3.3971 | 3.4325 | 3.4678 | 3.5032 | 3.5387 | 3.5742 | 3.6098 | 3.6455 | 3.6789 | 3.7103 | 3.7398 | 3.7676 | 3.794 | 3.8192 | 3.8432 | 3.8662 | 3.8953 | 3.9159 | 3.9358 | 3.9553 | 3.9743 | 3.9929 | 4.0111 | 4.029 | 4.0467 | 4.0641 | 4.0814
[10 empty] | 0.42281 | 0.42438 | 0.42879 | 0.43321 | 0.43764 | 0.44207 | 0.4465 | 0.45095 | 0.45541 | 0.45959 | 0.4635 | 0.46718 | 0.47066 | 0.47396 | 0.4771 | 0.4801 | 0.48298 | 0.48661 | 0.48918 | 0.49168 | 0.49411 | 0.49648 | 0.4988 | 0.50108 | 0.50332 | 0.50553 | 0.50771 | 0.50986
[10 empty] | 0.42281 | 0.42438 | 0.42879 | 0.43321 | 0.43764 | 0.44207 | 0.4465 | 0.45095 | 0.45541 | 0.45959 | 0.4635 | 0.46718 | 0.47066 | 0.47396 | 0.4771 | 0.4801 | 0.48298 | 0.48661 | 0.48918 | 0.49168 | 0.49411 | 0.49648 | 0.4988 | 0.50108 | 0.50332 | 0.50553 | 0.50771 | 0.50986
[10 empty] | 0 | 281.8762 | 281.9317 | 281.9875 | 282.0434 | 282.0995 | 282.1559 | 282.2125 | 283.9261 | 285.4621 | 286.8401 | 288.0778 | 289.1908 | 290.193 | 291.0968 | 292.0973 | 293.1639 | 381.0745 | 372.576 | 365.1523 | 358.6716 | 353.0183 | 348.1112 | 343.8748 | 350.3941 | 355.197 | 358.5997 | 360.868
[10 empty] | 845.1927 | 845.1927 | 925.5627 | 925.5627 | 925.5627 | 925.5627 | 925.5627 | 925.5627 | 925.5627 | 925.5627 | 925.5627 | 925.5627 | 925.5627 | 925.5627 | 925.5627 | 925.5627 | 925.5627 | 925.5627 | 925.5627 | 925.5627 | 925.5627 | 925.5627 | 925.5627 | 925.5627 | 925.5627 | 925.5627 | 925.5627 | 925.5627
[10 empty] | 0.10558 | 0.10558 | 0.11562 | 0.11562 | 0.11562 | 0.11562 | 0.11562 | 0.11562 | 0.11562 | 0.11562 | 0.11562 | 0.11562 | 0.11562 | 0.11562 | 0.11562 | 0.11562 | 0.11562 | 0.11562 | 0.11562 | 0.11562 | 0.11562 | 0.11562 | 0.11562 | 0.11562 | 0.11562 | 0.11562 | 0.11562 | 0.11562
[10 empty] | 0.10558 | 0.10558 | 0.11562 | 0.11562 | 0.11562 | 0.11562 | 0.11562 | 0.11562 | 0.11562 | 0.11562 | 0.11562 | 0.11562 | 0.11562 | 0.11562 | 0.11562 | 0.11562 | 0.11562 | 0.11562 | 0.11562 | 0.11562 | 0.11562 | 0.11562 | 0.11562 | 0.11562 | 0.11562 | 0.11562 | 0.11562 | 0.11562
[10 empty] | 4667.2166 | 4659.7491 | 4652.2935 | 4644.8498 | 4637.4181 | 4629.9982 | 4622.5902 | 4615.1941 | 4607.8097 | 4600.4372 | 4593.0765 | 4585.7276 | 4578.3905 | 4571.065 | 4563.7513 | 4556.4493 | 4549.159 | 4541.8804 | 4534.6133 | 4527.358 | 4520.1142 | 4512.882 | 4505.6614 | 4498.4523 | 4491.2548 | 4484.0688 | 4476.8943 | 4469.7313
[10 empty] | 2.3565 | 2.3527 | 2.3521 | 2.3514 | 2.3507 | 2.3501 | 2.3494 | 2.3488 | 2.3481 | 2.3474 | 2.3467 | 2.346 | 2.3454 | 2.3447 | 2.344 | 2.3433 | 2.3426 | 2.3419 | 2.3409 | 2.3396 | 2.3382 | 2.3365 | 2.3346 | 2.3326 | 2.3304 | 2.3281 | 2.3256 | 2.323
[10 empty] | 0.29438 | 0.29391 | 0.29383 | 0.29375 | 0.29366 | 0.29358 | 0.2935 | 0.29341 | 0.29333 | 0.29325 | 0.29316 | 0.29308 | 0.29299 | 0.2929 | 0.29282 | 0.29273 | 0.29264 | 0.29255 | 0.29243 | 0.29228 | 0.29209 | 0.29188 | 0.29165 | 0.29139 | 0.29112 | 0.29083 | 0.29052 | 0.2902
[10 empty] | 0.29438 | 0.29391 | 0.29383 | 0.29375 | 0.29366 | 0.29358 | 0.2935 | 0.29341 | 0.29333 | 0.29325 | 0.29316 | 0.29308 | 0.29299 | 0.2929 | 0.29282 | 0.29273 | 0.29264 | 0.29255 | 0.29243 | 0.29228 | 0.29209 | 0.29188 | 0.29165 | 0.29139 | 0.29112 | 0.29083 | 0.29052 | 0.2902
[10 empty] | 0 | 179.2211 | 178.9344 | 178.6481 | 178.3622 | 178.0769 | 177.7919 | 177.5075 | 177.2235 | 176.9399 | 176.6568 | 176.3741 | 176.0919 | 175.8102 | 175.5289 | 175.2481 | 174.9677 | 174.6877 | 174.4082 | 174.1292 | 173.8505 | 173.5724 | 173.2947 | 173.0174 | 172.7406 | 172.4642 | 172.1882 | 171.9127
[10 empty] | 504.9 | 504.9 | 522.3103 | 522.3103 | 522.3103 | 522.3103 | 522.3103 | 522.3103 | 522.3103 | 522.3103 | 522.3103 | 522.3103 | 522.3103 | 522.3103 | 522.3103 | 522.3103 | 522.3103 | 522.3103 | 522.3103 | 522.3103 | 522.3103 | 522.3103 | 522.3103 | 522.3103 | 522.3103 | 522.3103 | 522.3103 | 522.3103
[10 empty] | 0.063074 | 0.063074 | 0.065249 | 0.065249 | 0.065249 | 0.065249 | 0.065249 | 0.065249 | 0.065249 | 0.065249 | 0.065249 | 0.065249 | 0.065249 | 0.065249 | 0.065249 | 0.065249 | 0.065249 | 0.065249 | 0.065249 | 0.065249 | 0.065249 | 0.065249 | 0.065249 | 0.065249 | 0.065249 | 0.065249 | 0.065249 | 0.065249
[10 empty] | 0.063074 | 0.063074 | 0.065249 | 0.065249 | 0.065249 | 0.065249 | 0.065249 | 0.065249 | 0.065249 | 0.065249 | 0.065249 | 0.065249 | 0.065249 | 0.065249 | 0.065249 | 0.065249 | 0.065249 | 0.065249 | 0.065249 | 0.065249 | 0.065249 | 0.065249 | 0.065249 | 0.065249 | 0.065249 | 0.065249 | 0.065249 | 0.065249
[10 empty] | 77801.7951 | 77677.3122 | 77553.0285 | 77428.9437 | 77305.0574 | 77181.3693 | 77057.8791 | 76934.5865 | 76811.4911 | 76688.5928 | 76565.891 | 76443.3856 | 76321.0762 | 76198.9625 | 76077.0441 | 75955.3208 | 75833.7923 | 75712.4583 | 75591.3183 | 75470.3722 | 75349.6196 | 75229.0602 | 75108.6937 | 74988.5198 | 74868.5382 | 74748.7485 | 74629.1505 | 74509.7439
[10 empty] | 16.4544 | 16.4281 | 16.4018 | 16.3756 | 16.3494 | 16.3232 | 16.2971 | 16.271 | 16.245 | 16.219 | 16.193 | 16.1671 | 16.1413 | 16.1154 | 16.0896 | 16.0639 | 16.0382 | 16.0125 | 15.9869 | 15.9613 | 15.9358 | 15.9103 | 15.8848 | 15.8594 | 15.8341 | 15.8087 | 15.7834 | 15.7582
[10 empty] | 2.0555 | 2.0523 | 2.049 | 2.0457 | 2.0424 | 2.0392 | 2.0359 | 2.0326 | 2.0294 | 2.0261 | 2.0229 | 2.0197 | 2.0164 | 2.0132 | 2.01 | 2.0068 | 2.0035 | 2.0003 | 1.9971 | 1.9939 | 1.9908 | 1.9876 | 1.9844 | 1.9812 | 1.978 | 1.9749 | 1.9717 | 1.9686
[10 empty] | 2.0555 | 2.0523 | 2.049 | 2.0457 | 2.0424 | 2.0392 | 2.0359 | 2.0326 | 2.0294 | 2.0261 | 2.0229 | 2.0197 | 2.0164 | 2.0132 | 2.01 | 2.0068 | 2.0035 | 2.0003 | 1.9971 | 1.9939 | 1.9908 | 1.9876 | 1.9844 | 1.9812 | 1.978 | 1.9749 | 1.9717 | 1.9686
[10 empty] | 0 | 8630.8125 | 8617.0032 | 8603.216 | 8589.4508 | 8575.7077 | 8561.9866 | 8548.2874 | 8534.6101 | 8520.9548 | 8507.3212 | 10968.4125 | 10597.8997 | 10278.8871 | 10355.7848 | 10368.9149 | 10334.7965 | 10316.5316 | 10302.7678 | 10286.1384 | 10269.3107 | 10962.522 | 10742.6146 | 10566.6283 | 10627.9525 | 10630.9184 | 10594.8946 | 10577.3151
[10 empty] | 211.4914 | 211.4914 | 211.4914 | 211.4914 | 211.4914 | 211.4914 | 211.4914 | 211.4914 | 211.4914 | 211.4914 | 211.4914 | 211.4914 | 211.4914 | 211.4914 | 211.4914 | 211.4914 | 211.4914 | 211.4914 | 211.4914 | 211.4914 | 211.4914 | 211.4914 | 211.4914 | 211.4914 | 211.4914 | 211.4914 | 211.4914 | 211.4914
[10 empty] | 0.02642 | 0.02642 | 0.02642 | 0.02642 | 0.02642 | 0.02642 | 0.02642 | 0.02642 | 0.02642 | 0.02642 | 0.02642 | 0.02642 | 0.02642 | 0.02642 | 0.02642 | 0.02642 | 0.02642 | 0.02642 | 0.02642 | 0.02642 | 0.02642 | 0.02642 | 0.02642 | 0.02642 | 0.02642 | 0.02642 | 0.02642 | 0.02642
[10 empty] | 0.02642 | 0.02642 | 0.02642 | 0.02642 | 0.02642 | 0.02642 | 0.02642 | 0.02642 | 0.02642 | 0.02642 | 0.02642 | 0.02642 | 0.02642 | 0.02642 | 0.02642 | 0.02642 | 0.02642 | 0.02642 | 0.02642 | 0.02642 | 0.02642 | 0.02642 | 0.02642 | 0.02642 | 0.02642 | 0.02642 | 0.02642 | 0.02642
[10 empty] | 3543.64 | 5597.2213 | 7270.6433 | 8551.0346 | 9418.7205 | 9972.1295 | 10630.4981 | 11429.7932 | 12368.8728 | 13445.8069 | 14622.9572 | 15896.9098 | 17266.5313 | 18700.7427 | 20183.7493 | 21699.4169 | 23252.8063 | 24816.766 | 26373.3064 | 27933.0479 | 29488.852 | 31032.9866 | 32565.03 | 34088.4905 | 35619.163 | 37154.1247 | 38690.5209 | 40224.2217
[10 empty] | 0 | 0 | 0 | 0 | 0 | 0 | 0 | 0 | 0 | 0 | 0 | 0 | 0 | 0 | 0 | 0 | 0 | 0 | 0 | 0 | 0 | 0 | 0 | 0 | 0 | 0 | 0 | 0
[10 empty] | 0 | 0 | 0 | 0 | 0 | 0 | 0 | 0 | 0 | 0 | 0 | 0 | 0 | 0 | 0 | 0 | 0 | 0 | 0 | 0 | 0 | 0 | 0 | 0 | 0 | 0 | 0 | 0
[10 empty] | 0 | 0 | 0 | 0 | 0 | 0 | 0 | 0 | 0 | 0 | 0 | 0 | 0 | 0 | 0 | 0 | 0 | 0 | 0 | 0 | 0 | 0 | 0 | 0 | 0 | 0 | 0 | 0
[10 empty] | 0 | 2074.5968 | 1694.4375 | 1301.4068 | 888.7013 | 574.4245 | 679.384 | 821.4886 | 962.2547 | 1100.9273 | 1201.8253 | 1299.1956 | 1412.3244 | 1491.4644 | 1552.3845 | 1595.1496 | 1641.2916 | 1691.4102 | 1716.948 | 1747.6132 | 1766.5626 | 1773.9654 | 1753.4383 | 1737.8254 | 1739.1792 | 1738.5864 | 1735.9528 | 2045.764
[10 empty] | 0 | 0 | 0 | 0 | 0 | 0 | 0 | 0 | 0 | 0 | 0 | 0 | 0 | 0 | 0 | 0 | 0 | 0 | 0 | 0 | 0 | 0 | 0 | 0 | 0 | 0 | 0 | 0
[10 empty] | 0 | 0 | 0 | 0 | 0 | 0 | 0 | 0 | 0 | 0 | 0 | 0 | 0 | 0 | 0 | 0 | 0 | 0 | 0 | 0 | 0 | 0 | 0 | 0 | 0 | 0 | 0 | 0
[10 empty] | 0 | 0 | 0 | 0 | 0 | 0 | 0 | 0 | 0 | 0 | 0 | 0 | 0 | 0 | 0 | 0 | 0 | 0 | 0 | 0 | 0 | 0 | 0 | 0 | 0 | 0 | 0 | 0
[10 empty] | 3543.64 | 5597.2213 | 7270.6433 | 8551.0346 | 9418.7205 | 9972.1295 | 10630.4981 | 11429.7932 | 12368.8728 | 13445.8069 | 14622.9572 | 15896.9098 | 17266.5313 | 18700.7427 | 20183.7493 | 21699.4169 | 23252.8063 | 24816.766 | 26373.3064 | 27933.0479 | 29488.852 | 31032.9866 | 32565.03 | 34088.4905 | 35619.163 | 37154.1247 | 38690.5209 | 40224.2217
[10 empty] | 0 | 0 | 0 | 0 | 0 | 0 | 0 | 0 | 0 | 0 | 0 | 0 | 0 | 0 | 0 | 0 | 0 | 0 | 0 | 0 | 0 | 0 | 0 | 0 | 0 | 0 | 0 | 0
[10 empty] | 0 | 0 | 0 | 0 | 0 | 0 | 0 | 0 | 0 | 0 | 0 | 0 | 0 | 0 | 0 | 0 | 0 | 0 | 0 | 0 | 0 | 0 | 0 | 0 | 0 | 0 | 0 | 0
[10 empty] | 0 | 0 | 0 | 0 | 0 | 0 | 0 | 0 | 0 | 0 | 0 | 0 | 0 | 0 | 0 | 0 | 0 | 0 | 0 | 0 | 0 | 0 | 0 | 0 | 0 | 0 | 0 | 0
[10 empty] | 0 | 2074.5968 | 1694.4375 | 1301.4068 | 888.7013 | 574.4245 | 679.384 | 821.4886 | 962.2547 | 1100.9273 | 1201.8253 | 1299.1956 | 1412.3244 | 1491.4644 | 1552.3845 | 1595.1496 | 1641.2916 | 1691.4102 | 1716.948 | 1747.6132 | 1766.5626 | 1773.9654 | 1753.4383 | 1737.8254 | 1739.1792 | 1738.5864 | 1735.9528 | 2045.764
[10 empty] | 0 | 0 | 0 | 0 | 0 | 0 | 0 | 0 | 0 | 0 | 0 | 0 | 0 | 0 | 0 | 0 | 0 | 0 | 0 | 0 | 0 | 0 | 0 | 0 | 0 | 0 | 0 | 0
[10 empty] | 0 | 0 | 0 | 0 | 0 | 0 | 0 | 0 | 0 | 0 | 0 | 0 | 0 | 0 | 0 | 0 | 0 | 0 | 0 | 0 | 0 | 0 | 0 | 0 | 0 | 0 | 0 | 0
[10 empty] | 0 | 0 | 0 | 0 | 0 | 0 | 0 | 0 | 0 | 0 | 0 | 0 | 0 | 0 | 0 | 0 | 0 | 0 | 0 | 0 | 0 | 0 | 0 | 0 | 0 | 0 | 0 | 0
[10 empty] | 3543.64 | 5597.2213 | 7270.6433 | 8551.0346 | 9418.7205 | 9972.1295 | 10630.4981 | 11429.7932 | 12368.8728 | 13445.8069 | 14622.9572 | 15896.9098 | 17266.5313 | 18700.7427 | 20183.7493 | 21699.4169 | 23252.8063 | 24816.766 | 26373.3064 | 27933.0479 | 29488.852 | 31032.9866 | 32565.03 | 34088.4905 | 35619.163 | 37154.1247 | 38690.5209 | 40224.2217
[10 empty] | 0 | 0 | 0 | 0 | 0 | 0 | 0 | 0 | 0 | 0 | 0 | 0 | 0 | 0 | 0 | 0 | 0 | 0 | 0 | 0 | 0 | 0 | 0 | 0 | 0 | 0 | 0 | 0
[10 empty] | 0 | 0 | 0 | 0 | 0 | 0 | 0 | 0 | 0 | 0 | 0 | 0 | 0 | 0 | 0 | 0 | 0 | 0 | 0 | 0 | 0 | 0 | 0 | 0 | 0 | 0 | 0 | 0
[10 empty] | 0 | 0 | 0 | 0 | 0 | 0 | 0 | 0 | 0 | 0 | 0 | 0 | 0 | 0 | 0 | 0 | 0 | 0 | 0 | 0 | 0 | 0 | 0 | 0 | 0 | 0 | 0 | 0
[10 empty] | 0 | 2074.5968 | 1694.4375 | 1301.4068 | 888.7013 | 574.4245 | 679.384 | 821.4886 | 962.2547 | 1100.9273 | 1201.8253 | 1299.1956 | 1412.3244 | 1491.4644 | 1552.3845 | 1595.1496 | 1641.2916 | 1691.4102 | 1716.948 | 1747.6132 | 1766.5626 | 1773.9654 | 1753.4383 | 1737.8254 | 1739.1792 | 1738.5864 | 1735.9528 | 2045.764
[10 empty] | 0 | 0 | 0 | 0 | 0 | 0 | 0 | 0 | 0 | 0 | 0 | 0 | 0 | 0 | 0 | 0 | 0 | 0 | 0 | 0 | 0 | 0 | 0 | 0 | 0 | 0 | 0 | 0
[10 empty] | 0 | 0 | 0 | 0 | 0 | 0 | 0 | 0 | 0 | 0 | 0 | 0 | 0 | 0 | 0 | 0 | 0 | 0 | 0 | 0 | 0 | 0 | 0 | 0 | 0 | 0 | 0 | 0
[10 empty] | 0 | 0 | 0 | 0 | 0 | 0 | 0 | 0 | 0 | 0 | 0 | 0 | 0 | 0 | 0 | 0 | 0 | 0 | 0 | 0 | 0 | 0 | 0 | 0 | 0 | 0 | 0 | 0
[10 empty] | 3543.64 | 5597.2213 | 7270.6433 | 8551.0346 | 9418.7205 | 9972.1295 | 10630.4981 | 11429.7932 | 12368.8728 | 13445.8069 | 14622.9572 | 15896.9098 | 17266.5313 | 18700.7427 | 20183.7493 | 21699.4169 | 23252.8063 | 24816.766 | 26373.3064 | 27933.0479 | 29488.852 | 31032.9866 | 32565.03 | 34088.4905 | 35619.163 | 37154.1247 | 38690.5209 | 40224.2217
[10 empty] | 0 | 0 | 0 | 0 | 0 | 0 | 0 | 0 | 0 | 0 | 0 | 0 | 0 | 0 | 0 | 0 | 0 | 0 | 0 | 0 | 0 | 0 | 0 | 0 | 0 | 0 | 0 | 0
[10 empty] | 0 | 0 | 0 | 0 | 0 | 0 | 0 | 0 | 0 | 0 | 0 | 0 | 0 | 0 | 0 | 0 | 0 | 0 | 0 | 0 | 0 | 0 | 0 | 0 | 0 | 0 | 0 | 0
[10 empty] | 0 | 0 | 0 | 0 | 0 | 0 | 0 | 0 | 0 | 0 | 0 | 0 | 0 | 0 | 0 | 0 | 0 | 0 | 0 | 0 | 0 | 0 | 0 | 0 | 0 | 0 | 0 | 0
[10 empty] | 0 | 2074.5968 | 1694.4375 | 1301.4068 | 888.7013 | 574.4245 | 679.384 | 821.4886 | 962.2547 | 1100.9273 | 1201.8253 | 1299.1956 | 1412.3244 | 1491.4644 | 1552.3845 | 1595.1496 | 1641.2916 | 1691.4102 | 1716.948 | 1747.6132 | 1766.5626 | 1773.9654 | 1753.4383 | 1737.8254 | 1739.1792 | 1738.5864 | 1735.9528 | 2045.764
[10 empty] | 0 | 0 | 0 | 0 | 0 | 0 | 0 | 0 | 0 | 0 | 0 | 0 | 0 | 0 | 0 | 0 | 0 | 0 | 0 | 0 | 0 | 0 | 0 | 0 | 0 | 0 | 0 | 0
[10 empty] | 0 | 0 | 0 | 0 | 0 | 0 | 0 | 0 | 0 | 0 | 0 | 0 | 0 | 0 | 0 | 0 | 0 | 0 | 0 | 0 | 0 | 0 | 0 | 0 | 0 | 0 | 0 | 0
[10 empty] | 0 | 0 | 0 | 0 | 0 | 0 | 0 | 0 | 0 | 0 | 0 | 0 | 0 | 0 | 0 | 0 | 0 | 0 | 0 | 0 | 0 | 0 | 0 | 0 | 0 | 0 | 0 | 0
[10 empty] | 3543.64 | 5597.2213 | 7270.6433 | 8551.0346 | 9418.7205 | 9972.1295 | 10630.4981 | 11429.7932 | 12368.8728 | 13445.8069 | 14622.9572 | 15896.9098 | 17266.5313 | 18700.7427 | 20183.7493 | 21699.4169 | 23252.8063 | 24816.766 | 26373.3064 | 27933.0479 | 29488.852 | 31032.9866 | 32565.03 | 34088.4905 | 35619.163 | 37154.1247 | 38690.5209 | 40224.2217
[10 empty] | 0 | 0 | 0 | 0 | 0 | 0 | 0 | 0 | 0 | 0 | 0 | 0 | 0 | 0 | 0 | 0 | 0 | 0 | 0 | 0 | 0 | 0 | 0 | 0 | 0 | 0 | 0 | 0
[10 empty] | 0 | 0 | 0 | 0 | 0 | 0 | 0 | 0 | 0 | 0 | 0 | 0 | 0 | 0 | 0 | 0 | 0 | 0 | 0 | 0 | 0 | 0 | 0 | 0 | 0 | 0 | 0 | 0
[10 empty] | 0 | 0 | 0 | 0 | 0 | 0 | 0 | 0 | 0 | 0 | 0 | 0 | 0 | 0 | 0 | 0 | 0 | 0 | 0 | 0 | 0 | 0 | 0 | 0 | 0 | 0 | 0 | 0
[10 empty] | 0 | 2074.5968 | 1694.4375 | 1301.4068 | 888.7013 | 574.4245 | 679.384 | 821.4886 | 962.2547 | 1100.9273 | 1201.8253 | 1299.1956 | 1412.3244 | 1491.4644 | 1552.3845 | 1595.1496 | 1641.2916 | 1691.4102 | 1716.948 | 1747.6132 | 1766.5626 | 1773.9654 | 1753.4383 | 1737.8254 | 1739.1792 | 1738.5864 | 1735.9528 | 2045.764
[10 empty] | 0 | 0 | 0 | 0 | 0 | 0 | 0 | 0 | 0 | 0 | 0 | 0 | 0 | 0 | 0 | 0 | 0 | 0 | 0 | 0 | 0 | 0 | 0 | 0 | 0 | 0 | 0 | 0
[10 empty] | 0 | 0 | 0 | 0 | 0 | 0 | 0 | 0 | 0 | 0 | 0 | 0 | 0 | 0 | 0 | 0 | 0 | 0 | 0 | 0 | 0 | 0 | 0 | 0 | 0 | 0 | 0 | 0
[10 empty] | 0 | 0 | 0 | 0 | 0 | 0 | 0 | 0 | 0 | 0 | 0 | 0 | 0 | 0 | 0 | 0 | 0 | 0 | 0 | 0 | 0 | 0 | 0 | 0 | 0 | 0 | 0 | 0
[10 empty] | 3543.64 | 5597.2213 | 7270.6433 | 8551.0346 | 9418.7205 | 9972.1295 | 10630.4981 | 11429.7932 | 12368.8728 | 13445.8069 | 14622.9572 | 15896.9098 | 17266.5313 | 18700.7427 | 20183.7493 | 21699.4169 | 23252.8063 | 24816.766 | 26373.3064 | 27933.0479 | 29488.852 | 31032.9866 | 32565.03 | 34088.4905 | 35619.163 | 37154.1247 | 38690.5209 | 40224.2217
[10 empty] | 0 | 0 | 0 | 0 | 0 | 0 | 0 | 0 | 0 | 0 | 0 | 0 | 0 | 0 | 0 | 0 | 0 | 0 | 0 | 0 | 0 | 0 | 0 | 0 | 0 | 0 | 0 | 0
[10 empty] | 0 | 0 | 0 | 0 | 0 | 0 | 0 | 0 | 0 | 0 | 0 | 0 | 0 | 0 | 0 | 0 | 0 | 0 | 0 | 0 | 0 | 0 | 0 | 0 | 0 | 0 | 0 | 0
[10 empty] | 0 | 0 | 0 | 0 | 0 | 0 | 0 | 0 | 0 | 0 | 0 | 0 | 0 | 0 | 0 | 0 | 0 | 0 | 0 | 0 | 0 | 0 | 0 | 0 | 0 | 0 | 0 | 0
[10 empty] | 0 | 2074.5968 | 1694.4375 | 1301.4068 | 888.7013 | 574.4245 | 679.384 | 821.4886 | 962.2547 | 1100.9273 | 1201.8253 | 1299.1956 | 1412.3244 | 1491.4644 | 1552.3845 | 1595.1496 | 1641.2916 | 1691.4102 | 1716.948 | 1747.6132 | 1766.5626 | 1773.9654 | 1753.4383 | 1737.8254 | 1739.1792 | 1738.5864 | 1735.9528 | 2045.764
[10 empty] | 0 | 0 | 0 | 0 | 0 | 0 | 0 | 0 | 0 | 0 | 0 | 0 | 0 | 0 | 0 | 0 | 0 | 0 | 0 | 0 | 0 | 0 | 0 | 0 | 0 | 0 | 0 | 0
[10 empty] | 0 | 0 | 0 | 0 | 0 | 0 | 0 | 0 | 0 | 0 | 0 | 0 | 0 | 0 | 0 | 0 | 0 | 0 | 0 | 0 | 0 | 0 | 0 | 0 | 0 | 0 | 0 | 0
[10 empty] | 0 | 0 | 0 | 0 | 0 | 0 | 0 | 0 | 0 | 0 | 0 | 0 | 0 | 0 | 0 | 0 | 0 | 0 | 0 | 0 | 0 | 0 | 0 | 0 | 0 | 0 | 0 | 0
[10 empty] | 3543.64 | 5597.2213 | 7270.6433 | 8551.0346 | 9418.7205 | 9972.1295 | 10630.4981 | 11429.7932 | 12368.8728 | 13445.8069 | 14622.9572 | 15896.9098 | 17266.5313 | 18700.7427 | 20183.7493 | 21699.4169 | 23252.8063 | 24816.766 | 26373.3064 | 27933.0479 | 29488.852 | 31032.9866 | 32565.03 | 34088.4905 | 35619.163 | 37154.1247 | 38690.5209 | 40224.2217
[10 empty] | 0 | 0 | 0 | 0 | 0 | 0 | 0 | 0 | 0 | 0 | 0 | 0 | 0 | 0 | 0 | 0 | 0 | 0 | 0 | 0 | 0 | 0 | 0 | 0 | 0 | 0 | 0 | 0
[10 empty] | 0 | 0 | 0 | 0 | 0 | 0 | 0 | 0 | 0 | 0 | 0 | 0 | 0 | 0 | 0 | 0 | 0 | 0 | 0 | 0 | 0 | 0 | 0 | 0 | 0 | 0 | 0 | 0
[10 empty] | 0 | 0 | 0 | 0 | 0 | 0 | 0 | 0 | 0 | 0 | 0 | 0 | 0 | 0 | 0 | 0 | 0 | 0 | 0 | 0 | 0 | 0 | 0 | 0 | 0 | 0 | 0 | 0
[10 empty] | 0 | 2074.5968 | 1694.4375 | 1301.4068 | 888.7013 | 574.4245 | 679.384 | 821.4886 | 962.2547 | 1100.9273 | 1201.8253 | 1299.1956 | 1412.3244 | 1491.4644 | 1552.3845 | 1595.1496 | 1641.2916 | 1691.4102 | 1716.948 | 1747.6132 | 1766.5626 | 1773.9654 | 1753.4383 | 1737.8254 | 1739.1792 | 1738.5864 | 1735.9528 | 2045.764
[10 empty] | 0 | 0 | 0 | 0 | 0 | 0 | 0 | 0 | 0 | 0 | 0 | 0 | 0 | 0 | 0 | 0 | 0 | 0 | 0 | 0 | 0 | 0 | 0 | 0 | 0 | 0 | 0 | 0
[10 empty] | 0 | 0 | 0 | 0 | 0 | 0 | 0 | 0 | 0 | 0 | 0 | 0 | 0 | 0 | 0 | 0 | 0 | 0 | 0 | 0 | 0 | 0 | 0 | 0 | 0 | 0 | 0 | 0
[10 empty] | 0 | 0 | 0 | 0 | 0 | 0 | 0 | 0 | 0 | 0 | 0 | 0 | 0 | 0 | 0 | 0 | 0 | 0 | 0 | 0 | 0 | 0 | 0 | 0 | 0 | 0 | 0 | 0
[10 empty] | 3543.64 | 5597.2213 | 7270.6433 | 8551.0346 | 9418.7205 | 9972.1295 | 10630.4981 | 11429.7932 | 12368.8728 | 13445.8069 | 14622.9572 | 15896.9098 | 17266.5313 | 18700.7427 | 20183.7493 | 21699.4169 | 23252.8063 | 24816.766 | 26373.3064 | 27933.0479 | 29488.852 | 31032.9866 | 32565.03 | 34088.4905 | 35619.163 | 37154.1247 | 38690.5209 | 40224.2217
[10 empty] | 0 | 0 | 0 | 0 | 0 | 0 | 0 | 0 | 0 | 0 | 0 | 0 | 0 | 0 | 0 | 0 | 0 | 0 | 0 | 0 | 0 | 0 | 0 | 0 | 0 | 0 | 0 | 0
[10 empty] | 0 | 0 | 0 | 0 | 0 | 0 | 0 | 0 | 0 | 0 | 0 | 0 | 0 | 0 | 0 | 0 | 0 | 0 | 0 | 0 | 0 | 0 | 0 | 0 | 0 | 0 | 0 | 0
[10 empty] | 0 | 0 | 0 | 0 | 0 | 0 | 0 | 0 | 0 | 0 | 0 | 0 | 0 | 0 | 0 | 0 | 0 | 0 | 0 | 0 | 0 | 0 | 0 | 0 | 0 | 0 | 0 | 0
[10 empty] | 0 | 2074.5968 | 1694.4375 | 1301.4068 | 888.7013 | 574.4245 | 679.384 | 821.4886 | 962.2547 | 1100.9273 | 1201.8253 | 1299.1956 | 1412.3244 | 1491.4644 | 1552.3845 | 1595.1496 | 1641.2916 | 1691.4102 | 1716.948 | 1747.6132 | 1766.5626 | 1773.9654 | 1753.4383 | 1737.8254 | 1739.1792 | 1738.5864 | 1735.9528 | 2045.764
[10 empty] | 0 | 0 | 0 | 0 | 0 | 0 | 0 | 0 | 0 | 0 | 0 | 0 | 0 | 0 | 0 | 0 | 0 | 0 | 0 | 0 | 0 | 0 | 0 | 0 | 0 | 0 | 0 | 0
[10 empty] | 0 | 0 | 0 | 0 | 0 | 0 | 0 | 0 | 0 | 0 | 0 | 0 | 0 | 0 | 0 | 0 | 0 | 0 | 0 | 0 | 0 | 0 | 0 | 0 | 0 | 0 | 0 | 0
[10 empty] | 0 | 0 | 0 | 0 | 0 | 0 | 0 | 0 | 0 | 0 | 0 | 0 | 0 | 0 | 0 | 0 | 0 | 0 | 0 | 0 | 0 | 0 | 0 | 0 | 0 | 0 | 0 | 0
[10 empty] | 3543.64 | 5597.2213 | 7270.6433 | 8551.0346 | 9418.7205 | 9972.1295 | 10630.4981 | 11429.7932 | 12368.8728 | 13445.8069 | 14622.9572 | 15896.9098 | 17266.5313 | 18700.7427 | 20183.7493 | 21699.4169 | 23252.8063 | 24816.766 | 26373.3064 | 27933.0479 | 29488.852 | 31032.9866 | 32565.03 | 34088.4905 | 35619.163 | 37154.1247 | 38690.5209 | 40224.2217
[10 empty] | -30.7677 | -50.3919 | -66.6074 | -79.5048 | -88.5197 | -94.4994 | -101.6141 | -110.2529 | -120.4031 | -132.0436 | -144.7667 | -158.5354 | -173.3371 | -188.8354 | -204.8591 | -221.2335 | -238.0134 | -254.9048 | -271.713 | -288.5529 | -305.3473 | -322.0124 | -338.5439 | -354.9796 | -371.8536 | -389.0581 | -406.72 | -424.6147
[10 empty] | 0 | 0 | 0 | 0 | 0 | 0 | 0 | 0 | 0 | 0 | 0 | 0 | 0 | 0 | 0 | 0 | 0 | 0 | 0 | 0 | 0 | 0 | 0 | 0 | 0 | 0 | 0 | 0
[10 empty] | 0 | 0 | 0 | 0 | 0 | 0 | 0 | 0 | 0 | 0 | 0 | 0 | 0 | 0 | 0 | 0 | 0 | 0 | 0 | 0 | 0 | 0 | 0 | 0 | 0 | 0 | 0 | 0
[10 empty] | 0 | 2053.5813 | 1673.422 | 1280.3913 | 867.6858 | 553.4091 | 658.3686 | 799.2951 | 939.0796 | 1076.9341 | 1177.1503 | 1273.9526 | 1369.6214 | 1434.2114 | 1483.0066 | 1515.6676 | 1553.3894 | 1563.9597 | 1556.5404 | 1559.7415 | 1555.8041 | 1544.1346 | 1532.0434 | 1523.4605 | 1649.7677 | 1780.5433 | 2066.2235 | 2317.487
[10 empty] | -9120.9919 | -9556.0761 | -9692.0547 | -10077.8202 | -10399.2553 | -10823.2749 | -10823.2749 | -10823.2749 | -10823.2749 | -10823.2749 | -10823.2749 | -10823.2749 | -10823.2749 | -10823.2749 | -10823.2749 | -10823.2749 | -10823.2749 | -10823.2749 | -10823.2749 | -10823.2749 | -10823.2749 | -10823.2749 | -10823.2749 | -10823.2749 | -10823.2749 | -10823.2749 | -10823.2749 | -10823.2749
[10 empty] | 0 | 0 | 0 | 0 | 0 | 0 | 0 | 0 | 0 | 0 | 0 | 0 | 0 | 0 | 0 | 0 | 0 | 0 | 0 | 0 | 0 | 0 | 0 | 0 | 0 | 0 | 0 | 0
[10 empty] | 0 | 0 | 0 | 0 | 0 | 0 | 0 | 0 | 0 | 0 | 0 | 0 | 0 | 0 | 0 | 0 | 0 | 0 | 0 | 0 | 0 | 0 | 0 | 0 | 0 | 0 | 0 | 0
[10 empty] | 0 | 36.0003 | 82.6804 | 131.5023 | 181.5882 | 232.9997 | 285.8014 | 345.4514 | 406.6594 | 469.4565 | 533.8747 | 599.9461 | 667.7038 | 737.1812 | 808.4125 | 881.4323 | 956.2761 | 1032.9798 | 1111.5799 | 1192.1138 | 1274.6194 | 1359.1352 | 1445.7005 | 1534.3553 | 1625.1403 | 1718.0968 | 1813.267 | 1910.6938
[10 empty] | 0 | 0 | 0 | 0 | 0 | 0 | 0 | 0 | 0 | 0 | 0 | 0 | 0 | 0 | 0 | 0 | 0 | 0 | 0 | 0 | 0 | 0 | 0 | 0 | 0 | 0 | 0 | 0
[10 empty] | 0 | 0 | 0 | 0 | 0 | 0 | 0 | 0 | 0 | 0 | 0 | 0 | 0 | 0 | 0 | 0 | 0 | 0 | 0 | 0 | 0 | 0 | 0 | 0 | 0 | 0 | 0 | 0
[10 empty] | 0 | 0 | 0 | 0 | 0 | 0 | 0 | 0 | 0 | 0 | 0 | 0 | 0 | 0 | 0 | 0 | 0 | 0 | 0 | 0 | 0 | 0 | 0 | 0 | 0 | 0 | 0 | 0
[10 empty] | 0 | 36.0003 | 46.68 | 48.8219 | 50.0858 | 51.4116 | 52.8016 | 59.65 | 61.208 | 62.7972 | 64.4181 | 66.0714 | 67.7577 | 69.4774 | 76.3742 | 84.0966 | 91.3127 | 97.975 | 104.1773 | 110.0002 | 116.2838 | 132.7016 | 139.95 | 144.2398 | 148.2363 | 152.2664 | 156.3376 | 162.7619
[10 empty] | 0 | 0 | 0 | 0 | 0 | 0 | 0 | 0 | 0 | 0 | 0 | 0 | 0 | 0 | 0 | 0 | 0 | 0 | 0 | 0 | 0 | 0 | 0 | 0 | 0 | 0 | 0 | 0
[10 empty] | 0 | 0 | 0 | 0 | 0 | 0 | 0 | 0 | 0 | 0 | 0 | 0 | 0 | 0 | 0 | 0 | 0 | 0 | 0 | 0 | 0 | 0 | 0 | 0 | 0 | 0 | 0 | 0
[10 empty] | 0 | 0 | 0 | 0 | 0 | 0 | 0 | 0 | 0 | 0 | 0 | 0 | 0 | 0 | 0 | 0 | 0 | 0 | 0 | 0 | 0 | 0 | 0 | 0 | 0 | 0 | 0 | 0
[10 empty] | 110360.6814 | 110184.1043 | 110007.8097 | 109831.7972 | 109656.0663 | 109480.6166 | 109305.4476 | 109130.5589 | 108955.95 | 108781.6205 | 108607.5699 | 108433.7978 | 108260.3037 | 108087.0872 | 107914.1479 | 107741.4853 | 107569.0989 | 107396.9883 | 107225.1531 | 107053.5929 | 106882.3071 | 106711.2955 | 106540.5574
[10 empty] | 89.7294 | 87.1253 | 86.8852 | 86.5002 | 83.137 | 78.4215 | 69.4326 | 58.4111 | 49.896 | 44.517 | 40.5761 | 37.835 | 36.5471 | 35.2813 | 34.1514 | 33.1704 | 32.2941 | 31.4662 | 30.6489 | 29.889 | 29.2567 | 28.646 | 28.1362
[10 empty] | 5.9784 | 5.8049 | 5.7889 | 5.7633 | 5.5392 | 5.225 | 4.6261 | 3.8918 | 3.3244 | 2.9661 | 2.7035 | 2.5208 | 2.435 | 2.3507 | 2.2754 | 2.2101 | 2.1517 | 2.0965 | 2.0421 | 1.9914 | 1.9493 | 1.9086 | 1.8746
[10 empty] | 32.547 | 31.6024 | 31.5153 | 31.3757 | 30.1558 | 28.4453 | 25.1849 | 21.1871 | 18.0985 | 16.1474 | 14.7179 | 13.7236 | 13.2565 | 12.7974 | 12.3875 | 12.0317 | 11.7138 | 11.4135 | 11.1171 | 10.8414 | 10.6121 | 10.3906 | 10.2057
[10 empty] | 0 | 31830.9635 | 23631.3073 | 18169.7047 | 16564.996 | 14288.2559 | 16518.3535 | 19269.6155 | 16627.0924 | 17758.4123 | 16321.388 | 15283.9047 | 15565.1552 | 15131.9392 | 14757.8575 | 15897.3297 | 14705.2816 | 14164.8526 | 13969.284 | 13587.9864 | 13610.4685 | 13619.985 | 13082.498
[10 empty] | 793.5276 | 777.0043 | 774.1577 | 766.8278 | 765.1979 | 752.2569 | 385.4962 | 382.076 | 378.3328 | 374.6824 | 363.0987 | 358.8558 | 354.2958 | 349.8671 | 345.606 | 341.3851 | 337.4464 | 333.5025 | 329.633 | 325.6885 | 321.6033 | 317.3265 | 318.2488
[10 empty] | 0.052871 | 0.05177 | 0.05158 | 0.051092 | 0.050983 | 0.050121 | 0.025685 | 0.025457 | 0.025207 | 0.024964 | 0.024192 | 0.02391 | 0.023606 | 0.023311 | 0.023027 | 0.022746 | 0.022483 | 0.02222 | 0.021963 | 0.0217 | 0.021428 | 0.021143 | 0.021204
[10 empty] | 0.28783 | 0.28184 | 0.28081 | 0.27815 | 0.27756 | 0.27286 | 0.13983 | 0.13859 | 0.13723 | 0.13591 | 0.1317 | 0.13017 | 0.12851 | 0.12691 | 0.12536 | 0.12383 | 0.1224 | 0.12097 | 0.11957 | 0.11813 | 0.11665 | 0.1151 | 0.11544
[10 empty] | 176634.54 | 176351.9247 | #DIV/0! | #DIV/0! | #DIV/0! | #DIV/0! | #DIV/0! | #DIV/0! | #DIV/0! | #DIV/0! | #DIV/0! | #DIV/0! | #DIV/0! | #DIV/0! | #DIV/0! | #DIV/0! | #DIV/0! | #DIV/0! | #DIV/0! | #DIV/0! | #DIV/0! | #DIV/0!
[10 empty] | 43.4244 | 43.6223 | #DIV/0! | #DIV/0! | #DIV/0! | #DIV/0! | #DIV/0! | #DIV/0! | #DIV/0! | #DIV/0! | #DIV/0! | #DIV/0! | #DIV/0! | #DIV/0! | #DIV/0! | #DIV/0! | #DIV/0! | #DIV/0! | #DIV/0! | #DIV/0! | #DIV/0! | #DIV/0!
[10 empty] | 0 | 0 | #DIV/0! | #DIV/0! | #DIV/0! | #DIV/0! | #DIV/0! | #DIV/0! | #DIV/0! | #DIV/0! | #DIV/0! | #DIV/0! | #DIV/0! | #DIV/0! | #DIV/0! | #DIV/0! | #DIV/0! | #DIV/0! | #DIV/0! | #DIV/0! | #DIV/0! | #DIV/0!
[10 empty] | 0 | 0 | #DIV/0! | #DIV/0! | #DIV/0! | #DIV/0! | #DIV/0! | #DIV/0! | #DIV/0! | #DIV/0! | #DIV/0! | #DIV/0! | #DIV/0! | #DIV/0! | #DIV/0! | #DIV/0! | #DIV/0! | #DIV/0! | #DIV/0! | #DIV/0! | #DIV/0! | #DIV/0!
[10 empty] | 0 | 9447.4245 | #DIV/0! | #DIV/0! | #DIV/0! | #DIV/0! | #DIV/0! | #DIV/0! | #DIV/0! | #DIV/0! | #DIV/0! | #DIV/0! | #DIV/0! | #DIV/0! | #DIV/0! | #DIV/0! | #DIV/0! | #DIV/0! | #DIV/0! | #DIV/0! | #DIV/0! | #DIV/0!
[10 empty] | 245.1732 | 230.4661 | #DIV/0! | #DIV/0! | #DIV/0! | #DIV/0! | #DIV/0! | #DIV/0! | #DIV/0! | #DIV/0! | #DIV/0! | #DIV/0! | #DIV/0! | #DIV/0! | #DIV/0! | #DIV/0! | #DIV/0! | #DIV/0! | #DIV/0! | #DIV/0! | #DIV/0! | #DIV/0!
[10 empty] | 0 | 0 | #DIV/0! | #DIV/0! | #DIV/0! | #DIV/0! | #DIV/0! | #DIV/0! | #DIV/0! | #DIV/0! | #DIV/0! | #DIV/0! | #DIV/0! | #DIV/0! | #DIV/0! | #DIV/0! | #DIV/0! | #DIV/0! | #DIV/0! | #DIV/0! | #DIV/0! | #DIV/0!
[10 empty] | 0 | 0 | #DIV/0! | #DIV/0! | #DIV/0! | #DIV/0! | #DIV/0! | #DIV/0! | #DIV/0! | #DIV/0! | #DIV/0! | #DIV/0! | #DIV/0! | #DIV/0! | #DIV/0! | #DIV/0! | #DIV/0! | #DIV/0! | #DIV/0! | #DIV/0! | #DIV/0! | #DIV/0!
[10 empty] | 5345.0347 | 5482.6426 | 5623.7933 | 5768.5779 | 5917.0899 | 6069.4254 | 6225.6828 | 6385.9631 | 6550.3697 | 6719.009 | 6891.9899 | 7069.4243 | 7251.4266 | 7438.1146 | 7629.6089 | 7826.0333 | 8027.5145 | 8234.1829 | 8446.172 | 8663.6188 | 8886.6637 | 9115.4509 | 9350.1282 | 9590.8473 | 9837.7637 | 10091.037 | 10350.8308 | 10617.313
[10 empty] | 25.0977 | 25.5178 | 25.9591 | 26.4235 | 26.9126 | 27.3176 | 27.7482 | 28.2058 | 28.6917 | 29.2015 | 29.7381 | 30.2993 | 30.8892 | 31.5113 | 32.1584 | 32.8297 | 33.5247 | 34.2433 | 35.001 | 35.7959 | 36.6264 | 37.4621 | 38.3346 | 39.2428 | 40.1856 | 41.1947 | 42.2333 | 43.3019
[10 empty] | 5.8302 | 5.9278 | 6.0304 | 6.1382 | 6.2519 | 6.3459 | 6.446 | 6.5523 | 6.6651 | 6.7836 | 6.9082 | 7.0386 | 7.1756 | 7.3202 | 7.4705 | 7.6264 | 7.7879 | 7.9548 | 8.1308 | 8.3155 | 8.5084 | 8.7025 | 8.9052 | 9.1162 | 9.3352 | 9.5696 | 9.8109 | 10.0591
[10 empty] | 5.8302 | 5.9278 | 6.0304 | 6.1382 | 6.2519 | 6.3459 | 6.446 | 6.5523 | 6.6651 | 6.7836 | 6.9082 | 7.0386 | 7.1756 | 7.3202 | 7.4705 | 7.6264 | 7.7879 | 7.9548 | 8.1308 | 8.3155 | 8.5084 | 8.7025 | 8.9052 | 9.1162 | 9.3352 | 9.5696 | 9.8109 | 10.0591
[10 empty] | 0 | 345.2994 | 354.686 | 363.329 | 371.7453 | 379.5877 | 386.9544 | 393.9299 | 400.5873 | 421.274 | 439.7191 | 474.3741 | 504.8293 | 531.7039 | 536.5507 | 542.8564 | 550.3272 | 558.7856 | 568.0307 | 577.9044 | 588.2844 | 699.6818 | 701.2181 | 705.9464 | 715.9026 | 729.6648 | 746.2334 | 762.1129
[10 empty] | 4360.1143 | 4360.1143 | 4360.1143 | 4360.1143 | 4360.1143 | 4069.44 | 4069.44 | 4069.44 | 4069.44 | 4069.44 | 4069.44 | 4069.44 | 4069.44 | 4069.44 | 4069.44 | 4069.44 | 4069.44 | 4069.44 | 4069.44 | 4069.44 | 4069.44 | 4069.44 | 4069.44 | 4069.44 | 4069.44 | 4069.44 | 4069.44 | 4069.44
[10 empty] | 1.0129 | 1.0129 | 1.0129 | 1.0129 | 1.0129 | 0.94534 | 0.94534 | 0.94534 | 0.94534 | 0.94534 | 0.94534 | 0.94534 | 0.94534 | 0.94534 | 0.94534 | 0.94534 | 0.94534 | 0.94534 | 0.94534 | 0.94534 | 0.94534 | 0.94534 | 0.94534 | 0.94534 | 0.94534 | 0.94534 | 0.94534 | 0.94534
[10 empty] | 1.0129 | 1.0129 | 1.0129 | 1.0129 | 1.0129 | 0.94534 | 0.94534 | 0.94534 | 0.94534 | 0.94534 | 0.94534 | 0.94534 | 0.94534 | 0.94534 | 0.94534 | 0.94534 | 0.94534 | 0.94534 | 0.94534 | 0.94534 | 0.94534 | 0.94534 | 0.94534 | 0.94534 | 0.94534 | 0.94534 | 0.94534 | 0.94534
[10 empty] | 18074.695 | 18045.7754 | 18016.9022 | 17988.0752 | 17959.2942 | 17930.5594 | 17901.8705 | 17873.2275 | 17844.6303 | 17816.0789 | 17787.5732 | 17759.1131 | 17730.6985 | 17702.3294 | 17674.0056 | 17645.7272 | 17617.4941 | 17589.3061 | 17561.1632 | 17533.0653 | 17505.0124 | 17477.0044 | 17449.0412 | 17421.1227 | 17393.2489 | 17365.4197 | 17337.6351 | 17309.8948
[10 empty] | 50.8745 | 48.9157 | 47.5263 | 46.5301 | 45.81 | 45.2715 | 44.8799 | 44.6214 | 44.492 | 44.4892 | 44.4635 | 44.4226 | 44.3717 | 44.3141 | 44.2521 | 44.1873 | 44.1205 | 44.0526 | 43.9838 | 43.9146 | 43.8451 | 43.7755 | 43.7058 | 43.6361 | 43.5664 | 43.4968 | 43.4273 | 43.3579
[10 empty] | 11.8183 | 11.3633 | 11.0405 | 10.8091 | 10.6418 | 10.5167 | 10.4257 | 10.3657 | 10.3356 | 10.335 | 10.329 | 10.3195 | 10.3077 | 10.2943 | 10.2799 | 10.2648 | 10.2493 | 10.2335 | 10.2176 | 10.2015 | 10.1854 | 10.1692 | 10.153 | 10.1368 | 10.1206 | 10.1044 | 10.0883 | 10.0722
[10 empty] | 11.8183 | 11.3633 | 11.0405 | 10.8091 | 10.6418 | 10.5167 | 10.4257 | 10.3657 | 10.3356 | 10.335 | 10.329 | 10.3195 | 10.3077 | 10.2943 | 10.2799 | 10.2648 | 10.2493 | 10.2335 | 10.2176 | 10.2015 | 10.1854 | 10.1692 | 10.153 | 10.1368 | 10.1206 | 10.1044 | 10.0883 | 10.0722
[10 empty] | 0 | 2557.1648 | 1925.5408 | 1504.7743 | 1224.3551 | 1224.7048 | 1224.2819 | 1462.5393 | 1620.0872 | 1723.9164 | 1987.6309 | 1955.6304 | 1796.0822 | 2093.2568 | 1674.0677 | 1435.5788 | 1382.1882 | 1452.734 | 1533.6543 | 1720.4112 | 1818.637 | 1821.2341 | 1951.6169 | 1843.4499 | 1668.3701 | 1622.7452 | 1476.8373 | 1441.1931
[10 empty] | 2504.8073 | 2504.8073 | 2504.8073 | 2504.8073 | 2504.8073 | 2504.8073 | 2504.8073 | 2504.8073 | 2504.8073 | 2504.8073 | 2504.8073 | 2504.8073 | 2504.8073 | 2504.8073 | 2504.8073 | 2504.8073 | 2504.8073 | 2504.8073 | 2504.8073 | 2504.8073 | 2504.8073 | 2504.8073 | 2504.8073 | 2504.8073 | 2504.8073 | 2504.8073 | 2504.8073 | 2504.8073
[10 empty] | 0.58187 | 0.58187 | 0.58187 | 0.58187 | 0.58187 | 0.58187 | 0.58187 | 0.58187 | 0.58187 | 0.58187 | 0.58187 | 0.58187 | 0.58187 | 0.58187 | 0.58187 | 0.58187 | 0.58187 | 0.58187 | 0.58187 | 0.58187 | 0.58187 | 0.58187 | 0.58187 | 0.58187 | 0.58187 | 0.58187 | 0.58187 | 0.58187
[10 empty] | 0.58187 | 0.58187 | 0.58187 | 0.58187 | 0.58187 | 0.58187 | 0.58187 | 0.58187 | 0.58187 | 0.58187 | 0.58187 | 0.58187 | 0.58187 | 0.58187 | 0.58187 | 0.58187 | 0.58187 | 0.58187 | 0.58187 | 0.58187 | 0.58187 | 0.58187 | 0.58187 | 0.58187 | 0.58187 | 0.58187 | 0.58187 | 0.58187
[10 empty] | 29119.3007 | 29591.6009 | 30071.5615 | 30559.3069 | 31054.9633 | 31558.6589 | 32070.5243 | 32590.6918 | 33119.2962 | 33656.4743 | 34202.3651 | 34757.11 | 35320.8526 | 35893.7388 | 36475.9169 | 37067.5377 | 37668.7542 | 38279.7222 | 38900.5997 | 39531.5476 | 40172.7291 | 40824.3103 | 41486.4598 | 42159.349 | 42843.1521 | 43538.0462 | 44244.2111 | 44961.8296
[10 empty] | 99.3783 | 101.8493 | 104.3613 | 106.9163 | 109.5156 | 112.1606 | 114.8527 | 117.593 | 120.3826 | 123.2225 | 126.1137 | 129.057 | 132.0533 | 135.1035 | 138.0734 | 140.9802 | 143.8389 | 146.6622 | 149.4612 | 152.2456 | 155.0237 | 157.8028 | 160.5891 | 163.3882 | 166.205 | 169.0436 | 171.9078 | 174.801
[10 empty] | 23.0859 | 23.6599 | 24.2434 | 24.837 | 25.4408 | 26.0552 | 26.6806 | 27.3172 | 27.9652 | 28.625 | 29.2966 | 29.9803 | 30.6764 | 31.3849 | 32.0749 | 32.7501 | 33.4142 | 34.0701 | 34.7203 | 35.3671 | 36.0125 | 36.6581 | 37.3053 | 37.9556 | 38.6099 | 39.2693 | 39.9347 | 40.6068
[10 empty] | 23.0859 | 23.6599 | 24.2434 | 24.837 | 25.4408 | 26.0552 | 26.6806 | 27.3172 | 27.9652 | 28.625 | 29.2966 | 29.9803 | 30.6764 | 31.3849 | 32.0749 | 32.7501 | 33.4142 | 34.0701 | 34.7203 | 35.3671 | 36.0125 | 36.6581 | 37.3053 | 37.9556 | 38.6099 | 39.2693 | 39.9347 | 40.6068
[10 empty] | 0 | 2004.895 | 2012.5554 | 2020.3402 | 2028.2511 | 2036.2904 | 2044.4601 | 2052.7623 | 2061.1992 | 2069.7729 | 2078.4856 | 2087.3397 | 2096.3374 | 2105.481 | 2182.2444 | 2250.614 | 2311.8308 | 2366.9589 | 2416.9113 | 2462.4711 | 2504.3103 | 3127.1462 | 3081.9761 | 3046.221 | 3018.5838 | 2997.9537 | 2983.3793 | 2983.6847
[10 empty] | 3900.3429 | 3900.3429 | 3900.3429 | 3900.3429 | 3900.3429 | 3900.3429 | 3900.3429 | 3900.3429 | 3900.3429 | 3900.3429 | 3900.3429 | 3900.3429 | 3900.3429 | 3900.3429 | 3900.3429 | 3900.3429 | 3900.3429 | 3900.3429 | 3900.3429 | 3900.3429 | 3900.3429 | 3900.3429 | 3900.3429 | 3900.3429 | 3900.3429 | 3900.3429 | 3900.3429 | 3900.3429
[10 empty] | 0.90606 | 0.90606 | 0.90606 | 0.90606 | 0.90606 | 0.90606 | 0.90606 | 0.90606 | 0.90606 | 0.90606 | 0.90606 | 0.90606 | 0.90606 | 0.90606 | 0.90606 | 0.90606 | 0.90606 | 0.90606 | 0.90606 | 0.90606 | 0.90606 | 0.90606 | 0.90606 | 0.90606 | 0.90606 | 0.90606 | 0.90606 | 0.90606
[10 empty] | 0.90606 | 0.90606 | 0.90606 | 0.90606 | 0.90606 | 0.90606 | 0.90606 | 0.90606 | 0.90606 | 0.90606 | 0.90606 | 0.90606 | 0.90606 | 0.90606 | 0.90606 | 0.90606 | 0.90606 | 0.90606 | 0.90606 | 0.90606 | 0.90606 | 0.90606 | 0.90606 | 0.90606 | 0.90606 | 0.90606 | 0.90606 | 0.90606
[10 empty] | 2777.3088 | 2772.8651 | 2768.4285 | 2763.999 | 2759.5766 | 2755.1613 | 2750.753 | 2746.3518 | 2741.9577 | 2737.5705 | 2733.1904 | 2728.8173 | 2724.4512 | 2720.0921 | 2715.7399 | 2711.3948 | 2707.0565 | 2702.7252 | 2698.4009 | 2694.0834 | 2689.7729 | 2685.4693 | 2681.1725 | 2676.8826 | 2672.5996 | 2668.3235 | 2664.0542 | 2659.7917
[10 empty] | 1.2422 | 1.2336 | 1.2252 | 1.2171 | 1.2092 | 1.2016 | 1.1943 | 1.1872 | 1.1804 | 1.1738 | 1.1676 | 1.1616 | 1.156 | 1.1507 | 1.1456 | 1.1408 | 1.1363 | 1.1319 | 1.1278 | 1.1239 | 1.1201 | 1.1165 | 1.1131 | 1.1097 | 1.1065 | 1.1035 | 1.1005 | 1.0976
[10 empty] | 0 | 0 | 0 | 0 | 0 | 0 | 0 | 0 | 0 | 0 | 0 | 0 | 0 | 0 | 0 | 0 | 0 | 0 | 0 | 0 | 0 | 0 | 0 | 0 | 0 | 0 | 0 | 0
[10 empty] | 0 | 0 | 0 | 0 | 0 | 0 | 0 | 0 | 0 | 0 | 0 | 0 | 0 | 0 | 0 | 0 | 0 | 0 | 0 | 0 | 0 | 0 | 0 | 0 | 0 | 0 | 0 | 0
[10 empty] | 0 | 110.9146 | 110.7371 | 110.56 | 110.3831 | 110.2065 | 110.0301 | 109.8541 | 109.6783 | 109.5028 | 109.3276 | 109.1527 | 108.978 | 108.8037 | 108.6296 | 108.4558 | 108.2823 | 108.109 | 107.936 | 107.7633 | 107.5909 | 107.4188 | 107.2469 | 107.0753 | 106.904 | 106.7329 | 106.5622 | 141.0844
[10 empty] | 407.6562 | 407.6562 | 407.6562 | 407.6562 | 407.6562 | 407.6562 | 407.6562 | 407.6562 | 407.6562 | 407.6562 | 407.6562 | 407.6562 | 407.6562 | 407.6562 | 407.6562 | 407.6562 | 407.6562 | 407.6562 | 407.6562 | 407.6562 | 407.6562 | 407.6562 | 407.6562 | 407.6562 | 407.6562 | 407.6562 | 407.6562 | 407.6562
[10 empty] | 0 | 0 | 0 | 0 | 0 | 0 | 0 | 0 | 0 | 0 | 0 | 0 | 0 | 0 | 0 | 0 | 0 | 0 | 0 | 0 | 0 | 0 | 0 | 0 | 0 | 0 | 0 | 0
[10 empty] | 0 | 0 | 0 | 0 | 0 | 0 | 0 | 0 | 0 | 0 | 0 | 0 | 0 | 0 | 0 | 0 | 0 | 0 | 0 | 0 | 0 | 0 | 0 | 0 | 0 | 0 | 0 | 0
[10 empty] | 52076.3602 | 51993.038 | 51909.8492 | 51826.7934 | 51743.8705 | 51661.0803 | 51578.4226 | 51495.8971 | 51413.5037 | 51331.2421 | 51249.1121 | 51167.1135 | 51085.2462 | 51003.5098 | 50921.9041 | 50840.4291 | 50759.0844 | 50677.8699 | 50596.7853 | 50515.8304 | 50435.0051 | 50354.3091 | 50273.7422 | 50193.3042 | 50112.9949 | 50032.8141 | 49952.7616 | 49872.8372
[10 empty] | 99.0873 | 100.1334 | 101.2236 | 102.3538 | 103.5185 | 104.7147 | 105.9396 | 107.1907 | 108.4659 | 109.7421 | 111.0198 | 112.3672 | 113.7775 | 115.2446 | 116.5237 | 117.636 | 118.6005 | 119.4337 | 120.1504 | 120.7638 | 121.2856 | 121.7261 | 122.0944 | 122.3988 | 122.6465 | 122.8439 | 122.9967 | 123.1099
[10 empty] | 18.6101 | 18.8066 | 19.0113 | 19.2236 | 19.4424 | 19.667 | 19.8971 | 20.1321 | 20.3716 | 20.6112 | 20.8512 | 21.1043 | 21.3692 | 21.6447 | 21.8849 | 22.0938 | 22.275 | 22.4315 | 22.5661 | 22.6813 | 22.7793 | 22.862 | 22.9312 | 22.9884 | 23.0349 | 23.072 | 23.1007 | 23.1219
[10 empty] | 18.6101 | 18.8066 | 19.0113 | 19.2236 | 19.4424 | 19.667 | 19.8971 | 20.1321 | 20.3716 | 20.6112 | 20.8512 | 21.1043 | 21.3692 | 21.6447 | 21.8849 | 22.0938 | 22.275 | 22.4315 | 22.5661 | 22.6813 | 22.7793 | 22.862 | 22.9312 | 22.9884 | 23.0349 | 23.072 | 23.1007 | 23.1219
[10 empty] | 0 | 2067.7888 | 2133.6678 | 2191.6555 | 2239.6883 | 2281.8443 | 2318.7857 | 2351.1 | 2379.3086 | 2370.7405 | 2362.7218 | 2459.5258 | 2544.8558 | 2620.0039 | 2550.1872 | 2495.3962 | 2453.0814 | 2420.7555 | 2396.6548 | 2379.2863 | 2367.3888 | 2359.8999 | 2352.3214 | 2959.449 | 2914.6315 | 2881.8286 | 2857.963 | 2827.4613
[10 empty] | 2518.2025 | 2518.2025 | 2518.2025 | 2518.2025 | 2518.2025 | 2518.2025 | 2518.2025 | 2518.2025 | 2518.2025 | 2518.2025 | 2518.2025 | 2518.2025 | 2518.2025 | 2518.2025 | 2518.2025 | 2518.2025 | 2518.2025 | 2518.2025 | 2518.2025 | 2518.2025 | 2518.2025 | 2518.2025 | 2518.2025 | 2518.2025 | 2518.2025 | 2518.2025 | 2518.2025 | 2518.2025
[10 empty] | 0.47296 | 0.47296 | 0.47296 | 0.47296 | 0.47296 | 0.47296 | 0.47296 | 0.47296 | 0.47296 | 0.47296 | 0.47296 | 0.47296 | 0.47296 | 0.47296 | 0.47296 | 0.47296 | 0.47296 | 0.47296 | 0.47296 | 0.47296 | 0.47296 | 0.47296 | 0.47296 | 0.47296 | 0.47296 | 0.47296 | 0.47296 | 0.47296
[10 empty] | 0.47296 | 0.47296 | 0.47296 | 0.47296 | 0.47296 | 0.47296 | 0.47296 | 0.47296 | 0.47296 | 0.47296 | 0.47296 | 0.47296 | 0.47296 | 0.47296 | 0.47296 | 0.47296 | 0.47296 | 0.47296 | 0.47296 | 0.47296 | 0.47296 | 0.47296 | 0.47296 | 0.47296 | 0.47296 | 0.47296 | 0.47296 | 0.47296
[10 empty] | 13207.3978 | 13186.266 | 13165.168 | 13144.1037 | 13123.0731 | 13102.0762 | 13081.1129 | 13060.1831 | 13039.2868 | 13018.424 | 12997.5945 | 12976.7983 | 12956.0354 | 12935.3058 | 12914.6093 | 12893.9459 | 12873.3156 | 12852.7183 | 12832.154 | 12811.6225 | 12791.1239 | 12770.6581 | 12750.2251 | 12729.8247 | 12709.457 | 12689.1219 | 12668.8193 | 12648.5492
[10 empty] | 26.2068 | 25.0826 | 24.02 | 23.0215 | 22.0897 | 21.2262 | 20.4321 | 19.7084 | 19.0558 | 18.4771 | 17.9713 | 17.5383 | 17.181 | 16.9018 | 16.6592 | 16.4482 | 16.2641 | 16.103 | 15.9617 | 15.8373 | 15.7273 | 15.6297 | 15.5427 | 15.4648 | 15.3947 | 15.3312 | 15.2734 | 15.2206
[10 empty] | 4.922 | 4.7109 | 4.5113 | 4.3238 | 4.1488 | 3.9866 | 3.8375 | 3.7015 | 3.579 | 3.4703 | 3.3753 | 3.294 | 3.2269 | 3.1744 | 3.1289 | 3.0892 | 3.0546 | 3.0244 | 2.9979 | 2.9745 | 2.9538 | 2.9355 | 2.9192 | 2.9045 | 2.8914 | 2.8794 | 2.8686 | 2.8587
[10 empty] | 4.922 | 4.7109 | 4.5113 | 4.3238 | 4.1488 | 3.9866 | 3.8375 | 3.7015 | 3.579 | 3.4703 | 3.3753 | 3.294 | 3.2269 | 3.1744 | 3.1289 | 3.0892 | 3.0546 | 3.0244 | 2.9979 | 2.9745 | 2.9538 | 2.9355 | 2.9192 | 2.9045 | 2.8914 | 2.8794 | 2.8686 | 2.8587
[10 empty] | 0 | 674.2598 | 674.3707 | 674.3098 | 673.1394 | 671.9841 | 670.8419 | 669.7113 | 668.5907 | 656.6747 | 646.3422 | 671.3859 | 692.6284 | 710.6183 | 702.4652 | 695.5036 | 689.5376 | 684.2682 | 679.5972 | 675.4401 | 671.7244 | 858.6464 | 827.0188 | 798.4587 | 777.2087 | 761.9994 | 751.5039 | 741.3841
[10 empty] | 1189.8507 | 1189.8507 | 1189.8507 | 1189.8507 | 1189.8507 | 1189.8507 | 1189.8507 | 1189.8507 | 1189.8507 | 1189.8507 | 1189.8507 | 1189.8507 | 1189.8507 | 1189.8507 | 1189.8507 | 1189.8507 | 1189.8507 | 1189.8507 | 1189.8507 | 1189.8507 | 1189.8507 | 1189.8507 | 1189.8507 | 1189.8507 | 1189.8507 | 1189.8507 | 1189.8507 | 1189.8507
[10 empty] | 0.22347 | 0.22347 | 0.22347 | 0.22347 | 0.22347 | 0.22347 | 0.22347 | 0.22347 | 0.22347 | 0.22347 | 0.22347 | 0.22347 | 0.22347 | 0.22347 | 0.22347 | 0.22347 | 0.22347 | 0.22347 | 0.22347 | 0.22347 | 0.22347 | 0.22347 | 0.22347 | 0.22347 | 0.22347 | 0.22347 | 0.22347 | 0.22347
[10 empty] | 0.22347 | 0.22347 | 0.22347 | 0.22347 | 0.22347 | 0.22347 | 0.22347 | 0.22347 | 0.22347 | 0.22347 | 0.22347 | 0.22347 | 0.22347 | 0.22347 | 0.22347 | 0.22347 | 0.22347 | 0.22347 | 0.22347 | 0.22347 | 0.22347 | 0.22347 | 0.22347 | 0.22347 | 0.22347 | 0.22347 | 0.22347 | 0.22347
[10 empty] | 77801.7951 | 77677.3122 | 77553.0285 | 77428.9437 | 77305.0574 | 77181.3693 | 77057.8791 | 76934.5865 | 76811.4911 | 76688.5928 | 76565.891 | 76443.3856 | 76321.0762 | 76198.9625 | 76077.0441 | 75955.3208 | 75833.7923 | 75712.4583 | 75591.3183 | 75470.3722 | 75349.6196 | 75229.0602 | 75108.6937 | 74988.5198 | 74868.5382 | 74748.7485 | 74629.1505 | 74509.7439
[10 empty] | 42.2552 | 46.7215 | 46.5552 | 46.4225 | 44.7817 | 43.6982 | 43.0004 | 41.6635 | 41.6808 | 41.686 | 41.6808 | 41.6667 | 41.6451 | 41.617 | 41.5834 | 41.5451 | 41.5028 | 41.4571 | 41.4085 | 41.3573 | 41.3041 | 41.2491 | 41.1926 | 41.1348 | 41.076 | 41.0162 | 40.9557 | 40.8945
[10 empty] | 14.1174 | 15.6096 | 15.554 | 15.5097 | 14.9615 | 14.5995 | 14.3664 | 13.9197 | 13.9255 | 13.9272 | 13.9255 | 13.9208 | 13.9136 | 13.9042 | 13.893 | 13.8802 | 13.866 | 13.8507 | 13.8345 | 13.8174 | 13.7996 | 13.7813 | 13.7624 | 13.7431 | 13.7234 | 13.7034 | 13.6832 | 13.6628
[10 empty] | 14.1174 | 15.6096 | 15.554 | 15.5097 | 14.9615 | 14.5995 | 14.3664 | 13.9197 | 13.9255 | 13.9272 | 13.9255 | 13.9208 | 13.9136 | 13.9042 | 13.893 | 13.8802 | 13.866 | 13.8507 | 13.8345 | 13.8174 | 13.7996 | 13.7813 | 13.7624 | 13.7431 | 13.7234 | 13.7034 | 13.6832 | 13.6628
[10 empty] | 0 | 5975.1779 | 5965.6176 | 5956.0726 | 7928.7238 | 9235.3775 | 10098.7534 | 12493.6508 | 12504.9233 | 12636.5179 | 13767.4692 | 14275.4151 | 14469.1141 | 15186.0601 | 15291.6742 | 15386.0154 | 15827.6425 | 15988.402 | 16025.4217 | 16264.8012 | 16328.8215 | 16356.4999 | 16500.8765 | 16545.0608 | 16543.7991 | 16617.0251 | 16634.6956 | 16629.1125
[10 empty] | 1328.3731 | 1328.3731 | 549.1982 | 549.1982 | 549.1982 | 549.1982 | 549.1982 | 549.1982 | 549.1982 | 549.1982 | 549.1982 | 549.1982 | 549.1982 | 549.1982 | 549.1982 | 549.1982 | 549.1982 | 549.1982 | 549.1982 | 549.1982 | 549.1982 | 549.1982 | 549.1982 | 549.1982 | 549.1982 | 549.1982 | 549.1982 | 549.1982
[10 empty] | 0.44381 | 0.44381 | 0.18349 | 0.18349 | 0.18349 | 0.18349 | 0.18349 | 0.18349 | 0.18349 | 0.18349 | 0.18349 | 0.18349 | 0.18349 | 0.18349 | 0.18349 | 0.18349 | 0.18349 | 0.18349 | 0.18349 | 0.18349 | 0.18349 | 0.18349 | 0.18349 | 0.18349 | 0.18349 | 0.18349 | 0.18349 | 0.18349
[10 empty] | 0.44381 | 0.44381 | 0.18349 | 0.18349 | 0.18349 | 0.18349 | 0.18349 | 0.18349 | 0.18349 | 0.18349 | 0.18349 | 0.18349 | 0.18349 | 0.18349 | 0.18349 | 0.18349 | 0.18349 | 0.18349 | 0.18349 | 0.18349 | 0.18349 | 0.18349 | 0.18349 | 0.18349 | 0.18349 | 0.18349 | 0.18349 | 0.18349
[10 empty] | 77801.7951 | 77677.3122 | 77553.0285 | 77428.9437 | 77305.0574 | 77181.3693 | 77057.8791 | 76934.5865 | 76811.4911 | 76688.5928 | 76565.891 | 76443.3856 | 76321.0762 | 76198.9625 | 76077.0441 | 75955.3208 | 75833.7923 | 75712.4583 | 75591.3183 | 75470.3722 | 75349.6196 | 75229.0602 | 75108.6937 | 74988.5198 | 74868.5382 | 74748.7485 | 74629.1505 | 74509.7439
[10 empty] | 14.8849 | 14.8171 | 14.7144 | 14.6156 | 14.5211 | 14.4309 | 14.3455 | 14.2648 | 14.189 | 14.1182 | 14.0524 | 13.9918 | 13.9362 | 13.8859 | 13.8407 | 13.8006 | 13.7658 | 13.736 | 13.7115 | 13.6921 | 13.6647 | 13.6386 | 13.6133 | 13.5888 | 13.5648 | 13.5317 | 13.5106 | 13.4894
[10 empty] | 4.973 | 4.9504 | 4.9161 | 4.8831 | 4.8515 | 4.8214 | 4.7928 | 4.7658 | 4.7405 | 4.7169 | 4.6949 | 4.6746 | 4.6561 | 4.6392 | 4.6241 | 4.6108 | 4.5991 | 4.5892 | 4.581 | 4.5745 | 4.5654 | 4.5566 | 4.5482 | 4.54 | 4.532 | 4.5209 | 4.5139 | 4.5068
[10 empty] | 4.973 | 4.9504 | 4.9161 | 4.8831 | 4.8515 | 4.8214 | 4.7928 | 4.7658 | 4.7405 | 4.7169 | 4.6949 | 4.6746 | 4.6561 | 4.6392 | 4.6241 | 4.6108 | 4.5991 | 4.5892 | 4.581 | 4.5745 | 4.5654 | 4.5566 | 4.5482 | 4.54 | 4.532 | 4.5209 | 4.5139 | 4.5068
[10 empty] | 0 | 3377.2744 | 3371.8708 | 3366.4758 | 3361.0895 | 3355.7117 | 3350.3426 | 3344.982 | 3339.63 | 3334.2866 | 3328.9518 | 3323.6255 | 3318.3077 | 3312.9984 | 3307.6976 | 3302.4053 | 3297.1214 | 3291.846 | 3286.5791 | 3281.3205 | 3276.0704 | 3270.8287 | 3265.5954 | 3260.3704 | 3255.1538 | 4101.8993 | 3925.2182 | 3783.0611
[10 empty] | 192.3807 | 192.3807 | 181.0642 | 181.0642 | 181.0642 | 181.0642 | 181.0642 | 181.0642 | 181.0642 | 181.0642 | 181.0642 | 181.0642 | 181.0642 | 181.0642 | 181.0642 | 181.0642 | 181.0642 | 181.0642 | 181.0642 | 181.0642 | 181.0642 | 181.0642 | 181.0642 | 181.0642 | 181.0642 | 181.0642 | 181.0642 | 181.0642
[10 empty] | 0.064274 | 0.064274 | 0.060493 | 0.060493 | 0.060493 | 0.060493 | 0.060493 | 0.060493 | 0.060493 | 0.060493 | 0.060493 | 0.060493 | 0.060493 | 0.060493 | 0.060493 | 0.060493 | 0.060493 | 0.060493 | 0.060493 | 0.060493 | 0.060493 | 0.060493 | 0.060493 | 0.060493 | 0.060493 | 0.060493 | 0.060493 | 0.060493
[10 empty] | 0.064274 | 0.064274 | 0.060493 | 0.060493 | 0.060493 | 0.060493 | 0.060493 | 0.060493 | 0.060493 | 0.060493 | 0.060493 | 0.060493 | 0.060493 | 0.060493 | 0.060493 | 0.060493 | 0.060493 | 0.060493 | 0.060493 | 0.060493 | 0.060493 | 0.060493 | 0.060493 | 0.060493 | 0.060493 | 0.060493 | 0.060493 | 0.060493
[10 empty] | 77801.7951 | 77677.3122 | 77553.0285 | 77428.9437 | 77305.0574 | 77181.3693 | 77057.8791 | 76934.5865 | 76811.4911 | 76688.5928 | 76565.891 | 76443.3856 | 76321.0762 | 76198.9625 | 76077.0441 | 75955.3208 | 75833.7923 | 75712.4583 | 75591.3183 | 75470.3722 | 75349.6196 | 75229.0602 | 75108.6937 | 74988.5198 | 74868.5382 | 74748.7485 | 74629.1505 | 74509.7439
[10 empty] | 11.861 | 12.7222 | 13.6173 | 14.552 | 15.5304 | 16.5548 | 17.2267 | 17.6639 | 17.9451 | 18.1223 | 18.2304 | 18.2924 | 18.3239 | 18.335 | 18.3326 | 18.3211 | 18.3038 | 18.2824 | 18.2584 | 18.2327 | 18.2059 | 18.1783 | 18.1503 | 18.1219 | 18.0934 | 18.0647 | 18.036 | 18.0073
[10 empty] | 3.9628 | 4.2505 | 4.5495 | 4.8618 | 5.1887 | 5.5309 | 5.7554 | 5.9015 | 5.9954 | 6.0546 | 6.0907 | 6.1115 | 6.122 | 6.1257 | 6.1249 | 6.1211 | 6.1153 | 6.1081 | 6.1001 | 6.0915 | 6.0826 | 6.0733 | 6.064 | 6.0545 | 6.045 | 6.0354 | 6.0258 | 6.0162
[10 empty] | 3.9628 | 4.2505 | 4.5495 | 4.8618 | 5.1887 | 5.5309 | 5.7554 | 5.9015 | 5.9954 | 6.0546 | 6.0907 | 6.1115 | 6.122 | 6.1257 | 6.1249 | 6.1211 | 6.1153 | 6.1081 | 6.1001 | 6.0915 | 6.0826 | 6.0733 | 6.064 | 6.0545 | 6.045 | 6.0354 | 6.0258 | 6.0162
[10 empty] | 0 | 11096.7589 | 11079.0041 | 14748.3702 | 17178.9016 | 20009.9846 | 21201.1096 | 20760.1265 | 21584.887 | 21745.717 | 22206.0589 | 22245.4297 | 22105.1441 | 22272.7431 | 22207.8423 | 22279.0734 | 22222.5731 | 22173.442 | 22182.2548 | 22126.2889 | 22118.6216 | 22069.9153 | 22036.375 | 22009.2062 | 21967.2873 | 21939.8055 | 21899.5412 | 21866.5665
[10 empty] | 241.681 | 241.681 | 241.681 | 241.681 | 241.681 | 241.681 | 241.681 | 241.681 | 241.681 | 241.681 | 241.681 | 241.681 | 241.681 | 241.681 | 241.681 | 241.681 | 241.681 | 241.681 | 241.681 | 241.681 | 241.681 | 241.681 | 241.681 | 241.681 | 241.681 | 241.681 | 241.681 | 241.681
[10 empty] | 0.080745 | 0.080745 | 0.080745 | 0.080745 | 0.080745 | 0.080745 | 0.080745 | 0.080745 | 0.080745 | 0.080745 | 0.080745 | 0.080745 | 0.080745 | 0.080745 | 0.080745 | 0.080745 | 0.080745 | 0.080745 | 0.080745 | 0.080745 | 0.080745 | 0.080745 | 0.080745 | 0.080745 | 0.080745 | 0.080745 | 0.080745 | 0.080745
[10 empty] | 0.080745 | 0.080745 | 0.080745 | 0.080745 | 0.080745 | 0.080745 | 0.080745 | 0.080745 | 0.080745 | 0.080745 | 0.080745 | 0.080745 | 0.080745 | 0.080745 | 0.080745 | 0.080745 | 0.080745 | 0.080745 | 0.080745 | 0.080745 | 0.080745 | 0.080745 | 0.080745 | 0.080745 | 0.080745 | 0.080745 | 0.080745 | 0.080745
[10 empty] | 77801.7951 | 77677.3122 | 77553.0285 | 77428.9437 | 77305.0574 | 77181.3693 | 77057.8791 | 76934.5865 | 76811.4911 | 76688.5928 | 76565.891 | 76443.3856 | 76321.0762 | 76198.9625 | 76077.0441 | 75955.3208 | 75833.7923 | 75712.4583 | 75591.3183 | 75470.3722 | 75349.6196 | 75229.0602 | 75108.6937 | 74988.5198 | 74868.5382 | 74748.7485 | 74629.1505 | 74509.7439
[10 empty] | 24.1563 | 25.8346 | 25.2868 | 24.0212 | 23.0386 | 22.2568 | 21.1807 | 20.8313 | 20.5354 | 20.2841 | 20.0699 | 19.8865 | 19.7289 | 19.5927 | 19.4742 | 19.3706 | 19.2793 | 19.1983 | 19.1259 | 19.0605 | 19.0012 | 18.9467 | 18.8964 | 18.8495 | 18.8055 | 18.7639 | 18.7243 | 18.6864
[10 empty] | 8.0706 | 8.6313 | 8.4483 | 8.0255 | 7.6971 | 7.4359 | 7.0765 | 6.9597 | 6.8608 | 6.7769 | 6.7053 | 6.6441 | 6.5914 | 6.5459 | 6.5063 | 6.4717 | 6.4412 | 6.4141 | 6.3899 | 6.3681 | 6.3483 | 6.3301 | 6.3133 | 6.2976 | 6.2829 | 6.269 | 6.2558 | 6.2431
[10 empty] | 8.0706 | 8.6313 | 8.4483 | 8.0255 | 7.6971 | 7.4359 | 7.0765 | 6.9597 | 6.8608 | 6.7769 | 6.7053 | 6.6441 | 6.5914 | 6.5459 | 6.5063 | 6.4717 | 6.4412 | 6.4141 | 6.3899 | 6.3681 | 6.3483 | 6.3301 | 6.3133 | 6.2976 | 6.2829 | 6.269 | 6.2558 | 6.2431
[10 empty] | 0 | 7061.5738 | 7050.2753 | 9385.3265 | 10932.0283 | 12733.6266 | 15826.7024 | 15930.8992 | 17291.9247 | 17915.7616 | 18698.0847 | 19566.9305 | 19726.6184 | 20289.8378 | 20508.789 | 20818.87 | 21070.2453 | 21164.4886 | 21358.7394 | 21426.1653 | 21531.9673 | 21595.4598 | 21627.2482 | 21676.7206 | 21685.0962 | 21706.0604 | 21707.3929 | 21703.1067
[10 empty] | 568.7646 | 568.7646 | 250.2564 | 250.2564 | 250.2564 | 250.2564 | 250.2564 | 250.2564 | 250.2564 | 250.2564 | 250.2564 | 250.2564 | 250.2564 | 250.2564 | 250.2564 | 250.2564 | 250.2564 | 250.2564 | 250.2564 | 250.2564 | 250.2564 | 250.2564 | 250.2564 | 250.2564 | 250.2564 | 250.2564 | 250.2564 | 250.2564
[10 empty] | 0.19002 | 0.19002 | 0.08361 | 0.08361 | 0.08361 | 0.08361 | 0.08361 | 0.08361 | 0.08361 | 0.08361 | 0.08361 | 0.08361 | 0.08361 | 0.08361 | 0.08361 | 0.08361 | 0.08361 | 0.08361 | 0.08361 | 0.08361 | 0.08361 | 0.08361 | 0.08361 | 0.08361 | 0.08361 | 0.08361 | 0.08361 | 0.08361
[10 empty] | 0.19002 | 0.19002 | 0.08361 | 0.08361 | 0.08361 | 0.08361 | 0.08361 | 0.08361 | 0.08361 | 0.08361 | 0.08361 | 0.08361 | 0.08361 | 0.08361 | 0.08361 | 0.08361 | 0.08361 | 0.08361 | 0.08361 | 0.08361 | 0.08361 | 0.08361 | 0.08361 | 0.08361 | 0.08361 | 0.08361 | 0.08361 | 0.08361
[10 empty] | 77468.432 | 77344.4825 | 77220.7313 | 77097.1782 | 76973.8227 | 76850.6646 | 76727.7035 | 76604.9392 | 76482.3713 | 76359.9995 | 76237.8235 | 76115.843 | 75994.0576 | 75872.4671 | 75751.0712 | 75629.8695 | 75508.8617 | 75388.0475 | 75267.4266 | 75146.9987 | 75026.7635 | 74906.7207 | 74786.87 | 74667.211 | 74547.7434 | 74428.4671 | 74309.3815 | 74190.4865
[10 empty] | 41.3315 | 40.9368 | 40.5534 | 40.1847 | 39.8338 | 39.5035 | 39.1959 | 38.9136 | 38.6579 | 38.4339 | 38.2449 | 38.0941 | 37.9536 | 37.8223 | 37.6991 | 37.5832 | 37.4737 | 37.37 | 37.2713 | 37.1772 | 37.0871 | 37.0006 | 36.9173 | 36.8368 | 36.7589 | 36.6832 | 36.6096 | 36.5378
[10 empty] | 5.2365 | 5.1865 | 5.1379 | 5.0912 | 5.0467 | 5.0049 | 4.9659 | 4.9302 | 4.8978 | 4.8694 | 4.8454 | 4.8263 | 4.8085 | 4.7919 | 4.7763 | 4.7616 | 4.7477 | 4.7346 | 4.7221 | 4.7102 | 4.6987 | 4.6878 | 4.6772 | 4.667 | 4.6572 | 4.6476 | 4.6382 | 4.6291
[10 empty] | 5.2365 | 5.1865 | 5.1379 | 5.0912 | 5.0467 | 5.0049 | 4.9659 | 4.9302 | 4.8978 | 4.8694 | 4.8454 | 4.8263 | 4.8085 | 4.7919 | 4.7763 | 4.7616 | 4.7477 | 4.7346 | 4.7221 | 4.7102 | 4.6987 | 4.6878 | 4.6772 | 4.667 | 4.6572 | 4.6476 | 4.6382 | 4.6291
[10 empty] | 0 | 3033.7261 | 3178.2847 | 3305.7982 | 3418.1858 | 3517.151 | 3604.2056 | 3639.8357 | 3670.7503 | 3993.3424 | 4278.455 | 4530.3077 | 4351.6924 | 4208.9589 | 4096.2084 | 4008.4156 | 3941.3066 | 3891.2534 | 3850.7226 | 3818.1279 | 3824.4189 | 4765.9072 | 4768.7234 | 4746.7085 | 4707.1383 | 4655.7626 | 4597.0788 | 4522.3773
[10 empty] | 491.0547 | 491.0547 | 491.0547 | 491.0547 | 491.0547 | 491.0547 | 491.0547 | 491.0547 | 491.0547 | 491.0547 | 491.0547 | 491.0547 | 491.0547 | 491.0547 | 491.0547 | 491.0547 | 491.0547 | 491.0547 | 491.0547 | 491.0547 | 491.0547 | 491.0547 | 491.0547 | 491.0547 | 491.0547 | 491.0547 | 491.0547 | 491.0547
[10 empty] | 0.062214 | 0.062214 | 0.062214 | 0.062214 | 0.062214 | 0.062214 | 0.062214 | 0.062214 | 0.062214 | 0.062214 | 0.062214 | 0.062214 | 0.062214 | 0.062214 | 0.062214 | 0.062214 | 0.062214 | 0.062214 | 0.062214 | 0.062214 | 0.062214 | 0.062214 | 0.062214 | 0.062214 | 0.062214 | 0.062214 | 0.062214 | 0.062214
[10 empty] | 0.062214 | 0.062214 | 0.062214 | 0.062214 | 0.062214 | 0.062214 | 0.062214 | 0.062214 | 0.062214 | 0.062214 | 0.062214 | 0.062214 | 0.062214 | 0.062214 | 0.062214 | 0.062214 | 0.062214 | 0.062214 | 0.062214 | 0.062214 | 0.062214 | 0.062214 | 0.062214 | 0.062214 | 0.062214 | 0.062214 | 0.062214 | 0.062214
[10 empty] | 32482.3361 | 32393.1686 | 32304.246 | 32215.5674 | 32127.1323 | 32038.9399 | 31950.9897 | 31863.2808 | 31775.8128 | 31688.5848 | 31601.5963 | 31514.8466 | 31428.335 | 31342.0609 | 31256.0237 | 31170.2226 | 31084.6571 | 30999.3264 | 30914.23 | 30829.3672 | 30744.7373 | 30660.3398 | 30576.1739 | 30492.2391 | 30408.5347 | 30325.06 | 30241.8146 | 30158.7976
[10 empty] | 23.7337 | 22.4713 | 21.4068 | 20.5245 | 19.7963 | 19.1988 | 18.7149 | 18.3308 | 18.015 | 17.7538 | 17.5361 | 17.3532 | 17.198 | 17.065 | 16.9497 | 16.8486 | 16.7588 | 16.678 | 16.6045 | 16.5368 | 16.4738 | 16.4145 | 16.3582 | 16.3043 | 16.2524 | 16.2021 | 16.153 | 16.1051
[10 empty] | 3.0069 | 2.847 | 2.7121 | 2.6003 | 2.5081 | 2.4324 | 2.3711 | 2.3224 | 2.2824 | 2.2493 | 2.2217 | 2.1986 | 2.1789 | 2.162 | 2.1474 | 2.1346 | 2.1233 | 2.113 | 2.1037 | 2.0951 | 2.0871 | 2.0796 | 2.0725 | 2.0657 | 2.0591 | 2.0527 | 2.0465 | 2.0404
[10 empty] | 3.0069 | 2.847 | 2.7121 | 2.6003 | 2.5081 | 2.4324 | 2.3711 | 2.3224 | 2.2824 | 2.2493 | 2.2217 | 2.1986 | 2.1789 | 2.162 | 2.1474 | 2.1346 | 2.1233 | 2.113 | 2.1037 | 2.0951 | 2.0871 | 2.0796 | 2.0725 | 2.0657 | 2.0591 | 2.0527 | 2.0465 | 2.0404
[10 empty] | 0 | 4342.8703 | 3932.9778 | 3450.8119 | 3065.2787 | 2787.2693 | 2564.5342 | 2385.8995 | 2755.5006 | 2969.9536 | 3046.4497 | 3031.8415 | 2965.6448 | 3970.651 | 3534.9462 | 3241.2339 | 3073.1563 | 2981.0746 | 2918.5716 | 2866.7499 | 3161.5059 | 3272.089 | 3267.8479 | 3208.4353 | 3129.8754 | 3326.589 | 3108.6421 | 3028.3022
[10 empty] | 533.5273 | 533.5273 | 533.5273 | 533.5273 | 533.5273 | 533.5273 | 533.5273 | 533.5273 | 533.5273 | 533.5273 | 533.5273 | 533.5273 | 533.5273 | 533.5273 | 533.5273 | 533.5273 | 533.5273 | 533.5273 | 533.5273 | 533.5273 | 533.5273 | 533.5273 | 533.5273 | 533.5273 | 533.5273 | 533.5273 | 533.5273 | 533.5273
[10 empty] | 0.067595 | 0.067595 | 0.067595 | 0.067595 | 0.067595 | 0.067595 | 0.067595 | 0.067595 | 0.067595 | 0.067595 | 0.067595 | 0.067595 | 0.067595 | 0.067595 | 0.067595 | 0.067595 | 0.067595 | 0.067595 | 0.067595 | 0.067595 | 0.067595 | 0.067595 | 0.067595 | 0.067595 | 0.067595 | 0.067595 | 0.067595 | 0.067595
[10 empty] | 0.067595 | 0.067595 | 0.067595 | 0.067595 | 0.067595 | 0.067595 | 0.067595 | 0.067595 | 0.067595 | 0.067595 | 0.067595 | 0.067595 | 0.067595 | 0.067595 | 0.067595 | 0.067595 | 0.067595 | 0.067595 | 0.067595 | 0.067595 | 0.067595 | 0.067595 | 0.067595 | 0.067595 | 0.067595 | 0.067595 | 0.067595 | 0.067595
[10 empty] | 21405.5949 | 21623.1417 | 21842.8995 | 22064.8908 | 22289.1381 | 22515.6645 | 22744.4931 | 22975.6473 | 23209.1507 | 23445.0273 | 23683.301 | 23923.9964 | 24167.138 | 24412.7507 | 24660.8595 | 24911.4899 | 25164.6675 | 25420.4181 | 25678.7679 | 25939.7434 | 26203.3712 | 26469.6783 | 26738.6918 | 27010.4394 | 27284.9488 | 27562.248 | 27842.3655 | 28125.3298
[10 empty] | 9.4417 | 9.4828 | 9.5225 | 9.5619 | 9.6021 | 9.6439 | 9.6863 | 9.7305 | 9.7773 | 9.8276 | 9.8819 | 9.9406 | 10.0044 | 10.0736 | 10.1489 | 10.2311 | 10.317 | 10.4064 | 10.499 | 10.5943 | 10.6923 | 10.7926 | 10.8952 | 10.9998 | 11.1063 | 11.2147 | 11.3248 | 11.4366
[10 empty] | 1.1848 | 1.19 | 1.1949 | 1.1999 | 1.2049 | 1.2102 | 1.2155 | 1.221 | 1.2269 | 1.2332 | 1.24 | 1.2474 | 1.2554 | 1.2641 | 1.2736 | 1.2839 | 1.2946 | 1.3059 | 1.3175 | 1.3294 | 1.3417 | 1.3543 | 1.3672 | 1.3803 | 1.3937 | 1.4073 | 1.4211 | 1.4351
[10 empty] | 1.1848 | 1.19 | 1.1949 | 1.1999 | 1.2049 | 1.2102 | 1.2155 | 1.221 | 1.2269 | 1.2332 | 1.24 | 1.2474 | 1.2554 | 1.2641 | 1.2736 | 1.2839 | 1.2946 | 1.3059 | 1.3175 | 1.3294 | 1.3417 | 1.3543 | 1.3672 | 1.3803 | 1.3937 | 1.4073 | 1.4211 | 1.4351
[10 empty] | 0 | 748.7709 | 813.8067 | 869.8899 | 918.303 | 960.1452 | 1033.1718 | 1096.1184 | 1150.4284 | 1197.3394 | 1237.9119 | 1285.533 | 1326.7216 | 1413.8011 | 1488.8188 | 1553.5017 | 1476.8917 | 1420.9066 | 1381.3249 | 1354.7117 | 1338.2796 | 1335.0331 | 1341.6528 | 1573.6593 | 1580.4308 | 1589.8453 | 1602.91 | 1618.5092
[10 empty] | 405.972 | 405.972 | 405.972 | 405.972 | 405.972 | 405.972 | 405.972 | 405.972 | 405.972 | 405.972 | 405.972 | 405.972 | 405.972 | 405.972 | 405.972 | 405.972 | 405.972 | 405.972 | 405.972 | 405.972 | 405.972 | 405.972 | 405.972 | 405.972 | 405.972 | 405.972 | 405.972 | 405.972
[10 empty] | 0.050944 | 0.050944 | 0.050944 | 0.050944 | 0.050944 | 0.050944 | 0.050944 | 0.050944 | 0.050944 | 0.050944 | 0.050944 | 0.050944 | 0.050944 | 0.050944 | 0.050944 | 0.050944 | 0.050944 | 0.050944 | 0.050944 | 0.050944 | 0.050944 | 0.050944 | 0.050944 | 0.050944 | 0.050944 | 0.050944 | 0.050944 | 0.050944
[10 empty] | 0.050944 | 0.050944 | 0.050944 | 0.050944 | 0.050944 | 0.050944 | 0.050944 | 0.050944 | 0.050944 | 0.050944 | 0.050944 | 0.050944 | 0.050944 | 0.050944 | 0.050944 | 0.050944 | 0.050944 | 0.050944 | 0.050944 | 0.050944 | 0.050944 | 0.050944 | 0.050944 | 0.050944 | 0.050944 | 0.050944 | 0.050944 | 0.050944
[10 empty] | 75743.979 | 75633.8039 | 75523.789 | 75413.9342 | 75304.2392 | 75194.7037 | 75085.3276 | 74976.1105 | 74867.0523 | 74758.1528 | 74649.4116 | 74540.8286 | 74432.4036 | 74324.1363 | 74216.0264 | 74108.0739 | 74000.2783 | 73892.6395 | 73785.1573 | 73677.8315 | 73570.6617 | 73463.6479 | 73356.7897 | 73250.0869 | 73143.5393 | 73037.1467 | 72930.9089 | 72824.8256
[10 empty] | 4.5651 | 4.4477 | 4.3403 | 4.2425 | 4.1536 | 4.0694 | 3.9909 | 3.9193 | 3.8555 | 3.8001 | 3.752 | 3.71 | 3.6734 | 3.6414 | 3.6132 | 3.5884 | 3.5664 | 3.5469 | 3.5295 | 3.5138 | 3.4997 | 3.487 | 3.4753 | 3.4646 | 3.4548 | 3.4456 | 3.4371 | 3.429
[10 empty] | 0.38572 | 0.3758 | 0.36673 | 0.35846 | 0.35095 | 0.34384 | 0.33721 | 0.33116 | 0.32576 | 0.32108 | 0.31702 | 0.31347 | 0.31038 | 0.30767 | 0.30529 | 0.3032 | 0.30134 | 0.29969 | 0.29822 | 0.2969 | 0.29571 | 0.29463 | 0.29364 | 0.29274 | 0.2919 | 0.29113 | 0.29041 | 0.28973
[10 empty] | 0.38572 | 0.3758 | 0.36673 | 0.35846 | 0.35095 | 0.34384 | 0.33721 | 0.33116 | 0.32576 | 0.32108 | 0.31702 | 0.31347 | 0.31038 | 0.30767 | 0.30529 | 0.3032 | 0.30134 | 0.29969 | 0.29822 | 0.2969 | 0.29571 | 0.29463 | 0.29364 | 0.29274 | 0.2919 | 0.29113 | 0.29041 | 0.28973
[10 empty] | 0 | 4429.9503 | 4252.4788 | 4099.9112 | 3968.6598 | 4388.9981 | 4747.3207 | 5052.5665 | 5312.386 | 5533.3275 | 5360.5667 | 5187.6783 | 5018.1921 | 4854.6233 | 4773.8922 | 4755.3175 | 4782.4585 | 6103.3069 | 5955.3006 | 5811.279 | 5669.6392 | 5681.4685 | 5651.0516 | 5598.6751 | 5538.4231 | 5479.7214 | 5503.7397 | 5503.3205
[10 empty] | 46.8369 | 46.8369 | 46.8369 | 46.8369 | 46.8369 | 46.8369 | 46.8369 | 46.8369 | 46.8369 | 46.8369 | 46.8369 | 46.8369 | 46.8369 | 46.8369 | 46.8369 | 46.8369 | 46.8369 | 46.8369 | 46.8369 | 46.8369 | 46.8369 | 46.8369 | 46.8369 | 46.8369 | 46.8369 | 46.8369 | 46.8369 | 46.8369
[10 empty] | 0.0039574 | 0.0039574 | 0.0039574 | 0.0039574 | 0.0039574 | 0.0039574 | 0.0039574 | 0.0039574 | 0.0039574 | 0.0039574 | 0.0039574 | 0.0039574 | 0.0039574 | 0.0039574 | 0.0039574 | 0.0039574 | 0.0039574 | 0.0039574 | 0.0039574 | 0.0039574 | 0.0039574 | 0.0039574 | 0.0039574 | 0.0039574 | 0.0039574 | 0.0039574 | 0.0039574 | 0.0039574
[10 empty] | 0.0039574 | 0.0039574 | 0.0039574 | 0.0039574 | 0.0039574 | 0.0039574 | 0.0039574 | 0.0039574 | 0.0039574 | 0.0039574 | 0.0039574 | 0.0039574 | 0.0039574 | 0.0039574 | 0.0039574 | 0.0039574 | 0.0039574 | 0.0039574 | 0.0039574 | 0.0039574 | 0.0039574 | 0.0039574 | 0.0039574 | 0.0039574 | 0.0039574 | 0.0039574 | 0.0039574 | 0.0039574
[10 empty] | 63548.7579 | 63679.3818 | 63810.2741 | 63941.4355 | 64072.8665 | 64204.5676 | 64336.5395 | 64468.7826 | 64601.2975 | 64734.0848 | 64867.1451 | 65000.4789 | 65134.0867 | 65267.9692 | 65402.1269 | 65536.5603 | 65671.27 | 65806.2567 | 65941.5208 | 66077.0629 | 66212.8837 | 66348.9836 | 66485.3633 | 66622.0233 | 66758.9642 | 66896.1866 | 67033.691 | 67171.4781
[10 empty] | 47.7151 | 47.2261 | 46.7537 | 46.3013 | 45.8721 | 45.4687 | 45.0937 | 44.7411 | 44.416 | 44.1224 | 43.8644 | 43.6453 | 43.4601 | 43.3051 | 43.1769 | 43.0726 | 42.9895 | 42.9253 | 42.878 | 42.8456 | 42.8265 | 42.8193 | 42.8226 | 42.8354 | 42.8566 | 42.8852 | 42.9205 | 42.9617
[10 empty] | 6.1772 | 6.1139 | 6.0528 | 5.9942 | 5.9386 | 5.8864 | 5.8379 | 5.7922 | 5.7501 | 5.7121 | 5.6787 | 5.6504 | 5.6264 | 5.6063 | 5.5897 | 5.5762 | 5.5655 | 5.5572 | 5.551 | 5.5468 | 5.5444 | 5.5434 | 5.5439 | 5.5455 | 5.5483 | 5.552 | 5.5565 | 5.5619
[10 empty] | 6.1772 | 6.1139 | 6.0528 | 5.9942 | 5.9386 | 5.8864 | 5.8379 | 5.7922 | 5.7501 | 5.7121 | 5.6787 | 5.6504 | 5.6264 | 5.6063 | 5.5897 | 5.5762 | 5.5655 | 5.5572 | 5.551 | 5.5468 | 5.5444 | 5.5434 | 5.5439 | 5.5455 | 5.5483 | 5.552 | 5.5565 | 5.5619
[10 empty] | 0 | 2813.4948 | 2882.6742 | 2944.1974 | 2998.9151 | 3047.5836 | 3090.875 | 3270.992 | 3431.1267 | 3573.4994 | 3700.0838 | 3812.6341 | 3716.7076 | 3639.1571 | 3577.0904 | 3528.0309 | 3489.8612 | 3460.7741 | 3454.9632 | 3467.622 | 3494.725 | 4399.3179 | 4370.8363 | 4332.5348 | 4287.8083 | 4239.3241 | 4189.1519 | 4182.4802
[10 empty] | 634.0898 | 634.0898 | 634.0898 | 634.0898 | 634.0898 | 634.0898 | 634.0898 | 634.0898 | 634.0898 | 634.0898 | 634.0898 | 634.0898 | 634.0898 | 634.0898 | 634.0898 | 634.0898 | 634.0898 | 634.0898 | 634.0898 | 634.0898 | 634.0898 | 634.0898 | 634.0898 | 634.0898 | 634.0898 | 634.0898 | 634.0898 | 634.0898
[10 empty] | 0.08209 | 0.08209 | 0.08209 | 0.08209 | 0.08209 | 0.08209 | 0.08209 | 0.08209 | 0.08209 | 0.08209 | 0.08209 | 0.08209 | 0.08209 | 0.08209 | 0.08209 | 0.08209 | 0.08209 | 0.08209 | 0.08209 | 0.08209 | 0.08209 | 0.08209 | 0.08209 | 0.08209 | 0.08209 | 0.08209 | 0.08209 | 0.08209
[10 empty] | 0.08209 | 0.08209 | 0.08209 | 0.08209 | 0.08209 | 0.08209 | 0.08209 | 0.08209 | 0.08209 | 0.08209 | 0.08209 | 0.08209 | 0.08209 | 0.08209 | 0.08209 | 0.08209 | 0.08209 | 0.08209 | 0.08209 | 0.08209 | 0.08209 | 0.08209 | 0.08209 | 0.08209 | 0.08209 | 0.08209 | 0.08209 | 0.08209
[10 empty] | 35641.0964 | 36459.6106 | 37296.9223 | 38153.4633 | 39029.6751 | 39926.0095 | 40842.9287 | 41780.9053 | 42740.423 | 43721.9765 | 44726.0718 | 45753.2266 | 46803.9705 | 47878.8452 | 48978.4049 | 50103.2165 | 51253.8599 | 52430.9283 | 53635.0287 | 54866.7818 | 56126.8226 | 57415.8009 | 58734.3812 | 60083.2433 | 61463.0826 | 62874.6105 | 64318.5549 | 65795.66
[10 empty] | 3.9482 | 4.0702 | 4.1948 | 4.3223 | 4.4528 | 4.5863 | 4.7229 | 4.8627 | 5.0059 | 5.1524 | 5.2977 | 5.4425 | 5.5874 | 5.7327 | 5.879 | 6.0265 | 6.1756 | 6.3266 | 6.4798 | 6.6354 | 6.7935 | 6.9545 | 7.1185 | 7.2856 | 7.456 | 7.63 | 7.8075 | 7.9887
[10 empty] | 0.75415 | 0.77744 | 0.80125 | 0.8256 | 0.85052 | 0.87602 | 0.90212 | 0.92883 | 0.95617 | 0.98415 | 1.0119 | 1.0396 | 1.0672 | 1.095 | 1.1229 | 1.1511 | 1.1796 | 1.2084 | 1.2377 | 1.2674 | 1.2976 | 1.3284 | 1.3597 | 1.3916 | 1.4242 | 1.4574 | 1.4913 | 1.5259
[10 empty] | 0.75415 | 0.77744 | 0.80125 | 0.8256 | 0.85052 | 0.87602 | 0.90212 | 0.92883 | 0.95617 | 0.98415 | 1.0119 | 1.0396 | 1.0672 | 1.095 | 1.1229 | 1.1511 | 1.1796 | 1.2084 | 1.2377 | 1.2674 | 1.2976 | 1.3284 | 1.3597 | 1.3916 | 1.4242 | 1.4574 | 1.4913 | 1.5259
[10 empty] | 0 | 3194.5873 | 3213.3848 | 3232.6141 | 3252.2849 | 3272.4075 | 3292.9923 | 3314.0497 | 3335.5908 | 3357.6266 | 3497.099 | 3623.0701 | 3737.6161 | 3842.5202 | 3939.314 | 4029.3142 | 4113.6528 | 5124.0696 | 5072.3819 | 5052.6111 | 5058.3747 | 5084.5011 | 5126.8145 | 5181.9572 | 5247.2419 | 5320.5294 | 5567.1632 | 5772.6214
[10 empty] | 121.572 | 121.572 | 121.572 | 121.572 | 121.572 | 121.572 | 121.572 | 121.572 | 121.572 | 121.572 | 121.572 | 121.572 | 121.572 | 121.572 | 121.572 | 121.572 | 121.572 | 121.572 | 121.572 | 121.572 | 121.572 | 121.572 | 121.572 | 121.572 | 121.572 | 121.572 | 121.572 | 121.572
[10 empty] | 0.023221 | 0.023221 | 0.023221 | 0.023221 | 0.023221 | 0.023221 | 0.023221 | 0.023221 | 0.023221 | 0.023221 | 0.023221 | 0.023221 | 0.023221 | 0.023221 | 0.023221 | 0.023221 | 0.023221 | 0.023221 | 0.023221 | 0.023221 | 0.023221 | 0.023221 | 0.023221 | 0.023221 | 0.023221 | 0.023221 | 0.023221 | 0.023221
[10 empty] | 0.023221 | 0.023221 | 0.023221 | 0.023221 | 0.023221 | 0.023221 | 0.023221 | 0.023221 | 0.023221 | 0.023221 | 0.023221 | 0.023221 | 0.023221 | 0.023221 | 0.023221 | 0.023221 | 0.023221 | 0.023221 | 0.023221 | 0.023221 | 0.023221 | 0.023221 | 0.023221 | 0.023221 | 0.023221 | 0.023221 | 0.023221 | 0.023221
[10 empty] | 66061.086 | 65738.1401 | 65416.7729 | 65096.9768 | 64778.744 | 64462.067 | 64146.938 | 63833.3496 | 63521.2942 | 63210.7643 | 62901.7525 | 62594.2513 | 62288.2533 | 61983.7513 | 61680.7378 | 61379.2056 | 61079.1475 | 60780.5563 | 60483.4248 | 60187.7458 | 59893.5123 | 59600.7171 | 59309.3534 | 59019.4139 | 58730.8919 | 58443.7804 | 58158.0724 | 57873.7611
[10 empty] | 17.7889 | 17.7003 | 17.6123 | 17.5248 | 17.4379 | 17.3515 | 17.2657 | 17.1804 | 17.0958 | 17.0118 | 16.9284 | 16.8457 | 16.7635 | 16.682 | 16.6009 | 16.5204 | 16.4405 | 16.3611 | 16.282 | 16.2031 | 16.1245 | 16.0462 | 15.9682 | 15.8905 | 15.8131 | 15.7361 | 15.6594 | 15.583
[10 empty] | 4.4738 | 4.4515 | 4.4294 | 4.4074 | 4.3855 | 4.3638 | 4.3422 | 4.3208 | 4.2995 | 4.2783 | 4.2574 | 4.2366 | 4.2159 | 4.1954 | 4.175 | 4.1548 | 4.1347 | 4.1147 | 4.0948 | 4.075 | 4.0552 | 4.0355 | 4.0159 | 3.9963 | 3.9769 | 3.9575 | 3.9382 | 3.919
[10 empty] | 4.4738 | 4.4515 | 4.4294 | 4.4074 | 4.3855 | 4.3638 | 4.3422 | 4.3208 | 4.2995 | 4.2783 | 4.2574 | 4.2366 | 4.2159 | 4.1954 | 4.175 | 4.1548 | 4.1347 | 4.1147 | 4.0948 | 4.075 | 4.0552 | 4.0355 | 4.0159 | 3.9963 | 3.9769 | 3.9575 | 3.9382 | 3.919
[10 empty] | 0 | 2164.0297 | 2060.9954 | 2249.1612 | 2407.2562 | 2539.7141 | 2650.3164 | 2742.2886 | 2868.8795 | 2974.2653 | 3061.577 | 3133.4848 | 3192.2663 | 3060.2015 | 2945.9073 | 2846.7787 | 2760.5936 | 2685.4567 | 2575.0031 | 2467.2488 | 2400.0716 | 2363.5523 | 2349.8131 | 2352.6315 | 2367.1242 | 2956.6687 | 2888.8813 | 2917.8364
[10 empty] | 269.28 | 269.28 | 269.28 | 269.28 | 269.28 | 269.28 | 269.28 | 269.28 | 269.28 | 269.28 | 269.28 | 269.28 | 269.28 | 269.28 | 269.28 | 269.28 | 269.28 | 269.28 | 269.28 | 269.28 | 269.28 | 269.28 | 269.28 | 269.28 | 269.28 | 269.28 | 269.28 | 269.28
[10 empty] | 0.067722 | 0.067722 | 0.067722 | 0.067722 | 0.067722 | 0.067722 | 0.067722 | 0.067722 | 0.067722 | 0.067722 | 0.067722 | 0.067722 | 0.067722 | 0.067722 | 0.067722 | 0.067722 | 0.067722 | 0.067722 | 0.067722 | 0.067722 | 0.067722 | 0.067722 | 0.067722 | 0.067722 | 0.067722 | 0.067722 | 0.067722 | 0.067722
[10 empty] | 0.067722 | 0.067722 | 0.067722 | 0.067722 | 0.067722 | 0.067722 | 0.067722 | 0.067722 | 0.067722 | 0.067722 | 0.067722 | 0.067722 | 0.067722 | 0.067722 | 0.067722 | 0.067722 | 0.067722 | 0.067722 | 0.067722 | 0.067722 | 0.067722 | 0.067722 | 0.067722 | 0.067722 | 0.067722 | 0.067722 | 0.067722 | 0.067722
[10 empty] | 76248.697 | 76703.0181 | 77160.0463 | 77619.7976 | 78082.2883 | 78547.5348 | 79015.5533 | 79486.3605 | 79959.973 | 80436.4075 | 80915.6807 | 81397.8097 | 81882.8113 | 82370.7029 | 82861.5014 | 83355.2244 | 83851.8892 | 84351.5132 | 84854.1143 | 85359.7101 | 85868.3184 | 86379.9572 | 86894.6445 | 87412.3986 | 87933.2377 | 88457.1802 | 88984.2445 | 89514.4492
[10 empty] | 9.2124 | 9.235 | 9.26 | 9.2874 | 9.3174 | 9.3486 | 9.3815 | 9.4166 | 9.4543 | 9.4948 | 9.5379 | 9.5831 | 9.6302 | 9.6791 | 9.7294 | 9.7812 | 9.8341 | 9.8881 | 9.943 | 9.9989 | 10.0556 | 10.113 | 10.1711 | 10.2299 | 10.2893 | 10.3493 | 10.4098 | 10.4708
[10 empty] | 2.3169 | 2.3225 | 2.3288 | 2.3357 | 2.3433 | 2.3511 | 2.3594 | 2.3682 | 2.3777 | 2.3879 | 2.3987 | 2.4101 | 2.4219 | 2.4342 | 2.4469 | 2.4599 | 2.4732 | 2.4868 | 2.5006 | 2.5146 | 2.5289 | 2.5433 | 2.558 | 2.5727 | 2.5877 | 2.6028 | 2.618 | 2.6333
[10 empty] | 2.3169 | 2.3225 | 2.3288 | 2.3357 | 2.3433 | 2.3511 | 2.3594 | 2.3682 | 2.3777 | 2.3879 | 2.3987 | 2.4101 | 2.4219 | 2.4342 | 2.4469 | 2.4599 | 2.4732 | 2.4868 | 2.5006 | 2.5146 | 2.5289 | 2.5433 | 2.558 | 2.5727 | 2.5877 | 2.6028 | 2.618 | 2.6333
[10 empty] | 0 | 4413.8477 | 4394.9376 | 4379.1318 | 4365.9893 | 4871.3135 | 5304.8586 | 5676.8813 | 5996.1728 | 6270.2688 | 6075.9666 | 5907.1429 | 5760.6039 | 5633.5491 | 5597.2641 | 5628.5304 | 5708.9113 | 7109.8662 | 7058.766 | 6988.5558 | 6905.4796 | 6964.8446 | 6977.1158 | 6964.9791 | 6944.1356 | 6925.0437 | 6972.8064 | 7014.3337
[10 empty] | 116.91 | 116.91 | 116.91 | 116.91 | 116.91 | 116.91 | 116.91 | 116.91 | 116.91 | 116.91 | 116.91 | 116.91 | 116.91 | 116.91 | 116.91 | 116.91 | 116.91 | 116.91 | 116.91 | 116.91 | 116.91 | 116.91 | 116.91 | 116.91 | 116.91 | 116.91 | 116.91 | 116.91
[10 empty] | 0.029402 | 0.029402 | 0.029402 | 0.029402 | 0.029402 | 0.029402 | 0.029402 | 0.029402 | 0.029402 | 0.029402 | 0.029402 | 0.029402 | 0.029402 | 0.029402 | 0.029402 | 0.029402 | 0.029402 | 0.029402 | 0.029402 | 0.029402 | 0.029402 | 0.029402 | 0.029402 | 0.029402 | 0.029402 | 0.029402 | 0.029402 | 0.029402
[10 empty] | 0.029402 | 0.029402 | 0.029402 | 0.029402 | 0.029402 | 0.029402 | 0.029402 | 0.029402 | 0.029402 | 0.029402 | 0.029402 | 0.029402 | 0.029402 | 0.029402 | 0.029402 | 0.029402 | 0.029402 | 0.029402 | 0.029402 | 0.029402 | 0.029402 | 0.029402 | 0.029402 | 0.029402 | 0.029402 | 0.029402 | 0.029402 | 0.029402
[10 empty] | 50369.7541 | 49315.2781 | 48282.8773 | 47272.0895 | 46282.4622 | 45313.5525 | 44364.9267 | 43436.16 | 42526.8368 | 41636.55 | 40764.9011 | 39911.4999 | 39075.9644 | 38257.9206 | 37457.0023 | 36672.851 | 35905.1156 | 35153.4526 | 34417.5254 | 33697.0047 | 32991.5678 | 32300.8991 | 31624.6892 | 30962.6357 | 30314.442 | 29679.8181 | 29058.4799 | 28450.1492
[10 empty] | 10.1266 | 10.2506 | 10.3781 | 9.69 | 9.0925 | 8.3366 | 7.5165 | 6.9378 | 6.3462 | 5.936 | 5.7812 | 5.6403 | 5.5092 | 5.3854 | 5.2671 | 5.1532 | 5.043 | 4.9359 | 4.8315 | 4.7297 | 4.6303 | 4.5331 | 4.438 | 4.345 | 4.2539 | 4.1648 | 4.0776 | 3.9922
[10 empty] | 1.265 | 1.2805 | 1.2965 | 1.2105 | 1.1359 | 1.0414 | 0.93899 | 0.86669 | 0.79279 | 0.74155 | 0.72221 | 0.7046 | 0.68823 | 0.67276 | 0.65799 | 0.64376 | 0.62999 | 0.61661 | 0.60357 | 0.59086 | 0.57843 | 0.56629 | 0.55441 | 0.54279 | 0.53142 | 0.52028 | 0.50939 | 0.49872
[10 empty] | 1.265 | 1.2805 | 1.2965 | 1.2105 | 1.1359 | 1.0414 | 0.93899 | 0.86669 | 0.79279 | 0.74155 | 0.72221 | 0.7046 | 0.68823 | 0.67276 | 0.65799 | 0.64376 | 0.62999 | 0.61661 | 0.60357 | 0.59086 | 0.57843 | 0.56629 | 0.55441 | 0.54279 | 0.53142 | 0.52028 | 0.50939 | 0.49872
[10 empty] | 0 | 9393.3863 | 8430.3437 | 7753.6231 | 7264.7957 | 7618.8572 | 7554.9914 | 7306.0364 | 8593.8897 | 7812.3115 | 7327.9442 | 6965.1341 | 7264.6086 | 7150.7661 | 6896.3497 | 6880.0584 | 6613.2351 | 6452.0483 | 6287.8949 | 6287.2804 | 6135.8188 | 5963.2379 | 5839.97 | 5716.5897 | 5606.7105 | 5481.0522 | 5388.5504 | 5264.6866
[10 empty] | 247.3768 | 247.3768 | 247.3768 | 140.3218 | 140.3218 | 140.3218 | 140.3218 | 140.3218 | 140.3218 | 140.3218 | 140.3218 | 140.3218 | 140.3218 | 140.3218 | 140.3218 | 140.3218 | 140.3218 | 140.3218 | 140.3218 | 140.3218 | 140.3218 | 140.3218 | 140.3218 | 140.3218 | 140.3218 | 140.3218 | 140.3218 | 140.3218
[10 empty] | 0.030903 | 0.030903 | 0.030903 | 0.017529 | 0.017529 | 0.017529 | 0.017529 | 0.017529 | 0.017529 | 0.017529 | 0.017529 | 0.017529 | 0.017529 | 0.017529 | 0.017529 | 0.017529 | 0.017529 | 0.017529 | 0.017529 | 0.017529 | 0.017529 | 0.017529 | 0.017529 | 0.017529 | 0.017529 | 0.017529 | 0.017529 | 0.017529
[10 empty] | 0.030903 | 0.030903 | 0.030903 | 0.017529 | 0.017529 | 0.017529 | 0.017529 | 0.017529 | 0.017529 | 0.017529 | 0.017529 | 0.017529 | 0.017529 | 0.017529 | 0.017529 | 0.017529 | 0.017529 | 0.017529 | 0.017529 | 0.017529 | 0.017529 | 0.017529 | 0.017529 | 0.017529 | 0.017529 | 0.017529 | 0.017529 | 0.017529
[10 empty] | 57446.7906 | 56244.1589 | 55066.704 | 53913.8988 | 52785.2272 | 51680.184 | 50598.2746 | 49539.0146 | 48501.93 | 47486.5563 | 46492.4393 | 45519.1338 | 44566.2041 | 43633.2237 | 42719.7751 | 41825.4491 | 40949.8457 | 40092.5727 | 39253.2465 | 38431.4914 | 37626.9394 | 36839.2305 | 36068.0121 | 35312.9389 | 34573.6729 | 33849.8833 | 33141.2459 | 32447.4437
[10 empty] | 1.8478 | 1.8209 | 1.8019 | 1.7587 | 1.7158 | 1.6734 | 1.6319 | 1.5911 | 1.5493 | 1.5046 | 1.4651 | 1.4268 | 1.3905 | 1.3609 | 1.3321 | 1.304 | 1.2765 | 1.2497 | 1.2235 | 1.1978 | 1.1727 | 1.1482 | 1.1241 | 1.1006 | 1.0775 | 1.055 | 1.0329 | 1.0113
[10 empty] | 0.23084 | 0.22747 | 0.22511 | 0.21971 | 0.21434 | 0.20905 | 0.20386 | 0.19877 | 0.19355 | 0.18796 | 0.18302 | 0.17825 | 0.17371 | 0.17001 | 0.16641 | 0.1629 | 0.15947 | 0.15612 | 0.15284 | 0.14964 | 0.1465 | 0.14343 | 0.14043 | 0.13749 | 0.13461 | 0.13179 | 0.12903 | 0.12633
[10 empty] | 0.23084 | 0.22747 | 0.22511 | 0.21971 | 0.21434 | 0.20905 | 0.20386 | 0.19877 | 0.19355 | 0.18796 | 0.18302 | 0.17825 | 0.17371 | 0.17001 | 0.16641 | 0.1629 | 0.15947 | 0.15612 | 0.15284 | 0.14964 | 0.1465 | 0.14343 | 0.14043 | 0.13749 | 0.13461 | 0.13179 | 0.12903 | 0.12633
[10 empty] | 0 | 2678.2933 | 4370.3733 | 5419.9158 | 6051.2165 | 6410.6519 | 6593.7395 | 6662.8017 | 5118.7505 | 4597.3188 | 4558.6645 | 5143.0646 | 5479.1309 | 5654.0572 | 5724.7358 | 5285.6841 | 4822.237 | 4491.0133 | 4185.1572 | 4240.4364 | 4402.2339 | 4627.632 | 4610.803 | 4441.9654 | 4220.4735 | 3906.7344 | 3712.4743 | 3651.774
[10 empty] | 36.5735 | 36.5735 | 36.5735 | 31.1662 | 31.1662 | 31.1662 | 31.1662 | 31.1662 | 31.1662 | 31.1662 | 31.1662 | 31.1662 | 31.1662 | 31.1662 | 31.1662 | 31.1662 | 31.1662 | 31.1662 | 31.1662 | 31.1662 | 31.1662 | 31.1662 | 31.1662 | 31.1662 | 31.1662 | 31.1662 | 31.1662 | 31.1662
[10 empty] | 0.0045689 | 0.0045689 | 0.0045689 | 0.0038934 | 0.0038934 | 0.0038934 | 0.0038934 | 0.0038934 | 0.0038934 | 0.0038934 | 0.0038934 | 0.0038934 | 0.0038934 | 0.0038934 | 0.0038934 | 0.0038934 | 0.0038934 | 0.0038934 | 0.0038934 | 0.0038934 | 0.0038934 | 0.0038934 | 0.0038934 | 0.0038934 | 0.0038934 | 0.0038934 | 0.0038934 | 0.0038934
[10 empty] | 0.0045689 | 0.0045689 | 0.0045689 | 0.0038934 | 0.0038934 | 0.0038934 | 0.0038934 | 0.0038934 | 0.0038934 | 0.0038934 | 0.0038934 | 0.0038934 | 0.0038934 | 0.0038934 | 0.0038934 | 0.0038934 | 0.0038934 | 0.0038934 | 0.0038934 | 0.0038934 | 0.0038934 | 0.0038934 | 0.0038934 | 0.0038934 | 0.0038934 | 0.0038934 | 0.0038934 | 0.0038934
[10 empty] | 109199.2648 | 109255.5659 | 109311.8959 | 109368.255 | 109424.6432 | 109481.0604 | 109537.5067 | 109593.9821 | 109650.4867 | 109707.0204 | 109763.5832 | 109820.1752 | 109876.7963 | 109933.4467 | 109990.1262 | 110046.835 | 110103.573 | 110160.3403 | 110217.1368 | 110273.9627 | 110330.8178 | 110387.7022 | 110444.616 | 110501.5591 | 110558.5316 | 110615.5334 | 110672.5646 | 110729.6253
[10 empty] | 3.3533 | 3.6608 | 3.9685 | 3.9232 | 3.8783 | 3.7311 | 3.5157 | 3.3726 | 3.2079 | 3.0987 | 3.0962 | 3.0951 | 3.0948 | 3.0952 | 3.096 | 3.0971 | 3.0983 | 3.0997 | 3.1011 | 3.1026 | 3.1041 | 3.1057 | 3.1073 | 3.1088 | 3.1104 | 3.112 | 3.1136 | 3.1152
[10 empty] | 0.4189 | 0.45732 | 0.49576 | 0.4901 | 0.48449 | 0.4661 | 0.43919 | 0.42132 | 0.40075 | 0.3871 | 0.38679 | 0.38665 | 0.38662 | 0.38667 | 0.38677 | 0.3869 | 0.38705 | 0.38722 | 0.3874 | 0.38759 | 0.38778 | 0.38797 | 0.38817 | 0.38837 | 0.38857 | 0.38876 | 0.38896 | 0.38916
[10 empty] | 0.4189 | 0.45732 | 0.49576 | 0.4901 | 0.48449 | 0.4661 | 0.43919 | 0.42132 | 0.40075 | 0.3871 | 0.38679 | 0.38665 | 0.38662 | 0.38667 | 0.38677 | 0.3869 | 0.38705 | 0.38722 | 0.3874 | 0.38759 | 0.38778 | 0.38797 | 0.38817 | 0.38837 | 0.38857 | 0.38876 | 0.38896 | 0.38916
[10 empty] | 0 | 18256.1785 | 18256.2075 | 18256.2366 | 18256.2656 | 18275.0617 | 18287.6118 | 18295.9979 | 21907.7668 | 20715.7348 | 19925.2399 | 19401.0484 | 20259.2272 | 20432.7784 | 20284.1681 | 20722.1531 | 20351.3135 | 20241.2633 | 20170.9726 | 20543.1777 | 20532.4759 | 20425.0309 | 20445.8512 | 20424.0417 | 20457.4585 | 20451.7849 | 20542.359 | 20519.8458
[10 empty] | 47.4906 | 47.4906 | 47.4906 | 28.1335 | 28.1335 | 28.1335 | 28.1335 | 28.1335 | 28.1335 | 28.1335 | 28.1335 | 28.1335 | 28.1335 | 28.1335 | 28.1335 | 28.1335 | 28.1335 | 28.1335 | 28.1335 | 28.1335 | 28.1335 | 28.1335 | 28.1335 | 28.1335 | 28.1335 | 28.1335 | 28.1335 | 28.1335
[10 empty] | 0.0059327 | 0.0059327 | 0.0059327 | 0.0035145 | 0.0035145 | 0.0035145 | 0.0035145 | 0.0035145 | 0.0035145 | 0.0035145 | 0.0035145 | 0.0035145 | 0.0035145 | 0.0035145 | 0.0035145 | 0.0035145 | 0.0035145 | 0.0035145 | 0.0035145 | 0.0035145 | 0.0035145 | 0.0035145 | 0.0035145 | 0.0035145 | 0.0035145 | 0.0035145 | 0.0035145 | 0.0035145
[10 empty] | 0.0059327 | 0.0059327 | 0.0059327 | 0.0035145 | 0.0035145 | 0.0035145 | 0.0035145 | 0.0035145 | 0.0035145 | 0.0035145 | 0.0035145 | 0.0035145 | 0.0035145 | 0.0035145 | 0.0035145 | 0.0035145 | 0.0035145 | 0.0035145 | 0.0035145 | 0.0035145 | 0.0035145 | 0.0035145 | 0.0035145 | 0.0035145 | 0.0035145 | 0.0035145 | 0.0035145 | 0.0035145
[10 empty] | 67790.5696 | 66929.5851 | 66079.5357 | 65240.2825 | 64411.6883 | 63593.6178 | 62785.9374 | 61988.515 | 61201.2204 | 60423.925 | 59656.5017 | 58898.8252 | 58150.7717 | 57412.2189 | 56683.0463 | 55963.1346 | 55252.3663 | 54550.6252 | 53857.7966 | 53173.7675 | 52498.4259 | 51831.6616 | 51173.3657 | 50523.4306 | 49881.75 | 49248.2193 | 48622.7347 | 48005.1943
[10 empty] | 1.2392 | 1.3795 | 1.5164 | 1.6499 | 1.7803 | 1.9075 | 2.0016 | 2.0697 | 2.1172 | 2.1486 | 2.1674 | 2.1763 | 2.1774 | 2.1724 | 2.1627 | 2.1494 | 2.1333 | 2.1151 | 2.0952 | 2.0741 | 2.0521 | 2.0295 | 2.0064 | 1.9831 | 1.9596 | 1.936 | 1.9125 | 1.889
[10 empty] | 0.15481 | 0.17233 | 0.18943 | 0.20611 | 0.2224 | 0.23829 | 0.25005 | 0.25855 | 0.26449 | 0.26842 | 0.27076 | 0.27187 | 0.272 | 0.27138 | 0.27018 | 0.26851 | 0.2665 | 0.26422 | 0.26174 | 0.2591 | 0.25635 | 0.25353 | 0.25065 | 0.24773 | 0.2448 | 0.24185 | 0.23891 | 0.23598
[10 empty] | 0.15481 | 0.17233 | 0.18943 | 0.20611 | 0.2224 | 0.23829 | 0.25005 | 0.25855 | 0.26449 | 0.26842 | 0.27076 | 0.27187 | 0.272 | 0.27138 | 0.27018 | 0.26851 | 0.2665 | 0.26422 | 0.26174 | 0.2591 | 0.25635 | 0.25353 | 0.25065 | 0.24773 | 0.2448 | 0.24185 | 0.23891 | 0.23598
[10 empty] | 0 | 7436.6206 | 7342.1706 | 7248.9203 | 7156.8543 | 7065.9575 | 6976.2153 | 6887.6128 | 6800.1356 | 6713.7694 | 6628.5002 | 8259.8665 | 7816.208 | 7449.3768 | 7143.4351 | 6885.7923 | 6988.3693 | 6986.1504 | 6915.5737 | 6802.4294 | 6664.7251 | 6970.9666 | 6738.5246 | 6558.1146 | 6407.3637 | 6272.7045 | 6306.1459 | 6265.0742
[10 empty] | 39.42 | 39.42 | 39.42 | 39.42 | 39.42 | 39.42 | 39.42 | 39.42 | 39.42 | 39.42 | 39.42 | 39.42 | 39.42 | 39.42 | 39.42 | 39.42 | 39.42 | 39.42 | 39.42 | 39.42 | 39.42 | 39.42 | 39.42 | 39.42 | 39.42 | 39.42 | 39.42 | 39.42
[10 empty] | 0.0049245 | 0.0049245 | 0.0049245 | 0.0049245 | 0.0049245 | 0.0049245 | 0.0049245 | 0.0049245 | 0.0049245 | 0.0049245 | 0.0049245 | 0.0049245 | 0.0049245 | 0.0049245 | 0.0049245 | 0.0049245 | 0.0049245 | 0.0049245 | 0.0049245 | 0.0049245 | 0.0049245 | 0.0049245 | 0.0049245 | 0.0049245 | 0.0049245 | 0.0049245 | 0.0049245 | 0.0049245
[10 empty] | 0.0049245 | 0.0049245 | 0.0049245 | 0.0049245 | 0.0049245 | 0.0049245 | 0.0049245 | 0.0049245 | 0.0049245 | 0.0049245 | 0.0049245 | 0.0049245 | 0.0049245 | 0.0049245 | 0.0049245 | 0.0049245 | 0.0049245 | 0.0049245 | 0.0049245 | 0.0049245 | 0.0049245 | 0.0049245 | 0.0049245 | 0.0049245 | 0.0049245 | 0.0049245 | 0.0049245 | 0.0049245
[10 empty] | 121542.3313 | 121347.8636 | 121153.707 | 120959.8611 | 120766.3253 | 120573.0992 | 120380.1822 | 120187.5739 | 119995.2738 | 119803.2813 | 119611.5961 | 119420.2175 | 119229.1452 | 119038.3786 | 118847.9172 | 118657.7605 | 118467.9081 | 118278.3594 | 118089.114 | 117900.1715 | 117711.5312 | 117523.1927 | 117335.1556 | 117147.4194 | 116959.9835 | 116772.8475 | 116586.011 | 116399.4734
[10 empty] | 15.3929 | 15.4555 | 15.5876 | 15.7748 | 16.0058 | 16.2715 | 16.5648 | 16.8796 | 17.2115 | 17.5568 | 17.8265 | 18.0358 | 18.1969 | 18.3195 | 18.4114 | 18.4787 | 18.5264 | 18.5586 | 18.5782 | 18.5878 | 18.5896 | 18.585 | 18.5753 | 18.5616 | 18.5447 | 18.5253 | 18.5038 | 18.4807
[10 empty] | 2.3503 | 2.3599 | 2.38 | 2.4086 | 2.4439 | 2.4844 | 2.5292 | 2.5773 | 2.628 | 2.6807 | 2.7219 | 2.7538 | 2.7784 | 2.7971 | 2.8112 | 2.8215 | 2.8287 | 2.8336 | 2.8366 | 2.8381 | 2.8384 | 2.8377 | 2.8362 | 2.8341 | 2.8315 | 2.8286 | 2.8253 | 2.8218
[10 empty] | 2.3503 | 2.3599 | 2.38 | 2.4086 | 2.4439 | 2.4844 | 2.5292 | 2.5773 | 2.628 | 2.6807 | 2.7219 | 2.7538 | 2.7784 | 2.7971 | 2.8112 | 2.8215 | 2.8287 | 2.8336 | 2.8366 | 2.8381 | 2.8384 | 2.8377 | 2.8362 | 2.8341 | 2.8315 | 2.8286 | 2.8253 | 2.8218
[10 empty] | 0 | 2696.6192 | 4846.1483 | 6558.7125 | 7922.2709 | 9007.0784 | 9869.2489 | 10553.6014 | 11095.9342 | 11524.8397 | 9736.727 | 8732.2804 | 8267.6208 | 8165.2976 | 8297.4272 | 9264.1602 | 10032.0902 | 10641.2391 | 11123.573 | 11085.4234 | 10800.3134 | 10435.7612 | 10088.2905 | 9807.9539 | 9206.5054 | 9077.6507 | 9232.7716 | 9544.4443
[10 empty] | 158.994 | 158.994 | 158.994 | 158.994 | 158.994 | 158.994 | 158.994 | 158.994 | 158.994 | 158.994 | 158.994 | 158.994 | 158.994 | 158.994 | 158.994 | 158.994 | 158.994 | 158.994 | 158.994 | 158.994 | 158.994 | 158.994 | 158.994 | 158.994 | 158.994 | 158.994 | 158.994 | 158.994
[10 empty] | 0.024276 | 0.024276 | 0.024276 | 0.024276 | 0.024276 | 0.024276 | 0.024276 | 0.024276 | 0.024276 | 0.024276 | 0.024276 | 0.024276 | 0.024276 | 0.024276 | 0.024276 | 0.024276 | 0.024276 | 0.024276 | 0.024276 | 0.024276 | 0.024276 | 0.024276 | 0.024276 | 0.024276 | 0.024276 | 0.024276 | 0.024276 | 0.024276
[10 empty] | 0.024276 | 0.024276 | 0.024276 | 0.024276 | 0.024276 | 0.024276 | 0.024276 | 0.024276 | 0.024276 | 0.024276 | 0.024276 | 0.024276 | 0.024276 | 0.024276 | 0.024276 | 0.024276 | 0.024276 | 0.024276 | 0.024276 | 0.024276 | 0.024276 | 0.024276 | 0.024276 | 0.024276 | 0.024276 | 0.024276 | 0.024276 | 0.024276
[10 empty] | 121425.3841 | 118883.3795 | 116394.5909 | 113957.9044 | 111572.2293 | 109236.4975 | 106949.6636 | 104710.7039 | 102518.6162 | 100372.4192 | 98271.1521 | 96213.8745 | 94199.6654 | 92227.6231 | 90296.865 | 88406.5267 | 86555.7621 | 84743.7428 | 82969.6575 | 81232.7121 | 79532.1292 | 77867.1475 | 76237.0217 | 74641.0221 | 73078.4343 | 71548.5588 | 70050.7108 | 68584.2198
[10 empty] | 8.6314 | 8.5274 | 8.424 | 8.3212 | 8.2189 | 8.1173 | 7.9934 | 7.8561 | 7.7112 | 7.5626 | 7.4126 | 7.2629 | 7.1144 | 6.9678 | 6.8234 | 6.6816 | 6.5423 | 6.4058 | 6.272 | 6.1408 | 6.0124 | 5.8866 | 5.7634 | 5.6428 | 5.5247 | 5.409 | 5.2958 | 5.185
[10 empty] | 1.0783 | 1.0653 | 1.0524 | 1.0395 | 1.0267 | 1.014 | 0.99856 | 0.98141 | 0.96331 | 0.94474 | 0.92601 | 0.9073 | 0.88875 | 0.87044 | 0.85241 | 0.83468 | 0.81729 | 0.80023 | 0.78352 | 0.76713 | 0.75109 | 0.73538 | 0.71999 | 0.70492 | 0.69016 | 0.67572 | 0.66157 | 0.64772
[10 empty] | 1.0783 | 1.0653 | 1.0524 | 1.0395 | 1.0267 | 1.014 | 0.99856 | 0.98141 | 0.96331 | 0.94474 | 0.92601 | 0.9073 | 0.88875 | 0.87044 | 0.85241 | 0.83468 | 0.81729 | 0.80023 | 0.78352 | 0.76713 | 0.75109 | 0.73538 | 0.71999 | 0.70492 | 0.69016 | 0.67572 | 0.66157 | 0.64772
[10 empty] | 0 | 16983.3399 | 16627.7987 | 16279.7006 | 15938.8899 | 15605.2139 | 15278.5234 | 14958.672 | 14645.5166 | 17171.2957 | 15887.4585 | 14951.5192 | 14244.7074 | 13689.4573 | 14084.4523 | 13957.2818 | 13593.6135 | 13616.657 | 12838.6669 | 12502.8511 | 12280.4705 | 12049.075 | 12061.4884 | 11750.5883 | 11407.0729 | 11179.3947 | 10827.8866 | 10673.203
[10 empty] | 75.6 | 75.6 | 75.6 | 75.6 | 75.6 | 75.6 | 75.6 | 75.6 | 75.6 | 75.6 | 75.6 | 75.6 | 75.6 | 75.6 | 75.6 | 75.6 | 75.6 | 75.6 | 75.6 | 75.6 | 75.6 | 75.6 | 75.6 | 75.6 | 75.6 | 75.6 | 75.6 | 75.6
[10 empty] | 0.0094442 | 0.0094442 | 0.0094442 | 0.0094442 | 0.0094442 | 0.0094442 | 0.0094442 | 0.0094442 | 0.0094442 | 0.0094442 | 0.0094442 | 0.0094442 | 0.0094442 | 0.0094442 | 0.0094442 | 0.0094442 | 0.0094442 | 0.0094442 | 0.0094442 | 0.0094442 | 0.0094442 | 0.0094442 | 0.0094442 | 0.0094442 | 0.0094442 | 0.0094442 | 0.0094442 | 0.0094442
[10 empty] | 0.0094442 | 0.0094442 | 0.0094442 | 0.0094442 | 0.0094442 | 0.0094442 | 0.0094442 | 0.0094442 | 0.0094442 | 0.0094442 | 0.0094442 | 0.0094442 | 0.0094442 | 0.0094442 | 0.0094442 | 0.0094442 | 0.0094442 | 0.0094442 | 0.0094442 | 0.0094442 | 0.0094442 | 0.0094442 | 0.0094442 | 0.0094442 | 0.0094442 | 0.0094442 | 0.0094442 | 0.0094442
[10 empty] | 77801.7951 | 77677.3122 | 77553.0285 | 77428.9437 | 77305.0574 | 77181.3693 | 77057.8791 | 76934.5865 | 76811.4911 | 76688.5928 | 76565.891 | 76443.3856 | 76321.0762 | 76198.9625 | 76077.0441 | 75955.3208 | 75833.7923 | 75712.4583 | 75591.3183 | 75470.3722 | 75349.6196 | 75229.0602 | 75108.6937 | 74988.5198 | 74868.5382 | 74748.7485 | 74629.1505 | 74509.7439
[10 empty] | 7.5422 | 7.5302 | 7.5181 | 7.5061 | 7.4941 | 7.4821 | 7.4701 | 7.4582 | 7.4462 | 7.4343 | 7.4224 | 7.4105 | 7.3987 | 7.3868 | 7.375 | 7.3632 | 7.3514 | 7.3397 | 7.3279 | 7.3162 | 7.3045 | 7.2928 | 7.2812 | 7.2695 | 7.2579 | 7.2463 | 7.2347 | 7.2231
[10 empty] | 0.9422 | 0.94069 | 0.93919 | 0.93769 | 0.93619 | 0.93469 | 0.93319 | 0.9317 | 0.93021 | 0.92872 | 0.92723 | 0.92575 | 0.92427 | 0.92279 | 0.92131 | 0.91984 | 0.91837 | 0.9169 | 0.91543 | 0.91397 | 0.91251 | 0.91105 | 0.90959 | 0.90813 | 0.90668 | 0.90523 | 0.90378 | 0.90233
[10 empty] | 0.9422 | 0.94069 | 0.93919 | 0.93769 | 0.93619 | 0.93469 | 0.93319 | 0.9317 | 0.93021 | 0.92872 | 0.92723 | 0.92575 | 0.92427 | 0.92279 | 0.92131 | 0.91984 | 0.91837 | 0.9169 | 0.91543 | 0.91397 | 0.91251 | 0.91105 | 0.90959 | 0.90813 | 0.90668 | 0.90523 | 0.90378 | 0.90233
[10 empty] | 0 | 11096.7589 | 11079.0041 | 11061.2777 | 11043.5796 | 11025.9099 | 11008.2684 | 10990.6552 | 10973.0702 | 13119.5653 | 12378.3774 | 11879.2092 | 11541.1386 | 11310.3039 | 11866.453 | 11991.5334 | 11909.7243 | 12165.5067 | 11696.9479 | 11615.9463 | 11634.6537 | 11640.8603 | 11882.9752 | 11805.2941 | 11686.4966 | 11679.4213 | 11535.5857 | 11595.344
[10 empty] | 96.9416 | 96.9416 | 96.9416 | 96.9416 | 96.9416 | 96.9416 | 96.9416 | 96.9416 | 96.9416 | 96.9416 | 96.9416 | 96.9416 | 96.9416 | 96.9416 | 96.9416 | 96.9416 | 96.9416 | 96.9416 | 96.9416 | 96.9416 | 96.9416 | 96.9416 | 96.9416 | 96.9416 | 96.9416 | 96.9416 | 96.9416 | 96.9416
[10 empty] | 0.01211 | 0.01211 | 0.01211 | 0.01211 | 0.01211 | 0.01211 | 0.01211 | 0.01211 | 0.01211 | 0.01211 | 0.01211 | 0.01211 | 0.01211 | 0.01211 | 0.01211 | 0.01211 | 0.01211 | 0.01211 | 0.01211 | 0.01211 | 0.01211 | 0.01211 | 0.01211 | 0.01211 | 0.01211 | 0.01211 | 0.01211 | 0.01211
[10 empty] | 0.01211 | 0.01211 | 0.01211 | 0.01211 | 0.01211 | 0.01211 | 0.01211 | 0.01211 | 0.01211 | 0.01211 | 0.01211 | 0.01211 | 0.01211 | 0.01211 | 0.01211 | 0.01211 | 0.01211 | 0.01211 | 0.01211 | 0.01211 | 0.01211 | 0.01211 | 0.01211 | 0.01211 | 0.01211 | 0.01211 | 0.01211 | 0.01211
[10 empty] | 1260.7676 | 1525.7581 | 1843.2134 | 2228.0885 | 2672.4652 | 3183.6349 | 3829.3852 | 4480.6168 | 5363.6111 | 6394.4021 | 7579.7933 | 8889.004 | 10381.3957 | 11831.571 | 13635.7172 | 15583.2533 | 17688.3725 | 19980.0468 | 22464.7883 | 25030.472 | 28061.4999 | 31659.0552 | 35901.537 | 40756.3631 | 46316.1497 | 52634.3755 | 59814.5033 | 67974.1095
[10 empty] | 3.8124 | 4.6286 | 5.6055 | 6.7891 | 8.1551 | 9.7257 | 11.7089 | 13.7088 | 16.4191 | 19.5824 | 23.2187 | 27.2338 | 31.8099 | 36.2562 | 41.7871 | 47.7571 | 54.21 | 61.2344 | 68.8505 | 76.7145 | 86.0047 | 97.0312 | 110.0342 | 124.914 | 141.9544 | 161.3194 | 183.3259 | 208.3345
[10 empty] | 0.47167 | 0.57264 | 0.69351 | 0.83994 | 1.0089 | 1.2033 | 1.4486 | 1.696 | 2.0313 | 2.4227 | 2.8726 | 3.3693 | 3.9355 | 4.4856 | 5.1698 | 5.9084 | 6.7068 | 7.5758 | 8.5181 | 9.491 | 10.6404 | 12.0045 | 13.6133 | 15.4542 | 17.5624 | 19.9582 | 22.6808 | 25.7748
[10 empty] | 0.47167 | 0.57264 | 0.69351 | 0.83994 | 1.0089 | 1.2033 | 1.4486 | 1.696 | 2.0313 | 2.4227 | 2.8726 | 3.3693 | 3.9355 | 4.4856 | 5.1698 | 5.9084 | 6.7068 | 7.5758 | 8.5181 | 9.491 | 10.6404 | 12.0045 | 13.6133 | 15.4542 | 17.5624 | 19.9582 | 22.6808 | 25.7748
[10 empty] | 0 | 361.9726 | 414.4374 | 481.8573 | 541.3588 | 608.1518 | 742.7324 | 748.2137 | 979.9764 | 1127.7731 | 1335.3713 | 1512.0824 | 1751.0605 | 1765.3821 | 2177.942 | 2490.0081 | 2702.493 | 2983.2422 | 3279.1485 | 3485.793 | 4104.8112 | 4808.231 | 5624.854 | 6435.0562 | 7376.3929 | 8358.3333 | 9471.5088 | 10652.295
[10 empty] | 3064.9133 | 3064.9133 | 3064.9133 | 3064.9133 | 3064.9133 | 3064.9133 | 3064.9133 | 3064.9133 | 3064.9133 | 3064.9133 | 3064.9133 | 3064.9133 | 3064.9133 | 3064.9133 | 3064.9133 | 3064.9133 | 3064.9133 | 3064.9133 | 3064.9133 | 3064.9133 | 3064.9133 | 3064.9133 | 3064.9133 | 3064.9133 | 3064.9133 | 3064.9133 | 3064.9133 | 3064.9133
[10 empty] | 0.37919 | 0.37919 | 0.37919 | 0.37919 | 0.37919 | 0.37919 | 0.37919 | 0.37919 | 0.37919 | 0.37919 | 0.37919 | 0.37919 | 0.37919 | 0.37919 | 0.37919 | 0.37919 | 0.37919 | 0.37919 | 0.37919 | 0.37919 | 0.37919 | 0.37919 | 0.37919 | 0.37919 | 0.37919 | 0.37919 | 0.37919 | 0.37919
[10 empty] | 0.37919 | 0.37919 | 0.37919 | 0.37919 | 0.37919 | 0.37919 | 0.37919 | 0.37919 | 0.37919 | 0.37919 | 0.37919 | 0.37919 | 0.37919 | 0.37919 | 0.37919 | 0.37919 | 0.37919 | 0.37919 | 0.37919 | 0.37919 | 0.37919 | 0.37919 | 0.37919 | 0.37919 | 0.37919 | 0.37919 | 0.37919 | 0.37919
[10 empty] | 3470.7148 | 3465.1617 | 3459.6174 | 3454.082 | 3448.5555 | 3443.0378 | 3437.5289 | 3432.0289 | 3426.5376 | 3421.0552 | 3415.5815 | 3410.1166 | 3404.6604 | 3399.2129 | 3393.7742 | 3388.3441 | 3382.9228 | 3377.5101 | 3372.1061 | 3366.7107 | 3361.324 | 3355.9459 | 3350.5764 | 3345.2154 | 3339.8631 | 3334.5193 | 3329.1841 | 3323.8574
[10 empty] | 5.8036 | 5.8612 | 5.9189 | 5.9768 | 6.0348 | 6.0929 | 6.1513 | 6.2099 | 6.2686 | 6.3277 | 6.3869 | 6.436 | 6.4766 | 6.5097 | 6.5365 | 6.5578 | 6.5746 | 6.5874 | 6.5968 | 6.6033 | 6.6074 | 6.6093 | 6.6094 | 6.608 | 6.6053 | 6.6014 | 6.5966 | 6.591
[10 empty] | 1.3482 | 1.3616 | 1.375 | 1.3884 | 1.4019 | 1.4154 | 1.429 | 1.4426 | 1.4562 | 1.4699 | 1.4837 | 1.4951 | 1.5045 | 1.5122 | 1.5184 | 1.5234 | 1.5273 | 1.5303 | 1.5325 | 1.534 | 1.5349 | 1.5354 | 1.5354 | 1.5351 | 1.5344 | 1.5335 | 1.5324 | 1.5311
[10 empty] | 1.3482 | 1.3616 | 1.375 | 1.3884 | 1.4019 | 1.4154 | 1.429 | 1.4426 | 1.4562 | 1.4699 | 1.4837 | 1.4951 | 1.5045 | 1.5122 | 1.5184 | 1.5234 | 1.5273 | 1.5303 | 1.5325 | 1.534 | 1.5349 | 1.5354 | 1.5354 | 1.5351 | 1.5344 | 1.5335 | 1.5324 | 1.5311
[10 empty] | 0 | 216.5726 | 216.2261 | 215.8801 | 215.5347 | 215.1899 | 214.8456 | 214.5018 | 214.1586 | 213.8159 | 213.4738 | 213.1323 | 212.7913 | 212.4508 | 212.1109 | 211.7715 | 211.4327 | 211.0944 | 272.1621 | 262.9685 | 255.0527 | 248.2306 | 242.3445 | 237.2595 | 232.8601 | 229.0475 | 225.7372 | 222.8567
[10 empty] | 1991.7897 | 1991.7897 | 1991.7897 | 1991.7897 | 1991.7897 | 1991.7897 | 1991.7897 | 1991.7897 | 1991.7897 | 1991.7897 | 1991.7897 | 1991.7897 | 1991.7897 | 1991.7897 | 1991.7897 | 1991.7897 | 1991.7897 | 1991.7897 | 1991.7897 | 1991.7897 | 1991.7897 | 1991.7897 | 1991.7897 | 1991.7897 | 1991.7897 | 1991.7897 | 1991.7897 | 1991.7897
[10 empty] | 0.4627 | 0.4627 | 0.4627 | 0.4627 | 0.4627 | 0.4627 | 0.4627 | 0.4627 | 0.4627 | 0.4627 | 0.4627 | 0.4627 | 0.4627 | 0.4627 | 0.4627 | 0.4627 | 0.4627 | 0.4627 | 0.4627 | 0.4627 | 0.4627 | 0.4627 | 0.4627 | 0.4627 | 0.4627 | 0.4627 | 0.4627 | 0.4627
[10 empty] | 0.4627 | 0.4627 | 0.4627 | 0.4627 | 0.4627 | 0.4627 | 0.4627 | 0.4627 | 0.4627 | 0.4627 | 0.4627 | 0.4627 | 0.4627 | 0.4627 | 0.4627 | 0.4627 | 0.4627 | 0.4627 | 0.4627 | 0.4627 | 0.4627 | 0.4627 | 0.4627 | 0.4627 | 0.4627 | 0.4627 | 0.4627 | 0.4627
[10 empty] | 7726.5893 | 7714.2268 | 7701.884 | 7689.561 | 7677.2577 | 7664.9741 | 7652.7101 | 7640.4658 | 7628.241 | 7616.0359 | 7603.8502 | 7591.684 | 7579.5373 | 7567.4101 | 7555.3022 | 7543.2137 | 7531.1446 | 7519.0948 | 7507.0642 | 7495.0529 | 7483.0608 | 7471.0879 | 7459.1342 | 7447.1996 | 7435.2841 | 7423.3876 | 7411.5102 | 7399.6518
[10 empty] | 3.3646 | 3.4053 | 3.4475 | 3.4915 | 3.5374 | 3.5853 | 3.6354 | 3.6876 | 3.7314 | 3.7679 | 3.7983 | 3.8233 | 3.8439 | 3.8605 | 3.8738 | 3.8843 | 3.8924 | 3.8984 | 3.9027 | 3.9054 | 3.9068 | 3.9071 | 3.9064 | 3.905 | 3.9029 | 3.9001 | 3.8969 | 3.8932
[10 empty] | 0.42031 | 0.4254 | 0.43068 | 0.43617 | 0.44191 | 0.44789 | 0.45414 | 0.46067 | 0.46614 | 0.4707 | 0.47449 | 0.47762 | 0.48019 | 0.48227 | 0.48393 | 0.48525 | 0.48626 | 0.48701 | 0.48753 | 0.48787 | 0.48805 | 0.48809 | 0.48801 | 0.48783 | 0.48756 | 0.48722 | 0.48682 | 0.48636
[10 empty] | 0.42031 | 0.4254 | 0.43068 | 0.43617 | 0.44191 | 0.44789 | 0.45414 | 0.46067 | 0.46614 | 0.4707 | 0.47449 | 0.47762 | 0.48019 | 0.48227 | 0.48393 | 0.48525 | 0.48626 | 0.48701 | 0.48753 | 0.48787 | 0.48805 | 0.48809 | 0.48801 | 0.48783 | 0.48756 | 0.48722 | 0.48682 | 0.48636
[10 empty] | 0 | 593.4021 | 592.4526 | 591.5047 | 590.5583 | 589.6134 | 588.67 | 587.7281 | 586.7878 | 585.8489 | 584.9116 | 583.9757 | 583.0413 | 582.1085 | 581.1771 | 749.3064 | 723.9948 | 702.2015 | 683.4192 | 667.2138 | 653.214 | 641.1017 | 654.4872 | 662.3664 | 666.0306 | 666.513 | 664.6366 | 661.0532
[10 empty] | 528.228 | 528.228 | 528.228 | 528.228 | 528.228 | 528.228 | 528.228 | 528.228 | 528.228 | 528.228 | 528.228 | 528.228 | 528.228 | 528.228 | 528.228 | 528.228 | 528.228 | 528.228 | 528.228 | 528.228 | 528.228 | 528.228 | 528.228 | 528.228 | 528.228 | 528.228 | 528.228 | 528.228
[10 empty] | 0.065988 | 0.065988 | 0.065988 | 0.065988 | 0.065988 | 0.065988 | 0.065988 | 0.065988 | 0.065988 | 0.065988 | 0.065988 | 0.065988 | 0.065988 | 0.065988 | 0.065988 | 0.065988 | 0.065988 | 0.065988 | 0.065988 | 0.065988 | 0.065988 | 0.065988 | 0.065988 | 0.065988 | 0.065988 | 0.065988 | 0.065988 | 0.065988
[10 empty] | 0.065988 | 0.065988 | 0.065988 | 0.065988 | 0.065988 | 0.065988 | 0.065988 | 0.065988 | 0.065988 | 0.065988 | 0.065988 | 0.065988 | 0.065988 | 0.065988 | 0.065988 | 0.065988 | 0.065988 | 0.065988 | 0.065988 | 0.065988 | 0.065988 | 0.065988 | 0.065988 | 0.065988 | 0.065988 | 0.065988 | 0.065988 | 0.065988
[10 empty] | 74639.519 | 74520.0958 | 74400.8637 | 74281.8223 | 74162.9714 | 74044.3106 | 73925.8397 | 73807.5584 | 73689.4663 | 73571.5631 | 73453.8486 | 73336.3225 | 73218.9844 | 73101.834 | 72984.871 | 72868.0952 | 72751.5063 | 72635.1039 | 72518.8877 | 72402.8575 | 72287.0129 | 72171.3537 | 72055.8795 | 71940.5901 | 71825.4852 | 71710.5644 | 71595.8275 | 71481.2742
[10 empty] | 2.3144 | 2.3164 | 2.3189 | 2.3217 | 2.3251 | 2.327 | 2.3278 | 2.3277 | 2.3269 | 2.3254 | 2.3236 | 2.3213 | 2.3188 | 2.316 | 2.313 | 2.3099 | 2.3067 | 2.3034 | 2.3 | 2.2966 | 2.2931 | 2.2896 | 2.2861 | 2.2825 | 2.2789 | 2.2753 | 2.2718 | 2.2682
[10 empty] | 0.28912 | 0.28937 | 0.28968 | 0.29004 | 0.29046 | 0.2907 | 0.2908 | 0.29079 | 0.29068 | 0.2905 | 0.29027 | 0.28999 | 0.28967 | 0.28932 | 0.28895 | 0.28857 | 0.28816 | 0.28775 | 0.28733 | 0.2869 | 0.28646 | 0.28603 | 0.28558 | 0.28514 | 0.28469 | 0.28424 | 0.2838 | 0.28335
[10 empty] | 0.28912 | 0.28937 | 0.28968 | 0.29004 | 0.29046 | 0.2907 | 0.2908 | 0.29079 | 0.29068 | 0.2905 | 0.29027 | 0.28999 | 0.28967 | 0.28932 | 0.28895 | 0.28857 | 0.28816 | 0.28775 | 0.28733 | 0.2869 | 0.28646 | 0.28603 | 0.28558 | 0.28514 | 0.28469 | 0.28424 | 0.2838 | 0.28335
[10 empty] | 0 | 9315.012 | 9300.108 | 9285.2278 | 9270.3714 | 9255.5388 | 9240.73 | 9225.9448 | 9211.1833 | 9196.4454 | 11588.6668 | 11089.508 | 10687.8864 | 10364.1745 | 10581.0089 | 10655.0045 | 10634.2948 | 10553.4245 | 10531.9218 | 11151.3875 | 10895.9278 | 10700.8128 | 10560.6627 | 10711.3639 | 10744.1472 | 10707.1175 | 10634.1364 | 10621.0994
[10 empty] | 31.7331 | 31.7331 | 31.7331 | 31.7331 | 31.7331 | 31.7331 | 31.7331 | 31.7331 | 31.7331 | 31.7331 | 31.7331 | 31.7331 | 31.7331 | 31.7331 | 31.7331 | 31.7331 | 31.7331 | 31.7331 | 31.7331 | 31.7331 | 31.7331 | 31.7331 | 31.7331 | 31.7331 | 31.7331 | 31.7331 | 31.7331 | 31.7331
[10 empty] | 0.0039642 | 0.0039642 | 0.0039642 | 0.0039642 | 0.0039642 | 0.0039642 | 0.0039642 | 0.0039642 | 0.0039642 | 0.0039642 | 0.0039642 | 0.0039642 | 0.0039642 | 0.0039642 | 0.0039642 | 0.0039642 | 0.0039642 | 0.0039642 | 0.0039642 | 0.0039642 | 0.0039642 | 0.0039642 | 0.0039642 | 0.0039642 | 0.0039642 | 0.0039642 | 0.0039642 | 0.0039642
[10 empty] | 0.0039642 | 0.0039642 | 0.0039642 | 0.0039642 | 0.0039642 | 0.0039642 | 0.0039642 | 0.0039642 | 0.0039642 | 0.0039642 | 0.0039642 | 0.0039642 | 0.0039642 | 0.0039642 | 0.0039642 | 0.0039642 | 0.0039642 | 0.0039642 | 0.0039642 | 0.0039642 | 0.0039642 | 0.0039642 | 0.0039642 | 0.0039642 | 0.0039642 | 0.0039642 | 0.0039642 | 0.0039642
[10 empty] | 6730.7842 | 6921.6154 | 7117.857 | 7319.6625 | 7527.1896 | 7740.6005 | 7960.062 | 8185.7457 | 8417.8279 | 8656.4902 | 8901.919 | 9154.3062 | 9413.8491 | 9680.7505 | 9955.2192 | 10237.4695 | 10527.7223 | 10826.2043 | 11133.1488 | 11448.7958 | 11773.3921 | 12107.1913 | 12450.4544 | 12803.4497 | 13166.4531 | 13539.7484 | 13923.6273 | 14318.39
[10 empty] | 13.0558 | 13.4887 | 13.9389 | 13.3743 | 12.8202 | 12.2773 | 11.7461 | 11.227 | 10.7204 | 10.1638 | 9.5638 | 9.0737 | 8.6784 | 8.3652 | 8.1229 | 7.9423 | 7.519 | 7.1824 | 7.2219 | 7.2859 | 7.3718 | 7.4775 | 7.6008 | 7.7404 | 7.8947 | 8.0628 | 8.2435 | 8.4362
[10 empty] | 1.1914 | 1.2309 | 1.272 | 1.2205 | 1.1699 | 1.1204 | 1.0719 | 1.0245 | 0.9783 | 0.92751 | 0.87275 | 0.82803 | 0.79196 | 0.76337 | 0.74126 | 0.72478 | 0.68615 | 0.65543 | 0.65904 | 0.66488 | 0.67272 | 0.68236 | 0.69362 | 0.70635 | 0.72044 | 0.73577 | 0.75227 | 0.76985
[10 empty] | 1.1914 | 1.2309 | 1.272 | 1.2205 | 1.1699 | 1.1204 | 1.0719 | 1.0245 | 0.9783 | 0.92751 | 0.87275 | 0.82803 | 0.79196 | 0.76337 | 0.74126 | 0.72478 | 0.68615 | 0.65543 | 0.65904 | 0.66488 | 0.67272 | 0.68236 | 0.69362 | 0.70635 | 0.72044 | 0.73577 | 0.75227 | 0.76985
[10 empty] | 0 | 671.6015 | 677.0119 | 682.5758 | 688.2974 | 694.1812 | 700.2318 | 706.454 | 712.8526 | 746.6942 | 777.6007 | 806.0454 | 832.4352 | 857.1208 | 880.404 | 902.5456 | 1119.4463 | 1117.4663 | 1121.638 | 1130.7721 | 1143.9085 | 1160.2755 | 1179.2562 | 1200.3602 | 1259.0971 | 1310.0185 | 1355.3061 | 1396.6423
[10 empty] | 2088.7442 | 2088.7442 | 2088.7442 | 574.8529 | 574.8529 | 574.8529 | 574.8529 | 574.8529 | 574.8529 | 574.8529 | 574.8529 | 574.8529 | 574.8529 | 574.8529 | 574.8529 | 574.8529 | 574.8529 | 574.8529 | 574.8529 | 574.8529 | 574.8529 | 574.8529 | 574.8529 | 574.8529 | 574.8529 | 574.8529 | 574.8529 | 574.8529
[10 empty] | 0.19061 | 0.19061 | 0.19061 | 0.052459 | 0.052459 | 0.052459 | 0.052459 | 0.052459 | 0.052459 | 0.052459 | 0.052459 | 0.052459 | 0.052459 | 0.052459 | 0.052459 | 0.052459 | 0.052459 | 0.052459 | 0.052459 | 0.052459 | 0.052459 | 0.052459 | 0.052459 | 0.052459 | 0.052459 | 0.052459 | 0.052459 | 0.052459
[10 empty] | 0.19061 | 0.19061 | 0.19061 | 0.052459 | 0.052459 | 0.052459 | 0.052459 | 0.052459 | 0.052459 | 0.052459 | 0.052459 | 0.052459 | 0.052459 | 0.052459 | 0.052459 | 0.052459 | 0.052459 | 0.052459 | 0.052459 | 0.052459 | 0.052459 | 0.052459 | 0.052459 | 0.052459 | 0.052459 | 0.052459 | 0.052459 | 0.052459
[10 empty] | 4004.4639 | 4019.3758 | 4034.3433 | 4049.3665 | 4064.4456 | 4079.5809 | 4094.7726 | 4110.0208 | 4125.3258 | 4140.6878 | 4156.107 | 4171.5836 | 4187.1179 | 4202.71 | 4218.3601 | 4234.0686 | 4249.8355 | 4265.6611 | 4281.5457 | 4297.4895 | 4313.4926 | 4329.5553 | 4345.6778 | 4361.8603 | 4378.1031 | 4394.4064 | 4410.7704 | 4427.1954
[10 empty] | 3.3845 | 3.4198 | 3.4551 | 3.4905 | 3.5259 | 3.5613 | 3.5969 | 3.6324 | 3.6657 | 3.6968 | 3.7262 | 3.7539 | 3.7802 | 3.8052 | 3.8291 | 3.852 | 3.874 | 3.8953 | 3.9159 | 3.9358 | 3.9553 | 3.9743 | 3.9929 | 4.0111 | 4.029 | 4.0467 | 4.0641 | 4.0814
[10 empty] | 0.42281 | 0.42721 | 0.43162 | 0.43604 | 0.44047 | 0.4449 | 0.44933 | 0.45378 | 0.45793 | 0.46182 | 0.46549 | 0.46895 | 0.47223 | 0.47536 | 0.47834 | 0.48121 | 0.48396 | 0.48661 | 0.48918 | 0.49168 | 0.49411 | 0.49648 | 0.4988 | 0.50108 | 0.50332 | 0.50553 | 0.50771 | 0.50986
[10 empty] | 0.42281 | 0.42721 | 0.43162 | 0.43604 | 0.44047 | 0.4449 | 0.44933 | 0.45378 | 0.45793 | 0.46182 | 0.46549 | 0.46895 | 0.47223 | 0.47536 | 0.47834 | 0.48121 | 0.48396 | 0.48661 | 0.48918 | 0.49168 | 0.49411 | 0.49648 | 0.4988 | 0.50108 | 0.50332 | 0.50553 | 0.50771 | 0.50986
[10 empty] | 0 | 281.8762 | 281.9317 | 281.9875 | 282.0434 | 282.0995 | 282.1559 | 282.2125 | 283.9261 | 285.4621 | 286.8401 | 288.0778 | 289.1908 | 290.193 | 291.0968 | 292.0973 | 293.1639 | 381.0745 | 372.576 | 365.1523 | 358.6716 | 353.0183 | 348.1112 | 343.8748 | 350.3941 | 355.197 | 358.5997 | 360.868
[10 empty] | 925.5627 | 925.5627 | 925.5627 | 925.5627 | 925.5627 | 925.5627 | 925.5627 | 925.5627 | 925.5627 | 925.5627 | 925.5627 | 925.5627 | 925.5627 | 925.5627 | 925.5627 | 925.5627 | 925.5627 | 925.5627 | 925.5627 | 925.5627 | 925.5627 | 925.5627 | 925.5627 | 925.5627 | 925.5627 | 925.5627 | 925.5627 | 925.5627
[10 empty] | 0.11562 | 0.11562 | 0.11562 | 0.11562 | 0.11562 | 0.11562 | 0.11562 | 0.11562 | 0.11562 | 0.11562 | 0.11562 | 0.11562 | 0.11562 | 0.11562 | 0.11562 | 0.11562 | 0.11562 | 0.11562 | 0.11562 | 0.11562 | 0.11562 | 0.11562 | 0.11562 | 0.11562 | 0.11562 | 0.11562 | 0.11562 | 0.11562
[10 empty] | 0.11562 | 0.11562 | 0.11562 | 0.11562 | 0.11562 | 0.11562 | 0.11562 | 0.11562 | 0.11562 | 0.11562 | 0.11562 | 0.11562 | 0.11562 | 0.11562 | 0.11562 | 0.11562 | 0.11562 | 0.11562 | 0.11562 | 0.11562 | 0.11562 | 0.11562 | 0.11562 | 0.11562 | 0.11562 | 0.11562 | 0.11562 | 0.11562
[10 empty] | 4667.2166 | 4659.7491 | 4652.2935 | 4644.8498 | 4637.4181 | 4629.9982 | 4622.5902 | 4615.1941 | 4607.8097 | 4600.4372 | 4593.0765 | 4585.7276 | 4578.3905 | 4571.065 | 4563.7513 | 4556.4493 | 4549.159 | 4541.8804 | 4534.6133 | 4527.358 | 4520.1142 | 4512.882 | 4505.6614 | 4498.4523 | 4491.2548 | 4484.0688 | 4476.8943 | 4469.7313
[10 empty] | 2.3565 | 2.3558 | 2.3552 | 2.3545 | 2.3539 | 2.3532 | 2.3525 | 2.3518 | 2.3512 | 2.3505 | 2.3498 | 2.3491 | 2.3484 | 2.3477 | 2.347 | 2.3463 | 2.3456 | 2.3446 | 2.3434 | 2.3419 | 2.3402 | 2.3384 | 2.3363 | 2.3341 | 2.3318 | 2.3293 | 2.3268 | 2.3241
[10 empty] | 0.29438 | 0.2943 | 0.29422 | 0.29413 | 0.29405 | 0.29397 | 0.29388 | 0.2938 | 0.29372 | 0.29363 | 0.29355 | 0.29346 | 0.29337 | 0.29329 | 0.2932 | 0.29311 | 0.29302 | 0.2929 | 0.29274 | 0.29256 | 0.29235 | 0.29212 | 0.29186 | 0.29159 | 0.2913 | 0.29099 | 0.29067 | 0.29033
[10 empty] | 0.29438 | 0.2943 | 0.29422 | 0.29413 | 0.29405 | 0.29397 | 0.29388 | 0.2938 | 0.29372 | 0.29363 | 0.29355 | 0.29346 | 0.29337 | 0.29329 | 0.2932 | 0.29311 | 0.29302 | 0.2929 | 0.29274 | 0.29256 | 0.29235 | 0.29212 | 0.29186 | 0.29159 | 0.2913 | 0.29099 | 0.29067 | 0.29033
[10 empty] | 0 | 179.2211 | 178.9344 | 178.6481 | 178.3622 | 178.0769 | 177.7919 | 177.5075 | 177.2235 | 176.9399 | 176.6568 | 176.3741 | 176.0919 | 175.8102 | 175.5289 | 175.2481 | 174.9677 | 174.6877 | 174.4082 | 174.1292 | 173.8505 | 173.5724 | 173.2947 | 173.0174 | 172.7406 | 172.4642 | 172.1882 | 171.9127
[10 empty] | 522.3103 | 522.3103 | 522.3103 | 522.3103 | 522.3103 | 522.3103 | 522.3103 | 522.3103 | 522.3103 | 522.3103 | 522.3103 | 522.3103 | 522.3103 | 522.3103 | 522.3103 | 522.3103 | 522.3103 | 522.3103 | 522.3103 | 522.3103 | 522.3103 | 522.3103 | 522.3103 | 522.3103 | 522.3103 | 522.3103 | 522.3103 | 522.3103
[10 empty] | 0.065249 | 0.065249 | 0.065249 | 0.065249 | 0.065249 | 0.065249 | 0.065249 | 0.065249 | 0.065249 | 0.065249 | 0.065249 | 0.065249 | 0.065249 | 0.065249 | 0.065249 | 0.065249 | 0.065249 | 0.065249 | 0.065249 | 0.065249 | 0.065249 | 0.065249 | 0.065249 | 0.065249 | 0.065249 | 0.065249 | 0.065249 | 0.065249
[10 empty] | 0.065249 | 0.065249 | 0.065249 | 0.065249 | 0.065249 | 0.065249 | 0.065249 | 0.065249 | 0.065249 | 0.065249 | 0.065249 | 0.065249 | 0.065249 | 0.065249 | 0.065249 | 0.065249 | 0.065249 | 0.065249 | 0.065249 | 0.065249 | 0.065249 | 0.065249 | 0.065249 | 0.065249 | 0.065249 | 0.065249 | 0.065249 | 0.065249
[10 empty] | 77801.7951 | 77677.3122 | 77553.0285 | 77428.9437 | 77305.0574 | 77181.3693 | 77057.8791 | 76934.5865 | 76811.4911 | 76688.5928 | 76565.891 | 76443.3856 | 76321.0762 | 76198.9625 | 76077.0441 | 75955.3208 | 75833.7923 | 75712.4583 | 75591.3183 | 75470.3722 | 75349.6196 | 75229.0602 | 75108.6937 | 74988.5198 | 74868.5382 | 74748.7485 | 74629.1505 | 74509.7439
[10 empty] | 16.4544 | 16.4281 | 16.4018 | 16.3756 | 16.3494 | 16.3232 | 16.2971 | 16.271 | 16.245 | 16.219 | 16.193 | 16.1671 | 16.1413 | 16.1154 | 16.0896 | 16.0639 | 16.0382 | 16.0125 | 15.9869 | 15.9613 | 15.9358 | 15.9103 | 15.8848 | 15.8594 | 15.8341 | 15.8087 | 15.7834 | 15.7582
[10 empty] | 2.0555 | 2.0523 | 2.049 | 2.0457 | 2.0424 | 2.0392 | 2.0359 | 2.0326 | 2.0294 | 2.0261 | 2.0229 | 2.0197 | 2.0164 | 2.0132 | 2.01 | 2.0068 | 2.0035 | 2.0003 | 1.9971 | 1.9939 | 1.9908 | 1.9876 | 1.9844 | 1.9812 | 1.978 | 1.9749 | 1.9717 | 1.9686
[10 empty] | 2.0555 | 2.0523 | 2.049 | 2.0457 | 2.0424 | 2.0392 | 2.0359 | 2.0326 | 2.0294 | 2.0261 | 2.0229 | 2.0197 | 2.0164 | 2.0132 | 2.01 | 2.0068 | 2.0035 | 2.0003 | 1.9971 | 1.9939 | 1.9908 | 1.9876 | 1.9844 | 1.9812 | 1.978 | 1.9749 | 1.9717 | 1.9686
[10 empty] | 0 | 8630.8125 | 8617.0032 | 8603.216 | 8589.4508 | 8575.7077 | 8561.9866 | 8548.2874 | 8534.6101 | 8520.9548 | 8507.3212 | 10968.4125 | 10597.8997 | 10278.8871 | 10355.7848 | 10368.9149 | 10334.7965 | 10316.5316 | 10302.7678 | 10286.1384 | 10269.3107 | 10962.522 | 10742.6146 | 10566.6283 | 10627.9525 | 10630.9184 | 10594.8946 | 10577.3151
[10 empty] | 211.4914 | 211.4914 | 211.4914 | 211.4914 | 211.4914 | 211.4914 | 211.4914 | 211.4914 | 211.4914 | 211.4914 | 211.4914 | 211.4914 | 211.4914 | 211.4914 | 211.4914 | 211.4914 | 211.4914 | 211.4914 | 211.4914 | 211.4914 | 211.4914 | 211.4914 | 211.4914 | 211.4914 | 211.4914 | 211.4914 | 211.4914 | 211.4914
[10 empty] | 0.02642 | 0.02642 | 0.02642 | 0.02642 | 0.02642 | 0.02642 | 0.02642 | 0.02642 | 0.02642 | 0.02642 | 0.02642 | 0.02642 | 0.02642 | 0.02642 | 0.02642 | 0.02642 | 0.02642 | 0.02642 | 0.02642 | 0.02642 | 0.02642 | 0.02642 | 0.02642 | 0.02642 | 0.02642 | 0.02642 | 0.02642 | 0.02642
[10 empty] | 0.02642 | 0.02642 | 0.02642 | 0.02642 | 0.02642 | 0.02642 | 0.02642 | 0.02642 | 0.02642 | 0.02642 | 0.02642 | 0.02642 | 0.02642 | 0.02642 | 0.02642 | 0.02642 | 0.02642 | 0.02642 | 0.02642 | 0.02642 | 0.02642 | 0.02642 | 0.02642 | 0.02642 | 0.02642 | 0.02642 | 0.02642 | 0.02642
[10 empty] | 3543.64 | 5597.2213 | 7270.6433 | 8551.0346 | 9418.7205 | 9972.1295 | 10630.4981 | 11429.7932 | 12368.8728 | 13445.8069 | 14622.9572 | 15896.9098 | 17266.5313 | 18700.7427 | 20183.7493 | 21699.4169 | 23252.8063 | 24816.766 | 26373.3064 | 27933.0479 | 29488.852 | 31032.9866 | 32565.03 | 34088.4905 | 35619.163 | 37154.1247 | 38690.5209 | 40224.2217
[10 empty] | 0 | 0 | 0 | 0 | 0 | 0 | 0 | 0 | 0 | 0 | 0 | 0 | 0 | 0 | 0 | 0 | 0 | 0 | 0 | 0 | 0 | 0 | 0 | 0 | 0 | 0 | 0 | 0
[10 empty] | 0 | 0 | 0 | 0 | 0 | 0 | 0 | 0 | 0 | 0 | 0 | 0 | 0 | 0 | 0 | 0 | 0 | 0 | 0 | 0 | 0 | 0 | 0 | 0 | 0 | 0 | 0 | 0
[10 empty] | 0 | 0 | 0 | 0 | 0 | 0 | 0 | 0 | 0 | 0 | 0 | 0 | 0 | 0 | 0 | 0 | 0 | 0 | 0 | 0 | 0 | 0 | 0 | 0 | 0 | 0 | 0 | 0
[10 empty] | 0 | 2074.5968 | 1694.4375 | 1301.4068 | 888.7013 | 574.4245 | 679.384 | 821.4886 | 962.2547 | 1100.9273 | 1201.8253 | 1299.1956 | 1412.3244 | 1491.4644 | 1552.3845 | 1595.1496 | 1641.2916 | 1691.4102 | 1716.948 | 1747.6132 | 1766.5626 | 1773.9654 | 1753.4383 | 1737.8254 | 1739.1792 | 1738.5864 | 1735.9528 | 2045.764
[10 empty] | 0 | 0 | 0 | 0 | 0 | 0 | 0 | 0 | 0 | 0 | 0 | 0 | 0 | 0 | 0 | 0 | 0 | 0 | 0 | 0 | 0 | 0 | 0 | 0 | 0 | 0 | 0 | 0
[10 empty] | 0 | 0 | 0 | 0 | 0 | 0 | 0 | 0 | 0 | 0 | 0 | 0 | 0 | 0 | 0 | 0 | 0 | 0 | 0 | 0 | 0 | 0 | 0 | 0 | 0 | 0 | 0 | 0
[10 empty] | 0 | 0 | 0 | 0 | 0 | 0 | 0 | 0 | 0 | 0 | 0 | 0 | 0 | 0 | 0 | 0 | 0 | 0 | 0 | 0 | 0 | 0 | 0 | 0 | 0 | 0 | 0 | 0
[10 empty] | 3543.64 | 5597.2213 | 7270.6433 | 8551.0346 | 9418.7205 | 9972.1295 | 10630.4981 | 11429.7932 | 12368.8728 | 13445.8069 | 14622.9572 | 15896.9098 | 17266.5313 | 18700.7427 | 20183.7493 | 21699.4169 | 23252.8063 | 24816.766 | 26373.3064 | 27933.0479 | 29488.852 | 31032.9866 | 32565.03 | 34088.4905 | 35619.163 | 37154.1247 | 38690.5209 | 40224.2217
[10 empty] | 0 | 0 | 0 | 0 | 0 | 0 | 0 | 0 | 0 | 0 | 0 | 0 | 0 | 0 | 0 | 0 | 0 | 0 | 0 | 0 | 0 | 0 | 0 | 0 | 0 | 0 | 0 | 0
[10 empty] | 0 | 0 | 0 | 0 | 0 | 0 | 0 | 0 | 0 | 0 | 0 | 0 | 0 | 0 | 0 | 0 | 0 | 0 | 0 | 0 | 0 | 0 | 0 | 0 | 0 | 0 | 0 | 0
[10 empty] | 0 | 0 | 0 | 0 | 0 | 0 | 0 | 0 | 0 | 0 | 0 | 0 | 0 | 0 | 0 | 0 | 0 | 0 | 0 | 0 | 0 | 0 | 0 | 0 | 0 | 0 | 0 | 0
[10 empty] | 0 | 2074.5968 | 1694.4375 | 1301.4068 | 888.7013 | 574.4245 | 679.384 | 821.4886 | 962.2547 | 1100.9273 | 1201.8253 | 1299.1956 | 1412.3244 | 1491.4644 | 1552.3845 | 1595.1496 | 1641.2916 | 1691.4102 | 1716.948 | 1747.6132 | 1766.5626 | 1773.9654 | 1753.4383 | 1737.8254 | 1739.1792 | 1738.5864 | 1735.9528 | 2045.764
[10 empty] | 0 | 0 | 0 | 0 | 0 | 0 | 0 | 0 | 0 | 0 | 0 | 0 | 0 | 0 | 0 | 0 | 0 | 0 | 0 | 0 | 0 | 0 | 0 | 0 | 0 | 0 | 0 | 0
[10 empty] | 0 | 0 | 0 | 0 | 0 | 0 | 0 | 0 | 0 | 0 | 0 | 0 | 0 | 0 | 0 | 0 | 0 | 0 | 0 | 0 | 0 | 0 | 0 | 0 | 0 | 0 | 0 | 0
[10 empty] | 0 | 0 | 0 | 0 | 0 | 0 | 0 | 0 | 0 | 0 | 0 | 0 | 0 | 0 | 0 | 0 | 0 | 0 | 0 | 0 | 0 | 0 | 0 | 0 | 0 | 0 | 0 | 0
[10 empty] | 3543.64 | 5597.2213 | 7270.6433 | 8551.0346 | 9418.7205 | 9972.1295 | 10630.4981 | 11429.7932 | 12368.8728 | 13445.8069 | 14622.9572 | 15896.9098 | 17266.5313 | 18700.7427 | 20183.7493 | 21699.4169 | 23252.8063 | 24816.766 | 26373.3064 | 27933.0479 | 29488.852 | 31032.9866 | 32565.03 | 34088.4905 | 35619.163 | 37154.1247 | 38690.5209 | 40224.2217
[10 empty] | 0 | 0 | 0 | 0 | 0 | 0 | 0 | 0 | 0 | 0 | 0 | 0 | 0 | 0 | 0 | 0 | 0 | 0 | 0 | 0 | 0 | 0 | 0 | 0 | 0 | 0 | 0 | 0
[10 empty] | 0 | 0 | 0 | 0 | 0 | 0 | 0 | 0 | 0 | 0 | 0 | 0 | 0 | 0 | 0 | 0 | 0 | 0 | 0 | 0 | 0 | 0 | 0 | 0 | 0 | 0 | 0 | 0
[10 empty] | 0 | 0 | 0 | 0 | 0 | 0 | 0 | 0 | 0 | 0 | 0 | 0 | 0 | 0 | 0 | 0 | 0 | 0 | 0 | 0 | 0 | 0 | 0 | 0 | 0 | 0 | 0 | 0
[10 empty] | 0 | 2074.5968 | 1694.4375 | 1301.4068 | 888.7013 | 574.4245 | 679.384 | 821.4886 | 962.2547 | 1100.9273 | 1201.8253 | 1299.1956 | 1412.3244 | 1491.4644 | 1552.3845 | 1595.1496 | 1641.2916 | 1691.4102 | 1716.948 | 1747.6132 | 1766.5626 | 1773.9654 | 1753.4383 | 1737.8254 | 1739.1792 | 1738.5864 | 1735.9528 | 2045.764
[10 empty] | 0 | 0 | 0 | 0 | 0 | 0 | 0 | 0 | 0 | 0 | 0 | 0 | 0 | 0 | 0 | 0 | 0 | 0 | 0 | 0 | 0 | 0 | 0 | 0 | 0 | 0 | 0 | 0
[10 empty] | 0 | 0 | 0 | 0 | 0 | 0 | 0 | 0 | 0 | 0 | 0 | 0 | 0 | 0 | 0 | 0 | 0 | 0 | 0 | 0 | 0 | 0 | 0 | 0 | 0 | 0 | 0 | 0
[10 empty] | 0 | 0 | 0 | 0 | 0 | 0 | 0 | 0 | 0 | 0 | 0 | 0 | 0 | 0 | 0 | 0 | 0 | 0 | 0 | 0 | 0 | 0 | 0 | 0 | 0 | 0 | 0 | 0
[10 empty] | 3543.64 | 5597.2213 | 7270.6433 | 8551.0346 | 9418.7205 | 9972.1295 | 10630.4981 | 11429.7932 | 12368.8728 | 13445.8069 | 14622.9572 | 15896.9098 | 17266.5313 | 18700.7427 | 20183.7493 | 21699.4169 | 23252.8063 | 24816.766 | 26373.3064 | 27933.0479 | 29488.852 | 31032.9866 | 32565.03 | 34088.4905 | 35619.163 | 37154.1247 | 38690.5209 | 40224.2217
[10 empty] | 0 | 0 | 0 | 0 | 0 | 0 | 0 | 0 | 0 | 0 | 0 | 0 | 0 | 0 | 0 | 0 | 0 | 0 | 0 | 0 | 0 | 0 | 0 | 0 | 0 | 0 | 0 | 0
[10 empty] | 0 | 0 | 0 | 0 | 0 | 0 | 0 | 0 | 0 | 0 | 0 | 0 | 0 | 0 | 0 | 0 | 0 | 0 | 0 | 0 | 0 | 0 | 0 | 0 | 0 | 0 | 0 | 0
[10 empty] | 0 | 0 | 0 | 0 | 0 | 0 | 0 | 0 | 0 | 0 | 0 | 0 | 0 | 0 | 0 | 0 | 0 | 0 | 0 | 0 | 0 | 0 | 0 | 0 | 0 | 0 | 0 | 0
[10 empty] | 0 | 2074.5968 | 1694.4375 | 1301.4068 | 888.7013 | 574.4245 | 679.384 | 821.4886 | 962.2547 | 1100.9273 | 1201.8253 | 1299.1956 | 1412.3244 | 1491.4644 | 1552.3845 | 1595.1496 | 1641.2916 | 1691.4102 | 1716.948 | 1747.6132 | 1766.5626 | 1773.9654 | 1753.4383 | 1737.8254 | 1739.1792 | 1738.5864 | 1735.9528 | 2045.764
[10 empty] | 0 | 0 | 0 | 0 | 0 | 0 | 0 | 0 | 0 | 0 | 0 | 0 | 0 | 0 | 0 | 0 | 0 | 0 | 0 | 0 | 0 | 0 | 0 | 0 | 0 | 0 | 0 | 0
[10 empty] | 0 | 0 | 0 | 0 | 0 | 0 | 0 | 0 | 0 | 0 | 0 | 0 | 0 | 0 | 0 | 0 | 0 | 0 | 0 | 0 | 0 | 0 | 0 | 0 | 0 | 0 | 0 | 0
[10 empty] | 0 | 0 | 0 | 0 | 0 | 0 | 0 | 0 | 0 | 0 | 0 | 0 | 0 | 0 | 0 | 0 | 0 | 0 | 0 | 0 | 0 | 0 | 0 | 0 | 0 | 0 | 0 | 0
[10 empty] | 3543.64 | 5597.2213 | 7270.6433 | 8551.0346 | 9418.7205 | 9972.1295 | 10630.4981 | 11429.7932 | 12368.8728 | 13445.8069 | 14622.9572 | 15896.9098 | 17266.5313 | 18700.7427 | 20183.7493 | 21699.4169 | 23252.8063 | 24816.766 | 26373.3064 | 27933.0479 | 29488.852 | 31032.9866 | 32565.03 | 34088.4905 | 35619.163 | 37154.1247 | 38690.5209 | 40224.2217
[10 empty] | 0 | 0 | 0 | 0 | 0 | 0 | 0 | 0 | 0 | 0 | 0 | 0 | 0 | 0 | 0 | 0 | 0 | 0 | 0 | 0 | 0 | 0 | 0 | 0 | 0 | 0 | 0 | 0
[10 empty] | 0 | 0 | 0 | 0 | 0 | 0 | 0 | 0 | 0 | 0 | 0 | 0 | 0 | 0 | 0 | 0 | 0 | 0 | 0 | 0 | 0 | 0 | 0 | 0 | 0 | 0 | 0 | 0
[10 empty] | 0 | 0 | 0 | 0 | 0 | 0 | 0 | 0 | 0 | 0 | 0 | 0 | 0 | 0 | 0 | 0 | 0 | 0 | 0 | 0 | 0 | 0 | 0 | 0 | 0 | 0 | 0 | 0
[10 empty] | 0 | 2074.5968 | 1694.4375 | 1301.4068 | 888.7013 | 574.4245 | 679.384 | 821.4886 | 962.2547 | 1100.9273 | 1201.8253 | 1299.1956 | 1412.3244 | 1491.4644 | 1552.3845 | 1595.1496 | 1641.2916 | 1691.4102 | 1716.948 | 1747.6132 | 1766.5626 | 1773.9654 | 1753.4383 | 1737.8254 | 1739.1792 | 1738.5864 | 1735.9528 | 2045.764
[10 empty] | 0 | 0 | 0 | 0 | 0 | 0 | 0 | 0 | 0 | 0 | 0 | 0 | 0 | 0 | 0 | 0 | 0 | 0 | 0 | 0 | 0 | 0 | 0 | 0 | 0 | 0 | 0 | 0
[10 empty] | 0 | 0 | 0 | 0 | 0 | 0 | 0 | 0 | 0 | 0 | 0 | 0 | 0 | 0 | 0 | 0 | 0 | 0 | 0 | 0 | 0 | 0 | 0 | 0 | 0 | 0 | 0 | 0
[10 empty] | 0 | 0 | 0 | 0 | 0 | 0 | 0 | 0 | 0 | 0 | 0 | 0 | 0 | 0 | 0 | 0 | 0 | 0 | 0 | 0 | 0 | 0 | 0 | 0 | 0 | 0 | 0 | 0
[10 empty] | 3543.64 | 5597.2213 | 7270.6433 | 8551.0346 | 9418.7205 | 9972.1295 | 10630.4981 | 11429.7932 | 12368.8728 | 13445.8069 | 14622.9572 | 15896.9098 | 17266.5313 | 18700.7427 | 20183.7493 | 21699.4169 | 23252.8063 | 24816.766 | 26373.3064 | 27933.0479 | 29488.852 | 31032.9866 | 32565.03 | 34088.4905 | 35619.163 | 37154.1247 | 38690.5209 | 40224.2217
[10 empty] | 0 | 0 | 0 | 0 | 0 | 0 | 0 | 0 | 0 | 0 | 0 | 0 | 0 | 0 | 0 | 0 | 0 | 0 | 0 | 0 | 0 | 0 | 0 | 0 | 0 | 0 | 0 | 0
[10 empty] | 0 | 0 | 0 | 0 | 0 | 0 | 0 | 0 | 0 | 0 | 0 | 0 | 0 | 0 | 0 | 0 | 0 | 0 | 0 | 0 | 0 | 0 | 0 | 0 | 0 | 0 | 0 | 0
[10 empty] | 0 | 0 | 0 | 0 | 0 | 0 | 0 | 0 | 0 | 0 | 0 | 0 | 0 | 0 | 0 | 0 | 0 | 0 | 0 | 0 | 0 | 0 | 0 | 0 | 0 | 0 | 0 | 0
[10 empty] | 0 | 2074.5968 | 1694.4375 | 1301.4068 | 888.7013 | 574.4245 | 679.384 | 821.4886 | 962.2547 | 1100.9273 | 1201.8253 | 1299.1956 | 1412.3244 | 1491.4644 | 1552.3845 | 1595.1496 | 1641.2916 | 1691.4102 | 1716.948 | 1747.6132 | 1766.5626 | 1773.9654 | 1753.4383 | 1737.8254 | 1739.1792 | 1738.5864 | 1735.9528 | 2045.764
[10 empty] | 0 | 0 | 0 | 0 | 0 | 0 | 0 | 0 | 0 | 0 | 0 | 0 | 0 | 0 | 0 | 0 | 0 | 0 | 0 | 0 | 0 | 0 | 0 | 0 | 0 | 0 | 0 | 0
[10 empty] | 0 | 0 | 0 | 0 | 0 | 0 | 0 | 0 | 0 | 0 | 0 | 0 | 0 | 0 | 0 | 0 | 0 | 0 | 0 | 0 | 0 | 0 | 0 | 0 | 0 | 0 | 0 | 0
[10 empty] | 0 | 0 | 0 | 0 | 0 | 0 | 0 | 0 | 0 | 0 | 0 | 0 | 0 | 0 | 0 | 0 | 0 | 0 | 0 | 0 | 0 | 0 | 0 | 0 | 0 | 0 | 0 | 0
[10 empty] | 3543.64 | 5597.2213 | 7270.6433 | 8551.0346 | 9418.7205 | 9972.1295 | 10630.4981 | 11429.7932 | 12368.8728 | 13445.8069 | 14622.9572 | 15896.9098 | 17266.5313 | 18700.7427 | 20183.7493 | 21699.4169 | 23252.8063 | 24816.766 | 26373.3064 | 27933.0479 | 29488.852 | 31032.9866 | 32565.03 | 34088.4905 | 35619.163 | 37154.1247 | 38690.5209 | 40224.2217
[10 empty] | 0 | 0 | 0 | 0 | 0 | 0 | 0 | 0 | 0 | 0 | 0 | 0 | 0 | 0 | 0 | 0 | 0 | 0 | 0 | 0 | 0 | 0 | 0 | 0 | 0 | 0 | 0 | 0
[10 empty] | 0 | 0 | 0 | 0 | 0 | 0 | 0 | 0 | 0 | 0 | 0 | 0 | 0 | 0 | 0 | 0 | 0 | 0 | 0 | 0 | 0 | 0 | 0 | 0 | 0 | 0 | 0 | 0
[10 empty] | 0 | 0 | 0 | 0 | 0 | 0 | 0 | 0 | 0 | 0 | 0 | 0 | 0 | 0 | 0 | 0 | 0 | 0 | 0 | 0 | 0 | 0 | 0 | 0 | 0 | 0 | 0 | 0
[10 empty] | 0 | 2074.5968 | 1694.4375 | 1301.4068 | 888.7013 | 574.4245 | 679.384 | 821.4886 | 962.2547 | 1100.9273 | 1201.8253 | 1299.1956 | 1412.3244 | 1491.4644 | 1552.3845 | 1595.1496 | 1641.2916 | 1691.4102 | 1716.948 | 1747.6132 | 1766.5626 | 1773.9654 | 1753.4383 | 1737.8254 | 1739.1792 | 1738.5864 | 1735.9528 | 2045.764
[10 empty] | 0 | 0 | 0 | 0 | 0 | 0 | 0 | 0 | 0 | 0 | 0 | 0 | 0 | 0 | 0 | 0 | 0 | 0 | 0 | 0 | 0 | 0 | 0 | 0 | 0 | 0 | 0 | 0
[10 empty] | 0 | 0 | 0 | 0 | 0 | 0 | 0 | 0 | 0 | 0 | 0 | 0 | 0 | 0 | 0 | 0 | 0 | 0 | 0 | 0 | 0 | 0 | 0 | 0 | 0 | 0 | 0 | 0
[10 empty] | 0 | 0 | 0 | 0 | 0 | 0 | 0 | 0 | 0 | 0 | 0 | 0 | 0 | 0 | 0 | 0 | 0 | 0 | 0 | 0 | 0 | 0 | 0 | 0 | 0 | 0 | 0 | 0
[10 empty] | 3543.64 | 5597.2213 | 7270.6433 | 8551.0346 | 9418.7205 | 9972.1295 | 10630.4981 | 11429.7932 | 12368.8728 | 13445.8069 | 14622.9572 | 15896.9098 | 17266.5313 | 18700.7427 | 20183.7493 | 21699.4169 | 23252.8063 | 24816.766 | 26373.3064 | 27933.0479 | 29488.852 | 31032.9866 | 32565.03 | 34088.4905 | 35619.163 | 37154.1247 | 38690.5209 | 40224.2217
[10 empty] | 0 | 0 | 0 | 0 | 0 | 0 | 0 | 0 | 0 | 0 | 0 | 0 | 0 | 0 | 0 | 0 | 0 | 0 | 0 | 0 | 0 | 0 | 0 | 0 | 0 | 0 | 0 | 0
[10 empty] | 0 | 0 | 0 | 0 | 0 | 0 | 0 | 0 | 0 | 0 | 0 | 0 | 0 | 0 | 0 | 0 | 0 | 0 | 0 | 0 | 0 | 0 | 0 | 0 | 0 | 0 | 0 | 0
[10 empty] | 0 | 0 | 0 | 0 | 0 | 0 | 0 | 0 | 0 | 0 | 0 | 0 | 0 | 0 | 0 | 0 | 0 | 0 | 0 | 0 | 0 | 0 | 0 | 0 | 0 | 0 | 0 | 0
[10 empty] | 0 | 2074.5968 | 1694.4375 | 1301.4068 | 888.7013 | 574.4245 | 679.384 | 821.4886 | 962.2547 | 1100.9273 | 1201.8253 | 1299.1956 | 1412.3244 | 1491.4644 | 1552.3845 | 1595.1496 | 1641.2916 | 1691.4102 | 1716.948 | 1747.6132 | 1766.5626 | 1773.9654 | 1753.4383 | 1737.8254 | 1739.1792 | 1738.5864 | 1735.9528 | 2045.764
[10 empty] | 0 | 0 | 0 | 0 | 0 | 0 | 0 | 0 | 0 | 0 | 0 | 0 | 0 | 0 | 0 | 0 | 0 | 0 | 0 | 0 | 0 | 0 | 0 | 0 | 0 | 0 | 0 | 0
[10 empty] | 0 | 0 | 0 | 0 | 0 | 0 | 0 | 0 | 0 | 0 | 0 | 0 | 0 | 0 | 0 | 0 | 0 | 0 | 0 | 0 | 0 | 0 | 0 | 0 | 0 | 0 | 0 | 0
[10 empty] | 0 | 0 | 0 | 0 | 0 | 0 | 0 | 0 | 0 | 0 | 0 | 0 | 0 | 0 | 0 | 0 | 0 | 0 | 0 | 0 | 0 | 0 | 0 | 0 | 0 | 0 | 0 | 0
[10 empty] | 3543.64 | 5597.2213 | 7270.6433 | 8551.0346 | 9418.7205 | 9972.1295 | 10630.4981 | 11429.7932 | 12368.8728 | 13445.8069 | 14622.9572 | 15896.9098 | 17266.5313 | 18700.7427 | 20183.7493 | 21699.4169 | 23252.8063 | 24816.766 | 26373.3064 | 27933.0479 | 29488.852 | 31032.9866 | 32565.03 | 34088.4905 | 35619.163 | 37154.1247 | 38690.5209 | 40224.2217
[10 empty] | -30.7677 | -30.7677 | -30.7677 | -30.7677 | -30.7677 | -30.7677 | -30.7677 | -30.7677 | -30.7677 | -30.7677 | -30.7677 | -30.7677 | -30.7677 | -30.7677 | -30.7677 | -30.7677 | -30.7677 | -30.7677 | -30.7677 | -30.2132 | -29.019 | -26.381 | -23.9827 | -21.8024 | -19.8204 | -18.0185 | -16.3805 | -14.8914
[10 empty] | 0 | 0 | 0 | 0 | 0 | 0 | 0 | 0 | 0 | 0 | 0 | 0 | 0 | 0 | 0 | 0 | 0 | 0 | 0 | 0 | 0 | 0 | 0 | 0 | 0 | 0 | 0 | 0
[10 empty] | 0 | 0 | 0 | 0 | 0 | 0 | 0 | 0 | 0 | 0 | 0 | 0 | 0 | 0 | 0 | 0 | 0 | 0 | 0 | 0 | 0 | 0 | 0 | 0 | 0 | 0 | 0 | 0
[10 empty] | 0 | 2053.5813 | 1673.422 | 1280.3913 | 867.6858 | 553.4091 | 658.3686 | 799.2951 | 939.0796 | 1076.9341 | 1177.1503 | 1273.9526 | 1369.6214 | 1434.2114 | 1483.0066 | 1515.6676 | 1553.3894 | 1563.9597 | 1556.5404 | 1624.7025 | 1694.679 | 1847.7531 | 1994.7495 | 2096.2316 | 2167.7728 | 2193.0242 | 2184.9449 | 2183.1422
[10 empty] | 0 | 0 | 0 | 0 | 0 | 0 | 0 | 0 | 0 | 0 | 0 | 0 | 0 | 0 | 0 | 0 | 0 | 0 | 0 | 0 | 0 | 0 | 0 | 0 | 0 | 0 | 0 | 0
[10 empty] | 0 | 0 | 0 | 0 | 0 | 0 | 0 | 0 | 0 | 0 | 0 | 0 | 0 | 0 | 0 | 0 | 0 | 0 | 0 | 0 | 0 | 0 | 0 | 0 | 0 | 0 | 0 | 0
[10 empty] | 0 | 0 | 0 | 0 | 0 | 0 | 0 | 0 | 0 | 0 | 0 | 0 | 0 | 0 | 0 | 0 | 0 | 0 | 0 | 0 | 0 | 0 | 0 | 0 | 0 | 0 | 0 | 0
[10 empty] | 176634.54 | 176351.9247 | #DIV/0! | #DIV/0! | #DIV/0! | #DIV/0! | #DIV/0! | #DIV/0! | #DIV/0! | #DIV/0! | #DIV/0! | #DIV/0! | #DIV/0! | #DIV/0! | #DIV/0! | #DIV/0! | #DIV/0! | #DIV/0! | #DIV/0! | #DIV/0! | #DIV/0! | #DIV/0!
[10 empty] | 43.4244 | 43.6223 | #DIV/0! | #DIV/0! | #DIV/0! | #DIV/0! | #DIV/0! | #DIV/0! | #DIV/0! | #DIV/0! | #DIV/0! | #DIV/0! | #DIV/0! | #DIV/0! | #DIV/0! | #DIV/0! | #DIV/0! | #DIV/0! | #DIV/0! | #DIV/0! | #DIV/0! | #DIV/0!
[10 empty] | 0 | 0 | #DIV/0! | #DIV/0! | #DIV/0! | #DIV/0! | #DIV/0! | #DIV/0! | #DIV/0! | #DIV/0! | #DIV/0! | #DIV/0! | #DIV/0! | #DIV/0! | #DIV/0! | #DIV/0! | #DIV/0! | #DIV/0! | #DIV/0! | #DIV/0! | #DIV/0! | #DIV/0!
[10 empty] | 0 | 0 | #DIV/0! | #DIV/0! | #DIV/0! | #DIV/0! | #DIV/0! | #DIV/0! | #DIV/0! | #DIV/0! | #DIV/0! | #DIV/0! | #DIV/0! | #DIV/0! | #DIV/0! | #DIV/0! | #DIV/0! | #DIV/0! | #DIV/0! | #DIV/0! | #DIV/0! | #DIV/0!
[10 empty] | 0 | 9447.4245 | #DIV/0! | #DIV/0! | #DIV/0! | #DIV/0! | #DIV/0! | #DIV/0! | #DIV/0! | #DIV/0! | #DIV/0! | #DIV/0! | #DIV/0! | #DIV/0! | #DIV/0! | #DIV/0! | #DIV/0! | #DIV/0! | #DIV/0! | #DIV/0! | #DIV/0! | #DIV/0!
[10 empty] | 245.1732 | 230.4661 | #DIV/0! | #DIV/0! | #DIV/0! | #DIV/0! | #DIV/0! | #DIV/0! | #DIV/0! | #DIV/0! | #DIV/0! | #DIV/0! | #DIV/0! | #DIV/0! | #DIV/0! | #DIV/0! | #DIV/0! | #DIV/0! | #DIV/0! | #DIV/0! | #DIV/0! | #DIV/0!
[10 empty] | 0 | 0 | #DIV/0! | #DIV/0! | #DIV/0! | #DIV/0! | #DIV/0! | #DIV/0! | #DIV/0! | #DIV/0! | #DIV/0! | #DIV/0! | #DIV/0! | #DIV/0! | #DIV/0! | #DIV/0! | #DIV/0! | #DIV/0! | #DIV/0! | #DIV/0! | #DIV/0! | #DIV/0!
[10 empty] | 0 | 0 | #DIV/0! | #DIV/0! | #DIV/0! | #DIV/0! | #DIV/0! | #DIV/0! | #DIV/0! | #DIV/0! | #DIV/0! | #DIV/0! | #DIV/0! | #DIV/0! | #DIV/0! | #DIV/0! | #DIV/0! | #DIV/0! | #DIV/0! | #DIV/0! | #DIV/0! | #DIV/0!
[10 empty] | 176634.54 | 176351.9247 | #DIV/0! | #DIV/0! | #DIV/0! | #DIV/0! | #DIV/0! | #DIV/0! | #DIV/0! | #DIV/0! | #DIV/0! | #DIV/0! | #DIV/0! | #DIV/0! | #DIV/0! | #DIV/0! | #DIV/0! | #DIV/0! | #DIV/0! | #DIV/0! | #DIV/0! | #DIV/0!
[10 empty] | 43.4244 | 43.6223 | #DIV/0! | #DIV/0! | #DIV/0! | #DIV/0! | #DIV/0! | #DIV/0! | #DIV/0! | #DIV/0! | #DIV/0! | #DIV/0! | #DIV/0! | #DIV/0! | #DIV/0! | #DIV/0! | #DIV/0! | #DIV/0! | #DIV/0! | #DIV/0! | #DIV/0! | #DIV/0!
[10 empty] | 0 | 0 | #DIV/0! | #DIV/0! | #DIV/0! | #DIV/0! | #DIV/0! | #DIV/0! | #DIV/0! | #DIV/0! | #DIV/0! | #DIV/0! | #DIV/0! | #DIV/0! | #DIV/0! | #DIV/0! | #DIV/0! | #DIV/0! | #DIV/0! | #DIV/0! | #DIV/0! | #DIV/0!
[10 empty] | 0 | 0 | #DIV/0! | #DIV/0! | #DIV/0! | #DIV/0! | #DIV/0! | #DIV/0! | #DIV/0! | #DIV/0! | #DIV/0! | #DIV/0! | #DIV/0! | #DIV/0! | #DIV/0! | #DIV/0! | #DIV/0! | #DIV/0! | #DIV/0! | #DIV/0! | #DIV/0! | #DIV/0!
[10 empty] | 0 | 9447.4245 | #DIV/0! | #DIV/0! | #DIV/0! | #DIV/0! | #DIV/0! | #DIV/0! | #DIV/0! | #DIV/0! | #DIV/0! | #DIV/0! | #DIV/0! | #DIV/0! | #DIV/0! | #DIV/0! | #DIV/0! | #DIV/0! | #DIV/0! | #DIV/0! | #DIV/0! | #DIV/0!
[10 empty] | 245.1732 | 230.4661 | #DIV/0! | #DIV/0! | #DIV/0! | #DIV/0! | #DIV/0! | #DIV/0! | #DIV/0! | #DIV/0! | #DIV/0! | #DIV/0! | #DIV/0! | #DIV/0! | #DIV/0! | #DIV/0! | #DIV/0! | #DIV/0! | #DIV/0! | #DIV/0! | #DIV/0! | #DIV/0!
[10 empty] | 0 | 0 | #DIV/0! | #DIV/0! | #DIV/0! | #DIV/0! | #DIV/0! | #DIV/0! | #DIV/0! | #DIV/0! | #DIV/0! | #DIV/0! | #DIV/0! | #DIV/0! | #DIV/0! | #DIV/0! | #DIV/0! | #DIV/0! | #DIV/0! | #DIV/0! | #DIV/0! | #DIV/0!
[10 empty] | 0 | 0 | #DIV/0! | #DIV/0! | #DIV/0! | #DIV/0! | #DIV/0! | #DIV/0! | #DIV/0! | #DIV/0! | #DIV/0! | #DIV/0! | #DIV/0! | #DIV/0! | #DIV/0! | #DIV/0! | #DIV/0! | #DIV/0! | #DIV/0! | #DIV/0! | #DIV/0! | #DIV/0!
[10 empty] | 110360.6814 | 110184.1043 | 110007.8097 | 109831.7972 | 109656.0663 | 109480.6166 | 109305.4476 | 109130.5589 | 108955.95 | 108781.6205 | 108607.5699 | 108433.7978 | 108260.3037 | 108087.0872 | 107914.1479 | 107741.4853 | 107569.0989 | 107396.9883 | 107225.1531 | 107053.5929 | 106882.3071 | 106711.2955 | 106540.5574
[10 empty] | 89.7294 | 87.1253 | 86.8852 | 82.7961 | 76.0239 | 68.4129 | 59.1009 | 48.194 | 40.3741 | 35.8854 | 32.4116 | 29.9281 | 28.422 | 27.0589 | 25.9072 | 24.9496 | 24.2411 | 23.6157 | 23.0274 | 22.512 | 22.1805 | 21.8328 | 21.5076
[10 empty] | 5.9784 | 5.8049 | 5.7889 | 5.5165 | 5.0653 | 4.5582 | 3.9377 | 3.211 | 2.69 | 2.391 | 2.1595 | 1.994 | 1.8937 | 1.8029 | 1.7261 | 1.6623 | 1.6151 | 1.5735 | 1.5343 | 1.4999 | 1.4778 | 1.4547 | 1.433
[10 empty] | 32.547 | 31.6024 | 31.5153 | 30.0321 | 27.5757 | 24.815 | 21.4373 | 17.4811 | 14.6446 | 13.0165 | 11.7564 | 10.8557 | 10.3093 | 9.8149 | 9.3971 | 9.0498 | 8.7928 | 8.566 | 8.3526 | 8.1657 | 8.0454 | 7.9193 | 7.8013
[10 empty] | 0 | 31830.9635 | 23631.3073 | 18169.7047 | 16564.996 | 14288.2559 | 15528.4037 | 17704.4559 | 13743.8712 | 13327.9856 | 11460.0676 | 9400.2419 | 10398.7041 | 10659.5104 | 10492.7629 | 11883.7175 | 11392.655 | 12589.0588 | 12124.196 | 11400.3489 | 11279.2204 | 11391.805 | 10566.5413
[10 empty] | 793.5276 | 777.0043 | 774.1577 | 562.9654 | 559.8791 | 550.0657 | 297.2844 | 294.4518 | 291.4576 | 288.5505 | 269.0024 | 265.7227 | 262.2668 | 258.9532 | 255.8187 | 252.7627 | 249.9694 | 247.2236 | 244.5871 | 241.9484 | 239.2599 | 236.4834 | 237.1708
[10 empty] | 0.052871 | 0.05177 | 0.05158 | 0.037509 | 0.037303 | 0.036649 | 0.019807 | 0.019619 | 0.019419 | 0.019225 | 0.017923 | 0.017704 | 0.017474 | 0.017253 | 0.017045 | 0.016841 | 0.016655 | 0.016472 | 0.016296 | 0.01612 | 0.015941 | 0.015756 | 0.015802
[10 empty] | 0.28783 | 0.28184 | 0.28081 | 0.2042 | 0.20308 | 0.19952 | 0.10783 | 0.1068 | 0.10572 | 0.10466 | 0.097574 | 0.096384 | 0.09513 | 0.093929 | 0.092792 | 0.091683 | 0.09067 | 0.089674 | 0.088718 | 0.08776 | 0.086785 | 0.085778 | 0.086027
[10 empty] | 5345.0347 | 5482.6426 | 5623.7933 | 5768.5779 | 5917.0899 | 6069.4254 | 6225.6828 | 6385.9631 | 6550.3697 | 6719.009 | 6891.9899 | 7069.4243 | 7251.4266 | 7438.1146 | 7629.6089 | 7826.0333 | 8027.5145 | 8234.1829 | 8446.172 | 8663.6188 | 8886.6637 | 9115.4509 | 9350.1282 | 9590.8473 | 9837.7637 | 10091.037 | 10350.8308 | 10617.313
[10 empty] | 25.0977 | 25.5178 | 25.9591 | 26.4235 | 26.9126 | 27.4279 | 27.971 | 28.5431 | 29.1454 | 29.7777 | 30.4421 | 31.1412 | 31.8778 | 32.6545 | 33.4576 | 34.2866 | 35.1416 | 36.0226 | 36.9297 | 37.863 | 38.8228 | 39.8095 | 40.8234 | 41.865 | 42.9348 | 44.0332 | 45.1609 | 46.3185
[10 empty] | 5.8302 | 5.9278 | 6.0304 | 6.1382 | 6.2519 | 6.3716 | 6.4977 | 6.6306 | 6.7706 | 6.9174 | 7.0718 | 7.2342 | 7.4053 | 7.5857 | 7.7723 | 7.9649 | 8.1635 | 8.3681 | 8.5789 | 8.7957 | 9.0186 | 9.2479 | 9.4834 | 9.7254 | 9.9739 | 10.229 | 10.491 | 10.7599
[10 empty] | 5.8302 | 5.9278 | 6.0304 | 6.1382 | 6.2519 | 6.3716 | 6.4977 | 6.6306 | 6.7706 | 6.9174 | 7.0718 | 7.2342 | 7.4053 | 7.5857 | 7.7723 | 7.9649 | 8.1635 | 8.3681 | 8.5789 | 8.7957 | 9.0186 | 9.2479 | 9.4834 | 9.7254 | 9.9739 | 10.229 | 10.491 | 10.7599
[10 empty] | 0 | 345.2994 | 354.686 | 363.329 | 371.7453 | 379.5877 | 386.9544 | 393.9299 | 400.5873 | 421.274 | 439.7191 | 474.3741 | 504.8293 | 531.7039 | 536.5507 | 542.8564 | 550.3272 | 558.7856 | 568.0307 | 577.9044 | 588.2844 | 699.6818 | 701.2181 | 705.9464 | 715.9026 | 729.6648 | 746.2334 | 762.1129
[10 empty] | 4360.1143 | 4360.1143 | 4360.1143 | 4360.1143 | 4360.1143 | 4360.1143 | 4360.1143 | 4360.1143 | 4360.1143 | 4360.1143 | 4360.1143 | 4360.1143 | 4360.1143 | 4360.1143 | 4360.1143 | 4360.1143 | 4360.1143 | 4360.1143 | 4360.1143 | 4360.1143 | 4360.1143 | 4360.1143 | 4360.1143 | 4360.1143 | 4360.1143 | 4360.1143 | 4360.1143 | 4360.1143
[10 empty] | 1.0129 | 1.0129 | 1.0129 | 1.0129 | 1.0129 | 1.0129 | 1.0129 | 1.0129 | 1.0129 | 1.0129 | 1.0129 | 1.0129 | 1.0129 | 1.0129 | 1.0129 | 1.0129 | 1.0129 | 1.0129 | 1.0129 | 1.0129 | 1.0129 | 1.0129 | 1.0129 | 1.0129 | 1.0129 | 1.0129 | 1.0129 | 1.0129
[10 empty] | 1.0129 | 1.0129 | 1.0129 | 1.0129 | 1.0129 | 1.0129 | 1.0129 | 1.0129 | 1.0129 | 1.0129 | 1.0129 | 1.0129 | 1.0129 | 1.0129 | 1.0129 | 1.0129 | 1.0129 | 1.0129 | 1.0129 | 1.0129 | 1.0129 | 1.0129 | 1.0129 | 1.0129 | 1.0129 | 1.0129 | 1.0129 | 1.0129
[10 empty] | 18074.695 | 18045.7754 | 18016.9022 | 17988.0752 | 17959.2942 | 17930.5594 | 17901.8705 | 17873.2275 | 17844.6303 | 17816.0789 | 17787.5732 | 17759.1131 | 17730.6985 | 17702.3294 | 17674.0056 | 17645.7272 | 17617.4941 | 17589.3061 | 17561.1632 | 17533.0653 | 17505.0124 | 17477.0044 | 17449.0412 | 17421.1227 | 17393.2489 | 17365.4197 | 17337.6351 | 17309.8948
[10 empty] | 50.8745 | 48.9157 | 47.5263 | 46.5301 | 45.81 | 45.2715 | 44.8799 | 44.6214 | 44.492 | 44.4892 | 44.4635 | 44.4226 | 44.3717 | 44.3141 | 44.2521 | 44.1873 | 44.1205 | 44.0526 | 43.9838 | 43.9146 | 43.8451 | 43.7755 | 43.7058 | 43.6361 | 43.5664 | 43.4968 | 43.4273 | 43.3579
[10 empty] | 11.8183 | 11.3633 | 11.0405 | 10.8091 | 10.6418 | 10.5167 | 10.4257 | 10.3657 | 10.3356 | 10.335 | 10.329 | 10.3195 | 10.3077 | 10.2943 | 10.2799 | 10.2648 | 10.2493 | 10.2335 | 10.2176 | 10.2015 | 10.1854 | 10.1692 | 10.153 | 10.1368 | 10.1206 | 10.1044 | 10.0883 | 10.0722
[10 empty] | 11.8183 | 11.3633 | 11.0405 | 10.8091 | 10.6418 | 10.5167 | 10.4257 | 10.3657 | 10.3356 | 10.335 | 10.329 | 10.3195 | 10.3077 | 10.2943 | 10.2799 | 10.2648 | 10.2493 | 10.2335 | 10.2176 | 10.2015 | 10.1854 | 10.1692 | 10.153 | 10.1368 | 10.1206 | 10.1044 | 10.0883 | 10.0722
[10 empty] | 0 | 2557.1648 | 1925.5408 | 1504.7743 | 1224.3551 | 1224.7048 | 1224.2819 | 1462.5393 | 1620.0872 | 1723.9164 | 1987.6309 | 1955.6304 | 1796.0822 | 2093.2568 | 1674.0677 | 1435.5788 | 1382.1882 | 1452.734 | 1533.6543 | 1720.4112 | 1818.637 | 1821.2341 | 1951.6169 | 1843.4499 | 1668.3701 | 1622.7452 | 1476.8373 | 1441.1931
[10 empty] | 2504.8073 | 2504.8073 | 2504.8073 | 2504.8073 | 2504.8073 | 2504.8073 | 2504.8073 | 2504.8073 | 2504.8073 | 2504.8073 | 2504.8073 | 2504.8073 | 2504.8073 | 2504.8073 | 2504.8073 | 2504.8073 | 2504.8073 | 2504.8073 | 2504.8073 | 2504.8073 | 2504.8073 | 2504.8073 | 2504.8073 | 2504.8073 | 2504.8073 | 2504.8073 | 2504.8073 | 2504.8073
[10 empty] | 0.58187 | 0.58187 | 0.58187 | 0.58187 | 0.58187 | 0.58187 | 0.58187 | 0.58187 | 0.58187 | 0.58187 | 0.58187 | 0.58187 | 0.58187 | 0.58187 | 0.58187 | 0.58187 | 0.58187 | 0.58187 | 0.58187 | 0.58187 | 0.58187 | 0.58187 | 0.58187 | 0.58187 | 0.58187 | 0.58187 | 0.58187 | 0.58187
[10 empty] | 0.58187 | 0.58187 | 0.58187 | 0.58187 | 0.58187 | 0.58187 | 0.58187 | 0.58187 | 0.58187 | 0.58187 | 0.58187 | 0.58187 | 0.58187 | 0.58187 | 0.58187 | 0.58187 | 0.58187 | 0.58187 | 0.58187 | 0.58187 | 0.58187 | 0.58187 | 0.58187 | 0.58187 | 0.58187 | 0.58187 | 0.58187 | 0.58187
[10 empty] | 29119.3007 | 29591.6009 | 30071.5615 | 30559.3069 | 31054.9633 | 31558.6589 | 32070.5243 | 32590.6918 | 33119.2962 | 33656.4743 | 34202.3651 | 34757.11 | 35320.8526 | 35893.7388 | 36475.9169 | 37067.5377 | 37668.7542 | 38279.7222 | 38900.5997 | 39531.5476 | 40172.7291 | 40824.3103 | 41486.4598 | 42159.349 | 42843.1521 | 43538.0462 | 44244.2111 | 44961.8296
[10 empty] | 99.3783 | 101.8493 | 104.3613 | 106.9163 | 109.5156 | 112.1606 | 114.8527 | 117.593 | 120.3826 | 123.2225 | 126.1137 | 129.057 | 132.0533 | 135.1035 | 138.0734 | 140.9802 | 143.8389 | 146.6622 | 149.4612 | 152.2456 | 155.0237 | 157.8028 | 160.5891 | 163.3882 | 166.205 | 169.0436 | 171.9078 | 174.801
[10 empty] | 23.0859 | 23.6599 | 24.2434 | 24.837 | 25.4408 | 26.0552 | 26.6806 | 27.3172 | 27.9652 | 28.625 | 29.2966 | 29.9803 | 30.6764 | 31.3849 | 32.0749 | 32.7501 | 33.4142 | 34.0701 | 34.7203 | 35.3671 | 36.0125 | 36.6581 | 37.3053 | 37.9556 | 38.6099 | 39.2693 | 39.9347 | 40.6068
[10 empty] | 23.0859 | 23.6599 | 24.2434 | 24.837 | 25.4408 | 26.0552 | 26.6806 | 27.3172 | 27.9652 | 28.625 | 29.2966 | 29.9803 | 30.6764 | 31.3849 | 32.0749 | 32.7501 | 33.4142 | 34.0701 | 34.7203 | 35.3671 | 36.0125 | 36.6581 | 37.3053 | 37.9556 | 38.6099 | 39.2693 | 39.9347 | 40.6068
[10 empty] | 0 | 2004.895 | 2012.5554 | 2020.3402 | 2028.2511 | 2036.2904 | 2044.4601 | 2052.7623 | 2061.1992 | 2069.7729 | 2078.4856 | 2087.3397 | 2096.3374 | 2105.481 | 2182.2444 | 2250.614 | 2311.8308 | 2366.9589 | 2416.9113 | 2462.4711 | 2504.3103 | 3127.1462 | 3081.9761 | 3046.221 | 3018.5838 | 2997.9537 | 2983.3793 | 2983.6847
[10 empty] | 3900.3429 | 3900.3429 | 3900.3429 | 3900.3429 | 3900.3429 | 3900.3429 | 3900.3429 | 3900.3429 | 3900.3429 | 3900.3429 | 3900.3429 | 3900.3429 | 3900.3429 | 3900.3429 | 3900.3429 | 3900.3429 | 3900.3429 | 3900.3429 | 3900.3429 | 3900.3429 | 3900.3429 | 3900.3429 | 3900.3429 | 3900.3429 | 3900.3429 | 3900.3429 | 3900.3429 | 3900.3429
[10 empty] | 0.90606 | 0.90606 | 0.90606 | 0.90606 | 0.90606 | 0.90606 | 0.90606 | 0.90606 | 0.90606 | 0.90606 | 0.90606 | 0.90606 | 0.90606 | 0.90606 | 0.90606 | 0.90606 | 0.90606 | 0.90606 | 0.90606 | 0.90606 | 0.90606 | 0.90606 | 0.90606 | 0.90606 | 0.90606 | 0.90606 | 0.90606 | 0.90606
[10 empty] | 0.90606 | 0.90606 | 0.90606 | 0.90606 | 0.90606 | 0.90606 | 0.90606 | 0.90606 | 0.90606 | 0.90606 | 0.90606 | 0.90606 | 0.90606 | 0.90606 | 0.90606 | 0.90606 | 0.90606 | 0.90606 | 0.90606 | 0.90606 | 0.90606 | 0.90606 | 0.90606 | 0.90606 | 0.90606 | 0.90606 | 0.90606 | 0.90606
[10 empty] | 2777.3088 | 2772.8651 | 2768.4285 | 2763.999 | 2759.5766 | 2755.1613 | 2750.753 | 2746.3518 | 2741.9577 | 2737.5705 | 2733.1904 | 2728.8173 | 2724.4512 | 2720.0921 | 2715.7399 | 2711.3948 | 2707.0565 | 2702.7252 | 2698.4009 | 2694.0834 | 2689.7729 | 2685.4693 | 2681.1725 | 2676.8826 | 2672.5996 | 2668.3235 | 2664.0542 | 2659.7917
[10 empty] | 1.2422 | 1.2336 | 1.2252 | 1.2171 | 1.2092 | 1.2016 | 1.1943 | 1.1872 | 1.1804 | 1.1738 | 1.1676 | 1.1616 | 1.156 | 1.1507 | 1.1456 | 1.1408 | 1.1363 | 1.1319 | 1.1278 | 1.1239 | 1.1201 | 1.1165 | 1.1131 | 1.1097 | 1.1065 | 1.1035 | 1.1005 | 1.0976
[10 empty] | 0 | 0 | 0 | 0 | 0 | 0 | 0 | 0 | 0 | 0 | 0 | 0 | 0 | 0 | 0 | 0 | 0 | 0 | 0 | 0 | 0 | 0 | 0 | 0 | 0 | 0 | 0 | 0
[10 empty] | 0 | 0 | 0 | 0 | 0 | 0 | 0 | 0 | 0 | 0 | 0 | 0 | 0 | 0 | 0 | 0 | 0 | 0 | 0 | 0 | 0 | 0 | 0 | 0 | 0 | 0 | 0 | 0
[10 empty] | 0 | 110.9146 | 110.7371 | 110.56 | 110.3831 | 110.2065 | 110.0301 | 109.8541 | 109.6783 | 109.5028 | 109.3276 | 109.1527 | 108.978 | 108.8037 | 108.6296 | 108.4558 | 108.2823 | 108.109 | 107.936 | 107.7633 | 107.5909 | 107.4188 | 107.2469 | 107.0753 | 106.904 | 106.7329 | 106.5622 | 141.0844
[10 empty] | 407.6562 | 407.6562 | 407.6562 | 407.6562 | 407.6562 | 407.6562 | 407.6562 | 407.6562 | 407.6562 | 407.6562 | 407.6562 | 407.6562 | 407.6562 | 407.6562 | 407.6562 | 407.6562 | 407.6562 | 407.6562 | 407.6562 | 407.6562 | 407.6562 | 407.6562 | 407.6562 | 407.6562 | 407.6562 | 407.6562 | 407.6562 | 407.6562
[10 empty] | 0 | 0 | 0 | 0 | 0 | 0 | 0 | 0 | 0 | 0 | 0 | 0 | 0 | 0 | 0 | 0 | 0 | 0 | 0 | 0 | 0 | 0 | 0 | 0 | 0 | 0 | 0 | 0
[10 empty] | 0 | 0 | 0 | 0 | 0 | 0 | 0 | 0 | 0 | 0 | 0 | 0 | 0 | 0 | 0 | 0 | 0 | 0 | 0 | 0 | 0 | 0 | 0 | 0 | 0 | 0 | 0 | 0
[10 empty] | 52076.3602 | 51993.038 | 51909.8492 | 51826.7934 | 51743.8705 | 51661.0803 | 51578.4226 | 51495.8971 | 51413.5037 | 51331.2421 | 51249.1121 | 51167.1135 | 51085.2462 | 51003.5098 | 50921.9041 | 50840.4291 | 50759.0844 | 50677.8699 | 50596.7853 | 50515.8304 | 50435.0051 | 50354.3091 | 50273.7422 | 50193.3042 | 50112.9949 | 50032.8141 | 49952.7616 | 49872.8372
[10 empty] | 99.0873 | 100.1334 | 101.2236 | 102.3538 | 103.5185 | 104.7147 | 105.9396 | 107.1907 | 108.4659 | 109.7421 | 111.0198 | 112.3672 | 113.7775 | 115.2446 | 116.5237 | 117.636 | 118.6005 | 119.4337 | 120.1504 | 120.7638 | 121.2856 | 121.7261 | 122.0944 | 122.3988 | 122.6465 | 122.8439 | 122.9967 | 123.1099
[10 empty] | 18.6101 | 18.8066 | 19.0113 | 19.2236 | 19.4424 | 19.667 | 19.8971 | 20.1321 | 20.3716 | 20.6112 | 20.8512 | 21.1043 | 21.3692 | 21.6447 | 21.8849 | 22.0938 | 22.275 | 22.4315 | 22.5661 | 22.6813 | 22.7793 | 22.862 | 22.9312 | 22.9884 | 23.0349 | 23.072 | 23.1007 | 23.1219
[10 empty] | 18.6101 | 18.8066 | 19.0113 | 19.2236 | 19.4424 | 19.667 | 19.8971 | 20.1321 | 20.3716 | 20.6112 | 20.8512 | 21.1043 | 21.3692 | 21.6447 | 21.8849 | 22.0938 | 22.275 | 22.4315 | 22.5661 | 22.6813 | 22.7793 | 22.862 | 22.9312 | 22.9884 | 23.0349 | 23.072 | 23.1007 | 23.1219
[10 empty] | 0 | 2067.7888 | 2133.6678 | 2191.6555 | 2239.6883 | 2281.8443 | 2318.7857 | 2351.1 | 2379.3086 | 2370.7405 | 2362.7218 | 2459.5258 | 2544.8558 | 2620.0039 | 2550.1872 | 2495.3962 | 2453.0814 | 2420.7555 | 2396.6548 | 2379.2863 | 2367.3888 | 2359.8999 | 2352.3214 | 2959.449 | 2914.6315 | 2881.8286 | 2857.963 | 2827.4613
[10 empty] | 2518.2025 | 2518.2025 | 2518.2025 | 2518.2025 | 2518.2025 | 2518.2025 | 2518.2025 | 2518.2025 | 2518.2025 | 2518.2025 | 2518.2025 | 2518.2025 | 2518.2025 | 2518.2025 | 2518.2025 | 2518.2025 | 2518.2025 | 2518.2025 | 2518.2025 | 2518.2025 | 2518.2025 | 2518.2025 | 2518.2025 | 2518.2025 | 2518.2025 | 2518.2025 | 2518.2025 | 2518.2025
[10 empty] | 0.47296 | 0.47296 | 0.47296 | 0.47296 | 0.47296 | 0.47296 | 0.47296 | 0.47296 | 0.47296 | 0.47296 | 0.47296 | 0.47296 | 0.47296 | 0.47296 | 0.47296 | 0.47296 | 0.47296 | 0.47296 | 0.47296 | 0.47296 | 0.47296 | 0.47296 | 0.47296 | 0.47296 | 0.47296 | 0.47296 | 0.47296 | 0.47296
[10 empty] | 0.47296 | 0.47296 | 0.47296 | 0.47296 | 0.47296 | 0.47296 | 0.47296 | 0.47296 | 0.47296 | 0.47296 | 0.47296 | 0.47296 | 0.47296 | 0.47296 | 0.47296 | 0.47296 | 0.47296 | 0.47296 | 0.47296 | 0.47296 | 0.47296 | 0.47296 | 0.47296 | 0.47296 | 0.47296 | 0.47296 | 0.47296 | 0.47296
[10 empty] | 13207.3978 | 13186.266 | 13165.168 | 13144.1037 | 13123.0731 | 13102.0762 | 13081.1129 | 13060.1831 | 13039.2868 | 13018.424 | 12997.5945 | 12976.7983 | 12956.0354 | 12935.3058 | 12914.6093 | 12893.9459 | 12873.3156 | 12852.7183 | 12832.154 | 12811.6225 | 12791.1239 | 12770.6581 | 12750.2251 | 12729.8247 | 12709.457 | 12689.1219 | 12668.8193 | 12648.5492
[10 empty] | 26.2068 | 25.0826 | 24.02 | 23.0215 | 22.0897 | 21.2262 | 20.4321 | 19.7084 | 19.0558 | 18.4771 | 17.9713 | 17.5383 | 17.181 | 16.9018 | 16.6592 | 16.4482 | 16.2641 | 16.103 | 15.9617 | 15.8373 | 15.7273 | 15.6297 | 15.5427 | 15.4648 | 15.3947 | 15.3312 | 15.2734 | 15.2206
[10 empty] | 4.922 | 4.7109 | 4.5113 | 4.3238 | 4.1488 | 3.9866 | 3.8375 | 3.7015 | 3.579 | 3.4703 | 3.3753 | 3.294 | 3.2269 | 3.1744 | 3.1289 | 3.0892 | 3.0546 | 3.0244 | 2.9979 | 2.9745 | 2.9538 | 2.9355 | 2.9192 | 2.9045 | 2.8914 | 2.8794 | 2.8686 | 2.8587
[10 empty] | 4.922 | 4.7109 | 4.5113 | 4.3238 | 4.1488 | 3.9866 | 3.8375 | 3.7015 | 3.579 | 3.4703 | 3.3753 | 3.294 | 3.2269 | 3.1744 | 3.1289 | 3.0892 | 3.0546 | 3.0244 | 2.9979 | 2.9745 | 2.9538 | 2.9355 | 2.9192 | 2.9045 | 2.8914 | 2.8794 | 2.8686 | 2.8587
[10 empty] | 0 | 674.2598 | 674.3707 | 674.3098 | 673.1394 | 671.9841 | 670.8419 | 669.7113 | 668.5907 | 656.6747 | 646.3422 | 671.3859 | 692.6284 | 710.6183 | 702.4652 | 695.5036 | 689.5376 | 684.2682 | 679.5972 | 675.4401 | 671.7244 | 858.6464 | 827.0188 | 798.4587 | 777.2087 | 761.9994 | 751.5039 | 741.3841
[10 empty] | 1189.8507 | 1189.8507 | 1189.8507 | 1189.8507 | 1189.8507 | 1189.8507 | 1189.8507 | 1189.8507 | 1189.8507 | 1189.8507 | 1189.8507 | 1189.8507 | 1189.8507 | 1189.8507 | 1189.8507 | 1189.8507 | 1189.8507 | 1189.8507 | 1189.8507 | 1189.8507 | 1189.8507 | 1189.8507 | 1189.8507 | 1189.8507 | 1189.8507 | 1189.8507 | 1189.8507 | 1189.8507
[10 empty] | 0.22347 | 0.22347 | 0.22347 | 0.22347 | 0.22347 | 0.22347 | 0.22347 | 0.22347 | 0.22347 | 0.22347 | 0.22347 | 0.22347 | 0.22347 | 0.22347 | 0.22347 | 0.22347 | 0.22347 | 0.22347 | 0.22347 | 0.22347 | 0.22347 | 0.22347 | 0.22347 | 0.22347 | 0.22347 | 0.22347 | 0.22347 | 0.22347
[10 empty] | 0.22347 | 0.22347 | 0.22347 | 0.22347 | 0.22347 | 0.22347 | 0.22347 | 0.22347 | 0.22347 | 0.22347 | 0.22347 | 0.22347 | 0.22347 | 0.22347 | 0.22347 | 0.22347 | 0.22347 | 0.22347 | 0.22347 | 0.22347 | 0.22347 | 0.22347 | 0.22347 | 0.22347 | 0.22347 | 0.22347 | 0.22347 | 0.22347
[10 empty] | 77801.7951 | 77677.3122 | 77553.0285 | 77428.9437 | 77305.0574 | 77181.3693 | 77057.8791 | 76934.5865 | 76811.4911 | 76688.5928 | 76565.891 | 76443.3856 | 76321.0762 | 76198.9625 | 76077.0441 | 75955.3208 | 75833.7923 | 75712.4583 | 75591.3183 | 75470.3722 | 75349.6196 | 75229.0602 | 75108.6937 | 74988.5198 | 74868.5382 | 74748.7485 | 74629.1505 | 74509.7439
[10 empty] | 42.2552 | 46.7215 | 51.2034 | 55.7042 | 60.2263 | 64.7721 | 69.3434 | 73.9418 | 77.8536 | 81.1779 | 83.9995 | 86.3908 | 88.4141 | 90.1223 | 91.5611 | 92.7692 | 93.78 | 94.622 | 95.3196 | 95.8936 | 96.3619 | 96.7398 | 97.0404 | 97.2748 | 97.4526 | 97.582 | 97.6701 | 97.7228
[10 empty] | 14.1174 | 15.6096 | 17.107 | 18.6107 | 20.1215 | 21.6402 | 23.1675 | 24.7038 | 26.0108 | 27.1214 | 28.0641 | 28.863 | 29.539 | 30.1097 | 30.5904 | 30.994 | 31.3317 | 31.6131 | 31.8461 | 32.0379 | 32.1944 | 32.3206 | 32.421 | 32.4993 | 32.5587 | 32.602 | 32.6314 | 32.649
[10 empty] | 14.1174 | 15.6096 | 17.107 | 18.6107 | 20.1215 | 21.6402 | 23.1675 | 24.7038 | 26.0108 | 27.1214 | 28.0641 | 28.863 | 29.539 | 30.1097 | 30.5904 | 30.994 | 31.3317 | 31.6131 | 31.8461 | 32.0379 | 32.1944 | 32.3206 | 32.421 | 32.4993 | 32.5587 | 32.602 | 32.6314 | 32.649
[10 empty] | 0 | 5975.1779 | 5965.6176 | 5956.0726 | 7928.7238 | 9235.3775 | 10098.7534 | 12493.6508 | 12504.9233 | 12636.5179 | 13767.4692 | 14275.4151 | 14469.1141 | 15186.0601 | 15291.6742 | 15386.0154 | 15827.6425 | 15988.402 | 16025.4217 | 16264.8012 | 16328.8215 | 16356.4999 | 16500.8765 | 16545.0608 | 16543.7991 | 16617.0251 | 16634.6956 | 16629.1125
[10 empty] | 1328.3731 | 1328.3731 | 1328.3731 | 1328.3731 | 1328.3731 | 1328.3731 | 1328.3731 | 1328.3731 | 1328.3731 | 1328.3731 | 1328.3731 | 1328.3731 | 1328.3731 | 1328.3731 | 1328.3731 | 1328.3731 | 1328.3731 | 1328.3731 | 1328.3731 | 1328.3731 | 1328.3731 | 1328.3731 | 1328.3731 | 1328.3731 | 1328.3731 | 1328.3731 | 1328.3731 | 1328.3731
[10 empty] | 0.44381 | 0.44381 | 0.44381 | 0.44381 | 0.44381 | 0.44381 | 0.44381 | 0.44381 | 0.44381 | 0.44381 | 0.44381 | 0.44381 | 0.44381 | 0.44381 | 0.44381 | 0.44381 | 0.44381 | 0.44381 | 0.44381 | 0.44381 | 0.44381 | 0.44381 | 0.44381 | 0.44381 | 0.44381 | 0.44381 | 0.44381 | 0.44381
[10 empty] | 0.44381 | 0.44381 | 0.44381 | 0.44381 | 0.44381 | 0.44381 | 0.44381 | 0.44381 | 0.44381 | 0.44381 | 0.44381 | 0.44381 | 0.44381 | 0.44381 | 0.44381 | 0.44381 | 0.44381 | 0.44381 | 0.44381 | 0.44381 | 0.44381 | 0.44381 | 0.44381 | 0.44381 | 0.44381 | 0.44381 | 0.44381 | 0.44381
[10 empty] | 77801.7951 | 77677.3122 | 77553.0285 | 77428.9437 | 77305.0574 | 77181.3693 | 77057.8791 | 76934.5865 | 76811.4911 | 76688.5928 | 76565.891 | 76443.3856 | 76321.0762 | 76198.9625 | 76077.0441 | 75955.3208 | 75833.7923 | 75712.4583 | 75591.3183 | 75470.3722 | 75349.6196 | 75229.0602 | 75108.6937 | 74988.5198 | 74868.5382 | 74748.7485 | 74629.1505 | 74509.7439
[10 empty] | 14.8849 | 14.8171 | 14.7526 | 14.6918 | 14.6352 | 14.5828 | 14.535 | 14.4919 | 14.4535 | 14.42 | 14.3915 | 14.3679 | 14.3493 | 14.3358 | 14.3273 | 14.3238 | 14.3254 | 14.3321 | 14.3438 | 14.3605 | 14.3691 | 14.3714 | 14.3687 | 14.3618 | 14.3517 | 14.339 | 14.3243 | 14.308
[10 empty] | 4.973 | 4.9504 | 4.9288 | 4.9085 | 4.8896 | 4.8721 | 4.8561 | 4.8417 | 4.8289 | 4.8177 | 4.8082 | 4.8003 | 4.7941 | 4.7896 | 4.7867 | 4.7856 | 4.7861 | 4.7883 | 4.7922 | 4.7978 | 4.8007 | 4.8015 | 4.8005 | 4.7983 | 4.7949 | 4.7906 | 4.7857 | 4.7803
[10 empty] | 4.973 | 4.9504 | 4.9288 | 4.9085 | 4.8896 | 4.8721 | 4.8561 | 4.8417 | 4.8289 | 4.8177 | 4.8082 | 4.8003 | 4.7941 | 4.7896 | 4.7867 | 4.7856 | 4.7861 | 4.7883 | 4.7922 | 4.7978 | 4.8007 | 4.8015 | 4.8005 | 4.7983 | 4.7949 | 4.7906 | 4.7857 | 4.7803
[10 empty] | 0 | 3377.2744 | 3371.8708 | 3366.4758 | 3361.0895 | 3355.7117 | 3350.3426 | 3344.982 | 3339.63 | 3334.2866 | 3328.9518 | 3323.6255 | 3318.3077 | 3312.9984 | 3307.6976 | 3302.4053 | 3297.1214 | 3291.846 | 3286.5791 | 3281.3205 | 3276.0704 | 3270.8287 | 3265.5954 | 3260.3704 | 3255.1538 | 4101.8993 | 3925.2182 | 3783.0611
[10 empty] | 192.3807 | 192.3807 | 192.3807 | 192.3807 | 192.3807 | 192.3807 | 192.3807 | 192.3807 | 192.3807 | 192.3807 | 192.3807 | 192.3807 | 192.3807 | 192.3807 | 192.3807 | 192.3807 | 192.3807 | 192.3807 | 192.3807 | 192.3807 | 192.3807 | 192.3807 | 192.3807 | 192.3807 | 192.3807 | 192.3807 | 192.3807 | 192.3807
[10 empty] | 0.064274 | 0.064274 | 0.064274 | 0.064274 | 0.064274 | 0.064274 | 0.064274 | 0.064274 | 0.064274 | 0.064274 | 0.064274 | 0.064274 | 0.064274 | 0.064274 | 0.064274 | 0.064274 | 0.064274 | 0.064274 | 0.064274 | 0.064274 | 0.064274 | 0.064274 | 0.064274 | 0.064274 | 0.064274 | 0.064274 | 0.064274 | 0.064274
[10 empty] | 0.064274 | 0.064274 | 0.064274 | 0.064274 | 0.064274 | 0.064274 | 0.064274 | 0.064274 | 0.064274 | 0.064274 | 0.064274 | 0.064274 | 0.064274 | 0.064274 | 0.064274 | 0.064274 | 0.064274 | 0.064274 | 0.064274 | 0.064274 | 0.064274 | 0.064274 | 0.064274 | 0.064274 | 0.064274 | 0.064274 | 0.064274 | 0.064274
[10 empty] | 77801.7951 | 77677.3122 | 77553.0285 | 77428.9437 | 77305.0574 | 77181.3693 | 77057.8791 | 76934.5865 | 76811.4911 | 76688.5928 | 76565.891 | 76443.3856 | 76321.0762 | 76198.9625 | 76077.0441 | 75955.3208 | 75833.7923 | 75712.4583 | 75591.3183 | 75470.3722 | 75349.6196 | 75229.0602 | 75108.6937 | 74988.5198 | 74868.5382 | 74748.7485 | 74629.1505 | 74509.7439
[10 empty] | 11.861 | 12.7222 | 13.6173 | 14.552 | 15.5304 | 16.5548 | 17.2267 | 17.6639 | 17.9451 | 18.1223 | 18.2304 | 18.2924 | 18.3239 | 18.335 | 18.3326 | 18.3211 | 18.3038 | 18.2824 | 18.2584 | 18.2327 | 18.2059 | 18.1783 | 18.1503 | 18.1219 | 18.0934 | 18.0647 | 18.036 | 18.0073
[10 empty] | 3.9628 | 4.2505 | 4.5495 | 4.8618 | 5.1887 | 5.5309 | 5.7554 | 5.9015 | 5.9954 | 6.0546 | 6.0907 | 6.1115 | 6.122 | 6.1257 | 6.1249 | 6.1211 | 6.1153 | 6.1081 | 6.1001 | 6.0915 | 6.0826 | 6.0733 | 6.064 | 6.0545 | 6.045 | 6.0354 | 6.0258 | 6.0162
[10 empty] | 3.9628 | 4.2505 | 4.5495 | 4.8618 | 5.1887 | 5.5309 | 5.7554 | 5.9015 | 5.9954 | 6.0546 | 6.0907 | 6.1115 | 6.122 | 6.1257 | 6.1249 | 6.1211 | 6.1153 | 6.1081 | 6.1001 | 6.0915 | 6.0826 | 6.0733 | 6.064 | 6.0545 | 6.045 | 6.0354 | 6.0258 | 6.0162
[10 empty] | 0 | 11096.7589 | 11079.0041 | 14748.3702 | 17178.9016 | 20009.9846 | 21201.1096 | 20760.1265 | 21584.887 | 21745.717 | 22206.0589 | 22245.4297 | 22105.1441 | 22272.7431 | 22207.8423 | 22279.0734 | 22222.5731 | 22173.442 | 22182.2548 | 22126.2889 | 22118.6216 | 22069.9153 | 22036.375 | 22009.2062 | 21967.2873 | 21939.8055 | 21899.5412 | 21866.5665
[10 empty] | 241.681 | 241.681 | 241.681 | 241.681 | 241.681 | 241.681 | 241.681 | 241.681 | 241.681 | 241.681 | 241.681 | 241.681 | 241.681 | 241.681 | 241.681 | 241.681 | 241.681 | 241.681 | 241.681 | 241.681 | 241.681 | 241.681 | 241.681 | 241.681 | 241.681 | 241.681 | 241.681 | 241.681
[10 empty] | 0.080745 | 0.080745 | 0.080745 | 0.080745 | 0.080745 | 0.080745 | 0.080745 | 0.080745 | 0.080745 | 0.080745 | 0.080745 | 0.080745 | 0.080745 | 0.080745 | 0.080745 | 0.080745 | 0.080745 | 0.080745 | 0.080745 | 0.080745 | 0.080745 | 0.080745 | 0.080745 | 0.080745 | 0.080745 | 0.080745 | 0.080745 | 0.080745
[10 empty] | 0.080745 | 0.080745 | 0.080745 | 0.080745 | 0.080745 | 0.080745 | 0.080745 | 0.080745 | 0.080745 | 0.080745 | 0.080745 | 0.080745 | 0.080745 | 0.080745 | 0.080745 | 0.080745 | 0.080745 | 0.080745 | 0.080745 | 0.080745 | 0.080745 | 0.080745 | 0.080745 | 0.080745 | 0.080745 | 0.080745 | 0.080745 | 0.080745
[10 empty] | 77801.7951 | 77677.3122 | 77553.0285 | 77428.9437 | 77305.0574 | 77181.3693 | 77057.8791 | 76934.5865 | 76811.4911 | 76688.5928 | 76565.891 | 76443.3856 | 76321.0762 | 76198.9625 | 76077.0441 | 75955.3208 | 75833.7923 | 75712.4583 | 75591.3183 | 75470.3722 | 75349.6196 | 75229.0602 | 75108.6937 | 74988.5198 | 74868.5382 | 74748.7485 | 74629.1505 | 74509.7439
[10 empty] | 24.1563 | 25.8346 | 27.5324 | 29.2525 | 30.9973 | 32.7686 | 34.5681 | 36.0536 | 37.2779 | 38.2848 | 39.111 | 39.7867 | 40.3373 | 40.7839 | 41.1438 | 41.4318 | 41.6598 | 41.8381 | 41.9749 | 42.0773 | 42.151 | 42.2009 | 42.231 | 42.2447 | 42.2447 | 42.2333 | 42.2125 | 42.1839
[10 empty] | 8.0706 | 8.6313 | 9.1985 | 9.7732 | 10.3561 | 10.9479 | 11.5492 | 12.0455 | 12.4545 | 12.7909 | 13.0669 | 13.2927 | 13.4766 | 13.6258 | 13.7461 | 13.8423 | 13.9185 | 13.978 | 14.0237 | 14.0579 | 14.0826 | 14.0992 | 14.1093 | 14.1139 | 14.1139 | 14.1101 | 14.1031 | 14.0936
[10 empty] | 8.0706 | 8.6313 | 9.1985 | 9.7732 | 10.3561 | 10.9479 | 11.5492 | 12.0455 | 12.4545 | 12.7909 | 13.0669 | 13.2927 | 13.4766 | 13.6258 | 13.7461 | 13.8423 | 13.9185 | 13.978 | 14.0237 | 14.0579 | 14.0826 | 14.0992 | 14.1093 | 14.1139 | 14.1139 | 14.1101 | 14.1031 | 14.0936
[10 empty] | 0 | 7061.5738 | 7050.2753 | 9385.3265 | 10932.0283 | 12733.6266 | 15826.7024 | 15930.8992 | 17291.9247 | 17915.7616 | 18698.0847 | 19566.9305 | 19726.6184 | 20289.8378 | 20508.789 | 20818.87 | 21070.2453 | 21164.4886 | 21358.7394 | 21426.1653 | 21531.9673 | 21595.4598 | 21627.2482 | 21676.7206 | 21685.0962 | 21706.0604 | 21707.3929 | 21703.1067
[10 empty] | 568.7646 | 568.7646 | 568.7646 | 568.7646 | 568.7646 | 568.7646 | 568.7646 | 568.7646 | 568.7646 | 568.7646 | 568.7646 | 568.7646 | 568.7646 | 568.7646 | 568.7646 | 568.7646 | 568.7646 | 568.7646 | 568.7646 | 568.7646 | 568.7646 | 568.7646 | 568.7646 | 568.7646 | 568.7646 | 568.7646 | 568.7646 | 568.7646
[10 empty] | 0.19002 | 0.19002 | 0.19002 | 0.19002 | 0.19002 | 0.19002 | 0.19002 | 0.19002 | 0.19002 | 0.19002 | 0.19002 | 0.19002 | 0.19002 | 0.19002 | 0.19002 | 0.19002 | 0.19002 | 0.19002 | 0.19002 | 0.19002 | 0.19002 | 0.19002 | 0.19002 | 0.19002 | 0.19002 | 0.19002 | 0.19002 | 0.19002
[10 empty] | 0.19002 | 0.19002 | 0.19002 | 0.19002 | 0.19002 | 0.19002 | 0.19002 | 0.19002 | 0.19002 | 0.19002 | 0.19002 | 0.19002 | 0.19002 | 0.19002 | 0.19002 | 0.19002 | 0.19002 | 0.19002 | 0.19002 | 0.19002 | 0.19002 | 0.19002 | 0.19002 | 0.19002 | 0.19002 | 0.19002 | 0.19002 | 0.19002
[10 empty] | 77468.432 | 77344.4825 | 77220.7313 | 77097.1782 | 76973.8227 | 76850.6646 | 76727.7035 | 76604.9392 | 76482.3713 | 76359.9995 | 76237.8235 | 76115.843 | 75994.0576 | 75872.4671 | 75751.0712 | 75629.8695 | 75508.8617 | 75388.0475 | 75267.4266 | 75146.9987 | 75026.7635 | 74906.7207 | 74786.87 | 74667.211 | 74547.7434 | 74428.4671 | 74309.3815 | 74190.4865
[10 empty] | 41.3315 | 40.9368 | 40.5534 | 40.1847 | 39.8338 | 39.5035 | 39.1959 | 38.9136 | 38.6579 | 38.4339 | 38.2449 | 38.0941 | 37.9536 | 37.8223 | 37.6991 | 37.5832 | 37.4737 | 37.37 | 37.2713 | 37.1772 | 37.0871 | 37.0006 | 36.9173 | 36.8368 | 36.7589 | 36.6832 | 36.6096 | 36.5378
[10 empty] | 5.2365 | 5.1865 | 5.1379 | 5.0912 | 5.0467 | 5.0049 | 4.9659 | 4.9302 | 4.8978 | 4.8694 | 4.8454 | 4.8263 | 4.8085 | 4.7919 | 4.7763 | 4.7616 | 4.7477 | 4.7346 | 4.7221 | 4.7102 | 4.6987 | 4.6878 | 4.6772 | 4.667 | 4.6572 | 4.6476 | 4.6382 | 4.6291
[10 empty] | 5.2365 | 5.1865 | 5.1379 | 5.0912 | 5.0467 | 5.0049 | 4.9659 | 4.9302 | 4.8978 | 4.8694 | 4.8454 | 4.8263 | 4.8085 | 4.7919 | 4.7763 | 4.7616 | 4.7477 | 4.7346 | 4.7221 | 4.7102 | 4.6987 | 4.6878 | 4.6772 | 4.667 | 4.6572 | 4.6476 | 4.6382 | 4.6291
[10 empty] | 0 | 3033.7261 | 3178.2847 | 3305.7982 | 3418.1858 | 3517.151 | 3604.2056 | 3639.8357 | 3670.7503 | 3993.3424 | 4278.455 | 4530.3077 | 4351.6924 | 4208.9589 | 4096.2084 | 4008.4156 | 3941.3066 | 3891.2534 | 3850.7226 | 3818.1279 | 3824.4189 | 4765.9072 | 4768.7234 | 4746.7085 | 4707.1383 | 4655.7626 | 4597.0788 | 4522.3773
[10 empty] | 491.0547 | 491.0547 | 491.0547 | 491.0547 | 491.0547 | 491.0547 | 491.0547 | 491.0547 | 491.0547 | 491.0547 | 491.0547 | 491.0547 | 491.0547 | 491.0547 | 491.0547 | 491.0547 | 491.0547 | 491.0547 | 491.0547 | 491.0547 | 491.0547 | 491.0547 | 491.0547 | 491.0547 | 491.0547 | 491.0547 | 491.0547 | 491.0547
[10 empty] | 0.062214 | 0.062214 | 0.062214 | 0.062214 | 0.062214 | 0.062214 | 0.062214 | 0.062214 | 0.062214 | 0.062214 | 0.062214 | 0.062214 | 0.062214 | 0.062214 | 0.062214 | 0.062214 | 0.062214 | 0.062214 | 0.062214 | 0.062214 | 0.062214 | 0.062214 | 0.062214 | 0.062214 | 0.062214 | 0.062214 | 0.062214 | 0.062214
[10 empty] | 0.062214 | 0.062214 | 0.062214 | 0.062214 | 0.062214 | 0.062214 | 0.062214 | 0.062214 | 0.062214 | 0.062214 | 0.062214 | 0.062214 | 0.062214 | 0.062214 | 0.062214 | 0.062214 | 0.062214 | 0.062214 | 0.062214 | 0.062214 | 0.062214 | 0.062214 | 0.062214 | 0.062214 | 0.062214 | 0.062214 | 0.062214 | 0.062214
[10 empty] | 32482.3361 | 32393.1686 | 32304.246 | 32215.5674 | 32127.1323 | 32038.9399 | 31950.9897 | 31863.2808 | 31775.8128 | 31688.5848 | 31601.5963 | 31514.8466 | 31428.335 | 31342.0609 | 31256.0237 | 31170.2226 | 31084.6571 | 30999.3264 | 30914.23 | 30829.3672 | 30744.7373 | 30660.3398 | 30576.1739 | 30492.2391 | 30408.5347 | 30325.06 | 30241.8146 | 30158.7976
[10 empty] | 23.7337 | 22.4713 | 21.4068 | 20.5245 | 19.7963 | 19.1988 | 18.7149 | 18.3308 | 18.015 | 17.7538 | 17.5361 | 17.3532 | 17.198 | 17.065 | 16.9497 | 16.8486 | 16.7588 | 16.678 | 16.6045 | 16.5368 | 16.4738 | 16.4145 | 16.3582 | 16.3043 | 16.2524 | 16.2021 | 16.153 | 16.1051
[10 empty] | 3.0069 | 2.847 | 2.7121 | 2.6003 | 2.5081 | 2.4324 | 2.3711 | 2.3224 | 2.2824 | 2.2493 | 2.2217 | 2.1986 | 2.1789 | 2.162 | 2.1474 | 2.1346 | 2.1233 | 2.113 | 2.1037 | 2.0951 | 2.0871 | 2.0796 | 2.0725 | 2.0657 | 2.0591 | 2.0527 | 2.0465 | 2.0404
[10 empty] | 3.0069 | 2.847 | 2.7121 | 2.6003 | 2.5081 | 2.4324 | 2.3711 | 2.3224 | 2.2824 | 2.2493 | 2.2217 | 2.1986 | 2.1789 | 2.162 | 2.1474 | 2.1346 | 2.1233 | 2.113 | 2.1037 | 2.0951 | 2.0871 | 2.0796 | 2.0725 | 2.0657 | 2.0591 | 2.0527 | 2.0465 | 2.0404
[10 empty] | 0 | 4342.8703 | 3932.9778 | 3450.8119 | 3065.2787 | 2787.2693 | 2564.5342 | 2385.8995 | 2755.5006 | 2969.9536 | 3046.4497 | 3031.8415 | 2965.6448 | 3970.651 | 3534.9462 | 3241.2339 | 3073.1563 | 2981.0746 | 2918.5716 | 2866.7499 | 3161.5059 | 3272.089 | 3267.8479 | 3208.4353 | 3129.8754 | 3326.589 | 3108.6421 | 3028.3022
[10 empty] | 533.5273 | 533.5273 | 533.5273 | 533.5273 | 533.5273 | 533.5273 | 533.5273 | 533.5273 | 533.5273 | 533.5273 | 533.5273 | 533.5273 | 533.5273 | 533.5273 | 533.5273 | 533.5273 | 533.5273 | 533.5273 | 533.5273 | 533.5273 | 533.5273 | 533.5273 | 533.5273 | 533.5273 | 533.5273 | 533.5273 | 533.5273 | 533.5273
[10 empty] | 0.067595 | 0.067595 | 0.067595 | 0.067595 | 0.067595 | 0.067595 | 0.067595 | 0.067595 | 0.067595 | 0.067595 | 0.067595 | 0.067595 | 0.067595 | 0.067595 | 0.067595 | 0.067595 | 0.067595 | 0.067595 | 0.067595 | 0.067595 | 0.067595 | 0.067595 | 0.067595 | 0.067595 | 0.067595 | 0.067595 | 0.067595 | 0.067595
[10 empty] | 0.067595 | 0.067595 | 0.067595 | 0.067595 | 0.067595 | 0.067595 | 0.067595 | 0.067595 | 0.067595 | 0.067595 | 0.067595 | 0.067595 | 0.067595 | 0.067595 | 0.067595 | 0.067595 | 0.067595 | 0.067595 | 0.067595 | 0.067595 | 0.067595 | 0.067595 | 0.067595 | 0.067595 | 0.067595 | 0.067595 | 0.067595 | 0.067595
[10 empty] | 21405.5949 | 21623.1417 | 21842.8995 | 22064.8908 | 22289.1381 | 22515.6645 | 22744.4931 | 22975.6473 | 23209.1507 | 23445.0273 | 23683.301 | 23923.9964 | 24167.138 | 24412.7507 | 24660.8595 | 24911.4899 | 25164.6675 | 25420.4181 | 25678.7679 | 25939.7434 | 26203.3712 | 26469.6783 | 26738.6918 | 27010.4394 | 27284.9488 | 27562.248 | 27842.3655 | 28125.3298
[10 empty] | 9.4417 | 9.4828 | 9.5225 | 9.5619 | 9.6021 | 9.6439 | 9.6863 | 9.7305 | 9.7773 | 9.8276 | 9.8819 | 9.9406 | 10.0044 | 10.0736 | 10.1489 | 10.2311 | 10.317 | 10.4064 | 10.499 | 10.5943 | 10.6923 | 10.7926 | 10.8952 | 10.9998 | 11.1063 | 11.2147 | 11.3248 | 11.4366
[10 empty] | 1.1848 | 1.19 | 1.1949 | 1.1999 | 1.2049 | 1.2102 | 1.2155 | 1.221 | 1.2269 | 1.2332 | 1.24 | 1.2474 | 1.2554 | 1.2641 | 1.2736 | 1.2839 | 1.2946 | 1.3059 | 1.3175 | 1.3294 | 1.3417 | 1.3543 | 1.3672 | 1.3803 | 1.3937 | 1.4073 | 1.4211 | 1.4351
[10 empty] | 1.1848 | 1.19 | 1.1949 | 1.1999 | 1.2049 | 1.2102 | 1.2155 | 1.221 | 1.2269 | 1.2332 | 1.24 | 1.2474 | 1.2554 | 1.2641 | 1.2736 | 1.2839 | 1.2946 | 1.3059 | 1.3175 | 1.3294 | 1.3417 | 1.3543 | 1.3672 | 1.3803 | 1.3937 | 1.4073 | 1.4211 | 1.4351
[10 empty] | 0 | 748.7709 | 813.8067 | 869.8899 | 918.303 | 960.1452 | 1033.1718 | 1096.1184 | 1150.4284 | 1197.3394 | 1237.9119 | 1285.533 | 1326.7216 | 1413.8011 | 1488.8188 | 1553.5017 | 1476.8917 | 1420.9066 | 1381.3249 | 1354.7117 | 1338.2796 | 1335.0331 | 1341.6528 | 1573.6593 | 1580.4308 | 1589.8453 | 1602.91 | 1618.5092
[10 empty] | 405.972 | 405.972 | 405.972 | 405.972 | 405.972 | 405.972 | 405.972 | 405.972 | 405.972 | 405.972 | 405.972 | 405.972 | 405.972 | 405.972 | 405.972 | 405.972 | 405.972 | 405.972 | 405.972 | 405.972 | 405.972 | 405.972 | 405.972 | 405.972 | 405.972 | 405.972 | 405.972 | 405.972
[10 empty] | 0.050944 | 0.050944 | 0.050944 | 0.050944 | 0.050944 | 0.050944 | 0.050944 | 0.050944 | 0.050944 | 0.050944 | 0.050944 | 0.050944 | 0.050944 | 0.050944 | 0.050944 | 0.050944 | 0.050944 | 0.050944 | 0.050944 | 0.050944 | 0.050944 | 0.050944 | 0.050944 | 0.050944 | 0.050944 | 0.050944 | 0.050944 | 0.050944
[10 empty] | 0.050944 | 0.050944 | 0.050944 | 0.050944 | 0.050944 | 0.050944 | 0.050944 | 0.050944 | 0.050944 | 0.050944 | 0.050944 | 0.050944 | 0.050944 | 0.050944 | 0.050944 | 0.050944 | 0.050944 | 0.050944 | 0.050944 | 0.050944 | 0.050944 | 0.050944 | 0.050944 | 0.050944 | 0.050944 | 0.050944 | 0.050944 | 0.050944
[10 empty] | 75743.979 | 75633.8039 | 75523.789 | 75413.9342 | 75304.2392 | 75194.7037 | 75085.3276 | 74976.1105 | 74867.0523 | 74758.1528 | 74649.4116 | 74540.8286 | 74432.4036 | 74324.1363 | 74216.0264 | 74108.0739 | 74000.2783 | 73892.6395 | 73785.1573 | 73677.8315 | 73570.6617 | 73463.6479 | 73356.7897 | 73250.0869 | 73143.5393 | 73037.1467 | 72930.9089 | 72824.8256
[10 empty] | 4.5651 | 4.4477 | 4.3403 | 4.2425 | 4.1536 | 4.0694 | 3.9909 | 3.9193 | 3.8555 | 3.8001 | 3.752 | 3.71 | 3.6734 | 3.6414 | 3.6132 | 3.5884 | 3.5664 | 3.5469 | 3.5295 | 3.5138 | 3.4997 | 3.487 | 3.4753 | 3.4646 | 3.4548 | 3.4456 | 3.4371 | 3.429
[10 empty] | 0.38572 | 0.3758 | 0.36673 | 0.35846 | 0.35095 | 0.34384 | 0.33721 | 0.33116 | 0.32576 | 0.32108 | 0.31702 | 0.31347 | 0.31038 | 0.30767 | 0.30529 | 0.3032 | 0.30134 | 0.29969 | 0.29822 | 0.2969 | 0.29571 | 0.29463 | 0.29364 | 0.29274 | 0.2919 | 0.29113 | 0.29041 | 0.28973
[10 empty] | 0.38572 | 0.3758 | 0.36673 | 0.35846 | 0.35095 | 0.34384 | 0.33721 | 0.33116 | 0.32576 | 0.32108 | 0.31702 | 0.31347 | 0.31038 | 0.30767 | 0.30529 | 0.3032 | 0.30134 | 0.29969 | 0.29822 | 0.2969 | 0.29571 | 0.29463 | 0.29364 | 0.29274 | 0.2919 | 0.29113 | 0.29041 | 0.28973
[10 empty] | 0 | 4429.9503 | 4252.4788 | 4099.9112 | 3968.6598 | 4388.9981 | 4747.3207 | 5052.5665 | 5312.386 | 5533.3275 | 5360.5667 | 5187.6783 | 5018.1921 | 4854.6233 | 4773.8922 | 4755.3175 | 4782.4585 | 6103.3069 | 5955.3006 | 5811.279 | 5669.6392 | 5681.4685 | 5651.0516 | 5598.6751 | 5538.4231 | 5479.7214 | 5503.7397 | 5503.3205
[10 empty] | 46.8369 | 46.8369 | 46.8369 | 46.8369 | 46.8369 | 46.8369 | 46.8369 | 46.8369 | 46.8369 | 46.8369 | 46.8369 | 46.8369 | 46.8369 | 46.8369 | 46.8369 | 46.8369 | 46.8369 | 46.8369 | 46.8369 | 46.8369 | 46.8369 | 46.8369 | 46.8369 | 46.8369 | 46.8369 | 46.8369 | 46.8369 | 46.8369
[10 empty] | 0.0039574 | 0.0039574 | 0.0039574 | 0.0039574 | 0.0039574 | 0.0039574 | 0.0039574 | 0.0039574 | 0.0039574 | 0.0039574 | 0.0039574 | 0.0039574 | 0.0039574 | 0.0039574 | 0.0039574 | 0.0039574 | 0.0039574 | 0.0039574 | 0.0039574 | 0.0039574 | 0.0039574 | 0.0039574 | 0.0039574 | 0.0039574 | 0.0039574 | 0.0039574 | 0.0039574 | 0.0039574
[10 empty] | 0.0039574 | 0.0039574 | 0.0039574 | 0.0039574 | 0.0039574 | 0.0039574 | 0.0039574 | 0.0039574 | 0.0039574 | 0.0039574 | 0.0039574 | 0.0039574 | 0.0039574 | 0.0039574 | 0.0039574 | 0.0039574 | 0.0039574 | 0.0039574 | 0.0039574 | 0.0039574 | 0.0039574 | 0.0039574 | 0.0039574 | 0.0039574 | 0.0039574 | 0.0039574 | 0.0039574 | 0.0039574
[10 empty] | 63548.7579 | 63679.3818 | 63810.2741 | 63941.4355 | 64072.8665 | 64204.5676 | 64336.5395 | 64468.7826 | 64601.2975 | 64734.0848 | 64867.1451 | 65000.4789 | 65134.0867 | 65267.9692 | 65402.1269 | 65536.5603 | 65671.27 | 65806.2567 | 65941.5208 | 66077.0629 | 66212.8837 | 66348.9836 | 66485.3633 | 66622.0233 | 66758.9642 | 66896.1866 | 67033.691 | 67171.4781
[10 empty] | 47.7151 | 47.2261 | 46.7537 | 46.3013 | 45.8721 | 45.4687 | 45.0937 | 44.7411 | 44.416 | 44.1224 | 43.8644 | 43.6453 | 43.4601 | 43.3051 | 43.1769 | 43.0726 | 42.9895 | 42.9253 | 42.878 | 42.8456 | 42.8265 | 42.8193 | 42.8226 | 42.8354 | 42.8566 | 42.8852 | 42.9205 | 42.9617
[10 empty] | 6.1772 | 6.1139 | 6.0528 | 5.9942 | 5.9386 | 5.8864 | 5.8379 | 5.7922 | 5.7501 | 5.7121 | 5.6787 | 5.6504 | 5.6264 | 5.6063 | 5.5897 | 5.5762 | 5.5655 | 5.5572 | 5.551 | 5.5468 | 5.5444 | 5.5434 | 5.5439 | 5.5455 | 5.5483 | 5.552 | 5.5565 | 5.5619
[10 empty] | 6.1772 | 6.1139 | 6.0528 | 5.9942 | 5.9386 | 5.8864 | 5.8379 | 5.7922 | 5.7501 | 5.7121 | 5.6787 | 5.6504 | 5.6264 | 5.6063 | 5.5897 | 5.5762 | 5.5655 | 5.5572 | 5.551 | 5.5468 | 5.5444 | 5.5434 | 5.5439 | 5.5455 | 5.5483 | 5.552 | 5.5565 | 5.5619
[10 empty] | 0 | 2813.4948 | 2882.6742 | 2944.1974 | 2998.9151 | 3047.5836 | 3090.875 | 3270.992 | 3431.1267 | 3573.4994 | 3700.0838 | 3812.6341 | 3716.7076 | 3639.1571 | 3577.0904 | 3528.0309 | 3489.8612 | 3460.7741 | 3454.9632 | 3467.622 | 3494.725 | 4399.3179 | 4370.8363 | 4332.5348 | 4287.8083 | 4239.3241 | 4189.1519 | 4182.4802
[10 empty] | 634.0898 | 634.0898 | 634.0898 | 634.0898 | 634.0898 | 634.0898 | 634.0898 | 634.0898 | 634.0898 | 634.0898 | 634.0898 | 634.0898 | 634.0898 | 634.0898 | 634.0898 | 634.0898 | 634.0898 | 634.0898 | 634.0898 | 634.0898 | 634.0898 | 634.0898 | 634.0898 | 634.0898 | 634.0898 | 634.0898 | 634.0898 | 634.0898
[10 empty] | 0.08209 | 0.08209 | 0.08209 | 0.08209 | 0.08209 | 0.08209 | 0.08209 | 0.08209 | 0.08209 | 0.08209 | 0.08209 | 0.08209 | 0.08209 | 0.08209 | 0.08209 | 0.08209 | 0.08209 | 0.08209 | 0.08209 | 0.08209 | 0.08209 | 0.08209 | 0.08209 | 0.08209 | 0.08209 | 0.08209 | 0.08209 | 0.08209
[10 empty] | 0.08209 | 0.08209 | 0.08209 | 0.08209 | 0.08209 | 0.08209 | 0.08209 | 0.08209 | 0.08209 | 0.08209 | 0.08209 | 0.08209 | 0.08209 | 0.08209 | 0.08209 | 0.08209 | 0.08209 | 0.08209 | 0.08209 | 0.08209 | 0.08209 | 0.08209 | 0.08209 | 0.08209 | 0.08209 | 0.08209 | 0.08209 | 0.08209
[10 empty] | 35641.0964 | 36459.6106 | 37296.9223 | 38153.4633 | 39029.6751 | 39926.0095 | 40842.9287 | 41780.9053 | 42740.423 | 43721.9765 | 44726.0718 | 45753.2266 | 46803.9705 | 47878.8452 | 48978.4049 | 50103.2165 | 51253.8599 | 52430.9283 | 53635.0287 | 54866.7818 | 56126.8226 | 57415.8009 | 58734.3812 | 60083.2433 | 61463.0826 | 62874.6105 | 64318.5549 | 65795.66
[10 empty] | 3.9482 | 4.0702 | 4.1948 | 4.3223 | 4.4528 | 4.5863 | 4.7229 | 4.8627 | 5.0059 | 5.1524 | 5.2977 | 5.4425 | 5.5874 | 5.7327 | 5.879 | 6.0265 | 6.1756 | 6.3266 | 6.4798 | 6.6354 | 6.7935 | 6.9545 | 7.1185 | 7.2856 | 7.456 | 7.63 | 7.8075 | 7.9887
[10 empty] | 0.75415 | 0.77744 | 0.80125 | 0.8256 | 0.85052 | 0.87602 | 0.90212 | 0.92883 | 0.95617 | 0.98415 | 1.0119 | 1.0396 | 1.0672 | 1.095 | 1.1229 | 1.1511 | 1.1796 | 1.2084 | 1.2377 | 1.2674 | 1.2976 | 1.3284 | 1.3597 | 1.3916 | 1.4242 | 1.4574 | 1.4913 | 1.5259
[10 empty] | 0.75415 | 0.77744 | 0.80125 | 0.8256 | 0.85052 | 0.87602 | 0.90212 | 0.92883 | 0.95617 | 0.98415 | 1.0119 | 1.0396 | 1.0672 | 1.095 | 1.1229 | 1.1511 | 1.1796 | 1.2084 | 1.2377 | 1.2674 | 1.2976 | 1.3284 | 1.3597 | 1.3916 | 1.4242 | 1.4574 | 1.4913 | 1.5259
[10 empty] | 0 | 3194.5873 | 3213.3848 | 3232.6141 | 3252.2849 | 3272.4075 | 3292.9923 | 3314.0497 | 3335.5908 | 3357.6266 | 3497.099 | 3623.0701 | 3737.6161 | 3842.5202 | 3939.314 | 4029.3142 | 4113.6528 | 5124.0696 | 5072.3819 | 5052.6111 | 5058.3747 | 5084.5011 | 5126.8145 | 5181.9572 | 5247.2419 | 5320.5294 | 5567.1632 | 5772.6214
[10 empty] | 121.572 | 121.572 | 121.572 | 121.572 | 121.572 | 121.572 | 121.572 | 121.572 | 121.572 | 121.572 | 121.572 | 121.572 | 121.572 | 121.572 | 121.572 | 121.572 | 121.572 | 121.572 | 121.572 | 121.572 | 121.572 | 121.572 | 121.572 | 121.572 | 121.572 | 121.572 | 121.572 | 121.572
[10 empty] | 0.023221 | 0.023221 | 0.023221 | 0.023221 | 0.023221 | 0.023221 | 0.023221 | 0.023221 | 0.023221 | 0.023221 | 0.023221 | 0.023221 | 0.023221 | 0.023221 | 0.023221 | 0.023221 | 0.023221 | 0.023221 | 0.023221 | 0.023221 | 0.023221 | 0.023221 | 0.023221 | 0.023221 | 0.023221 | 0.023221 | 0.023221 | 0.023221
[10 empty] | 0.023221 | 0.023221 | 0.023221 | 0.023221 | 0.023221 | 0.023221 | 0.023221 | 0.023221 | 0.023221 | 0.023221 | 0.023221 | 0.023221 | 0.023221 | 0.023221 | 0.023221 | 0.023221 | 0.023221 | 0.023221 | 0.023221 | 0.023221 | 0.023221 | 0.023221 | 0.023221 | 0.023221 | 0.023221 | 0.023221 | 0.023221 | 0.023221
[10 empty] | 66061.086 | 65738.1401 | 65416.7729 | 65096.9768 | 64778.744 | 64462.067 | 64146.938 | 63833.3496 | 63521.2942 | 63210.7643 | 62901.7525 | 62594.2513 | 62288.2533 | 61983.7513 | 61680.7378 | 61379.2056 | 61079.1475 | 60780.5563 | 60483.4248 | 60187.7458 | 59893.5123 | 59600.7171 | 59309.3534 | 59019.4139 | 58730.8919 | 58443.7804 | 58158.0724 | 57873.7611
[10 empty] | 17.7889 | 17.7003 | 17.6123 | 17.5248 | 17.4379 | 17.3515 | 17.2657 | 17.1804 | 17.0958 | 17.0118 | 16.9284 | 16.8457 | 16.7635 | 16.682 | 16.6009 | 16.5204 | 16.4405 | 16.3611 | 16.282 | 16.2031 | 16.1245 | 16.0462 | 15.9682 | 15.8905 | 15.8131 | 15.7361 | 15.6594 | 15.583
[10 empty] | 4.4738 | 4.4515 | 4.4294 | 4.4074 | 4.3855 | 4.3638 | 4.3422 | 4.3208 | 4.2995 | 4.2783 | 4.2574 | 4.2366 | 4.2159 | 4.1954 | 4.175 | 4.1548 | 4.1347 | 4.1147 | 4.0948 | 4.075 | 4.0552 | 4.0355 | 4.0159 | 3.9963 | 3.9769 | 3.9575 | 3.9382 | 3.919
[10 empty] | 4.4738 | 4.4515 | 4.4294 | 4.4074 | 4.3855 | 4.3638 | 4.3422 | 4.3208 | 4.2995 | 4.2783 | 4.2574 | 4.2366 | 4.2159 | 4.1954 | 4.175 | 4.1548 | 4.1347 | 4.1147 | 4.0948 | 4.075 | 4.0552 | 4.0355 | 4.0159 | 3.9963 | 3.9769 | 3.9575 | 3.9382 | 3.919
[10 empty] | 0 | 2164.0297 | 2060.9954 | 2249.1612 | 2407.2562 | 2539.7141 | 2650.3164 | 2742.2886 | 2868.8795 | 2974.2653 | 3061.577 | 3133.4848 | 3192.2663 | 3060.2015 | 2945.9073 | 2846.7787 | 2760.5936 | 2685.4567 | 2575.0031 | 2467.2488 | 2400.0716 | 2363.5523 | 2349.8131 | 2352.6315 | 2367.1242 | 2956.6687 | 2888.8813 | 2917.8364
[10 empty] | 269.28 | 269.28 | 269.28 | 269.28 | 269.28 | 269.28 | 269.28 | 269.28 | 269.28 | 269.28 | 269.28 | 269.28 | 269.28 | 269.28 | 269.28 | 269.28 | 269.28 | 269.28 | 269.28 | 269.28 | 269.28 | 269.28 | 269.28 | 269.28 | 269.28 | 269.28 | 269.28 | 269.28
[10 empty] | 0.067722 | 0.067722 | 0.067722 | 0.067722 | 0.067722 | 0.067722 | 0.067722 | 0.067722 | 0.067722 | 0.067722 | 0.067722 | 0.067722 | 0.067722 | 0.067722 | 0.067722 | 0.067722 | 0.067722 | 0.067722 | 0.067722 | 0.067722 | 0.067722 | 0.067722 | 0.067722 | 0.067722 | 0.067722 | 0.067722 | 0.067722 | 0.067722
[10 empty] | 0.067722 | 0.067722 | 0.067722 | 0.067722 | 0.067722 | 0.067722 | 0.067722 | 0.067722 | 0.067722 | 0.067722 | 0.067722 | 0.067722 | 0.067722 | 0.067722 | 0.067722 | 0.067722 | 0.067722 | 0.067722 | 0.067722 | 0.067722 | 0.067722 | 0.067722 | 0.067722 | 0.067722 | 0.067722 | 0.067722 | 0.067722 | 0.067722
[10 empty] | 76248.697 | 76703.0181 | 77160.0463 | 77619.7976 | 78082.2883 | 78547.5348 | 79015.5533 | 79486.3605 | 79959.973 | 80436.4075 | 80915.6807 | 81397.8097 | 81882.8113 | 82370.7029 | 82861.5014 | 83355.2244 | 83851.8892 | 84351.5132 | 84854.1143 | 85359.7101 | 85868.3184 | 86379.9572 | 86894.6445 | 87412.3986 | 87933.2377 | 88457.1802 | 88984.2445 | 89514.4492
[10 empty] | 9.2124 | 9.235 | 9.26 | 9.2874 | 9.3174 | 9.3486 | 9.3815 | 9.4166 | 9.4543 | 9.4948 | 9.5379 | 9.5831 | 9.6302 | 9.6791 | 9.7294 | 9.7812 | 9.8341 | 9.8881 | 9.943 | 9.9989 | 10.0556 | 10.113 | 10.1711 | 10.2299 | 10.2893 | 10.3493 | 10.4098 | 10.4708
[10 empty] | 2.3169 | 2.3225 | 2.3288 | 2.3357 | 2.3433 | 2.3511 | 2.3594 | 2.3682 | 2.3777 | 2.3879 | 2.3987 | 2.4101 | 2.4219 | 2.4342 | 2.4469 | 2.4599 | 2.4732 | 2.4868 | 2.5006 | 2.5146 | 2.5289 | 2.5433 | 2.558 | 2.5727 | 2.5877 | 2.6028 | 2.618 | 2.6333
[10 empty] | 2.3169 | 2.3225 | 2.3288 | 2.3357 | 2.3433 | 2.3511 | 2.3594 | 2.3682 | 2.3777 | 2.3879 | 2.3987 | 2.4101 | 2.4219 | 2.4342 | 2.4469 | 2.4599 | 2.4732 | 2.4868 | 2.5006 | 2.5146 | 2.5289 | 2.5433 | 2.558 | 2.5727 | 2.5877 | 2.6028 | 2.618 | 2.6333
[10 empty] | 0 | 4413.8477 | 4394.9376 | 4379.1318 | 4365.9893 | 4871.3135 | 5304.8586 | 5676.8813 | 5996.1728 | 6270.2688 | 6075.9666 | 5907.1429 | 5760.6039 | 5633.5491 | 5597.2641 | 5628.5304 | 5708.9113 | 7109.8662 | 7058.766 | 6988.5558 | 6905.4796 | 6964.8446 | 6977.1158 | 6964.9791 | 6944.1356 | 6925.0437 | 6972.8064 | 7014.3337
[10 empty] | 116.91 | 116.91 | 116.91 | 116.91 | 116.91 | 116.91 | 116.91 | 116.91 | 116.91 | 116.91 | 116.91 | 116.91 | 116.91 | 116.91 | 116.91 | 116.91 | 116.91 | 116.91 | 116.91 | 116.91 | 116.91 | 116.91 | 116.91 | 116.91 | 116.91 | 116.91 | 116.91 | 116.91
[10 empty] | 0.029402 | 0.029402 | 0.029402 | 0.029402 | 0.029402 | 0.029402 | 0.029402 | 0.029402 | 0.029402 | 0.029402 | 0.029402 | 0.029402 | 0.029402 | 0.029402 | 0.029402 | 0.029402 | 0.029402 | 0.029402 | 0.029402 | 0.029402 | 0.029402 | 0.029402 | 0.029402 | 0.029402 | 0.029402 | 0.029402 | 0.029402 | 0.029402
[10 empty] | 0.029402 | 0.029402 | 0.029402 | 0.029402 | 0.029402 | 0.029402 | 0.029402 | 0.029402 | 0.029402 | 0.029402 | 0.029402 | 0.029402 | 0.029402 | 0.029402 | 0.029402 | 0.029402 | 0.029402 | 0.029402 | 0.029402 | 0.029402 | 0.029402 | 0.029402 | 0.029402 | 0.029402 | 0.029402 | 0.029402 | 0.029402 | 0.029402
[10 empty] | 50369.7541 | 49315.2781 | 48282.8773 | 47272.0895 | 46282.4622 | 45313.5525 | 44364.9267 | 43436.16 | 42526.8368 | 41636.55 | 40764.9011 | 39911.4999 | 39075.9644 | 38257.9206 | 37457.0023 | 36672.851 | 35905.1156 | 35153.4526 | 34417.5254 | 33697.0047 | 32991.5678 | 32300.8991 | 31624.6892 | 30962.6357 | 30314.442 | 29679.8181 | 29058.4799 | 28450.1492
[10 empty] | 10.1266 | 10.2506 | 10.3781 | 10.5201 | 10.683 | 10.7094 | 10.6484 | 10.532 | 10.3811 | 10.2091 | 10.025 | 9.8345 | 9.6412 | 9.4476 | 9.2552 | 9.065 | 8.8775 | 8.6932 | 8.5121 | 8.3346 | 8.1605 | 7.99 | 7.8229 | 7.6592 | 7.4989 | 7.342 | 7.1883 | 7.0379
[10 empty] | 1.265 | 1.2805 | 1.2965 | 1.3142 | 1.3346 | 1.3379 | 1.3302 | 1.3157 | 1.2968 | 1.2754 | 1.2524 | 1.2286 | 1.2044 | 1.1802 | 1.1562 | 1.1324 | 1.109 | 1.086 | 1.0634 | 1.0412 | 1.0194 | 0.99813 | 0.97726 | 0.95682 | 0.93679 | 0.91719 | 0.89799 | 0.8792
[10 empty] | 1.265 | 1.2805 | 1.2965 | 1.3142 | 1.3346 | 1.3379 | 1.3302 | 1.3157 | 1.2968 | 1.2754 | 1.2524 | 1.2286 | 1.2044 | 1.1802 | 1.1562 | 1.1324 | 1.109 | 1.086 | 1.0634 | 1.0412 | 1.0194 | 0.99813 | 0.97726 | 0.95682 | 0.93679 | 0.91719 | 0.89799 | 0.8792
[10 empty] | 0 | 9393.3863 | 8430.3437 | 7753.6231 | 7264.7957 | 7618.8572 | 7554.9914 | 7306.0364 | 8593.8897 | 7812.3115 | 7327.9442 | 6965.1341 | 7264.6086 | 7150.7661 | 6896.3497 | 6880.0584 | 6613.2351 | 6452.0483 | 6287.8949 | 6287.2804 | 6135.8188 | 5963.2379 | 5839.97 | 5716.5897 | 5606.7105 | 5481.0522 | 5388.5504 | 5264.6866
[10 empty] | 247.3768 | 247.3768 | 247.3768 | 247.3768 | 247.3768 | 247.3768 | 247.3768 | 247.3768 | 247.3768 | 247.3768 | 247.3768 | 247.3768 | 247.3768 | 247.3768 | 247.3768 | 247.3768 | 247.3768 | 247.3768 | 247.3768 | 247.3768 | 247.3768 | 247.3768 | 247.3768 | 247.3768 | 247.3768 | 247.3768 | 247.3768 | 247.3768
[10 empty] | 0.030903 | 0.030903 | 0.030903 | 0.030903 | 0.030903 | 0.030903 | 0.030903 | 0.030903 | 0.030903 | 0.030903 | 0.030903 | 0.030903 | 0.030903 | 0.030903 | 0.030903 | 0.030903 | 0.030903 | 0.030903 | 0.030903 | 0.030903 | 0.030903 | 0.030903 | 0.030903 | 0.030903 | 0.030903 | 0.030903 | 0.030903 | 0.030903
[10 empty] | 0.030903 | 0.030903 | 0.030903 | 0.030903 | 0.030903 | 0.030903 | 0.030903 | 0.030903 | 0.030903 | 0.030903 | 0.030903 | 0.030903 | 0.030903 | 0.030903 | 0.030903 | 0.030903 | 0.030903 | 0.030903 | 0.030903 | 0.030903 | 0.030903 | 0.030903 | 0.030903 | 0.030903 | 0.030903 | 0.030903 | 0.030903 | 0.030903
[10 empty] | 57446.7906 | 56244.1589 | 55066.704 | 53913.8988 | 52785.2272 | 51680.184 | 50598.2746 | 49539.0146 | 48501.93 | 47486.5563 | 46492.4393 | 45519.1338 | 44566.2041 | 43633.2237 | 42719.7751 | 41825.4491 | 40949.8457 | 40092.5727 | 39253.2465 | 38431.4914 | 37626.9394 | 36839.2305 | 36068.0121 | 35312.9389 | 34573.6729 | 33849.8833 | 33141.2459 | 32447.4437
[10 empty] | 1.8478 | 1.8209 | 1.8019 | 1.788 | 1.7772 | 1.7682 | 1.7603 | 1.7529 | 1.7354 | 1.7117 | 1.684 | 1.6541 | 1.623 | 1.5913 | 1.5594 | 1.5278 | 1.4964 | 1.4655 | 1.4351 | 1.4052 | 1.3759 | 1.3472 | 1.319 | 1.2915 | 1.2644 | 1.238 | 1.2121 | 1.1867
[10 empty] | 0.23084 | 0.22747 | 0.22511 | 0.22337 | 0.22201 | 0.22089 | 0.21991 | 0.21898 | 0.2168 | 0.21383 | 0.21037 | 0.20664 | 0.20275 | 0.19879 | 0.19481 | 0.19085 | 0.18694 | 0.18308 | 0.17928 | 0.17555 | 0.17188 | 0.1683 | 0.16478 | 0.16133 | 0.15796 | 0.15465 | 0.15142 | 0.14825
[10 empty] | 0.23084 | 0.22747 | 0.22511 | 0.22337 | 0.22201 | 0.22089 | 0.21991 | 0.21898 | 0.2168 | 0.21383 | 0.21037 | 0.20664 | 0.20275 | 0.19879 | 0.19481 | 0.19085 | 0.18694 | 0.18308 | 0.17928 | 0.17555 | 0.17188 | 0.1683 | 0.16478 | 0.16133 | 0.15796 | 0.15465 | 0.15142 | 0.14825
[10 empty] | 0 | 2678.2933 | 4370.3733 | 5419.9158 | 6051.2165 | 6410.6519 | 6593.7395 | 6662.8017 | 5118.7505 | 4597.3188 | 4558.6645 | 5143.0646 | 5479.1309 | 5654.0572 | 5724.7358 | 5285.6841 | 4822.237 | 4491.0133 | 4185.1572 | 4240.4364 | 4402.2339 | 4627.632 | 4610.803 | 4441.9654 | 4220.4735 | 3906.7344 | 3712.4743 | 3651.774
[10 empty] | 36.5735 | 36.5735 | 36.5735 | 36.5735 | 36.5735 | 36.5735 | 36.5735 | 36.5735 | 36.5735 | 36.5735 | 36.5735 | 36.5735 | 36.5735 | 36.5735 | 36.5735 | 36.5735 | 36.5735 | 36.5735 | 36.5735 | 36.5735 | 36.5735 | 36.5735 | 36.5735 | 36.5735 | 36.5735 | 36.5735 | 36.5735 | 36.5735
[10 empty] | 0.0045689 | 0.0045689 | 0.0045689 | 0.0045689 | 0.0045689 | 0.0045689 | 0.0045689 | 0.0045689 | 0.0045689 | 0.0045689 | 0.0045689 | 0.0045689 | 0.0045689 | 0.0045689 | 0.0045689 | 0.0045689 | 0.0045689 | 0.0045689 | 0.0045689 | 0.0045689 | 0.0045689 | 0.0045689 | 0.0045689 | 0.0045689 | 0.0045689 | 0.0045689 | 0.0045689 | 0.0045689
[10 empty] | 0.0045689 | 0.0045689 | 0.0045689 | 0.0045689 | 0.0045689 | 0.0045689 | 0.0045689 | 0.0045689 | 0.0045689 | 0.0045689 | 0.0045689 | 0.0045689 | 0.0045689 | 0.0045689 | 0.0045689 | 0.0045689 | 0.0045689 | 0.0045689 | 0.0045689 | 0.0045689 | 0.0045689 | 0.0045689 | 0.0045689 | 0.0045689 | 0.0045689 | 0.0045689 | 0.0045689 | 0.0045689
[10 empty] | 109199.2648 | 109255.5659 | 109311.8959 | 109368.255 | 109424.6432 | 109481.0604 | 109537.5067 | 109593.9821 | 109650.4867 | 109707.0204 | 109763.5832 | 109820.1752 | 109876.7963 | 109933.4467 | 109990.1262 | 110046.835 | 110103.573 | 110160.3403 | 110217.1368 | 110273.9627 | 110330.8178 | 110387.7022 | 110444.616 | 110501.5591 | 110558.5316 | 110615.5334 | 110672.5646 | 110729.6253
[10 empty] | 3.3533 | 3.6608 | 3.9685 | 4.2766 | 4.5851 | 4.7916 | 4.9302 | 5.0235 | 5.0866 | 5.1295 | 5.159 | 5.1796 | 5.1943 | 5.2049 | 5.2129 | 5.2191 | 5.2242 | 5.2284 | 5.2322 | 5.2356 | 5.2387 | 5.2418 | 5.2447 | 5.2475 | 5.2503 | 5.2531 | 5.2558 | 5.2586
[10 empty] | 0.4189 | 0.45732 | 0.49576 | 0.53425 | 0.57278 | 0.59859 | 0.6159 | 0.62755 | 0.63543 | 0.6408 | 0.64449 | 0.64706 | 0.64888 | 0.65021 | 0.65121 | 0.65199 | 0.65262 | 0.65316 | 0.65362 | 0.65405 | 0.65444 | 0.65482 | 0.65518 | 0.65554 | 0.65589 | 0.65623 | 0.65658 | 0.65692
[10 empty] | 0.4189 | 0.45732 | 0.49576 | 0.53425 | 0.57278 | 0.59859 | 0.6159 | 0.62755 | 0.63543 | 0.6408 | 0.64449 | 0.64706 | 0.64888 | 0.65021 | 0.65121 | 0.65199 | 0.65262 | 0.65316 | 0.65362 | 0.65405 | 0.65444 | 0.65482 | 0.65518 | 0.65554 | 0.65589 | 0.65623 | 0.65658 | 0.65692
[10 empty] | 0 | 18256.1785 | 18256.2075 | 18256.2366 | 18256.2656 | 18275.0617 | 18287.6118 | 18295.9979 | 21907.7668 | 20715.7348 | 19925.2399 | 19401.0484 | 20259.2272 | 20432.7784 | 20284.1681 | 20722.1531 | 20351.3135 | 20241.2633 | 20170.9726 | 20543.1777 | 20532.4759 | 20425.0309 | 20445.8512 | 20424.0417 | 20457.4585 | 20451.7849 | 20542.359 | 20519.8458
[10 empty] | 47.4906 | 47.4906 | 47.4906 | 47.4906 | 47.4906 | 47.4906 | 47.4906 | 47.4906 | 47.4906 | 47.4906 | 47.4906 | 47.4906 | 47.4906 | 47.4906 | 47.4906 | 47.4906 | 47.4906 | 47.4906 | 47.4906 | 47.4906 | 47.4906 | 47.4906 | 47.4906 | 47.4906 | 47.4906 | 47.4906 | 47.4906 | 47.4906
[10 empty] | 0.0059327 | 0.0059327 | 0.0059327 | 0.0059327 | 0.0059327 | 0.0059327 | 0.0059327 | 0.0059327 | 0.0059327 | 0.0059327 | 0.0059327 | 0.0059327 | 0.0059327 | 0.0059327 | 0.0059327 | 0.0059327 | 0.0059327 | 0.0059327 | 0.0059327 | 0.0059327 | 0.0059327 | 0.0059327 | 0.0059327 | 0.0059327 | 0.0059327 | 0.0059327 | 0.0059327 | 0.0059327
[10 empty] | 0.0059327 | 0.0059327 | 0.0059327 | 0.0059327 | 0.0059327 | 0.0059327 | 0.0059327 | 0.0059327 | 0.0059327 | 0.0059327 | 0.0059327 | 0.0059327 | 0.0059327 | 0.0059327 | 0.0059327 | 0.0059327 | 0.0059327 | 0.0059327 | 0.0059327 | 0.0059327 | 0.0059327 | 0.0059327 | 0.0059327 | 0.0059327 | 0.0059327 | 0.0059327 | 0.0059327 | 0.0059327
[10 empty] | 67790.5696 | 66929.5851 | 66079.5357 | 65240.2825 | 64411.6883 | 63593.6178 | 62785.9374 | 61988.515 | 61201.2204 | 60423.925 | 59656.5017 | 58898.8252 | 58150.7717 | 57412.2189 | 56683.0463 | 55963.1346 | 55252.3663 | 54550.6252 | 53857.7966 | 53173.7675 | 52498.4259 | 51831.6616 | 51173.3657 | 50523.4306 | 49881.75 | 49248.2193 | 48622.7347 | 48005.1943
[10 empty] | 1.2392 | 1.3795 | 1.5164 | 1.6499 | 1.7803 | 1.9075 | 2.0016 | 2.0697 | 2.1172 | 2.1486 | 2.1674 | 2.1763 | 2.1774 | 2.1724 | 2.1627 | 2.1494 | 2.1333 | 2.1151 | 2.0952 | 2.0741 | 2.0521 | 2.0295 | 2.0064 | 1.9831 | 1.9596 | 1.936 | 1.9125 | 1.889
[10 empty] | 0.15481 | 0.17233 | 0.18943 | 0.20611 | 0.2224 | 0.23829 | 0.25005 | 0.25855 | 0.26449 | 0.26842 | 0.27076 | 0.27187 | 0.272 | 0.27138 | 0.27018 | 0.26851 | 0.2665 | 0.26422 | 0.26174 | 0.2591 | 0.25635 | 0.25353 | 0.25065 | 0.24773 | 0.2448 | 0.24185 | 0.23891 | 0.23598
[10 empty] | 0.15481 | 0.17233 | 0.18943 | 0.20611 | 0.2224 | 0.23829 | 0.25005 | 0.25855 | 0.26449 | 0.26842 | 0.27076 | 0.27187 | 0.272 | 0.27138 | 0.27018 | 0.26851 | 0.2665 | 0.26422 | 0.26174 | 0.2591 | 0.25635 | 0.25353 | 0.25065 | 0.24773 | 0.2448 | 0.24185 | 0.23891 | 0.23598
[10 empty] | 0 | 7436.6206 | 7342.1706 | 7248.9203 | 7156.8543 | 7065.9575 | 6976.2153 | 6887.6128 | 6800.1356 | 6713.7694 | 6628.5002 | 8259.8665 | 7816.208 | 7449.3768 | 7143.4351 | 6885.7923 | 6988.3693 | 6986.1504 | 6915.5737 | 6802.4294 | 6664.7251 | 6970.9666 | 6738.5246 | 6558.1146 | 6407.3637 | 6272.7045 | 6306.1459 | 6265.0742
[10 empty] | 39.42 | 39.42 | 39.42 | 39.42 | 39.42 | 39.42 | 39.42 | 39.42 | 39.42 | 39.42 | 39.42 | 39.42 | 39.42 | 39.42 | 39.42 | 39.42 | 39.42 | 39.42 | 39.42 | 39.42 | 39.42 | 39.42 | 39.42 | 39.42 | 39.42 | 39.42 | 39.42 | 39.42
[10 empty] | 0.0049245 | 0.0049245 | 0.0049245 | 0.0049245 | 0.0049245 | 0.0049245 | 0.0049245 | 0.0049245 | 0.0049245 | 0.0049245 | 0.0049245 | 0.0049245 | 0.0049245 | 0.0049245 | 0.0049245 | 0.0049245 | 0.0049245 | 0.0049245 | 0.0049245 | 0.0049245 | 0.0049245 | 0.0049245 | 0.0049245 | 0.0049245 | 0.0049245 | 0.0049245 | 0.0049245 | 0.0049245
[10 empty] | 0.0049245 | 0.0049245 | 0.0049245 | 0.0049245 | 0.0049245 | 0.0049245 | 0.0049245 | 0.0049245 | 0.0049245 | 0.0049245 | 0.0049245 | 0.0049245 | 0.0049245 | 0.0049245 | 0.0049245 | 0.0049245 | 0.0049245 | 0.0049245 | 0.0049245 | 0.0049245 | 0.0049245 | 0.0049245 | 0.0049245 | 0.0049245 | 0.0049245 | 0.0049245 | 0.0049245 | 0.0049245
[10 empty] | 121542.3313 | 121347.8636 | 121153.707 | 120959.8611 | 120766.3253 | 120573.0992 | 120380.1822 | 120187.5739 | 119995.2738 | 119803.2813 | 119611.5961 | 119420.2175 | 119229.1452 | 119038.3786 | 118847.9172 | 118657.7605 | 118467.9081 | 118278.3594 | 118089.114 | 117900.1715 | 117711.5312 | 117523.1927 | 117335.1556 | 117147.4194 | 116959.9835 | 116772.8475 | 116586.011 | 116399.4734
[10 empty] | 15.3929 | 15.4555 | 15.5876 | 15.7748 | 16.0058 | 16.2715 | 16.5648 | 16.8796 | 17.2115 | 17.5568 | 17.8265 | 18.0358 | 18.1969 | 18.3195 | 18.4114 | 18.4787 | 18.5264 | 18.5586 | 18.5782 | 18.5878 | 18.5896 | 18.585 | 18.5753 | 18.5616 | 18.5447 | 18.5253 | 18.5038 | 18.4807
[10 empty] | 2.3503 | 2.3599 | 2.38 | 2.4086 | 2.4439 | 2.4844 | 2.5292 | 2.5773 | 2.628 | 2.6807 | 2.7219 | 2.7538 | 2.7784 | 2.7971 | 2.8112 | 2.8215 | 2.8287 | 2.8336 | 2.8366 | 2.8381 | 2.8384 | 2.8377 | 2.8362 | 2.8341 | 2.8315 | 2.8286 | 2.8253 | 2.8218
[10 empty] | 2.3503 | 2.3599 | 2.38 | 2.4086 | 2.4439 | 2.4844 | 2.5292 | 2.5773 | 2.628 | 2.6807 | 2.7219 | 2.7538 | 2.7784 | 2.7971 | 2.8112 | 2.8215 | 2.8287 | 2.8336 | 2.8366 | 2.8381 | 2.8384 | 2.8377 | 2.8362 | 2.8341 | 2.8315 | 2.8286 | 2.8253 | 2.8218
[10 empty] | 0 | 2696.6192 | 4846.1483 | 6558.7125 | 7922.2709 | 9007.0784 | 9869.2489 | 10553.6014 | 11095.9342 | 11524.8397 | 9736.727 | 8732.2804 | 8267.6208 | 8165.2976 | 8297.4272 | 9264.1602 | 10032.0902 | 10641.2391 | 11123.573 | 11085.4234 | 10800.3134 | 10435.7612 | 10088.2905 | 9807.9539 | 9206.5054 | 9077.6507 | 9232.7716 | 9544.4443
[10 empty] | 158.994 | 158.994 | 158.994 | 158.994 | 158.994 | 158.994 | 158.994 | 158.994 | 158.994 | 158.994 | 158.994 | 158.994 | 158.994 | 158.994 | 158.994 | 158.994 | 158.994 | 158.994 | 158.994 | 158.994 | 158.994 | 158.994 | 158.994 | 158.994 | 158.994 | 158.994 | 158.994 | 158.994
[10 empty] | 0.024276 | 0.024276 | 0.024276 | 0.024276 | 0.024276 | 0.024276 | 0.024276 | 0.024276 | 0.024276 | 0.024276 | 0.024276 | 0.024276 | 0.024276 | 0.024276 | 0.024276 | 0.024276 | 0.024276 | 0.024276 | 0.024276 | 0.024276 | 0.024276 | 0.024276 | 0.024276 | 0.024276 | 0.024276 | 0.024276 | 0.024276 | 0.024276
[10 empty] | 0.024276 | 0.024276 | 0.024276 | 0.024276 | 0.024276 | 0.024276 | 0.024276 | 0.024276 | 0.024276 | 0.024276 | 0.024276 | 0.024276 | 0.024276 | 0.024276 | 0.024276 | 0.024276 | 0.024276 | 0.024276 | 0.024276 | 0.024276 | 0.024276 | 0.024276 | 0.024276 | 0.024276 | 0.024276 | 0.024276 | 0.024276 | 0.024276
[10 empty] | 121425.3841 | 118883.3795 | 116394.5909 | 113957.9044 | 111572.2293 | 109236.4975 | 106949.6636 | 104710.7039 | 102518.6162 | 100372.4192 | 98271.1521 | 96213.8745 | 94199.6654 | 92227.6231 | 90296.865 | 88406.5267 | 86555.7621 | 84743.7428 | 82969.6575 | 81232.7121 | 79532.1292 | 77867.1475 | 76237.0217 | 74641.0221 | 73078.4343 | 71548.5588 | 70050.7108 | 68584.2198
[10 empty] | 8.6314 | 8.5274 | 8.424 | 8.3212 | 8.2189 | 8.1173 | 7.9934 | 7.8561 | 7.7112 | 7.5626 | 7.4126 | 7.2629 | 7.1144 | 6.9678 | 6.8234 | 6.6816 | 6.5423 | 6.4058 | 6.272 | 6.1408 | 6.0124 | 5.8866 | 5.7634 | 5.6428 | 5.5247 | 5.409 | 5.2958 | 5.185
[10 empty] | 1.0783 | 1.0653 | 1.0524 | 1.0395 | 1.0267 | 1.014 | 0.99856 | 0.98141 | 0.96331 | 0.94474 | 0.92601 | 0.9073 | 0.88875 | 0.87044 | 0.85241 | 0.83468 | 0.81729 | 0.80023 | 0.78352 | 0.76713 | 0.75109 | 0.73538 | 0.71999 | 0.70492 | 0.69016 | 0.67572 | 0.66157 | 0.64772
[10 empty] | 1.0783 | 1.0653 | 1.0524 | 1.0395 | 1.0267 | 1.014 | 0.99856 | 0.98141 | 0.96331 | 0.94474 | 0.92601 | 0.9073 | 0.88875 | 0.87044 | 0.85241 | 0.83468 | 0.81729 | 0.80023 | 0.78352 | 0.76713 | 0.75109 | 0.73538 | 0.71999 | 0.70492 | 0.69016 | 0.67572 | 0.66157 | 0.64772
[10 empty] | 0 | 16983.3399 | 16627.7987 | 16279.7006 | 15938.8899 | 15605.2139 | 15278.5234 | 14958.672 | 14645.5166 | 17171.2957 | 15887.4585 | 14951.5192 | 14244.7074 | 13689.4573 | 14084.4523 | 13957.2818 | 13593.6135 | 13616.657 | 12838.6669 | 12502.8511 | 12280.4705 | 12049.075 | 12061.4884 | 11750.5883 | 11407.0729 | 11179.3947 | 10827.8866 | 10673.203
[10 empty] | 75.6 | 75.6 | 75.6 | 75.6 | 75.6 | 75.6 | 75.6 | 75.6 | 75.6 | 75.6 | 75.6 | 75.6 | 75.6 | 75.6 | 75.6 | 75.6 | 75.6 | 75.6 | 75.6 | 75.6 | 75.6 | 75.6 | 75.6 | 75.6 | 75.6 | 75.6 | 75.6 | 75.6
[10 empty] | 0.0094442 | 0.0094442 | 0.0094442 | 0.0094442 | 0.0094442 | 0.0094442 | 0.0094442 | 0.0094442 | 0.0094442 | 0.0094442 | 0.0094442 | 0.0094442 | 0.0094442 | 0.0094442 | 0.0094442 | 0.0094442 | 0.0094442 | 0.0094442 | 0.0094442 | 0.0094442 | 0.0094442 | 0.0094442 | 0.0094442 | 0.0094442 | 0.0094442 | 0.0094442 | 0.0094442 | 0.0094442
[10 empty] | 0.0094442 | 0.0094442 | 0.0094442 | 0.0094442 | 0.0094442 | 0.0094442 | 0.0094442 | 0.0094442 | 0.0094442 | 0.0094442 | 0.0094442 | 0.0094442 | 0.0094442 | 0.0094442 | 0.0094442 | 0.0094442 | 0.0094442 | 0.0094442 | 0.0094442 | 0.0094442 | 0.0094442 | 0.0094442 | 0.0094442 | 0.0094442 | 0.0094442 | 0.0094442 | 0.0094442 | 0.0094442
[10 empty] | 77801.7951 | 77677.3122 | 77553.0285 | 77428.9437 | 77305.0574 | 77181.3693 | 77057.8791 | 76934.5865 | 76811.4911 | 76688.5928 | 76565.891 | 76443.3856 | 76321.0762 | 76198.9625 | 76077.0441 | 75955.3208 | 75833.7923 | 75712.4583 | 75591.3183 | 75470.3722 | 75349.6196 | 75229.0602 | 75108.6937 | 74988.5198 | 74868.5382 | 74748.7485 | 74629.1505 | 74509.7439
[10 empty] | 7.5422 | 7.5302 | 7.5181 | 7.5061 | 7.4941 | 7.4821 | 7.4701 | 7.4582 | 7.4462 | 7.4343 | 7.4224 | 7.4105 | 7.3987 | 7.3868 | 7.375 | 7.3632 | 7.3514 | 7.3397 | 7.3279 | 7.3162 | 7.3045 | 7.2928 | 7.2812 | 7.2695 | 7.2579 | 7.2463 | 7.2347 | 7.2231
[10 empty] | 0.9422 | 0.94069 | 0.93919 | 0.93769 | 0.93619 | 0.93469 | 0.93319 | 0.9317 | 0.93021 | 0.92872 | 0.92723 | 0.92575 | 0.92427 | 0.92279 | 0.92131 | 0.91984 | 0.91837 | 0.9169 | 0.91543 | 0.91397 | 0.91251 | 0.91105 | 0.90959 | 0.90813 | 0.90668 | 0.90523 | 0.90378 | 0.90233
[10 empty] | 0.9422 | 0.94069 | 0.93919 | 0.93769 | 0.93619 | 0.93469 | 0.93319 | 0.9317 | 0.93021 | 0.92872 | 0.92723 | 0.92575 | 0.92427 | 0.92279 | 0.92131 | 0.91984 | 0.91837 | 0.9169 | 0.91543 | 0.91397 | 0.91251 | 0.91105 | 0.90959 | 0.90813 | 0.90668 | 0.90523 | 0.90378 | 0.90233
[10 empty] | 0 | 11096.7589 | 11079.0041 | 11061.2777 | 11043.5796 | 11025.9099 | 11008.2684 | 10990.6552 | 10973.0702 | 13119.5653 | 12378.3774 | 11879.2092 | 11541.1386 | 11310.3039 | 11866.453 | 11991.5334 | 11909.7243 | 12165.5067 | 11696.9479 | 11615.9463 | 11634.6537 | 11640.8603 | 11882.9752 | 11805.2941 | 11686.4966 | 11679.4213 | 11535.5857 | 11595.344
[10 empty] | 96.9416 | 96.9416 | 96.9416 | 96.9416 | 96.9416 | 96.9416 | 96.9416 | 96.9416 | 96.9416 | 96.9416 | 96.9416 | 96.9416 | 96.9416 | 96.9416 | 96.9416 | 96.9416 | 96.9416 | 96.9416 | 96.9416 | 96.9416 | 96.9416 | 96.9416 | 96.9416 | 96.9416 | 96.9416 | 96.9416 | 96.9416 | 96.9416
[10 empty] | 0.01211 | 0.01211 | 0.01211 | 0.01211 | 0.01211 | 0.01211 | 0.01211 | 0.01211 | 0.01211 | 0.01211 | 0.01211 | 0.01211 | 0.01211 | 0.01211 | 0.01211 | 0.01211 | 0.01211 | 0.01211 | 0.01211 | 0.01211 | 0.01211 | 0.01211 | 0.01211 | 0.01211 | 0.01211 | 0.01211 | 0.01211 | 0.01211
[10 empty] | 0.01211 | 0.01211 | 0.01211 | 0.01211 | 0.01211 | 0.01211 | 0.01211 | 0.01211 | 0.01211 | 0.01211 | 0.01211 | 0.01211 | 0.01211 | 0.01211 | 0.01211 | 0.01211 | 0.01211 | 0.01211 | 0.01211 | 0.01211 | 0.01211 | 0.01211 | 0.01211 | 0.01211 | 0.01211 | 0.01211 | 0.01211 | 0.01211
[10 empty] | 1260.7676 | 1525.7581 | 1843.2134 | 2228.0885 | 2672.4652 | 3183.6349 | 3829.3852 | 4480.6168 | 5363.6111 | 6394.4021 | 7579.7933 | 8889.004 | 10381.3957 | 11831.571 | 13635.7172 | 15583.2533 | 17688.3725 | 19980.0468 | 22464.7883 | 25030.472 | 28061.4999 | 31659.0552 | 35901.537 | 40756.3631 | 46316.1497 | 52634.3755 | 59814.5033 | 67974.1095
[10 empty] | 3.8124 | 4.6286 | 5.6055 | 6.7891 | 8.1551 | 9.7257 | 11.7089 | 13.7088 | 16.4191 | 19.5824 | 23.2187 | 27.2338 | 31.8099 | 36.2562 | 41.7871 | 47.7571 | 54.21 | 61.2344 | 68.8505 | 76.7145 | 86.0047 | 97.0312 | 110.0342 | 124.914 | 141.9544 | 161.3194 | 183.3259 | 208.3345
[10 empty] | 0.47167 | 0.57264 | 0.69351 | 0.83994 | 1.0089 | 1.2033 | 1.4486 | 1.696 | 2.0313 | 2.4227 | 2.8726 | 3.3693 | 3.9355 | 4.4856 | 5.1698 | 5.9084 | 6.7068 | 7.5758 | 8.5181 | 9.491 | 10.6404 | 12.0045 | 13.6133 | 15.4542 | 17.5624 | 19.9582 | 22.6808 | 25.7748
[10 empty] | 0.47167 | 0.57264 | 0.69351 | 0.83994 | 1.0089 | 1.2033 | 1.4486 | 1.696 | 2.0313 | 2.4227 | 2.8726 | 3.3693 | 3.9355 | 4.4856 | 5.1698 | 5.9084 | 6.7068 | 7.5758 | 8.5181 | 9.491 | 10.6404 | 12.0045 | 13.6133 | 15.4542 | 17.5624 | 19.9582 | 22.6808 | 25.7748
[10 empty] | 0 | 361.9726 | 414.4374 | 481.8573 | 541.3588 | 608.1518 | 742.7324 | 748.2137 | 979.9764 | 1127.7731 | 1335.3713 | 1512.0824 | 1751.0605 | 1765.3821 | 2177.942 | 2490.0081 | 2702.493 | 2983.2422 | 3279.1485 | 3485.793 | 4104.8112 | 4808.231 | 5624.854 | 6435.0562 | 7376.3929 | 8358.3333 | 9471.5088 | 10652.295
[10 empty] | 3064.9133 | 3064.9133 | 3064.9133 | 3064.9133 | 3064.9133 | 3064.9133 | 3064.9133 | 3064.9133 | 3064.9133 | 3064.9133 | 3064.9133 | 3064.9133 | 3064.9133 | 3064.9133 | 3064.9133 | 3064.9133 | 3064.9133 | 3064.9133 | 3064.9133 | 3064.9133 | 3064.9133 | 3064.9133 | 3064.9133 | 3064.9133 | 3064.9133 | 3064.9133 | 3064.9133 | 3064.9133
[10 empty] | 0.37919 | 0.37919 | 0.37919 | 0.37919 | 0.37919 | 0.37919 | 0.37919 | 0.37919 | 0.37919 | 0.37919 | 0.37919 | 0.37919 | 0.37919 | 0.37919 | 0.37919 | 0.37919 | 0.37919 | 0.37919 | 0.37919 | 0.37919 | 0.37919 | 0.37919 | 0.37919 | 0.37919 | 0.37919 | 0.37919 | 0.37919 | 0.37919
[10 empty] | 0.37919 | 0.37919 | 0.37919 | 0.37919 | 0.37919 | 0.37919 | 0.37919 | 0.37919 | 0.37919 | 0.37919 | 0.37919 | 0.37919 | 0.37919 | 0.37919 | 0.37919 | 0.37919 | 0.37919 | 0.37919 | 0.37919 | 0.37919 | 0.37919 | 0.37919 | 0.37919 | 0.37919 | 0.37919 | 0.37919 | 0.37919 | 0.37919
[10 empty] | 3470.7148 | 3465.1617 | 3459.6174 | 3454.082 | 3448.5555 | 3443.0378 | 3437.5289 | 3432.0289 | 3426.5376 | 3421.0552 | 3415.5815 | 3410.1166 | 3404.6604 | 3399.2129 | 3393.7742 | 3388.3441 | 3382.9228 | 3377.5101 | 3372.1061 | 3366.7107 | 3361.324 | 3355.9459 | 3350.5764 | 3345.2154 | 3339.8631 | 3334.5193 | 3329.1841 | 3323.8574
[10 empty] | 5.8036 | 5.8612 | 5.9189 | 5.9768 | 6.0348 | 6.0929 | 6.1513 | 6.2099 | 6.2686 | 6.3277 | 6.3869 | 6.436 | 6.4766 | 6.5097 | 6.5365 | 6.5578 | 6.5746 | 6.5874 | 6.5968 | 6.6033 | 6.6074 | 6.6093 | 6.6094 | 6.608 | 6.6053 | 6.6014 | 6.5966 | 6.591
[10 empty] | 1.3482 | 1.3616 | 1.375 | 1.3884 | 1.4019 | 1.4154 | 1.429 | 1.4426 | 1.4562 | 1.4699 | 1.4837 | 1.4951 | 1.5045 | 1.5122 | 1.5184 | 1.5234 | 1.5273 | 1.5303 | 1.5325 | 1.534 | 1.5349 | 1.5354 | 1.5354 | 1.5351 | 1.5344 | 1.5335 | 1.5324 | 1.5311
[10 empty] | 1.3482 | 1.3616 | 1.375 | 1.3884 | 1.4019 | 1.4154 | 1.429 | 1.4426 | 1.4562 | 1.4699 | 1.4837 | 1.4951 | 1.5045 | 1.5122 | 1.5184 | 1.5234 | 1.5273 | 1.5303 | 1.5325 | 1.534 | 1.5349 | 1.5354 | 1.5354 | 1.5351 | 1.5344 | 1.5335 | 1.5324 | 1.5311
[10 empty] | 0 | 216.5726 | 216.2261 | 215.8801 | 215.5347 | 215.1899 | 214.8456 | 214.5018 | 214.1586 | 213.8159 | 213.4738 | 213.1323 | 212.7913 | 212.4508 | 212.1109 | 211.7715 | 211.4327 | 211.0944 | 272.1621 | 262.9685 | 255.0527 | 248.2306 | 242.3445 | 237.2595 | 232.8601 | 229.0475 | 225.7372 | 222.8567
[10 empty] | 1991.7897 | 1991.7897 | 1991.7897 | 1991.7897 | 1991.7897 | 1991.7897 | 1991.7897 | 1991.7897 | 1991.7897 | 1991.7897 | 1991.7897 | 1991.7897 | 1991.7897 | 1991.7897 | 1991.7897 | 1991.7897 | 1991.7897 | 1991.7897 | 1991.7897 | 1991.7897 | 1991.7897 | 1991.7897 | 1991.7897 | 1991.7897 | 1991.7897 | 1991.7897 | 1991.7897 | 1991.7897
[10 empty] | 0.4627 | 0.4627 | 0.4627 | 0.4627 | 0.4627 | 0.4627 | 0.4627 | 0.4627 | 0.4627 | 0.4627 | 0.4627 | 0.4627 | 0.4627 | 0.4627 | 0.4627 | 0.4627 | 0.4627 | 0.4627 | 0.4627 | 0.4627 | 0.4627 | 0.4627 | 0.4627 | 0.4627 | 0.4627 | 0.4627 | 0.4627 | 0.4627
[10 empty] | 0.4627 | 0.4627 | 0.4627 | 0.4627 | 0.4627 | 0.4627 | 0.4627 | 0.4627 | 0.4627 | 0.4627 | 0.4627 | 0.4627 | 0.4627 | 0.4627 | 0.4627 | 0.4627 | 0.4627 | 0.4627 | 0.4627 | 0.4627 | 0.4627 | 0.4627 | 0.4627 | 0.4627 | 0.4627 | 0.4627 | 0.4627 | 0.4627
[10 empty] | 7726.5893 | 7714.2268 | 7701.884 | 7689.561 | 7677.2577 | 7664.9741 | 7652.7101 | 7640.4658 | 7628.241 | 7616.0359 | 7603.8502 | 7591.684 | 7579.5373 | 7567.4101 | 7555.3022 | 7543.2137 | 7531.1446 | 7519.0948 | 7507.0642 | 7495.0529 | 7483.0608 | 7471.0879 | 7459.1342 | 7447.1996 | 7435.2841 | 7423.3876 | 7411.5102 | 7399.6518
[10 empty] | 3.3646 | 3.4053 | 3.4475 | 3.4915 | 3.5374 | 3.5853 | 3.6354 | 3.6876 | 3.7314 | 3.7679 | 3.7983 | 3.8233 | 3.8439 | 3.8605 | 3.8738 | 3.8843 | 3.8924 | 3.8984 | 3.9027 | 3.9054 | 3.9068 | 3.9071 | 3.9064 | 3.905 | 3.9029 | 3.9001 | 3.8969 | 3.8932
[10 empty] | 0.42031 | 0.4254 | 0.43068 | 0.43617 | 0.44191 | 0.44789 | 0.45414 | 0.46067 | 0.46614 | 0.4707 | 0.47449 | 0.47762 | 0.48019 | 0.48227 | 0.48393 | 0.48525 | 0.48626 | 0.48701 | 0.48753 | 0.48787 | 0.48805 | 0.48809 | 0.48801 | 0.48783 | 0.48756 | 0.48722 | 0.48682 | 0.48636
[10 empty] | 0.42031 | 0.4254 | 0.43068 | 0.43617 | 0.44191 | 0.44789 | 0.45414 | 0.46067 | 0.46614 | 0.4707 | 0.47449 | 0.47762 | 0.48019 | 0.48227 | 0.48393 | 0.48525 | 0.48626 | 0.48701 | 0.48753 | 0.48787 | 0.48805 | 0.48809 | 0.48801 | 0.48783 | 0.48756 | 0.48722 | 0.48682 | 0.48636
[10 empty] | 0 | 593.4021 | 592.4526 | 591.5047 | 590.5583 | 589.6134 | 588.67 | 587.7281 | 586.7878 | 585.8489 | 584.9116 | 583.9757 | 583.0413 | 582.1085 | 581.1771 | 749.3064 | 723.9948 | 702.2015 | 683.4192 | 667.2138 | 653.214 | 641.1017 | 654.4872 | 662.3664 | 666.0306 | 666.513 | 664.6366 | 661.0532
[10 empty] | 528.228 | 528.228 | 528.228 | 528.228 | 528.228 | 528.228 | 528.228 | 528.228 | 528.228 | 528.228 | 528.228 | 528.228 | 528.228 | 528.228 | 528.228 | 528.228 | 528.228 | 528.228 | 528.228 | 528.228 | 528.228 | 528.228 | 528.228 | 528.228 | 528.228 | 528.228 | 528.228 | 528.228
[10 empty] | 0.065988 | 0.065988 | 0.065988 | 0.065988 | 0.065988 | 0.065988 | 0.065988 | 0.065988 | 0.065988 | 0.065988 | 0.065988 | 0.065988 | 0.065988 | 0.065988 | 0.065988 | 0.065988 | 0.065988 | 0.065988 | 0.065988 | 0.065988 | 0.065988 | 0.065988 | 0.065988 | 0.065988 | 0.065988 | 0.065988 | 0.065988 | 0.065988
[10 empty] | 0.065988 | 0.065988 | 0.065988 | 0.065988 | 0.065988 | 0.065988 | 0.065988 | 0.065988 | 0.065988 | 0.065988 | 0.065988 | 0.065988 | 0.065988 | 0.065988 | 0.065988 | 0.065988 | 0.065988 | 0.065988 | 0.065988 | 0.065988 | 0.065988 | 0.065988 | 0.065988 | 0.065988 | 0.065988 | 0.065988 | 0.065988 | 0.065988
[10 empty] | 74639.519 | 74520.0958 | 74400.8637 | 74281.8223 | 74162.9714 | 74044.3106 | 73925.8397 | 73807.5584 | 73689.4663 | 73571.5631 | 73453.8486 | 73336.3225 | 73218.9844 | 73101.834 | 72984.871 | 72868.0952 | 72751.5063 | 72635.1039 | 72518.8877 | 72402.8575 | 72287.0129 | 72171.3537 | 72055.8795 | 71940.5901 | 71825.4852 | 71710.5644 | 71595.8275 | 71481.2742
[10 empty] | 2.3144 | 2.3164 | 2.3189 | 2.3217 | 2.3251 | 2.327 | 2.3278 | 2.3277 | 2.3269 | 2.3254 | 2.3236 | 2.3213 | 2.3188 | 2.316 | 2.313 | 2.3099 | 2.3067 | 2.3034 | 2.3 | 2.2966 | 2.2931 | 2.2896 | 2.2861 | 2.2825 | 2.2789 | 2.2753 | 2.2718 | 2.2682
[10 empty] | 0.28912 | 0.28937 | 0.28968 | 0.29004 | 0.29046 | 0.2907 | 0.2908 | 0.29079 | 0.29068 | 0.2905 | 0.29027 | 0.28999 | 0.28967 | 0.28932 | 0.28895 | 0.28857 | 0.28816 | 0.28775 | 0.28733 | 0.2869 | 0.28646 | 0.28603 | 0.28558 | 0.28514 | 0.28469 | 0.28424 | 0.2838 | 0.28335
[10 empty] | 0.28912 | 0.28937 | 0.28968 | 0.29004 | 0.29046 | 0.2907 | 0.2908 | 0.29079 | 0.29068 | 0.2905 | 0.29027 | 0.28999 | 0.28967 | 0.28932 | 0.28895 | 0.28857 | 0.28816 | 0.28775 | 0.28733 | 0.2869 | 0.28646 | 0.28603 | 0.28558 | 0.28514 | 0.28469 | 0.28424 | 0.2838 | 0.28335
[10 empty] | 0 | 9315.012 | 9300.108 | 9285.2278 | 9270.3714 | 9255.5388 | 9240.73 | 9225.9448 | 9211.1833 | 9196.4454 | 11588.6668 | 11089.508 | 10687.8864 | 10364.1745 | 10581.0089 | 10655.0045 | 10634.2948 | 10553.4245 | 10531.9218 | 11151.3875 | 10895.9278 | 10700.8128 | 10560.6627 | 10711.3639 | 10744.1472 | 10707.1175 | 10634.1364 | 10621.0994
[10 empty] | 31.7331 | 31.7331 | 31.7331 | 31.7331 | 31.7331 | 31.7331 | 31.7331 | 31.7331 | 31.7331 | 31.7331 | 31.7331 | 31.7331 | 31.7331 | 31.7331 | 31.7331 | 31.7331 | 31.7331 | 31.7331 | 31.7331 | 31.7331 | 31.7331 | 31.7331 | 31.7331 | 31.7331 | 31.7331 | 31.7331 | 31.7331 | 31.7331
[10 empty] | 0.0039642 | 0.0039642 | 0.0039642 | 0.0039642 | 0.0039642 | 0.0039642 | 0.0039642 | 0.0039642 | 0.0039642 | 0.0039642 | 0.0039642 | 0.0039642 | 0.0039642 | 0.0039642 | 0.0039642 | 0.0039642 | 0.0039642 | 0.0039642 | 0.0039642 | 0.0039642 | 0.0039642 | 0.0039642 | 0.0039642 | 0.0039642 | 0.0039642 | 0.0039642 | 0.0039642 | 0.0039642
[10 empty] | 0.0039642 | 0.0039642 | 0.0039642 | 0.0039642 | 0.0039642 | 0.0039642 | 0.0039642 | 0.0039642 | 0.0039642 | 0.0039642 | 0.0039642 | 0.0039642 | 0.0039642 | 0.0039642 | 0.0039642 | 0.0039642 | 0.0039642 | 0.0039642 | 0.0039642 | 0.0039642 | 0.0039642 | 0.0039642 | 0.0039642 | 0.0039642 | 0.0039642 | 0.0039642 | 0.0039642 | 0.0039642
[10 empty] | 6730.7842 | 6921.6154 | 7117.857 | 7319.6625 | 7527.1896 | 7740.6005 | 7960.062 | 8185.7457 | 8417.8279 | 8656.4902 | 8901.919 | 9154.3062 | 9413.8491 | 9680.7505 | 9955.2192 | 10237.4695 | 10527.7223 | 10826.2043 | 11133.1488 | 11448.7958 | 11773.3921 | 12107.1913 | 12450.4544 | 12803.4497 | 13166.4531 | 13539.7484 | 13923.6273 | 14318.39
[10 empty] | 13.0558 | 13.4887 | 13.9389 | 14.4076 | 14.8955 | 15.4035 | 15.9324 | 16.4828 | 17.0554 | 17.6293 | 18.2065 | 18.789 | 19.3785 | 19.9767 | 20.5848 | 21.2042 | 21.8361 | 22.4815 | 23.1414 | 23.8169 | 24.5087 | 25.2178 | 25.9449 | 26.6909 | 27.4566 | 28.2427 | 29.05 | 29.8793
[10 empty] | 1.1914 | 1.2309 | 1.272 | 1.3148 | 1.3593 | 1.4057 | 1.4539 | 1.5042 | 1.5564 | 1.6088 | 1.6614 | 1.7146 | 1.7684 | 1.823 | 1.8785 | 1.935 | 1.9927 | 2.0516 | 2.1118 | 2.1734 | 2.2366 | 2.3013 | 2.3676 | 2.4357 | 2.5056 | 2.5773 | 2.651 | 2.7267
[10 empty] | 1.1914 | 1.2309 | 1.272 | 1.3148 | 1.3593 | 1.4057 | 1.4539 | 1.5042 | 1.5564 | 1.6088 | 1.6614 | 1.7146 | 1.7684 | 1.823 | 1.8785 | 1.935 | 1.9927 | 2.0516 | 2.1118 | 2.1734 | 2.2366 | 2.3013 | 2.3676 | 2.4357 | 2.5056 | 2.5773 | 2.651 | 2.7267
[10 empty] | 0 | 671.6015 | 677.0119 | 682.5758 | 688.2974 | 694.1812 | 700.2318 | 706.454 | 712.8526 | 746.6942 | 777.6007 | 806.0454 | 832.4352 | 857.1208 | 880.404 | 902.5456 | 1119.4463 | 1117.4663 | 1121.638 | 1130.7721 | 1143.9085 | 1160.2755 | 1179.2562 | 1200.3602 | 1259.0971 | 1310.0185 | 1355.3061 | 1396.6423
[10 empty] | 2088.7442 | 2088.7442 | 2088.7442 | 2088.7442 | 2088.7442 | 2088.7442 | 2088.7442 | 2088.7442 | 2088.7442 | 2088.7442 | 2088.7442 | 2088.7442 | 2088.7442 | 2088.7442 | 2088.7442 | 2088.7442 | 2088.7442 | 2088.7442 | 2088.7442 | 2088.7442 | 2088.7442 | 2088.7442 | 2088.7442 | 2088.7442 | 2088.7442 | 2088.7442 | 2088.7442 | 2088.7442
[10 empty] | 0.19061 | 0.19061 | 0.19061 | 0.19061 | 0.19061 | 0.19061 | 0.19061 | 0.19061 | 0.19061 | 0.19061 | 0.19061 | 0.19061 | 0.19061 | 0.19061 | 0.19061 | 0.19061 | 0.19061 | 0.19061 | 0.19061 | 0.19061 | 0.19061 | 0.19061 | 0.19061 | 0.19061 | 0.19061 | 0.19061 | 0.19061 | 0.19061
[10 empty] | 0.19061 | 0.19061 | 0.19061 | 0.19061 | 0.19061 | 0.19061 | 0.19061 | 0.19061 | 0.19061 | 0.19061 | 0.19061 | 0.19061 | 0.19061 | 0.19061 | 0.19061 | 0.19061 | 0.19061 | 0.19061 | 0.19061 | 0.19061 | 0.19061 | 0.19061 | 0.19061 | 0.19061 | 0.19061 | 0.19061 | 0.19061 | 0.19061
[10 empty] | 4004.4639 | 4019.3758 | 4034.3433 | 4049.3665 | 4064.4456 | 4079.5809 | 4094.7726 | 4110.0208 | 4125.3258 | 4140.6878 | 4156.107 | 4171.5836 | 4187.1179 | 4202.71 | 4218.3601 | 4234.0686 | 4249.8355 | 4265.6611 | 4281.5457 | 4297.4895 | 4313.4926 | 4329.5553 | 4345.6778 | 4361.8603 | 4378.1031 | 4394.4064 | 4410.7704 | 4427.1954
[10 empty] | 3.3845 | 3.4198 | 3.4551 | 3.4905 | 3.5259 | 3.5613 | 3.5969 | 3.6324 | 3.6657 | 3.6968 | 3.7262 | 3.7539 | 3.7802 | 3.8052 | 3.8291 | 3.852 | 3.874 | 3.8953 | 3.9159 | 3.9358 | 3.9553 | 3.9743 | 3.9929 | 4.0111 | 4.029 | 4.0467 | 4.0641 | 4.0814
[10 empty] | 0.42281 | 0.42721 | 0.43162 | 0.43604 | 0.44047 | 0.4449 | 0.44933 | 0.45378 | 0.45793 | 0.46182 | 0.46549 | 0.46895 | 0.47223 | 0.47536 | 0.47834 | 0.48121 | 0.48396 | 0.48661 | 0.48918 | 0.49168 | 0.49411 | 0.49648 | 0.4988 | 0.50108 | 0.50332 | 0.50553 | 0.50771 | 0.50986
[10 empty] | 0.42281 | 0.42721 | 0.43162 | 0.43604 | 0.44047 | 0.4449 | 0.44933 | 0.45378 | 0.45793 | 0.46182 | 0.46549 | 0.46895 | 0.47223 | 0.47536 | 0.47834 | 0.48121 | 0.48396 | 0.48661 | 0.48918 | 0.49168 | 0.49411 | 0.49648 | 0.4988 | 0.50108 | 0.50332 | 0.50553 | 0.50771 | 0.50986
[10 empty] | 0 | 281.8762 | 281.9317 | 281.9875 | 282.0434 | 282.0995 | 282.1559 | 282.2125 | 283.9261 | 285.4621 | 286.8401 | 288.0778 | 289.1908 | 290.193 | 291.0968 | 292.0973 | 293.1639 | 381.0745 | 372.576 | 365.1523 | 358.6716 | 353.0183 | 348.1112 | 343.8748 | 350.3941 | 355.197 | 358.5997 | 360.868
[10 empty] | 925.5627 | 925.5627 | 925.5627 | 925.5627 | 925.5627 | 925.5627 | 925.5627 | 925.5627 | 925.5627 | 925.5627 | 925.5627 | 925.5627 | 925.5627 | 925.5627 | 925.5627 | 925.5627 | 925.5627 | 925.5627 | 925.5627 | 925.5627 | 925.5627 | 925.5627 | 925.5627 | 925.5627 | 925.5627 | 925.5627 | 925.5627 | 925.5627
[10 empty] | 0.11562 | 0.11562 | 0.11562 | 0.11562 | 0.11562 | 0.11562 | 0.11562 | 0.11562 | 0.11562 | 0.11562 | 0.11562 | 0.11562 | 0.11562 | 0.11562 | 0.11562 | 0.11562 | 0.11562 | 0.11562 | 0.11562 | 0.11562 | 0.11562 | 0.11562 | 0.11562 | 0.11562 | 0.11562 | 0.11562 | 0.11562 | 0.11562
[10 empty] | 0.11562 | 0.11562 | 0.11562 | 0.11562 | 0.11562 | 0.11562 | 0.11562 | 0.11562 | 0.11562 | 0.11562 | 0.11562 | 0.11562 | 0.11562 | 0.11562 | 0.11562 | 0.11562 | 0.11562 | 0.11562 | 0.11562 | 0.11562 | 0.11562 | 0.11562 | 0.11562 | 0.11562 | 0.11562 | 0.11562 | 0.11562 | 0.11562
[10 empty] | 4667.2166 | 4659.7491 | 4652.2935 | 4644.8498 | 4637.4181 | 4629.9982 | 4622.5902 | 4615.1941 | 4607.8097 | 4600.4372 | 4593.0765 | 4585.7276 | 4578.3905 | 4571.065 | 4563.7513 | 4556.4493 | 4549.159 | 4541.8804 | 4534.6133 | 4527.358 | 4520.1142 | 4512.882 | 4505.6614 | 4498.4523 | 4491.2548 | 4484.0688 | 4476.8943 | 4469.7313
[10 empty] | 2.3565 | 2.3558 | 2.3552 | 2.3545 | 2.3539 | 2.3532 | 2.3525 | 2.3518 | 2.3512 | 2.3505 | 2.3498 | 2.3491 | 2.3484 | 2.3477 | 2.347 | 2.3463 | 2.3456 | 2.3446 | 2.3434 | 2.3419 | 2.3402 | 2.3384 | 2.3363 | 2.3341 | 2.3318 | 2.3293 | 2.3268 | 2.3241
[10 empty] | 0.29438 | 0.2943 | 0.29422 | 0.29413 | 0.29405 | 0.29397 | 0.29388 | 0.2938 | 0.29372 | 0.29363 | 0.29355 | 0.29346 | 0.29337 | 0.29329 | 0.2932 | 0.29311 | 0.29302 | 0.2929 | 0.29274 | 0.29256 | 0.29235 | 0.29212 | 0.29186 | 0.29159 | 0.2913 | 0.29099 | 0.29067 | 0.29033
[10 empty] | 0.29438 | 0.2943 | 0.29422 | 0.29413 | 0.29405 | 0.29397 | 0.29388 | 0.2938 | 0.29372 | 0.29363 | 0.29355 | 0.29346 | 0.29337 | 0.29329 | 0.2932 | 0.29311 | 0.29302 | 0.2929 | 0.29274 | 0.29256 | 0.29235 | 0.29212 | 0.29186 | 0.29159 | 0.2913 | 0.29099 | 0.29067 | 0.29033
[10 empty] | 0 | 179.2211 | 178.9344 | 178.6481 | 178.3622 | 178.0769 | 177.7919 | 177.5075 | 177.2235 | 176.9399 | 176.6568 | 176.3741 | 176.0919 | 175.8102 | 175.5289 | 175.2481 | 174.9677 | 174.6877 | 174.4082 | 174.1292 | 173.8505 | 173.5724 | 173.2947 | 173.0174 | 172.7406 | 172.4642 | 172.1882 | 171.9127
[10 empty] | 522.3103 | 522.3103 | 522.3103 | 522.3103 | 522.3103 | 522.3103 | 522.3103 | 522.3103 | 522.3103 | 522.3103 | 522.3103 | 522.3103 | 522.3103 | 522.3103 | 522.3103 | 522.3103 | 522.3103 | 522.3103 | 522.3103 | 522.3103 | 522.3103 | 522.3103 | 522.3103 | 522.3103 | 522.3103 | 522.3103 | 522.3103 | 522.3103
[10 empty] | 0.065249 | 0.065249 | 0.065249 | 0.065249 | 0.065249 | 0.065249 | 0.065249 | 0.065249 | 0.065249 | 0.065249 | 0.065249 | 0.065249 | 0.065249 | 0.065249 | 0.065249 | 0.065249 | 0.065249 | 0.065249 | 0.065249 | 0.065249 | 0.065249 | 0.065249 | 0.065249 | 0.065249 | 0.065249 | 0.065249 | 0.065249 | 0.065249
[10 empty] | 0.065249 | 0.065249 | 0.065249 | 0.065249 | 0.065249 | 0.065249 | 0.065249 | 0.065249 | 0.065249 | 0.065249 | 0.065249 | 0.065249 | 0.065249 | 0.065249 | 0.065249 | 0.065249 | 0.065249 | 0.065249 | 0.065249 | 0.065249 | 0.065249 | 0.065249 | 0.065249 | 0.065249 | 0.065249 | 0.065249 | 0.065249 | 0.065249
[10 empty] | 77801.7951 | 77677.3122 | 77553.0285 | 77428.9437 | 77305.0574 | 77181.3693 | 77057.8791 | 76934.5865 | 76811.4911 | 76688.5928 | 76565.891 | 76443.3856 | 76321.0762 | 76198.9625 | 76077.0441 | 75955.3208 | 75833.7923 | 75712.4583 | 75591.3183 | 75470.3722 | 75349.6196 | 75229.0602 | 75108.6937 | 74988.5198 | 74868.5382 | 74748.7485 | 74629.1505 | 74509.7439
[10 empty] | 16.4544 | 16.4281 | 16.4018 | 16.3756 | 16.3494 | 16.3232 | 16.2971 | 16.271 | 16.245 | 16.219 | 16.193 | 16.1671 | 16.1413 | 16.1154 | 16.0896 | 16.0639 | 16.0382 | 16.0125 | 15.9869 | 15.9613 | 15.9358 | 15.9103 | 15.8848 | 15.8594 | 15.8341 | 15.8087 | 15.7834 | 15.7582
[10 empty] | 2.0555 | 2.0523 | 2.049 | 2.0457 | 2.0424 | 2.0392 | 2.0359 | 2.0326 | 2.0294 | 2.0261 | 2.0229 | 2.0197 | 2.0164 | 2.0132 | 2.01 | 2.0068 | 2.0035 | 2.0003 | 1.9971 | 1.9939 | 1.9908 | 1.9876 | 1.9844 | 1.9812 | 1.978 | 1.9749 | 1.9717 | 1.9686
[10 empty] | 2.0555 | 2.0523 | 2.049 | 2.0457 | 2.0424 | 2.0392 | 2.0359 | 2.0326 | 2.0294 | 2.0261 | 2.0229 | 2.0197 | 2.0164 | 2.0132 | 2.01 | 2.0068 | 2.0035 | 2.0003 | 1.9971 | 1.9939 | 1.9908 | 1.9876 | 1.9844 | 1.9812 | 1.978 | 1.9749 | 1.9717 | 1.9686
[10 empty] | 0 | 8630.8125 | 8617.0032 | 8603.216 | 8589.4508 | 8575.7077 | 8561.9866 | 8548.2874 | 8534.6101 | 8520.9548 | 8507.3212 | 10968.4125 | 10597.8997 | 10278.8871 | 10355.7848 | 10368.9149 | 10334.7965 | 10316.5316 | 10302.7678 | 10286.1384 | 10269.3107 | 10962.522 | 10742.6146 | 10566.6283 | 10627.9525 | 10630.9184 | 10594.8946 | 10577.3151
[10 empty] | 211.4914 | 211.4914 | 211.4914 | 211.4914 | 211.4914 | 211.4914 | 211.4914 | 211.4914 | 211.4914 | 211.4914 | 211.4914 | 211.4914 | 211.4914 | 211.4914 | 211.4914 | 211.4914 | 211.4914 | 211.4914 | 211.4914 | 211.4914 | 211.4914 | 211.4914 | 211.4914 | 211.4914 | 211.4914 | 211.4914 | 211.4914 | 211.4914
[10 empty] | 0.02642 | 0.02642 | 0.02642 | 0.02642 | 0.02642 | 0.02642 | 0.02642 | 0.02642 | 0.02642 | 0.02642 | 0.02642 | 0.02642 | 0.02642 | 0.02642 | 0.02642 | 0.02642 | 0.02642 | 0.02642 | 0.02642 | 0.02642 | 0.02642 | 0.02642 | 0.02642 | 0.02642 | 0.02642 | 0.02642 | 0.02642 | 0.02642
[10 empty] | 0.02642 | 0.02642 | 0.02642 | 0.02642 | 0.02642 | 0.02642 | 0.02642 | 0.02642 | 0.02642 | 0.02642 | 0.02642 | 0.02642 | 0.02642 | 0.02642 | 0.02642 | 0.02642 | 0.02642 | 0.02642 | 0.02642 | 0.02642 | 0.02642 | 0.02642 | 0.02642 | 0.02642 | 0.02642 | 0.02642 | 0.02642 | 0.02642
[10 empty] | 3543.64 | 5597.2213 | 7270.6433 | 8551.0346 | 9418.7205 | 9972.1295 | 10630.4981 | 11429.7932 | 12368.8728 | 13445.8069 | 14622.9572 | 15896.9098 | 17266.5313 | 18700.7427 | 20183.7493 | 21699.4169 | 23252.8063 | 24816.766 | 26373.3064 | 27933.0479 | 29488.852 | 31032.9866 | 32565.03 | 34088.4905 | 35619.163 | 37154.1247 | 38690.5209 | 40224.2217
[10 empty] | 0 | 0 | 0 | 0 | 0 | 0 | 0 | 0 | 0 | 0 | 0 | 0 | 0 | 0 | 0 | 0 | 0 | 0 | 0 | 0 | 0 | 0 | 0 | 0 | 0 | 0 | 0 | 0
[10 empty] | 0 | 0 | 0 | 0 | 0 | 0 | 0 | 0 | 0 | 0 | 0 | 0 | 0 | 0 | 0 | 0 | 0 | 0 | 0 | 0 | 0 | 0 | 0 | 0 | 0 | 0 | 0 | 0
[10 empty] | 0 | 0 | 0 | 0 | 0 | 0 | 0 | 0 | 0 | 0 | 0 | 0 | 0 | 0 | 0 | 0 | 0 | 0 | 0 | 0 | 0 | 0 | 0 | 0 | 0 | 0 | 0 | 0
[10 empty] | 0 | 2074.5968 | 1694.4375 | 1301.4068 | 888.7013 | 574.4245 | 679.384 | 821.4886 | 962.2547 | 1100.9273 | 1201.8253 | 1299.1956 | 1412.3244 | 1491.4644 | 1552.3845 | 1595.1496 | 1641.2916 | 1691.4102 | 1716.948 | 1747.6132 | 1766.5626 | 1773.9654 | 1753.4383 | 1737.8254 | 1739.1792 | 1738.5864 | 1735.9528 | 2045.764
[10 empty] | 0 | 0 | 0 | 0 | 0 | 0 | 0 | 0 | 0 | 0 | 0 | 0 | 0 | 0 | 0 | 0 | 0 | 0 | 0 | 0 | 0 | 0 | 0 | 0 | 0 | 0 | 0 | 0
[10 empty] | 0 | 0 | 0 | 0 | 0 | 0 | 0 | 0 | 0 | 0 | 0 | 0 | 0 | 0 | 0 | 0 | 0 | 0 | 0 | 0 | 0 | 0 | 0 | 0 | 0 | 0 | 0 | 0
[10 empty] | 0 | 0 | 0 | 0 | 0 | 0 | 0 | 0 | 0 | 0 | 0 | 0 | 0 | 0 | 0 | 0 | 0 | 0 | 0 | 0 | 0 | 0 | 0 | 0 | 0 | 0 | 0 | 0
[10 empty] | 3543.64 | 5597.2213 | 7270.6433 | 8551.0346 | 9418.7205 | 9972.1295 | 10630.4981 | 11429.7932 | 12368.8728 | 13445.8069 | 14622.9572 | 15896.9098 | 17266.5313 | 18700.7427 | 20183.7493 | 21699.4169 | 23252.8063 | 24816.766 | 26373.3064 | 27933.0479 | 29488.852 | 31032.9866 | 32565.03 | 34088.4905 | 35619.163 | 37154.1247 | 38690.5209 | 40224.2217
[10 empty] | 0 | 0 | 0 | 0 | 0 | 0 | 0 | 0 | 0 | 0 | 0 | 0 | 0 | 0 | 0 | 0 | 0 | 0 | 0 | 0 | 0 | 0 | 0 | 0 | 0 | 0 | 0 | 0
[10 empty] | 0 | 0 | 0 | 0 | 0 | 0 | 0 | 0 | 0 | 0 | 0 | 0 | 0 | 0 | 0 | 0 | 0 | 0 | 0 | 0 | 0 | 0 | 0 | 0 | 0 | 0 | 0 | 0
[10 empty] | 0 | 0 | 0 | 0 | 0 | 0 | 0 | 0 | 0 | 0 | 0 | 0 | 0 | 0 | 0 | 0 | 0 | 0 | 0 | 0 | 0 | 0 | 0 | 0 | 0 | 0 | 0 | 0
[10 empty] | 0 | 2074.5968 | 1694.4375 | 1301.4068 | 888.7013 | 574.4245 | 679.384 | 821.4886 | 962.2547 | 1100.9273 | 1201.8253 | 1299.1956 | 1412.3244 | 1491.4644 | 1552.3845 | 1595.1496 | 1641.2916 | 1691.4102 | 1716.948 | 1747.6132 | 1766.5626 | 1773.9654 | 1753.4383 | 1737.8254 | 1739.1792 | 1738.5864 | 1735.9528 | 2045.764
[10 empty] | 0 | 0 | 0 | 0 | 0 | 0 | 0 | 0 | 0 | 0 | 0 | 0 | 0 | 0 | 0 | 0 | 0 | 0 | 0 | 0 | 0 | 0 | 0 | 0 | 0 | 0 | 0 | 0
[10 empty] | 0 | 0 | 0 | 0 | 0 | 0 | 0 | 0 | 0 | 0 | 0 | 0 | 0 | 0 | 0 | 0 | 0 | 0 | 0 | 0 | 0 | 0 | 0 | 0 | 0 | 0 | 0 | 0
[10 empty] | 0 | 0 | 0 | 0 | 0 | 0 | 0 | 0 | 0 | 0 | 0 | 0 | 0 | 0 | 0 | 0 | 0 | 0 | 0 | 0 | 0 | 0 | 0 | 0 | 0 | 0 | 0 | 0
[10 empty] | 3543.64 | 5597.2213 | 7270.6433 | 8551.0346 | 9418.7205 | 9972.1295 | 10630.4981 | 11429.7932 | 12368.8728 | 13445.8069 | 14622.9572 | 15896.9098 | 17266.5313 | 18700.7427 | 20183.7493 | 21699.4169 | 23252.8063 | 24816.766 | 26373.3064 | 27933.0479 | 29488.852 | 31032.9866 | 32565.03 | 34088.4905 | 35619.163 | 37154.1247 | 38690.5209 | 40224.2217
[10 empty] | 0 | 0 | 0 | 0 | 0 | 0 | 0 | 0 | 0 | 0 | 0 | 0 | 0 | 0 | 0 | 0 | 0 | 0 | 0 | 0 | 0 | 0 | 0 | 0 | 0 | 0 | 0 | 0
[10 empty] | 0 | 0 | 0 | 0 | 0 | 0 | 0 | 0 | 0 | 0 | 0 | 0 | 0 | 0 | 0 | 0 | 0 | 0 | 0 | 0 | 0 | 0 | 0 | 0 | 0 | 0 | 0 | 0
[10 empty] | 0 | 0 | 0 | 0 | 0 | 0 | 0 | 0 | 0 | 0 | 0 | 0 | 0 | 0 | 0 | 0 | 0 | 0 | 0 | 0 | 0 | 0 | 0 | 0 | 0 | 0 | 0 | 0
[10 empty] | 0 | 2074.5968 | 1694.4375 | 1301.4068 | 888.7013 | 574.4245 | 679.384 | 821.4886 | 962.2547 | 1100.9273 | 1201.8253 | 1299.1956 | 1412.3244 | 1491.4644 | 1552.3845 | 1595.1496 | 1641.2916 | 1691.4102 | 1716.948 | 1747.6132 | 1766.5626 | 1773.9654 | 1753.4383 | 1737.8254 | 1739.1792 | 1738.5864 | 1735.9528 | 2045.764
[10 empty] | 0 | 0 | 0 | 0 | 0 | 0 | 0 | 0 | 0 | 0 | 0 | 0 | 0 | 0 | 0 | 0 | 0 | 0 | 0 | 0 | 0 | 0 | 0 | 0 | 0 | 0 | 0 | 0
[10 empty] | 0 | 0 | 0 | 0 | 0 | 0 | 0 | 0 | 0 | 0 | 0 | 0 | 0 | 0 | 0 | 0 | 0 | 0 | 0 | 0 | 0 | 0 | 0 | 0 | 0 | 0 | 0 | 0
[10 empty] | 0 | 0 | 0 | 0 | 0 | 0 | 0 | 0 | 0 | 0 | 0 | 0 | 0 | 0 | 0 | 0 | 0 | 0 | 0 | 0 | 0 | 0 | 0 | 0 | 0 | 0 | 0 | 0
[10 empty] | 3543.64 | 5597.2213 | 7270.6433 | 8551.0346 | 9418.7205 | 9972.1295 | 10630.4981 | 11429.7932 | 12368.8728 | 13445.8069 | 14622.9572 | 15896.9098 | 17266.5313 | 18700.7427 | 20183.7493 | 21699.4169 | 23252.8063 | 24816.766 | 26373.3064 | 27933.0479 | 29488.852 | 31032.9866 | 32565.03 | 34088.4905 | 35619.163 | 37154.1247 | 38690.5209 | 40224.2217
[10 empty] | 0 | 0 | 0 | 0 | 0 | 0 | 0 | 0 | 0 | 0 | 0 | 0 | 0 | 0 | 0 | 0 | 0 | 0 | 0 | 0 | 0 | 0 | 0 | 0 | 0 | 0 | 0 | 0
[10 empty] | 0 | 0 | 0 | 0 | 0 | 0 | 0 | 0 | 0 | 0 | 0 | 0 | 0 | 0 | 0 | 0 | 0 | 0 | 0 | 0 | 0 | 0 | 0 | 0 | 0 | 0 | 0 | 0
[10 empty] | 0 | 0 | 0 | 0 | 0 | 0 | 0 | 0 | 0 | 0 | 0 | 0 | 0 | 0 | 0 | 0 | 0 | 0 | 0 | 0 | 0 | 0 | 0 | 0 | 0 | 0 | 0 | 0
[10 empty] | 0 | 2074.5968 | 1694.4375 | 1301.4068 | 888.7013 | 574.4245 | 679.384 | 821.4886 | 962.2547 | 1100.9273 | 1201.8253 | 1299.1956 | 1412.3244 | 1491.4644 | 1552.3845 | 1595.1496 | 1641.2916 | 1691.4102 | 1716.948 | 1747.6132 | 1766.5626 | 1773.9654 | 1753.4383 | 1737.8254 | 1739.1792 | 1738.5864 | 1735.9528 | 2045.764
[10 empty] | 0 | 0 | 0 | 0 | 0 | 0 | 0 | 0 | 0 | 0 | 0 | 0 | 0 | 0 | 0 | 0 | 0 | 0 | 0 | 0 | 0 | 0 | 0 | 0 | 0 | 0 | 0 | 0
[10 empty] | 0 | 0 | 0 | 0 | 0 | 0 | 0 | 0 | 0 | 0 | 0 | 0 | 0 | 0 | 0 | 0 | 0 | 0 | 0 | 0 | 0 | 0 | 0 | 0 | 0 | 0 | 0 | 0
[10 empty] | 0 | 0 | 0 | 0 | 0 | 0 | 0 | 0 | 0 | 0 | 0 | 0 | 0 | 0 | 0 | 0 | 0 | 0 | 0 | 0 | 0 | 0 | 0 | 0 | 0 | 0 | 0 | 0
[10 empty] | 3543.64 | 5597.2213 | 7270.6433 | 8551.0346 | 9418.7205 | 9972.1295 | 10630.4981 | 11429.7932 | 12368.8728 | 13445.8069 | 14622.9572 | 15896.9098 | 17266.5313 | 18700.7427 | 20183.7493 | 21699.4169 | 23252.8063 | 24816.766 | 26373.3064 | 27933.0479 | 29488.852 | 31032.9866 | 32565.03 | 34088.4905 | 35619.163 | 37154.1247 | 38690.5209 | 40224.2217
[10 empty] | 0 | 0 | 0 | 0 | 0 | 0 | 0 | 0 | 0 | 0 | 0 | 0 | 0 | 0 | 0 | 0 | 0 | 0 | 0 | 0 | 0 | 0 | 0 | 0 | 0 | 0 | 0 | 0
[10 empty] | 0 | 0 | 0 | 0 | 0 | 0 | 0 | 0 | 0 | 0 | 0 | 0 | 0 | 0 | 0 | 0 | 0 | 0 | 0 | 0 | 0 | 0 | 0 | 0 | 0 | 0 | 0 | 0
[10 empty] | 0 | 0 | 0 | 0 | 0 | 0 | 0 | 0 | 0 | 0 | 0 | 0 | 0 | 0 | 0 | 0 | 0 | 0 | 0 | 0 | 0 | 0 | 0 | 0 | 0 | 0 | 0 | 0
[10 empty] | 0 | 2074.5968 | 1694.4375 | 1301.4068 | 888.7013 | 574.4245 | 679.384 | 821.4886 | 962.2547 | 1100.9273 | 1201.8253 | 1299.1956 | 1412.3244 | 1491.4644 | 1552.3845 | 1595.1496 | 1641.2916 | 1691.4102 | 1716.948 | 1747.6132 | 1766.5626 | 1773.9654 | 1753.4383 | 1737.8254 | 1739.1792 | 1738.5864 | 1735.9528 | 2045.764
[10 empty] | 0 | 0 | 0 | 0 | 0 | 0 | 0 | 0 | 0 | 0 | 0 | 0 | 0 | 0 | 0 | 0 | 0 | 0 | 0 | 0 | 0 | 0 | 0 | 0 | 0 | 0 | 0 | 0
[10 empty] | 0 | 0 | 0 | 0 | 0 | 0 | 0 | 0 | 0 | 0 | 0 | 0 | 0 | 0 | 0 | 0 | 0 | 0 | 0 | 0 | 0 | 0 | 0 | 0 | 0 | 0 | 0 | 0
[10 empty] | 0 | 0 | 0 | 0 | 0 | 0 | 0 | 0 | 0 | 0 | 0 | 0 | 0 | 0 | 0 | 0 | 0 | 0 | 0 | 0 | 0 | 0 | 0 | 0 | 0 | 0 | 0 | 0
[10 empty] | 3543.64 | 5597.2213 | 7270.6433 | 8551.0346 | 9418.7205 | 9972.1295 | 10630.4981 | 11429.7932 | 12368.8728 | 13445.8069 | 14622.9572 | 15896.9098 | 17266.5313 | 18700.7427 | 20183.7493 | 21699.4169 | 23252.8063 | 24816.766 | 26373.3064 | 27933.0479 | 29488.852 | 31032.9866 | 32565.03 | 34088.4905 | 35619.163 | 37154.1247 | 38690.5209 | 40224.2217
[10 empty] | 0 | 0 | 0 | 0 | 0 | 0 | 0 | 0 | 0 | 0 | 0 | 0 | 0 | 0 | 0 | 0 | 0 | 0 | 0 | 0 | 0 | 0 | 0 | 0 | 0 | 0 | 0 | 0
[10 empty] | 0 | 0 | 0 | 0 | 0 | 0 | 0 | 0 | 0 | 0 | 0 | 0 | 0 | 0 | 0 | 0 | 0 | 0 | 0 | 0 | 0 | 0 | 0 | 0 | 0 | 0 | 0 | 0
[10 empty] | 0 | 0 | 0 | 0 | 0 | 0 | 0 | 0 | 0 | 0 | 0 | 0 | 0 | 0 | 0 | 0 | 0 | 0 | 0 | 0 | 0 | 0 | 0 | 0 | 0 | 0 | 0 | 0
[10 empty] | 0 | 2074.5968 | 1694.4375 | 1301.4068 | 888.7013 | 574.4245 | 679.384 | 821.4886 | 962.2547 | 1100.9273 | 1201.8253 | 1299.1956 | 1412.3244 | 1491.4644 | 1552.3845 | 1595.1496 | 1641.2916 | 1691.4102 | 1716.948 | 1747.6132 | 1766.5626 | 1773.9654 | 1753.4383 | 1737.8254 | 1739.1792 | 1738.5864 | 1735.9528 | 2045.764
[10 empty] | 0 | 0 | 0 | 0 | 0 | 0 | 0 | 0 | 0 | 0 | 0 | 0 | 0 | 0 | 0 | 0 | 0 | 0 | 0 | 0 | 0 | 0 | 0 | 0 | 0 | 0 | 0 | 0
[10 empty] | 0 | 0 | 0 | 0 | 0 | 0 | 0 | 0 | 0 | 0 | 0 | 0 | 0 | 0 | 0 | 0 | 0 | 0 | 0 | 0 | 0 | 0 | 0 | 0 | 0 | 0 | 0 | 0
[10 empty] | 0 | 0 | 0 | 0 | 0 | 0 | 0 | 0 | 0 | 0 | 0 | 0 | 0 | 0 | 0 | 0 | 0 | 0 | 0 | 0 | 0 | 0 | 0 | 0 | 0 | 0 | 0 | 0
[10 empty] | 3543.64 | 5597.2213 | 7270.6433 | 8551.0346 | 9418.7205 | 9972.1295 | 10630.4981 | 11429.7932 | 12368.8728 | 13445.8069 | 14622.9572 | 15896.9098 | 17266.5313 | 18700.7427 | 20183.7493 | 21699.4169 | 23252.8063 | 24816.766 | 26373.3064 | 27933.0479 | 29488.852 | 31032.9866 | 32565.03 | 34088.4905 | 35619.163 | 37154.1247 | 38690.5209 | 40224.2217
[10 empty] | 0 | 0 | 0 | 0 | 0 | 0 | 0 | 0 | 0 | 0 | 0 | 0 | 0 | 0 | 0 | 0 | 0 | 0 | 0 | 0 | 0 | 0 | 0 | 0 | 0 | 0 | 0 | 0
[10 empty] | 0 | 0 | 0 | 0 | 0 | 0 | 0 | 0 | 0 | 0 | 0 | 0 | 0 | 0 | 0 | 0 | 0 | 0 | 0 | 0 | 0 | 0 | 0 | 0 | 0 | 0 | 0 | 0
[10 empty] | 0 | 0 | 0 | 0 | 0 | 0 | 0 | 0 | 0 | 0 | 0 | 0 | 0 | 0 | 0 | 0 | 0 | 0 | 0 | 0 | 0 | 0 | 0 | 0 | 0 | 0 | 0 | 0
[10 empty] | 0 | 2074.5968 | 1694.4375 | 1301.4068 | 888.7013 | 574.4245 | 679.384 | 821.4886 | 962.2547 | 1100.9273 | 1201.8253 | 1299.1956 | 1412.3244 | 1491.4644 | 1552.3845 | 1595.1496 | 1641.2916 | 1691.4102 | 1716.948 | 1747.6132 | 1766.5626 | 1773.9654 | 1753.4383 | 1737.8254 | 1739.1792 | 1738.5864 | 1735.9528 | 2045.764
[10 empty] | 0 | 0 | 0 | 0 | 0 | 0 | 0 | 0 | 0 | 0 | 0 | 0 | 0 | 0 | 0 | 0 | 0 | 0 | 0 | 0 | 0 | 0 | 0 | 0 | 0 | 0 | 0 | 0
[10 empty] | 0 | 0 | 0 | 0 | 0 | 0 | 0 | 0 | 0 | 0 | 0 | 0 | 0 | 0 | 0 | 0 | 0 | 0 | 0 | 0 | 0 | 0 | 0 | 0 | 0 | 0 | 0 | 0
[10 empty] | 0 | 0 | 0 | 0 | 0 | 0 | 0 | 0 | 0 | 0 | 0 | 0 | 0 | 0 | 0 | 0 | 0 | 0 | 0 | 0 | 0 | 0 | 0 | 0 | 0 | 0 | 0 | 0
[10 empty] | 3543.64 | 5597.2213 | 7270.6433 | 8551.0346 | 9418.7205 | 9972.1295 | 10630.4981 | 11429.7932 | 12368.8728 | 13445.8069 | 14622.9572 | 15896.9098 | 17266.5313 | 18700.7427 | 20183.7493 | 21699.4169 | 23252.8063 | 24816.766 | 26373.3064 | 27933.0479 | 29488.852 | 31032.9866 | 32565.03 | 34088.4905 | 35619.163 | 37154.1247 | 38690.5209 | 40224.2217
[10 empty] | 0 | 0 | 0 | 0 | 0 | 0 | 0 | 0 | 0 | 0 | 0 | 0 | 0 | 0 | 0 | 0 | 0 | 0 | 0 | 0 | 0 | 0 | 0 | 0 | 0 | 0 | 0 | 0
[10 empty] | 0 | 0 | 0 | 0 | 0 | 0 | 0 | 0 | 0 | 0 | 0 | 0 | 0 | 0 | 0 | 0 | 0 | 0 | 0 | 0 | 0 | 0 | 0 | 0 | 0 | 0 | 0 | 0
[10 empty] | 0 | 0 | 0 | 0 | 0 | 0 | 0 | 0 | 0 | 0 | 0 | 0 | 0 | 0 | 0 | 0 | 0 | 0 | 0 | 0 | 0 | 0 | 0 | 0 | 0 | 0 | 0 | 0
[10 empty] | 0 | 2074.5968 | 1694.4375 | 1301.4068 | 888.7013 | 574.4245 | 679.384 | 821.4886 | 962.2547 | 1100.9273 | 1201.8253 | 1299.1956 | 1412.3244 | 1491.4644 | 1552.3845 | 1595.1496 | 1641.2916 | 1691.4102 | 1716.948 | 1747.6132 | 1766.5626 | 1773.9654 | 1753.4383 | 1737.8254 | 1739.1792 | 1738.5864 | 1735.9528 | 2045.764
[10 empty] | 0 | 0 | 0 | 0 | 0 | 0 | 0 | 0 | 0 | 0 | 0 | 0 | 0 | 0 | 0 | 0 | 0 | 0 | 0 | 0 | 0 | 0 | 0 | 0 | 0 | 0 | 0 | 0
[10 empty] | 0 | 0 | 0 | 0 | 0 | 0 | 0 | 0 | 0 | 0 | 0 | 0 | 0 | 0 | 0 | 0 | 0 | 0 | 0 | 0 | 0 | 0 | 0 | 0 | 0 | 0 | 0 | 0
[10 empty] | 0 | 0 | 0 | 0 | 0 | 0 | 0 | 0 | 0 | 0 | 0 | 0 | 0 | 0 | 0 | 0 | 0 | 0 | 0 | 0 | 0 | 0 | 0 | 0 | 0 | 0 | 0 | 0
[10 empty] | 3543.64 | 5597.2213 | 7270.6433 | 8551.0346 | 9418.7205 | 9972.1295 | 10630.4981 | 11429.7932 | 12368.8728 | 13445.8069 | 14622.9572 | 15896.9098 | 17266.5313 | 18700.7427 | 20183.7493 | 20183.7493 | 21699.4169 | 23263.3766 | 24819.917 | 26379.6585 | 27935.4626 | 29479.5972 | 31011.6406 | 32535.1011 | 34065.7736 | 34065.7736 | 35600.7352 | 37134.4361
[10 empty] | -30.7677 | -30.7677 | -30.7677 | -30.7677 | -30.7677 | -30.7677 | -30.7677 | -30.7677 | -30.7677 | -30.7677 | -30.7677 | -30.7677 | -30.7677 | -30.7677 | -30.7677 | -30.7677 | -30.7677 | -30.7677 | -30.7677 | -30.7677 | -30.2132 | -29.019 | -26.381 | -23.9827 | -21.8024 | -21.8024 | -19.8204 | -18.0185
[10 empty] | 0 | 0 | 0 | 0 | 0 | 0 | 0 | 0 | 0 | 0 | 0 | 0 | 0 | 0 | 0 | 0 | 0 | 0 | 0 | 0 | 0 | 0 | 0 | 0 | 0 | 0 | 0 | 0
[10 empty] | 0 | 0 | 0 | 0 | 0 | 0 | 0 | 0 | 0 | 0 | 0 | 0 | 0 | 0 | 0 | 0 | 0 | 0 | 0 | 0 | 0 | 0 | 0 | 0 | 0 | 0 | 0 | 0
[10 empty] | 0 | 2053.5813 | 1673.422 | 1280.3913 | 867.6858 | 553.4091 | 658.3686 | 799.2951 | 939.0796 | 1076.9341 | 1177.1503 | 1273.9526 | 1369.6214 | 1434.2114 | 1483.0066 | 1483.0066 | 1515.6676 | 1563.9597 | 1556.5404 | 1559.7415 | 1620.7651 | 1683.0095 | 1835.662 | 1986.1666 | 2103.4437 | 2103.4437 | 2172.0619 | 2191.7634
[10 empty] | 0 | 0 | 0 | 0 | 0 | 0 | 0 | 0 | 0 | 0 | 0 | 0 | 0 | 0 | 0 | 0 | 0 | 0 | 0 | 0 | 0 | 0 | 0 | 0 | 0 | 0 | 0 | 0
[10 empty] | 0 | 0 | 0 | 0 | 0 | 0 | 0 | 0 | 0 | 0 | 0 | 0 | 0 | 0 | 0 | 0 | 0 | 0 | 0 | 0 | 0 | 0 | 0 | 0 | 0 | 0 | 0 | 0
[10 empty] | 0 | 0 | 0 | 0 | 0 | 0 | 0 | 0 | 0 | 0 | 0 | 0 | 0 | 0 | 0 | 0 | 0 | 0 | 0 | 0 | 0 | 0 | 0 | 0 | 0 | 0 | 0 | 0
[10 empty] | 0 | 36.0003 | 82.6804 | 131.5023 | 181.5882 | 232.9997 | 285.8014 | 345.4514 | 406.6594 | 469.4565 | 533.8747 | 599.9461 | 667.7038 | 737.1812 | 808.4125 | 881.4323 | 956.2761 | 1032.9798 | 1111.5799 | 1192.1138 | 1274.6194 | 1359.1352 | 1445.7005 | 1534.3553 | 1625.1403 | 1718.0968 | 1813.267 | 1910.6938
[10 empty] | 0 | 0 | 0 | 0 | 0 | 0 | 0 | 0 | 0 | 0 | 0 | 0 | 0 | 0 | 0 | 0 | 0 | 0 | 0 | 0 | 0 | 0 | 0 | 0 | 0 | 0 | 0 | 0
[10 empty] | 0 | 0 | 0 | 0 | 0 | 0 | 0 | 0 | 0 | 0 | 0 | 0 | 0 | 0 | 0 | 0 | 0 | 0 | 0 | 0 | 0 | 0 | 0 | 0 | 0 | 0 | 0 | 0
[10 empty] | 0 | 0 | 0 | 0 | 0 | 0 | 0 | 0 | 0 | 0 | 0 | 0 | 0 | 0 | 0 | 0 | 0 | 0 | 0 | 0 | 0 | 0 | 0 | 0 | 0 | 0 | 0 | 0
[10 empty] | 0 | 36.0003 | 46.68 | 48.8219 | 50.0858 | 51.4116 | 52.8016 | 59.65 | 61.208 | 62.7972 | 64.4181 | 66.0714 | 67.7577 | 69.4774 | 76.3742 | 84.0966 | 91.3127 | 97.975 | 104.1773 | 110.0002 | 116.2838 | 132.7016 | 139.95 | 144.2398 | 148.2363 | 152.2664 | 156.3376 | 162.7619
[10 empty] | 0 | 0 | 0 | 0 | 0 | 0 | 0 | 0 | 0 | 0 | 0 | 0 | 0 | 0 | 0 | 0 | 0 | 0 | 0 | 0 | 0 | 0 | 0 | 0 | 0 | 0 | 0 | 0
[10 empty] | 0 | 0 | 0 | 0 | 0 | 0 | 0 | 0 | 0 | 0 | 0 | 0 | 0 | 0 | 0 | 0 | 0 | 0 | 0 | 0 | 0 | 0 | 0 | 0 | 0 | 0 | 0 | 0
[10 empty] | 0 | 0 | 0 | 0 | 0 | 0 | 0 | 0 | 0 | 0 | 0 | 0 | 0 | 0 | 0 | 0 | 0 | 0 | 0 | 0 | 0 | 0 | 0 | 0 | 0 | 0 | 0 | 0
[10 empty] | 110360.6814 | 110184.1043 | 110007.8097 | 109831.7972 | 109656.0663 | 109480.6166 | 109305.4476 | 109130.5589 | 108955.95 | 108781.6205 | 108607.5699 | 108433.7978 | 108260.3037 | 108087.0872 | 107914.1479 | 107741.4853 | 107569.0989 | 107396.9883 | 107225.1531 | 107053.5929 | 106882.3071 | 106711.2955 | 106540.5574
[10 empty] | 89.7294 | 87.1253 | 86.8852 | 80.728 | 72.0759 | 62.8872 | 53.4971 | 42.8051 | 35.6082 | 31.953 | 29.1132 | 27.1745 | 25.8307 | 24.5868 | 23.5063 | 22.5829 | 21.9111 | 21.2015 | 20.5647 | 20.0313 | 19.7441 | 19.4363 | 19.151
[10 empty] | 5.9784 | 5.8049 | 5.7889 | 5.3787 | 4.8022 | 4.19 | 3.5644 | 2.852 | 2.3725 | 2.1289 | 1.9397 | 1.8106 | 1.721 | 1.6382 | 1.5662 | 1.5046 | 1.4599 | 1.4126 | 1.3702 | 1.3346 | 1.3155 | 1.295 | 1.276
[10 empty] | 32.547 | 31.6024 | 31.5153 | 29.282 | 26.1436 | 22.8107 | 19.4047 | 15.5264 | 12.916 | 11.5901 | 10.5601 | 9.8568 | 9.3694 | 8.9182 | 8.5263 | 8.1914 | 7.9477 | 7.6903 | 7.4593 | 7.2658 | 7.1616 | 7.05 | 6.9465
[10 empty] | 0 | 31830.9635 | 23631.3073 | 18169.7047 | 16564.996 | 14288.2559 | 14975.7078 | 16836.7985 | 12148.6126 | 10932.8055 | 8909.1568 | 6446.1087 | 8096.7757 | 8971.6234 | 9227.8646 | 10893.8339 | 10837.8953 | 12953.4448 | 12101.4552 | 10981.1316 | 10426.8739 | 10404.53 | 9251.2434
[10 empty] | 793.5276 | 777.0043 | 774.1577 | 449.1475 | 446.6489 | 439.9062 | 249.7973 | 247.8371 | 245.7796 | 243.7849 | 220.6542 | 218.408 | 216.0334 | 213.7829 | 211.6938 | 209.6794 | 207.896 | 206.1641 | 204.5367 | 202.92 | 201.2748 | 199.5677 | 200.1477
[10 empty] | 0.052871 | 0.05177 | 0.05158 | 0.029926 | 0.029759 | 0.02931 | 0.016643 | 0.016513 | 0.016376 | 0.016243 | 0.014702 | 0.014552 | 0.014394 | 0.014244 | 0.014105 | 0.01397 | 0.013852 | 0.013736 | 0.013628 | 0.01352 | 0.01341 | 0.013297 | 0.013335
[10 empty] | 0.28783 | 0.28184 | 0.28081 | 0.16292 | 0.16201 | 0.15956 | 0.090607 | 0.089896 | 0.08915 | 0.088427 | 0.080037 | 0.079222 | 0.07836 | 0.077544 | 0.076786 | 0.076056 | 0.075409 | 0.074781 | 0.07419 | 0.073604 | 0.073007 | 0.072388 | 0.072598
[10 empty] | 110360.6814 | 110184.1043 | 110007.8097 | 109831.7972 | 109656.0663 | 109480.6166 | 109305.4476 | 109130.5589 | 108955.95 | 108781.6205 | 108607.5699 | 108433.7978 | 108260.3037 | 108087.0872 | 107914.1479 | 107741.4853 | 107569.0989 | 107396.9883 | 107225.1531 | 107053.5929 | 106882.3071 | 106711.2955 | 106540.5574
[10 empty] | 89.7294 | 87.1253 | 86.8852 | 77.3364 | 65.6424 | 53.9361 | 44.5762 | 34.4614 | 28.6173 | 26.7741 | 25.4288 | 24.8094 | 23.9366 | 22.8992 | 21.7752 | 20.6819 | 19.7891 | 18.5811 | 17.6385 | 16.9608 | 16.7629 | 16.5935 | 16.5048
[10 empty] | 5.9784 | 5.8049 | 5.7889 | 5.1527 | 4.3736 | 3.5936 | 2.97 | 2.2961 | 1.9067 | 1.7839 | 1.6943 | 1.653 | 1.5948 | 1.5257 | 1.4508 | 1.378 | 1.3185 | 1.238 | 1.1752 | 1.1301 | 1.1169 | 1.1056 | 1.0997
[10 empty] | 32.547 | 31.6024 | 31.5153 | 28.0517 | 23.8101 | 19.5639 | 16.1688 | 12.5 | 10.3802 | 9.7116 | 9.2236 | 8.999 | 8.6824 | 8.3061 | 7.8984 | 7.5018 | 7.178 | 6.7398 | 6.3979 | 6.1521 | 6.0803 | 6.0189 | 5.9867
[10 empty] | 0 | 31830.9635 | 23631.3073 | 18169.7047 | 16564.996 | 14288.2559 | 14069.2558 | 15424.8654 | 9558.2073 | 7129.5757 | 4980.1339 | 2097.6887 | 5164.2371 | 7328.3586 | 8628.7915 | 10808.4487 | 11369.6796 | 14729.5259 | 12758.2908 | 10589.876 | 8818.0146 | 8412.0621 | 6664.503
[10 empty] | 793.5276 | 777.0043 | 774.1577 | 262.4799 | 263.4537 | 264.1199 | 175.0723 | 175.5175 | 175.9255 | 176.3178 | 148.8588 | 149.1958 | 149.4272 | 149.7089 | 150.0804 | 150.4749 | 151.0117 | 151.5602 | 152.162 | 152.7467 | 153.2842 | 153.7461 | 154.193
[10 empty] | 0.052871 | 0.05177 | 0.05158 | 0.017488 | 0.017553 | 0.017598 | 0.011665 | 0.011694 | 0.011721 | 0.011748 | 0.0099181 | 0.0099405 | 0.009956 | 0.0099747 | 0.0099995 | 0.010026 | 0.010062 | 0.010098 | 0.010138 | 0.010177 | 0.010213 | 0.010244 | 0.010273
[10 empty] | 0.28783 | 0.28184 | 0.28081 | 0.095208 | 0.095561 | 0.095803 | 0.063503 | 0.063664 | 0.063812 | 0.063955 | 0.053995 | 0.054117 | 0.054201 | 0.054303 | 0.054438 | 0.054581 | 0.054776 | 0.054974 | 0.055193 | 0.055405 | 0.0556 | 0.055767 | 0.055929
[10 empty] | 110360.6814 | 110184.1043 | 110007.8097 | 109831.7972 | 109656.0663 | 109480.6166 | 109305.4476 | 109130.5589 | 108955.95 | 108781.6205 | 108607.5699 | 108433.7978 | 108260.3037 | 108087.0872 | 107914.1479 | 107741.4853 | 107569.0989 | 107396.9883 | 107225.1531 | 107053.5929 | 106882.3071 | 106711.2955 | 106540.5574
[10 empty] | 89.7294 | 87.1253 | 86.8852 | 77.3364 | 65.6424 | 53.9361 | 44.5762 | 34.4614 | 28.6173 | 26.7741 | 25.4288 | 24.8094 | 23.9366 | 22.8992 | 21.7752 | 20.6819 | 19.7891 | 18.5811 | 17.6385 | 16.9608 | 16.7629 | 16.5935 | 16.5048
[10 empty] | 5.9784 | 5.8049 | 5.7889 | 5.1527 | 4.3736 | 3.5936 | 2.97 | 2.2961 | 1.9067 | 1.7839 | 1.6943 | 1.653 | 1.5948 | 1.5257 | 1.4508 | 1.378 | 1.3185 | 1.238 | 1.1752 | 1.1301 | 1.1169 | 1.1056 | 1.0997
[10 empty] | 32.547 | 31.6024 | 31.5153 | 28.0517 | 23.8101 | 19.5639 | 16.1688 | 12.5 | 10.3802 | 9.7116 | 9.2236 | 8.999 | 8.6824 | 8.3061 | 7.8984 | 7.5018 | 7.178 | 6.7398 | 6.3979 | 6.1521 | 6.0803 | 6.0189 | 5.9867
[10 empty] | 0 | 31830.9635 | 23631.3073 | 18169.7047 | 16564.996 | 14288.2559 | 14069.2558 | 15424.8654 | 9558.2073 | 7129.5757 | 4980.1339 | 2097.6887 | 5164.2371 | 7328.3586 | 8628.7915 | 10808.4487 | 11369.6796 | 14729.5259 | 12758.2908 | 10589.876 | 8818.0146 | 8412.0621 | 6664.503
[10 empty] | 793.5276 | 777.0043 | 774.1577 | 262.4799 | 263.4537 | 264.1199 | 175.0723 | 175.5175 | 175.9255 | 176.3178 | 148.8588 | 149.1958 | 149.4272 | 149.7089 | 150.0804 | 150.4749 | 151.0117 | 151.5602 | 152.162 | 152.7467 | 153.2842 | 153.7461 | 154.193
[10 empty] | 0.052871 | 0.05177 | 0.05158 | 0.017488 | 0.017553 | 0.017598 | 0.011665 | 0.011694 | 0.011721 | 0.011748 | 0.0099181 | 0.0099405 | 0.009956 | 0.0099747 | 0.0099995 | 0.010026 | 0.010062 | 0.010098 | 0.010138 | 0.010177 | 0.010213 | 0.010244 | 0.010273
[10 empty] | 0.28783 | 0.28184 | 0.28081 | 0.095208 | 0.095561 | 0.095803 | 0.063503 | 0.063664 | 0.063812 | 0.063955 | 0.053995 | 0.054117 | 0.054201 | 0.054303 | 0.054438 | 0.054581 | 0.054776 | 0.054974 | 0.055193 | 0.055405 | 0.0556 | 0.055767 | 0.055929

## Raw Equipment Purchases (hidden)
Key | Sector | Segment | Vintage | End Use | Fuel | Technology | Equipment | Label | Potential | 2013 | 2014 | 2015 | 2016 | 2017 | 2018 | 2019 | 2020 | 2021 | 2022 | 2023 | 2024 | 2025 | 2026 | 2027 | 2028 | 2029 | 2030 | 2031 | 2032 | 2033 | 2034 | 2035 | 2036 | 2037 | 2038 | 2039 | 2040
[10 empty] | 0 | 222.7935 | 354.686 | 363.329 | 371.7453 | 0 | 0 | 0 | 0 | 0 | 0 | 0 | 0 | 0 | 0 | 0 | 0 | 0 | 0 | 0 | 0 | 0 | 0 | 0 | 0 | 0 | 0 | 0
[10 empty] | 0 | 68.5172 | 0 | 0 | 0 | 379.5877 | 386.9544 | 393.9299 | 400.5873 | 421.274 | 439.7191 | 474.3741 | 504.8293 | 531.7039 | 536.5507 | 542.8564 | 550.3272 | 558.7856 | 568.0307 | 577.9044 | 588.2844 | 699.6818 | 701.2181 | 705.9464 | 715.9026 | 729.6648 | 746.2334 | 762.1129
[10 empty] | 0 | 0 | 0 | 0 | 0 | 0 | 0 | 0 | 0 | 0 | 0 | 0 | 0 | 0 | 0 | 0 | 0 | 0 | 0 | 0 | 0 | 0 | 0 | 0 | 0 | 0 | 0 | 0
[10 empty] | 0 | 53.9887 | 0 | 0 | 0 | 0 | 0 | 0 | 0 | 0 | 0 | 0 | 0 | 0 | 0 | 0 | 0 | 0 | 0 | 0 | 0 | 0 | 0 | 0 | 0 | 0 | 0 | 0
[10 empty] | 0 | 0 | 0 | 0 | 0 | 0 | 0 | 0 | 0 | 0 | 0 | 0 | 0 | 0 | 0 | 0 | 0 | 0 | 0 | 0 | 0 | 0 | 0 | 0 | 0 | 0 | 0 | 0
[10 empty] | 0 | 0 | 0 | 0 | 0 | 0 | 0 | 0 | 0 | 0 | 0 | 0 | 0 | 0 | 0 | 0 | 0 | 0 | 0 | 0 | 0 | 0 | 0 | 0 | 0 | 0 | 0 | 0
[10 empty] | 0 | 0 | 0 | 0 | 0 | 0 | 0 | 0 | 0 | 0 | 0 | 0 | 0 | 0 | 0 | 0 | 0 | 0 | 0 | 0 | 0 | 0 | 0 | 0 | 0 | 0 | 0 | 0
[10 empty] | 0 | 0 | 0 | 0 | 0 | 0 | 0 | 0 | 0 | 0 | 0 | 0 | 0 | 0 | 0 | 0 | 0 | 0 | 0 | 0 | 0 | 0 | 0 | 0 | 0 | 0 | 0 | 0
[10 empty] | 0 | 0 | 0 | 0 | 0 | 0 | 0 | 0 | 0 | 0 | 0 | 0 | 0 | 0 | 0 | 0 | 0 | 0 | 0 | 0 | 0 | 0 | 0 | 0 | 0 | 0 | 0 | 0
[10 empty] | 0 | 0 | 0 | 0 | 0 | 0 | 0 | 0 | 0 | 0 | 0 | 0 | 0 | 0 | 0 | 0 | 0 | 0 | 0 | 0 | 0 | 0 | 0 | 0 | 0 | 0 | 0 | 0
[10 empty] | 0 | 719.1259 | 1925.5408 | 1504.7743 | 1224.3551 | 1224.7048 | 1224.2819 | 1462.5393 | 1620.0872 | 1723.9164 | 1987.6309 | 1955.6304 | 1796.0822 | 2093.2568 | 1674.0677 | 1435.5788 | 1382.1882 | 1452.734 | 1533.6543 | 1720.4112 | 1818.637 | 1821.2341 | 1951.6169 | 1843.4499 | 1668.3701 | 1622.7452 | 1476.8373 | 1441.1931
[10 empty] | 0 | 0 | 0 | 0 | 0 | 0 | 0 | 0 | 0 | 0 | 0 | 0 | 0 | 0 | 0 | 0 | 0 | 0 | 0 | 0 | 0 | 0 | 0 | 0 | 0 | 0 | 0 | 0
[10 empty] | 0 | 0 | 0 | 0 | 0 | 0 | 0 | 0 | 0 | 0 | 0 | 0 | 0 | 0 | 0 | 0 | 0 | 0 | 0 | 0 | 0 | 0 | 0 | 0 | 0 | 0 | 0 | 0
[10 empty] | 0 | 1838.0388 | 0 | 0 | 0 | 0 | 0 | 0 | 0 | 0 | 0 | 0 | 0 | 0 | 0 | 0 | 0 | 0 | 0 | 0 | 0 | 0 | 0 | 0 | 0 | 0 | 0 | 0
[10 empty] | 0 | 0 | 0 | 0 | 0 | 0 | 0 | 0 | 0 | 0 | 0 | 0 | 0 | 0 | 0 | 0 | 0 | 0 | 0 | 0 | 0 | 0 | 0 | 0 | 0 | 0 | 0 | 0
[10 empty] | 0 | 0 | 0 | 0 | 0 | 0 | 0 | 0 | 0 | 0 | 0 | 0 | 0 | 0 | 0 | 0 | 0 | 0 | 0 | 0 | 0 | 0 | 0 | 0 | 0 | 0 | 0 | 0
[10 empty] | 0 | 0 | 0 | 0 | 0 | 0 | 0 | 0 | 0 | 0 | 0 | 0 | 0 | 0 | 0 | 0 | 0 | 0 | 0 | 0 | 0 | 0 | 0 | 0 | 0 | 0 | 0 | 0
[10 empty] | 0 | 0 | 0 | 0 | 0 | 0 | 0 | 0 | 0 | 0 | 0 | 0 | 0 | 0 | 0 | 0 | 0 | 0 | 0 | 0 | 0 | 0 | 0 | 0 | 0 | 0 | 0 | 0
[10 empty] | 0 | 0 | 0 | 0 | 0 | 0 | 0 | 0 | 0 | 0 | 0 | 0 | 0 | 0 | 0 | 0 | 0 | 0 | 0 | 0 | 0 | 0 | 0 | 0 | 0 | 0 | 0 | 0
[10 empty] | 0 | 0 | 0 | 0 | 0 | 0 | 0 | 0 | 0 | 0 | 0 | 0 | 0 | 0 | 0 | 0 | 0 | 0 | 0 | 0 | 0 | 0 | 0 | 0 | 0 | 0 | 0 | 0
[10 empty] | 0 | 845.7116 | 2012.5554 | 2020.3402 | 2028.2511 | 2036.2904 | 2044.4601 | 2052.7623 | 2061.1992 | 2069.7729 | 2078.4856 | 2087.3397 | 2096.3374 | 2105.481 | 2182.2444 | 2250.614 | 2311.8308 | 2366.9589 | 2416.9113 | 2462.4711 | 2504.3103 | 3127.1462 | 3081.9761 | 3046.221 | 3018.5838 | 2997.9537 | 2983.3793 | 2983.6847
[10 empty] | 0 | 845.7116 | 0 | 0 | 0 | 0 | 0 | 0 | 0 | 0 | 0 | 0 | 0 | 0 | 0 | 0 | 0 | 0 | 0 | 0 | 0 | 0 | 0 | 0 | 0 | 0 | 0 | 0
[10 empty] | 0 | 313.4718 | 0 | 0 | 0 | 0 | 0 | 0 | 0 | 0 | 0 | 0 | 0 | 0 | 0 | 0 | 0 | 0 | 0 | 0 | 0 | 0 | 0 | 0 | 0 | 0 | 0 | 0
[10 empty] | 0 | 0 | 0 | 0 | 0 | 0 | 0 | 0 | 0 | 0 | 0 | 0 | 0 | 0 | 0 | 0 | 0 | 0 | 0 | 0 | 0 | 0 | 0 | 0 | 0 | 0 | 0 | 0
[10 empty] | 0 | 0 | 0 | 0 | 0 | 0 | 0 | 0 | 0 | 0 | 0 | 0 | 0 | 0 | 0 | 0 | 0 | 0 | 0 | 0 | 0 | 0 | 0 | 0 | 0 | 0 | 0 | 0
[10 empty] | 0 | 0 | 0 | 0 | 0 | 0 | 0 | 0 | 0 | 0 | 0 | 0 | 0 | 0 | 0 | 0 | 0 | 0 | 0 | 0 | 0 | 0 | 0 | 0 | 0 | 0 | 0 | 0
[10 empty] | 0 | 0 | 0 | 0 | 0 | 0 | 0 | 0 | 0 | 0 | 0 | 0 | 0 | 0 | 0 | 0 | 0 | 0 | 0 | 0 | 0 | 0 | 0 | 0 | 0 | 0 | 0 | 0
[10 empty] | 0 | 0 | 0 | 0 | 0 | 0 | 0 | 0 | 0 | 0 | 0 | 0 | 0 | 0 | 0 | 0 | 0 | 0 | 0 | 0 | 0 | 0 | 0 | 0 | 0 | 0 | 0 | 0
[10 empty] | 0 | 0 | 0 | 0 | 0 | 0 | 0 | 0 | 0 | 0 | 0 | 0 | 0 | 0 | 0 | 0 | 0 | 0 | 0 | 0 | 0 | 0 | 0 | 0 | 0 | 0 | 0 | 0
[10 empty] | 0 | 0 | 0 | 0 | 0 | 0 | 0 | 0 | 0 | 0 | 0 | 0 | 0 | 0 | 0 | 0 | 0 | 0 | 0 | 0 | 0 | 0 | 0 | 0 | 0 | 0 | 0 | 0
[10 empty] | 0 | 110.9146 | 110.7371 | 110.56 | 110.3831 | 110.2065 | 110.0301 | 109.8541 | 109.6783 | 109.5028 | 109.3276 | 109.1527 | 108.978 | 108.8037 | 108.6296 | 108.4558 | 108.2823 | 108.109 | 107.936 | 107.7633 | 107.5909 | 107.4188 | 107.2469 | 107.0753 | 106.904 | 106.7329 | 106.5622 | 141.0844
[10 empty] | 0 | 0 | 0 | 0 | 0 | 0 | 0 | 0 | 0 | 0 | 0 | 0 | 0 | 0 | 0 | 0 | 0 | 0 | 0 | 0 | 0 | 0 | 0 | 0 | 0 | 0 | 0 | 0
[10 empty] | 0 | 0 | 0 | 0 | 0 | 0 | 0 | 0 | 0 | 0 | 0 | 0 | 0 | 0 | 0 | 0 | 0 | 0 | 0 | 0 | 0 | 0 | 0 | 0 | 0 | 0 | 0 | 0
[10 empty] | 0 | 0 | 0 | 0 | 0 | 0 | 0 | 0 | 0 | 0 | 0 | 0 | 0 | 0 | 0 | 0 | 0 | 0 | 0 | 0 | 0 | 0 | 0 | 0 | 0 | 0 | 0 | 0
[10 empty] | 0 | 0 | 0 | 0 | 0 | 0 | 0 | 0 | 0 | 0 | 0 | 0 | 0 | 0 | 0 | 0 | 0 | 0 | 0 | 0 | 0 | 0 | 0 | 0 | 0 | 0 | 0 | 0
[10 empty] | 0 | 0 | 0 | 0 | 0 | 0 | 0 | 0 | 0 | 0 | 0 | 0 | 0 | 0 | 0 | 0 | 0 | 0 | 0 | 0 | 0 | 0 | 0 | 0 | 0 | 0 | 0 | 0
[10 empty] | 0 | 0 | 0 | 0 | 0 | 0 | 0 | 0 | 0 | 0 | 0 | 0 | 0 | 0 | 0 | 0 | 0 | 0 | 0 | 0 | 0 | 0 | 0 | 0 | 0 | 0 | 0 | 0
[10 empty] | 0 | 0 | 0 | 0 | 0 | 0 | 0 | 0 | 0 | 0 | 0 | 0 | 0 | 0 | 0 | 0 | 0 | 0 | 0 | 0 | 0 | 0 | 0 | 0 | 0 | 0 | 0 | 0
[10 empty] | 0 | 0 | 0 | 0 | 0 | 0 | 0 | 0 | 0 | 0 | 0 | 0 | 0 | 0 | 0 | 0 | 0 | 0 | 0 | 0 | 0 | 0 | 0 | 0 | 0 | 0 | 0 | 0
[10 empty] | 0 | 0 | 0 | 0 | 0 | 0 | 0 | 0 | 0 | 0 | 0 | 0 | 0 | 0 | 0 | 0 | 0 | 0 | 0 | 0 | 0 | 0 | 0 | 0 | 0 | 0 | 0 | 0
[10 empty] | 0 | 1434.2455 | 1806.8039 | 1855.9083 | 1896.5828 | 1932.2808 | 1963.563 | 1990.9269 | 2014.8141 | 2007.5586 | 2000.7684 | 2082.7426 | 2155.0006 | 2218.6365 | 2101.1335 | 2031.1851 | 2031.8284 | 2007.9771 | 1990.9153 | 1979.3323 | 1972.1675 | 1968.5301 | 1965.0881 | 2322.8677 | 2381.1228 | 2517.0713 | 2407.1605 | 2377.8186
[10 empty] | 0 | 0 | 0 | 0 | 0 | 0 | 0 | 0 | 0 | 0 | 0 | 0 | 0 | 0 | 0 | 0 | 0 | 0 | 0 | 0 | 0 | 0 | 0 | 0 | 0 | 0 | 0 | 0
[10 empty] | 0 | 0 | 0 | 0 | 0 | 0 | 0 | 0 | 0 | 0 | 0 | 0 | 0 | 0 | 0 | 0 | 0 | 0 | 0 | 0 | 0 | 0 | 0 | 0 | 0 | 0 | 0 | 0
[10 empty] | 0 | 0 | 0 | 0 | 0 | 0 | 0 | 0 | 0 | 0 | 0 | 0 | 0 | 0 | 0 | 0 | 0 | 0 | 0 | 0 | 0 | 0 | 0 | 0 | 0 | 0 | 0 | 0
[10 empty] | 0 | 633.5433 | 0 | 0 | 0 | 0 | 0 | 0 | 0 | 0 | 0 | 0 | 0 | 0 | 0 | 0 | 0 | 0 | 0 | 0 | 0 | 0 | 0 | 0 | 0 | 0 | 0 | 0
[10 empty] | 0 | 0 | 326.8639 | 0 | 0 | 0 | 0 | 0 | 0 | 0 | 0 | 0 | 0 | 0 | 0 | 0 | 0 | 0 | 0 | 0 | 0 | 0 | 0 | 0 | 0 | 0 | 0 | 0
[10 empty] | 0 | 0 | 0 | 335.7472 | 0 | 0 | 0 | 0 | 0 | 0 | 0 | 0 | 0 | 0 | 0 | 0 | 0 | 0 | 0 | 0 | 0 | 0 | 0 | 0 | 0 | 0 | 0 | 0
[10 empty] | 0 | 0 | 0 | 0 | 343.1055 | 349.5636 | 355.2227 | 360.1731 | 364.4945 | 363.1819 | 361.9535 | 376.7832 | 389.8552 | 401.3674 | 380.1102 | 367.4561 | 367.5725 | 363.2576 | 360.171 | 358.0755 | 356.7794 | 356.1213 | 355.4987 | 420.2236 | 430.7623 | 455.3564 | 435.4728 | 430.1646
[10 empty] | 0 | 0 | 0 | 0 | 0 | 0 | 0 | 0 | 0 | 0 | 0 | 0 | 0 | 0 | 0 | 0 | 0 | 0 | 0 | 0 | 0 | 0 | 0 | 0 | 0 | 0 | 0 | 0
[10 empty] | 0 | 0 | 0 | 0 | 0 | 0 | 0 | 0 | 0 | 0 | 0 | 0 | 0 | 0 | 0 | 0 | 0 | 0 | 0 | 0 | 0 | 0 | 0 | 0 | 0 | 0 | 0 | 0
[10 empty] | 0 | 465.0343 | 569.7407 | 569.6893 | 568.7005 | 567.7244 | 566.7595 | 565.8042 | 564.8575 | 554.7903 | 546.0609 | 567.2191 | 585.1658 | 600.3644 | 568.7446 | 554.0623 | 560.6657 | 557.222 | 554.3943 | 552.0527 | 550.1045 | 659.3342 | 666.0257 | 645.8985 | 630.8953 | 672.5096 | 633.5326 | 621.9534
[10 empty] | 0 | 0 | 0 | 0 | 0 | 0 | 0 | 0 | 0 | 0 | 0 | 0 | 0 | 0 | 0 | 0 | 0 | 0 | 0 | 0 | 0 | 0 | 0 | 0 | 0 | 0 | 0 | 0
[10 empty] | 0 | 0 | 0 | 0 | 0 | 0 | 0 | 0 | 0 | 0 | 0 | 0 | 0 | 0 | 0 | 0 | 0 | 0 | 0 | 0 | 0 | 0 | 0 | 0 | 0 | 0 | 0 | 0
[10 empty] | 0 | 0 | 0 | 0 | 0 | 0 | 0 | 0 | 0 | 0 | 0 | 0 | 0 | 0 | 0 | 0 | 0 | 0 | 0 | 0 | 0 | 0 | 0 | 0 | 0 | 0 | 0 | 0
[10 empty] | 0 | 209.2255 | 0 | 0 | 0 | 0 | 0 | 0 | 0 | 0 | 0 | 0 | 0 | 0 | 0 | 0 | 0 | 0 | 0 | 0 | 0 | 0 | 0 | 0 | 0 | 0 | 0 | 0
[10 empty] | 0 | 0 | 104.6299 | 0 | 0 | 0 | 0 | 0 | 0 | 0 | 0 | 0 | 0 | 0 | 0 | 0 | 0 | 0 | 0 | 0 | 0 | 0 | 0 | 0 | 0 | 0 | 0 | 0
[10 empty] | 0 | 0 | 0 | 104.6205 | 0 | 0 | 0 | 0 | 0 | 0 | 0 | 0 | 0 | 0 | 0 | 0 | 0 | 0 | 0 | 0 | 0 | 0 | 0 | 0 | 0 | 0 | 0 | 0
[10 empty] | 0 | 0 | 0 | 0 | 104.4389 | 104.2597 | 104.0825 | 103.907 | 103.7332 | 101.8844 | 100.2813 | 104.1669 | 107.4627 | 110.2538 | 104.447 | 101.7507 | 102.9634 | 102.3309 | 101.8117 | 101.3816 | 101.0238 | 121.0833 | 122.3122 | 118.6159 | 115.8607 | 123.5029 | 116.345 | 114.2185
[10 empty] | 0 | 0 | 0 | 0 | 0 | 0 | 0 | 0 | 0 | 0 | 0 | 0 | 0 | 0 | 0 | 0 | 0 | 0 | 0 | 0 | 0 | 0 | 0 | 0 | 0 | 0 | 0 | 0
[10 empty] | 0 | 0 | 0 | 0 | 0 | 0 | 0 | 0 | 0 | 0 | 0 | 0 | 0 | 0 | 0 | 0 | 0 | 0 | 0 | 0 | 0 | 0 | 0 | 0 | 0 | 0 | 0 | 0
[10 empty] | 0 | 1340.4442 | 0 | 0 | 0 | 0 | 0 | 0 | 0 | 0 | 0 | 0 | 0 | 0 | 0 | 0 | 0 | 0 | 0 | 0 | 0 | 0 | 0 | 0 | 0 | 0 | 0 | 0
[10 empty] | 0 | 0 | 3651.9585 | 3646.1154 | 3912.4963 | 4557.2757 | 4983.3159 | 5479.5885 | 5538.7537 | 5288.1886 | 5169.7604 | 5075.5486 | 4873.6073 | 4670.3444 | 4418.0575 | 4133.0124 | 4063.9084 | 3874.9665 | 4034.175 | 3979.9457 | 3917.3815 | 4164.4442 | 4074.4987 | 4599.7887 | 4413.8191 | 4464.786 | 4605.0983 | 4717.0186
[10 empty] | 0 | 1501.9355 | 749.7662 | 748.5666 | 803.256 | 935.6326 | 1023.1008 | 1124.9882 | 1137.1351 | 1085.6928 | 1061.3789 | 1042.0367 | 1000.5771 | 958.8461 | 907.0503 | 848.5291 | 834.3417 | 795.5509 | 828.2372 | 817.1037 | 804.2589 | 854.9822 | 836.5159 | 944.3607 | 906.1801 | 916.6439 | 945.4508 | 968.4286
[10 empty] | 0 | 3132.7982 | 1563.8929 | 1561.3906 | 1675.464 | 1951.5805 | 2134.0254 | 0 | 0 | 0 | 0 | 0 | 0 | 0 | 0 | 0 | 0 | 0 | 0 | 0 | 0 | 0 | 0 | 0 | 0 | 0 | 0 | 0
[10 empty] | 0 | 0 | 0 | 0 | 0 | 0 | 0 | 2346.5462 | 2371.8827 | 2264.5822 | 2213.8672 | 2173.5225 | 0 | 0 | 0 | 0 | 0 | 0 | 0 | 0 | 0 | 0 | 0 | 0 | 0 | 0 | 0 | 0
[10 empty] | 0 | 0 | 0 | 0 | 0 | 0 | 0 | 0 | 0 | 0 | 0 | 0 | 2087.0444 | 2000.0003 | 1891.9625 | 1769.8965 | 1740.3038 | 1659.3924 | 1727.571 | 1704.3481 | 1677.556 | 1783.3567 | 1744.8389 | 1969.786 | 1890.1474 | 1911.9732 | 1972.0597 | 2019.9878
[10 empty] | 0 | 0 | 0 | 0 | 0 | 0 | 0 | 0 | 0 | 0 | 0 | 0 | 0 | 0 | 0 | 0 | 0 | 0 | 0 | 0 | 0 | 0 | 0 | 0 | 0 | 0 | 0 | 0
[10 empty] | 0 | 0 | 0 | 0 | 0 | 0 | 0 | 0 | 0 | 0 | 0 | 0 | 0 | 0 | 0 | 0 | 0 | 0 | 0 | 0 | 0 | 0 | 0 | 0 | 0 | 0 | 0 | 0
[10 empty] | 0 | 0 | 0 | 0 | 0 | 0 | 0 | 0 | 0 | 0 | 0 | 0 | 0 | 0 | 0 | 0 | 0 | 0 | 0 | 0 | 0 | 0 | 0 | 0 | 0 | 0 | 0 | 0
[10 empty] | 0 | 0 | 0 | 0 | 0 | 0 | 0 | 0 | 0 | 0 | 0 | 0 | 0 | 0 | 0 | 0 | 0 | 0 | 0 | 0 | 0 | 0 | 0 | 0 | 0 | 0 | 0 | 0
[10 empty] | 0 | 2543.3307 | 0 | 0 | 0 | 0 | 0 | 0 | 0 | 0 | 0 | 0 | 0 | 0 | 0 | 0 | 0 | 0 | 0 | 0 | 0 | 0 | 0 | 0 | 0 | 0 | 0 | 0
[10 empty] | 0 | 0 | 2539.2614 | 2535.1986 | 2531.1423 | 2527.0924 | 2523.0491 | 2519.0122 | 2514.9818 | 2510.9578 | 2506.9403 | 2502.9292 | 2498.9245 | 2494.9262 | 2490.9343 | 2486.9488 | 2482.9697 | 2478.997 | 2475.0306 | 2471.0705 | 2467.1168 | 2341.5243 | 2240.6175 | 2159.4286 | 2093.9896 | 2682.714 | 2352.5965 | 2246.5073
[10 empty] | 0 | 833.9437 | 0 | 0 | 0 | 0 | 0 | 0 | 0 | 0 | 0 | 0 | 0 | 0 | 0 | 0 | 0 | 0 | 0 | 0 | 0 | 0 | 0 | 0 | 0 | 0 | 0 | 0
[10 empty] | 0 | 0 | 0 | 0 | 0 | 0 | 0 | 0 | 0 | 0 | 0 | 0 | 0 | 0 | 0 | 0 | 0 | 0 | 0 | 0 | 0 | 0 | 0 | 0 | 0 | 0 | 0 | 0
[10 empty] | 0 | 0 | 0 | 0 | 0 | 0 | 0 | 0 | 0 | 0 | 0 | 0 | 0 | 0 | 0 | 0 | 0 | 0 | 0 | 0 | 0 | 0 | 0 | 0 | 0 | 0 | 0 | 0
[10 empty] | 0 | 0 | 0 | 0 | 0 | 0 | 0 | 0 | 0 | 0 | 0 | 0 | 0 | 0 | 0 | 0 | 0 | 0 | 0 | 0 | 0 | 0 | 0 | 0 | 0 | 0 | 0 | 0
[10 empty] | 0 | 0 | 0 | 0 | 0 | 0 | 0 | 0 | 0 | 0 | 0 | 0 | 0 | 0 | 0 | 0 | 0 | 0 | 0 | 0 | 0 | 0 | 0 | 0 | 0 | 0 | 0 | 0
[10 empty] | 0 | 0 | 0 | 0 | 0 | 0 | 0 | 0 | 0 | 0 | 0 | 0 | 0 | 0 | 0 | 0 | 0 | 0 | 0 | 0 | 0 | 0 | 0 | 0 | 0 | 0 | 0 | 0
[10 empty] | 0 | 0 | 0 | 0 | 0 | 0 | 0 | 0 | 0 | 0 | 0 | 0 | 0 | 0 | 0 | 0 | 0 | 0 | 0 | 0 | 0 | 0 | 0 | 0 | 0 | 0 | 0 | 0
[10 empty] | 0 | 0 | 0 | 0 | 0 | 0 | 0 | 0 | 0 | 0 | 0 | 0 | 0 | 0 | 0 | 0 | 0 | 0 | 0 | 0 | 0 | 0 | 0 | 0 | 0 | 0 | 0 | 0
[10 empty] | 0 | 5329.6155 | 8200.0461 | 9497.6141 | 11301.2301 | 12697.0672 | 12521.6529 | 12369.0146 | 11836.3417 | 11862.9222 | 11862.0489 | 11581.1505 | 11443.7187 | 11282.2215 | 11256.8246 | 11832.9185 | 11328.79 | 11454.7001 | 11446.955 | 11476.5135 | 11539.8605 | 11419.2852 | 11419.8224 | 11400.6835 | 11390.7881 | 11370.811 | 11330.2872 | 11312.8018
[10 empty] | 0 | 970.9906 | 484.7185 | 561.4199 | 668.0347 | 750.545 | 740.1759 | 731.1532 | 699.666 | 701.2372 | 701.1856 | 684.5812 | 676.4574 | 666.9111 | 665.4098 | 699.4637 | 669.6638 | 677.1065 | 676.6487 | 678.396 | 682.1405 | 675.0131 | 675.0449 | 673.9135 | 673.3286 | 672.1477 | 669.7523 | 668.7187
[10 empty] | 0 | 1554.2451 | 775.8792 | 898.6536 | 1069.3097 | 1201.3822 | 1184.7847 | 1170.3423 | 1119.9414 | 1122.4564 | 1122.3738 | 1095.7955 | 1082.7918 | 1067.5111 | 1065.1081 | 1119.6175 | 1071.9174 | 1083.8309 | 1083.098 | 1085.8948 | 1091.8887 | 1080.48 | 1080.5308 | 1078.7199 | 1077.7836 | 1075.8934 | 1072.0591 | 1070.4046
[10 empty] | 0 | 3241.9077 | 1618.3603 | 1874.4482 | 2230.4097 | 2505.892 | 2471.2723 | 0 | 0 | 0 | 0 | 0 | 0 | 0 | 0 | 0 | 0 | 0 | 0 | 0 | 0 | 0 | 0 | 0 | 0 | 0 | 0 | 0
[10 empty] | 0 | 0 | 0 | 0 | 0 | 0 | 0 | 2441.1476 | 2336.0193 | 2341.2652 | 2341.0929 | 2285.6548 | 0 | 0 | 0 | 0 | 0 | 0 | 0 | 0 | 0 | 0 | 0 | 0 | 0 | 0 | 0 | 0
[10 empty] | 0 | 0 | 0 | 0 | 0 | 0 | 0 | 0 | 0 | 0 | 0 | 0 | 2258.5313 | 2226.6582 | 2221.6459 | 2335.3437 | 2235.849 | 2260.6985 | 2259.17 | 2265.0036 | 2277.5058 | 2253.7091 | 2253.8151 | 2250.0378 | 2248.0849 | 2244.1422 | 2236.1444 | 2232.6935
[10 empty] | 0 | 0 | 0 | 0 | 0 | 0 | 0 | 0 | 0 | 0 | 0 | 0 | 0 | 0 | 0 | 0 | 0 | 0 | 0 | 0 | 0 | 0 | 0 | 0 | 0 | 0 | 0 | 0
[10 empty] | 0 | 0 | 0 | 0 | 0 | 0 | 0 | 0 | 0 | 0 | 0 | 0 | 0 | 0 | 0 | 0 | 0 | 0 | 0 | 0 | 0 | 0 | 0 | 0 | 0 | 0 | 0 | 0
[10 empty] | 0 | 0 | 0 | 0 | 0 | 0 | 0 | 0 | 0 | 0 | 0 | 0 | 0 | 0 | 0 | 0 | 0 | 0 | 0 | 0 | 0 | 0 | 0 | 0 | 0 | 0 | 0 | 0
[10 empty] | 0 | 0 | 0 | 0 | 0 | 0 | 0 | 0 | 0 | 0 | 0 | 0 | 0 | 0 | 0 | 0 | 0 | 0 | 0 | 0 | 0 | 0 | 0 | 0 | 0 | 0 | 0 | 0
[10 empty] | 0 | 2328.6637 | 0 | 0 | 0 | 0 | 0 | 0 | 0 | 0 | 0 | 0 | 0 | 0 | 0 | 0 | 0 | 0 | 0 | 0 | 0 | 0 | 0 | 0 | 0 | 0 | 0 | 0
[10 empty] | 0 | 0 | 4687.6066 | 5194.5524 | 6207.3212 | 6933.3041 | 7955.8408 | 8046.7248 | 7981.3378 | 8143.6906 | 8099.702 | 8097.4665 | 7957.5559 | 7841.2499 | 7775.9363 | 7681.3123 | 7607.6467 | 7524.3335 | 7457.848 | 8110.9237 | 7625.7771 | 7745.2618 | 7768.8645 | 7796.1513 | 7942.8461 | 7838.2605 | 7861.2616 | 7866.9411
[10 empty] | 0 | 1184.1273 | 591.1164 | 655.0432 | 782.7553 | 874.3032 | 1003.2471 | 1014.7077 | 1006.4623 | 1026.9353 | 1021.3883 | 1021.1064 | 1003.4634 | 988.7969 | 980.5608 | 968.6285 | 959.3391 | 948.8332 | 940.4492 | 1022.8033 | 961.6254 | 976.6927 | 979.669 | 983.1099 | 1001.6084 | 988.42 | 991.3205 | 992.0366
[10 empty] | 0 | 3548.7828 | 1771.5524 | 1963.1386 | 2345.8868 | 2620.2521 | 3006.6919 | 0 | 0 | 0 | 0 | 0 | 0 | 0 | 0 | 0 | 0 | 0 | 0 | 0 | 0 | 0 | 0 | 0 | 0 | 0 | 0 | 0
[10 empty] | 0 | 0 | 0 | 0 | 0 | 0 | 0 | 3041.039 | 3016.3278 | 3077.6845 | 3061.0603 | 3060.2154 | 0 | 0 | 0 | 0 | 0 | 0 | 0 | 0 | 0 | 0 | 0 | 0 | 0 | 0 | 0 | 0
[10 empty] | 0 | 0 | 0 | 0 | 0 | 0 | 0 | 0 | 0 | 0 | 0 | 0 | 3007.34 | 2963.3854 | 2938.7019 | 2902.9413 | 2875.1014 | 2843.6155 | 2818.4891 | 3065.3012 | 2881.9533 | 2927.1093 | 2936.0293 | 2946.3416 | 3001.7809 | 2962.2556 | 2970.9482 | 2973.0946
[10 empty] | 0 | 0 | 0 | 0 | 0 | 0 | 0 | 0 | 0 | 0 | 0 | 0 | 0 | 0 | 0 | 0 | 0 | 0 | 0 | 0 | 0 | 0 | 0 | 0 | 0 | 0 | 0 | 0
[10 empty] | 0 | 0 | 0 | 0 | 0 | 0 | 0 | 0 | 0 | 0 | 0 | 0 | 0 | 0 | 0 | 0 | 0 | 0 | 0 | 0 | 0 | 0 | 0 | 0 | 0 | 0 | 0 | 0
[10 empty] | 0 | 0 | 0 | 0 | 0 | 0 | 0 | 0 | 0 | 0 | 0 | 0 | 0 | 0 | 0 | 0 | 0 | 0 | 0 | 0 | 0 | 0 | 0 | 0 | 0 | 0 | 0 | 0
[10 empty] | 0 | 0 | 0 | 0 | 0 | 0 | 0 | 0 | 0 | 0 | 0 | 0 | 0 | 0 | 0 | 0 | 0 | 0 | 0 | 0 | 0 | 0 | 0 | 0 | 0 | 0 | 0 | 0
[10 empty] | 0 | 1543.9824 | 3178.2847 | 3305.7982 | 3418.1858 | 3517.151 | 3604.2056 | 3639.8357 | 3670.7503 | 3993.3424 | 4278.455 | 4530.3077 | 4351.6924 | 4208.9589 | 4096.2084 | 4008.4156 | 3941.3066 | 3891.2534 | 3850.7226 | 3818.1279 | 3824.4189 | 4765.9072 | 4768.7234 | 4746.7085 | 4707.1383 | 4655.7626 | 4597.0788 | 4522.3773
[10 empty] | 0 | 786.028 | 0 | 0 | 0 | 0 | 0 | 0 | 0 | 0 | 0 | 0 | 0 | 0 | 0 | 0 | 0 | 0 | 0 | 0 | 0 | 0 | 0 | 0 | 0 | 0 | 0 | 0
[10 empty] | 0 | 520.1763 | 0 | 0 | 0 | 0 | 0 | 0 | 0 | 0 | 0 | 0 | 0 | 0 | 0 | 0 | 0 | 0 | 0 | 0 | 0 | 0 | 0 | 0 | 0 | 0 | 0 | 0
[10 empty] | 0 | 183.5394 | 0 | 0 | 0 | 0 | 0 | 0 | 0 | 0 | 0 | 0 | 0 | 0 | 0 | 0 | 0 | 0 | 0 | 0 | 0 | 0 | 0 | 0 | 0 | 0 | 0 | 0
[10 empty] | 0 | 0 | 0 | 0 | 0 | 0 | 0 | 0 | 0 | 0 | 0 | 0 | 0 | 0 | 0 | 0 | 0 | 0 | 0 | 0 | 0 | 0 | 0 | 0 | 0 | 0 | 0 | 0
[10 empty] | 0 | 0 | 0 | 0 | 0 | 0 | 0 | 0 | 0 | 0 | 0 | 0 | 0 | 0 | 0 | 0 | 0 | 0 | 0 | 0 | 0 | 0 | 0 | 0 | 0 | 0 | 0 | 0
[10 empty] | 0 | 0 | 0 | 0 | 0 | 0 | 0 | 0 | 0 | 0 | 0 | 0 | 0 | 0 | 0 | 0 | 0 | 0 | 0 | 0 | 0 | 0 | 0 | 0 | 0 | 0 | 0 | 0
[10 empty] | 0 | 0 | 0 | 0 | 0 | 0 | 0 | 0 | 0 | 0 | 0 | 0 | 0 | 0 | 0 | 0 | 0 | 0 | 0 | 0 | 0 | 0 | 0 | 0 | 0 | 0 | 0 | 0
[10 empty] | 0 | 0 | 0 | 0 | 0 | 0 | 0 | 0 | 0 | 0 | 0 | 0 | 0 | 0 | 0 | 0 | 0 | 0 | 0 | 0 | 0 | 0 | 0 | 0 | 0 | 0 | 0 | 0
[10 empty] | 0 | 0 | 0 | 0 | 0 | 0 | 0 | 0 | 0 | 0 | 0 | 0 | 0 | 0 | 0 | 0 | 0 | 0 | 0 | 0 | 0 | 0 | 0 | 0 | 0 | 0 | 0 | 0
[10 empty] | 0 | 2171.4351 | 3932.9778 | 3450.8119 | 3065.2787 | 2787.2693 | 2564.5342 | 2385.8995 | 2329.4903 | 2630.0809 | 2775.298 | 2815.5156 | 3027.1434 | 3489.7071 | 3718.8876 | 3320.7103 | 3084.3378 | 2949.6111 | 2862.3871 | 2844.0591 | 2949.92 | 3801.7494 | 3155.1395 | 3134.4268 | 3134.9745 | 3182.0933 | 3157.2164 | 2999.1761
[10 empty] | 0 | 1025.936 | 0 | 0 | 0 | 0 | 0 | 0 | 0 | 0 | 0 | 0 | 0 | 0 | 0 | 0 | 0 | 0 | 0 | 0 | 0 | 0 | 0 | 0 | 0 | 0 | 0 | 0
[10 empty] | 0 | 641.804 | 0 | 0 | 0 | 0 | 0 | 0 | 0 | 0 | 0 | 0 | 0 | 0 | 0 | 0 | 0 | 0 | 0 | 0 | 0 | 0 | 0 | 0 | 0 | 0 | 0 | 0
[10 empty] | 0 | 372.324 | 0 | 0 | 0 | 0 | 0 | 0 | 0 | 0 | 0 | 0 | 0 | 0 | 0 | 0 | 0 | 0 | 0 | 0 | 0 | 0 | 0 | 0 | 0 | 0 | 0 | 0
[10 empty] | 0 | 131.3711 | 0 | 0 | 0 | 0 | 0 | 0 | 0 | 0 | 0 | 0 | 0 | 0 | 0 | 0 | 0 | 0 | 0 | 0 | 0 | 0 | 0 | 0 | 0 | 0 | 0 | 0
[10 empty] | 0 | 0 | 0 | 0 | 0 | 0 | 0 | 0 | 0 | 0 | 0 | 0 | 0 | 0 | 0 | 0 | 0 | 0 | 0 | 0 | 0 | 0 | 0 | 0 | 0 | 0 | 0 | 0
[10 empty] | 0 | 0 | 0 | 0 | 0 | 0 | 0 | 0 | 0 | 0 | 0 | 0 | 0 | 0 | 0 | 0 | 0 | 0 | 0 | 0 | 0 | 0 | 0 | 0 | 0 | 0 | 0 | 0
[10 empty] | 0 | 0 | 0 | 0 | 0 | 0 | 0 | 0 | 0 | 0 | 0 | 0 | 0 | 0 | 0 | 0 | 0 | 0 | 0 | 0 | 0 | 0 | 0 | 0 | 0 | 0 | 0 | 0
[10 empty] | 0 | 0 | 0 | 0 | 0 | 0 | 0 | 0 | 0 | 0 | 0 | 0 | 0 | 0 | 0 | 0 | 0 | 0 | 0 | 0 | 0 | 0 | 0 | 0 | 0 | 0 | 0 | 0
[10 empty] | 0 | 0 | 0 | 0 | 0 | 0 | 0 | 0 | 0 | 0 | 0 | 0 | 0 | 0 | 0 | 0 | 0 | 0 | 0 | 0 | 0 | 0 | 0 | 0 | 0 | 0 | 0 | 0
[10 empty] | 0 | 575.5259 | 813.8067 | 869.8899 | 918.303 | 960.1452 | 1033.1718 | 1096.1184 | 1150.4284 | 1197.3394 | 1237.9119 | 1285.533 | 1326.7216 | 1413.8011 | 1488.8188 | 1553.5017 | 1476.8917 | 1420.9066 | 1381.3249 | 1354.7117 | 1338.2796 | 1335.0331 | 1341.6528 | 1573.6593 | 1580.4308 | 1589.8453 | 1602.91 | 1618.5092
[10 empty] | 0 | 173.245 | 0 | 0 | 0 | 0 | 0 | 0 | 0 | 0 | 0 | 0 | 0 | 0 | 0 | 0 | 0 | 0 | 0 | 0 | 0 | 0 | 0 | 0 | 0 | 0 | 0 | 0
[10 empty] | 0 | 0 | 0 | 0 | 0 | 0 | 0 | 0 | 0 | 0 | 0 | 0 | 0 | 0 | 0 | 0 | 0 | 0 | 0 | 0 | 0 | 0 | 0 | 0 | 0 | 0 | 0 | 0
[10 empty] | 0 | 0 | 0 | 0 | 0 | 0 | 0 | 0 | 0 | 0 | 0 | 0 | 0 | 0 | 0 | 0 | 0 | 0 | 0 | 0 | 0 | 0 | 0 | 0 | 0 | 0 | 0 | 0
[10 empty] | 0 | 0 | 0 | 0 | 0 | 0 | 0 | 0 | 0 | 0 | 0 | 0 | 0 | 0 | 0 | 0 | 0 | 0 | 0 | 0 | 0 | 0 | 0 | 0 | 0 | 0 | 0 | 0
[10 empty] | 0 | 0 | 0 | 0 | 0 | 0 | 0 | 0 | 0 | 0 | 0 | 0 | 0 | 0 | 0 | 0 | 0 | 0 | 0 | 0 | 0 | 0 | 0 | 0 | 0 | 0 | 0 | 0
[10 empty] | 0 | 0 | 0 | 0 | 0 | 0 | 0 | 0 | 0 | 0 | 0 | 0 | 0 | 0 | 0 | 0 | 0 | 0 | 0 | 0 | 0 | 0 | 0 | 0 | 0 | 0 | 0 | 0
[10 empty] | 0 | 0 | 0 | 0 | 0 | 0 | 0 | 0 | 0 | 0 | 0 | 0 | 0 | 0 | 0 | 0 | 0 | 0 | 0 | 0 | 0 | 0 | 0 | 0 | 0 | 0 | 0 | 0
[10 empty] | 0 | 0 | 0 | 0 | 0 | 0 | 0 | 0 | 0 | 0 | 0 | 0 | 0 | 0 | 0 | 0 | 0 | 0 | 0 | 0 | 0 | 0 | 0 | 0 | 0 | 0 | 0 | 0
[10 empty] | 0 | 0 | 0 | 0 | 0 | 0 | 0 | 0 | 0 | 0 | 0 | 0 | 0 | 0 | 0 | 0 | 0 | 0 | 0 | 0 | 0 | 0 | 0 | 0 | 0 | 0 | 0 | 0
[10 empty] | 0 | 4429.9503 | 4252.4788 | 4099.9112 | 3968.6598 | 4388.9981 | 4747.3207 | 5052.5665 | 5312.386 | 5533.3275 | 5360.5667 | 5187.6783 | 5018.1921 | 4854.6233 | 4773.8922 | 4755.3175 | 4782.4585 | 6103.3069 | 5955.3006 | 5811.279 | 5669.6392 | 5681.4685 | 5651.0516 | 5598.6751 | 5538.4231 | 5479.7214 | 5503.7397 | 5503.3205
[10 empty] | 0 | 0 | 0 | 0 | 0 | 0 | 0 | 0 | 0 | 0 | 0 | 0 | 0 | 0 | 0 | 0 | 0 | 0 | 0 | 0 | 0 | 0 | 0 | 0 | 0 | 0 | 0 | 0
[10 empty] | 0 | 0 | 0 | 0 | 0 | 0 | 0 | 0 | 0 | 0 | 0 | 0 | 0 | 0 | 0 | 0 | 0 | 0 | 0 | 0 | 0 | 0 | 0 | 0 | 0 | 0 | 0 | 0
[10 empty] | 0 | 0 | 0 | 0 | 0 | 0 | 0 | 0 | 0 | 0 | 0 | 0 | 0 | 0 | 0 | 0 | 0 | 0 | 0 | 0 | 0 | 0 | 0 | 0 | 0 | 0 | 0 | 0
[10 empty] | 0 | 0 | 0 | 0 | 0 | 0 | 0 | 0 | 0 | 0 | 0 | 0 | 0 | 0 | 0 | 0 | 0 | 0 | 0 | 0 | 0 | 0 | 0 | 0 | 0 | 0 | 0 | 0
[10 empty] | 0 | 0 | 0 | 0 | 0 | 0 | 0 | 0 | 0 | 0 | 0 | 0 | 0 | 0 | 0 | 0 | 0 | 0 | 0 | 0 | 0 | 0 | 0 | 0 | 0 | 0 | 0 | 0
[10 empty] | 0 | 0 | 0 | 0 | 0 | 0 | 0 | 0 | 0 | 0 | 0 | 0 | 0 | 0 | 0 | 0 | 0 | 0 | 0 | 0 | 0 | 0 | 0 | 0 | 0 | 0 | 0 | 0
[10 empty] | 0 | 0 | 0 | 0 | 0 | 0 | 0 | 0 | 0 | 0 | 0 | 0 | 0 | 0 | 0 | 0 | 0 | 0 | 0 | 0 | 0 | 0 | 0 | 0 | 0 | 0 | 0 | 0
[10 empty] | 0 | 0 | 0 | 0 | 0 | 0 | 0 | 0 | 0 | 0 | 0 | 0 | 0 | 0 | 0 | 0 | 0 | 0 | 0 | 0 | 0 | 0 | 0 | 0 | 0 | 0 | 0 | 0
[10 empty] | 0 | 0 | 0 | 0 | 0 | 0 | 0 | 0 | 0 | 0 | 0 | 0 | 0 | 0 | 0 | 0 | 0 | 0 | 0 | 0 | 0 | 0 | 0 | 0 | 0 | 0 | 0 | 0
[10 empty] | 0 | 2696.0822 | 2882.6742 | 2944.1974 | 2998.9151 | 3047.5836 | 3090.875 | 3270.992 | 3431.1267 | 3573.4994 | 3700.0838 | 3812.6341 | 3716.7076 | 3639.1571 | 3577.0904 | 3528.0309 | 3489.8612 | 3460.7741 | 3454.9632 | 3467.622 | 3494.725 | 4399.3179 | 4370.8363 | 4332.5348 | 4287.8083 | 4239.3241 | 4189.1519 | 4182.4802
[10 empty] | 0 | 117.4126 | 0 | 0 | 0 | 0 | 0 | 0 | 0 | 0 | 0 | 0 | 0 | 0 | 0 | 0 | 0 | 0 | 0 | 0 | 0 | 0 | 0 | 0 | 0 | 0 | 0 | 0
[10 empty] | 0 | 0 | 0 | 0 | 0 | 0 | 0 | 0 | 0 | 0 | 0 | 0 | 0 | 0 | 0 | 0 | 0 | 0 | 0 | 0 | 0 | 0 | 0 | 0 | 0 | 0 | 0 | 0
[10 empty] | 0 | 0 | 0 | 0 | 0 | 0 | 0 | 0 | 0 | 0 | 0 | 0 | 0 | 0 | 0 | 0 | 0 | 0 | 0 | 0 | 0 | 0 | 0 | 0 | 0 | 0 | 0 | 0
[10 empty] | 0 | 0 | 0 | 0 | 0 | 0 | 0 | 0 | 0 | 0 | 0 | 0 | 0 | 0 | 0 | 0 | 0 | 0 | 0 | 0 | 0 | 0 | 0 | 0 | 0 | 0 | 0 | 0
[10 empty] | 0 | 0 | 0 | 0 | 0 | 0 | 0 | 0 | 0 | 0 | 0 | 0 | 0 | 0 | 0 | 0 | 0 | 0 | 0 | 0 | 0 | 0 | 0 | 0 | 0 | 0 | 0 | 0
[10 empty] | 0 | 0 | 0 | 0 | 0 | 0 | 0 | 0 | 0 | 0 | 0 | 0 | 0 | 0 | 0 | 0 | 0 | 0 | 0 | 0 | 0 | 0 | 0 | 0 | 0 | 0 | 0 | 0
[10 empty] | 0 | 0 | 0 | 0 | 0 | 0 | 0 | 0 | 0 | 0 | 0 | 0 | 0 | 0 | 0 | 0 | 0 | 0 | 0 | 0 | 0 | 0 | 0 | 0 | 0 | 0 | 0 | 0
[10 empty] | 0 | 0 | 0 | 0 | 0 | 0 | 0 | 0 | 0 | 0 | 0 | 0 | 0 | 0 | 0 | 0 | 0 | 0 | 0 | 0 | 0 | 0 | 0 | 0 | 0 | 0 | 0 | 0
[10 empty] | 0 | 0 | 0 | 0 | 0 | 0 | 0 | 0 | 0 | 0 | 0 | 0 | 0 | 0 | 0 | 0 | 0 | 0 | 0 | 0 | 0 | 0 | 0 | 0 | 0 | 0 | 0 | 0
[10 empty] | 0 | 319.4587 | 3213.3848 | 3232.6141 | 3252.2849 | 3272.4075 | 3292.9923 | 3314.0497 | 3335.5908 | 3357.6266 | 3497.099 | 3623.0701 | 3737.6161 | 3842.5202 | 3939.314 | 4029.3142 | 4113.6528 | 5124.0696 | 5072.3819 | 5052.6111 | 5058.3747 | 5084.5011 | 5126.8145 | 5181.9572 | 5247.2419 | 5320.5294 | 5567.1632 | 5772.6214
[10 empty] | 0 | 2875.1285 | 0 | 0 | 0 | 0 | 0 | 0 | 0 | 0 | 0 | 0 | 0 | 0 | 0 | 0 | 0 | 0 | 0 | 0 | 0 | 0 | 0 | 0 | 0 | 0 | 0 | 0
[10 empty] | 0 | 0 | 0 | 0 | 0 | 0 | 0 | 0 | 0 | 0 | 0 | 0 | 0 | 0 | 0 | 0 | 0 | 0 | 0 | 0 | 0 | 0 | 0 | 0 | 0 | 0 | 0 | 0
[10 empty] | 0 | 0 | 0 | 0 | 0 | 0 | 0 | 0 | 0 | 0 | 0 | 0 | 0 | 0 | 0 | 0 | 0 | 0 | 0 | 0 | 0 | 0 | 0 | 0 | 0 | 0 | 0 | 0
[10 empty] | 0 | 0 | 0 | 0 | 0 | 0 | 0 | 0 | 0 | 0 | 0 | 0 | 0 | 0 | 0 | 0 | 0 | 0 | 0 | 0 | 0 | 0 | 0 | 0 | 0 | 0 | 0 | 0
[10 empty] | 0 | 0 | 0 | 0 | 0 | 0 | 0 | 0 | 0 | 0 | 0 | 0 | 0 | 0 | 0 | 0 | 0 | 0 | 0 | 0 | 0 | 0 | 0 | 0 | 0 | 0 | 0 | 0
[10 empty] | 0 | 0 | 0 | 0 | 0 | 0 | 0 | 0 | 0 | 0 | 0 | 0 | 0 | 0 | 0 | 0 | 0 | 0 | 0 | 0 | 0 | 0 | 0 | 0 | 0 | 0 | 0 | 0
[10 empty] | 0 | 0 | 0 | 0 | 0 | 0 | 0 | 0 | 0 | 0 | 0 | 0 | 0 | 0 | 0 | 0 | 0 | 0 | 0 | 0 | 0 | 0 | 0 | 0 | 0 | 0 | 0 | 0
[10 empty] | 0 | 0 | 0 | 0 | 0 | 0 | 0 | 0 | 0 | 0 | 0 | 0 | 0 | 0 | 0 | 0 | 0 | 0 | 0 | 0 | 0 | 0 | 0 | 0 | 0 | 0 | 0 | 0
[10 empty] | 0 | 0 | 0 | 0 | 0 | 0 | 0 | 0 | 0 | 0 | 0 | 0 | 0 | 0 | 0 | 0 | 0 | 0 | 0 | 0 | 0 | 0 | 0 | 0 | 0 | 0 | 0 | 0
[10 empty] | 0 | 1514.8208 | 2060.9954 | 2249.1612 | 2407.2562 | 2539.7141 | 2650.3164 | 2742.2886 | 2868.8795 | 2974.2653 | 3061.577 | 3133.4848 | 3192.2663 | 3060.2015 | 2945.9073 | 2846.7787 | 2760.5936 | 2685.4567 | 2575.0031 | 2467.2488 | 2400.0716 | 2363.5523 | 2349.8131 | 2352.6315 | 2367.1242 | 2956.6687 | 2888.8813 | 2917.8364
[10 empty] | 0 | 649.2089 | 0 | 0 | 0 | 0 | 0 | 0 | 0 | 0 | 0 | 0 | 0 | 0 | 0 | 0 | 0 | 0 | 0 | 0 | 0 | 0 | 0 | 0 | 0 | 0 | 0 | 0
[10 empty] | 0 | 0 | 0 | 0 | 0 | 0 | 0 | 0 | 0 | 0 | 0 | 0 | 0 | 0 | 0 | 0 | 0 | 0 | 0 | 0 | 0 | 0 | 0 | 0 | 0 | 0 | 0 | 0
[10 empty] | 0 | 0 | 0 | 0 | 0 | 0 | 0 | 0 | 0 | 0 | 0 | 0 | 0 | 0 | 0 | 0 | 0 | 0 | 0 | 0 | 0 | 0 | 0 | 0 | 0 | 0 | 0 | 0
[10 empty] | 0 | 0 | 0 | 0 | 0 | 0 | 0 | 0 | 0 | 0 | 0 | 0 | 0 | 0 | 0 | 0 | 0 | 0 | 0 | 0 | 0 | 0 | 0 | 0 | 0 | 0 | 0 | 0
[10 empty] | 0 | 0 | 0 | 0 | 0 | 0 | 0 | 0 | 0 | 0 | 0 | 0 | 0 | 0 | 0 | 0 | 0 | 0 | 0 | 0 | 0 | 0 | 0 | 0 | 0 | 0 | 0 | 0
[10 empty] | 0 | 0 | 0 | 0 | 0 | 0 | 0 | 0 | 0 | 0 | 0 | 0 | 0 | 0 | 0 | 0 | 0 | 0 | 0 | 0 | 0 | 0 | 0 | 0 | 0 | 0 | 0 | 0
[10 empty] | 0 | 0 | 0 | 0 | 0 | 0 | 0 | 0 | 0 | 0 | 0 | 0 | 0 | 0 | 0 | 0 | 0 | 0 | 0 | 0 | 0 | 0 | 0 | 0 | 0 | 0 | 0 | 0
[10 empty] | 0 | 0 | 0 | 0 | 0 | 0 | 0 | 0 | 0 | 0 | 0 | 0 | 0 | 0 | 0 | 0 | 0 | 0 | 0 | 0 | 0 | 0 | 0 | 0 | 0 | 0 | 0 | 0
[10 empty] | 0 | 0 | 0 | 0 | 0 | 0 | 0 | 0 | 0 | 0 | 0 | 0 | 0 | 0 | 0 | 0 | 0 | 0 | 0 | 0 | 0 | 0 | 0 | 0 | 0 | 0 | 0 | 0
[10 empty] | 0 | 4413.8477 | 4394.9376 | 4379.1318 | 4365.9893 | 4871.3135 | 5304.8586 | 5676.8813 | 5996.1728 | 6270.2688 | 6075.9666 | 5907.1429 | 5760.6039 | 5633.5491 | 5597.2641 | 5628.5304 | 5708.9113 | 7109.8662 | 7058.766 | 6988.5558 | 6905.4796 | 6964.8446 | 6977.1158 | 6964.9791 | 6944.1356 | 6925.0437 | 6972.8064 | 7014.3337
[10 empty] | 0 | 0 | 0 | 0 | 0 | 0 | 0 | 0 | 0 | 0 | 0 | 0 | 0 | 0 | 0 | 0 | 0 | 0 | 0 | 0 | 0 | 0 | 0 | 0 | 0 | 0 | 0 | 0
[10 empty] | 0 | 0 | 0 | 0 | 0 | 0 | 0 | 0 | 0 | 0 | 0 | 0 | 0 | 0 | 0 | 0 | 0 | 0 | 0 | 0 | 0 | 0 | 0 | 0 | 0 | 0 | 0 | 0
[10 empty] | 0 | 0 | 0 | 0 | 0 | 0 | 0 | 0 | 0 | 0 | 0 | 0 | 0 | 0 | 0 | 0 | 0 | 0 | 0 | 0 | 0 | 0 | 0 | 0 | 0 | 0 | 0 | 0
[10 empty] | 0 | 0 | 0 | 0 | 0 | 0 | 0 | 0 | 0 | 0 | 0 | 0 | 0 | 0 | 0 | 0 | 0 | 0 | 0 | 0 | 0 | 0 | 0 | 0 | 0 | 0 | 0 | 0
[10 empty] | 0 | 0 | 0 | 0 | 0 | 0 | 0 | 0 | 0 | 0 | 0 | 0 | 0 | 0 | 0 | 0 | 0 | 0 | 0 | 0 | 0 | 0 | 0 | 0 | 0 | 0 | 0 | 0
[10 empty] | 0 | 0 | 0 | 0 | 0 | 0 | 0 | 0 | 0 | 0 | 0 | 0 | 0 | 0 | 0 | 0 | 0 | 0 | 0 | 0 | 0 | 0 | 0 | 0 | 0 | 0 | 0 | 0
[10 empty] | 0 | 0 | 0 | 0 | 0 | 0 | 0 | 0 | 0 | 0 | 0 | 0 | 0 | 0 | 0 | 0 | 0 | 0 | 0 | 0 | 0 | 0 | 0 | 0 | 0 | 0 | 0 | 0
[10 empty] | 0 | 0 | 0 | 0 | 0 | 0 | 0 | 0 | 0 | 0 | 0 | 0 | 0 | 0 | 0 | 0 | 0 | 0 | 0 | 0 | 0 | 0 | 0 | 0 | 0 | 0 | 0 | 0
[10 empty] | 0 | 0 | 0 | 0 | 0 | 0 | 0 | 0 | 0 | 0 | 0 | 0 | 0 | 0 | 0 | 0 | 0 | 0 | 0 | 0 | 0 | 0 | 0 | 0 | 0 | 0 | 0 | 0
[10 empty] | 0 | 3475.5529 | 8430.3437 | 0 | 0 | 0 | 0 | 0 | 0 | 0 | 0 | 0 | 0 | 0 | 0 | 0 | 0 | 0 | 0 | 0 | 0 | 0 | 0 | 0 | 0 | 0 | 0 | 0
[10 empty] | 0 | 5917.8334 | 0 | 7753.6231 | 7264.7957 | 7618.8572 | 7554.9914 | 7306.0364 | 8593.8897 | 7812.3115 | 7327.9442 | 6965.1341 | 7264.6086 | 7150.7661 | 6896.3497 | 6880.0584 | 6613.2351 | 6452.0483 | 6287.8949 | 6287.2804 | 6135.8188 | 5963.2379 | 5839.97 | 5716.5897 | 5606.7105 | 5481.0522 | 5388.5504 | 5264.6866
[10 empty] | 0 | 0 | 0 | 0 | 0 | 0 | 0 | 0 | 0 | 0 | 0 | 0 | 0 | 0 | 0 | 0 | 0 | 0 | 0 | 0 | 0 | 0 | 0 | 0 | 0 | 0 | 0 | 0
[10 empty] | 0 | 0 | 0 | 0 | 0 | 0 | 0 | 0 | 0 | 0 | 0 | 0 | 0 | 0 | 0 | 0 | 0 | 0 | 0 | 0 | 0 | 0 | 0 | 0 | 0 | 0 | 0 | 0
[10 empty] | 0 | 0 | 0 | 0 | 0 | 0 | 0 | 0 | 0 | 0 | 0 | 0 | 0 | 0 | 0 | 0 | 0 | 0 | 0 | 0 | 0 | 0 | 0 | 0 | 0 | 0 | 0 | 0
[10 empty] | 0 | 0 | 0 | 0 | 0 | 0 | 0 | 0 | 0 | 0 | 0 | 0 | 0 | 0 | 0 | 0 | 0 | 0 | 0 | 0 | 0 | 0 | 0 | 0 | 0 | 0 | 0 | 0
[10 empty] | 0 | 0 | 0 | 0 | 0 | 0 | 0 | 0 | 0 | 0 | 0 | 0 | 0 | 0 | 0 | 0 | 0 | 0 | 0 | 0 | 0 | 0 | 0 | 0 | 0 | 0 | 0 | 0
[10 empty] | 0 | 0 | 0 | 0 | 0 | 0 | 0 | 0 | 0 | 0 | 0 | 0 | 0 | 0 | 0 | 0 | 0 | 0 | 0 | 0 | 0 | 0 | 0 | 0 | 0 | 0 | 0 | 0
[10 empty] | 0 | 0 | 0 | 0 | 0 | 0 | 0 | 0 | 0 | 0 | 0 | 0 | 0 | 0 | 0 | 0 | 0 | 0 | 0 | 0 | 0 | 0 | 0 | 0 | 0 | 0 | 0 | 0
[10 empty] | 0 | 0 | 0 | 0 | 0 | 0 | 0 | 0 | 0 | 0 | 0 | 0 | 0 | 0 | 0 | 0 | 0 | 0 | 0 | 0 | 0 | 0 | 0 | 0 | 0 | 0 | 0 | 0
[10 empty] | 0 | 482.0928 | 4370.3733 | 0 | 0 | 0 | 0 | 0 | 0 | 0 | 0 | 0 | 0 | 0 | 0 | 0 | 0 | 0 | 0 | 0 | 0 | 0 | 0 | 0 | 0 | 0 | 0 | 0
[10 empty] | 0 | 2196.2005 | 0 | 5419.9158 | 6051.2165 | 6410.6519 | 6593.7395 | 6662.8017 | 5118.7505 | 4597.3188 | 4558.6645 | 5143.0646 | 5479.1309 | 5654.0572 | 5724.7358 | 5285.6841 | 4822.237 | 4491.0133 | 4185.1572 | 4240.4364 | 4402.2339 | 4627.632 | 4610.803 | 4441.9654 | 4220.4735 | 3906.7344 | 3712.4743 | 3651.774
[10 empty] | 0 | 0 | 0 | 0 | 0 | 0 | 0 | 0 | 0 | 0 | 0 | 0 | 0 | 0 | 0 | 0 | 0 | 0 | 0 | 0 | 0 | 0 | 0 | 0 | 0 | 0 | 0 | 0
[10 empty] | 0 | 0 | 0 | 0 | 0 | 0 | 0 | 0 | 0 | 0 | 0 | 0 | 0 | 0 | 0 | 0 | 0 | 0 | 0 | 0 | 0 | 0 | 0 | 0 | 0 | 0 | 0 | 0
[10 empty] | 0 | 0 | 0 | 0 | 0 | 0 | 0 | 0 | 0 | 0 | 0 | 0 | 0 | 0 | 0 | 0 | 0 | 0 | 0 | 0 | 0 | 0 | 0 | 0 | 0 | 0 | 0 | 0
[10 empty] | 0 | 0 | 0 | 0 | 0 | 0 | 0 | 0 | 0 | 0 | 0 | 0 | 0 | 0 | 0 | 0 | 0 | 0 | 0 | 0 | 0 | 0 | 0 | 0 | 0 | 0 | 0 | 0
[10 empty] | 0 | 0 | 0 | 0 | 0 | 0 | 0 | 0 | 0 | 0 | 0 | 0 | 0 | 0 | 0 | 0 | 0 | 0 | 0 | 0 | 0 | 0 | 0 | 0 | 0 | 0 | 0 | 0
[10 empty] | 0 | 0 | 0 | 0 | 0 | 0 | 0 | 0 | 0 | 0 | 0 | 0 | 0 | 0 | 0 | 0 | 0 | 0 | 0 | 0 | 0 | 0 | 0 | 0 | 0 | 0 | 0 | 0
[10 empty] | 0 | 0 | 0 | 0 | 0 | 0 | 0 | 0 | 0 | 0 | 0 | 0 | 0 | 0 | 0 | 0 | 0 | 0 | 0 | 0 | 0 | 0 | 0 | 0 | 0 | 0 | 0 | 0
[10 empty] | 0 | 0 | 0 | 0 | 0 | 0 | 0 | 0 | 0 | 0 | 0 | 0 | 0 | 0 | 0 | 0 | 0 | 0 | 0 | 0 | 0 | 0 | 0 | 0 | 0 | 0 | 0 | 0
[10 empty] | 0 | 2373.3032 | 18256.2075 | 0 | 0 | 0 | 0 | 0 | 0 | 0 | 0 | 0 | 0 | 0 | 0 | 0 | 0 | 0 | 0 | 0 | 0 | 0 | 0 | 0 | 0 | 0 | 0 | 0
[10 empty] | 0 | 15882.8753 | 0 | 18256.2366 | 18256.2656 | 18275.0617 | 18287.6118 | 18295.9979 | 21907.7668 | 20715.7348 | 19925.2399 | 19401.0484 | 20259.2272 | 20432.7784 | 20284.1681 | 20722.1531 | 20351.3135 | 20241.2633 | 20170.9726 | 20543.1777 | 20532.4759 | 20425.0309 | 20445.8512 | 20424.0417 | 20457.4585 | 20451.7849 | 20542.359 | 20519.8458
[10 empty] | 0 | 0 | 0 | 0 | 0 | 0 | 0 | 0 | 0 | 0 | 0 | 0 | 0 | 0 | 0 | 0 | 0 | 0 | 0 | 0 | 0 | 0 | 0 | 0 | 0 | 0 | 0 | 0
[10 empty] | 0 | 0 | 0 | 0 | 0 | 0 | 0 | 0 | 0 | 0 | 0 | 0 | 0 | 0 | 0 | 0 | 0 | 0 | 0 | 0 | 0 | 0 | 0 | 0 | 0 | 0 | 0 | 0
[10 empty] | 0 | 0 | 0 | 0 | 0 | 0 | 0 | 0 | 0 | 0 | 0 | 0 | 0 | 0 | 0 | 0 | 0 | 0 | 0 | 0 | 0 | 0 | 0 | 0 | 0 | 0 | 0 | 0
[10 empty] | 0 | 0 | 0 | 0 | 0 | 0 | 0 | 0 | 0 | 0 | 0 | 0 | 0 | 0 | 0 | 0 | 0 | 0 | 0 | 0 | 0 | 0 | 0 | 0 | 0 | 0 | 0 | 0
[10 empty] | 0 | 0 | 0 | 0 | 0 | 0 | 0 | 0 | 0 | 0 | 0 | 0 | 0 | 0 | 0 | 0 | 0 | 0 | 0 | 0 | 0 | 0 | 0 | 0 | 0 | 0 | 0 | 0
[10 empty] | 0 | 0 | 0 | 0 | 0 | 0 | 0 | 0 | 0 | 0 | 0 | 0 | 0 | 0 | 0 | 0 | 0 | 0 | 0 | 0 | 0 | 0 | 0 | 0 | 0 | 0 | 0 | 0
[10 empty] | 0 | 0 | 0 | 0 | 0 | 0 | 0 | 0 | 0 | 0 | 0 | 0 | 0 | 0 | 0 | 0 | 0 | 0 | 0 | 0 | 0 | 0 | 0 | 0 | 0 | 0 | 0 | 0
[10 empty] | 0 | 0 | 0 | 0 | 0 | 0 | 0 | 0 | 0 | 0 | 0 | 0 | 0 | 0 | 0 | 0 | 0 | 0 | 0 | 0 | 0 | 0 | 0 | 0 | 0 | 0 | 0 | 0
[10 empty] | 0 | 74.3662 | 7342.1706 | 7248.9203 | 7156.8543 | 7065.9575 | 6976.2153 | 6887.6128 | 6800.1356 | 6713.7694 | 6628.5002 | 8259.8665 | 7816.208 | 7449.3768 | 7143.4351 | 6885.7923 | 6988.3693 | 6986.1504 | 6915.5737 | 6802.4294 | 6664.7251 | 6970.9666 | 6738.5246 | 6558.1146 | 6407.3637 | 6272.7045 | 6306.1459 | 6265.0742
[10 empty] | 0 | 7362.2544 | 0 | 0 | 0 | 0 | 0 | 0 | 0 | 0 | 0 | 0 | 0 | 0 | 0 | 0 | 0 | 0 | 0 | 0 | 0 | 0 | 0 | 0 | 0 | 0 | 0 | 0
[10 empty] | 0 | 0 | 0 | 0 | 0 | 0 | 0 | 0 | 0 | 0 | 0 | 0 | 0 | 0 | 0 | 0 | 0 | 0 | 0 | 0 | 0 | 0 | 0 | 0 | 0 | 0 | 0 | 0
[10 empty] | 0 | 0 | 0 | 0 | 0 | 0 | 0 | 0 | 0 | 0 | 0 | 0 | 0 | 0 | 0 | 0 | 0 | 0 | 0 | 0 | 0 | 0 | 0 | 0 | 0 | 0 | 0 | 0
[10 empty] | 0 | 0 | 0 | 0 | 0 | 0 | 0 | 0 | 0 | 0 | 0 | 0 | 0 | 0 | 0 | 0 | 0 | 0 | 0 | 0 | 0 | 0 | 0 | 0 | 0 | 0 | 0 | 0
[10 empty] | 0 | 0 | 0 | 0 | 0 | 0 | 0 | 0 | 0 | 0 | 0 | 0 | 0 | 0 | 0 | 0 | 0 | 0 | 0 | 0 | 0 | 0 | 0 | 0 | 0 | 0 | 0 | 0
[10 empty] | 0 | 0 | 0 | 0 | 0 | 0 | 0 | 0 | 0 | 0 | 0 | 0 | 0 | 0 | 0 | 0 | 0 | 0 | 0 | 0 | 0 | 0 | 0 | 0 | 0 | 0 | 0 | 0
[10 empty] | 0 | 0 | 0 | 0 | 0 | 0 | 0 | 0 | 0 | 0 | 0 | 0 | 0 | 0 | 0 | 0 | 0 | 0 | 0 | 0 | 0 | 0 | 0 | 0 | 0 | 0 | 0 | 0
[10 empty] | 0 | 0 | 0 | 0 | 0 | 0 | 0 | 0 | 0 | 0 | 0 | 0 | 0 | 0 | 0 | 0 | 0 | 0 | 0 | 0 | 0 | 0 | 0 | 0 | 0 | 0 | 0 | 0
[10 empty] | 0 | 0 | 0 | 0 | 0 | 0 | 0 | 0 | 0 | 0 | 0 | 0 | 0 | 0 | 0 | 0 | 0 | 0 | 0 | 0 | 0 | 0 | 0 | 0 | 0 | 0 | 0 | 0
[10 empty] | 0 | 1537.0729 | 4846.1483 | 6558.7125 | 7922.2709 | 9007.0784 | 9869.2489 | 10553.6014 | 11095.9342 | 11524.8397 | 9736.727 | 8732.2804 | 8267.6208 | 8165.2976 | 8297.4272 | 9264.1602 | 10032.0902 | 10641.2391 | 11123.573 | 11085.4234 | 10800.3134 | 10435.7612 | 10088.2905 | 9807.9539 | 9206.5054 | 9077.6507 | 9232.7716 | 9544.4443
[10 empty] | 0 | 1159.5463 | 0 | 0 | 0 | 0 | 0 | 0 | 0 | 0 | 0 | 0 | 0 | 0 | 0 | 0 | 0 | 0 | 0 | 0 | 0 | 0 | 0 | 0 | 0 | 0 | 0 | 0
[10 empty] | 0 | 0 | 0 | 0 | 0 | 0 | 0 | 0 | 0 | 0 | 0 | 0 | 0 | 0 | 0 | 0 | 0 | 0 | 0 | 0 | 0 | 0 | 0 | 0 | 0 | 0 | 0 | 0
[10 empty] | 0 | 0 | 0 | 0 | 0 | 0 | 0 | 0 | 0 | 0 | 0 | 0 | 0 | 0 | 0 | 0 | 0 | 0 | 0 | 0 | 0 | 0 | 0 | 0 | 0 | 0 | 0 | 0
[10 empty] | 0 | 0 | 0 | 0 | 0 | 0 | 0 | 0 | 0 | 0 | 0 | 0 | 0 | 0 | 0 | 0 | 0 | 0 | 0 | 0 | 0 | 0 | 0 | 0 | 0 | 0 | 0 | 0
[10 empty] | 0 | 0 | 0 | 0 | 0 | 0 | 0 | 0 | 0 | 0 | 0 | 0 | 0 | 0 | 0 | 0 | 0 | 0 | 0 | 0 | 0 | 0 | 0 | 0 | 0 | 0 | 0 | 0
[10 empty] | 0 | 0 | 0 | 0 | 0 | 0 | 0 | 0 | 0 | 0 | 0 | 0 | 0 | 0 | 0 | 0 | 0 | 0 | 0 | 0 | 0 | 0 | 0 | 0 | 0 | 0 | 0 | 0
[10 empty] | 0 | 0 | 0 | 0 | 0 | 0 | 0 | 0 | 0 | 0 | 0 | 0 | 0 | 0 | 0 | 0 | 0 | 0 | 0 | 0 | 0 | 0 | 0 | 0 | 0 | 0 | 0 | 0
[10 empty] | 0 | 0 | 0 | 0 | 0 | 0 | 0 | 0 | 0 | 0 | 0 | 0 | 0 | 0 | 0 | 0 | 0 | 0 | 0 | 0 | 0 | 0 | 0 | 0 | 0 | 0 | 0 | 0
[10 empty] | 0 | 0 | 0 | 0 | 0 | 0 | 0 | 0 | 0 | 0 | 0 | 0 | 0 | 0 | 0 | 0 | 0 | 0 | 0 | 0 | 0 | 0 | 0 | 0 | 0 | 0 | 0 | 0
[10 empty] | 0 | 12228.0047 | 16627.7987 | 16279.7006 | 15938.8899 | 15605.2139 | 15278.5234 | 14958.672 | 14645.5166 | 17171.2957 | 15887.4585 | 14951.5192 | 14244.7074 | 13689.4573 | 14084.4523 | 13957.2818 | 13593.6135 | 13616.657 | 12838.6669 | 12502.8511 | 12280.4705 | 12049.075 | 12061.4884 | 11750.5883 | 11407.0729 | 11179.3947 | 10827.8866 | 10673.203
[10 empty] | 0 | 4755.3352 | 0 | 0 | 0 | 0 | 0 | 0 | 0 | 0 | 0 | 0 | 0 | 0 | 0 | 0 | 0 | 0 | 0 | 0 | 0 | 0 | 0 | 0 | 0 | 0 | 0 | 0
[10 empty] | 0 | 0 | 0 | 0 | 0 | 0 | 0 | 0 | 0 | 0 | 0 | 0 | 0 | 0 | 0 | 0 | 0 | 0 | 0 | 0 | 0 | 0 | 0 | 0 | 0 | 0 | 0 | 0
[10 empty] | 0 | 0 | 0 | 0 | 0 | 0 | 0 | 0 | 0 | 0 | 0 | 0 | 0 | 0 | 0 | 0 | 0 | 0 | 0 | 0 | 0 | 0 | 0 | 0 | 0 | 0 | 0 | 0
[10 empty] | 0 | 0 | 0 | 0 | 0 | 0 | 0 | 0 | 0 | 0 | 0 | 0 | 0 | 0 | 0 | 0 | 0 | 0 | 0 | 0 | 0 | 0 | 0 | 0 | 0 | 0 | 0 | 0
[10 empty] | 0 | 0 | 0 | 0 | 0 | 0 | 0 | 0 | 0 | 0 | 0 | 0 | 0 | 0 | 0 | 0 | 0 | 0 | 0 | 0 | 0 | 0 | 0 | 0 | 0 | 0 | 0 | 0
[10 empty] | 0 | 0 | 0 | 0 | 0 | 0 | 0 | 0 | 0 | 0 | 0 | 0 | 0 | 0 | 0 | 0 | 0 | 0 | 0 | 0 | 0 | 0 | 0 | 0 | 0 | 0 | 0 | 0
[10 empty] | 0 | 0 | 0 | 0 | 0 | 0 | 0 | 0 | 0 | 0 | 0 | 0 | 0 | 0 | 0 | 0 | 0 | 0 | 0 | 0 | 0 | 0 | 0 | 0 | 0 | 0 | 0 | 0
[10 empty] | 0 | 0 | 0 | 0 | 0 | 0 | 0 | 0 | 0 | 0 | 0 | 0 | 0 | 0 | 0 | 0 | 0 | 0 | 0 | 0 | 0 | 0 | 0 | 0 | 0 | 0 | 0 | 0
[10 empty] | 0 | 0 | 0 | 0 | 0 | 0 | 0 | 0 | 0 | 0 | 0 | 0 | 0 | 0 | 0 | 0 | 0 | 0 | 0 | 0 | 0 | 0 | 0 | 0 | 0 | 0 | 0 | 0
[10 empty] | 0 | 11096.7589 | 11079.0041 | 11061.2777 | 11043.5796 | 11025.9099 | 11008.2684 | 10990.6552 | 10973.0702 | 13119.5653 | 12378.3774 | 11879.2092 | 11541.1386 | 11310.3039 | 11866.453 | 11991.5334 | 11909.7243 | 12165.5067 | 11696.9479 | 11615.9463 | 11634.6537 | 11640.8603 | 11882.9752 | 11805.2941 | 11686.4966 | 11679.4213 | 11535.5857 | 11595.344
[10 empty] | 0 | 0 | 0 | 0 | 0 | 0 | 0 | 0 | 0 | 0 | 0 | 0 | 0 | 0 | 0 | 0 | 0 | 0 | 0 | 0 | 0 | 0 | 0 | 0 | 0 | 0 | 0 | 0
[10 empty] | 0 | 0 | 0 | 0 | 0 | 0 | 0 | 0 | 0 | 0 | 0 | 0 | 0 | 0 | 0 | 0 | 0 | 0 | 0 | 0 | 0 | 0 | 0 | 0 | 0 | 0 | 0 | 0
[10 empty] | 0 | 0 | 0 | 0 | 0 | 0 | 0 | 0 | 0 | 0 | 0 | 0 | 0 | 0 | 0 | 0 | 0 | 0 | 0 | 0 | 0 | 0 | 0 | 0 | 0 | 0 | 0 | 0
[10 empty] | 0 | 0 | 0 | 0 | 0 | 0 | 0 | 0 | 0 | 0 | 0 | 0 | 0 | 0 | 0 | 0 | 0 | 0 | 0 | 0 | 0 | 0 | 0 | 0 | 0 | 0 | 0 | 0
[10 empty] | 0 | 0 | 0 | 0 | 0 | 0 | 0 | 0 | 0 | 0 | 0 | 0 | 0 | 0 | 0 | 0 | 0 | 0 | 0 | 0 | 0 | 0 | 0 | 0 | 0 | 0 | 0 | 0
[10 empty] | 0 | 0 | 0 | 0 | 0 | 0 | 0 | 0 | 0 | 0 | 0 | 0 | 0 | 0 | 0 | 0 | 0 | 0 | 0 | 0 | 0 | 0 | 0 | 0 | 0 | 0 | 0 | 0
[10 empty] | 0 | 0 | 0 | 0 | 0 | 0 | 0 | 0 | 0 | 0 | 0 | 0 | 0 | 0 | 0 | 0 | 0 | 0 | 0 | 0 | 0 | 0 | 0 | 0 | 0 | 0 | 0 | 0
[10 empty] | 0 | 0 | 0 | 0 | 0 | 0 | 0 | 0 | 0 | 0 | 0 | 0 | 0 | 0 | 0 | 0 | 0 | 0 | 0 | 0 | 0 | 0 | 0 | 0 | 0 | 0 | 0 | 0
[10 empty] | 0 | 0 | 0 | 0 | 0 | 0 | 0 | 0 | 0 | 0 | 0 | 0 | 0 | 0 | 0 | 0 | 0 | 0 | 0 | 0 | 0 | 0 | 0 | 0 | 0 | 0 | 0 | 0
[10 empty] | 0 | 238.9019 | 414.4374 | 481.8573 | 541.3588 | 608.1518 | 742.7324 | 748.2137 | 979.9764 | 1127.7731 | 1335.3713 | 1512.0824 | 1751.0605 | 1765.3821 | 2177.942 | 2490.0081 | 2702.493 | 2983.2422 | 3279.1485 | 3485.793 | 4104.8112 | 4808.231 | 5624.854 | 6435.0562 | 7376.3929 | 8358.3333 | 9471.5088 | 10652.295
[10 empty] | 0 | 123.0707 | 0 | 0 | 0 | 0 | 0 | 0 | 0 | 0 | 0 | 0 | 0 | 0 | 0 | 0 | 0 | 0 | 0 | 0 | 0 | 0 | 0 | 0 | 0 | 0 | 0 | 0
[10 empty] | 0 | 0 | 0 | 0 | 0 | 0 | 0 | 0 | 0 | 0 | 0 | 0 | 0 | 0 | 0 | 0 | 0 | 0 | 0 | 0 | 0 | 0 | 0 | 0 | 0 | 0 | 0 | 0
[10 empty] | 0 | 0 | 0 | 0 | 0 | 0 | 0 | 0 | 0 | 0 | 0 | 0 | 0 | 0 | 0 | 0 | 0 | 0 | 0 | 0 | 0 | 0 | 0 | 0 | 0 | 0 | 0 | 0
[10 empty] | 0 | 0 | 0 | 0 | 0 | 0 | 0 | 0 | 0 | 0 | 0 | 0 | 0 | 0 | 0 | 0 | 0 | 0 | 0 | 0 | 0 | 0 | 0 | 0 | 0 | 0 | 0 | 0
[10 empty] | 0 | 0 | 0 | 0 | 0 | 0 | 0 | 0 | 0 | 0 | 0 | 0 | 0 | 0 | 0 | 0 | 0 | 0 | 0 | 0 | 0 | 0 | 0 | 0 | 0 | 0 | 0 | 0
[10 empty] | 0 | 0 | 0 | 0 | 0 | 0 | 0 | 0 | 0 | 0 | 0 | 0 | 0 | 0 | 0 | 0 | 0 | 0 | 0 | 0 | 0 | 0 | 0 | 0 | 0 | 0 | 0 | 0
[10 empty] | 0 | 0 | 0 | 0 | 0 | 0 | 0 | 0 | 0 | 0 | 0 | 0 | 0 | 0 | 0 | 0 | 0 | 0 | 0 | 0 | 0 | 0 | 0 | 0 | 0 | 0 | 0 | 0
[10 empty] | 0 | 0 | 0 | 0 | 0 | 0 | 0 | 0 | 0 | 0 | 0 | 0 | 0 | 0 | 0 | 0 | 0 | 0 | 0 | 0 | 0 | 0 | 0 | 0 | 0 | 0 | 0 | 0
[10 empty] | 0 | 0 | 0 | 0 | 0 | 0 | 0 | 0 | 0 | 0 | 0 | 0 | 0 | 0 | 0 | 0 | 0 | 0 | 0 | 0 | 0 | 0 | 0 | 0 | 0 | 0 | 0 | 0
[10 empty] | 0 | 28.1544 | 216.2261 | 215.8801 | 215.5347 | 215.1899 | 214.8456 | 214.5018 | 214.1586 | 213.8159 | 213.4738 | 213.1323 | 212.7913 | 212.4508 | 212.1109 | 211.7715 | 211.4327 | 211.0944 | 272.1621 | 262.9685 | 255.0527 | 248.2306 | 242.3445 | 237.2595 | 232.8601 | 229.0475 | 225.7372 | 222.8567
[10 empty] | 0 | 188.4182 | 0 | 0 | 0 | 0 | 0 | 0 | 0 | 0 | 0 | 0 | 0 | 0 | 0 | 0 | 0 | 0 | 0 | 0 | 0 | 0 | 0 | 0 | 0 | 0 | 0 | 0
[10 empty] | 0 | 0 | 0 | 0 | 0 | 0 | 0 | 0 | 0 | 0 | 0 | 0 | 0 | 0 | 0 | 0 | 0 | 0 | 0 | 0 | 0 | 0 | 0 | 0 | 0 | 0 | 0 | 0
[10 empty] | 0 | 0 | 0 | 0 | 0 | 0 | 0 | 0 | 0 | 0 | 0 | 0 | 0 | 0 | 0 | 0 | 0 | 0 | 0 | 0 | 0 | 0 | 0 | 0 | 0 | 0 | 0 | 0
[10 empty] | 0 | 0 | 0 | 0 | 0 | 0 | 0 | 0 | 0 | 0 | 0 | 0 | 0 | 0 | 0 | 0 | 0 | 0 | 0 | 0 | 0 | 0 | 0 | 0 | 0 | 0 | 0 | 0
[10 empty] | 0 | 0 | 0 | 0 | 0 | 0 | 0 | 0 | 0 | 0 | 0 | 0 | 0 | 0 | 0 | 0 | 0 | 0 | 0 | 0 | 0 | 0 | 0 | 0 | 0 | 0 | 0 | 0
[10 empty] | 0 | 0 | 0 | 0 | 0 | 0 | 0 | 0 | 0 | 0 | 0 | 0 | 0 | 0 | 0 | 0 | 0 | 0 | 0 | 0 | 0 | 0 | 0 | 0 | 0 | 0 | 0 | 0
[10 empty] | 0 | 0 | 0 | 0 | 0 | 0 | 0 | 0 | 0 | 0 | 0 | 0 | 0 | 0 | 0 | 0 | 0 | 0 | 0 | 0 | 0 | 0 | 0 | 0 | 0 | 0 | 0 | 0
[10 empty] | 0 | 0 | 0 | 0 | 0 | 0 | 0 | 0 | 0 | 0 | 0 | 0 | 0 | 0 | 0 | 0 | 0 | 0 | 0 | 0 | 0 | 0 | 0 | 0 | 0 | 0 | 0 | 0
[10 empty] | 0 | 0 | 0 | 0 | 0 | 0 | 0 | 0 | 0 | 0 | 0 | 0 | 0 | 0 | 0 | 0 | 0 | 0 | 0 | 0 | 0 | 0 | 0 | 0 | 0 | 0 | 0 | 0
[10 empty] | 0 | 385.7113 | 592.4526 | 591.5047 | 590.5583 | 589.6134 | 588.67 | 587.7281 | 586.7878 | 585.8489 | 584.9116 | 583.9757 | 583.0413 | 582.1085 | 581.1771 | 749.3064 | 723.9948 | 702.2015 | 683.4192 | 667.2138 | 653.214 | 641.1017 | 654.4872 | 662.3664 | 666.0306 | 666.513 | 664.6366 | 661.0532
[10 empty] | 0 | 207.6907 | 0 | 0 | 0 | 0 | 0 | 0 | 0 | 0 | 0 | 0 | 0 | 0 | 0 | 0 | 0 | 0 | 0 | 0 | 0 | 0 | 0 | 0 | 0 | 0 | 0 | 0
[10 empty] | 0 | 0 | 0 | 0 | 0 | 0 | 0 | 0 | 0 | 0 | 0 | 0 | 0 | 0 | 0 | 0 | 0 | 0 | 0 | 0 | 0 | 0 | 0 | 0 | 0 | 0 | 0 | 0
[10 empty] | 0 | 0 | 0 | 0 | 0 | 0 | 0 | 0 | 0 | 0 | 0 | 0 | 0 | 0 | 0 | 0 | 0 | 0 | 0 | 0 | 0 | 0 | 0 | 0 | 0 | 0 | 0 | 0
[10 empty] | 0 | 0 | 0 | 0 | 0 | 0 | 0 | 0 | 0 | 0 | 0 | 0 | 0 | 0 | 0 | 0 | 0 | 0 | 0 | 0 | 0 | 0 | 0 | 0 | 0 | 0 | 0 | 0
[10 empty] | 0 | 0 | 0 | 0 | 0 | 0 | 0 | 0 | 0 | 0 | 0 | 0 | 0 | 0 | 0 | 0 | 0 | 0 | 0 | 0 | 0 | 0 | 0 | 0 | 0 | 0 | 0 | 0
[10 empty] | 0 | 0 | 0 | 0 | 0 | 0 | 0 | 0 | 0 | 0 | 0 | 0 | 0 | 0 | 0 | 0 | 0 | 0 | 0 | 0 | 0 | 0 | 0 | 0 | 0 | 0 | 0 | 0
[10 empty] | 0 | 0 | 0 | 0 | 0 | 0 | 0 | 0 | 0 | 0 | 0 | 0 | 0 | 0 | 0 | 0 | 0 | 0 | 0 | 0 | 0 | 0 | 0 | 0 | 0 | 0 | 0 | 0
[10 empty] | 0 | 0 | 0 | 0 | 0 | 0 | 0 | 0 | 0 | 0 | 0 | 0 | 0 | 0 | 0 | 0 | 0 | 0 | 0 | 0 | 0 | 0 | 0 | 0 | 0 | 0 | 0 | 0
[10 empty] | 0 | 0 | 0 | 0 | 0 | 0 | 0 | 0 | 0 | 0 | 0 | 0 | 0 | 0 | 0 | 0 | 0 | 0 | 0 | 0 | 0 | 0 | 0 | 0 | 0 | 0 | 0 | 0
[10 empty] | 0 | 5961.6077 | 9300.108 | 9285.2278 | 9270.3714 | 9255.5388 | 9240.73 | 9225.9448 | 9211.1833 | 9196.4454 | 11588.6668 | 11089.508 | 10687.8864 | 10364.1745 | 10581.0089 | 10655.0045 | 10634.2948 | 10553.4245 | 10531.9218 | 11151.3875 | 10895.9278 | 10700.8128 | 10560.6627 | 10711.3639 | 10744.1472 | 10707.1175 | 10634.1364 | 10621.0994
[10 empty] | 0 | 3353.4043 | 0 | 0 | 0 | 0 | 0 | 0 | 0 | 0 | 0 | 0 | 0 | 0 | 0 | 0 | 0 | 0 | 0 | 0 | 0 | 0 | 0 | 0 | 0 | 0 | 0 | 0
[10 empty] | 0 | 0 | 0 | 0 | 0 | 0 | 0 | 0 | 0 | 0 | 0 | 0 | 0 | 0 | 0 | 0 | 0 | 0 | 0 | 0 | 0 | 0 | 0 | 0 | 0 | 0 | 0 | 0
[10 empty] | 0 | 0 | 0 | 0 | 0 | 0 | 0 | 0 | 0 | 0 | 0 | 0 | 0 | 0 | 0 | 0 | 0 | 0 | 0 | 0 | 0 | 0 | 0 | 0 | 0 | 0 | 0 | 0
[10 empty] | 0 | 0 | 0 | 0 | 0 | 0 | 0 | 0 | 0 | 0 | 0 | 0 | 0 | 0 | 0 | 0 | 0 | 0 | 0 | 0 | 0 | 0 | 0 | 0 | 0 | 0 | 0 | 0
[10 empty] | 0 | 0 | 0 | 0 | 0 | 0 | 0 | 0 | 0 | 0 | 0 | 0 | 0 | 0 | 0 | 0 | 0 | 0 | 0 | 0 | 0 | 0 | 0 | 0 | 0 | 0 | 0 | 0
[10 empty] | 0 | 0 | 0 | 0 | 0 | 0 | 0 | 0 | 0 | 0 | 0 | 0 | 0 | 0 | 0 | 0 | 0 | 0 | 0 | 0 | 0 | 0 | 0 | 0 | 0 | 0 | 0 | 0
[10 empty] | 0 | 0 | 0 | 0 | 0 | 0 | 0 | 0 | 0 | 0 | 0 | 0 | 0 | 0 | 0 | 0 | 0 | 0 | 0 | 0 | 0 | 0 | 0 | 0 | 0 | 0 | 0 | 0
[10 empty] | 0 | 0 | 0 | 0 | 0 | 0 | 0 | 0 | 0 | 0 | 0 | 0 | 0 | 0 | 0 | 0 | 0 | 0 | 0 | 0 | 0 | 0 | 0 | 0 | 0 | 0 | 0 | 0
[10 empty] | 0 | 0 | 0 | 0 | 0 | 0 | 0 | 0 | 0 | 0 | 0 | 0 | 0 | 0 | 0 | 0 | 0 | 0 | 0 | 0 | 0 | 0 | 0 | 0 | 0 | 0 | 0 | 0
[10 empty] | 0 | 402.9609 | 677.0119 | 0 | 0 | 0 | 0 | 0 | 0 | 0 | 0 | 0 | 0 | 0 | 0 | 0 | 0 | 0 | 0 | 0 | 0 | 0 | 0 | 0 | 0 | 0 | 0 | 0
[10 empty] | 0 | 268.6406 | 0 | 0 | 0 | 0 | 0 | 0 | 0 | 0 | 0 | 0 | 0 | 0 | 0 | 0 | 0 | 0 | 0 | 0 | 0 | 0 | 0 | 0 | 0 | 0 | 0 | 0
[10 empty] | 0 | 0 | 0 | 682.5758 | 688.2974 | 694.1812 | 700.2318 | 706.454 | 712.8526 | 746.6942 | 777.6007 | 806.0454 | 832.4352 | 857.1208 | 880.404 | 902.5456 | 1119.4463 | 1117.4663 | 1121.638 | 1130.7721 | 1143.9085 | 1160.2755 | 1179.2562 | 1200.3602 | 1259.0971 | 1310.0185 | 1355.3061 | 1396.6423
[10 empty] | 0 | 0 | 0 | 0 | 0 | 0 | 0 | 0 | 0 | 0 | 0 | 0 | 0 | 0 | 0 | 0 | 0 | 0 | 0 | 0 | 0 | 0 | 0 | 0 | 0 | 0 | 0 | 0
[10 empty] | 0 | 0 | 0 | 0 | 0 | 0 | 0 | 0 | 0 | 0 | 0 | 0 | 0 | 0 | 0 | 0 | 0 | 0 | 0 | 0 | 0 | 0 | 0 | 0 | 0 | 0 | 0 | 0
[10 empty] | 0 | 0 | 0 | 0 | 0 | 0 | 0 | 0 | 0 | 0 | 0 | 0 | 0 | 0 | 0 | 0 | 0 | 0 | 0 | 0 | 0 | 0 | 0 | 0 | 0 | 0 | 0 | 0
[10 empty] | 0 | 0 | 0 | 0 | 0 | 0 | 0 | 0 | 0 | 0 | 0 | 0 | 0 | 0 | 0 | 0 | 0 | 0 | 0 | 0 | 0 | 0 | 0 | 0 | 0 | 0 | 0 | 0
[10 empty] | 0 | 0 | 0 | 0 | 0 | 0 | 0 | 0 | 0 | 0 | 0 | 0 | 0 | 0 | 0 | 0 | 0 | 0 | 0 | 0 | 0 | 0 | 0 | 0 | 0 | 0 | 0 | 0
[10 empty] | 0 | 0 | 0 | 0 | 0 | 0 | 0 | 0 | 0 | 0 | 0 | 0 | 0 | 0 | 0 | 0 | 0 | 0 | 0 | 0 | 0 | 0 | 0 | 0 | 0 | 0 | 0 | 0
[10 empty] | 0 | 0 | 0 | 0 | 0 | 0 | 0 | 0 | 0 | 0 | 0 | 0 | 0 | 0 | 0 | 0 | 0 | 0 | 0 | 0 | 0 | 0 | 0 | 0 | 0 | 0 | 0 | 0
[10 empty] | 0 | 169.1257 | 281.9317 | 281.9875 | 282.0434 | 282.0995 | 282.1559 | 282.2125 | 283.9261 | 285.4621 | 286.8401 | 288.0778 | 289.1908 | 290.193 | 291.0968 | 292.0973 | 293.1639 | 381.0745 | 372.576 | 365.1523 | 358.6716 | 353.0183 | 348.1112 | 343.8748 | 350.3941 | 355.197 | 358.5997 | 360.868
[10 empty] | 0 | 112.7505 | 0 | 0 | 0 | 0 | 0 | 0 | 0 | 0 | 0 | 0 | 0 | 0 | 0 | 0 | 0 | 0 | 0 | 0 | 0 | 0 | 0 | 0 | 0 | 0 | 0 | 0
[10 empty] | 0 | 0 | 0 | 0 | 0 | 0 | 0 | 0 | 0 | 0 | 0 | 0 | 0 | 0 | 0 | 0 | 0 | 0 | 0 | 0 | 0 | 0 | 0 | 0 | 0 | 0 | 0 | 0
[10 empty] | 0 | 0 | 0 | 0 | 0 | 0 | 0 | 0 | 0 | 0 | 0 | 0 | 0 | 0 | 0 | 0 | 0 | 0 | 0 | 0 | 0 | 0 | 0 | 0 | 0 | 0 | 0 | 0
[10 empty] | 0 | 0 | 0 | 0 | 0 | 0 | 0 | 0 | 0 | 0 | 0 | 0 | 0 | 0 | 0 | 0 | 0 | 0 | 0 | 0 | 0 | 0 | 0 | 0 | 0 | 0 | 0 | 0
[10 empty] | 0 | 0 | 0 | 0 | 0 | 0 | 0 | 0 | 0 | 0 | 0 | 0 | 0 | 0 | 0 | 0 | 0 | 0 | 0 | 0 | 0 | 0 | 0 | 0 | 0 | 0 | 0 | 0
[10 empty] | 0 | 0 | 0 | 0 | 0 | 0 | 0 | 0 | 0 | 0 | 0 | 0 | 0 | 0 | 0 | 0 | 0 | 0 | 0 | 0 | 0 | 0 | 0 | 0 | 0 | 0 | 0 | 0
[10 empty] | 0 | 0 | 0 | 0 | 0 | 0 | 0 | 0 | 0 | 0 | 0 | 0 | 0 | 0 | 0 | 0 | 0 | 0 | 0 | 0 | 0 | 0 | 0 | 0 | 0 | 0 | 0 | 0
[10 empty] | 0 | 0 | 0 | 0 | 0 | 0 | 0 | 0 | 0 | 0 | 0 | 0 | 0 | 0 | 0 | 0 | 0 | 0 | 0 | 0 | 0 | 0 | 0 | 0 | 0 | 0 | 0 | 0
[10 empty] | 0 | 0 | 0 | 0 | 0 | 0 | 0 | 0 | 0 | 0 | 0 | 0 | 0 | 0 | 0 | 0 | 0 | 0 | 0 | 0 | 0 | 0 | 0 | 0 | 0 | 0 | 0 | 0
[10 empty] | 0 | 161.299 | 178.9344 | 178.6481 | 178.3622 | 178.0769 | 177.7919 | 177.5075 | 177.2235 | 176.9399 | 176.6568 | 176.3741 | 176.0919 | 175.8102 | 175.5289 | 175.2481 | 174.9677 | 174.6877 | 174.4082 | 174.1292 | 173.8505 | 173.5724 | 173.2947 | 173.0174 | 172.7406 | 172.4642 | 172.1882 | 171.9127
[10 empty] | 0 | 17.9221 | 0 | 0 | 0 | 0 | 0 | 0 | 0 | 0 | 0 | 0 | 0 | 0 | 0 | 0 | 0 | 0 | 0 | 0 | 0 | 0 | 0 | 0 | 0 | 0 | 0 | 0
[10 empty] | 0 | 0 | 0 | 0 | 0 | 0 | 0 | 0 | 0 | 0 | 0 | 0 | 0 | 0 | 0 | 0 | 0 | 0 | 0 | 0 | 0 | 0 | 0 | 0 | 0 | 0 | 0 | 0
[10 empty] | 0 | 0 | 0 | 0 | 0 | 0 | 0 | 0 | 0 | 0 | 0 | 0 | 0 | 0 | 0 | 0 | 0 | 0 | 0 | 0 | 0 | 0 | 0 | 0 | 0 | 0 | 0 | 0
[10 empty] | 0 | 0 | 0 | 0 | 0 | 0 | 0 | 0 | 0 | 0 | 0 | 0 | 0 | 0 | 0 | 0 | 0 | 0 | 0 | 0 | 0 | 0 | 0 | 0 | 0 | 0 | 0 | 0
[10 empty] | 0 | 0 | 0 | 0 | 0 | 0 | 0 | 0 | 0 | 0 | 0 | 0 | 0 | 0 | 0 | 0 | 0 | 0 | 0 | 0 | 0 | 0 | 0 | 0 | 0 | 0 | 0 | 0
[10 empty] | 0 | 0 | 0 | 0 | 0 | 0 | 0 | 0 | 0 | 0 | 0 | 0 | 0 | 0 | 0 | 0 | 0 | 0 | 0 | 0 | 0 | 0 | 0 | 0 | 0 | 0 | 0 | 0
[10 empty] | 0 | 0 | 0 | 0 | 0 | 0 | 0 | 0 | 0 | 0 | 0 | 0 | 0 | 0 | 0 | 0 | 0 | 0 | 0 | 0 | 0 | 0 | 0 | 0 | 0 | 0 | 0 | 0
[10 empty] | 0 | 0 | 0 | 0 | 0 | 0 | 0 | 0 | 0 | 0 | 0 | 0 | 0 | 0 | 0 | 0 | 0 | 0 | 0 | 0 | 0 | 0 | 0 | 0 | 0 | 0 | 0 | 0
[10 empty] | 0 | 0 | 0 | 0 | 0 | 0 | 0 | 0 | 0 | 0 | 0 | 0 | 0 | 0 | 0 | 0 | 0 | 0 | 0 | 0 | 0 | 0 | 0 | 0 | 0 | 0 | 0 | 0
[10 empty] | 0 | 8630.8125 | 8617.0032 | 8603.216 | 8589.4508 | 8575.7077 | 8561.9866 | 8548.2874 | 8534.6101 | 8520.9548 | 8507.3212 | 10968.4125 | 10597.8997 | 10278.8871 | 10355.7848 | 10368.9149 | 10334.7965 | 10316.5316 | 10302.7678 | 10286.1384 | 10269.3107 | 10962.522 | 10742.6146 | 10566.6283 | 10627.9525 | 10630.9184 | 10594.8946 | 10577.3151
[10 empty] | 0 | 0 | 0 | 0 | 0 | 0 | 0 | 0 | 0 | 0 | 0 | 0 | 0 | 0 | 0 | 0 | 0 | 0 | 0 | 0 | 0 | 0 | 0 | 0 | 0 | 0 | 0 | 0
[10 empty] | 0 | 0 | 0 | 0 | 0 | 0 | 0 | 0 | 0 | 0 | 0 | 0 | 0 | 0 | 0 | 0 | 0 | 0 | 0 | 0 | 0 | 0 | 0 | 0 | 0 | 0 | 0 | 0
[10 empty] | 0 | 0 | 0 | 0 | 0 | 0 | 0 | 0 | 0 | 0 | 0 | 0 | 0 | 0 | 0 | 0 | 0 | 0 | 0 | 0 | 0 | 0 | 0 | 0 | 0 | 0 | 0 | 0
[10 empty] | 0 | 0 | 0 | 0 | 0 | 0 | 0 | 0 | 0 | 0 | 0 | 0 | 0 | 0 | 0 | 0 | 0 | 0 | 0 | 0 | 0 | 0 | 0 | 0 | 0 | 0 | 0 | 0
[10 empty] | 0 | 0 | 0 | 0 | 0 | 0 | 0 | 0 | 0 | 0 | 0 | 0 | 0 | 0 | 0 | 0 | 0 | 0 | 0 | 0 | 0 | 0 | 0 | 0 | 0 | 0 | 0 | 0
[10 empty] | 0 | 0 | 0 | 0 | 0 | 0 | 0 | 0 | 0 | 0 | 0 | 0 | 0 | 0 | 0 | 0 | 0 | 0 | 0 | 0 | 0 | 0 | 0 | 0 | 0 | 0 | 0 | 0
[10 empty] | 0 | 0 | 0 | 0 | 0 | 0 | 0 | 0 | 0 | 0 | 0 | 0 | 0 | 0 | 0 | 0 | 0 | 0 | 0 | 0 | 0 | 0 | 0 | 0 | 0 | 0 | 0 | 0
[10 empty] | 0 | 0 | 0 | 0 | 0 | 0 | 0 | 0 | 0 | 0 | 0 | 0 | 0 | 0 | 0 | 0 | 0 | 0 | 0 | 0 | 0 | 0 | 0 | 0 | 0 | 0 | 0 | 0
[10 empty] | 0 | 0 | 0 | 0 | 0 | 0 | 0 | 0 | 0 | 0 | 0 | 0 | 0 | 0 | 0 | 0 | 0 | 0 | 0 | 0 | 0 | 0 | 0 | 0 | 0 | 0 | 0 | 0
[10 empty] | 0 | 1253.5828 | 914.0022 | 462.6035 | 179.6869 | 0 | 0 | 0 | 0 | 0 | 0 | 0 | 0 | 0 | 0 | 0 | 0 | 0 | 0 | 0 | 0 | 0 | 0 | 0 | 0 | 0 | 0 | 0
[10 empty] | 0 | 821.014 | 780.4352 | 838.8033 | 709.0144 | 574.4245 | 679.384 | 821.4886 | 962.2547 | 1100.9273 | 1201.8253 | 1299.1956 | 1412.3244 | 1491.4644 | 1552.3845 | 1595.1496 | 1641.2916 | 1691.4102 | 1716.948 | 1747.6132 | 1766.5626 | 1773.9654 | 1753.4383 | 1737.8254 | 1739.1792 | 1738.5864 | 1735.9528 | 2045.764
[10 empty] | 0 | 0 | 0 | 0 | 0 | 0 | 0 | 0 | 0 | 0 | 0 | 0 | 0 | 0 | 0 | 0 | 0 | 0 | 0 | 0 | 0 | 0 | 0 | 0 | 0 | 0 | 0 | 0
[10 empty] | 0 | 0 | 0 | 0 | 0 | 0 | 0 | 0 | 0 | 0 | 0 | 0 | 0 | 0 | 0 | 0 | 0 | 0 | 0 | 0 | 0 | 0 | 0 | 0 | 0 | 0 | 0 | 0
[10 empty] | 0 | 0 | 0 | 0 | 0 | 0 | 0 | 0 | 0 | 0 | 0 | 0 | 0 | 0 | 0 | 0 | 0 | 0 | 0 | 0 | 0 | 0 | 0 | 0 | 0 | 0 | 0 | 0
[10 empty] | 0 | 0 | 0 | 0 | 0 | 0 | 0 | 0 | 0 | 0 | 0 | 0 | 0 | 0 | 0 | 0 | 0 | 0 | 0 | 0 | 0 | 0 | 0 | 0 | 0 | 0 | 0 | 0
[10 empty] | 0 | 0 | 0 | 0 | 0 | 0 | 0 | 0 | 0 | 0 | 0 | 0 | 0 | 0 | 0 | 0 | 0 | 0 | 0 | 0 | 0 | 0 | 0 | 0 | 0 | 0 | 0 | 0
[10 empty] | 0 | 0 | 0 | 0 | 0 | 0 | 0 | 0 | 0 | 0 | 0 | 0 | 0 | 0 | 0 | 0 | 0 | 0 | 0 | 0 | 0 | 0 | 0 | 0 | 0 | 0 | 0 | 0
[10 empty] | 0 | 0 | 0 | 0 | 0 | 0 | 0 | 0 | 0 | 0 | 0 | 0 | 0 | 0 | 0 | 0 | 0 | 0 | 0 | 0 | 0 | 0 | 0 | 0 | 0 | 0 | 0 | 0
[10 empty] | 0 | 0 | 0 | 0 | 0 | 0 | 0 | 0 | 0 | 0 | 0 | 0 | 0 | 0 | 0 | 0 | 0 | 0 | 0 | 0 | 0 | 0 | 0 | 0 | 0 | 0 | 0 | 0
[10 empty] | 0 | 1253.5828 | 914.0022 | 462.6035 | 179.6869 | 0 | 0 | 0 | 0 | 0 | 0 | 0 | 0 | 0 | 0 | 0 | 0 | 0 | 0 | 0 | 0 | 0 | 0 | 0 | 0 | 0 | 0 | 0
[10 empty] | 0 | 821.014 | 780.4352 | 838.8033 | 709.0144 | 574.4245 | 679.384 | 821.4886 | 962.2547 | 1100.9273 | 1201.8253 | 1299.1956 | 1412.3244 | 1491.4644 | 1552.3845 | 1595.1496 | 1641.2916 | 1691.4102 | 1716.948 | 1747.6132 | 1766.5626 | 1773.9654 | 1753.4383 | 1737.8254 | 1739.1792 | 1738.5864 | 1735.9528 | 2045.764
[10 empty] | 0 | 0 | 0 | 0 | 0 | 0 | 0 | 0 | 0 | 0 | 0 | 0 | 0 | 0 | 0 | 0 | 0 | 0 | 0 | 0 | 0 | 0 | 0 | 0 | 0 | 0 | 0 | 0
[10 empty] | 0 | 0 | 0 | 0 | 0 | 0 | 0 | 0 | 0 | 0 | 0 | 0 | 0 | 0 | 0 | 0 | 0 | 0 | 0 | 0 | 0 | 0 | 0 | 0 | 0 | 0 | 0 | 0
[10 empty] | 0 | 0 | 0 | 0 | 0 | 0 | 0 | 0 | 0 | 0 | 0 | 0 | 0 | 0 | 0 | 0 | 0 | 0 | 0 | 0 | 0 | 0 | 0 | 0 | 0 | 0 | 0 | 0
[10 empty] | 0 | 0 | 0 | 0 | 0 | 0 | 0 | 0 | 0 | 0 | 0 | 0 | 0 | 0 | 0 | 0 | 0 | 0 | 0 | 0 | 0 | 0 | 0 | 0 | 0 | 0 | 0 | 0
[10 empty] | 0 | 0 | 0 | 0 | 0 | 0 | 0 | 0 | 0 | 0 | 0 | 0 | 0 | 0 | 0 | 0 | 0 | 0 | 0 | 0 | 0 | 0 | 0 | 0 | 0 | 0 | 0 | 0
[10 empty] | 0 | 0 | 0 | 0 | 0 | 0 | 0 | 0 | 0 | 0 | 0 | 0 | 0 | 0 | 0 | 0 | 0 | 0 | 0 | 0 | 0 | 0 | 0 | 0 | 0 | 0 | 0 | 0
[10 empty] | 0 | 0 | 0 | 0 | 0 | 0 | 0 | 0 | 0 | 0 | 0 | 0 | 0 | 0 | 0 | 0 | 0 | 0 | 0 | 0 | 0 | 0 | 0 | 0 | 0 | 0 | 0 | 0
[10 empty] | 0 | 0 | 0 | 0 | 0 | 0 | 0 | 0 | 0 | 0 | 0 | 0 | 0 | 0 | 0 | 0 | 0 | 0 | 0 | 0 | 0 | 0 | 0 | 0 | 0 | 0 | 0 | 0
[10 empty] | 0 | 1253.5828 | 914.0022 | 462.6035 | 179.6869 | 0 | 0 | 0 | 0 | 0 | 0 | 0 | 0 | 0 | 0 | 0 | 0 | 0 | 0 | 0 | 0 | 0 | 0 | 0 | 0 | 0 | 0 | 0
[10 empty] | 0 | 821.014 | 780.4352 | 838.8033 | 709.0144 | 574.4245 | 679.384 | 821.4886 | 962.2547 | 1100.9273 | 1201.8253 | 1299.1956 | 1412.3244 | 1491.4644 | 1552.3845 | 1595.1496 | 1641.2916 | 1691.4102 | 1716.948 | 1747.6132 | 1766.5626 | 1773.9654 | 1753.4383 | 1737.8254 | 1739.1792 | 1738.5864 | 1735.9528 | 2045.764
[10 empty] | 0 | 0 | 0 | 0 | 0 | 0 | 0 | 0 | 0 | 0 | 0 | 0 | 0 | 0 | 0 | 0 | 0 | 0 | 0 | 0 | 0 | 0 | 0 | 0 | 0 | 0 | 0 | 0
[10 empty] | 0 | 0 | 0 | 0 | 0 | 0 | 0 | 0 | 0 | 0 | 0 | 0 | 0 | 0 | 0 | 0 | 0 | 0 | 0 | 0 | 0 | 0 | 0 | 0 | 0 | 0 | 0 | 0
[10 empty] | 0 | 0 | 0 | 0 | 0 | 0 | 0 | 0 | 0 | 0 | 0 | 0 | 0 | 0 | 0 | 0 | 0 | 0 | 0 | 0 | 0 | 0 | 0 | 0 | 0 | 0 | 0 | 0
[10 empty] | 0 | 0 | 0 | 0 | 0 | 0 | 0 | 0 | 0 | 0 | 0 | 0 | 0 | 0 | 0 | 0 | 0 | 0 | 0 | 0 | 0 | 0 | 0 | 0 | 0 | 0 | 0 | 0
[10 empty] | 0 | 0 | 0 | 0 | 0 | 0 | 0 | 0 | 0 | 0 | 0 | 0 | 0 | 0 | 0 | 0 | 0 | 0 | 0 | 0 | 0 | 0 | 0 | 0 | 0 | 0 | 0 | 0
[10 empty] | 0 | 0 | 0 | 0 | 0 | 0 | 0 | 0 | 0 | 0 | 0 | 0 | 0 | 0 | 0 | 0 | 0 | 0 | 0 | 0 | 0 | 0 | 0 | 0 | 0 | 0 | 0 | 0
[10 empty] | 0 | 0 | 0 | 0 | 0 | 0 | 0 | 0 | 0 | 0 | 0 | 0 | 0 | 0 | 0 | 0 | 0 | 0 | 0 | 0 | 0 | 0 | 0 | 0 | 0 | 0 | 0 | 0
[10 empty] | 0 | 0 | 0 | 0 | 0 | 0 | 0 | 0 | 0 | 0 | 0 | 0 | 0 | 0 | 0 | 0 | 0 | 0 | 0 | 0 | 0 | 0 | 0 | 0 | 0 | 0 | 0 | 0
[10 empty] | 0 | 1253.5828 | 914.0022 | 462.6035 | 179.6869 | 0 | 0 | 0 | 0 | 0 | 0 | 0 | 0 | 0 | 0 | 0 | 0 | 0 | 0 | 0 | 0 | 0 | 0 | 0 | 0 | 0 | 0 | 0
[10 empty] | 0 | 821.014 | 780.4352 | 838.8033 | 709.0144 | 574.4245 | 679.384 | 821.4886 | 962.2547 | 1100.9273 | 1201.8253 | 1299.1956 | 1412.3244 | 1491.4644 | 1552.3845 | 1595.1496 | 1641.2916 | 1691.4102 | 1716.948 | 1747.6132 | 1766.5626 | 1773.9654 | 1753.4383 | 1737.8254 | 1739.1792 | 1738.5864 | 1735.9528 | 2045.764
[10 empty] | 0 | 0 | 0 | 0 | 0 | 0 | 0 | 0 | 0 | 0 | 0 | 0 | 0 | 0 | 0 | 0 | 0 | 0 | 0 | 0 | 0 | 0 | 0 | 0 | 0 | 0 | 0 | 0
[10 empty] | 0 | 0 | 0 | 0 | 0 | 0 | 0 | 0 | 0 | 0 | 0 | 0 | 0 | 0 | 0 | 0 | 0 | 0 | 0 | 0 | 0 | 0 | 0 | 0 | 0 | 0 | 0 | 0
[10 empty] | 0 | 0 | 0 | 0 | 0 | 0 | 0 | 0 | 0 | 0 | 0 | 0 | 0 | 0 | 0 | 0 | 0 | 0 | 0 | 0 | 0 | 0 | 0 | 0 | 0 | 0 | 0 | 0
[10 empty] | 0 | 0 | 0 | 0 | 0 | 0 | 0 | 0 | 0 | 0 | 0 | 0 | 0 | 0 | 0 | 0 | 0 | 0 | 0 | 0 | 0 | 0 | 0 | 0 | 0 | 0 | 0 | 0
[10 empty] | 0 | 0 | 0 | 0 | 0 | 0 | 0 | 0 | 0 | 0 | 0 | 0 | 0 | 0 | 0 | 0 | 0 | 0 | 0 | 0 | 0 | 0 | 0 | 0 | 0 | 0 | 0 | 0
[10 empty] | 0 | 0 | 0 | 0 | 0 | 0 | 0 | 0 | 0 | 0 | 0 | 0 | 0 | 0 | 0 | 0 | 0 | 0 | 0 | 0 | 0 | 0 | 0 | 0 | 0 | 0 | 0 | 0
[10 empty] | 0 | 0 | 0 | 0 | 0 | 0 | 0 | 0 | 0 | 0 | 0 | 0 | 0 | 0 | 0 | 0 | 0 | 0 | 0 | 0 | 0 | 0 | 0 | 0 | 0 | 0 | 0 | 0
[10 empty] | 0 | 0 | 0 | 0 | 0 | 0 | 0 | 0 | 0 | 0 | 0 | 0 | 0 | 0 | 0 | 0 | 0 | 0 | 0 | 0 | 0 | 0 | 0 | 0 | 0 | 0 | 0 | 0
[10 empty] | 0 | 1253.5828 | 914.0022 | 462.6035 | 179.6869 | 0 | 0 | 0 | 0 | 0 | 0 | 0 | 0 | 0 | 0 | 0 | 0 | 0 | 0 | 0 | 0 | 0 | 0 | 0 | 0 | 0 | 0 | 0
[10 empty] | 0 | 821.014 | 780.4352 | 838.8033 | 709.0144 | 574.4245 | 679.384 | 821.4886 | 962.2547 | 1100.9273 | 1201.8253 | 1299.1956 | 1412.3244 | 1491.4644 | 1552.3845 | 1595.1496 | 1641.2916 | 1691.4102 | 1716.948 | 1747.6132 | 1766.5626 | 1773.9654 | 1753.4383 | 1737.8254 | 1739.1792 | 1738.5864 | 1735.9528 | 2045.764
[10 empty] | 0 | 0 | 0 | 0 | 0 | 0 | 0 | 0 | 0 | 0 | 0 | 0 | 0 | 0 | 0 | 0 | 0 | 0 | 0 | 0 | 0 | 0 | 0 | 0 | 0 | 0 | 0 | 0
[10 empty] | 0 | 0 | 0 | 0 | 0 | 0 | 0 | 0 | 0 | 0 | 0 | 0 | 0 | 0 | 0 | 0 | 0 | 0 | 0 | 0 | 0 | 0 | 0 | 0 | 0 | 0 | 0 | 0
[10 empty] | 0 | 0 | 0 | 0 | 0 | 0 | 0 | 0 | 0 | 0 | 0 | 0 | 0 | 0 | 0 | 0 | 0 | 0 | 0 | 0 | 0 | 0 | 0 | 0 | 0 | 0 | 0 | 0
[10 empty] | 0 | 0 | 0 | 0 | 0 | 0 | 0 | 0 | 0 | 0 | 0 | 0 | 0 | 0 | 0 | 0 | 0 | 0 | 0 | 0 | 0 | 0 | 0 | 0 | 0 | 0 | 0 | 0
[10 empty] | 0 | 0 | 0 | 0 | 0 | 0 | 0 | 0 | 0 | 0 | 0 | 0 | 0 | 0 | 0 | 0 | 0 | 0 | 0 | 0 | 0 | 0 | 0 | 0 | 0 | 0 | 0 | 0
[10 empty] | 0 | 0 | 0 | 0 | 0 | 0 | 0 | 0 | 0 | 0 | 0 | 0 | 0 | 0 | 0 | 0 | 0 | 0 | 0 | 0 | 0 | 0 | 0 | 0 | 0 | 0 | 0 | 0
[10 empty] | 0 | 0 | 0 | 0 | 0 | 0 | 0 | 0 | 0 | 0 | 0 | 0 | 0 | 0 | 0 | 0 | 0 | 0 | 0 | 0 | 0 | 0 | 0 | 0 | 0 | 0 | 0 | 0
[10 empty] | 0 | 0 | 0 | 0 | 0 | 0 | 0 | 0 | 0 | 0 | 0 | 0 | 0 | 0 | 0 | 0 | 0 | 0 | 0 | 0 | 0 | 0 | 0 | 0 | 0 | 0 | 0 | 0
[10 empty] | 0 | 1253.5828 | 914.0022 | 462.6035 | 179.6869 | 0 | 0 | 0 | 0 | 0 | 0 | 0 | 0 | 0 | 0 | 0 | 0 | 0 | 0 | 0 | 0 | 0 | 0 | 0 | 0 | 0 | 0 | 0
[10 empty] | 0 | 821.014 | 780.4352 | 838.8033 | 709.0144 | 574.4245 | 679.384 | 821.4886 | 962.2547 | 1100.9273 | 1201.8253 | 1299.1956 | 1412.3244 | 1491.4644 | 1552.3845 | 1595.1496 | 1641.2916 | 1691.4102 | 1716.948 | 1747.6132 | 1766.5626 | 1773.9654 | 1753.4383 | 1737.8254 | 1739.1792 | 1738.5864 | 1735.9528 | 2045.764
[10 empty] | 0 | 0 | 0 | 0 | 0 | 0 | 0 | 0 | 0 | 0 | 0 | 0 | 0 | 0 | 0 | 0 | 0 | 0 | 0 | 0 | 0 | 0 | 0 | 0 | 0 | 0 | 0 | 0
[10 empty] | 0 | 0 | 0 | 0 | 0 | 0 | 0 | 0 | 0 | 0 | 0 | 0 | 0 | 0 | 0 | 0 | 0 | 0 | 0 | 0 | 0 | 0 | 0 | 0 | 0 | 0 | 0 | 0
[10 empty] | 0 | 0 | 0 | 0 | 0 | 0 | 0 | 0 | 0 | 0 | 0 | 0 | 0 | 0 | 0 | 0 | 0 | 0 | 0 | 0 | 0 | 0 | 0 | 0 | 0 | 0 | 0 | 0
[10 empty] | 0 | 0 | 0 | 0 | 0 | 0 | 0 | 0 | 0 | 0 | 0 | 0 | 0 | 0 | 0 | 0 | 0 | 0 | 0 | 0 | 0 | 0 | 0 | 0 | 0 | 0 | 0 | 0
[10 empty] | 0 | 0 | 0 | 0 | 0 | 0 | 0 | 0 | 0 | 0 | 0 | 0 | 0 | 0 | 0 | 0 | 0 | 0 | 0 | 0 | 0 | 0 | 0 | 0 | 0 | 0 | 0 | 0
[10 empty] | 0 | 0 | 0 | 0 | 0 | 0 | 0 | 0 | 0 | 0 | 0 | 0 | 0 | 0 | 0 | 0 | 0 | 0 | 0 | 0 | 0 | 0 | 0 | 0 | 0 | 0 | 0 | 0
[10 empty] | 0 | 0 | 0 | 0 | 0 | 0 | 0 | 0 | 0 | 0 | 0 | 0 | 0 | 0 | 0 | 0 | 0 | 0 | 0 | 0 | 0 | 0 | 0 | 0 | 0 | 0 | 0 | 0
[10 empty] | 0 | 0 | 0 | 0 | 0 | 0 | 0 | 0 | 0 | 0 | 0 | 0 | 0 | 0 | 0 | 0 | 0 | 0 | 0 | 0 | 0 | 0 | 0 | 0 | 0 | 0 | 0 | 0
[10 empty] | 0 | 1253.5828 | 914.0022 | 462.6035 | 179.6869 | 0 | 0 | 0 | 0 | 0 | 0 | 0 | 0 | 0 | 0 | 0 | 0 | 0 | 0 | 0 | 0 | 0 | 0 | 0 | 0 | 0 | 0 | 0
[10 empty] | 0 | 821.014 | 780.4352 | 838.8033 | 709.0144 | 574.4245 | 679.384 | 821.4886 | 962.2547 | 1100.9273 | 1201.8253 | 1299.1956 | 1412.3244 | 1491.4644 | 1552.3845 | 1595.1496 | 1641.2916 | 1691.4102 | 1716.948 | 1747.6132 | 1766.5626 | 1773.9654 | 1753.4383 | 1737.8254 | 1739.1792 | 1738.5864 | 1735.9528 | 2045.764
[10 empty] | 0 | 0 | 0 | 0 | 0 | 0 | 0 | 0 | 0 | 0 | 0 | 0 | 0 | 0 | 0 | 0 | 0 | 0 | 0 | 0 | 0 | 0 | 0 | 0 | 0 | 0 | 0 | 0
[10 empty] | 0 | 0 | 0 | 0 | 0 | 0 | 0 | 0 | 0 | 0 | 0 | 0 | 0 | 0 | 0 | 0 | 0 | 0 | 0 | 0 | 0 | 0 | 0 | 0 | 0 | 0 | 0 | 0
[10 empty] | 0 | 0 | 0 | 0 | 0 | 0 | 0 | 0 | 0 | 0 | 0 | 0 | 0 | 0 | 0 | 0 | 0 | 0 | 0 | 0 | 0 | 0 | 0 | 0 | 0 | 0 | 0 | 0
[10 empty] | 0 | 0 | 0 | 0 | 0 | 0 | 0 | 0 | 0 | 0 | 0 | 0 | 0 | 0 | 0 | 0 | 0 | 0 | 0 | 0 | 0 | 0 | 0 | 0 | 0 | 0 | 0 | 0
[10 empty] | 0 | 0 | 0 | 0 | 0 | 0 | 0 | 0 | 0 | 0 | 0 | 0 | 0 | 0 | 0 | 0 | 0 | 0 | 0 | 0 | 0 | 0 | 0 | 0 | 0 | 0 | 0 | 0
[10 empty] | 0 | 0 | 0 | 0 | 0 | 0 | 0 | 0 | 0 | 0 | 0 | 0 | 0 | 0 | 0 | 0 | 0 | 0 | 0 | 0 | 0 | 0 | 0 | 0 | 0 | 0 | 0 | 0
[10 empty] | 0 | 0 | 0 | 0 | 0 | 0 | 0 | 0 | 0 | 0 | 0 | 0 | 0 | 0 | 0 | 0 | 0 | 0 | 0 | 0 | 0 | 0 | 0 | 0 | 0 | 0 | 0 | 0
[10 empty] | 0 | 0 | 0 | 0 | 0 | 0 | 0 | 0 | 0 | 0 | 0 | 0 | 0 | 0 | 0 | 0 | 0 | 0 | 0 | 0 | 0 | 0 | 0 | 0 | 0 | 0 | 0 | 0
[10 empty] | 0 | 1253.5828 | 914.0022 | 462.6035 | 179.6869 | 0 | 0 | 0 | 0 | 0 | 0 | 0 | 0 | 0 | 0 | 0 | 0 | 0 | 0 | 0 | 0 | 0 | 0 | 0 | 0 | 0 | 0 | 0
[10 empty] | 0 | 821.014 | 780.4352 | 838.8033 | 709.0144 | 574.4245 | 679.384 | 821.4886 | 962.2547 | 1100.9273 | 1201.8253 | 1299.1956 | 1412.3244 | 1491.4644 | 1552.3845 | 1595.1496 | 1641.2916 | 1691.4102 | 1716.948 | 1747.6132 | 1766.5626 | 1773.9654 | 1753.4383 | 1737.8254 | 1739.1792 | 1738.5864 | 1735.9528 | 2045.764
[10 empty] | 0 | 0 | 0 | 0 | 0 | 0 | 0 | 0 | 0 | 0 | 0 | 0 | 0 | 0 | 0 | 0 | 0 | 0 | 0 | 0 | 0 | 0 | 0 | 0 | 0 | 0 | 0 | 0
[10 empty] | 0 | 0 | 0 | 0 | 0 | 0 | 0 | 0 | 0 | 0 | 0 | 0 | 0 | 0 | 0 | 0 | 0 | 0 | 0 | 0 | 0 | 0 | 0 | 0 | 0 | 0 | 0 | 0
[10 empty] | 0 | 0 | 0 | 0 | 0 | 0 | 0 | 0 | 0 | 0 | 0 | 0 | 0 | 0 | 0 | 0 | 0 | 0 | 0 | 0 | 0 | 0 | 0 | 0 | 0 | 0 | 0 | 0
[10 empty] | 0 | 0 | 0 | 0 | 0 | 0 | 0 | 0 | 0 | 0 | 0 | 0 | 0 | 0 | 0 | 0 | 0 | 0 | 0 | 0 | 0 | 0 | 0 | 0 | 0 | 0 | 0 | 0
[10 empty] | 0 | 0 | 0 | 0 | 0 | 0 | 0 | 0 | 0 | 0 | 0 | 0 | 0 | 0 | 0 | 0 | 0 | 0 | 0 | 0 | 0 | 0 | 0 | 0 | 0 | 0 | 0 | 0
[10 empty] | 0 | 0 | 0 | 0 | 0 | 0 | 0 | 0 | 0 | 0 | 0 | 0 | 0 | 0 | 0 | 0 | 0 | 0 | 0 | 0 | 0 | 0 | 0 | 0 | 0 | 0 | 0 | 0
[10 empty] | 0 | 0 | 0 | 0 | 0 | 0 | 0 | 0 | 0 | 0 | 0 | 0 | 0 | 0 | 0 | 0 | 0 | 0 | 0 | 0 | 0 | 0 | 0 | 0 | 0 | 0 | 0 | 0
[10 empty] | 0 | 0 | 0 | 0 | 0 | 0 | 0 | 0 | 0 | 0 | 0 | 0 | 0 | 0 | 0 | 0 | 0 | 0 | 0 | 0 | 0 | 0 | 0 | 0 | 0 | 0 | 0 | 0
[10 empty] | 0 | 1240.8841 | 902.6662 | 455.1332 | 175.4377 | 0 | 0 | 0 | 0 | 0 | 0 | 0 | 0 | 0 | 0 | 0 | 0 | 0 | 0 | 0 | 0 | 0 | 0 | 0 | 0 | 0 | 0 | 0
[10 empty] | 0 | 812.6972 | 770.7558 | 825.2581 | 692.2481 | 553.4091 | 658.3686 | 799.2951 | 939.0796 | 1076.9341 | 1177.1503 | 1273.9526 | 1369.6214 | 1434.2114 | 1483.0066 | 1515.6676 | 1553.3894 | 1563.9597 | 1556.5404 | 1559.7415 | 1555.8041 | 1544.1346 | 1532.0434 | 1523.4605 | 1649.7677 | 1780.5433 | 2066.2235 | 2317.487
[10 empty] | 0 | 0 | 0 | 0 | 0 | 0 | 0 | 0 | 0 | 0 | 0 | 0 | 0 | 0 | 0 | 0 | 0 | 0 | 0 | 0 | 0 | 0 | 0 | 0 | 0 | 0 | 0 | 0
[10 empty] | 0 | 0 | 0 | 0 | 0 | 0 | 0 | 0 | 0 | 0 | 0 | 0 | 0 | 0 | 0 | 0 | 0 | 0 | 0 | 0 | 0 | 0 | 0 | 0 | 0 | 0 | 0 | 0
[10 empty] | 0 | 0 | 0 | 0 | 0 | 0 | 0 | 0 | 0 | 0 | 0 | 0 | 0 | 0 | 0 | 0 | 0 | 0 | 0 | 0 | 0 | 0 | 0 | 0 | 0 | 0 | 0 | 0
[10 empty] | 0 | 0 | 0 | 0 | 0 | 0 | 0 | 0 | 0 | 0 | 0 | 0 | 0 | 0 | 0 | 0 | 0 | 0 | 0 | 0 | 0 | 0 | 0 | 0 | 0 | 0 | 0 | 0
[10 empty] | 0 | 0 | 0 | 0 | 0 | 0 | 0 | 0 | 0 | 0 | 0 | 0 | 0 | 0 | 0 | 0 | 0 | 0 | 0 | 0 | 0 | 0 | 0 | 0 | 0 | 0 | 0 | 0
[10 empty] | 0 | 0 | 0 | 0 | 0 | 0 | 0 | 0 | 0 | 0 | 0 | 0 | 0 | 0 | 0 | 0 | 0 | 0 | 0 | 0 | 0 | 0 | 0 | 0 | 0 | 0 | 0 | 0
[10 empty] | 0 | 0 | 0 | 0 | 0 | 0 | 0 | 0 | 0 | 0 | 0 | 0 | 0 | 0 | 0 | 0 | 0 | 0 | 0 | 0 | 0 | 0 | 0 | 0 | 0 | 0 | 0 | 0
[10 empty] | 0 | 0 | 0 | 0 | 0 | 0 | 0 | 0 | 0 | 0 | 0 | 0 | 0 | 0 | 0 | 0 | 0 | 0 | 0 | 0 | 0 | 0 | 0 | 0 | 0 | 0 | 0 | 0
[10 empty] | 0 | 35.1813 | 46.68 | 48.8219 | 50.0858 | 0 | 0 | 0 | 0 | 0 | 0 | 0 | 0 | 0 | 0 | 0 | 0 | 0 | 0 | 0 | 0 | 0 | 0 | 0 | 0 | 0 | 0 | 0
[10 empty] | 0 | 0.76345 | 0 | 0 | 0 | 51.4116 | 52.8016 | 59.65 | 61.208 | 62.7972 | 64.4181 | 66.0714 | 67.7577 | 69.4774 | 76.3742 | 84.0966 | 91.3127 | 97.975 | 104.1773 | 110.0002 | 116.2838 | 132.7016 | 139.95 | 144.2398 | 148.2363 | 152.2664 | 156.3376 | 162.7619
[10 empty] | 0 | 0 | 0 | 0 | 0 | 0 | 0 | 0 | 0 | 0 | 0 | 0 | 0 | 0 | 0 | 0 | 0 | 0 | 0 | 0 | 0 | 0 | 0 | 0 | 0 | 0 | 0 | 0
[10 empty] | 0 | 0.055593 | 0 | 0 | 0 | 0 | 0 | 0 | 0 | 0 | 0 | 0 | 0 | 0 | 0 | 0 | 0 | 0 | 0 | 0 | 0 | 0 | 0 | 0 | 0 | 0 | 0 | 0
[10 empty] | 0 | 0 | 0 | 0 | 0 | 0 | 0 | 0 | 0 | 0 | 0 | 0 | 0 | 0 | 0 | 0 | 0 | 0 | 0 | 0 | 0 | 0 | 0 | 0 | 0 | 0 | 0 | 0
[10 empty] | 0 | 0 | 0 | 0 | 0 | 0 | 0 | 0 | 0 | 0 | 0 | 0 | 0 | 0 | 0 | 0 | 0 | 0 | 0 | 0 | 0 | 0 | 0 | 0 | 0 | 0 | 0 | 0
[10 empty] | 0 | 0 | 0 | 0 | 0 | 0 | 0 | 0 | 0 | 0 | 0 | 0 | 0 | 0 | 0 | 0 | 0 | 0 | 0 | 0 | 0 | 0 | 0 | 0 | 0 | 0 | 0 | 0
[10 empty] | 0 | 0 | 0 | 0 | 0 | 0 | 0 | 0 | 0 | 0 | 0 | 0 | 0 | 0 | 0 | 0 | 0 | 0 | 0 | 0 | 0 | 0 | 0 | 0 | 0 | 0 | 0 | 0
[10 empty] | 0 | 0 | 0 | 0 | 0 | 0 | 0 | 0 | 0 | 0 | 0 | 0 | 0 | 0 | 0 | 0 | 0 | 0 | 0 | 0 | 0 | 0 | 0 | 0 | 0 | 0 | 0 | 0
[10 empty] | 0 | 0 | 0 | 0 | 0 | 0 | 0 | 0 | 0 | 0 | 0 | 0 | 0 | 0 | 0 | 0 | 0 | 0 | 0 | 0 | 0 | 0 | 0 | 0 | 0 | 0 | 0 | 0
[10 empty] | 0 | 13478.314 | 9834.9159 | 7382.6732 | 6675.8849 | 5587.8354 | 0 | 0 | 0 | 0 | 0 | 0 | 0 | 0 | 0 | 0 | 0 | 0 | 0 | 0 | 0 | 0 | 0
[10 empty] | 0 | 0 | 0 | 0 | 0 | 0 | 6357.8685 | 7286.9708 | 6160.0129 | 6453.9161 | 5809.75 | 5330.5418 | 5313.8157 | 5056.1698 | 4822.9208 | 5079.5665 | 4591.0809 | 4319.0575 | 4157.3266 | 3944.6856 | 3851.7847 | 3755.0465 | 3606.8607
[10 empty] | 0 | 13786.9211 | 10352.8862 | 8032.456 | 7168.0358 | 6003.8289 | 6768.8672 | 7668.4322 | 6435.8511 | 6669.3379 | 5948.593 | 5396.6629 | 5321.8587 | 5002.6002 | 4713.2388 | 4897.7961 | 4365.1693 | 4045.108 | 3832.0521 | 3574.3913 | 3427.0874 | 3276.0928 | 3146.808
[10 empty] | 0 | 4565.7284 | 3443.5051 | 2754.5755 | 2721.0752 | 2696.5916 | 0 | 0 | 0 | 0 | 0 | 0 | 0 | 0 | 0 | 0 | 0 | 0 | 0 | 0 | 0 | 0 | 0
[10 empty] | 0 | 0 | 0 | 0 | 0 | 0 | 3391.6178 | 4314.2125 | 4031.2284 | 4635.1583 | 0 | 0 | 0 | 0 | 0 | 0 | 0 | 0 | 0 | 0 | 0 | 0 | 0
[10 empty] | 0 | 0 | 0 | 0 | 0 | 0 | 0 | 0 | 0 | 0 | 4563.045 | 4556.6999 | 4929.4807 | 5073.1693 | 5221.6979 | 5919.9672 | 5749.0315 | 5800.687 | 5979.9053 | 6068.9094 | 6331.5964 | 6588.8456 | 6328.8293
[10 empty] | 0 | 0 | 0 | 0 | 0 | 0 | 0 | 0 | 0 | 0 | 0 | 0 | 0 | 0 | 0 | 0 | 0 | 0 | 0 | 0 | 0 | 0 | 0
[10 empty] | 0 | 0 | 0 | 0 | 0 | 0 | 0 | 0 | 0 | 0 | 0 | 0 | 0 | 0 | 0 | 0 | 0 | 0 | 0 | 0 | 0 | 0 | 0
[10 empty] | 0 | 0 | 0 | 0 | 0 | 0 | 0 | 0 | 0 | 0 | 0 | 0 | 0 | 0 | 0 | 0 | 0 | 0 | 0 | 0 | 0 | 0 | 0
[10 empty] | 0 | 0 | 0 | 0 | 0 | 0 | 0 | 0 | 0 | 0 | 0 | 0 | 0 | 0 | 0 | 0 | 0 | 0 | 0 | 0 | 0 | 0 | 0
[10 empty] | 0 | 0 | #DIV/0! | #DIV/0! | #DIV/0! | #DIV/0! | #DIV/0! | #DIV/0! | #DIV/0! | #DIV/0! | #DIV/0! | #DIV/0! | #DIV/0! | #DIV/0! | #DIV/0! | #DIV/0! | #DIV/0! | #DIV/0! | #DIV/0! | #DIV/0! | #DIV/0! | #DIV/0!
[10 empty] | 0 | 8976.5403 | #DIV/0! | #DIV/0! | #DIV/0! | #DIV/0! | #DIV/0! | #DIV/0! | #DIV/0! | #DIV/0! | #DIV/0! | #DIV/0! | #DIV/0! | #DIV/0! | #DIV/0! | #DIV/0! | #DIV/0! | #DIV/0! | #DIV/0! | #DIV/0! | #DIV/0! | #DIV/0!
[10 empty] | 0 | 92.9925 | #DIV/0! | #DIV/0! | #DIV/0! | #DIV/0! | #DIV/0! | #DIV/0! | #DIV/0! | #DIV/0! | #DIV/0! | #DIV/0! | #DIV/0! | #DIV/0! | #DIV/0! | #DIV/0! | #DIV/0! | #DIV/0! | #DIV/0! | #DIV/0! | #DIV/0! | #DIV/0!
[10 empty] | 0 | 0 | #DIV/0! | #DIV/0! | #DIV/0! | #DIV/0! | #DIV/0! | #DIV/0! | #DIV/0! | #DIV/0! | #DIV/0! | #DIV/0! | #DIV/0! | #DIV/0! | #DIV/0! | #DIV/0! | #DIV/0! | #DIV/0! | #DIV/0! | #DIV/0! | #DIV/0! | #DIV/0!
[10 empty] | 0 | 377.8918 | #DIV/0! | #DIV/0! | #DIV/0! | #DIV/0! | #DIV/0! | #DIV/0! | #DIV/0! | #DIV/0! | #DIV/0! | #DIV/0! | #DIV/0! | #DIV/0! | #DIV/0! | #DIV/0! | #DIV/0! | #DIV/0! | #DIV/0! | #DIV/0! | #DIV/0! | #DIV/0!
[10 empty] | 0 | 0 | #DIV/0! | #DIV/0! | #DIV/0! | #DIV/0! | #DIV/0! | #DIV/0! | #DIV/0! | #DIV/0! | #DIV/0! | #DIV/0! | #DIV/0! | #DIV/0! | #DIV/0! | #DIV/0! | #DIV/0! | #DIV/0! | #DIV/0! | #DIV/0! | #DIV/0! | #DIV/0!
[10 empty] | 0 | 0 | #DIV/0! | #DIV/0! | #DIV/0! | #DIV/0! | #DIV/0! | #DIV/0! | #DIV/0! | #DIV/0! | #DIV/0! | #DIV/0! | #DIV/0! | #DIV/0! | #DIV/0! | #DIV/0! | #DIV/0! | #DIV/0! | #DIV/0! | #DIV/0! | #DIV/0! | #DIV/0!
[10 empty] | 0 | 0 | #DIV/0! | #DIV/0! | #DIV/0! | #DIV/0! | #DIV/0! | #DIV/0! | #DIV/0! | #DIV/0! | #DIV/0! | #DIV/0! | #DIV/0! | #DIV/0! | #DIV/0! | #DIV/0! | #DIV/0! | #DIV/0! | #DIV/0! | #DIV/0! | #DIV/0! | #DIV/0!
[10 empty] | 0 | 0 | #DIV/0! | #DIV/0! | #DIV/0! | #DIV/0! | #DIV/0! | #DIV/0! | #DIV/0! | #DIV/0! | #DIV/0! | #DIV/0! | #DIV/0! | #DIV/0! | #DIV/0! | #DIV/0! | #DIV/0! | #DIV/0! | #DIV/0! | #DIV/0! | #DIV/0! | #DIV/0!
[10 empty] | 0 | 0 | #DIV/0! | #DIV/0! | #DIV/0! | #DIV/0! | #DIV/0! | #DIV/0! | #DIV/0! | #DIV/0! | #DIV/0! | #DIV/0! | #DIV/0! | #DIV/0! | #DIV/0! | #DIV/0! | #DIV/0! | #DIV/0! | #DIV/0! | #DIV/0! | #DIV/0! | #DIV/0!
[10 empty] | 0 | 345.2994 | 354.686 | 363.329 | 371.7453 | 0 | 0 | 0 | 0 | 0 | 0 | 0 | 0 | 0 | 0 | 0 | 0 | 0 | 0 | 0 | 0 | 0 | 0 | 0 | 0 | 0 | 0 | 0
[10 empty] | 0 | 0 | 0 | 0 | 0 | 379.5877 | 386.9544 | 393.9299 | 400.5873 | 421.274 | 439.7191 | 474.3741 | 504.8293 | 531.7039 | 536.5507 | 542.8564 | 550.3272 | 558.7856 | 568.0307 | 577.9044 | 588.2844 | 699.6818 | 701.2181 | 705.9464 | 715.9026 | 729.6648 | 746.2334 | 762.1129
[10 empty] | 0 | 0 | 0 | 0 | 0 | 0 | 0 | 0 | 0 | 0 | 0 | 0 | 0 | 0 | 0 | 0 | 0 | 0 | 0 | 0 | 0 | 0 | 0 | 0 | 0 | 0 | 0 | 0
[10 empty] | 0 | 0 | 0 | 0 | 0 | 0 | 0 | 0 | 0 | 0 | 0 | 0 | 0 | 0 | 0 | 0 | 0 | 0 | 0 | 0 | 0 | 0 | 0 | 0 | 0 | 0 | 0 | 0
[10 empty] | 0 | 0 | 0 | 0 | 0 | 0 | 0 | 0 | 0 | 0 | 0 | 0 | 0 | 0 | 0 | 0 | 0 | 0 | 0 | 0 | 0 | 0 | 0 | 0 | 0 | 0 | 0 | 0
[10 empty] | 0 | 0 | 0 | 0 | 0 | 0 | 0 | 0 | 0 | 0 | 0 | 0 | 0 | 0 | 0 | 0 | 0 | 0 | 0 | 0 | 0 | 0 | 0 | 0 | 0 | 0 | 0 | 0
[10 empty] | 0 | 0 | 0 | 0 | 0 | 0 | 0 | 0 | 0 | 0 | 0 | 0 | 0 | 0 | 0 | 0 | 0 | 0 | 0 | 0 | 0 | 0 | 0 | 0 | 0 | 0 | 0 | 0
[10 empty] | 0 | 0 | 0 | 0 | 0 | 0 | 0 | 0 | 0 | 0 | 0 | 0 | 0 | 0 | 0 | 0 | 0 | 0 | 0 | 0 | 0 | 0 | 0 | 0 | 0 | 0 | 0 | 0
[10 empty] | 0 | 0 | 0 | 0 | 0 | 0 | 0 | 0 | 0 | 0 | 0 | 0 | 0 | 0 | 0 | 0 | 0 | 0 | 0 | 0 | 0 | 0 | 0 | 0 | 0 | 0 | 0 | 0
[10 empty] | 0 | 0 | 0 | 0 | 0 | 0 | 0 | 0 | 0 | 0 | 0 | 0 | 0 | 0 | 0 | 0 | 0 | 0 | 0 | 0 | 0 | 0 | 0 | 0 | 0 | 0 | 0 | 0
[10 empty] | 0 | 2557.1648 | 1925.5408 | 1504.7743 | 1224.3551 | 1224.7048 | 1224.2819 | 1462.5393 | 1620.0872 | 1723.9164 | 1987.6309 | 1955.6304 | 1796.0822 | 2093.2568 | 1674.0677 | 1435.5788 | 1382.1882 | 1452.734 | 1533.6543 | 1720.4112 | 1818.637 | 1821.2341 | 1951.6169 | 1843.4499 | 1668.3701 | 1622.7452 | 1476.8373 | 1441.1931
[10 empty] | 0 | 0 | 0 | 0 | 0 | 0 | 0 | 0 | 0 | 0 | 0 | 0 | 0 | 0 | 0 | 0 | 0 | 0 | 0 | 0 | 0 | 0 | 0 | 0 | 0 | 0 | 0 | 0
[10 empty] | 0 | 0 | 0 | 0 | 0 | 0 | 0 | 0 | 0 | 0 | 0 | 0 | 0 | 0 | 0 | 0 | 0 | 0 | 0 | 0 | 0 | 0 | 0 | 0 | 0 | 0 | 0 | 0
[10 empty] | 0 | 0 | 0 | 0 | 0 | 0 | 0 | 0 | 0 | 0 | 0 | 0 | 0 | 0 | 0 | 0 | 0 | 0 | 0 | 0 | 0 | 0 | 0 | 0 | 0 | 0 | 0 | 0
[10 empty] | 0 | 0 | 0 | 0 | 0 | 0 | 0 | 0 | 0 | 0 | 0 | 0 | 0 | 0 | 0 | 0 | 0 | 0 | 0 | 0 | 0 | 0 | 0 | 0 | 0 | 0 | 0 | 0
[10 empty] | 0 | 0 | 0 | 0 | 0 | 0 | 0 | 0 | 0 | 0 | 0 | 0 | 0 | 0 | 0 | 0 | 0 | 0 | 0 | 0 | 0 | 0 | 0 | 0 | 0 | 0 | 0 | 0
[10 empty] | 0 | 0 | 0 | 0 | 0 | 0 | 0 | 0 | 0 | 0 | 0 | 0 | 0 | 0 | 0 | 0 | 0 | 0 | 0 | 0 | 0 | 0 | 0 | 0 | 0 | 0 | 0 | 0
[10 empty] | 0 | 0 | 0 | 0 | 0 | 0 | 0 | 0 | 0 | 0 | 0 | 0 | 0 | 0 | 0 | 0 | 0 | 0 | 0 | 0 | 0 | 0 | 0 | 0 | 0 | 0 | 0 | 0
[10 empty] | 0 | 0 | 0 | 0 | 0 | 0 | 0 | 0 | 0 | 0 | 0 | 0 | 0 | 0 | 0 | 0 | 0 | 0 | 0 | 0 | 0 | 0 | 0 | 0 | 0 | 0 | 0 | 0
[10 empty] | 0 | 0 | 0 | 0 | 0 | 0 | 0 | 0 | 0 | 0 | 0 | 0 | 0 | 0 | 0 | 0 | 0 | 0 | 0 | 0 | 0 | 0 | 0 | 0 | 0 | 0 | 0 | 0
[10 empty] | 0 | 2004.895 | 2012.5554 | 2020.3402 | 2028.2511 | 2036.2904 | 2044.4601 | 2052.7623 | 2061.1992 | 2069.7729 | 2078.4856 | 2087.3397 | 2096.3374 | 2105.481 | 2182.2444 | 2250.614 | 2311.8308 | 2366.9589 | 2416.9113 | 2462.4711 | 2504.3103 | 3127.1462 | 3081.9761 | 3046.221 | 3018.5838 | 2997.9537 | 2983.3793 | 2983.6847
[10 empty] | 0 | 0 | 0 | 0 | 0 | 0 | 0 | 0 | 0 | 0 | 0 | 0 | 0 | 0 | 0 | 0 | 0 | 0 | 0 | 0 | 0 | 0 | 0 | 0 | 0 | 0 | 0 | 0
[10 empty] | 0 | 0 | 0 | 0 | 0 | 0 | 0 | 0 | 0 | 0 | 0 | 0 | 0 | 0 | 0 | 0 | 0 | 0 | 0 | 0 | 0 | 0 | 0 | 0 | 0 | 0 | 0 | 0
[10 empty] | 0 | 0 | 0 | 0 | 0 | 0 | 0 | 0 | 0 | 0 | 0 | 0 | 0 | 0 | 0 | 0 | 0 | 0 | 0 | 0 | 0 | 0 | 0 | 0 | 0 | 0 | 0 | 0
[10 empty] | 0 | 0 | 0 | 0 | 0 | 0 | 0 | 0 | 0 | 0 | 0 | 0 | 0 | 0 | 0 | 0 | 0 | 0 | 0 | 0 | 0 | 0 | 0 | 0 | 0 | 0 | 0 | 0
[10 empty] | 0 | 0 | 0 | 0 | 0 | 0 | 0 | 0 | 0 | 0 | 0 | 0 | 0 | 0 | 0 | 0 | 0 | 0 | 0 | 0 | 0 | 0 | 0 | 0 | 0 | 0 | 0 | 0
[10 empty] | 0 | 0 | 0 | 0 | 0 | 0 | 0 | 0 | 0 | 0 | 0 | 0 | 0 | 0 | 0 | 0 | 0 | 0 | 0 | 0 | 0 | 0 | 0 | 0 | 0 | 0 | 0 | 0
[10 empty] | 0 | 0 | 0 | 0 | 0 | 0 | 0 | 0 | 0 | 0 | 0 | 0 | 0 | 0 | 0 | 0 | 0 | 0 | 0 | 0 | 0 | 0 | 0 | 0 | 0 | 0 | 0 | 0
[10 empty] | 0 | 0 | 0 | 0 | 0 | 0 | 0 | 0 | 0 | 0 | 0 | 0 | 0 | 0 | 0 | 0 | 0 | 0 | 0 | 0 | 0 | 0 | 0 | 0 | 0 | 0 | 0 | 0
[10 empty] | 0 | 0 | 0 | 0 | 0 | 0 | 0 | 0 | 0 | 0 | 0 | 0 | 0 | 0 | 0 | 0 | 0 | 0 | 0 | 0 | 0 | 0 | 0 | 0 | 0 | 0 | 0 | 0
[10 empty] | 0 | 110.9146 | 110.7371 | 110.56 | 110.3831 | 110.2065 | 110.0301 | 109.8541 | 109.6783 | 109.5028 | 109.3276 | 109.1527 | 108.978 | 108.8037 | 108.6296 | 108.4558 | 108.2823 | 108.109 | 107.936 | 107.7633 | 107.5909 | 107.4188 | 107.2469 | 107.0753 | 106.904 | 106.7329 | 106.5622 | 141.0844
[10 empty] | 0 | 0 | 0 | 0 | 0 | 0 | 0 | 0 | 0 | 0 | 0 | 0 | 0 | 0 | 0 | 0 | 0 | 0 | 0 | 0 | 0 | 0 | 0 | 0 | 0 | 0 | 0 | 0
[10 empty] | 0 | 0 | 0 | 0 | 0 | 0 | 0 | 0 | 0 | 0 | 0 | 0 | 0 | 0 | 0 | 0 | 0 | 0 | 0 | 0 | 0 | 0 | 0 | 0 | 0 | 0 | 0 | 0
[10 empty] | 0 | 0 | 0 | 0 | 0 | 0 | 0 | 0 | 0 | 0 | 0 | 0 | 0 | 0 | 0 | 0 | 0 | 0 | 0 | 0 | 0 | 0 | 0 | 0 | 0 | 0 | 0 | 0
[10 empty] | 0 | 0 | 0 | 0 | 0 | 0 | 0 | 0 | 0 | 0 | 0 | 0 | 0 | 0 | 0 | 0 | 0 | 0 | 0 | 0 | 0 | 0 | 0 | 0 | 0 | 0 | 0 | 0
[10 empty] | 0 | 0 | 0 | 0 | 0 | 0 | 0 | 0 | 0 | 0 | 0 | 0 | 0 | 0 | 0 | 0 | 0 | 0 | 0 | 0 | 0 | 0 | 0 | 0 | 0 | 0 | 0 | 0
[10 empty] | 0 | 0 | 0 | 0 | 0 | 0 | 0 | 0 | 0 | 0 | 0 | 0 | 0 | 0 | 0 | 0 | 0 | 0 | 0 | 0 | 0 | 0 | 0 | 0 | 0 | 0 | 0 | 0
[10 empty] | 0 | 0 | 0 | 0 | 0 | 0 | 0 | 0 | 0 | 0 | 0 | 0 | 0 | 0 | 0 | 0 | 0 | 0 | 0 | 0 | 0 | 0 | 0 | 0 | 0 | 0 | 0 | 0
[10 empty] | 0 | 0 | 0 | 0 | 0 | 0 | 0 | 0 | 0 | 0 | 0 | 0 | 0 | 0 | 0 | 0 | 0 | 0 | 0 | 0 | 0 | 0 | 0 | 0 | 0 | 0 | 0 | 0
[10 empty] | 0 | 0 | 0 | 0 | 0 | 0 | 0 | 0 | 0 | 0 | 0 | 0 | 0 | 0 | 0 | 0 | 0 | 0 | 0 | 0 | 0 | 0 | 0 | 0 | 0 | 0 | 0 | 0
[10 empty] | 0 | 2067.7888 | 2133.6678 | 2191.6555 | 2239.6883 | 2281.8443 | 2318.7857 | 2351.1 | 2379.3086 | 2370.7405 | 2362.7218 | 2459.5258 | 2544.8558 | 2620.0039 | 2550.1872 | 2495.3962 | 2453.0814 | 2420.7555 | 2396.6548 | 2379.2863 | 2367.3888 | 2359.8999 | 2352.3214 | 2959.449 | 2914.6315 | 2881.8286 | 2857.963 | 2827.4613
[10 empty] | 0 | 0 | 0 | 0 | 0 | 0 | 0 | 0 | 0 | 0 | 0 | 0 | 0 | 0 | 0 | 0 | 0 | 0 | 0 | 0 | 0 | 0 | 0 | 0 | 0 | 0 | 0 | 0
[10 empty] | 0 | 0 | 0 | 0 | 0 | 0 | 0 | 0 | 0 | 0 | 0 | 0 | 0 | 0 | 0 | 0 | 0 | 0 | 0 | 0 | 0 | 0 | 0 | 0 | 0 | 0 | 0 | 0
[10 empty] | 0 | 0 | 0 | 0 | 0 | 0 | 0 | 0 | 0 | 0 | 0 | 0 | 0 | 0 | 0 | 0 | 0 | 0 | 0 | 0 | 0 | 0 | 0 | 0 | 0 | 0 | 0 | 0
[10 empty] | 0 | 0 | 0 | 0 | 0 | 0 | 0 | 0 | 0 | 0 | 0 | 0 | 0 | 0 | 0 | 0 | 0 | 0 | 0 | 0 | 0 | 0 | 0 | 0 | 0 | 0 | 0 | 0
[10 empty] | 0 | 0 | 0 | 0 | 0 | 0 | 0 | 0 | 0 | 0 | 0 | 0 | 0 | 0 | 0 | 0 | 0 | 0 | 0 | 0 | 0 | 0 | 0 | 0 | 0 | 0 | 0 | 0
[10 empty] | 0 | 0 | 0 | 0 | 0 | 0 | 0 | 0 | 0 | 0 | 0 | 0 | 0 | 0 | 0 | 0 | 0 | 0 | 0 | 0 | 0 | 0 | 0 | 0 | 0 | 0 | 0 | 0
[10 empty] | 0 | 0 | 0 | 0 | 0 | 0 | 0 | 0 | 0 | 0 | 0 | 0 | 0 | 0 | 0 | 0 | 0 | 0 | 0 | 0 | 0 | 0 | 0 | 0 | 0 | 0 | 0 | 0
[10 empty] | 0 | 0 | 0 | 0 | 0 | 0 | 0 | 0 | 0 | 0 | 0 | 0 | 0 | 0 | 0 | 0 | 0 | 0 | 0 | 0 | 0 | 0 | 0 | 0 | 0 | 0 | 0 | 0
[10 empty] | 0 | 0 | 0 | 0 | 0 | 0 | 0 | 0 | 0 | 0 | 0 | 0 | 0 | 0 | 0 | 0 | 0 | 0 | 0 | 0 | 0 | 0 | 0 | 0 | 0 | 0 | 0 | 0
[10 empty] | 0 | 674.2598 | 674.3707 | 674.3098 | 673.1394 | 671.9841 | 670.8419 | 669.7113 | 668.5907 | 656.6747 | 646.3422 | 671.3859 | 692.6284 | 710.6183 | 702.4652 | 695.5036 | 689.5376 | 684.2682 | 679.5972 | 675.4401 | 671.7244 | 858.6464 | 827.0188 | 798.4587 | 777.2087 | 761.9994 | 751.5039 | 741.3841
[10 empty] | 0 | 0 | 0 | 0 | 0 | 0 | 0 | 0 | 0 | 0 | 0 | 0 | 0 | 0 | 0 | 0 | 0 | 0 | 0 | 0 | 0 | 0 | 0 | 0 | 0 | 0 | 0 | 0
[10 empty] | 0 | 0 | 0 | 0 | 0 | 0 | 0 | 0 | 0 | 0 | 0 | 0 | 0 | 0 | 0 | 0 | 0 | 0 | 0 | 0 | 0 | 0 | 0 | 0 | 0 | 0 | 0 | 0
[10 empty] | 0 | 0 | 0 | 0 | 0 | 0 | 0 | 0 | 0 | 0 | 0 | 0 | 0 | 0 | 0 | 0 | 0 | 0 | 0 | 0 | 0 | 0 | 0 | 0 | 0 | 0 | 0 | 0
[10 empty] | 0 | 0 | 0 | 0 | 0 | 0 | 0 | 0 | 0 | 0 | 0 | 0 | 0 | 0 | 0 | 0 | 0 | 0 | 0 | 0 | 0 | 0 | 0 | 0 | 0 | 0 | 0 | 0
[10 empty] | 0 | 0 | 0 | 0 | 0 | 0 | 0 | 0 | 0 | 0 | 0 | 0 | 0 | 0 | 0 | 0 | 0 | 0 | 0 | 0 | 0 | 0 | 0 | 0 | 0 | 0 | 0 | 0
[10 empty] | 0 | 0 | 0 | 0 | 0 | 0 | 0 | 0 | 0 | 0 | 0 | 0 | 0 | 0 | 0 | 0 | 0 | 0 | 0 | 0 | 0 | 0 | 0 | 0 | 0 | 0 | 0 | 0
[10 empty] | 0 | 0 | 0 | 0 | 0 | 0 | 0 | 0 | 0 | 0 | 0 | 0 | 0 | 0 | 0 | 0 | 0 | 0 | 0 | 0 | 0 | 0 | 0 | 0 | 0 | 0 | 0 | 0
[10 empty] | 0 | 0 | 0 | 0 | 0 | 0 | 0 | 0 | 0 | 0 | 0 | 0 | 0 | 0 | 0 | 0 | 0 | 0 | 0 | 0 | 0 | 0 | 0 | 0 | 0 | 0 | 0 | 0
[10 empty] | 0 | 0 | 0 | 0 | 0 | 0 | 0 | 0 | 0 | 0 | 0 | 0 | 0 | 0 | 0 | 0 | 0 | 0 | 0 | 0 | 0 | 0 | 0 | 0 | 0 | 0 | 0 | 0
[10 empty] | 0 | 5975.1779 | 0 | 0 | 0 | 0 | 0 | 0 | 0 | 0 | 0 | 0 | 0 | 0 | 0 | 0 | 0 | 0 | 0 | 0 | 0 | 0 | 0 | 0 | 0 | 0 | 0 | 0
[10 empty] | 0 | 0 | 5965.6176 | 5956.0726 | 7928.7238 | 9235.3775 | 10098.7534 | 12493.6508 | 12504.9233 | 12636.5179 | 13767.4692 | 14275.4151 | 14469.1141 | 15186.0601 | 15291.6742 | 15386.0154 | 15827.6425 | 15988.402 | 16025.4217 | 16264.8012 | 16328.8215 | 16356.4999 | 16500.8765 | 16545.0608 | 16543.7991 | 16617.0251 | 16634.6956 | 16629.1125
[10 empty] | 0 | 0 | 0 | 0 | 0 | 0 | 0 | 0 | 0 | 0 | 0 | 0 | 0 | 0 | 0 | 0 | 0 | 0 | 0 | 0 | 0 | 0 | 0 | 0 | 0 | 0 | 0 | 0
[10 empty] | 0 | 0 | 0 | 0 | 0 | 0 | 0 | 0 | 0 | 0 | 0 | 0 | 0 | 0 | 0 | 0 | 0 | 0 | 0 | 0 | 0 | 0 | 0 | 0 | 0 | 0 | 0 | 0
[10 empty] | 0 | 0 | 0 | 0 | 0 | 0 | 0 | 0 | 0 | 0 | 0 | 0 | 0 | 0 | 0 | 0 | 0 | 0 | 0 | 0 | 0 | 0 | 0 | 0 | 0 | 0 | 0 | 0
[10 empty] | 0 | 0 | 0 | 0 | 0 | 0 | 0 | 0 | 0 | 0 | 0 | 0 | 0 | 0 | 0 | 0 | 0 | 0 | 0 | 0 | 0 | 0 | 0 | 0 | 0 | 0 | 0 | 0
[10 empty] | 0 | 0 | 0 | 0 | 0 | 0 | 0 | 0 | 0 | 0 | 0 | 0 | 0 | 0 | 0 | 0 | 0 | 0 | 0 | 0 | 0 | 0 | 0 | 0 | 0 | 0 | 0 | 0
[10 empty] | 0 | 0 | 0 | 0 | 0 | 0 | 0 | 0 | 0 | 0 | 0 | 0 | 0 | 0 | 0 | 0 | 0 | 0 | 0 | 0 | 0 | 0 | 0 | 0 | 0 | 0 | 0 | 0
[10 empty] | 0 | 0 | 0 | 0 | 0 | 0 | 0 | 0 | 0 | 0 | 0 | 0 | 0 | 0 | 0 | 0 | 0 | 0 | 0 | 0 | 0 | 0 | 0 | 0 | 0 | 0 | 0 | 0
[10 empty] | 0 | 0 | 0 | 0 | 0 | 0 | 0 | 0 | 0 | 0 | 0 | 0 | 0 | 0 | 0 | 0 | 0 | 0 | 0 | 0 | 0 | 0 | 0 | 0 | 0 | 0 | 0 | 0
[10 empty] | 0 | 3377.2744 | 0 | 0 | 0 | 0 | 0 | 0 | 0 | 0 | 0 | 0 | 0 | 0 | 0 | 0 | 0 | 0 | 0 | 0 | 0 | 0 | 0 | 0 | 0 | 0 | 0 | 0
[10 empty] | 0 | 0 | 3371.8708 | 3366.4758 | 3361.0895 | 3355.7117 | 3350.3426 | 3344.982 | 3339.63 | 3334.2866 | 3328.9518 | 3323.6255 | 3318.3077 | 3312.9984 | 3307.6976 | 3302.4053 | 3297.1214 | 3291.846 | 3286.5791 | 3281.3205 | 3276.0704 | 3270.8287 | 3265.5954 | 3260.3704 | 3255.1538 | 4101.8993 | 3925.2182 | 3783.0611
[10 empty] | 0 | 0 | 0 | 0 | 0 | 0 | 0 | 0 | 0 | 0 | 0 | 0 | 0 | 0 | 0 | 0 | 0 | 0 | 0 | 0 | 0 | 0 | 0 | 0 | 0 | 0 | 0 | 0
[10 empty] | 0 | 0 | 0 | 0 | 0 | 0 | 0 | 0 | 0 | 0 | 0 | 0 | 0 | 0 | 0 | 0 | 0 | 0 | 0 | 0 | 0 | 0 | 0 | 0 | 0 | 0 | 0 | 0
[10 empty] | 0 | 0 | 0 | 0 | 0 | 0 | 0 | 0 | 0 | 0 | 0 | 0 | 0 | 0 | 0 | 0 | 0 | 0 | 0 | 0 | 0 | 0 | 0 | 0 | 0 | 0 | 0 | 0
[10 empty] | 0 | 0 | 0 | 0 | 0 | 0 | 0 | 0 | 0 | 0 | 0 | 0 | 0 | 0 | 0 | 0 | 0 | 0 | 0 | 0 | 0 | 0 | 0 | 0 | 0 | 0 | 0 | 0
[10 empty] | 0 | 0 | 0 | 0 | 0 | 0 | 0 | 0 | 0 | 0 | 0 | 0 | 0 | 0 | 0 | 0 | 0 | 0 | 0 | 0 | 0 | 0 | 0 | 0 | 0 | 0 | 0 | 0
[10 empty] | 0 | 0 | 0 | 0 | 0 | 0 | 0 | 0 | 0 | 0 | 0 | 0 | 0 | 0 | 0 | 0 | 0 | 0 | 0 | 0 | 0 | 0 | 0 | 0 | 0 | 0 | 0 | 0
[10 empty] | 0 | 0 | 0 | 0 | 0 | 0 | 0 | 0 | 0 | 0 | 0 | 0 | 0 | 0 | 0 | 0 | 0 | 0 | 0 | 0 | 0 | 0 | 0 | 0 | 0 | 0 | 0 | 0
[10 empty] | 0 | 0 | 0 | 0 | 0 | 0 | 0 | 0 | 0 | 0 | 0 | 0 | 0 | 0 | 0 | 0 | 0 | 0 | 0 | 0 | 0 | 0 | 0 | 0 | 0 | 0 | 0 | 0
[10 empty] | 0 | 11096.7589 | 11079.0041 | 14748.3702 | 17178.9016 | 20009.9846 | 21201.1096 | 20760.1265 | 21584.887 | 21745.717 | 22206.0589 | 22245.4297 | 22105.1441 | 22272.7431 | 22207.8423 | 22279.0734 | 22222.5731 | 22173.442 | 22182.2548 | 22126.2889 | 22118.6216 | 22069.9153 | 22036.375 | 22009.2062 | 21967.2873 | 21939.8055 | 21899.5412 | 21866.5665
[10 empty] | 0 | 0 | 0 | 0 | 0 | 0 | 0 | 0 | 0 | 0 | 0 | 0 | 0 | 0 | 0 | 0 | 0 | 0 | 0 | 0 | 0 | 0 | 0 | 0 | 0 | 0 | 0 | 0
[10 empty] | 0 | 0 | 0 | 0 | 0 | 0 | 0 | 0 | 0 | 0 | 0 | 0 | 0 | 0 | 0 | 0 | 0 | 0 | 0 | 0 | 0 | 0 | 0 | 0 | 0 | 0 | 0 | 0
[10 empty] | 0 | 0 | 0 | 0 | 0 | 0 | 0 | 0 | 0 | 0 | 0 | 0 | 0 | 0 | 0 | 0 | 0 | 0 | 0 | 0 | 0 | 0 | 0 | 0 | 0 | 0 | 0 | 0
[10 empty] | 0 | 0 | 0 | 0 | 0 | 0 | 0 | 0 | 0 | 0 | 0 | 0 | 0 | 0 | 0 | 0 | 0 | 0 | 0 | 0 | 0 | 0 | 0 | 0 | 0 | 0 | 0 | 0
[10 empty] | 0 | 0 | 0 | 0 | 0 | 0 | 0 | 0 | 0 | 0 | 0 | 0 | 0 | 0 | 0 | 0 | 0 | 0 | 0 | 0 | 0 | 0 | 0 | 0 | 0 | 0 | 0 | 0
[10 empty] | 0 | 0 | 0 | 0 | 0 | 0 | 0 | 0 | 0 | 0 | 0 | 0 | 0 | 0 | 0 | 0 | 0 | 0 | 0 | 0 | 0 | 0 | 0 | 0 | 0 | 0 | 0 | 0
[10 empty] | 0 | 0 | 0 | 0 | 0 | 0 | 0 | 0 | 0 | 0 | 0 | 0 | 0 | 0 | 0 | 0 | 0 | 0 | 0 | 0 | 0 | 0 | 0 | 0 | 0 | 0 | 0 | 0
[10 empty] | 0 | 0 | 0 | 0 | 0 | 0 | 0 | 0 | 0 | 0 | 0 | 0 | 0 | 0 | 0 | 0 | 0 | 0 | 0 | 0 | 0 | 0 | 0 | 0 | 0 | 0 | 0 | 0
[10 empty] | 0 | 0 | 0 | 0 | 0 | 0 | 0 | 0 | 0 | 0 | 0 | 0 | 0 | 0 | 0 | 0 | 0 | 0 | 0 | 0 | 0 | 0 | 0 | 0 | 0 | 0 | 0 | 0
[10 empty] | 0 | 7061.5738 | 0 | 0 | 0 | 0 | 0 | 0 | 0 | 0 | 0 | 0 | 0 | 0 | 0 | 0 | 0 | 0 | 0 | 0 | 0 | 0 | 0 | 0 | 0 | 0 | 0 | 0
[10 empty] | 0 | 0 | 7050.2753 | 9385.3265 | 10932.0283 | 12733.6266 | 15826.7024 | 15930.8992 | 17291.9247 | 17915.7616 | 18698.0847 | 19566.9305 | 19726.6184 | 20289.8378 | 20508.789 | 20818.87 | 21070.2453 | 21164.4886 | 21358.7394 | 21426.1653 | 21531.9673 | 21595.4598 | 21627.2482 | 21676.7206 | 21685.0962 | 21706.0604 | 21707.3929 | 21703.1067
[10 empty] | 0 | 0 | 0 | 0 | 0 | 0 | 0 | 0 | 0 | 0 | 0 | 0 | 0 | 0 | 0 | 0 | 0 | 0 | 0 | 0 | 0 | 0 | 0 | 0 | 0 | 0 | 0 | 0
[10 empty] | 0 | 0 | 0 | 0 | 0 | 0 | 0 | 0 | 0 | 0 | 0 | 0 | 0 | 0 | 0 | 0 | 0 | 0 | 0 | 0 | 0 | 0 | 0 | 0 | 0 | 0 | 0 | 0
[10 empty] | 0 | 0 | 0 | 0 | 0 | 0 | 0 | 0 | 0 | 0 | 0 | 0 | 0 | 0 | 0 | 0 | 0 | 0 | 0 | 0 | 0 | 0 | 0 | 0 | 0 | 0 | 0 | 0
[10 empty] | 0 | 0 | 0 | 0 | 0 | 0 | 0 | 0 | 0 | 0 | 0 | 0 | 0 | 0 | 0 | 0 | 0 | 0 | 0 | 0 | 0 | 0 | 0 | 0 | 0 | 0 | 0 | 0
[10 empty] | 0 | 0 | 0 | 0 | 0 | 0 | 0 | 0 | 0 | 0 | 0 | 0 | 0 | 0 | 0 | 0 | 0 | 0 | 0 | 0 | 0 | 0 | 0 | 0 | 0 | 0 | 0 | 0
[10 empty] | 0 | 0 | 0 | 0 | 0 | 0 | 0 | 0 | 0 | 0 | 0 | 0 | 0 | 0 | 0 | 0 | 0 | 0 | 0 | 0 | 0 | 0 | 0 | 0 | 0 | 0 | 0 | 0
[10 empty] | 0 | 0 | 0 | 0 | 0 | 0 | 0 | 0 | 0 | 0 | 0 | 0 | 0 | 0 | 0 | 0 | 0 | 0 | 0 | 0 | 0 | 0 | 0 | 0 | 0 | 0 | 0 | 0
[10 empty] | 0 | 0 | 0 | 0 | 0 | 0 | 0 | 0 | 0 | 0 | 0 | 0 | 0 | 0 | 0 | 0 | 0 | 0 | 0 | 0 | 0 | 0 | 0 | 0 | 0 | 0 | 0 | 0
[10 empty] | 0 | 3033.7261 | 3178.2847 | 3305.7982 | 3418.1858 | 3517.151 | 3604.2056 | 3639.8357 | 3670.7503 | 3993.3424 | 4278.455 | 4530.3077 | 4351.6924 | 4208.9589 | 4096.2084 | 4008.4156 | 3941.3066 | 3891.2534 | 3850.7226 | 3818.1279 | 3824.4189 | 4765.9072 | 4768.7234 | 4746.7085 | 4707.1383 | 4655.7626 | 4597.0788 | 4522.3773
[10 empty] | 0 | 0 | 0 | 0 | 0 | 0 | 0 | 0 | 0 | 0 | 0 | 0 | 0 | 0 | 0 | 0 | 0 | 0 | 0 | 0 | 0 | 0 | 0 | 0 | 0 | 0 | 0 | 0
[10 empty] | 0 | 0 | 0 | 0 | 0 | 0 | 0 | 0 | 0 | 0 | 0 | 0 | 0 | 0 | 0 | 0 | 0 | 0 | 0 | 0 | 0 | 0 | 0 | 0 | 0 | 0 | 0 | 0
[10 empty] | 0 | 0 | 0 | 0 | 0 | 0 | 0 | 0 | 0 | 0 | 0 | 0 | 0 | 0 | 0 | 0 | 0 | 0 | 0 | 0 | 0 | 0 | 0 | 0 | 0 | 0 | 0 | 0
[10 empty] | 0 | 0 | 0 | 0 | 0 | 0 | 0 | 0 | 0 | 0 | 0 | 0 | 0 | 0 | 0 | 0 | 0 | 0 | 0 | 0 | 0 | 0 | 0 | 0 | 0 | 0 | 0 | 0
[10 empty] | 0 | 0 | 0 | 0 | 0 | 0 | 0 | 0 | 0 | 0 | 0 | 0 | 0 | 0 | 0 | 0 | 0 | 0 | 0 | 0 | 0 | 0 | 0 | 0 | 0 | 0 | 0 | 0
[10 empty] | 0 | 0 | 0 | 0 | 0 | 0 | 0 | 0 | 0 | 0 | 0 | 0 | 0 | 0 | 0 | 0 | 0 | 0 | 0 | 0 | 0 | 0 | 0 | 0 | 0 | 0 | 0 | 0
[10 empty] | 0 | 0 | 0 | 0 | 0 | 0 | 0 | 0 | 0 | 0 | 0 | 0 | 0 | 0 | 0 | 0 | 0 | 0 | 0 | 0 | 0 | 0 | 0 | 0 | 0 | 0 | 0 | 0
[10 empty] | 0 | 0 | 0 | 0 | 0 | 0 | 0 | 0 | 0 | 0 | 0 | 0 | 0 | 0 | 0 | 0 | 0 | 0 | 0 | 0 | 0 | 0 | 0 | 0 | 0 | 0 | 0 | 0
[10 empty] | 0 | 0 | 0 | 0 | 0 | 0 | 0 | 0 | 0 | 0 | 0 | 0 | 0 | 0 | 0 | 0 | 0 | 0 | 0 | 0 | 0 | 0 | 0 | 0 | 0 | 0 | 0 | 0
[10 empty] | 0 | 4342.8703 | 3932.9778 | 3450.8119 | 3065.2787 | 2787.2693 | 2564.5342 | 2385.8995 | 2755.5006 | 2969.9536 | 3046.4497 | 3031.8415 | 2965.6448 | 3970.651 | 3534.9462 | 3241.2339 | 3073.1563 | 2981.0746 | 2918.5716 | 2866.7499 | 3161.5059 | 3272.089 | 3267.8479 | 3208.4353 | 3129.8754 | 3326.589 | 3108.6421 | 3028.3022
[10 empty] | 0 | 0 | 0 | 0 | 0 | 0 | 0 | 0 | 0 | 0 | 0 | 0 | 0 | 0 | 0 | 0 | 0 | 0 | 0 | 0 | 0 | 0 | 0 | 0 | 0 | 0 | 0 | 0
[10 empty] | 0 | 0 | 0 | 0 | 0 | 0 | 0 | 0 | 0 | 0 | 0 | 0 | 0 | 0 | 0 | 0 | 0 | 0 | 0 | 0 | 0 | 0 | 0 | 0 | 0 | 0 | 0 | 0
[10 empty] | 0 | 0 | 0 | 0 | 0 | 0 | 0 | 0 | 0 | 0 | 0 | 0 | 0 | 0 | 0 | 0 | 0 | 0 | 0 | 0 | 0 | 0 | 0 | 0 | 0 | 0 | 0 | 0
[10 empty] | 0 | 0 | 0 | 0 | 0 | 0 | 0 | 0 | 0 | 0 | 0 | 0 | 0 | 0 | 0 | 0 | 0 | 0 | 0 | 0 | 0 | 0 | 0 | 0 | 0 | 0 | 0 | 0
[10 empty] | 0 | 0 | 0 | 0 | 0 | 0 | 0 | 0 | 0 | 0 | 0 | 0 | 0 | 0 | 0 | 0 | 0 | 0 | 0 | 0 | 0 | 0 | 0 | 0 | 0 | 0 | 0 | 0
[10 empty] | 0 | 0 | 0 | 0 | 0 | 0 | 0 | 0 | 0 | 0 | 0 | 0 | 0 | 0 | 0 | 0 | 0 | 0 | 0 | 0 | 0 | 0 | 0 | 0 | 0 | 0 | 0 | 0
[10 empty] | 0 | 0 | 0 | 0 | 0 | 0 | 0 | 0 | 0 | 0 | 0 | 0 | 0 | 0 | 0 | 0 | 0 | 0 | 0 | 0 | 0 | 0 | 0 | 0 | 0 | 0 | 0 | 0
[10 empty] | 0 | 0 | 0 | 0 | 0 | 0 | 0 | 0 | 0 | 0 | 0 | 0 | 0 | 0 | 0 | 0 | 0 | 0 | 0 | 0 | 0 | 0 | 0 | 0 | 0 | 0 | 0 | 0
[10 empty] | 0 | 0 | 0 | 0 | 0 | 0 | 0 | 0 | 0 | 0 | 0 | 0 | 0 | 0 | 0 | 0 | 0 | 0 | 0 | 0 | 0 | 0 | 0 | 0 | 0 | 0 | 0 | 0
[10 empty] | 0 | 748.7709 | 813.8067 | 869.8899 | 918.303 | 960.1452 | 1033.1718 | 1096.1184 | 1150.4284 | 1197.3394 | 1237.9119 | 1285.533 | 1326.7216 | 1413.8011 | 1488.8188 | 1553.5017 | 1476.8917 | 1420.9066 | 1381.3249 | 1354.7117 | 1338.2796 | 1335.0331 | 1341.6528 | 1573.6593 | 1580.4308 | 1589.8453 | 1602.91 | 1618.5092
[10 empty] | 0 | 0 | 0 | 0 | 0 | 0 | 0 | 0 | 0 | 0 | 0 | 0 | 0 | 0 | 0 | 0 | 0 | 0 | 0 | 0 | 0 | 0 | 0 | 0 | 0 | 0 | 0 | 0
[10 empty] | 0 | 0 | 0 | 0 | 0 | 0 | 0 | 0 | 0 | 0 | 0 | 0 | 0 | 0 | 0 | 0 | 0 | 0 | 0 | 0 | 0 | 0 | 0 | 0 | 0 | 0 | 0 | 0
[10 empty] | 0 | 0 | 0 | 0 | 0 | 0 | 0 | 0 | 0 | 0 | 0 | 0 | 0 | 0 | 0 | 0 | 0 | 0 | 0 | 0 | 0 | 0 | 0 | 0 | 0 | 0 | 0 | 0
[10 empty] | 0 | 0 | 0 | 0 | 0 | 0 | 0 | 0 | 0 | 0 | 0 | 0 | 0 | 0 | 0 | 0 | 0 | 0 | 0 | 0 | 0 | 0 | 0 | 0 | 0 | 0 | 0 | 0
[10 empty] | 0 | 0 | 0 | 0 | 0 | 0 | 0 | 0 | 0 | 0 | 0 | 0 | 0 | 0 | 0 | 0 | 0 | 0 | 0 | 0 | 0 | 0 | 0 | 0 | 0 | 0 | 0 | 0
[10 empty] | 0 | 0 | 0 | 0 | 0 | 0 | 0 | 0 | 0 | 0 | 0 | 0 | 0 | 0 | 0 | 0 | 0 | 0 | 0 | 0 | 0 | 0 | 0 | 0 | 0 | 0 | 0 | 0
[10 empty] | 0 | 0 | 0 | 0 | 0 | 0 | 0 | 0 | 0 | 0 | 0 | 0 | 0 | 0 | 0 | 0 | 0 | 0 | 0 | 0 | 0 | 0 | 0 | 0 | 0 | 0 | 0 | 0
[10 empty] | 0 | 0 | 0 | 0 | 0 | 0 | 0 | 0 | 0 | 0 | 0 | 0 | 0 | 0 | 0 | 0 | 0 | 0 | 0 | 0 | 0 | 0 | 0 | 0 | 0 | 0 | 0 | 0
[10 empty] | 0 | 0 | 0 | 0 | 0 | 0 | 0 | 0 | 0 | 0 | 0 | 0 | 0 | 0 | 0 | 0 | 0 | 0 | 0 | 0 | 0 | 0 | 0 | 0 | 0 | 0 | 0 | 0
[10 empty] | 0 | 4429.9503 | 4252.4788 | 4099.9112 | 3968.6598 | 4388.9981 | 4747.3207 | 5052.5665 | 5312.386 | 5533.3275 | 5360.5667 | 5187.6783 | 5018.1921 | 4854.6233 | 4773.8922 | 4755.3175 | 4782.4585 | 6103.3069 | 5955.3006 | 5811.279 | 5669.6392 | 5681.4685 | 5651.0516 | 5598.6751 | 5538.4231 | 5479.7214 | 5503.7397 | 5503.3205
[10 empty] | 0 | 0 | 0 | 0 | 0 | 0 | 0 | 0 | 0 | 0 | 0 | 0 | 0 | 0 | 0 | 0 | 0 | 0 | 0 | 0 | 0 | 0 | 0 | 0 | 0 | 0 | 0 | 0
[10 empty] | 0 | 0 | 0 | 0 | 0 | 0 | 0 | 0 | 0 | 0 | 0 | 0 | 0 | 0 | 0 | 0 | 0 | 0 | 0 | 0 | 0 | 0 | 0 | 0 | 0 | 0 | 0 | 0
[10 empty] | 0 | 0 | 0 | 0 | 0 | 0 | 0 | 0 | 0 | 0 | 0 | 0 | 0 | 0 | 0 | 0 | 0 | 0 | 0 | 0 | 0 | 0 | 0 | 0 | 0 | 0 | 0 | 0
[10 empty] | 0 | 0 | 0 | 0 | 0 | 0 | 0 | 0 | 0 | 0 | 0 | 0 | 0 | 0 | 0 | 0 | 0 | 0 | 0 | 0 | 0 | 0 | 0 | 0 | 0 | 0 | 0 | 0
[10 empty] | 0 | 0 | 0 | 0 | 0 | 0 | 0 | 0 | 0 | 0 | 0 | 0 | 0 | 0 | 0 | 0 | 0 | 0 | 0 | 0 | 0 | 0 | 0 | 0 | 0 | 0 | 0 | 0
[10 empty] | 0 | 0 | 0 | 0 | 0 | 0 | 0 | 0 | 0 | 0 | 0 | 0 | 0 | 0 | 0 | 0 | 0 | 0 | 0 | 0 | 0 | 0 | 0 | 0 | 0 | 0 | 0 | 0
[10 empty] | 0 | 0 | 0 | 0 | 0 | 0 | 0 | 0 | 0 | 0 | 0 | 0 | 0 | 0 | 0 | 0 | 0 | 0 | 0 | 0 | 0 | 0 | 0 | 0 | 0 | 0 | 0 | 0
[10 empty] | 0 | 0 | 0 | 0 | 0 | 0 | 0 | 0 | 0 | 0 | 0 | 0 | 0 | 0 | 0 | 0 | 0 | 0 | 0 | 0 | 0 | 0 | 0 | 0 | 0 | 0 | 0 | 0
[10 empty] | 0 | 0 | 0 | 0 | 0 | 0 | 0 | 0 | 0 | 0 | 0 | 0 | 0 | 0 | 0 | 0 | 0 | 0 | 0 | 0 | 0 | 0 | 0 | 0 | 0 | 0 | 0 | 0
[10 empty] | 0 | 2813.4948 | 2882.6742 | 2944.1974 | 2998.9151 | 3047.5836 | 3090.875 | 3270.992 | 3431.1267 | 3573.4994 | 3700.0838 | 3812.6341 | 3716.7076 | 3639.1571 | 3577.0904 | 3528.0309 | 3489.8612 | 3460.7741 | 3454.9632 | 3467.622 | 3494.725 | 4399.3179 | 4370.8363 | 4332.5348 | 4287.8083 | 4239.3241 | 4189.1519 | 4182.4802
[10 empty] | 0 | 0 | 0 | 0 | 0 | 0 | 0 | 0 | 0 | 0 | 0 | 0 | 0 | 0 | 0 | 0 | 0 | 0 | 0 | 0 | 0 | 0 | 0 | 0 | 0 | 0 | 0 | 0
[10 empty] | 0 | 0 | 0 | 0 | 0 | 0 | 0 | 0 | 0 | 0 | 0 | 0 | 0 | 0 | 0 | 0 | 0 | 0 | 0 | 0 | 0 | 0 | 0 | 0 | 0 | 0 | 0 | 0
[10 empty] | 0 | 0 | 0 | 0 | 0 | 0 | 0 | 0 | 0 | 0 | 0 | 0 | 0 | 0 | 0 | 0 | 0 | 0 | 0 | 0 | 0 | 0 | 0 | 0 | 0 | 0 | 0 | 0
[10 empty] | 0 | 0 | 0 | 0 | 0 | 0 | 0 | 0 | 0 | 0 | 0 | 0 | 0 | 0 | 0 | 0 | 0 | 0 | 0 | 0 | 0 | 0 | 0 | 0 | 0 | 0 | 0 | 0
[10 empty] | 0 | 0 | 0 | 0 | 0 | 0 | 0 | 0 | 0 | 0 | 0 | 0 | 0 | 0 | 0 | 0 | 0 | 0 | 0 | 0 | 0 | 0 | 0 | 0 | 0 | 0 | 0 | 0
[10 empty] | 0 | 0 | 0 | 0 | 0 | 0 | 0 | 0 | 0 | 0 | 0 | 0 | 0 | 0 | 0 | 0 | 0 | 0 | 0 | 0 | 0 | 0 | 0 | 0 | 0 | 0 | 0 | 0
[10 empty] | 0 | 0 | 0 | 0 | 0 | 0 | 0 | 0 | 0 | 0 | 0 | 0 | 0 | 0 | 0 | 0 | 0 | 0 | 0 | 0 | 0 | 0 | 0 | 0 | 0 | 0 | 0 | 0
[10 empty] | 0 | 0 | 0 | 0 | 0 | 0 | 0 | 0 | 0 | 0 | 0 | 0 | 0 | 0 | 0 | 0 | 0 | 0 | 0 | 0 | 0 | 0 | 0 | 0 | 0 | 0 | 0 | 0
[10 empty] | 0 | 0 | 0 | 0 | 0 | 0 | 0 | 0 | 0 | 0 | 0 | 0 | 0 | 0 | 0 | 0 | 0 | 0 | 0 | 0 | 0 | 0 | 0 | 0 | 0 | 0 | 0 | 0
[10 empty] | 0 | 3194.5873 | 3213.3848 | 3232.6141 | 3252.2849 | 3272.4075 | 3292.9923 | 3314.0497 | 3335.5908 | 3357.6266 | 3497.099 | 3623.0701 | 3737.6161 | 3842.5202 | 3939.314 | 4029.3142 | 4113.6528 | 5124.0696 | 5072.3819 | 5052.6111 | 5058.3747 | 5084.5011 | 5126.8145 | 5181.9572 | 5247.2419 | 5320.5294 | 5567.1632 | 5772.6214
[10 empty] | 0 | 0 | 0 | 0 | 0 | 0 | 0 | 0 | 0 | 0 | 0 | 0 | 0 | 0 | 0 | 0 | 0 | 0 | 0 | 0 | 0 | 0 | 0 | 0 | 0 | 0 | 0 | 0
[10 empty] | 0 | 0 | 0 | 0 | 0 | 0 | 0 | 0 | 0 | 0 | 0 | 0 | 0 | 0 | 0 | 0 | 0 | 0 | 0 | 0 | 0 | 0 | 0 | 0 | 0 | 0 | 0 | 0
[10 empty] | 0 | 0 | 0 | 0 | 0 | 0 | 0 | 0 | 0 | 0 | 0 | 0 | 0 | 0 | 0 | 0 | 0 | 0 | 0 | 0 | 0 | 0 | 0 | 0 | 0 | 0 | 0 | 0
[10 empty] | 0 | 0 | 0 | 0 | 0 | 0 | 0 | 0 | 0 | 0 | 0 | 0 | 0 | 0 | 0 | 0 | 0 | 0 | 0 | 0 | 0 | 0 | 0 | 0 | 0 | 0 | 0 | 0
[10 empty] | 0 | 0 | 0 | 0 | 0 | 0 | 0 | 0 | 0 | 0 | 0 | 0 | 0 | 0 | 0 | 0 | 0 | 0 | 0 | 0 | 0 | 0 | 0 | 0 | 0 | 0 | 0 | 0
[10 empty] | 0 | 0 | 0 | 0 | 0 | 0 | 0 | 0 | 0 | 0 | 0 | 0 | 0 | 0 | 0 | 0 | 0 | 0 | 0 | 0 | 0 | 0 | 0 | 0 | 0 | 0 | 0 | 0
[10 empty] | 0 | 0 | 0 | 0 | 0 | 0 | 0 | 0 | 0 | 0 | 0 | 0 | 0 | 0 | 0 | 0 | 0 | 0 | 0 | 0 | 0 | 0 | 0 | 0 | 0 | 0 | 0 | 0
[10 empty] | 0 | 0 | 0 | 0 | 0 | 0 | 0 | 0 | 0 | 0 | 0 | 0 | 0 | 0 | 0 | 0 | 0 | 0 | 0 | 0 | 0 | 0 | 0 | 0 | 0 | 0 | 0 | 0
[10 empty] | 0 | 0 | 0 | 0 | 0 | 0 | 0 | 0 | 0 | 0 | 0 | 0 | 0 | 0 | 0 | 0 | 0 | 0 | 0 | 0 | 0 | 0 | 0 | 0 | 0 | 0 | 0 | 0
[10 empty] | 0 | 2164.0297 | 2060.9954 | 2249.1612 | 2407.2562 | 2539.7141 | 2650.3164 | 2742.2886 | 2868.8795 | 2974.2653 | 3061.577 | 3133.4848 | 3192.2663 | 3060.2015 | 2945.9073 | 2846.7787 | 2760.5936 | 2685.4567 | 2575.0031 | 2467.2488 | 2400.0716 | 2363.5523 | 2349.8131 | 2352.6315 | 2367.1242 | 2956.6687 | 2888.8813 | 2917.8364
[10 empty] | 0 | 0 | 0 | 0 | 0 | 0 | 0 | 0 | 0 | 0 | 0 | 0 | 0 | 0 | 0 | 0 | 0 | 0 | 0 | 0 | 0 | 0 | 0 | 0 | 0 | 0 | 0 | 0
[10 empty] | 0 | 0 | 0 | 0 | 0 | 0 | 0 | 0 | 0 | 0 | 0 | 0 | 0 | 0 | 0 | 0 | 0 | 0 | 0 | 0 | 0 | 0 | 0 | 0 | 0 | 0 | 0 | 0
[10 empty] | 0 | 0 | 0 | 0 | 0 | 0 | 0 | 0 | 0 | 0 | 0 | 0 | 0 | 0 | 0 | 0 | 0 | 0 | 0 | 0 | 0 | 0 | 0 | 0 | 0 | 0 | 0 | 0
[10 empty] | 0 | 0 | 0 | 0 | 0 | 0 | 0 | 0 | 0 | 0 | 0 | 0 | 0 | 0 | 0 | 0 | 0 | 0 | 0 | 0 | 0 | 0 | 0 | 0 | 0 | 0 | 0 | 0
[10 empty] | 0 | 0 | 0 | 0 | 0 | 0 | 0 | 0 | 0 | 0 | 0 | 0 | 0 | 0 | 0 | 0 | 0 | 0 | 0 | 0 | 0 | 0 | 0 | 0 | 0 | 0 | 0 | 0
[10 empty] | 0 | 0 | 0 | 0 | 0 | 0 | 0 | 0 | 0 | 0 | 0 | 0 | 0 | 0 | 0 | 0 | 0 | 0 | 0 | 0 | 0 | 0 | 0 | 0 | 0 | 0 | 0 | 0
[10 empty] | 0 | 0 | 0 | 0 | 0 | 0 | 0 | 0 | 0 | 0 | 0 | 0 | 0 | 0 | 0 | 0 | 0 | 0 | 0 | 0 | 0 | 0 | 0 | 0 | 0 | 0 | 0 | 0
[10 empty] | 0 | 0 | 0 | 0 | 0 | 0 | 0 | 0 | 0 | 0 | 0 | 0 | 0 | 0 | 0 | 0 | 0 | 0 | 0 | 0 | 0 | 0 | 0 | 0 | 0 | 0 | 0 | 0
[10 empty] | 0 | 0 | 0 | 0 | 0 | 0 | 0 | 0 | 0 | 0 | 0 | 0 | 0 | 0 | 0 | 0 | 0 | 0 | 0 | 0 | 0 | 0 | 0 | 0 | 0 | 0 | 0 | 0
[10 empty] | 0 | 4413.8477 | 4394.9376 | 4379.1318 | 4365.9893 | 4871.3135 | 5304.8586 | 5676.8813 | 5996.1728 | 6270.2688 | 6075.9666 | 5907.1429 | 5760.6039 | 5633.5491 | 5597.2641 | 5628.5304 | 5708.9113 | 7109.8662 | 7058.766 | 6988.5558 | 6905.4796 | 6964.8446 | 6977.1158 | 6964.9791 | 6944.1356 | 6925.0437 | 6972.8064 | 7014.3337
[10 empty] | 0 | 0 | 0 | 0 | 0 | 0 | 0 | 0 | 0 | 0 | 0 | 0 | 0 | 0 | 0 | 0 | 0 | 0 | 0 | 0 | 0 | 0 | 0 | 0 | 0 | 0 | 0 | 0
[10 empty] | 0 | 0 | 0 | 0 | 0 | 0 | 0 | 0 | 0 | 0 | 0 | 0 | 0 | 0 | 0 | 0 | 0 | 0 | 0 | 0 | 0 | 0 | 0 | 0 | 0 | 0 | 0 | 0
[10 empty] | 0 | 0 | 0 | 0 | 0 | 0 | 0 | 0 | 0 | 0 | 0 | 0 | 0 | 0 | 0 | 0 | 0 | 0 | 0 | 0 | 0 | 0 | 0 | 0 | 0 | 0 | 0 | 0
[10 empty] | 0 | 0 | 0 | 0 | 0 | 0 | 0 | 0 | 0 | 0 | 0 | 0 | 0 | 0 | 0 | 0 | 0 | 0 | 0 | 0 | 0 | 0 | 0 | 0 | 0 | 0 | 0 | 0
[10 empty] | 0 | 0 | 0 | 0 | 0 | 0 | 0 | 0 | 0 | 0 | 0 | 0 | 0 | 0 | 0 | 0 | 0 | 0 | 0 | 0 | 0 | 0 | 0 | 0 | 0 | 0 | 0 | 0
[10 empty] | 0 | 0 | 0 | 0 | 0 | 0 | 0 | 0 | 0 | 0 | 0 | 0 | 0 | 0 | 0 | 0 | 0 | 0 | 0 | 0 | 0 | 0 | 0 | 0 | 0 | 0 | 0 | 0
[10 empty] | 0 | 0 | 0 | 0 | 0 | 0 | 0 | 0 | 0 | 0 | 0 | 0 | 0 | 0 | 0 | 0 | 0 | 0 | 0 | 0 | 0 | 0 | 0 | 0 | 0 | 0 | 0 | 0
[10 empty] | 0 | 0 | 0 | 0 | 0 | 0 | 0 | 0 | 0 | 0 | 0 | 0 | 0 | 0 | 0 | 0 | 0 | 0 | 0 | 0 | 0 | 0 | 0 | 0 | 0 | 0 | 0 | 0
[10 empty] | 0 | 0 | 0 | 0 | 0 | 0 | 0 | 0 | 0 | 0 | 0 | 0 | 0 | 0 | 0 | 0 | 0 | 0 | 0 | 0 | 0 | 0 | 0 | 0 | 0 | 0 | 0 | 0
[10 empty] | 0 | 9393.3863 | 8430.3437 | 0 | 0 | 0 | 0 | 0 | 0 | 0 | 0 | 0 | 0 | 0 | 0 | 0 | 0 | 0 | 0 | 0 | 0 | 0 | 0 | 0 | 0 | 0 | 0 | 0
[10 empty] | 0 | 0 | 0 | 7753.6231 | 7264.7957 | 7618.8572 | 7554.9914 | 7306.0364 | 8593.8897 | 7812.3115 | 7327.9442 | 6965.1341 | 7264.6086 | 7150.7661 | 6896.3497 | 6880.0584 | 6613.2351 | 6452.0483 | 6287.8949 | 6287.2804 | 6135.8188 | 5963.2379 | 5839.97 | 5716.5897 | 5606.7105 | 5481.0522 | 5388.5504 | 5264.6866
[10 empty] | 0 | 0 | 0 | 0 | 0 | 0 | 0 | 0 | 0 | 0 | 0 | 0 | 0 | 0 | 0 | 0 | 0 | 0 | 0 | 0 | 0 | 0 | 0 | 0 | 0 | 0 | 0 | 0
[10 empty] | 0 | 0 | 0 | 0 | 0 | 0 | 0 | 0 | 0 | 0 | 0 | 0 | 0 | 0 | 0 | 0 | 0 | 0 | 0 | 0 | 0 | 0 | 0 | 0 | 0 | 0 | 0 | 0
[10 empty] | 0 | 0 | 0 | 0 | 0 | 0 | 0 | 0 | 0 | 0 | 0 | 0 | 0 | 0 | 0 | 0 | 0 | 0 | 0 | 0 | 0 | 0 | 0 | 0 | 0 | 0 | 0 | 0
[10 empty] | 0 | 0 | 0 | 0 | 0 | 0 | 0 | 0 | 0 | 0 | 0 | 0 | 0 | 0 | 0 | 0 | 0 | 0 | 0 | 0 | 0 | 0 | 0 | 0 | 0 | 0 | 0 | 0
[10 empty] | 0 | 0 | 0 | 0 | 0 | 0 | 0 | 0 | 0 | 0 | 0 | 0 | 0 | 0 | 0 | 0 | 0 | 0 | 0 | 0 | 0 | 0 | 0 | 0 | 0 | 0 | 0 | 0
[10 empty] | 0 | 0 | 0 | 0 | 0 | 0 | 0 | 0 | 0 | 0 | 0 | 0 | 0 | 0 | 0 | 0 | 0 | 0 | 0 | 0 | 0 | 0 | 0 | 0 | 0 | 0 | 0 | 0
[10 empty] | 0 | 0 | 0 | 0 | 0 | 0 | 0 | 0 | 0 | 0 | 0 | 0 | 0 | 0 | 0 | 0 | 0 | 0 | 0 | 0 | 0 | 0 | 0 | 0 | 0 | 0 | 0 | 0
[10 empty] | 0 | 0 | 0 | 0 | 0 | 0 | 0 | 0 | 0 | 0 | 0 | 0 | 0 | 0 | 0 | 0 | 0 | 0 | 0 | 0 | 0 | 0 | 0 | 0 | 0 | 0 | 0 | 0
[10 empty] | 0 | 2678.2933 | 4370.3733 | 0 | 0 | 0 | 0 | 0 | 0 | 0 | 0 | 0 | 0 | 0 | 0 | 0 | 0 | 0 | 0 | 0 | 0 | 0 | 0 | 0 | 0 | 0 | 0 | 0
[10 empty] | 0 | 0 | 0 | 5419.9158 | 6051.2165 | 6410.6519 | 6593.7395 | 6662.8017 | 5118.7505 | 4597.3188 | 4558.6645 | 5143.0646 | 5479.1309 | 5654.0572 | 5724.7358 | 5285.6841 | 4822.237 | 4491.0133 | 4185.1572 | 4240.4364 | 4402.2339 | 4627.632 | 4610.803 | 4441.9654 | 4220.4735 | 3906.7344 | 3712.4743 | 3651.774
[10 empty] | 0 | 0 | 0 | 0 | 0 | 0 | 0 | 0 | 0 | 0 | 0 | 0 | 0 | 0 | 0 | 0 | 0 | 0 | 0 | 0 | 0 | 0 | 0 | 0 | 0 | 0 | 0 | 0
[10 empty] | 0 | 0 | 0 | 0 | 0 | 0 | 0 | 0 | 0 | 0 | 0 | 0 | 0 | 0 | 0 | 0 | 0 | 0 | 0 | 0 | 0 | 0 | 0 | 0 | 0 | 0 | 0 | 0
[10 empty] | 0 | 0 | 0 | 0 | 0 | 0 | 0 | 0 | 0 | 0 | 0 | 0 | 0 | 0 | 0 | 0 | 0 | 0 | 0 | 0 | 0 | 0 | 0 | 0 | 0 | 0 | 0 | 0
[10 empty] | 0 | 0 | 0 | 0 | 0 | 0 | 0 | 0 | 0 | 0 | 0 | 0 | 0 | 0 | 0 | 0 | 0 | 0 | 0 | 0 | 0 | 0 | 0 | 0 | 0 | 0 | 0 | 0
[10 empty] | 0 | 0 | 0 | 0 | 0 | 0 | 0 | 0 | 0 | 0 | 0 | 0 | 0 | 0 | 0 | 0 | 0 | 0 | 0 | 0 | 0 | 0 | 0 | 0 | 0 | 0 | 0 | 0
[10 empty] | 0 | 0 | 0 | 0 | 0 | 0 | 0 | 0 | 0 | 0 | 0 | 0 | 0 | 0 | 0 | 0 | 0 | 0 | 0 | 0 | 0 | 0 | 0 | 0 | 0 | 0 | 0 | 0
[10 empty] | 0 | 0 | 0 | 0 | 0 | 0 | 0 | 0 | 0 | 0 | 0 | 0 | 0 | 0 | 0 | 0 | 0 | 0 | 0 | 0 | 0 | 0 | 0 | 0 | 0 | 0 | 0 | 0
[10 empty] | 0 | 0 | 0 | 0 | 0 | 0 | 0 | 0 | 0 | 0 | 0 | 0 | 0 | 0 | 0 | 0 | 0 | 0 | 0 | 0 | 0 | 0 | 0 | 0 | 0 | 0 | 0 | 0
[10 empty] | 0 | 18256.1785 | 18256.2075 | 0 | 0 | 0 | 0 | 0 | 0 | 0 | 0 | 0 | 0 | 0 | 0 | 0 | 0 | 0 | 0 | 0 | 0 | 0 | 0 | 0 | 0 | 0 | 0 | 0
[10 empty] | 0 | 0 | 0 | 18256.2366 | 18256.2656 | 18275.0617 | 18287.6118 | 18295.9979 | 21907.7668 | 20715.7348 | 19925.2399 | 19401.0484 | 20259.2272 | 20432.7784 | 20284.1681 | 20722.1531 | 20351.3135 | 20241.2633 | 20170.9726 | 20543.1777 | 20532.4759 | 20425.0309 | 20445.8512 | 20424.0417 | 20457.4585 | 20451.7849 | 20542.359 | 20519.8458
[10 empty] | 0 | 0 | 0 | 0 | 0 | 0 | 0 | 0 | 0 | 0 | 0 | 0 | 0 | 0 | 0 | 0 | 0 | 0 | 0 | 0 | 0 | 0 | 0 | 0 | 0 | 0 | 0 | 0
[10 empty] | 0 | 0 | 0 | 0 | 0 | 0 | 0 | 0 | 0 | 0 | 0 | 0 | 0 | 0 | 0 | 0 | 0 | 0 | 0 | 0 | 0 | 0 | 0 | 0 | 0 | 0 | 0 | 0
[10 empty] | 0 | 0 | 0 | 0 | 0 | 0 | 0 | 0 | 0 | 0 | 0 | 0 | 0 | 0 | 0 | 0 | 0 | 0 | 0 | 0 | 0 | 0 | 0 | 0 | 0 | 0 | 0 | 0
[10 empty] | 0 | 0 | 0 | 0 | 0 | 0 | 0 | 0 | 0 | 0 | 0 | 0 | 0 | 0 | 0 | 0 | 0 | 0 | 0 | 0 | 0 | 0 | 0 | 0 | 0 | 0 | 0 | 0
[10 empty] | 0 | 0 | 0 | 0 | 0 | 0 | 0 | 0 | 0 | 0 | 0 | 0 | 0 | 0 | 0 | 0 | 0 | 0 | 0 | 0 | 0 | 0 | 0 | 0 | 0 | 0 | 0 | 0
[10 empty] | 0 | 0 | 0 | 0 | 0 | 0 | 0 | 0 | 0 | 0 | 0 | 0 | 0 | 0 | 0 | 0 | 0 | 0 | 0 | 0 | 0 | 0 | 0 | 0 | 0 | 0 | 0 | 0
[10 empty] | 0 | 0 | 0 | 0 | 0 | 0 | 0 | 0 | 0 | 0 | 0 | 0 | 0 | 0 | 0 | 0 | 0 | 0 | 0 | 0 | 0 | 0 | 0 | 0 | 0 | 0 | 0 | 0
[10 empty] | 0 | 0 | 0 | 0 | 0 | 0 | 0 | 0 | 0 | 0 | 0 | 0 | 0 | 0 | 0 | 0 | 0 | 0 | 0 | 0 | 0 | 0 | 0 | 0 | 0 | 0 | 0 | 0
[10 empty] | 0 | 7436.6206 | 7342.1706 | 7248.9203 | 7156.8543 | 7065.9575 | 6976.2153 | 6887.6128 | 6800.1356 | 6713.7694 | 6628.5002 | 8259.8665 | 7816.208 | 7449.3768 | 7143.4351 | 6885.7923 | 6988.3693 | 6986.1504 | 6915.5737 | 6802.4294 | 6664.7251 | 6970.9666 | 6738.5246 | 6558.1146 | 6407.3637 | 6272.7045 | 6306.1459 | 6265.0742
[10 empty] | 0 | 0 | 0 | 0 | 0 | 0 | 0 | 0 | 0 | 0 | 0 | 0 | 0 | 0 | 0 | 0 | 0 | 0 | 0 | 0 | 0 | 0 | 0 | 0 | 0 | 0 | 0 | 0
[10 empty] | 0 | 0 | 0 | 0 | 0 | 0 | 0 | 0 | 0 | 0 | 0 | 0 | 0 | 0 | 0 | 0 | 0 | 0 | 0 | 0 | 0 | 0 | 0 | 0 | 0 | 0 | 0 | 0
[10 empty] | 0 | 0 | 0 | 0 | 0 | 0 | 0 | 0 | 0 | 0 | 0 | 0 | 0 | 0 | 0 | 0 | 0 | 0 | 0 | 0 | 0 | 0 | 0 | 0 | 0 | 0 | 0 | 0
[10 empty] | 0 | 0 | 0 | 0 | 0 | 0 | 0 | 0 | 0 | 0 | 0 | 0 | 0 | 0 | 0 | 0 | 0 | 0 | 0 | 0 | 0 | 0 | 0 | 0 | 0 | 0 | 0 | 0
[10 empty] | 0 | 0 | 0 | 0 | 0 | 0 | 0 | 0 | 0 | 0 | 0 | 0 | 0 | 0 | 0 | 0 | 0 | 0 | 0 | 0 | 0 | 0 | 0 | 0 | 0 | 0 | 0 | 0
[10 empty] | 0 | 0 | 0 | 0 | 0 | 0 | 0 | 0 | 0 | 0 | 0 | 0 | 0 | 0 | 0 | 0 | 0 | 0 | 0 | 0 | 0 | 0 | 0 | 0 | 0 | 0 | 0 | 0
[10 empty] | 0 | 0 | 0 | 0 | 0 | 0 | 0 | 0 | 0 | 0 | 0 | 0 | 0 | 0 | 0 | 0 | 0 | 0 | 0 | 0 | 0 | 0 | 0 | 0 | 0 | 0 | 0 | 0
[10 empty] | 0 | 0 | 0 | 0 | 0 | 0 | 0 | 0 | 0 | 0 | 0 | 0 | 0 | 0 | 0 | 0 | 0 | 0 | 0 | 0 | 0 | 0 | 0 | 0 | 0 | 0 | 0 | 0
[10 empty] | 0 | 0 | 0 | 0 | 0 | 0 | 0 | 0 | 0 | 0 | 0 | 0 | 0 | 0 | 0 | 0 | 0 | 0 | 0 | 0 | 0 | 0 | 0 | 0 | 0 | 0 | 0 | 0
[10 empty] | 0 | 2696.6192 | 4846.1483 | 6558.7125 | 7922.2709 | 9007.0784 | 9869.2489 | 10553.6014 | 11095.9342 | 11524.8397 | 9736.727 | 8732.2804 | 8267.6208 | 8165.2976 | 8297.4272 | 9264.1602 | 10032.0902 | 10641.2391 | 11123.573 | 11085.4234 | 10800.3134 | 10435.7612 | 10088.2905 | 9807.9539 | 9206.5054 | 9077.6507 | 9232.7716 | 9544.4443
[10 empty] | 0 | 0 | 0 | 0 | 0 | 0 | 0 | 0 | 0 | 0 | 0 | 0 | 0 | 0 | 0 | 0 | 0 | 0 | 0 | 0 | 0 | 0 | 0 | 0 | 0 | 0 | 0 | 0
[10 empty] | 0 | 0 | 0 | 0 | 0 | 0 | 0 | 0 | 0 | 0 | 0 | 0 | 0 | 0 | 0 | 0 | 0 | 0 | 0 | 0 | 0 | 0 | 0 | 0 | 0 | 0 | 0 | 0
[10 empty] | 0 | 0 | 0 | 0 | 0 | 0 | 0 | 0 | 0 | 0 | 0 | 0 | 0 | 0 | 0 | 0 | 0 | 0 | 0 | 0 | 0 | 0 | 0 | 0 | 0 | 0 | 0 | 0
[10 empty] | 0 | 0 | 0 | 0 | 0 | 0 | 0 | 0 | 0 | 0 | 0 | 0 | 0 | 0 | 0 | 0 | 0 | 0 | 0 | 0 | 0 | 0 | 0 | 0 | 0 | 0 | 0 | 0
[10 empty] | 0 | 0 | 0 | 0 | 0 | 0 | 0 | 0 | 0 | 0 | 0 | 0 | 0 | 0 | 0 | 0 | 0 | 0 | 0 | 0 | 0 | 0 | 0 | 0 | 0 | 0 | 0 | 0
[10 empty] | 0 | 0 | 0 | 0 | 0 | 0 | 0 | 0 | 0 | 0 | 0 | 0 | 0 | 0 | 0 | 0 | 0 | 0 | 0 | 0 | 0 | 0 | 0 | 0 | 0 | 0 | 0 | 0
[10 empty] | 0 | 0 | 0 | 0 | 0 | 0 | 0 | 0 | 0 | 0 | 0 | 0 | 0 | 0 | 0 | 0 | 0 | 0 | 0 | 0 | 0 | 0 | 0 | 0 | 0 | 0 | 0 | 0
[10 empty] | 0 | 0 | 0 | 0 | 0 | 0 | 0 | 0 | 0 | 0 | 0 | 0 | 0 | 0 | 0 | 0 | 0 | 0 | 0 | 0 | 0 | 0 | 0 | 0 | 0 | 0 | 0 | 0
[10 empty] | 0 | 0 | 0 | 0 | 0 | 0 | 0 | 0 | 0 | 0 | 0 | 0 | 0 | 0 | 0 | 0 | 0 | 0 | 0 | 0 | 0 | 0 | 0 | 0 | 0 | 0 | 0 | 0
[10 empty] | 0 | 16983.3399 | 16627.7987 | 16279.7006 | 15938.8899 | 15605.2139 | 15278.5234 | 14958.672 | 14645.5166 | 17171.2957 | 15887.4585 | 14951.5192 | 14244.7074 | 13689.4573 | 14084.4523 | 13957.2818 | 13593.6135 | 13616.657 | 12838.6669 | 12502.8511 | 12280.4705 | 12049.075 | 12061.4884 | 11750.5883 | 11407.0729 | 11179.3947 | 10827.8866 | 10673.203
[10 empty] | 0 | 0 | 0 | 0 | 0 | 0 | 0 | 0 | 0 | 0 | 0 | 0 | 0 | 0 | 0 | 0 | 0 | 0 | 0 | 0 | 0 | 0 | 0 | 0 | 0 | 0 | 0 | 0
[10 empty] | 0 | 0 | 0 | 0 | 0 | 0 | 0 | 0 | 0 | 0 | 0 | 0 | 0 | 0 | 0 | 0 | 0 | 0 | 0 | 0 | 0 | 0 | 0 | 0 | 0 | 0 | 0 | 0
[10 empty] | 0 | 0 | 0 | 0 | 0 | 0 | 0 | 0 | 0 | 0 | 0 | 0 | 0 | 0 | 0 | 0 | 0 | 0 | 0 | 0 | 0 | 0 | 0 | 0 | 0 | 0 | 0 | 0
[10 empty] | 0 | 0 | 0 | 0 | 0 | 0 | 0 | 0 | 0 | 0 | 0 | 0 | 0 | 0 | 0 | 0 | 0 | 0 | 0 | 0 | 0 | 0 | 0 | 0 | 0 | 0 | 0 | 0
[10 empty] | 0 | 0 | 0 | 0 | 0 | 0 | 0 | 0 | 0 | 0 | 0 | 0 | 0 | 0 | 0 | 0 | 0 | 0 | 0 | 0 | 0 | 0 | 0 | 0 | 0 | 0 | 0 | 0
[10 empty] | 0 | 0 | 0 | 0 | 0 | 0 | 0 | 0 | 0 | 0 | 0 | 0 | 0 | 0 | 0 | 0 | 0 | 0 | 0 | 0 | 0 | 0 | 0 | 0 | 0 | 0 | 0 | 0
[10 empty] | 0 | 0 | 0 | 0 | 0 | 0 | 0 | 0 | 0 | 0 | 0 | 0 | 0 | 0 | 0 | 0 | 0 | 0 | 0 | 0 | 0 | 0 | 0 | 0 | 0 | 0 | 0 | 0
[10 empty] | 0 | 0 | 0 | 0 | 0 | 0 | 0 | 0 | 0 | 0 | 0 | 0 | 0 | 0 | 0 | 0 | 0 | 0 | 0 | 0 | 0 | 0 | 0 | 0 | 0 | 0 | 0 | 0
[10 empty] | 0 | 0 | 0 | 0 | 0 | 0 | 0 | 0 | 0 | 0 | 0 | 0 | 0 | 0 | 0 | 0 | 0 | 0 | 0 | 0 | 0 | 0 | 0 | 0 | 0 | 0 | 0 | 0
[10 empty] | 0 | 11096.7589 | 11079.0041 | 11061.2777 | 11043.5796 | 11025.9099 | 11008.2684 | 10990.6552 | 10973.0702 | 13119.5653 | 12378.3774 | 11879.2092 | 11541.1386 | 11310.3039 | 11866.453 | 11991.5334 | 11909.7243 | 12165.5067 | 11696.9479 | 11615.9463 | 11634.6537 | 11640.8603 | 11882.9752 | 11805.2941 | 11686.4966 | 11679.4213 | 11535.5857 | 11595.344
[10 empty] | 0 | 0 | 0 | 0 | 0 | 0 | 0 | 0 | 0 | 0 | 0 | 0 | 0 | 0 | 0 | 0 | 0 | 0 | 0 | 0 | 0 | 0 | 0 | 0 | 0 | 0 | 0 | 0
[10 empty] | 0 | 0 | 0 | 0 | 0 | 0 | 0 | 0 | 0 | 0 | 0 | 0 | 0 | 0 | 0 | 0 | 0 | 0 | 0 | 0 | 0 | 0 | 0 | 0 | 0 | 0 | 0 | 0
[10 empty] | 0 | 0 | 0 | 0 | 0 | 0 | 0 | 0 | 0 | 0 | 0 | 0 | 0 | 0 | 0 | 0 | 0 | 0 | 0 | 0 | 0 | 0 | 0 | 0 | 0 | 0 | 0 | 0
[10 empty] | 0 | 0 | 0 | 0 | 0 | 0 | 0 | 0 | 0 | 0 | 0 | 0 | 0 | 0 | 0 | 0 | 0 | 0 | 0 | 0 | 0 | 0 | 0 | 0 | 0 | 0 | 0 | 0
[10 empty] | 0 | 0 | 0 | 0 | 0 | 0 | 0 | 0 | 0 | 0 | 0 | 0 | 0 | 0 | 0 | 0 | 0 | 0 | 0 | 0 | 0 | 0 | 0 | 0 | 0 | 0 | 0 | 0
[10 empty] | 0 | 0 | 0 | 0 | 0 | 0 | 0 | 0 | 0 | 0 | 0 | 0 | 0 | 0 | 0 | 0 | 0 | 0 | 0 | 0 | 0 | 0 | 0 | 0 | 0 | 0 | 0 | 0
[10 empty] | 0 | 0 | 0 | 0 | 0 | 0 | 0 | 0 | 0 | 0 | 0 | 0 | 0 | 0 | 0 | 0 | 0 | 0 | 0 | 0 | 0 | 0 | 0 | 0 | 0 | 0 | 0 | 0
[10 empty] | 0 | 0 | 0 | 0 | 0 | 0 | 0 | 0 | 0 | 0 | 0 | 0 | 0 | 0 | 0 | 0 | 0 | 0 | 0 | 0 | 0 | 0 | 0 | 0 | 0 | 0 | 0 | 0
[10 empty] | 0 | 0 | 0 | 0 | 0 | 0 | 0 | 0 | 0 | 0 | 0 | 0 | 0 | 0 | 0 | 0 | 0 | 0 | 0 | 0 | 0 | 0 | 0 | 0 | 0 | 0 | 0 | 0
[10 empty] | 0 | 361.9726 | 414.4374 | 481.8573 | 541.3588 | 608.1518 | 742.7324 | 748.2137 | 979.9764 | 1127.7731 | 1335.3713 | 1512.0824 | 1751.0605 | 1765.3821 | 2177.942 | 2490.0081 | 2702.493 | 2983.2422 | 3279.1485 | 3485.793 | 4104.8112 | 4808.231 | 5624.854 | 6435.0562 | 7376.3929 | 8358.3333 | 9471.5088 | 10652.295
[10 empty] | 0 | 0 | 0 | 0 | 0 | 0 | 0 | 0 | 0 | 0 | 0 | 0 | 0 | 0 | 0 | 0 | 0 | 0 | 0 | 0 | 0 | 0 | 0 | 0 | 0 | 0 | 0 | 0
[10 empty] | 0 | 0 | 0 | 0 | 0 | 0 | 0 | 0 | 0 | 0 | 0 | 0 | 0 | 0 | 0 | 0 | 0 | 0 | 0 | 0 | 0 | 0 | 0 | 0 | 0 | 0 | 0 | 0
[10 empty] | 0 | 0 | 0 | 0 | 0 | 0 | 0 | 0 | 0 | 0 | 0 | 0 | 0 | 0 | 0 | 0 | 0 | 0 | 0 | 0 | 0 | 0 | 0 | 0 | 0 | 0 | 0 | 0
[10 empty] | 0 | 0 | 0 | 0 | 0 | 0 | 0 | 0 | 0 | 0 | 0 | 0 | 0 | 0 | 0 | 0 | 0 | 0 | 0 | 0 | 0 | 0 | 0 | 0 | 0 | 0 | 0 | 0
[10 empty] | 0 | 0 | 0 | 0 | 0 | 0 | 0 | 0 | 0 | 0 | 0 | 0 | 0 | 0 | 0 | 0 | 0 | 0 | 0 | 0 | 0 | 0 | 0 | 0 | 0 | 0 | 0 | 0
[10 empty] | 0 | 0 | 0 | 0 | 0 | 0 | 0 | 0 | 0 | 0 | 0 | 0 | 0 | 0 | 0 | 0 | 0 | 0 | 0 | 0 | 0 | 0 | 0 | 0 | 0 | 0 | 0 | 0
[10 empty] | 0 | 0 | 0 | 0 | 0 | 0 | 0 | 0 | 0 | 0 | 0 | 0 | 0 | 0 | 0 | 0 | 0 | 0 | 0 | 0 | 0 | 0 | 0 | 0 | 0 | 0 | 0 | 0
[10 empty] | 0 | 0 | 0 | 0 | 0 | 0 | 0 | 0 | 0 | 0 | 0 | 0 | 0 | 0 | 0 | 0 | 0 | 0 | 0 | 0 | 0 | 0 | 0 | 0 | 0 | 0 | 0 | 0
[10 empty] | 0 | 0 | 0 | 0 | 0 | 0 | 0 | 0 | 0 | 0 | 0 | 0 | 0 | 0 | 0 | 0 | 0 | 0 | 0 | 0 | 0 | 0 | 0 | 0 | 0 | 0 | 0 | 0
[10 empty] | 0 | 216.5726 | 216.2261 | 215.8801 | 215.5347 | 215.1899 | 214.8456 | 214.5018 | 214.1586 | 213.8159 | 213.4738 | 213.1323 | 212.7913 | 212.4508 | 212.1109 | 211.7715 | 211.4327 | 211.0944 | 272.1621 | 262.9685 | 255.0527 | 248.2306 | 242.3445 | 237.2595 | 232.8601 | 229.0475 | 225.7372 | 222.8567
[10 empty] | 0 | 0 | 0 | 0 | 0 | 0 | 0 | 0 | 0 | 0 | 0 | 0 | 0 | 0 | 0 | 0 | 0 | 0 | 0 | 0 | 0 | 0 | 0 | 0 | 0 | 0 | 0 | 0
[10 empty] | 0 | 0 | 0 | 0 | 0 | 0 | 0 | 0 | 0 | 0 | 0 | 0 | 0 | 0 | 0 | 0 | 0 | 0 | 0 | 0 | 0 | 0 | 0 | 0 | 0 | 0 | 0 | 0
[10 empty] | 0 | 0 | 0 | 0 | 0 | 0 | 0 | 0 | 0 | 0 | 0 | 0 | 0 | 0 | 0 | 0 | 0 | 0 | 0 | 0 | 0 | 0 | 0 | 0 | 0 | 0 | 0 | 0
[10 empty] | 0 | 0 | 0 | 0 | 0 | 0 | 0 | 0 | 0 | 0 | 0 | 0 | 0 | 0 | 0 | 0 | 0 | 0 | 0 | 0 | 0 | 0 | 0 | 0 | 0 | 0 | 0 | 0
[10 empty] | 0 | 0 | 0 | 0 | 0 | 0 | 0 | 0 | 0 | 0 | 0 | 0 | 0 | 0 | 0 | 0 | 0 | 0 | 0 | 0 | 0 | 0 | 0 | 0 | 0 | 0 | 0 | 0
[10 empty] | 0 | 0 | 0 | 0 | 0 | 0 | 0 | 0 | 0 | 0 | 0 | 0 | 0 | 0 | 0 | 0 | 0 | 0 | 0 | 0 | 0 | 0 | 0 | 0 | 0 | 0 | 0 | 0
[10 empty] | 0 | 0 | 0 | 0 | 0 | 0 | 0 | 0 | 0 | 0 | 0 | 0 | 0 | 0 | 0 | 0 | 0 | 0 | 0 | 0 | 0 | 0 | 0 | 0 | 0 | 0 | 0 | 0
[10 empty] | 0 | 0 | 0 | 0 | 0 | 0 | 0 | 0 | 0 | 0 | 0 | 0 | 0 | 0 | 0 | 0 | 0 | 0 | 0 | 0 | 0 | 0 | 0 | 0 | 0 | 0 | 0 | 0
[10 empty] | 0 | 0 | 0 | 0 | 0 | 0 | 0 | 0 | 0 | 0 | 0 | 0 | 0 | 0 | 0 | 0 | 0 | 0 | 0 | 0 | 0 | 0 | 0 | 0 | 0 | 0 | 0 | 0
[10 empty] | 0 | 593.4021 | 592.4526 | 591.5047 | 590.5583 | 589.6134 | 588.67 | 587.7281 | 586.7878 | 585.8489 | 584.9116 | 583.9757 | 583.0413 | 582.1085 | 581.1771 | 749.3064 | 723.9948 | 702.2015 | 683.4192 | 667.2138 | 653.214 | 641.1017 | 654.4872 | 662.3664 | 666.0306 | 666.513 | 664.6366 | 661.0532
[10 empty] | 0 | 0 | 0 | 0 | 0 | 0 | 0 | 0 | 0 | 0 | 0 | 0 | 0 | 0 | 0 | 0 | 0 | 0 | 0 | 0 | 0 | 0 | 0 | 0 | 0 | 0 | 0 | 0
[10 empty] | 0 | 0 | 0 | 0 | 0 | 0 | 0 | 0 | 0 | 0 | 0 | 0 | 0 | 0 | 0 | 0 | 0 | 0 | 0 | 0 | 0 | 0 | 0 | 0 | 0 | 0 | 0 | 0
[10 empty] | 0 | 0 | 0 | 0 | 0 | 0 | 0 | 0 | 0 | 0 | 0 | 0 | 0 | 0 | 0 | 0 | 0 | 0 | 0 | 0 | 0 | 0 | 0 | 0 | 0 | 0 | 0 | 0
[10 empty] | 0 | 0 | 0 | 0 | 0 | 0 | 0 | 0 | 0 | 0 | 0 | 0 | 0 | 0 | 0 | 0 | 0 | 0 | 0 | 0 | 0 | 0 | 0 | 0 | 0 | 0 | 0 | 0
[10 empty] | 0 | 0 | 0 | 0 | 0 | 0 | 0 | 0 | 0 | 0 | 0 | 0 | 0 | 0 | 0 | 0 | 0 | 0 | 0 | 0 | 0 | 0 | 0 | 0 | 0 | 0 | 0 | 0
[10 empty] | 0 | 0 | 0 | 0 | 0 | 0 | 0 | 0 | 0 | 0 | 0 | 0 | 0 | 0 | 0 | 0 | 0 | 0 | 0 | 0 | 0 | 0 | 0 | 0 | 0 | 0 | 0 | 0
[10 empty] | 0 | 0 | 0 | 0 | 0 | 0 | 0 | 0 | 0 | 0 | 0 | 0 | 0 | 0 | 0 | 0 | 0 | 0 | 0 | 0 | 0 | 0 | 0 | 0 | 0 | 0 | 0 | 0
[10 empty] | 0 | 0 | 0 | 0 | 0 | 0 | 0 | 0 | 0 | 0 | 0 | 0 | 0 | 0 | 0 | 0 | 0 | 0 | 0 | 0 | 0 | 0 | 0 | 0 | 0 | 0 | 0 | 0
[10 empty] | 0 | 0 | 0 | 0 | 0 | 0 | 0 | 0 | 0 | 0 | 0 | 0 | 0 | 0 | 0 | 0 | 0 | 0 | 0 | 0 | 0 | 0 | 0 | 0 | 0 | 0 | 0 | 0
[10 empty] | 0 | 9315.012 | 9300.108 | 9285.2278 | 9270.3714 | 9255.5388 | 9240.73 | 9225.9448 | 9211.1833 | 9196.4454 | 11588.6668 | 11089.508 | 10687.8864 | 10364.1745 | 10581.0089 | 10655.0045 | 10634.2948 | 10553.4245 | 10531.9218 | 11151.3875 | 10895.9278 | 10700.8128 | 10560.6627 | 10711.3639 | 10744.1472 | 10707.1175 | 10634.1364 | 10621.0994
[10 empty] | 0 | 0 | 0 | 0 | 0 | 0 | 0 | 0 | 0 | 0 | 0 | 0 | 0 | 0 | 0 | 0 | 0 | 0 | 0 | 0 | 0 | 0 | 0 | 0 | 0 | 0 | 0 | 0
[10 empty] | 0 | 0 | 0 | 0 | 0 | 0 | 0 | 0 | 0 | 0 | 0 | 0 | 0 | 0 | 0 | 0 | 0 | 0 | 0 | 0 | 0 | 0 | 0 | 0 | 0 | 0 | 0 | 0
[10 empty] | 0 | 0 | 0 | 0 | 0 | 0 | 0 | 0 | 0 | 0 | 0 | 0 | 0 | 0 | 0 | 0 | 0 | 0 | 0 | 0 | 0 | 0 | 0 | 0 | 0 | 0 | 0 | 0
[10 empty] | 0 | 0 | 0 | 0 | 0 | 0 | 0 | 0 | 0 | 0 | 0 | 0 | 0 | 0 | 0 | 0 | 0 | 0 | 0 | 0 | 0 | 0 | 0 | 0 | 0 | 0 | 0 | 0
[10 empty] | 0 | 0 | 0 | 0 | 0 | 0 | 0 | 0 | 0 | 0 | 0 | 0 | 0 | 0 | 0 | 0 | 0 | 0 | 0 | 0 | 0 | 0 | 0 | 0 | 0 | 0 | 0 | 0
[10 empty] | 0 | 0 | 0 | 0 | 0 | 0 | 0 | 0 | 0 | 0 | 0 | 0 | 0 | 0 | 0 | 0 | 0 | 0 | 0 | 0 | 0 | 0 | 0 | 0 | 0 | 0 | 0 | 0
[10 empty] | 0 | 0 | 0 | 0 | 0 | 0 | 0 | 0 | 0 | 0 | 0 | 0 | 0 | 0 | 0 | 0 | 0 | 0 | 0 | 0 | 0 | 0 | 0 | 0 | 0 | 0 | 0 | 0
[10 empty] | 0 | 0 | 0 | 0 | 0 | 0 | 0 | 0 | 0 | 0 | 0 | 0 | 0 | 0 | 0 | 0 | 0 | 0 | 0 | 0 | 0 | 0 | 0 | 0 | 0 | 0 | 0 | 0
[10 empty] | 0 | 0 | 0 | 0 | 0 | 0 | 0 | 0 | 0 | 0 | 0 | 0 | 0 | 0 | 0 | 0 | 0 | 0 | 0 | 0 | 0 | 0 | 0 | 0 | 0 | 0 | 0 | 0
[10 empty] | 0 | 671.6015 | 677.0119 | 0 | 0 | 0 | 0 | 0 | 0 | 0 | 0 | 0 | 0 | 0 | 0 | 0 | 0 | 0 | 0 | 0 | 0 | 0 | 0 | 0 | 0 | 0 | 0 | 0
[10 empty] | 0 | 0 | 0 | 0 | 0 | 0 | 0 | 0 | 0 | 0 | 0 | 0 | 0 | 0 | 0 | 0 | 0 | 0 | 0 | 0 | 0 | 0 | 0 | 0 | 0 | 0 | 0 | 0
[10 empty] | 0 | 0 | 0 | 682.5758 | 688.2974 | 694.1812 | 700.2318 | 706.454 | 712.8526 | 746.6942 | 777.6007 | 806.0454 | 832.4352 | 857.1208 | 880.404 | 902.5456 | 1119.4463 | 1117.4663 | 1121.638 | 1130.7721 | 1143.9085 | 1160.2755 | 1179.2562 | 1200.3602 | 1259.0971 | 1310.0185 | 1355.3061 | 1396.6423
[10 empty] | 0 | 0 | 0 | 0 | 0 | 0 | 0 | 0 | 0 | 0 | 0 | 0 | 0 | 0 | 0 | 0 | 0 | 0 | 0 | 0 | 0 | 0 | 0 | 0 | 0 | 0 | 0 | 0
[10 empty] | 0 | 0 | 0 | 0 | 0 | 0 | 0 | 0 | 0 | 0 | 0 | 0 | 0 | 0 | 0 | 0 | 0 | 0 | 0 | 0 | 0 | 0 | 0 | 0 | 0 | 0 | 0 | 0
[10 empty] | 0 | 0 | 0 | 0 | 0 | 0 | 0 | 0 | 0 | 0 | 0 | 0 | 0 | 0 | 0 | 0 | 0 | 0 | 0 | 0 | 0 | 0 | 0 | 0 | 0 | 0 | 0 | 0
[10 empty] | 0 | 0 | 0 | 0 | 0 | 0 | 0 | 0 | 0 | 0 | 0 | 0 | 0 | 0 | 0 | 0 | 0 | 0 | 0 | 0 | 0 | 0 | 0 | 0 | 0 | 0 | 0 | 0
[10 empty] | 0 | 0 | 0 | 0 | 0 | 0 | 0 | 0 | 0 | 0 | 0 | 0 | 0 | 0 | 0 | 0 | 0 | 0 | 0 | 0 | 0 | 0 | 0 | 0 | 0 | 0 | 0 | 0
[10 empty] | 0 | 0 | 0 | 0 | 0 | 0 | 0 | 0 | 0 | 0 | 0 | 0 | 0 | 0 | 0 | 0 | 0 | 0 | 0 | 0 | 0 | 0 | 0 | 0 | 0 | 0 | 0 | 0
[10 empty] | 0 | 0 | 0 | 0 | 0 | 0 | 0 | 0 | 0 | 0 | 0 | 0 | 0 | 0 | 0 | 0 | 0 | 0 | 0 | 0 | 0 | 0 | 0 | 0 | 0 | 0 | 0 | 0
[10 empty] | 0 | 281.8762 | 281.9317 | 281.9875 | 282.0434 | 282.0995 | 282.1559 | 282.2125 | 283.9261 | 285.4621 | 286.8401 | 288.0778 | 289.1908 | 290.193 | 291.0968 | 292.0973 | 293.1639 | 381.0745 | 372.576 | 365.1523 | 358.6716 | 353.0183 | 348.1112 | 343.8748 | 350.3941 | 355.197 | 358.5997 | 360.868
[10 empty] | 0 | 0 | 0 | 0 | 0 | 0 | 0 | 0 | 0 | 0 | 0 | 0 | 0 | 0 | 0 | 0 | 0 | 0 | 0 | 0 | 0 | 0 | 0 | 0 | 0 | 0 | 0 | 0
[10 empty] | 0 | 0 | 0 | 0 | 0 | 0 | 0 | 0 | 0 | 0 | 0 | 0 | 0 | 0 | 0 | 0 | 0 | 0 | 0 | 0 | 0 | 0 | 0 | 0 | 0 | 0 | 0 | 0
[10 empty] | 0 | 0 | 0 | 0 | 0 | 0 | 0 | 0 | 0 | 0 | 0 | 0 | 0 | 0 | 0 | 0 | 0 | 0 | 0 | 0 | 0 | 0 | 0 | 0 | 0 | 0 | 0 | 0
[10 empty] | 0 | 0 | 0 | 0 | 0 | 0 | 0 | 0 | 0 | 0 | 0 | 0 | 0 | 0 | 0 | 0 | 0 | 0 | 0 | 0 | 0 | 0 | 0 | 0 | 0 | 0 | 0 | 0
[10 empty] | 0 | 0 | 0 | 0 | 0 | 0 | 0 | 0 | 0 | 0 | 0 | 0 | 0 | 0 | 0 | 0 | 0 | 0 | 0 | 0 | 0 | 0 | 0 | 0 | 0 | 0 | 0 | 0
[10 empty] | 0 | 0 | 0 | 0 | 0 | 0 | 0 | 0 | 0 | 0 | 0 | 0 | 0 | 0 | 0 | 0 | 0 | 0 | 0 | 0 | 0 | 0 | 0 | 0 | 0 | 0 | 0 | 0
[10 empty] | 0 | 0 | 0 | 0 | 0 | 0 | 0 | 0 | 0 | 0 | 0 | 0 | 0 | 0 | 0 | 0 | 0 | 0 | 0 | 0 | 0 | 0 | 0 | 0 | 0 | 0 | 0 | 0
[10 empty] | 0 | 0 | 0 | 0 | 0 | 0 | 0 | 0 | 0 | 0 | 0 | 0 | 0 | 0 | 0 | 0 | 0 | 0 | 0 | 0 | 0 | 0 | 0 | 0 | 0 | 0 | 0 | 0
[10 empty] | 0 | 0 | 0 | 0 | 0 | 0 | 0 | 0 | 0 | 0 | 0 | 0 | 0 | 0 | 0 | 0 | 0 | 0 | 0 | 0 | 0 | 0 | 0 | 0 | 0 | 0 | 0 | 0
[10 empty] | 0 | 179.2211 | 178.9344 | 178.6481 | 178.3622 | 178.0769 | 177.7919 | 177.5075 | 177.2235 | 176.9399 | 176.6568 | 176.3741 | 176.0919 | 175.8102 | 175.5289 | 175.2481 | 174.9677 | 174.6877 | 174.4082 | 174.1292 | 173.8505 | 173.5724 | 173.2947 | 173.0174 | 172.7406 | 172.4642 | 172.1882 | 171.9127
[10 empty] | 0 | 0 | 0 | 0 | 0 | 0 | 0 | 0 | 0 | 0 | 0 | 0 | 0 | 0 | 0 | 0 | 0 | 0 | 0 | 0 | 0 | 0 | 0 | 0 | 0 | 0 | 0 | 0
[10 empty] | 0 | 0 | 0 | 0 | 0 | 0 | 0 | 0 | 0 | 0 | 0 | 0 | 0 | 0 | 0 | 0 | 0 | 0 | 0 | 0 | 0 | 0 | 0 | 0 | 0 | 0 | 0 | 0
[10 empty] | 0 | 0 | 0 | 0 | 0 | 0 | 0 | 0 | 0 | 0 | 0 | 0 | 0 | 0 | 0 | 0 | 0 | 0 | 0 | 0 | 0 | 0 | 0 | 0 | 0 | 0 | 0 | 0
[10 empty] | 0 | 0 | 0 | 0 | 0 | 0 | 0 | 0 | 0 | 0 | 0 | 0 | 0 | 0 | 0 | 0 | 0 | 0 | 0 | 0 | 0 | 0 | 0 | 0 | 0 | 0 | 0 | 0
[10 empty] | 0 | 0 | 0 | 0 | 0 | 0 | 0 | 0 | 0 | 0 | 0 | 0 | 0 | 0 | 0 | 0 | 0 | 0 | 0 | 0 | 0 | 0 | 0 | 0 | 0 | 0 | 0 | 0
[10 empty] | 0 | 0 | 0 | 0 | 0 | 0 | 0 | 0 | 0 | 0 | 0 | 0 | 0 | 0 | 0 | 0 | 0 | 0 | 0 | 0 | 0 | 0 | 0 | 0 | 0 | 0 | 0 | 0
[10 empty] | 0 | 0 | 0 | 0 | 0 | 0 | 0 | 0 | 0 | 0 | 0 | 0 | 0 | 0 | 0 | 0 | 0 | 0 | 0 | 0 | 0 | 0 | 0 | 0 | 0 | 0 | 0 | 0
[10 empty] | 0 | 0 | 0 | 0 | 0 | 0 | 0 | 0 | 0 | 0 | 0 | 0 | 0 | 0 | 0 | 0 | 0 | 0 | 0 | 0 | 0 | 0 | 0 | 0 | 0 | 0 | 0 | 0
[10 empty] | 0 | 0 | 0 | 0 | 0 | 0 | 0 | 0 | 0 | 0 | 0 | 0 | 0 | 0 | 0 | 0 | 0 | 0 | 0 | 0 | 0 | 0 | 0 | 0 | 0 | 0 | 0 | 0
[10 empty] | 0 | 8630.8125 | 8617.0032 | 8603.216 | 8589.4508 | 8575.7077 | 8561.9866 | 8548.2874 | 8534.6101 | 8520.9548 | 8507.3212 | 10968.4125 | 10597.8997 | 10278.8871 | 10355.7848 | 10368.9149 | 10334.7965 | 10316.5316 | 10302.7678 | 10286.1384 | 10269.3107 | 10962.522 | 10742.6146 | 10566.6283 | 10627.9525 | 10630.9184 | 10594.8946 | 10577.3151
[10 empty] | 0 | 0 | 0 | 0 | 0 | 0 | 0 | 0 | 0 | 0 | 0 | 0 | 0 | 0 | 0 | 0 | 0 | 0 | 0 | 0 | 0 | 0 | 0 | 0 | 0 | 0 | 0 | 0
[10 empty] | 0 | 0 | 0 | 0 | 0 | 0 | 0 | 0 | 0 | 0 | 0 | 0 | 0 | 0 | 0 | 0 | 0 | 0 | 0 | 0 | 0 | 0 | 0 | 0 | 0 | 0 | 0 | 0
[10 empty] | 0 | 0 | 0 | 0 | 0 | 0 | 0 | 0 | 0 | 0 | 0 | 0 | 0 | 0 | 0 | 0 | 0 | 0 | 0 | 0 | 0 | 0 | 0 | 0 | 0 | 0 | 0 | 0
[10 empty] | 0 | 0 | 0 | 0 | 0 | 0 | 0 | 0 | 0 | 0 | 0 | 0 | 0 | 0 | 0 | 0 | 0 | 0 | 0 | 0 | 0 | 0 | 0 | 0 | 0 | 0 | 0 | 0
[10 empty] | 0 | 0 | 0 | 0 | 0 | 0 | 0 | 0 | 0 | 0 | 0 | 0 | 0 | 0 | 0 | 0 | 0 | 0 | 0 | 0 | 0 | 0 | 0 | 0 | 0 | 0 | 0 | 0
[10 empty] | 0 | 0 | 0 | 0 | 0 | 0 | 0 | 0 | 0 | 0 | 0 | 0 | 0 | 0 | 0 | 0 | 0 | 0 | 0 | 0 | 0 | 0 | 0 | 0 | 0 | 0 | 0 | 0
[10 empty] | 0 | 0 | 0 | 0 | 0 | 0 | 0 | 0 | 0 | 0 | 0 | 0 | 0 | 0 | 0 | 0 | 0 | 0 | 0 | 0 | 0 | 0 | 0 | 0 | 0 | 0 | 0 | 0
[10 empty] | 0 | 0 | 0 | 0 | 0 | 0 | 0 | 0 | 0 | 0 | 0 | 0 | 0 | 0 | 0 | 0 | 0 | 0 | 0 | 0 | 0 | 0 | 0 | 0 | 0 | 0 | 0 | 0
[10 empty] | 0 | 0 | 0 | 0 | 0 | 0 | 0 | 0 | 0 | 0 | 0 | 0 | 0 | 0 | 0 | 0 | 0 | 0 | 0 | 0 | 0 | 0 | 0 | 0 | 0 | 0 | 0 | 0
[10 empty] | 0 | 2074.5968 | 1694.4375 | 1301.4068 | 888.7013 | 574.4245 | 679.384 | 821.4886 | 962.2547 | 1100.9273 | 1201.8253 | 1299.1956 | 1412.3244 | 1491.4644 | 1552.3845 | 1595.1496 | 1641.2916 | 1691.4102 | 1716.948 | 1747.6132 | 1766.5626 | 1773.9654 | 1753.4383 | 1737.8254 | 1739.1792 | 1738.5864 | 1735.9528 | 2045.764
[10 empty] | 0 | 0 | 0 | 0 | 0 | 0 | 0 | 0 | 0 | 0 | 0 | 0 | 0 | 0 | 0 | 0 | 0 | 0 | 0 | 0 | 0 | 0 | 0 | 0 | 0 | 0 | 0 | 0
[10 empty] | 0 | 0 | 0 | 0 | 0 | 0 | 0 | 0 | 0 | 0 | 0 | 0 | 0 | 0 | 0 | 0 | 0 | 0 | 0 | 0 | 0 | 0 | 0 | 0 | 0 | 0 | 0 | 0
[10 empty] | 0 | 0 | 0 | 0 | 0 | 0 | 0 | 0 | 0 | 0 | 0 | 0 | 0 | 0 | 0 | 0 | 0 | 0 | 0 | 0 | 0 | 0 | 0 | 0 | 0 | 0 | 0 | 0
[10 empty] | 0 | 0 | 0 | 0 | 0 | 0 | 0 | 0 | 0 | 0 | 0 | 0 | 0 | 0 | 0 | 0 | 0 | 0 | 0 | 0 | 0 | 0 | 0 | 0 | 0 | 0 | 0 | 0
[10 empty] | 0 | 0 | 0 | 0 | 0 | 0 | 0 | 0 | 0 | 0 | 0 | 0 | 0 | 0 | 0 | 0 | 0 | 0 | 0 | 0 | 0 | 0 | 0 | 0 | 0 | 0 | 0 | 0
[10 empty] | 0 | 0 | 0 | 0 | 0 | 0 | 0 | 0 | 0 | 0 | 0 | 0 | 0 | 0 | 0 | 0 | 0 | 0 | 0 | 0 | 0 | 0 | 0 | 0 | 0 | 0 | 0 | 0
[10 empty] | 0 | 0 | 0 | 0 | 0 | 0 | 0 | 0 | 0 | 0 | 0 | 0 | 0 | 0 | 0 | 0 | 0 | 0 | 0 | 0 | 0 | 0 | 0 | 0 | 0 | 0 | 0 | 0
[10 empty] | 0 | 0 | 0 | 0 | 0 | 0 | 0 | 0 | 0 | 0 | 0 | 0 | 0 | 0 | 0 | 0 | 0 | 0 | 0 | 0 | 0 | 0 | 0 | 0 | 0 | 0 | 0 | 0
[10 empty] | 0 | 0 | 0 | 0 | 0 | 0 | 0 | 0 | 0 | 0 | 0 | 0 | 0 | 0 | 0 | 0 | 0 | 0 | 0 | 0 | 0 | 0 | 0 | 0 | 0 | 0 | 0 | 0
[10 empty] | 0 | 2074.5968 | 1694.4375 | 1301.4068 | 888.7013 | 574.4245 | 679.384 | 821.4886 | 962.2547 | 1100.9273 | 1201.8253 | 1299.1956 | 1412.3244 | 1491.4644 | 1552.3845 | 1595.1496 | 1641.2916 | 1691.4102 | 1716.948 | 1747.6132 | 1766.5626 | 1773.9654 | 1753.4383 | 1737.8254 | 1739.1792 | 1738.5864 | 1735.9528 | 2045.764
[10 empty] | 0 | 0 | 0 | 0 | 0 | 0 | 0 | 0 | 0 | 0 | 0 | 0 | 0 | 0 | 0 | 0 | 0 | 0 | 0 | 0 | 0 | 0 | 0 | 0 | 0 | 0 | 0 | 0
[10 empty] | 0 | 0 | 0 | 0 | 0 | 0 | 0 | 0 | 0 | 0 | 0 | 0 | 0 | 0 | 0 | 0 | 0 | 0 | 0 | 0 | 0 | 0 | 0 | 0 | 0 | 0 | 0 | 0
[10 empty] | 0 | 0 | 0 | 0 | 0 | 0 | 0 | 0 | 0 | 0 | 0 | 0 | 0 | 0 | 0 | 0 | 0 | 0 | 0 | 0 | 0 | 0 | 0 | 0 | 0 | 0 | 0 | 0
[10 empty] | 0 | 0 | 0 | 0 | 0 | 0 | 0 | 0 | 0 | 0 | 0 | 0 | 0 | 0 | 0 | 0 | 0 | 0 | 0 | 0 | 0 | 0 | 0 | 0 | 0 | 0 | 0 | 0
[10 empty] | 0 | 0 | 0 | 0 | 0 | 0 | 0 | 0 | 0 | 0 | 0 | 0 | 0 | 0 | 0 | 0 | 0 | 0 | 0 | 0 | 0 | 0 | 0 | 0 | 0 | 0 | 0 | 0
[10 empty] | 0 | 0 | 0 | 0 | 0 | 0 | 0 | 0 | 0 | 0 | 0 | 0 | 0 | 0 | 0 | 0 | 0 | 0 | 0 | 0 | 0 | 0 | 0 | 0 | 0 | 0 | 0 | 0
[10 empty] | 0 | 0 | 0 | 0 | 0 | 0 | 0 | 0 | 0 | 0 | 0 | 0 | 0 | 0 | 0 | 0 | 0 | 0 | 0 | 0 | 0 | 0 | 0 | 0 | 0 | 0 | 0 | 0
[10 empty] | 0 | 0 | 0 | 0 | 0 | 0 | 0 | 0 | 0 | 0 | 0 | 0 | 0 | 0 | 0 | 0 | 0 | 0 | 0 | 0 | 0 | 0 | 0 | 0 | 0 | 0 | 0 | 0
[10 empty] | 0 | 0 | 0 | 0 | 0 | 0 | 0 | 0 | 0 | 0 | 0 | 0 | 0 | 0 | 0 | 0 | 0 | 0 | 0 | 0 | 0 | 0 | 0 | 0 | 0 | 0 | 0 | 0
[10 empty] | 0 | 2074.5968 | 1694.4375 | 1301.4068 | 888.7013 | 574.4245 | 679.384 | 821.4886 | 962.2547 | 1100.9273 | 1201.8253 | 1299.1956 | 1412.3244 | 1491.4644 | 1552.3845 | 1595.1496 | 1641.2916 | 1691.4102 | 1716.948 | 1747.6132 | 1766.5626 | 1773.9654 | 1753.4383 | 1737.8254 | 1739.1792 | 1738.5864 | 1735.9528 | 2045.764
[10 empty] | 0 | 0 | 0 | 0 | 0 | 0 | 0 | 0 | 0 | 0 | 0 | 0 | 0 | 0 | 0 | 0 | 0 | 0 | 0 | 0 | 0 | 0 | 0 | 0 | 0 | 0 | 0 | 0
[10 empty] | 0 | 0 | 0 | 0 | 0 | 0 | 0 | 0 | 0 | 0 | 0 | 0 | 0 | 0 | 0 | 0 | 0 | 0 | 0 | 0 | 0 | 0 | 0 | 0 | 0 | 0 | 0 | 0
[10 empty] | 0 | 0 | 0 | 0 | 0 | 0 | 0 | 0 | 0 | 0 | 0 | 0 | 0 | 0 | 0 | 0 | 0 | 0 | 0 | 0 | 0 | 0 | 0 | 0 | 0 | 0 | 0 | 0
[10 empty] | 0 | 0 | 0 | 0 | 0 | 0 | 0 | 0 | 0 | 0 | 0 | 0 | 0 | 0 | 0 | 0 | 0 | 0 | 0 | 0 | 0 | 0 | 0 | 0 | 0 | 0 | 0 | 0
[10 empty] | 0 | 0 | 0 | 0 | 0 | 0 | 0 | 0 | 0 | 0 | 0 | 0 | 0 | 0 | 0 | 0 | 0 | 0 | 0 | 0 | 0 | 0 | 0 | 0 | 0 | 0 | 0 | 0
[10 empty] | 0 | 0 | 0 | 0 | 0 | 0 | 0 | 0 | 0 | 0 | 0 | 0 | 0 | 0 | 0 | 0 | 0 | 0 | 0 | 0 | 0 | 0 | 0 | 0 | 0 | 0 | 0 | 0
[10 empty] | 0 | 0 | 0 | 0 | 0 | 0 | 0 | 0 | 0 | 0 | 0 | 0 | 0 | 0 | 0 | 0 | 0 | 0 | 0 | 0 | 0 | 0 | 0 | 0 | 0 | 0 | 0 | 0
[10 empty] | 0 | 0 | 0 | 0 | 0 | 0 | 0 | 0 | 0 | 0 | 0 | 0 | 0 | 0 | 0 | 0 | 0 | 0 | 0 | 0 | 0 | 0 | 0 | 0 | 0 | 0 | 0 | 0
[10 empty] | 0 | 0 | 0 | 0 | 0 | 0 | 0 | 0 | 0 | 0 | 0 | 0 | 0 | 0 | 0 | 0 | 0 | 0 | 0 | 0 | 0 | 0 | 0 | 0 | 0 | 0 | 0 | 0
[10 empty] | 0 | 2074.5968 | 1694.4375 | 1301.4068 | 888.7013 | 574.4245 | 679.384 | 821.4886 | 962.2547 | 1100.9273 | 1201.8253 | 1299.1956 | 1412.3244 | 1491.4644 | 1552.3845 | 1595.1496 | 1641.2916 | 1691.4102 | 1716.948 | 1747.6132 | 1766.5626 | 1773.9654 | 1753.4383 | 1737.8254 | 1739.1792 | 1738.5864 | 1735.9528 | 2045.764
[10 empty] | 0 | 0 | 0 | 0 | 0 | 0 | 0 | 0 | 0 | 0 | 0 | 0 | 0 | 0 | 0 | 0 | 0 | 0 | 0 | 0 | 0 | 0 | 0 | 0 | 0 | 0 | 0 | 0
[10 empty] | 0 | 0 | 0 | 0 | 0 | 0 | 0 | 0 | 0 | 0 | 0 | 0 | 0 | 0 | 0 | 0 | 0 | 0 | 0 | 0 | 0 | 0 | 0 | 0 | 0 | 0 | 0 | 0
[10 empty] | 0 | 0 | 0 | 0 | 0 | 0 | 0 | 0 | 0 | 0 | 0 | 0 | 0 | 0 | 0 | 0 | 0 | 0 | 0 | 0 | 0 | 0 | 0 | 0 | 0 | 0 | 0 | 0
[10 empty] | 0 | 0 | 0 | 0 | 0 | 0 | 0 | 0 | 0 | 0 | 0 | 0 | 0 | 0 | 0 | 0 | 0 | 0 | 0 | 0 | 0 | 0 | 0 | 0 | 0 | 0 | 0 | 0
[10 empty] | 0 | 0 | 0 | 0 | 0 | 0 | 0 | 0 | 0 | 0 | 0 | 0 | 0 | 0 | 0 | 0 | 0 | 0 | 0 | 0 | 0 | 0 | 0 | 0 | 0 | 0 | 0 | 0
[10 empty] | 0 | 0 | 0 | 0 | 0 | 0 | 0 | 0 | 0 | 0 | 0 | 0 | 0 | 0 | 0 | 0 | 0 | 0 | 0 | 0 | 0 | 0 | 0 | 0 | 0 | 0 | 0 | 0
[10 empty] | 0 | 0 | 0 | 0 | 0 | 0 | 0 | 0 | 0 | 0 | 0 | 0 | 0 | 0 | 0 | 0 | 0 | 0 | 0 | 0 | 0 | 0 | 0 | 0 | 0 | 0 | 0 | 0
[10 empty] | 0 | 0 | 0 | 0 | 0 | 0 | 0 | 0 | 0 | 0 | 0 | 0 | 0 | 0 | 0 | 0 | 0 | 0 | 0 | 0 | 0 | 0 | 0 | 0 | 0 | 0 | 0 | 0
[10 empty] | 0 | 0 | 0 | 0 | 0 | 0 | 0 | 0 | 0 | 0 | 0 | 0 | 0 | 0 | 0 | 0 | 0 | 0 | 0 | 0 | 0 | 0 | 0 | 0 | 0 | 0 | 0 | 0
[10 empty] | 0 | 2074.5968 | 1694.4375 | 1301.4068 | 888.7013 | 574.4245 | 679.384 | 821.4886 | 962.2547 | 1100.9273 | 1201.8253 | 1299.1956 | 1412.3244 | 1491.4644 | 1552.3845 | 1595.1496 | 1641.2916 | 1691.4102 | 1716.948 | 1747.6132 | 1766.5626 | 1773.9654 | 1753.4383 | 1737.8254 | 1739.1792 | 1738.5864 | 1735.9528 | 2045.764
[10 empty] | 0 | 0 | 0 | 0 | 0 | 0 | 0 | 0 | 0 | 0 | 0 | 0 | 0 | 0 | 0 | 0 | 0 | 0 | 0 | 0 | 0 | 0 | 0 | 0 | 0 | 0 | 0 | 0
[10 empty] | 0 | 0 | 0 | 0 | 0 | 0 | 0 | 0 | 0 | 0 | 0 | 0 | 0 | 0 | 0 | 0 | 0 | 0 | 0 | 0 | 0 | 0 | 0 | 0 | 0 | 0 | 0 | 0
[10 empty] | 0 | 0 | 0 | 0 | 0 | 0 | 0 | 0 | 0 | 0 | 0 | 0 | 0 | 0 | 0 | 0 | 0 | 0 | 0 | 0 | 0 | 0 | 0 | 0 | 0 | 0 | 0 | 0
[10 empty] | 0 | 0 | 0 | 0 | 0 | 0 | 0 | 0 | 0 | 0 | 0 | 0 | 0 | 0 | 0 | 0 | 0 | 0 | 0 | 0 | 0 | 0 | 0 | 0 | 0 | 0 | 0 | 0
[10 empty] | 0 | 0 | 0 | 0 | 0 | 0 | 0 | 0 | 0 | 0 | 0 | 0 | 0 | 0 | 0 | 0 | 0 | 0 | 0 | 0 | 0 | 0 | 0 | 0 | 0 | 0 | 0 | 0
[10 empty] | 0 | 0 | 0 | 0 | 0 | 0 | 0 | 0 | 0 | 0 | 0 | 0 | 0 | 0 | 0 | 0 | 0 | 0 | 0 | 0 | 0 | 0 | 0 | 0 | 0 | 0 | 0 | 0
[10 empty] | 0 | 0 | 0 | 0 | 0 | 0 | 0 | 0 | 0 | 0 | 0 | 0 | 0 | 0 | 0 | 0 | 0 | 0 | 0 | 0 | 0 | 0 | 0 | 0 | 0 | 0 | 0 | 0
[10 empty] | 0 | 0 | 0 | 0 | 0 | 0 | 0 | 0 | 0 | 0 | 0 | 0 | 0 | 0 | 0 | 0 | 0 | 0 | 0 | 0 | 0 | 0 | 0 | 0 | 0 | 0 | 0 | 0
[10 empty] | 0 | 0 | 0 | 0 | 0 | 0 | 0 | 0 | 0 | 0 | 0 | 0 | 0 | 0 | 0 | 0 | 0 | 0 | 0 | 0 | 0 | 0 | 0 | 0 | 0 | 0 | 0 | 0
[10 empty] | 0 | 2074.5968 | 1694.4375 | 1301.4068 | 888.7013 | 574.4245 | 679.384 | 821.4886 | 962.2547 | 1100.9273 | 1201.8253 | 1299.1956 | 1412.3244 | 1491.4644 | 1552.3845 | 1595.1496 | 1641.2916 | 1691.4102 | 1716.948 | 1747.6132 | 1766.5626 | 1773.9654 | 1753.4383 | 1737.8254 | 1739.1792 | 1738.5864 | 1735.9528 | 2045.764
[10 empty] | 0 | 0 | 0 | 0 | 0 | 0 | 0 | 0 | 0 | 0 | 0 | 0 | 0 | 0 | 0 | 0 | 0 | 0 | 0 | 0 | 0 | 0 | 0 | 0 | 0 | 0 | 0 | 0
[10 empty] | 0 | 0 | 0 | 0 | 0 | 0 | 0 | 0 | 0 | 0 | 0 | 0 | 0 | 0 | 0 | 0 | 0 | 0 | 0 | 0 | 0 | 0 | 0 | 0 | 0 | 0 | 0 | 0
[10 empty] | 0 | 0 | 0 | 0 | 0 | 0 | 0 | 0 | 0 | 0 | 0 | 0 | 0 | 0 | 0 | 0 | 0 | 0 | 0 | 0 | 0 | 0 | 0 | 0 | 0 | 0 | 0 | 0
[10 empty] | 0 | 0 | 0 | 0 | 0 | 0 | 0 | 0 | 0 | 0 | 0 | 0 | 0 | 0 | 0 | 0 | 0 | 0 | 0 | 0 | 0 | 0 | 0 | 0 | 0 | 0 | 0 | 0
[10 empty] | 0 | 0 | 0 | 0 | 0 | 0 | 0 | 0 | 0 | 0 | 0 | 0 | 0 | 0 | 0 | 0 | 0 | 0 | 0 | 0 | 0 | 0 | 0 | 0 | 0 | 0 | 0 | 0
[10 empty] | 0 | 0 | 0 | 0 | 0 | 0 | 0 | 0 | 0 | 0 | 0 | 0 | 0 | 0 | 0 | 0 | 0 | 0 | 0 | 0 | 0 | 0 | 0 | 0 | 0 | 0 | 0 | 0
[10 empty] | 0 | 0 | 0 | 0 | 0 | 0 | 0 | 0 | 0 | 0 | 0 | 0 | 0 | 0 | 0 | 0 | 0 | 0 | 0 | 0 | 0 | 0 | 0 | 0 | 0 | 0 | 0 | 0
[10 empty] | 0 | 0 | 0 | 0 | 0 | 0 | 0 | 0 | 0 | 0 | 0 | 0 | 0 | 0 | 0 | 0 | 0 | 0 | 0 | 0 | 0 | 0 | 0 | 0 | 0 | 0 | 0 | 0
[10 empty] | 0 | 0 | 0 | 0 | 0 | 0 | 0 | 0 | 0 | 0 | 0 | 0 | 0 | 0 | 0 | 0 | 0 | 0 | 0 | 0 | 0 | 0 | 0 | 0 | 0 | 0 | 0 | 0
[10 empty] | 0 | 2074.5968 | 1694.4375 | 1301.4068 | 888.7013 | 574.4245 | 679.384 | 821.4886 | 962.2547 | 1100.9273 | 1201.8253 | 1299.1956 | 1412.3244 | 1491.4644 | 1552.3845 | 1595.1496 | 1641.2916 | 1691.4102 | 1716.948 | 1747.6132 | 1766.5626 | 1773.9654 | 1753.4383 | 1737.8254 | 1739.1792 | 1738.5864 | 1735.9528 | 2045.764
[10 empty] | 0 | 0 | 0 | 0 | 0 | 0 | 0 | 0 | 0 | 0 | 0 | 0 | 0 | 0 | 0 | 0 | 0 | 0 | 0 | 0 | 0 | 0 | 0 | 0 | 0 | 0 | 0 | 0
[10 empty] | 0 | 0 | 0 | 0 | 0 | 0 | 0 | 0 | 0 | 0 | 0 | 0 | 0 | 0 | 0 | 0 | 0 | 0 | 0 | 0 | 0 | 0 | 0 | 0 | 0 | 0 | 0 | 0
[10 empty] | 0 | 0 | 0 | 0 | 0 | 0 | 0 | 0 | 0 | 0 | 0 | 0 | 0 | 0 | 0 | 0 | 0 | 0 | 0 | 0 | 0 | 0 | 0 | 0 | 0 | 0 | 0 | 0
[10 empty] | 0 | 0 | 0 | 0 | 0 | 0 | 0 | 0 | 0 | 0 | 0 | 0 | 0 | 0 | 0 | 0 | 0 | 0 | 0 | 0 | 0 | 0 | 0 | 0 | 0 | 0 | 0 | 0
[10 empty] | 0 | 0 | 0 | 0 | 0 | 0 | 0 | 0 | 0 | 0 | 0 | 0 | 0 | 0 | 0 | 0 | 0 | 0 | 0 | 0 | 0 | 0 | 0 | 0 | 0 | 0 | 0 | 0
[10 empty] | 0 | 0 | 0 | 0 | 0 | 0 | 0 | 0 | 0 | 0 | 0 | 0 | 0 | 0 | 0 | 0 | 0 | 0 | 0 | 0 | 0 | 0 | 0 | 0 | 0 | 0 | 0 | 0
[10 empty] | 0 | 0 | 0 | 0 | 0 | 0 | 0 | 0 | 0 | 0 | 0 | 0 | 0 | 0 | 0 | 0 | 0 | 0 | 0 | 0 | 0 | 0 | 0 | 0 | 0 | 0 | 0 | 0
[10 empty] | 0 | 0 | 0 | 0 | 0 | 0 | 0 | 0 | 0 | 0 | 0 | 0 | 0 | 0 | 0 | 0 | 0 | 0 | 0 | 0 | 0 | 0 | 0 | 0 | 0 | 0 | 0 | 0
[10 empty] | 0 | 0 | 0 | 0 | 0 | 0 | 0 | 0 | 0 | 0 | 0 | 0 | 0 | 0 | 0 | 0 | 0 | 0 | 0 | 0 | 0 | 0 | 0 | 0 | 0 | 0 | 0 | 0
[10 empty] | 0 | 2074.5968 | 1694.4375 | 1301.4068 | 888.7013 | 574.4245 | 679.384 | 821.4886 | 962.2547 | 1100.9273 | 1201.8253 | 1299.1956 | 1412.3244 | 1491.4644 | 1552.3845 | 1595.1496 | 1641.2916 | 1691.4102 | 1716.948 | 1747.6132 | 1766.5626 | 1773.9654 | 1753.4383 | 1737.8254 | 1739.1792 | 1738.5864 | 1735.9528 | 2045.764
[10 empty] | 0 | 0 | 0 | 0 | 0 | 0 | 0 | 0 | 0 | 0 | 0 | 0 | 0 | 0 | 0 | 0 | 0 | 0 | 0 | 0 | 0 | 0 | 0 | 0 | 0 | 0 | 0 | 0
[10 empty] | 0 | 0 | 0 | 0 | 0 | 0 | 0 | 0 | 0 | 0 | 0 | 0 | 0 | 0 | 0 | 0 | 0 | 0 | 0 | 0 | 0 | 0 | 0 | 0 | 0 | 0 | 0 | 0
[10 empty] | 0 | 0 | 0 | 0 | 0 | 0 | 0 | 0 | 0 | 0 | 0 | 0 | 0 | 0 | 0 | 0 | 0 | 0 | 0 | 0 | 0 | 0 | 0 | 0 | 0 | 0 | 0 | 0
[10 empty] | 0 | 0 | 0 | 0 | 0 | 0 | 0 | 0 | 0 | 0 | 0 | 0 | 0 | 0 | 0 | 0 | 0 | 0 | 0 | 0 | 0 | 0 | 0 | 0 | 0 | 0 | 0 | 0
[10 empty] | 0 | 0 | 0 | 0 | 0 | 0 | 0 | 0 | 0 | 0 | 0 | 0 | 0 | 0 | 0 | 0 | 0 | 0 | 0 | 0 | 0 | 0 | 0 | 0 | 0 | 0 | 0 | 0
[10 empty] | 0 | 0 | 0 | 0 | 0 | 0 | 0 | 0 | 0 | 0 | 0 | 0 | 0 | 0 | 0 | 0 | 0 | 0 | 0 | 0 | 0 | 0 | 0 | 0 | 0 | 0 | 0 | 0
[10 empty] | 0 | 0 | 0 | 0 | 0 | 0 | 0 | 0 | 0 | 0 | 0 | 0 | 0 | 0 | 0 | 0 | 0 | 0 | 0 | 0 | 0 | 0 | 0 | 0 | 0 | 0 | 0 | 0
[10 empty] | 0 | 0 | 0 | 0 | 0 | 0 | 0 | 0 | 0 | 0 | 0 | 0 | 0 | 0 | 0 | 0 | 0 | 0 | 0 | 0 | 0 | 0 | 0 | 0 | 0 | 0 | 0 | 0
[10 empty] | 0 | 0 | 0 | 0 | 0 | 0 | 0 | 0 | 0 | 0 | 0 | 0 | 0 | 0 | 0 | 0 | 0 | 0 | 0 | 0 | 0 | 0 | 0 | 0 | 0 | 0 | 0 | 0
[10 empty] | 0 | 2053.5813 | 1673.422 | 1280.3913 | 867.6858 | 553.4091 | 658.3686 | 799.2951 | 939.0796 | 1076.9341 | 1177.1503 | 1273.9526 | 1369.6214 | 1434.2114 | 1483.0066 | 1515.6676 | 1553.3894 | 1563.9597 | 1556.5404 | 1624.7025 | 1694.679 | 1847.7531 | 1994.7495 | 2096.2316 | 2167.7728 | 2193.0242 | 2184.9449 | 2183.1422
[10 empty] | 0 | 0 | 0 | 0 | 0 | 0 | 0 | 0 | 0 | 0 | 0 | 0 | 0 | 0 | 0 | 0 | 0 | 0 | 0 | 0 | 0 | 0 | 0 | 0 | 0 | 0 | 0 | 0
[10 empty] | 0 | 0 | 0 | 0 | 0 | 0 | 0 | 0 | 0 | 0 | 0 | 0 | 0 | 0 | 0 | 0 | 0 | 0 | 0 | 0 | 0 | 0 | 0 | 0 | 0 | 0 | 0 | 0
[10 empty] | 0 | 0 | 0 | 0 | 0 | 0 | 0 | 0 | 0 | 0 | 0 | 0 | 0 | 0 | 0 | 0 | 0 | 0 | 0 | 0 | 0 | 0 | 0 | 0 | 0 | 0 | 0 | 0
[10 empty] | 0 | 0 | 0 | 0 | 0 | 0 | 0 | 0 | 0 | 0 | 0 | 0 | 0 | 0 | 0 | 0 | 0 | 0 | 0 | 0 | 0 | 0 | 0 | 0 | 0 | 0 | 0 | 0
[10 empty] | 0 | 0 | 0 | 0 | 0 | 0 | 0 | 0 | 0 | 0 | 0 | 0 | 0 | 0 | 0 | 0 | 0 | 0 | 0 | 0 | 0 | 0 | 0 | 0 | 0 | 0 | 0 | 0
[10 empty] | 0 | 0 | 0 | 0 | 0 | 0 | 0 | 0 | 0 | 0 | 0 | 0 | 0 | 0 | 0 | 0 | 0 | 0 | 0 | 0 | 0 | 0 | 0 | 0 | 0 | 0 | 0 | 0
[10 empty] | 0 | 0 | 0 | 0 | 0 | 0 | 0 | 0 | 0 | 0 | 0 | 0 | 0 | 0 | 0 | 0 | 0 | 0 | 0 | 0 | 0 | 0 | 0 | 0 | 0 | 0 | 0 | 0
[10 empty] | 0 | 0 | 0 | 0 | 0 | 0 | 0 | 0 | 0 | 0 | 0 | 0 | 0 | 0 | 0 | 0 | 0 | 0 | 0 | 0 | 0 | 0 | 0 | 0 | 0 | 0 | 0 | 0
[10 empty] | 0 | 0 | 0 | 0 | 0 | 0 | 0 | 0 | 0 | 0 | 0 | 0 | 0 | 0 | 0 | 0 | 0 | 0 | 0 | 0 | 0 | 0 | 0 | 0 | 0 | 0 | 0 | 0
[10 empty] | 0 | 0 | #DIV/0! | #DIV/0! | #DIV/0! | #DIV/0! | #DIV/0! | #DIV/0! | #DIV/0! | #DIV/0! | #DIV/0! | #DIV/0! | #DIV/0! | #DIV/0! | #DIV/0! | #DIV/0! | #DIV/0! | #DIV/0! | #DIV/0! | #DIV/0! | #DIV/0! | #DIV/0!
[10 empty] | 0 | 8976.5403 | #DIV/0! | #DIV/0! | #DIV/0! | #DIV/0! | #DIV/0! | #DIV/0! | #DIV/0! | #DIV/0! | #DIV/0! | #DIV/0! | #DIV/0! | #DIV/0! | #DIV/0! | #DIV/0! | #DIV/0! | #DIV/0! | #DIV/0! | #DIV/0! | #DIV/0! | #DIV/0!
[10 empty] | 0 | 92.9925 | #DIV/0! | #DIV/0! | #DIV/0! | #DIV/0! | #DIV/0! | #DIV/0! | #DIV/0! | #DIV/0! | #DIV/0! | #DIV/0! | #DIV/0! | #DIV/0! | #DIV/0! | #DIV/0! | #DIV/0! | #DIV/0! | #DIV/0! | #DIV/0! | #DIV/0! | #DIV/0!
[10 empty] | 0 | 0 | #DIV/0! | #DIV/0! | #DIV/0! | #DIV/0! | #DIV/0! | #DIV/0! | #DIV/0! | #DIV/0! | #DIV/0! | #DIV/0! | #DIV/0! | #DIV/0! | #DIV/0! | #DIV/0! | #DIV/0! | #DIV/0! | #DIV/0! | #DIV/0! | #DIV/0! | #DIV/0!
[10 empty] | 0 | 377.8918 | #DIV/0! | #DIV/0! | #DIV/0! | #DIV/0! | #DIV/0! | #DIV/0! | #DIV/0! | #DIV/0! | #DIV/0! | #DIV/0! | #DIV/0! | #DIV/0! | #DIV/0! | #DIV/0! | #DIV/0! | #DIV/0! | #DIV/0! | #DIV/0! | #DIV/0! | #DIV/0!
[10 empty] | 0 | 0 | #DIV/0! | #DIV/0! | #DIV/0! | #DIV/0! | #DIV/0! | #DIV/0! | #DIV/0! | #DIV/0! | #DIV/0! | #DIV/0! | #DIV/0! | #DIV/0! | #DIV/0! | #DIV/0! | #DIV/0! | #DIV/0! | #DIV/0! | #DIV/0! | #DIV/0! | #DIV/0!
[10 empty] | 0 | 0 | #DIV/0! | #DIV/0! | #DIV/0! | #DIV/0! | #DIV/0! | #DIV/0! | #DIV/0! | #DIV/0! | #DIV/0! | #DIV/0! | #DIV/0! | #DIV/0! | #DIV/0! | #DIV/0! | #DIV/0! | #DIV/0! | #DIV/0! | #DIV/0! | #DIV/0! | #DIV/0!
[10 empty] | 0 | 0 | #DIV/0! | #DIV/0! | #DIV/0! | #DIV/0! | #DIV/0! | #DIV/0! | #DIV/0! | #DIV/0! | #DIV/0! | #DIV/0! | #DIV/0! | #DIV/0! | #DIV/0! | #DIV/0! | #DIV/0! | #DIV/0! | #DIV/0! | #DIV/0! | #DIV/0! | #DIV/0!
[10 empty] | 0 | 0 | #DIV/0! | #DIV/0! | #DIV/0! | #DIV/0! | #DIV/0! | #DIV/0! | #DIV/0! | #DIV/0! | #DIV/0! | #DIV/0! | #DIV/0! | #DIV/0! | #DIV/0! | #DIV/0! | #DIV/0! | #DIV/0! | #DIV/0! | #DIV/0! | #DIV/0! | #DIV/0!
[10 empty] | 0 | 0 | #DIV/0! | #DIV/0! | #DIV/0! | #DIV/0! | #DIV/0! | #DIV/0! | #DIV/0! | #DIV/0! | #DIV/0! | #DIV/0! | #DIV/0! | #DIV/0! | #DIV/0! | #DIV/0! | #DIV/0! | #DIV/0! | #DIV/0! | #DIV/0! | #DIV/0! | #DIV/0!
[10 empty] | 0 | 0 | #DIV/0! | #DIV/0! | #DIV/0! | #DIV/0! | #DIV/0! | #DIV/0! | #DIV/0! | #DIV/0! | #DIV/0! | #DIV/0! | #DIV/0! | #DIV/0! | #DIV/0! | #DIV/0! | #DIV/0! | #DIV/0! | #DIV/0! | #DIV/0! | #DIV/0! | #DIV/0!
[10 empty] | 0 | 8976.5403 | #DIV/0! | #DIV/0! | #DIV/0! | #DIV/0! | #DIV/0! | #DIV/0! | #DIV/0! | #DIV/0! | #DIV/0! | #DIV/0! | #DIV/0! | #DIV/0! | #DIV/0! | #DIV/0! | #DIV/0! | #DIV/0! | #DIV/0! | #DIV/0! | #DIV/0! | #DIV/0!
[10 empty] | 0 | 92.9925 | #DIV/0! | #DIV/0! | #DIV/0! | #DIV/0! | #DIV/0! | #DIV/0! | #DIV/0! | #DIV/0! | #DIV/0! | #DIV/0! | #DIV/0! | #DIV/0! | #DIV/0! | #DIV/0! | #DIV/0! | #DIV/0! | #DIV/0! | #DIV/0! | #DIV/0! | #DIV/0!
[10 empty] | 0 | 0 | #DIV/0! | #DIV/0! | #DIV/0! | #DIV/0! | #DIV/0! | #DIV/0! | #DIV/0! | #DIV/0! | #DIV/0! | #DIV/0! | #DIV/0! | #DIV/0! | #DIV/0! | #DIV/0! | #DIV/0! | #DIV/0! | #DIV/0! | #DIV/0! | #DIV/0! | #DIV/0!
[10 empty] | 0 | 377.8918 | #DIV/0! | #DIV/0! | #DIV/0! | #DIV/0! | #DIV/0! | #DIV/0! | #DIV/0! | #DIV/0! | #DIV/0! | #DIV/0! | #DIV/0! | #DIV/0! | #DIV/0! | #DIV/0! | #DIV/0! | #DIV/0! | #DIV/0! | #DIV/0! | #DIV/0! | #DIV/0!
[10 empty] | 0 | 0 | #DIV/0! | #DIV/0! | #DIV/0! | #DIV/0! | #DIV/0! | #DIV/0! | #DIV/0! | #DIV/0! | #DIV/0! | #DIV/0! | #DIV/0! | #DIV/0! | #DIV/0! | #DIV/0! | #DIV/0! | #DIV/0! | #DIV/0! | #DIV/0! | #DIV/0! | #DIV/0!
[10 empty] | 0 | 0 | #DIV/0! | #DIV/0! | #DIV/0! | #DIV/0! | #DIV/0! | #DIV/0! | #DIV/0! | #DIV/0! | #DIV/0! | #DIV/0! | #DIV/0! | #DIV/0! | #DIV/0! | #DIV/0! | #DIV/0! | #DIV/0! | #DIV/0! | #DIV/0! | #DIV/0! | #DIV/0!
[10 empty] | 0 | 0 | #DIV/0! | #DIV/0! | #DIV/0! | #DIV/0! | #DIV/0! | #DIV/0! | #DIV/0! | #DIV/0! | #DIV/0! | #DIV/0! | #DIV/0! | #DIV/0! | #DIV/0! | #DIV/0! | #DIV/0! | #DIV/0! | #DIV/0! | #DIV/0! | #DIV/0! | #DIV/0!
[10 empty] | 0 | 0 | #DIV/0! | #DIV/0! | #DIV/0! | #DIV/0! | #DIV/0! | #DIV/0! | #DIV/0! | #DIV/0! | #DIV/0! | #DIV/0! | #DIV/0! | #DIV/0! | #DIV/0! | #DIV/0! | #DIV/0! | #DIV/0! | #DIV/0! | #DIV/0! | #DIV/0! | #DIV/0!
[10 empty] | 0 | 0 | #DIV/0! | #DIV/0! | #DIV/0! | #DIV/0! | #DIV/0! | #DIV/0! | #DIV/0! | #DIV/0! | #DIV/0! | #DIV/0! | #DIV/0! | #DIV/0! | #DIV/0! | #DIV/0! | #DIV/0! | #DIV/0! | #DIV/0! | #DIV/0! | #DIV/0! | #DIV/0!
[10 empty] | 0 | 13478.314 | 9834.9159 | 4398.5229 | 3944.0461 | 3273.2981 | 0 | 0 | 0 | 0 | 0 | 0 | 0 | 0 | 0 | 0 | 0 | 0 | 0 | 0 | 0 | 0 | 0
[10 empty] | 0 | 0 | 0 | 0 | 0 | 0 | 3471.2887 | 3854.9672 | 2906.369 | 2740.5578 | 2287.6406 | 1822.1612 | 1955.3221 | 1943.9715 | 1854.4082 | 2034.4611 | 1887.9447 | 2018.2851 | 1879.1246 | 1707.0583 | 1630.4609 | 1588.5521 | 1473.4717
[10 empty] | 0 | 13786.9211 | 10352.8862 | 4785.657 | 4234.8039 | 3516.9829 | 3695.687 | 4056.7686 | 3036.5128 | 2832.0334 | 2342.3113 | 1844.7636 | 1958.2817 | 1923.3753 | 1812.2356 | 1961.6587 | 1795.0453 | 1890.2692 | 1732.0995 | 1546.8139 | 1450.6865 | 1385.9334 | 1285.5313
[10 empty] | 0 | 4565.7284 | 3443.5051 | 8985.5249 | 8386.1461 | 7497.9749 | 0 | 0 | 0 | 0 | 0 | 0 | 0 | 0 | 0 | 0 | 0 | 0 | 0 | 0 | 0 | 0 | 0
[10 empty] | 0 | 0 | 0 | 0 | 0 | 0 | 8361.4281 | 9792.7201 | 7800.9895 | 7755.3944 | 0 | 0 | 0 | 0 | 0 | 0 | 0 | 0 | 0 | 0 | 0 | 0 | 0
[10 empty] | 0 | 0 | 0 | 0 | 0 | 0 | 0 | 0 | 0 | 0 | 6830.1157 | 5733.317 | 6485.1004 | 6792.1636 | 6826.1192 | 7887.5977 | 7709.6649 | 8680.5045 | 8512.9719 | 8146.4767 | 8198.0729 | 8417.3195 | 7807.5383
[10 empty] | 0 | 0 | 0 | 0 | 0 | 0 | 0 | 0 | 0 | 0 | 0 | 0 | 0 | 0 | 0 | 0 | 0 | 0 | 0 | 0 | 0 | 0 | 0
[10 empty] | 0 | 0 | 0 | 0 | 0 | 0 | 0 | 0 | 0 | 0 | 0 | 0 | 0 | 0 | 0 | 0 | 0 | 0 | 0 | 0 | 0 | 0 | 0
[10 empty] | 0 | 0 | 0 | 0 | 0 | 0 | 0 | 0 | 0 | 0 | 0 | 0 | 0 | 0 | 0 | 0 | 0 | 0 | 0 | 0 | 0 | 0 | 0
[10 empty] | 0 | 0 | 0 | 0 | 0 | 0 | 0 | 0 | 0 | 0 | 0 | 0 | 0 | 0 | 0 | 0 | 0 | 0 | 0 | 0 | 0 | 0 | 0
[10 empty] | 0 | 345.2994 | 354.686 | 363.329 | 371.7453 | 379.5877 | 386.9544 | 393.9299 | 400.5873 | 421.274 | 439.7191 | 474.3741 | 504.8293 | 531.7039 | 536.5507 | 542.8564 | 550.3272 | 558.7856 | 568.0307 | 577.9044 | 588.2844 | 699.6818 | 701.2181 | 705.9464 | 715.9026 | 729.6648 | 746.2334 | 762.1129
[10 empty] | 0 | 0 | 0 | 0 | 0 | 0 | 0 | 0 | 0 | 0 | 0 | 0 | 0 | 0 | 0 | 0 | 0 | 0 | 0 | 0 | 0 | 0 | 0 | 0 | 0 | 0 | 0 | 0
[10 empty] | 0 | 0 | 0 | 0 | 0 | 0 | 0 | 0 | 0 | 0 | 0 | 0 | 0 | 0 | 0 | 0 | 0 | 0 | 0 | 0 | 0 | 0 | 0 | 0 | 0 | 0 | 0 | 0
[10 empty] | 0 | 0 | 0 | 0 | 0 | 0 | 0 | 0 | 0 | 0 | 0 | 0 | 0 | 0 | 0 | 0 | 0 | 0 | 0 | 0 | 0 | 0 | 0 | 0 | 0 | 0 | 0 | 0
[10 empty] | 0 | 0 | 0 | 0 | 0 | 0 | 0 | 0 | 0 | 0 | 0 | 0 | 0 | 0 | 0 | 0 | 0 | 0 | 0 | 0 | 0 | 0 | 0 | 0 | 0 | 0 | 0 | 0
[10 empty] | 0 | 0 | 0 | 0 | 0 | 0 | 0 | 0 | 0 | 0 | 0 | 0 | 0 | 0 | 0 | 0 | 0 | 0 | 0 | 0 | 0 | 0 | 0 | 0 | 0 | 0 | 0 | 0
[10 empty] | 0 | 0 | 0 | 0 | 0 | 0 | 0 | 0 | 0 | 0 | 0 | 0 | 0 | 0 | 0 | 0 | 0 | 0 | 0 | 0 | 0 | 0 | 0 | 0 | 0 | 0 | 0 | 0
[10 empty] | 0 | 0 | 0 | 0 | 0 | 0 | 0 | 0 | 0 | 0 | 0 | 0 | 0 | 0 | 0 | 0 | 0 | 0 | 0 | 0 | 0 | 0 | 0 | 0 | 0 | 0 | 0 | 0
[10 empty] | 0 | 0 | 0 | 0 | 0 | 0 | 0 | 0 | 0 | 0 | 0 | 0 | 0 | 0 | 0 | 0 | 0 | 0 | 0 | 0 | 0 | 0 | 0 | 0 | 0 | 0 | 0 | 0
[10 empty] | 0 | 0 | 0 | 0 | 0 | 0 | 0 | 0 | 0 | 0 | 0 | 0 | 0 | 0 | 0 | 0 | 0 | 0 | 0 | 0 | 0 | 0 | 0 | 0 | 0 | 0 | 0 | 0
[10 empty] | 0 | 2557.1648 | 1925.5408 | 1504.7743 | 1224.3551 | 1224.7048 | 1224.2819 | 1462.5393 | 1620.0872 | 1723.9164 | 1987.6309 | 1955.6304 | 1796.0822 | 2093.2568 | 1674.0677 | 1435.5788 | 1382.1882 | 1452.734 | 1533.6543 | 1720.4112 | 1818.637 | 1821.2341 | 1951.6169 | 1843.4499 | 1668.3701 | 1622.7452 | 1476.8373 | 1441.1931
[10 empty] | 0 | 0 | 0 | 0 | 0 | 0 | 0 | 0 | 0 | 0 | 0 | 0 | 0 | 0 | 0 | 0 | 0 | 0 | 0 | 0 | 0 | 0 | 0 | 0 | 0 | 0 | 0 | 0
[10 empty] | 0 | 0 | 0 | 0 | 0 | 0 | 0 | 0 | 0 | 0 | 0 | 0 | 0 | 0 | 0 | 0 | 0 | 0 | 0 | 0 | 0 | 0 | 0 | 0 | 0 | 0 | 0 | 0
[10 empty] | 0 | 0 | 0 | 0 | 0 | 0 | 0 | 0 | 0 | 0 | 0 | 0 | 0 | 0 | 0 | 0 | 0 | 0 | 0 | 0 | 0 | 0 | 0 | 0 | 0 | 0 | 0 | 0
[10 empty] | 0 | 0 | 0 | 0 | 0 | 0 | 0 | 0 | 0 | 0 | 0 | 0 | 0 | 0 | 0 | 0 | 0 | 0 | 0 | 0 | 0 | 0 | 0 | 0 | 0 | 0 | 0 | 0
[10 empty] | 0 | 0 | 0 | 0 | 0 | 0 | 0 | 0 | 0 | 0 | 0 | 0 | 0 | 0 | 0 | 0 | 0 | 0 | 0 | 0 | 0 | 0 | 0 | 0 | 0 | 0 | 0 | 0
[10 empty] | 0 | 0 | 0 | 0 | 0 | 0 | 0 | 0 | 0 | 0 | 0 | 0 | 0 | 0 | 0 | 0 | 0 | 0 | 0 | 0 | 0 | 0 | 0 | 0 | 0 | 0 | 0 | 0
[10 empty] | 0 | 0 | 0 | 0 | 0 | 0 | 0 | 0 | 0 | 0 | 0 | 0 | 0 | 0 | 0 | 0 | 0 | 0 | 0 | 0 | 0 | 0 | 0 | 0 | 0 | 0 | 0 | 0
[10 empty] | 0 | 0 | 0 | 0 | 0 | 0 | 0 | 0 | 0 | 0 | 0 | 0 | 0 | 0 | 0 | 0 | 0 | 0 | 0 | 0 | 0 | 0 | 0 | 0 | 0 | 0 | 0 | 0
[10 empty] | 0 | 0 | 0 | 0 | 0 | 0 | 0 | 0 | 0 | 0 | 0 | 0 | 0 | 0 | 0 | 0 | 0 | 0 | 0 | 0 | 0 | 0 | 0 | 0 | 0 | 0 | 0 | 0
[10 empty] | 0 | 2004.895 | 2012.5554 | 2020.3402 | 2028.2511 | 2036.2904 | 2044.4601 | 2052.7623 | 2061.1992 | 2069.7729 | 2078.4856 | 2087.3397 | 2096.3374 | 2105.481 | 2182.2444 | 2250.614 | 2311.8308 | 2366.9589 | 2416.9113 | 2462.4711 | 2504.3103 | 3127.1462 | 3081.9761 | 3046.221 | 3018.5838 | 2997.9537 | 2983.3793 | 2983.6847
[10 empty] | 0 | 0 | 0 | 0 | 0 | 0 | 0 | 0 | 0 | 0 | 0 | 0 | 0 | 0 | 0 | 0 | 0 | 0 | 0 | 0 | 0 | 0 | 0 | 0 | 0 | 0 | 0 | 0
[10 empty] | 0 | 0 | 0 | 0 | 0 | 0 | 0 | 0 | 0 | 0 | 0 | 0 | 0 | 0 | 0 | 0 | 0 | 0 | 0 | 0 | 0 | 0 | 0 | 0 | 0 | 0 | 0 | 0
[10 empty] | 0 | 0 | 0 | 0 | 0 | 0 | 0 | 0 | 0 | 0 | 0 | 0 | 0 | 0 | 0 | 0 | 0 | 0 | 0 | 0 | 0 | 0 | 0 | 0 | 0 | 0 | 0 | 0
[10 empty] | 0 | 0 | 0 | 0 | 0 | 0 | 0 | 0 | 0 | 0 | 0 | 0 | 0 | 0 | 0 | 0 | 0 | 0 | 0 | 0 | 0 | 0 | 0 | 0 | 0 | 0 | 0 | 0
[10 empty] | 0 | 0 | 0 | 0 | 0 | 0 | 0 | 0 | 0 | 0 | 0 | 0 | 0 | 0 | 0 | 0 | 0 | 0 | 0 | 0 | 0 | 0 | 0 | 0 | 0 | 0 | 0 | 0
[10 empty] | 0 | 0 | 0 | 0 | 0 | 0 | 0 | 0 | 0 | 0 | 0 | 0 | 0 | 0 | 0 | 0 | 0 | 0 | 0 | 0 | 0 | 0 | 0 | 0 | 0 | 0 | 0 | 0
[10 empty] | 0 | 0 | 0 | 0 | 0 | 0 | 0 | 0 | 0 | 0 | 0 | 0 | 0 | 0 | 0 | 0 | 0 | 0 | 0 | 0 | 0 | 0 | 0 | 0 | 0 | 0 | 0 | 0
[10 empty] | 0 | 0 | 0 | 0 | 0 | 0 | 0 | 0 | 0 | 0 | 0 | 0 | 0 | 0 | 0 | 0 | 0 | 0 | 0 | 0 | 0 | 0 | 0 | 0 | 0 | 0 | 0 | 0
[10 empty] | 0 | 0 | 0 | 0 | 0 | 0 | 0 | 0 | 0 | 0 | 0 | 0 | 0 | 0 | 0 | 0 | 0 | 0 | 0 | 0 | 0 | 0 | 0 | 0 | 0 | 0 | 0 | 0
[10 empty] | 0 | 110.9146 | 110.7371 | 110.56 | 110.3831 | 110.2065 | 110.0301 | 109.8541 | 109.6783 | 109.5028 | 109.3276 | 109.1527 | 108.978 | 108.8037 | 108.6296 | 108.4558 | 108.2823 | 108.109 | 107.936 | 107.7633 | 107.5909 | 107.4188 | 107.2469 | 107.0753 | 106.904 | 106.7329 | 106.5622 | 141.0844
[10 empty] | 0 | 0 | 0 | 0 | 0 | 0 | 0 | 0 | 0 | 0 | 0 | 0 | 0 | 0 | 0 | 0 | 0 | 0 | 0 | 0 | 0 | 0 | 0 | 0 | 0 | 0 | 0 | 0
[10 empty] | 0 | 0 | 0 | 0 | 0 | 0 | 0 | 0 | 0 | 0 | 0 | 0 | 0 | 0 | 0 | 0 | 0 | 0 | 0 | 0 | 0 | 0 | 0 | 0 | 0 | 0 | 0 | 0
[10 empty] | 0 | 0 | 0 | 0 | 0 | 0 | 0 | 0 | 0 | 0 | 0 | 0 | 0 | 0 | 0 | 0 | 0 | 0 | 0 | 0 | 0 | 0 | 0 | 0 | 0 | 0 | 0 | 0
[10 empty] | 0 | 0 | 0 | 0 | 0 | 0 | 0 | 0 | 0 | 0 | 0 | 0 | 0 | 0 | 0 | 0 | 0 | 0 | 0 | 0 | 0 | 0 | 0 | 0 | 0 | 0 | 0 | 0
[10 empty] | 0 | 0 | 0 | 0 | 0 | 0 | 0 | 0 | 0 | 0 | 0 | 0 | 0 | 0 | 0 | 0 | 0 | 0 | 0 | 0 | 0 | 0 | 0 | 0 | 0 | 0 | 0 | 0
[10 empty] | 0 | 0 | 0 | 0 | 0 | 0 | 0 | 0 | 0 | 0 | 0 | 0 | 0 | 0 | 0 | 0 | 0 | 0 | 0 | 0 | 0 | 0 | 0 | 0 | 0 | 0 | 0 | 0
[10 empty] | 0 | 0 | 0 | 0 | 0 | 0 | 0 | 0 | 0 | 0 | 0 | 0 | 0 | 0 | 0 | 0 | 0 | 0 | 0 | 0 | 0 | 0 | 0 | 0 | 0 | 0 | 0 | 0
[10 empty] | 0 | 0 | 0 | 0 | 0 | 0 | 0 | 0 | 0 | 0 | 0 | 0 | 0 | 0 | 0 | 0 | 0 | 0 | 0 | 0 | 0 | 0 | 0 | 0 | 0 | 0 | 0 | 0
[10 empty] | 0 | 0 | 0 | 0 | 0 | 0 | 0 | 0 | 0 | 0 | 0 | 0 | 0 | 0 | 0 | 0 | 0 | 0 | 0 | 0 | 0 | 0 | 0 | 0 | 0 | 0 | 0 | 0
[10 empty] | 0 | 2067.7888 | 2133.6678 | 2191.6555 | 2239.6883 | 2281.8443 | 2318.7857 | 2351.1 | 2379.3086 | 2370.7405 | 2362.7218 | 2459.5258 | 2544.8558 | 2620.0039 | 2550.1872 | 2495.3962 | 2453.0814 | 2420.7555 | 2396.6548 | 2379.2863 | 2367.3888 | 2359.8999 | 2352.3214 | 2959.449 | 2914.6315 | 2881.8286 | 2857.963 | 2827.4613
[10 empty] | 0 | 0 | 0 | 0 | 0 | 0 | 0 | 0 | 0 | 0 | 0 | 0 | 0 | 0 | 0 | 0 | 0 | 0 | 0 | 0 | 0 | 0 | 0 | 0 | 0 | 0 | 0 | 0
[10 empty] | 0 | 0 | 0 | 0 | 0 | 0 | 0 | 0 | 0 | 0 | 0 | 0 | 0 | 0 | 0 | 0 | 0 | 0 | 0 | 0 | 0 | 0 | 0 | 0 | 0 | 0 | 0 | 0
[10 empty] | 0 | 0 | 0 | 0 | 0 | 0 | 0 | 0 | 0 | 0 | 0 | 0 | 0 | 0 | 0 | 0 | 0 | 0 | 0 | 0 | 0 | 0 | 0 | 0 | 0 | 0 | 0 | 0
[10 empty] | 0 | 0 | 0 | 0 | 0 | 0 | 0 | 0 | 0 | 0 | 0 | 0 | 0 | 0 | 0 | 0 | 0 | 0 | 0 | 0 | 0 | 0 | 0 | 0 | 0 | 0 | 0 | 0
[10 empty] | 0 | 0 | 0 | 0 | 0 | 0 | 0 | 0 | 0 | 0 | 0 | 0 | 0 | 0 | 0 | 0 | 0 | 0 | 0 | 0 | 0 | 0 | 0 | 0 | 0 | 0 | 0 | 0
[10 empty] | 0 | 0 | 0 | 0 | 0 | 0 | 0 | 0 | 0 | 0 | 0 | 0 | 0 | 0 | 0 | 0 | 0 | 0 | 0 | 0 | 0 | 0 | 0 | 0 | 0 | 0 | 0 | 0
[10 empty] | 0 | 0 | 0 | 0 | 0 | 0 | 0 | 0 | 0 | 0 | 0 | 0 | 0 | 0 | 0 | 0 | 0 | 0 | 0 | 0 | 0 | 0 | 0 | 0 | 0 | 0 | 0 | 0
[10 empty] | 0 | 0 | 0 | 0 | 0 | 0 | 0 | 0 | 0 | 0 | 0 | 0 | 0 | 0 | 0 | 0 | 0 | 0 | 0 | 0 | 0 | 0 | 0 | 0 | 0 | 0 | 0 | 0
[10 empty] | 0 | 0 | 0 | 0 | 0 | 0 | 0 | 0 | 0 | 0 | 0 | 0 | 0 | 0 | 0 | 0 | 0 | 0 | 0 | 0 | 0 | 0 | 0 | 0 | 0 | 0 | 0 | 0
[10 empty] | 0 | 674.2598 | 674.3707 | 674.3098 | 673.1394 | 671.9841 | 670.8419 | 669.7113 | 668.5907 | 656.6747 | 646.3422 | 671.3859 | 692.6284 | 710.6183 | 702.4652 | 695.5036 | 689.5376 | 684.2682 | 679.5972 | 675.4401 | 671.7244 | 858.6464 | 827.0188 | 798.4587 | 777.2087 | 761.9994 | 751.5039 | 741.3841
[10 empty] | 0 | 0 | 0 | 0 | 0 | 0 | 0 | 0 | 0 | 0 | 0 | 0 | 0 | 0 | 0 | 0 | 0 | 0 | 0 | 0 | 0 | 0 | 0 | 0 | 0 | 0 | 0 | 0
[10 empty] | 0 | 0 | 0 | 0 | 0 | 0 | 0 | 0 | 0 | 0 | 0 | 0 | 0 | 0 | 0 | 0 | 0 | 0 | 0 | 0 | 0 | 0 | 0 | 0 | 0 | 0 | 0 | 0
[10 empty] | 0 | 0 | 0 | 0 | 0 | 0 | 0 | 0 | 0 | 0 | 0 | 0 | 0 | 0 | 0 | 0 | 0 | 0 | 0 | 0 | 0 | 0 | 0 | 0 | 0 | 0 | 0 | 0
[10 empty] | 0 | 0 | 0 | 0 | 0 | 0 | 0 | 0 | 0 | 0 | 0 | 0 | 0 | 0 | 0 | 0 | 0 | 0 | 0 | 0 | 0 | 0 | 0 | 0 | 0 | 0 | 0 | 0
[10 empty] | 0 | 0 | 0 | 0 | 0 | 0 | 0 | 0 | 0 | 0 | 0 | 0 | 0 | 0 | 0 | 0 | 0 | 0 | 0 | 0 | 0 | 0 | 0 | 0 | 0 | 0 | 0 | 0
[10 empty] | 0 | 0 | 0 | 0 | 0 | 0 | 0 | 0 | 0 | 0 | 0 | 0 | 0 | 0 | 0 | 0 | 0 | 0 | 0 | 0 | 0 | 0 | 0 | 0 | 0 | 0 | 0 | 0
[10 empty] | 0 | 0 | 0 | 0 | 0 | 0 | 0 | 0 | 0 | 0 | 0 | 0 | 0 | 0 | 0 | 0 | 0 | 0 | 0 | 0 | 0 | 0 | 0 | 0 | 0 | 0 | 0 | 0
[10 empty] | 0 | 0 | 0 | 0 | 0 | 0 | 0 | 0 | 0 | 0 | 0 | 0 | 0 | 0 | 0 | 0 | 0 | 0 | 0 | 0 | 0 | 0 | 0 | 0 | 0 | 0 | 0 | 0
[10 empty] | 0 | 0 | 0 | 0 | 0 | 0 | 0 | 0 | 0 | 0 | 0 | 0 | 0 | 0 | 0 | 0 | 0 | 0 | 0 | 0 | 0 | 0 | 0 | 0 | 0 | 0 | 0 | 0
[10 empty] | 0 | 5975.1779 | 5965.6176 | 5956.0726 | 7928.7238 | 9235.3775 | 10098.7534 | 12493.6508 | 12504.9233 | 12636.5179 | 13767.4692 | 14275.4151 | 14469.1141 | 15186.0601 | 15291.6742 | 15386.0154 | 15827.6425 | 15988.402 | 16025.4217 | 16264.8012 | 16328.8215 | 16356.4999 | 16500.8765 | 16545.0608 | 16543.7991 | 16617.0251 | 16634.6956 | 16629.1125
[10 empty] | 0 | 0 | 0 | 0 | 0 | 0 | 0 | 0 | 0 | 0 | 0 | 0 | 0 | 0 | 0 | 0 | 0 | 0 | 0 | 0 | 0 | 0 | 0 | 0 | 0 | 0 | 0 | 0
[10 empty] | 0 | 0 | 0 | 0 | 0 | 0 | 0 | 0 | 0 | 0 | 0 | 0 | 0 | 0 | 0 | 0 | 0 | 0 | 0 | 0 | 0 | 0 | 0 | 0 | 0 | 0 | 0 | 0
[10 empty] | 0 | 0 | 0 | 0 | 0 | 0 | 0 | 0 | 0 | 0 | 0 | 0 | 0 | 0 | 0 | 0 | 0 | 0 | 0 | 0 | 0 | 0 | 0 | 0 | 0 | 0 | 0 | 0
[10 empty] | 0 | 0 | 0 | 0 | 0 | 0 | 0 | 0 | 0 | 0 | 0 | 0 | 0 | 0 | 0 | 0 | 0 | 0 | 0 | 0 | 0 | 0 | 0 | 0 | 0 | 0 | 0 | 0
[10 empty] | 0 | 0 | 0 | 0 | 0 | 0 | 0 | 0 | 0 | 0 | 0 | 0 | 0 | 0 | 0 | 0 | 0 | 0 | 0 | 0 | 0 | 0 | 0 | 0 | 0 | 0 | 0 | 0
[10 empty] | 0 | 0 | 0 | 0 | 0 | 0 | 0 | 0 | 0 | 0 | 0 | 0 | 0 | 0 | 0 | 0 | 0 | 0 | 0 | 0 | 0 | 0 | 0 | 0 | 0 | 0 | 0 | 0
[10 empty] | 0 | 0 | 0 | 0 | 0 | 0 | 0 | 0 | 0 | 0 | 0 | 0 | 0 | 0 | 0 | 0 | 0 | 0 | 0 | 0 | 0 | 0 | 0 | 0 | 0 | 0 | 0 | 0
[10 empty] | 0 | 0 | 0 | 0 | 0 | 0 | 0 | 0 | 0 | 0 | 0 | 0 | 0 | 0 | 0 | 0 | 0 | 0 | 0 | 0 | 0 | 0 | 0 | 0 | 0 | 0 | 0 | 0
[10 empty] | 0 | 0 | 0 | 0 | 0 | 0 | 0 | 0 | 0 | 0 | 0 | 0 | 0 | 0 | 0 | 0 | 0 | 0 | 0 | 0 | 0 | 0 | 0 | 0 | 0 | 0 | 0 | 0
[10 empty] | 0 | 3377.2744 | 3371.8708 | 3366.4758 | 3361.0895 | 3355.7117 | 3350.3426 | 3344.982 | 3339.63 | 3334.2866 | 3328.9518 | 3323.6255 | 3318.3077 | 3312.9984 | 3307.6976 | 3302.4053 | 3297.1214 | 3291.846 | 3286.5791 | 3281.3205 | 3276.0704 | 3270.8287 | 3265.5954 | 3260.3704 | 3255.1538 | 4101.8993 | 3925.2182 | 3783.0611
[10 empty] | 0 | 0 | 0 | 0 | 0 | 0 | 0 | 0 | 0 | 0 | 0 | 0 | 0 | 0 | 0 | 0 | 0 | 0 | 0 | 0 | 0 | 0 | 0 | 0 | 0 | 0 | 0 | 0
[10 empty] | 0 | 0 | 0 | 0 | 0 | 0 | 0 | 0 | 0 | 0 | 0 | 0 | 0 | 0 | 0 | 0 | 0 | 0 | 0 | 0 | 0 | 0 | 0 | 0 | 0 | 0 | 0 | 0
[10 empty] | 0 | 0 | 0 | 0 | 0 | 0 | 0 | 0 | 0 | 0 | 0 | 0 | 0 | 0 | 0 | 0 | 0 | 0 | 0 | 0 | 0 | 0 | 0 | 0 | 0 | 0 | 0 | 0
[10 empty] | 0 | 0 | 0 | 0 | 0 | 0 | 0 | 0 | 0 | 0 | 0 | 0 | 0 | 0 | 0 | 0 | 0 | 0 | 0 | 0 | 0 | 0 | 0 | 0 | 0 | 0 | 0 | 0
[10 empty] | 0 | 0 | 0 | 0 | 0 | 0 | 0 | 0 | 0 | 0 | 0 | 0 | 0 | 0 | 0 | 0 | 0 | 0 | 0 | 0 | 0 | 0 | 0 | 0 | 0 | 0 | 0 | 0
[10 empty] | 0 | 0 | 0 | 0 | 0 | 0 | 0 | 0 | 0 | 0 | 0 | 0 | 0 | 0 | 0 | 0 | 0 | 0 | 0 | 0 | 0 | 0 | 0 | 0 | 0 | 0 | 0 | 0
[10 empty] | 0 | 0 | 0 | 0 | 0 | 0 | 0 | 0 | 0 | 0 | 0 | 0 | 0 | 0 | 0 | 0 | 0 | 0 | 0 | 0 | 0 | 0 | 0 | 0 | 0 | 0 | 0 | 0
[10 empty] | 0 | 0 | 0 | 0 | 0 | 0 | 0 | 0 | 0 | 0 | 0 | 0 | 0 | 0 | 0 | 0 | 0 | 0 | 0 | 0 | 0 | 0 | 0 | 0 | 0 | 0 | 0 | 0
[10 empty] | 0 | 0 | 0 | 0 | 0 | 0 | 0 | 0 | 0 | 0 | 0 | 0 | 0 | 0 | 0 | 0 | 0 | 0 | 0 | 0 | 0 | 0 | 0 | 0 | 0 | 0 | 0 | 0
[10 empty] | 0 | 11096.7589 | 11079.0041 | 14748.3702 | 17178.9016 | 20009.9846 | 21201.1096 | 20760.1265 | 21584.887 | 21745.717 | 22206.0589 | 22245.4297 | 22105.1441 | 22272.7431 | 22207.8423 | 22279.0734 | 22222.5731 | 22173.442 | 22182.2548 | 22126.2889 | 22118.6216 | 22069.9153 | 22036.375 | 22009.2062 | 21967.2873 | 21939.8055 | 21899.5412 | 21866.5665
[10 empty] | 0 | 0 | 0 | 0 | 0 | 0 | 0 | 0 | 0 | 0 | 0 | 0 | 0 | 0 | 0 | 0 | 0 | 0 | 0 | 0 | 0 | 0 | 0 | 0 | 0 | 0 | 0 | 0
[10 empty] | 0 | 0 | 0 | 0 | 0 | 0 | 0 | 0 | 0 | 0 | 0 | 0 | 0 | 0 | 0 | 0 | 0 | 0 | 0 | 0 | 0 | 0 | 0 | 0 | 0 | 0 | 0 | 0
[10 empty] | 0 | 0 | 0 | 0 | 0 | 0 | 0 | 0 | 0 | 0 | 0 | 0 | 0 | 0 | 0 | 0 | 0 | 0 | 0 | 0 | 0 | 0 | 0 | 0 | 0 | 0 | 0 | 0
[10 empty] | 0 | 0 | 0 | 0 | 0 | 0 | 0 | 0 | 0 | 0 | 0 | 0 | 0 | 0 | 0 | 0 | 0 | 0 | 0 | 0 | 0 | 0 | 0 | 0 | 0 | 0 | 0 | 0
[10 empty] | 0 | 0 | 0 | 0 | 0 | 0 | 0 | 0 | 0 | 0 | 0 | 0 | 0 | 0 | 0 | 0 | 0 | 0 | 0 | 0 | 0 | 0 | 0 | 0 | 0 | 0 | 0 | 0
[10 empty] | 0 | 0 | 0 | 0 | 0 | 0 | 0 | 0 | 0 | 0 | 0 | 0 | 0 | 0 | 0 | 0 | 0 | 0 | 0 | 0 | 0 | 0 | 0 | 0 | 0 | 0 | 0 | 0
[10 empty] | 0 | 0 | 0 | 0 | 0 | 0 | 0 | 0 | 0 | 0 | 0 | 0 | 0 | 0 | 0 | 0 | 0 | 0 | 0 | 0 | 0 | 0 | 0 | 0 | 0 | 0 | 0 | 0
[10 empty] | 0 | 0 | 0 | 0 | 0 | 0 | 0 | 0 | 0 | 0 | 0 | 0 | 0 | 0 | 0 | 0 | 0 | 0 | 0 | 0 | 0 | 0 | 0 | 0 | 0 | 0 | 0 | 0
[10 empty] | 0 | 0 | 0 | 0 | 0 | 0 | 0 | 0 | 0 | 0 | 0 | 0 | 0 | 0 | 0 | 0 | 0 | 0 | 0 | 0 | 0 | 0 | 0 | 0 | 0 | 0 | 0 | 0
[10 empty] | 0 | 7061.5738 | 7050.2753 | 9385.3265 | 10932.0283 | 12733.6266 | 15826.7024 | 15930.8992 | 17291.9247 | 17915.7616 | 18698.0847 | 19566.9305 | 19726.6184 | 20289.8378 | 20508.789 | 20818.87 | 21070.2453 | 21164.4886 | 21358.7394 | 21426.1653 | 21531.9673 | 21595.4598 | 21627.2482 | 21676.7206 | 21685.0962 | 21706.0604 | 21707.3929 | 21703.1067
[10 empty] | 0 | 0 | 0 | 0 | 0 | 0 | 0 | 0 | 0 | 0 | 0 | 0 | 0 | 0 | 0 | 0 | 0 | 0 | 0 | 0 | 0 | 0 | 0 | 0 | 0 | 0 | 0 | 0
[10 empty] | 0 | 0 | 0 | 0 | 0 | 0 | 0 | 0 | 0 | 0 | 0 | 0 | 0 | 0 | 0 | 0 | 0 | 0 | 0 | 0 | 0 | 0 | 0 | 0 | 0 | 0 | 0 | 0
[10 empty] | 0 | 0 | 0 | 0 | 0 | 0 | 0 | 0 | 0 | 0 | 0 | 0 | 0 | 0 | 0 | 0 | 0 | 0 | 0 | 0 | 0 | 0 | 0 | 0 | 0 | 0 | 0 | 0
[10 empty] | 0 | 0 | 0 | 0 | 0 | 0 | 0 | 0 | 0 | 0 | 0 | 0 | 0 | 0 | 0 | 0 | 0 | 0 | 0 | 0 | 0 | 0 | 0 | 0 | 0 | 0 | 0 | 0
[10 empty] | 0 | 0 | 0 | 0 | 0 | 0 | 0 | 0 | 0 | 0 | 0 | 0 | 0 | 0 | 0 | 0 | 0 | 0 | 0 | 0 | 0 | 0 | 0 | 0 | 0 | 0 | 0 | 0
[10 empty] | 0 | 0 | 0 | 0 | 0 | 0 | 0 | 0 | 0 | 0 | 0 | 0 | 0 | 0 | 0 | 0 | 0 | 0 | 0 | 0 | 0 | 0 | 0 | 0 | 0 | 0 | 0 | 0
[10 empty] | 0 | 0 | 0 | 0 | 0 | 0 | 0 | 0 | 0 | 0 | 0 | 0 | 0 | 0 | 0 | 0 | 0 | 0 | 0 | 0 | 0 | 0 | 0 | 0 | 0 | 0 | 0 | 0
[10 empty] | 0 | 0 | 0 | 0 | 0 | 0 | 0 | 0 | 0 | 0 | 0 | 0 | 0 | 0 | 0 | 0 | 0 | 0 | 0 | 0 | 0 | 0 | 0 | 0 | 0 | 0 | 0 | 0
[10 empty] | 0 | 0 | 0 | 0 | 0 | 0 | 0 | 0 | 0 | 0 | 0 | 0 | 0 | 0 | 0 | 0 | 0 | 0 | 0 | 0 | 0 | 0 | 0 | 0 | 0 | 0 | 0 | 0
[10 empty] | 0 | 3033.7261 | 3178.2847 | 3305.7982 | 3418.1858 | 3517.151 | 3604.2056 | 3639.8357 | 3670.7503 | 3993.3424 | 4278.455 | 4530.3077 | 4351.6924 | 4208.9589 | 4096.2084 | 4008.4156 | 3941.3066 | 3891.2534 | 3850.7226 | 3818.1279 | 3824.4189 | 4765.9072 | 4768.7234 | 4746.7085 | 4707.1383 | 4655.7626 | 4597.0788 | 4522.3773
[10 empty] | 0 | 0 | 0 | 0 | 0 | 0 | 0 | 0 | 0 | 0 | 0 | 0 | 0 | 0 | 0 | 0 | 0 | 0 | 0 | 0 | 0 | 0 | 0 | 0 | 0 | 0 | 0 | 0
[10 empty] | 0 | 0 | 0 | 0 | 0 | 0 | 0 | 0 | 0 | 0 | 0 | 0 | 0 | 0 | 0 | 0 | 0 | 0 | 0 | 0 | 0 | 0 | 0 | 0 | 0 | 0 | 0 | 0
[10 empty] | 0 | 0 | 0 | 0 | 0 | 0 | 0 | 0 | 0 | 0 | 0 | 0 | 0 | 0 | 0 | 0 | 0 | 0 | 0 | 0 | 0 | 0 | 0 | 0 | 0 | 0 | 0 | 0
[10 empty] | 0 | 0 | 0 | 0 | 0 | 0 | 0 | 0 | 0 | 0 | 0 | 0 | 0 | 0 | 0 | 0 | 0 | 0 | 0 | 0 | 0 | 0 | 0 | 0 | 0 | 0 | 0 | 0
[10 empty] | 0 | 0 | 0 | 0 | 0 | 0 | 0 | 0 | 0 | 0 | 0 | 0 | 0 | 0 | 0 | 0 | 0 | 0 | 0 | 0 | 0 | 0 | 0 | 0 | 0 | 0 | 0 | 0
[10 empty] | 0 | 0 | 0 | 0 | 0 | 0 | 0 | 0 | 0 | 0 | 0 | 0 | 0 | 0 | 0 | 0 | 0 | 0 | 0 | 0 | 0 | 0 | 0 | 0 | 0 | 0 | 0 | 0
[10 empty] | 0 | 0 | 0 | 0 | 0 | 0 | 0 | 0 | 0 | 0 | 0 | 0 | 0 | 0 | 0 | 0 | 0 | 0 | 0 | 0 | 0 | 0 | 0 | 0 | 0 | 0 | 0 | 0
[10 empty] | 0 | 0 | 0 | 0 | 0 | 0 | 0 | 0 | 0 | 0 | 0 | 0 | 0 | 0 | 0 | 0 | 0 | 0 | 0 | 0 | 0 | 0 | 0 | 0 | 0 | 0 | 0 | 0
[10 empty] | 0 | 0 | 0 | 0 | 0 | 0 | 0 | 0 | 0 | 0 | 0 | 0 | 0 | 0 | 0 | 0 | 0 | 0 | 0 | 0 | 0 | 0 | 0 | 0 | 0 | 0 | 0 | 0
[10 empty] | 0 | 4342.8703 | 3932.9778 | 3450.8119 | 3065.2787 | 2787.2693 | 2564.5342 | 2385.8995 | 2755.5006 | 2969.9536 | 3046.4497 | 3031.8415 | 2965.6448 | 3970.651 | 3534.9462 | 3241.2339 | 3073.1563 | 2981.0746 | 2918.5716 | 2866.7499 | 3161.5059 | 3272.089 | 3267.8479 | 3208.4353 | 3129.8754 | 3326.589 | 3108.6421 | 3028.3022
[10 empty] | 0 | 0 | 0 | 0 | 0 | 0 | 0 | 0 | 0 | 0 | 0 | 0 | 0 | 0 | 0 | 0 | 0 | 0 | 0 | 0 | 0 | 0 | 0 | 0 | 0 | 0 | 0 | 0
[10 empty] | 0 | 0 | 0 | 0 | 0 | 0 | 0 | 0 | 0 | 0 | 0 | 0 | 0 | 0 | 0 | 0 | 0 | 0 | 0 | 0 | 0 | 0 | 0 | 0 | 0 | 0 | 0 | 0
[10 empty] | 0 | 0 | 0 | 0 | 0 | 0 | 0 | 0 | 0 | 0 | 0 | 0 | 0 | 0 | 0 | 0 | 0 | 0 | 0 | 0 | 0 | 0 | 0 | 0 | 0 | 0 | 0 | 0
[10 empty] | 0 | 0 | 0 | 0 | 0 | 0 | 0 | 0 | 0 | 0 | 0 | 0 | 0 | 0 | 0 | 0 | 0 | 0 | 0 | 0 | 0 | 0 | 0 | 0 | 0 | 0 | 0 | 0
[10 empty] | 0 | 0 | 0 | 0 | 0 | 0 | 0 | 0 | 0 | 0 | 0 | 0 | 0 | 0 | 0 | 0 | 0 | 0 | 0 | 0 | 0 | 0 | 0 | 0 | 0 | 0 | 0 | 0
[10 empty] | 0 | 0 | 0 | 0 | 0 | 0 | 0 | 0 | 0 | 0 | 0 | 0 | 0 | 0 | 0 | 0 | 0 | 0 | 0 | 0 | 0 | 0 | 0 | 0 | 0 | 0 | 0 | 0
[10 empty] | 0 | 0 | 0 | 0 | 0 | 0 | 0 | 0 | 0 | 0 | 0 | 0 | 0 | 0 | 0 | 0 | 0 | 0 | 0 | 0 | 0 | 0 | 0 | 0 | 0 | 0 | 0 | 0
[10 empty] | 0 | 0 | 0 | 0 | 0 | 0 | 0 | 0 | 0 | 0 | 0 | 0 | 0 | 0 | 0 | 0 | 0 | 0 | 0 | 0 | 0 | 0 | 0 | 0 | 0 | 0 | 0 | 0
[10 empty] | 0 | 0 | 0 | 0 | 0 | 0 | 0 | 0 | 0 | 0 | 0 | 0 | 0 | 0 | 0 | 0 | 0 | 0 | 0 | 0 | 0 | 0 | 0 | 0 | 0 | 0 | 0 | 0
[10 empty] | 0 | 748.7709 | 813.8067 | 869.8899 | 918.303 | 960.1452 | 1033.1718 | 1096.1184 | 1150.4284 | 1197.3394 | 1237.9119 | 1285.533 | 1326.7216 | 1413.8011 | 1488.8188 | 1553.5017 | 1476.8917 | 1420.9066 | 1381.3249 | 1354.7117 | 1338.2796 | 1335.0331 | 1341.6528 | 1573.6593 | 1580.4308 | 1589.8453 | 1602.91 | 1618.5092
[10 empty] | 0 | 0 | 0 | 0 | 0 | 0 | 0 | 0 | 0 | 0 | 0 | 0 | 0 | 0 | 0 | 0 | 0 | 0 | 0 | 0 | 0 | 0 | 0 | 0 | 0 | 0 | 0 | 0
[10 empty] | 0 | 0 | 0 | 0 | 0 | 0 | 0 | 0 | 0 | 0 | 0 | 0 | 0 | 0 | 0 | 0 | 0 | 0 | 0 | 0 | 0 | 0 | 0 | 0 | 0 | 0 | 0 | 0
[10 empty] | 0 | 0 | 0 | 0 | 0 | 0 | 0 | 0 | 0 | 0 | 0 | 0 | 0 | 0 | 0 | 0 | 0 | 0 | 0 | 0 | 0 | 0 | 0 | 0 | 0 | 0 | 0 | 0
[10 empty] | 0 | 0 | 0 | 0 | 0 | 0 | 0 | 0 | 0 | 0 | 0 | 0 | 0 | 0 | 0 | 0 | 0 | 0 | 0 | 0 | 0 | 0 | 0 | 0 | 0 | 0 | 0 | 0
[10 empty] | 0 | 0 | 0 | 0 | 0 | 0 | 0 | 0 | 0 | 0 | 0 | 0 | 0 | 0 | 0 | 0 | 0 | 0 | 0 | 0 | 0 | 0 | 0 | 0 | 0 | 0 | 0 | 0
[10 empty] | 0 | 0 | 0 | 0 | 0 | 0 | 0 | 0 | 0 | 0 | 0 | 0 | 0 | 0 | 0 | 0 | 0 | 0 | 0 | 0 | 0 | 0 | 0 | 0 | 0 | 0 | 0 | 0
[10 empty] | 0 | 0 | 0 | 0 | 0 | 0 | 0 | 0 | 0 | 0 | 0 | 0 | 0 | 0 | 0 | 0 | 0 | 0 | 0 | 0 | 0 | 0 | 0 | 0 | 0 | 0 | 0 | 0
[10 empty] | 0 | 0 | 0 | 0 | 0 | 0 | 0 | 0 | 0 | 0 | 0 | 0 | 0 | 0 | 0 | 0 | 0 | 0 | 0 | 0 | 0 | 0 | 0 | 0 | 0 | 0 | 0 | 0
[10 empty] | 0 | 0 | 0 | 0 | 0 | 0 | 0 | 0 | 0 | 0 | 0 | 0 | 0 | 0 | 0 | 0 | 0 | 0 | 0 | 0 | 0 | 0 | 0 | 0 | 0 | 0 | 0 | 0
[10 empty] | 0 | 4429.9503 | 4252.4788 | 4099.9112 | 3968.6598 | 4388.9981 | 4747.3207 | 5052.5665 | 5312.386 | 5533.3275 | 5360.5667 | 5187.6783 | 5018.1921 | 4854.6233 | 4773.8922 | 4755.3175 | 4782.4585 | 6103.3069 | 5955.3006 | 5811.279 | 5669.6392 | 5681.4685 | 5651.0516 | 5598.6751 | 5538.4231 | 5479.7214 | 5503.7397 | 5503.3205
[10 empty] | 0 | 0 | 0 | 0 | 0 | 0 | 0 | 0 | 0 | 0 | 0 | 0 | 0 | 0 | 0 | 0 | 0 | 0 | 0 | 0 | 0 | 0 | 0 | 0 | 0 | 0 | 0 | 0
[10 empty] | 0 | 0 | 0 | 0 | 0 | 0 | 0 | 0 | 0 | 0 | 0 | 0 | 0 | 0 | 0 | 0 | 0 | 0 | 0 | 0 | 0 | 0 | 0 | 0 | 0 | 0 | 0 | 0
[10 empty] | 0 | 0 | 0 | 0 | 0 | 0 | 0 | 0 | 0 | 0 | 0 | 0 | 0 | 0 | 0 | 0 | 0 | 0 | 0 | 0 | 0 | 0 | 0 | 0 | 0 | 0 | 0 | 0
[10 empty] | 0 | 0 | 0 | 0 | 0 | 0 | 0 | 0 | 0 | 0 | 0 | 0 | 0 | 0 | 0 | 0 | 0 | 0 | 0 | 0 | 0 | 0 | 0 | 0 | 0 | 0 | 0 | 0
[10 empty] | 0 | 0 | 0 | 0 | 0 | 0 | 0 | 0 | 0 | 0 | 0 | 0 | 0 | 0 | 0 | 0 | 0 | 0 | 0 | 0 | 0 | 0 | 0 | 0 | 0 | 0 | 0 | 0
[10 empty] | 0 | 0 | 0 | 0 | 0 | 0 | 0 | 0 | 0 | 0 | 0 | 0 | 0 | 0 | 0 | 0 | 0 | 0 | 0 | 0 | 0 | 0 | 0 | 0 | 0 | 0 | 0 | 0
[10 empty] | 0 | 0 | 0 | 0 | 0 | 0 | 0 | 0 | 0 | 0 | 0 | 0 | 0 | 0 | 0 | 0 | 0 | 0 | 0 | 0 | 0 | 0 | 0 | 0 | 0 | 0 | 0 | 0
[10 empty] | 0 | 0 | 0 | 0 | 0 | 0 | 0 | 0 | 0 | 0 | 0 | 0 | 0 | 0 | 0 | 0 | 0 | 0 | 0 | 0 | 0 | 0 | 0 | 0 | 0 | 0 | 0 | 0
[10 empty] | 0 | 0 | 0 | 0 | 0 | 0 | 0 | 0 | 0 | 0 | 0 | 0 | 0 | 0 | 0 | 0 | 0 | 0 | 0 | 0 | 0 | 0 | 0 | 0 | 0 | 0 | 0 | 0
[10 empty] | 0 | 2813.4948 | 2882.6742 | 2944.1974 | 2998.9151 | 3047.5836 | 3090.875 | 3270.992 | 3431.1267 | 3573.4994 | 3700.0838 | 3812.6341 | 3716.7076 | 3639.1571 | 3577.0904 | 3528.0309 | 3489.8612 | 3460.7741 | 3454.9632 | 3467.622 | 3494.725 | 4399.3179 | 4370.8363 | 4332.5348 | 4287.8083 | 4239.3241 | 4189.1519 | 4182.4802
[10 empty] | 0 | 0 | 0 | 0 | 0 | 0 | 0 | 0 | 0 | 0 | 0 | 0 | 0 | 0 | 0 | 0 | 0 | 0 | 0 | 0 | 0 | 0 | 0 | 0 | 0 | 0 | 0 | 0
[10 empty] | 0 | 0 | 0 | 0 | 0 | 0 | 0 | 0 | 0 | 0 | 0 | 0 | 0 | 0 | 0 | 0 | 0 | 0 | 0 | 0 | 0 | 0 | 0 | 0 | 0 | 0 | 0 | 0
[10 empty] | 0 | 0 | 0 | 0 | 0 | 0 | 0 | 0 | 0 | 0 | 0 | 0 | 0 | 0 | 0 | 0 | 0 | 0 | 0 | 0 | 0 | 0 | 0 | 0 | 0 | 0 | 0 | 0
[10 empty] | 0 | 0 | 0 | 0 | 0 | 0 | 0 | 0 | 0 | 0 | 0 | 0 | 0 | 0 | 0 | 0 | 0 | 0 | 0 | 0 | 0 | 0 | 0 | 0 | 0 | 0 | 0 | 0
[10 empty] | 0 | 0 | 0 | 0 | 0 | 0 | 0 | 0 | 0 | 0 | 0 | 0 | 0 | 0 | 0 | 0 | 0 | 0 | 0 | 0 | 0 | 0 | 0 | 0 | 0 | 0 | 0 | 0
[10 empty] | 0 | 0 | 0 | 0 | 0 | 0 | 0 | 0 | 0 | 0 | 0 | 0 | 0 | 0 | 0 | 0 | 0 | 0 | 0 | 0 | 0 | 0 | 0 | 0 | 0 | 0 | 0 | 0
[10 empty] | 0 | 0 | 0 | 0 | 0 | 0 | 0 | 0 | 0 | 0 | 0 | 0 | 0 | 0 | 0 | 0 | 0 | 0 | 0 | 0 | 0 | 0 | 0 | 0 | 0 | 0 | 0 | 0
[10 empty] | 0 | 0 | 0 | 0 | 0 | 0 | 0 | 0 | 0 | 0 | 0 | 0 | 0 | 0 | 0 | 0 | 0 | 0 | 0 | 0 | 0 | 0 | 0 | 0 | 0 | 0 | 0 | 0
[10 empty] | 0 | 0 | 0 | 0 | 0 | 0 | 0 | 0 | 0 | 0 | 0 | 0 | 0 | 0 | 0 | 0 | 0 | 0 | 0 | 0 | 0 | 0 | 0 | 0 | 0 | 0 | 0 | 0
[10 empty] | 0 | 3194.5873 | 3213.3848 | 3232.6141 | 3252.2849 | 3272.4075 | 3292.9923 | 3314.0497 | 3335.5908 | 3357.6266 | 3497.099 | 3623.0701 | 3737.6161 | 3842.5202 | 3939.314 | 4029.3142 | 4113.6528 | 5124.0696 | 5072.3819 | 5052.6111 | 5058.3747 | 5084.5011 | 5126.8145 | 5181.9572 | 5247.2419 | 5320.5294 | 5567.1632 | 5772.6214
[10 empty] | 0 | 0 | 0 | 0 | 0 | 0 | 0 | 0 | 0 | 0 | 0 | 0 | 0 | 0 | 0 | 0 | 0 | 0 | 0 | 0 | 0 | 0 | 0 | 0 | 0 | 0 | 0 | 0
[10 empty] | 0 | 0 | 0 | 0 | 0 | 0 | 0 | 0 | 0 | 0 | 0 | 0 | 0 | 0 | 0 | 0 | 0 | 0 | 0 | 0 | 0 | 0 | 0 | 0 | 0 | 0 | 0 | 0
[10 empty] | 0 | 0 | 0 | 0 | 0 | 0 | 0 | 0 | 0 | 0 | 0 | 0 | 0 | 0 | 0 | 0 | 0 | 0 | 0 | 0 | 0 | 0 | 0 | 0 | 0 | 0 | 0 | 0
[10 empty] | 0 | 0 | 0 | 0 | 0 | 0 | 0 | 0 | 0 | 0 | 0 | 0 | 0 | 0 | 0 | 0 | 0 | 0 | 0 | 0 | 0 | 0 | 0 | 0 | 0 | 0 | 0 | 0
[10 empty] | 0 | 0 | 0 | 0 | 0 | 0 | 0 | 0 | 0 | 0 | 0 | 0 | 0 | 0 | 0 | 0 | 0 | 0 | 0 | 0 | 0 | 0 | 0 | 0 | 0 | 0 | 0 | 0
[10 empty] | 0 | 0 | 0 | 0 | 0 | 0 | 0 | 0 | 0 | 0 | 0 | 0 | 0 | 0 | 0 | 0 | 0 | 0 | 0 | 0 | 0 | 0 | 0 | 0 | 0 | 0 | 0 | 0
[10 empty] | 0 | 0 | 0 | 0 | 0 | 0 | 0 | 0 | 0 | 0 | 0 | 0 | 0 | 0 | 0 | 0 | 0 | 0 | 0 | 0 | 0 | 0 | 0 | 0 | 0 | 0 | 0 | 0
[10 empty] | 0 | 0 | 0 | 0 | 0 | 0 | 0 | 0 | 0 | 0 | 0 | 0 | 0 | 0 | 0 | 0 | 0 | 0 | 0 | 0 | 0 | 0 | 0 | 0 | 0 | 0 | 0 | 0
[10 empty] | 0 | 0 | 0 | 0 | 0 | 0 | 0 | 0 | 0 | 0 | 0 | 0 | 0 | 0 | 0 | 0 | 0 | 0 | 0 | 0 | 0 | 0 | 0 | 0 | 0 | 0 | 0 | 0
[10 empty] | 0 | 2164.0297 | 2060.9954 | 2249.1612 | 2407.2562 | 2539.7141 | 2650.3164 | 2742.2886 | 2868.8795 | 2974.2653 | 3061.577 | 3133.4848 | 3192.2663 | 3060.2015 | 2945.9073 | 2846.7787 | 2760.5936 | 2685.4567 | 2575.0031 | 2467.2488 | 2400.0716 | 2363.5523 | 2349.8131 | 2352.6315 | 2367.1242 | 2956.6687 | 2888.8813 | 2917.8364
[10 empty] | 0 | 0 | 0 | 0 | 0 | 0 | 0 | 0 | 0 | 0 | 0 | 0 | 0 | 0 | 0 | 0 | 0 | 0 | 0 | 0 | 0 | 0 | 0 | 0 | 0 | 0 | 0 | 0
[10 empty] | 0 | 0 | 0 | 0 | 0 | 0 | 0 | 0 | 0 | 0 | 0 | 0 | 0 | 0 | 0 | 0 | 0 | 0 | 0 | 0 | 0 | 0 | 0 | 0 | 0 | 0 | 0 | 0
[10 empty] | 0 | 0 | 0 | 0 | 0 | 0 | 0 | 0 | 0 | 0 | 0 | 0 | 0 | 0 | 0 | 0 | 0 | 0 | 0 | 0 | 0 | 0 | 0 | 0 | 0 | 0 | 0 | 0
[10 empty] | 0 | 0 | 0 | 0 | 0 | 0 | 0 | 0 | 0 | 0 | 0 | 0 | 0 | 0 | 0 | 0 | 0 | 0 | 0 | 0 | 0 | 0 | 0 | 0 | 0 | 0 | 0 | 0
[10 empty] | 0 | 0 | 0 | 0 | 0 | 0 | 0 | 0 | 0 | 0 | 0 | 0 | 0 | 0 | 0 | 0 | 0 | 0 | 0 | 0 | 0 | 0 | 0 | 0 | 0 | 0 | 0 | 0
[10 empty] | 0 | 0 | 0 | 0 | 0 | 0 | 0 | 0 | 0 | 0 | 0 | 0 | 0 | 0 | 0 | 0 | 0 | 0 | 0 | 0 | 0 | 0 | 0 | 0 | 0 | 0 | 0 | 0
[10 empty] | 0 | 0 | 0 | 0 | 0 | 0 | 0 | 0 | 0 | 0 | 0 | 0 | 0 | 0 | 0 | 0 | 0 | 0 | 0 | 0 | 0 | 0 | 0 | 0 | 0 | 0 | 0 | 0
[10 empty] | 0 | 0 | 0 | 0 | 0 | 0 | 0 | 0 | 0 | 0 | 0 | 0 | 0 | 0 | 0 | 0 | 0 | 0 | 0 | 0 | 0 | 0 | 0 | 0 | 0 | 0 | 0 | 0
[10 empty] | 0 | 0 | 0 | 0 | 0 | 0 | 0 | 0 | 0 | 0 | 0 | 0 | 0 | 0 | 0 | 0 | 0 | 0 | 0 | 0 | 0 | 0 | 0 | 0 | 0 | 0 | 0 | 0
[10 empty] | 0 | 4413.8477 | 4394.9376 | 4379.1318 | 4365.9893 | 4871.3135 | 5304.8586 | 5676.8813 | 5996.1728 | 6270.2688 | 6075.9666 | 5907.1429 | 5760.6039 | 5633.5491 | 5597.2641 | 5628.5304 | 5708.9113 | 7109.8662 | 7058.766 | 6988.5558 | 6905.4796 | 6964.8446 | 6977.1158 | 6964.9791 | 6944.1356 | 6925.0437 | 6972.8064 | 7014.3337
[10 empty] | 0 | 0 | 0 | 0 | 0 | 0 | 0 | 0 | 0 | 0 | 0 | 0 | 0 | 0 | 0 | 0 | 0 | 0 | 0 | 0 | 0 | 0 | 0 | 0 | 0 | 0 | 0 | 0
[10 empty] | 0 | 0 | 0 | 0 | 0 | 0 | 0 | 0 | 0 | 0 | 0 | 0 | 0 | 0 | 0 | 0 | 0 | 0 | 0 | 0 | 0 | 0 | 0 | 0 | 0 | 0 | 0 | 0
[10 empty] | 0 | 0 | 0 | 0 | 0 | 0 | 0 | 0 | 0 | 0 | 0 | 0 | 0 | 0 | 0 | 0 | 0 | 0 | 0 | 0 | 0 | 0 | 0 | 0 | 0 | 0 | 0 | 0
[10 empty] | 0 | 0 | 0 | 0 | 0 | 0 | 0 | 0 | 0 | 0 | 0 | 0 | 0 | 0 | 0 | 0 | 0 | 0 | 0 | 0 | 0 | 0 | 0 | 0 | 0 | 0 | 0 | 0
[10 empty] | 0 | 0 | 0 | 0 | 0 | 0 | 0 | 0 | 0 | 0 | 0 | 0 | 0 | 0 | 0 | 0 | 0 | 0 | 0 | 0 | 0 | 0 | 0 | 0 | 0 | 0 | 0 | 0
[10 empty] | 0 | 0 | 0 | 0 | 0 | 0 | 0 | 0 | 0 | 0 | 0 | 0 | 0 | 0 | 0 | 0 | 0 | 0 | 0 | 0 | 0 | 0 | 0 | 0 | 0 | 0 | 0 | 0
[10 empty] | 0 | 0 | 0 | 0 | 0 | 0 | 0 | 0 | 0 | 0 | 0 | 0 | 0 | 0 | 0 | 0 | 0 | 0 | 0 | 0 | 0 | 0 | 0 | 0 | 0 | 0 | 0 | 0
[10 empty] | 0 | 0 | 0 | 0 | 0 | 0 | 0 | 0 | 0 | 0 | 0 | 0 | 0 | 0 | 0 | 0 | 0 | 0 | 0 | 0 | 0 | 0 | 0 | 0 | 0 | 0 | 0 | 0
[10 empty] | 0 | 0 | 0 | 0 | 0 | 0 | 0 | 0 | 0 | 0 | 0 | 0 | 0 | 0 | 0 | 0 | 0 | 0 | 0 | 0 | 0 | 0 | 0 | 0 | 0 | 0 | 0 | 0
[10 empty] | 0 | 9393.3863 | 8430.3437 | 7753.6231 | 7264.7957 | 7618.8572 | 7554.9914 | 7306.0364 | 8593.8897 | 7812.3115 | 7327.9442 | 6965.1341 | 7264.6086 | 7150.7661 | 6896.3497 | 6880.0584 | 6613.2351 | 6452.0483 | 6287.8949 | 6287.2804 | 6135.8188 | 5963.2379 | 5839.97 | 5716.5897 | 5606.7105 | 5481.0522 | 5388.5504 | 5264.6866
[10 empty] | 0 | 0 | 0 | 0 | 0 | 0 | 0 | 0 | 0 | 0 | 0 | 0 | 0 | 0 | 0 | 0 | 0 | 0 | 0 | 0 | 0 | 0 | 0 | 0 | 0 | 0 | 0 | 0
[10 empty] | 0 | 0 | 0 | 0 | 0 | 0 | 0 | 0 | 0 | 0 | 0 | 0 | 0 | 0 | 0 | 0 | 0 | 0 | 0 | 0 | 0 | 0 | 0 | 0 | 0 | 0 | 0 | 0
[10 empty] | 0 | 0 | 0 | 0 | 0 | 0 | 0 | 0 | 0 | 0 | 0 | 0 | 0 | 0 | 0 | 0 | 0 | 0 | 0 | 0 | 0 | 0 | 0 | 0 | 0 | 0 | 0 | 0
[10 empty] | 0 | 0 | 0 | 0 | 0 | 0 | 0 | 0 | 0 | 0 | 0 | 0 | 0 | 0 | 0 | 0 | 0 | 0 | 0 | 0 | 0 | 0 | 0 | 0 | 0 | 0 | 0 | 0
[10 empty] | 0 | 0 | 0 | 0 | 0 | 0 | 0 | 0 | 0 | 0 | 0 | 0 | 0 | 0 | 0 | 0 | 0 | 0 | 0 | 0 | 0 | 0 | 0 | 0 | 0 | 0 | 0 | 0
[10 empty] | 0 | 0 | 0 | 0 | 0 | 0 | 0 | 0 | 0 | 0 | 0 | 0 | 0 | 0 | 0 | 0 | 0 | 0 | 0 | 0 | 0 | 0 | 0 | 0 | 0 | 0 | 0 | 0
[10 empty] | 0 | 0 | 0 | 0 | 0 | 0 | 0 | 0 | 0 | 0 | 0 | 0 | 0 | 0 | 0 | 0 | 0 | 0 | 0 | 0 | 0 | 0 | 0 | 0 | 0 | 0 | 0 | 0
[10 empty] | 0 | 0 | 0 | 0 | 0 | 0 | 0 | 0 | 0 | 0 | 0 | 0 | 0 | 0 | 0 | 0 | 0 | 0 | 0 | 0 | 0 | 0 | 0 | 0 | 0 | 0 | 0 | 0
[10 empty] | 0 | 0 | 0 | 0 | 0 | 0 | 0 | 0 | 0 | 0 | 0 | 0 | 0 | 0 | 0 | 0 | 0 | 0 | 0 | 0 | 0 | 0 | 0 | 0 | 0 | 0 | 0 | 0
[10 empty] | 0 | 2678.2933 | 4370.3733 | 5419.9158 | 6051.2165 | 6410.6519 | 6593.7395 | 6662.8017 | 5118.7505 | 4597.3188 | 4558.6645 | 5143.0646 | 5479.1309 | 5654.0572 | 5724.7358 | 5285.6841 | 4822.237 | 4491.0133 | 4185.1572 | 4240.4364 | 4402.2339 | 4627.632 | 4610.803 | 4441.9654 | 4220.4735 | 3906.7344 | 3712.4743 | 3651.774
[10 empty] | 0 | 0 | 0 | 0 | 0 | 0 | 0 | 0 | 0 | 0 | 0 | 0 | 0 | 0 | 0 | 0 | 0 | 0 | 0 | 0 | 0 | 0 | 0 | 0 | 0 | 0 | 0 | 0
[10 empty] | 0 | 0 | 0 | 0 | 0 | 0 | 0 | 0 | 0 | 0 | 0 | 0 | 0 | 0 | 0 | 0 | 0 | 0 | 0 | 0 | 0 | 0 | 0 | 0 | 0 | 0 | 0 | 0
[10 empty] | 0 | 0 | 0 | 0 | 0 | 0 | 0 | 0 | 0 | 0 | 0 | 0 | 0 | 0 | 0 | 0 | 0 | 0 | 0 | 0 | 0 | 0 | 0 | 0 | 0 | 0 | 0 | 0
[10 empty] | 0 | 0 | 0 | 0 | 0 | 0 | 0 | 0 | 0 | 0 | 0 | 0 | 0 | 0 | 0 | 0 | 0 | 0 | 0 | 0 | 0 | 0 | 0 | 0 | 0 | 0 | 0 | 0
[10 empty] | 0 | 0 | 0 | 0 | 0 | 0 | 0 | 0 | 0 | 0 | 0 | 0 | 0 | 0 | 0 | 0 | 0 | 0 | 0 | 0 | 0 | 0 | 0 | 0 | 0 | 0 | 0 | 0
[10 empty] | 0 | 0 | 0 | 0 | 0 | 0 | 0 | 0 | 0 | 0 | 0 | 0 | 0 | 0 | 0 | 0 | 0 | 0 | 0 | 0 | 0 | 0 | 0 | 0 | 0 | 0 | 0 | 0
[10 empty] | 0 | 0 | 0 | 0 | 0 | 0 | 0 | 0 | 0 | 0 | 0 | 0 | 0 | 0 | 0 | 0 | 0 | 0 | 0 | 0 | 0 | 0 | 0 | 0 | 0 | 0 | 0 | 0
[10 empty] | 0 | 0 | 0 | 0 | 0 | 0 | 0 | 0 | 0 | 0 | 0 | 0 | 0 | 0 | 0 | 0 | 0 | 0 | 0 | 0 | 0 | 0 | 0 | 0 | 0 | 0 | 0 | 0
[10 empty] | 0 | 0 | 0 | 0 | 0 | 0 | 0 | 0 | 0 | 0 | 0 | 0 | 0 | 0 | 0 | 0 | 0 | 0 | 0 | 0 | 0 | 0 | 0 | 0 | 0 | 0 | 0 | 0
[10 empty] | 0 | 18256.1785 | 18256.2075 | 18256.2366 | 18256.2656 | 18275.0617 | 18287.6118 | 18295.9979 | 21907.7668 | 20715.7348 | 19925.2399 | 19401.0484 | 20259.2272 | 20432.7784 | 20284.1681 | 20722.1531 | 20351.3135 | 20241.2633 | 20170.9726 | 20543.1777 | 20532.4759 | 20425.0309 | 20445.8512 | 20424.0417 | 20457.4585 | 20451.7849 | 20542.359 | 20519.8458
[10 empty] | 0 | 0 | 0 | 0 | 0 | 0 | 0 | 0 | 0 | 0 | 0 | 0 | 0 | 0 | 0 | 0 | 0 | 0 | 0 | 0 | 0 | 0 | 0 | 0 | 0 | 0 | 0 | 0
[10 empty] | 0 | 0 | 0 | 0 | 0 | 0 | 0 | 0 | 0 | 0 | 0 | 0 | 0 | 0 | 0 | 0 | 0 | 0 | 0 | 0 | 0 | 0 | 0 | 0 | 0 | 0 | 0 | 0
[10 empty] | 0 | 0 | 0 | 0 | 0 | 0 | 0 | 0 | 0 | 0 | 0 | 0 | 0 | 0 | 0 | 0 | 0 | 0 | 0 | 0 | 0 | 0 | 0 | 0 | 0 | 0 | 0 | 0
[10 empty] | 0 | 0 | 0 | 0 | 0 | 0 | 0 | 0 | 0 | 0 | 0 | 0 | 0 | 0 | 0 | 0 | 0 | 0 | 0 | 0 | 0 | 0 | 0 | 0 | 0 | 0 | 0 | 0
[10 empty] | 0 | 0 | 0 | 0 | 0 | 0 | 0 | 0 | 0 | 0 | 0 | 0 | 0 | 0 | 0 | 0 | 0 | 0 | 0 | 0 | 0 | 0 | 0 | 0 | 0 | 0 | 0 | 0
[10 empty] | 0 | 0 | 0 | 0 | 0 | 0 | 0 | 0 | 0 | 0 | 0 | 0 | 0 | 0 | 0 | 0 | 0 | 0 | 0 | 0 | 0 | 0 | 0 | 0 | 0 | 0 | 0 | 0
[10 empty] | 0 | 0 | 0 | 0 | 0 | 0 | 0 | 0 | 0 | 0 | 0 | 0 | 0 | 0 | 0 | 0 | 0 | 0 | 0 | 0 | 0 | 0 | 0 | 0 | 0 | 0 | 0 | 0
[10 empty] | 0 | 0 | 0 | 0 | 0 | 0 | 0 | 0 | 0 | 0 | 0 | 0 | 0 | 0 | 0 | 0 | 0 | 0 | 0 | 0 | 0 | 0 | 0 | 0 | 0 | 0 | 0 | 0
[10 empty] | 0 | 0 | 0 | 0 | 0 | 0 | 0 | 0 | 0 | 0 | 0 | 0 | 0 | 0 | 0 | 0 | 0 | 0 | 0 | 0 | 0 | 0 | 0 | 0 | 0 | 0 | 0 | 0
[10 empty] | 0 | 7436.6206 | 7342.1706 | 7248.9203 | 7156.8543 | 7065.9575 | 6976.2153 | 6887.6128 | 6800.1356 | 6713.7694 | 6628.5002 | 8259.8665 | 7816.208 | 7449.3768 | 7143.4351 | 6885.7923 | 6988.3693 | 6986.1504 | 6915.5737 | 6802.4294 | 6664.7251 | 6970.9666 | 6738.5246 | 6558.1146 | 6407.3637 | 6272.7045 | 6306.1459 | 6265.0742
[10 empty] | 0 | 0 | 0 | 0 | 0 | 0 | 0 | 0 | 0 | 0 | 0 | 0 | 0 | 0 | 0 | 0 | 0 | 0 | 0 | 0 | 0 | 0 | 0 | 0 | 0 | 0 | 0 | 0
[10 empty] | 0 | 0 | 0 | 0 | 0 | 0 | 0 | 0 | 0 | 0 | 0 | 0 | 0 | 0 | 0 | 0 | 0 | 0 | 0 | 0 | 0 | 0 | 0 | 0 | 0 | 0 | 0 | 0
[10 empty] | 0 | 0 | 0 | 0 | 0 | 0 | 0 | 0 | 0 | 0 | 0 | 0 | 0 | 0 | 0 | 0 | 0 | 0 | 0 | 0 | 0 | 0 | 0 | 0 | 0 | 0 | 0 | 0
[10 empty] | 0 | 0 | 0 | 0 | 0 | 0 | 0 | 0 | 0 | 0 | 0 | 0 | 0 | 0 | 0 | 0 | 0 | 0 | 0 | 0 | 0 | 0 | 0 | 0 | 0 | 0 | 0 | 0
[10 empty] | 0 | 0 | 0 | 0 | 0 | 0 | 0 | 0 | 0 | 0 | 0 | 0 | 0 | 0 | 0 | 0 | 0 | 0 | 0 | 0 | 0 | 0 | 0 | 0 | 0 | 0 | 0 | 0
[10 empty] | 0 | 0 | 0 | 0 | 0 | 0 | 0 | 0 | 0 | 0 | 0 | 0 | 0 | 0 | 0 | 0 | 0 | 0 | 0 | 0 | 0 | 0 | 0 | 0 | 0 | 0 | 0 | 0
[10 empty] | 0 | 0 | 0 | 0 | 0 | 0 | 0 | 0 | 0 | 0 | 0 | 0 | 0 | 0 | 0 | 0 | 0 | 0 | 0 | 0 | 0 | 0 | 0 | 0 | 0 | 0 | 0 | 0
[10 empty] | 0 | 0 | 0 | 0 | 0 | 0 | 0 | 0 | 0 | 0 | 0 | 0 | 0 | 0 | 0 | 0 | 0 | 0 | 0 | 0 | 0 | 0 | 0 | 0 | 0 | 0 | 0 | 0
[10 empty] | 0 | 0 | 0 | 0 | 0 | 0 | 0 | 0 | 0 | 0 | 0 | 0 | 0 | 0 | 0 | 0 | 0 | 0 | 0 | 0 | 0 | 0 | 0 | 0 | 0 | 0 | 0 | 0
[10 empty] | 0 | 2696.6192 | 4846.1483 | 6558.7125 | 7922.2709 | 9007.0784 | 9869.2489 | 10553.6014 | 11095.9342 | 11524.8397 | 9736.727 | 8732.2804 | 8267.6208 | 8165.2976 | 8297.4272 | 9264.1602 | 10032.0902 | 10641.2391 | 11123.573 | 11085.4234 | 10800.3134 | 10435.7612 | 10088.2905 | 9807.9539 | 9206.5054 | 9077.6507 | 9232.7716 | 9544.4443
[10 empty] | 0 | 0 | 0 | 0 | 0 | 0 | 0 | 0 | 0 | 0 | 0 | 0 | 0 | 0 | 0 | 0 | 0 | 0 | 0 | 0 | 0 | 0 | 0 | 0 | 0 | 0 | 0 | 0
[10 empty] | 0 | 0 | 0 | 0 | 0 | 0 | 0 | 0 | 0 | 0 | 0 | 0 | 0 | 0 | 0 | 0 | 0 | 0 | 0 | 0 | 0 | 0 | 0 | 0 | 0 | 0 | 0 | 0
[10 empty] | 0 | 0 | 0 | 0 | 0 | 0 | 0 | 0 | 0 | 0 | 0 | 0 | 0 | 0 | 0 | 0 | 0 | 0 | 0 | 0 | 0 | 0 | 0 | 0 | 0 | 0 | 0 | 0
[10 empty] | 0 | 0 | 0 | 0 | 0 | 0 | 0 | 0 | 0 | 0 | 0 | 0 | 0 | 0 | 0 | 0 | 0 | 0 | 0 | 0 | 0 | 0 | 0 | 0 | 0 | 0 | 0 | 0
[10 empty] | 0 | 0 | 0 | 0 | 0 | 0 | 0 | 0 | 0 | 0 | 0 | 0 | 0 | 0 | 0 | 0 | 0 | 0 | 0 | 0 | 0 | 0 | 0 | 0 | 0 | 0 | 0 | 0
[10 empty] | 0 | 0 | 0 | 0 | 0 | 0 | 0 | 0 | 0 | 0 | 0 | 0 | 0 | 0 | 0 | 0 | 0 | 0 | 0 | 0 | 0 | 0 | 0 | 0 | 0 | 0 | 0 | 0
[10 empty] | 0 | 0 | 0 | 0 | 0 | 0 | 0 | 0 | 0 | 0 | 0 | 0 | 0 | 0 | 0 | 0 | 0 | 0 | 0 | 0 | 0 | 0 | 0 | 0 | 0 | 0 | 0 | 0
[10 empty] | 0 | 0 | 0 | 0 | 0 | 0 | 0 | 0 | 0 | 0 | 0 | 0 | 0 | 0 | 0 | 0 | 0 | 0 | 0 | 0 | 0 | 0 | 0 | 0 | 0 | 0 | 0 | 0
[10 empty] | 0 | 0 | 0 | 0 | 0 | 0 | 0 | 0 | 0 | 0 | 0 | 0 | 0 | 0 | 0 | 0 | 0 | 0 | 0 | 0 | 0 | 0 | 0 | 0 | 0 | 0 | 0 | 0
[10 empty] | 0 | 16983.3399 | 16627.7987 | 16279.7006 | 15938.8899 | 15605.2139 | 15278.5234 | 14958.672 | 14645.5166 | 17171.2957 | 15887.4585 | 14951.5192 | 14244.7074 | 13689.4573 | 14084.4523 | 13957.2818 | 13593.6135 | 13616.657 | 12838.6669 | 12502.8511 | 12280.4705 | 12049.075 | 12061.4884 | 11750.5883 | 11407.0729 | 11179.3947 | 10827.8866 | 10673.203
[10 empty] | 0 | 0 | 0 | 0 | 0 | 0 | 0 | 0 | 0 | 0 | 0 | 0 | 0 | 0 | 0 | 0 | 0 | 0 | 0 | 0 | 0 | 0 | 0 | 0 | 0 | 0 | 0 | 0
[10 empty] | 0 | 0 | 0 | 0 | 0 | 0 | 0 | 0 | 0 | 0 | 0 | 0 | 0 | 0 | 0 | 0 | 0 | 0 | 0 | 0 | 0 | 0 | 0 | 0 | 0 | 0 | 0 | 0
[10 empty] | 0 | 0 | 0 | 0 | 0 | 0 | 0 | 0 | 0 | 0 | 0 | 0 | 0 | 0 | 0 | 0 | 0 | 0 | 0 | 0 | 0 | 0 | 0 | 0 | 0 | 0 | 0 | 0
[10 empty] | 0 | 0 | 0 | 0 | 0 | 0 | 0 | 0 | 0 | 0 | 0 | 0 | 0 | 0 | 0 | 0 | 0 | 0 | 0 | 0 | 0 | 0 | 0 | 0 | 0 | 0 | 0 | 0
[10 empty] | 0 | 0 | 0 | 0 | 0 | 0 | 0 | 0 | 0 | 0 | 0 | 0 | 0 | 0 | 0 | 0 | 0 | 0 | 0 | 0 | 0 | 0 | 0 | 0 | 0 | 0 | 0 | 0
[10 empty] | 0 | 0 | 0 | 0 | 0 | 0 | 0 | 0 | 0 | 0 | 0 | 0 | 0 | 0 | 0 | 0 | 0 | 0 | 0 | 0 | 0 | 0 | 0 | 0 | 0 | 0 | 0 | 0
[10 empty] | 0 | 0 | 0 | 0 | 0 | 0 | 0 | 0 | 0 | 0 | 0 | 0 | 0 | 0 | 0 | 0 | 0 | 0 | 0 | 0 | 0 | 0 | 0 | 0 | 0 | 0 | 0 | 0
[10 empty] | 0 | 0 | 0 | 0 | 0 | 0 | 0 | 0 | 0 | 0 | 0 | 0 | 0 | 0 | 0 | 0 | 0 | 0 | 0 | 0 | 0 | 0 | 0 | 0 | 0 | 0 | 0 | 0
[10 empty] | 0 | 0 | 0 | 0 | 0 | 0 | 0 | 0 | 0 | 0 | 0 | 0 | 0 | 0 | 0 | 0 | 0 | 0 | 0 | 0 | 0 | 0 | 0 | 0 | 0 | 0 | 0 | 0
[10 empty] | 0 | 11096.7589 | 11079.0041 | 11061.2777 | 11043.5796 | 11025.9099 | 11008.2684 | 10990.6552 | 10973.0702 | 13119.5653 | 12378.3774 | 11879.2092 | 11541.1386 | 11310.3039 | 11866.453 | 11991.5334 | 11909.7243 | 12165.5067 | 11696.9479 | 11615.9463 | 11634.6537 | 11640.8603 | 11882.9752 | 11805.2941 | 11686.4966 | 11679.4213 | 11535.5857 | 11595.344
[10 empty] | 0 | 0 | 0 | 0 | 0 | 0 | 0 | 0 | 0 | 0 | 0 | 0 | 0 | 0 | 0 | 0 | 0 | 0 | 0 | 0 | 0 | 0 | 0 | 0 | 0 | 0 | 0 | 0
[10 empty] | 0 | 0 | 0 | 0 | 0 | 0 | 0 | 0 | 0 | 0 | 0 | 0 | 0 | 0 | 0 | 0 | 0 | 0 | 0 | 0 | 0 | 0 | 0 | 0 | 0 | 0 | 0 | 0
[10 empty] | 0 | 0 | 0 | 0 | 0 | 0 | 0 | 0 | 0 | 0 | 0 | 0 | 0 | 0 | 0 | 0 | 0 | 0 | 0 | 0 | 0 | 0 | 0 | 0 | 0 | 0 | 0 | 0
[10 empty] | 0 | 0 | 0 | 0 | 0 | 0 | 0 | 0 | 0 | 0 | 0 | 0 | 0 | 0 | 0 | 0 | 0 | 0 | 0 | 0 | 0 | 0 | 0 | 0 | 0 | 0 | 0 | 0
[10 empty] | 0 | 0 | 0 | 0 | 0 | 0 | 0 | 0 | 0 | 0 | 0 | 0 | 0 | 0 | 0 | 0 | 0 | 0 | 0 | 0 | 0 | 0 | 0 | 0 | 0 | 0 | 0 | 0
[10 empty] | 0 | 0 | 0 | 0 | 0 | 0 | 0 | 0 | 0 | 0 | 0 | 0 | 0 | 0 | 0 | 0 | 0 | 0 | 0 | 0 | 0 | 0 | 0 | 0 | 0 | 0 | 0 | 0
[10 empty] | 0 | 0 | 0 | 0 | 0 | 0 | 0 | 0 | 0 | 0 | 0 | 0 | 0 | 0 | 0 | 0 | 0 | 0 | 0 | 0 | 0 | 0 | 0 | 0 | 0 | 0 | 0 | 0
[10 empty] | 0 | 0 | 0 | 0 | 0 | 0 | 0 | 0 | 0 | 0 | 0 | 0 | 0 | 0 | 0 | 0 | 0 | 0 | 0 | 0 | 0 | 0 | 0 | 0 | 0 | 0 | 0 | 0
[10 empty] | 0 | 0 | 0 | 0 | 0 | 0 | 0 | 0 | 0 | 0 | 0 | 0 | 0 | 0 | 0 | 0 | 0 | 0 | 0 | 0 | 0 | 0 | 0 | 0 | 0 | 0 | 0 | 0
[10 empty] | 0 | 361.9726 | 414.4374 | 481.8573 | 541.3588 | 608.1518 | 742.7324 | 748.2137 | 979.9764 | 1127.7731 | 1335.3713 | 1512.0824 | 1751.0605 | 1765.3821 | 2177.942 | 2490.0081 | 2702.493 | 2983.2422 | 3279.1485 | 3485.793 | 4104.8112 | 4808.231 | 5624.854 | 6435.0562 | 7376.3929 | 8358.3333 | 9471.5088 | 10652.295
[10 empty] | 0 | 0 | 0 | 0 | 0 | 0 | 0 | 0 | 0 | 0 | 0 | 0 | 0 | 0 | 0 | 0 | 0 | 0 | 0 | 0 | 0 | 0 | 0 | 0 | 0 | 0 | 0 | 0
[10 empty] | 0 | 0 | 0 | 0 | 0 | 0 | 0 | 0 | 0 | 0 | 0 | 0 | 0 | 0 | 0 | 0 | 0 | 0 | 0 | 0 | 0 | 0 | 0 | 0 | 0 | 0 | 0 | 0
[10 empty] | 0 | 0 | 0 | 0 | 0 | 0 | 0 | 0 | 0 | 0 | 0 | 0 | 0 | 0 | 0 | 0 | 0 | 0 | 0 | 0 | 0 | 0 | 0 | 0 | 0 | 0 | 0 | 0
[10 empty] | 0 | 0 | 0 | 0 | 0 | 0 | 0 | 0 | 0 | 0 | 0 | 0 | 0 | 0 | 0 | 0 | 0 | 0 | 0 | 0 | 0 | 0 | 0 | 0 | 0 | 0 | 0 | 0
[10 empty] | 0 | 0 | 0 | 0 | 0 | 0 | 0 | 0 | 0 | 0 | 0 | 0 | 0 | 0 | 0 | 0 | 0 | 0 | 0 | 0 | 0 | 0 | 0 | 0 | 0 | 0 | 0 | 0
[10 empty] | 0 | 0 | 0 | 0 | 0 | 0 | 0 | 0 | 0 | 0 | 0 | 0 | 0 | 0 | 0 | 0 | 0 | 0 | 0 | 0 | 0 | 0 | 0 | 0 | 0 | 0 | 0 | 0
[10 empty] | 0 | 0 | 0 | 0 | 0 | 0 | 0 | 0 | 0 | 0 | 0 | 0 | 0 | 0 | 0 | 0 | 0 | 0 | 0 | 0 | 0 | 0 | 0 | 0 | 0 | 0 | 0 | 0
[10 empty] | 0 | 0 | 0 | 0 | 0 | 0 | 0 | 0 | 0 | 0 | 0 | 0 | 0 | 0 | 0 | 0 | 0 | 0 | 0 | 0 | 0 | 0 | 0 | 0 | 0 | 0 | 0 | 0
[10 empty] | 0 | 0 | 0 | 0 | 0 | 0 | 0 | 0 | 0 | 0 | 0 | 0 | 0 | 0 | 0 | 0 | 0 | 0 | 0 | 0 | 0 | 0 | 0 | 0 | 0 | 0 | 0 | 0
[10 empty] | 0 | 216.5726 | 216.2261 | 215.8801 | 215.5347 | 215.1899 | 214.8456 | 214.5018 | 214.1586 | 213.8159 | 213.4738 | 213.1323 | 212.7913 | 212.4508 | 212.1109 | 211.7715 | 211.4327 | 211.0944 | 272.1621 | 262.9685 | 255.0527 | 248.2306 | 242.3445 | 237.2595 | 232.8601 | 229.0475 | 225.7372 | 222.8567
[10 empty] | 0 | 0 | 0 | 0 | 0 | 0 | 0 | 0 | 0 | 0 | 0 | 0 | 0 | 0 | 0 | 0 | 0 | 0 | 0 | 0 | 0 | 0 | 0 | 0 | 0 | 0 | 0 | 0
[10 empty] | 0 | 0 | 0 | 0 | 0 | 0 | 0 | 0 | 0 | 0 | 0 | 0 | 0 | 0 | 0 | 0 | 0 | 0 | 0 | 0 | 0 | 0 | 0 | 0 | 0 | 0 | 0 | 0
[10 empty] | 0 | 0 | 0 | 0 | 0 | 0 | 0 | 0 | 0 | 0 | 0 | 0 | 0 | 0 | 0 | 0 | 0 | 0 | 0 | 0 | 0 | 0 | 0 | 0 | 0 | 0 | 0 | 0
[10 empty] | 0 | 0 | 0 | 0 | 0 | 0 | 0 | 0 | 0 | 0 | 0 | 0 | 0 | 0 | 0 | 0 | 0 | 0 | 0 | 0 | 0 | 0 | 0 | 0 | 0 | 0 | 0 | 0
[10 empty] | 0 | 0 | 0 | 0 | 0 | 0 | 0 | 0 | 0 | 0 | 0 | 0 | 0 | 0 | 0 | 0 | 0 | 0 | 0 | 0 | 0 | 0 | 0 | 0 | 0 | 0 | 0 | 0
[10 empty] | 0 | 0 | 0 | 0 | 0 | 0 | 0 | 0 | 0 | 0 | 0 | 0 | 0 | 0 | 0 | 0 | 0 | 0 | 0 | 0 | 0 | 0 | 0 | 0 | 0 | 0 | 0 | 0
[10 empty] | 0 | 0 | 0 | 0 | 0 | 0 | 0 | 0 | 0 | 0 | 0 | 0 | 0 | 0 | 0 | 0 | 0 | 0 | 0 | 0 | 0 | 0 | 0 | 0 | 0 | 0 | 0 | 0
[10 empty] | 0 | 0 | 0 | 0 | 0 | 0 | 0 | 0 | 0 | 0 | 0 | 0 | 0 | 0 | 0 | 0 | 0 | 0 | 0 | 0 | 0 | 0 | 0 | 0 | 0 | 0 | 0 | 0
[10 empty] | 0 | 0 | 0 | 0 | 0 | 0 | 0 | 0 | 0 | 0 | 0 | 0 | 0 | 0 | 0 | 0 | 0 | 0 | 0 | 0 | 0 | 0 | 0 | 0 | 0 | 0 | 0 | 0
[10 empty] | 0 | 593.4021 | 592.4526 | 591.5047 | 590.5583 | 589.6134 | 588.67 | 587.7281 | 586.7878 | 585.8489 | 584.9116 | 583.9757 | 583.0413 | 582.1085 | 581.1771 | 749.3064 | 723.9948 | 702.2015 | 683.4192 | 667.2138 | 653.214 | 641.1017 | 654.4872 | 662.3664 | 666.0306 | 666.513 | 664.6366 | 661.0532
[10 empty] | 0 | 0 | 0 | 0 | 0 | 0 | 0 | 0 | 0 | 0 | 0 | 0 | 0 | 0 | 0 | 0 | 0 | 0 | 0 | 0 | 0 | 0 | 0 | 0 | 0 | 0 | 0 | 0
[10 empty] | 0 | 0 | 0 | 0 | 0 | 0 | 0 | 0 | 0 | 0 | 0 | 0 | 0 | 0 | 0 | 0 | 0 | 0 | 0 | 0 | 0 | 0 | 0 | 0 | 0 | 0 | 0 | 0
[10 empty] | 0 | 0 | 0 | 0 | 0 | 0 | 0 | 0 | 0 | 0 | 0 | 0 | 0 | 0 | 0 | 0 | 0 | 0 | 0 | 0 | 0 | 0 | 0 | 0 | 0 | 0 | 0 | 0
[10 empty] | 0 | 0 | 0 | 0 | 0 | 0 | 0 | 0 | 0 | 0 | 0 | 0 | 0 | 0 | 0 | 0 | 0 | 0 | 0 | 0 | 0 | 0 | 0 | 0 | 0 | 0 | 0 | 0
[10 empty] | 0 | 0 | 0 | 0 | 0 | 0 | 0 | 0 | 0 | 0 | 0 | 0 | 0 | 0 | 0 | 0 | 0 | 0 | 0 | 0 | 0 | 0 | 0 | 0 | 0 | 0 | 0 | 0
[10 empty] | 0 | 0 | 0 | 0 | 0 | 0 | 0 | 0 | 0 | 0 | 0 | 0 | 0 | 0 | 0 | 0 | 0 | 0 | 0 | 0 | 0 | 0 | 0 | 0 | 0 | 0 | 0 | 0
[10 empty] | 0 | 0 | 0 | 0 | 0 | 0 | 0 | 0 | 0 | 0 | 0 | 0 | 0 | 0 | 0 | 0 | 0 | 0 | 0 | 0 | 0 | 0 | 0 | 0 | 0 | 0 | 0 | 0
[10 empty] | 0 | 0 | 0 | 0 | 0 | 0 | 0 | 0 | 0 | 0 | 0 | 0 | 0 | 0 | 0 | 0 | 0 | 0 | 0 | 0 | 0 | 0 | 0 | 0 | 0 | 0 | 0 | 0
[10 empty] | 0 | 0 | 0 | 0 | 0 | 0 | 0 | 0 | 0 | 0 | 0 | 0 | 0 | 0 | 0 | 0 | 0 | 0 | 0 | 0 | 0 | 0 | 0 | 0 | 0 | 0 | 0 | 0
[10 empty] | 0 | 9315.012 | 9300.108 | 9285.2278 | 9270.3714 | 9255.5388 | 9240.73 | 9225.9448 | 9211.1833 | 9196.4454 | 11588.6668 | 11089.508 | 10687.8864 | 10364.1745 | 10581.0089 | 10655.0045 | 10634.2948 | 10553.4245 | 10531.9218 | 11151.3875 | 10895.9278 | 10700.8128 | 10560.6627 | 10711.3639 | 10744.1472 | 10707.1175 | 10634.1364 | 10621.0994
[10 empty] | 0 | 0 | 0 | 0 | 0 | 0 | 0 | 0 | 0 | 0 | 0 | 0 | 0 | 0 | 0 | 0 | 0 | 0 | 0 | 0 | 0 | 0 | 0 | 0 | 0 | 0 | 0 | 0
[10 empty] | 0 | 0 | 0 | 0 | 0 | 0 | 0 | 0 | 0 | 0 | 0 | 0 | 0 | 0 | 0 | 0 | 0 | 0 | 0 | 0 | 0 | 0 | 0 | 0 | 0 | 0 | 0 | 0
[10 empty] | 0 | 0 | 0 | 0 | 0 | 0 | 0 | 0 | 0 | 0 | 0 | 0 | 0 | 0 | 0 | 0 | 0 | 0 | 0 | 0 | 0 | 0 | 0 | 0 | 0 | 0 | 0 | 0
[10 empty] | 0 | 0 | 0 | 0 | 0 | 0 | 0 | 0 | 0 | 0 | 0 | 0 | 0 | 0 | 0 | 0 | 0 | 0 | 0 | 0 | 0 | 0 | 0 | 0 | 0 | 0 | 0 | 0
[10 empty] | 0 | 0 | 0 | 0 | 0 | 0 | 0 | 0 | 0 | 0 | 0 | 0 | 0 | 0 | 0 | 0 | 0 | 0 | 0 | 0 | 0 | 0 | 0 | 0 | 0 | 0 | 0 | 0
[10 empty] | 0 | 0 | 0 | 0 | 0 | 0 | 0 | 0 | 0 | 0 | 0 | 0 | 0 | 0 | 0 | 0 | 0 | 0 | 0 | 0 | 0 | 0 | 0 | 0 | 0 | 0 | 0 | 0
[10 empty] | 0 | 0 | 0 | 0 | 0 | 0 | 0 | 0 | 0 | 0 | 0 | 0 | 0 | 0 | 0 | 0 | 0 | 0 | 0 | 0 | 0 | 0 | 0 | 0 | 0 | 0 | 0 | 0
[10 empty] | 0 | 0 | 0 | 0 | 0 | 0 | 0 | 0 | 0 | 0 | 0 | 0 | 0 | 0 | 0 | 0 | 0 | 0 | 0 | 0 | 0 | 0 | 0 | 0 | 0 | 0 | 0 | 0
[10 empty] | 0 | 0 | 0 | 0 | 0 | 0 | 0 | 0 | 0 | 0 | 0 | 0 | 0 | 0 | 0 | 0 | 0 | 0 | 0 | 0 | 0 | 0 | 0 | 0 | 0 | 0 | 0 | 0
[10 empty] | 0 | 671.6015 | 677.0119 | 682.5758 | 688.2974 | 694.1812 | 700.2318 | 706.454 | 712.8526 | 746.6942 | 777.6007 | 806.0454 | 832.4352 | 857.1208 | 880.404 | 902.5456 | 1119.4463 | 1117.4663 | 1121.638 | 1130.7721 | 1143.9085 | 1160.2755 | 1179.2562 | 1200.3602 | 1259.0971 | 1310.0185 | 1355.3061 | 1396.6423
[10 empty] | 0 | 0 | 0 | 0 | 0 | 0 | 0 | 0 | 0 | 0 | 0 | 0 | 0 | 0 | 0 | 0 | 0 | 0 | 0 | 0 | 0 | 0 | 0 | 0 | 0 | 0 | 0 | 0
[10 empty] | 0 | 0 | 0 | 0 | 0 | 0 | 0 | 0 | 0 | 0 | 0 | 0 | 0 | 0 | 0 | 0 | 0 | 0 | 0 | 0 | 0 | 0 | 0 | 0 | 0 | 0 | 0 | 0
[10 empty] | 0 | 0 | 0 | 0 | 0 | 0 | 0 | 0 | 0 | 0 | 0 | 0 | 0 | 0 | 0 | 0 | 0 | 0 | 0 | 0 | 0 | 0 | 0 | 0 | 0 | 0 | 0 | 0
[10 empty] | 0 | 0 | 0 | 0 | 0 | 0 | 0 | 0 | 0 | 0 | 0 | 0 | 0 | 0 | 0 | 0 | 0 | 0 | 0 | 0 | 0 | 0 | 0 | 0 | 0 | 0 | 0 | 0
[10 empty] | 0 | 0 | 0 | 0 | 0 | 0 | 0 | 0 | 0 | 0 | 0 | 0 | 0 | 0 | 0 | 0 | 0 | 0 | 0 | 0 | 0 | 0 | 0 | 0 | 0 | 0 | 0 | 0
[10 empty] | 0 | 0 | 0 | 0 | 0 | 0 | 0 | 0 | 0 | 0 | 0 | 0 | 0 | 0 | 0 | 0 | 0 | 0 | 0 | 0 | 0 | 0 | 0 | 0 | 0 | 0 | 0 | 0
[10 empty] | 0 | 0 | 0 | 0 | 0 | 0 | 0 | 0 | 0 | 0 | 0 | 0 | 0 | 0 | 0 | 0 | 0 | 0 | 0 | 0 | 0 | 0 | 0 | 0 | 0 | 0 | 0 | 0
[10 empty] | 0 | 0 | 0 | 0 | 0 | 0 | 0 | 0 | 0 | 0 | 0 | 0 | 0 | 0 | 0 | 0 | 0 | 0 | 0 | 0 | 0 | 0 | 0 | 0 | 0 | 0 | 0 | 0
[10 empty] | 0 | 0 | 0 | 0 | 0 | 0 | 0 | 0 | 0 | 0 | 0 | 0 | 0 | 0 | 0 | 0 | 0 | 0 | 0 | 0 | 0 | 0 | 0 | 0 | 0 | 0 | 0 | 0
[10 empty] | 0 | 281.8762 | 281.9317 | 281.9875 | 282.0434 | 282.0995 | 282.1559 | 282.2125 | 283.9261 | 285.4621 | 286.8401 | 288.0778 | 289.1908 | 290.193 | 291.0968 | 292.0973 | 293.1639 | 381.0745 | 372.576 | 365.1523 | 358.6716 | 353.0183 | 348.1112 | 343.8748 | 350.3941 | 355.197 | 358.5997 | 360.868
[10 empty] | 0 | 0 | 0 | 0 | 0 | 0 | 0 | 0 | 0 | 0 | 0 | 0 | 0 | 0 | 0 | 0 | 0 | 0 | 0 | 0 | 0 | 0 | 0 | 0 | 0 | 0 | 0 | 0
[10 empty] | 0 | 0 | 0 | 0 | 0 | 0 | 0 | 0 | 0 | 0 | 0 | 0 | 0 | 0 | 0 | 0 | 0 | 0 | 0 | 0 | 0 | 0 | 0 | 0 | 0 | 0 | 0 | 0
[10 empty] | 0 | 0 | 0 | 0 | 0 | 0 | 0 | 0 | 0 | 0 | 0 | 0 | 0 | 0 | 0 | 0 | 0 | 0 | 0 | 0 | 0 | 0 | 0 | 0 | 0 | 0 | 0 | 0
[10 empty] | 0 | 0 | 0 | 0 | 0 | 0 | 0 | 0 | 0 | 0 | 0 | 0 | 0 | 0 | 0 | 0 | 0 | 0 | 0 | 0 | 0 | 0 | 0 | 0 | 0 | 0 | 0 | 0
[10 empty] | 0 | 0 | 0 | 0 | 0 | 0 | 0 | 0 | 0 | 0 | 0 | 0 | 0 | 0 | 0 | 0 | 0 | 0 | 0 | 0 | 0 | 0 | 0 | 0 | 0 | 0 | 0 | 0
[10 empty] | 0 | 0 | 0 | 0 | 0 | 0 | 0 | 0 | 0 | 0 | 0 | 0 | 0 | 0 | 0 | 0 | 0 | 0 | 0 | 0 | 0 | 0 | 0 | 0 | 0 | 0 | 0 | 0
[10 empty] | 0 | 0 | 0 | 0 | 0 | 0 | 0 | 0 | 0 | 0 | 0 | 0 | 0 | 0 | 0 | 0 | 0 | 0 | 0 | 0 | 0 | 0 | 0 | 0 | 0 | 0 | 0 | 0
[10 empty] | 0 | 0 | 0 | 0 | 0 | 0 | 0 | 0 | 0 | 0 | 0 | 0 | 0 | 0 | 0 | 0 | 0 | 0 | 0 | 0 | 0 | 0 | 0 | 0 | 0 | 0 | 0 | 0
[10 empty] | 0 | 0 | 0 | 0 | 0 | 0 | 0 | 0 | 0 | 0 | 0 | 0 | 0 | 0 | 0 | 0 | 0 | 0 | 0 | 0 | 0 | 0 | 0 | 0 | 0 | 0 | 0 | 0
[10 empty] | 0 | 179.2211 | 178.9344 | 178.6481 | 178.3622 | 178.0769 | 177.7919 | 177.5075 | 177.2235 | 176.9399 | 176.6568 | 176.3741 | 176.0919 | 175.8102 | 175.5289 | 175.2481 | 174.9677 | 174.6877 | 174.4082 | 174.1292 | 173.8505 | 173.5724 | 173.2947 | 173.0174 | 172.7406 | 172.4642 | 172.1882 | 171.9127
[10 empty] | 0 | 0 | 0 | 0 | 0 | 0 | 0 | 0 | 0 | 0 | 0 | 0 | 0 | 0 | 0 | 0 | 0 | 0 | 0 | 0 | 0 | 0 | 0 | 0 | 0 | 0 | 0 | 0
[10 empty] | 0 | 0 | 0 | 0 | 0 | 0 | 0 | 0 | 0 | 0 | 0 | 0 | 0 | 0 | 0 | 0 | 0 | 0 | 0 | 0 | 0 | 0 | 0 | 0 | 0 | 0 | 0 | 0
[10 empty] | 0 | 0 | 0 | 0 | 0 | 0 | 0 | 0 | 0 | 0 | 0 | 0 | 0 | 0 | 0 | 0 | 0 | 0 | 0 | 0 | 0 | 0 | 0 | 0 | 0 | 0 | 0 | 0
[10 empty] | 0 | 0 | 0 | 0 | 0 | 0 | 0 | 0 | 0 | 0 | 0 | 0 | 0 | 0 | 0 | 0 | 0 | 0 | 0 | 0 | 0 | 0 | 0 | 0 | 0 | 0 | 0 | 0
[10 empty] | 0 | 0 | 0 | 0 | 0 | 0 | 0 | 0 | 0 | 0 | 0 | 0 | 0 | 0 | 0 | 0 | 0 | 0 | 0 | 0 | 0 | 0 | 0 | 0 | 0 | 0 | 0 | 0
[10 empty] | 0 | 0 | 0 | 0 | 0 | 0 | 0 | 0 | 0 | 0 | 0 | 0 | 0 | 0 | 0 | 0 | 0 | 0 | 0 | 0 | 0 | 0 | 0 | 0 | 0 | 0 | 0 | 0
[10 empty] | 0 | 0 | 0 | 0 | 0 | 0 | 0 | 0 | 0 | 0 | 0 | 0 | 0 | 0 | 0 | 0 | 0 | 0 | 0 | 0 | 0 | 0 | 0 | 0 | 0 | 0 | 0 | 0
[10 empty] | 0 | 0 | 0 | 0 | 0 | 0 | 0 | 0 | 0 | 0 | 0 | 0 | 0 | 0 | 0 | 0 | 0 | 0 | 0 | 0 | 0 | 0 | 0 | 0 | 0 | 0 | 0 | 0
[10 empty] | 0 | 0 | 0 | 0 | 0 | 0 | 0 | 0 | 0 | 0 | 0 | 0 | 0 | 0 | 0 | 0 | 0 | 0 | 0 | 0 | 0 | 0 | 0 | 0 | 0 | 0 | 0 | 0
[10 empty] | 0 | 8630.8125 | 8617.0032 | 8603.216 | 8589.4508 | 8575.7077 | 8561.9866 | 8548.2874 | 8534.6101 | 8520.9548 | 8507.3212 | 10968.4125 | 10597.8997 | 10278.8871 | 10355.7848 | 10368.9149 | 10334.7965 | 10316.5316 | 10302.7678 | 10286.1384 | 10269.3107 | 10962.522 | 10742.6146 | 10566.6283 | 10627.9525 | 10630.9184 | 10594.8946 | 10577.3151
[10 empty] | 0 | 0 | 0 | 0 | 0 | 0 | 0 | 0 | 0 | 0 | 0 | 0 | 0 | 0 | 0 | 0 | 0 | 0 | 0 | 0 | 0 | 0 | 0 | 0 | 0 | 0 | 0 | 0
[10 empty] | 0 | 0 | 0 | 0 | 0 | 0 | 0 | 0 | 0 | 0 | 0 | 0 | 0 | 0 | 0 | 0 | 0 | 0 | 0 | 0 | 0 | 0 | 0 | 0 | 0 | 0 | 0 | 0
[10 empty] | 0 | 0 | 0 | 0 | 0 | 0 | 0 | 0 | 0 | 0 | 0 | 0 | 0 | 0 | 0 | 0 | 0 | 0 | 0 | 0 | 0 | 0 | 0 | 0 | 0 | 0 | 0 | 0
[10 empty] | 0 | 0 | 0 | 0 | 0 | 0 | 0 | 0 | 0 | 0 | 0 | 0 | 0 | 0 | 0 | 0 | 0 | 0 | 0 | 0 | 0 | 0 | 0 | 0 | 0 | 0 | 0 | 0
[10 empty] | 0 | 0 | 0 | 0 | 0 | 0 | 0 | 0 | 0 | 0 | 0 | 0 | 0 | 0 | 0 | 0 | 0 | 0 | 0 | 0 | 0 | 0 | 0 | 0 | 0 | 0 | 0 | 0
[10 empty] | 0 | 0 | 0 | 0 | 0 | 0 | 0 | 0 | 0 | 0 | 0 | 0 | 0 | 0 | 0 | 0 | 0 | 0 | 0 | 0 | 0 | 0 | 0 | 0 | 0 | 0 | 0 | 0
[10 empty] | 0 | 0 | 0 | 0 | 0 | 0 | 0 | 0 | 0 | 0 | 0 | 0 | 0 | 0 | 0 | 0 | 0 | 0 | 0 | 0 | 0 | 0 | 0 | 0 | 0 | 0 | 0 | 0
[10 empty] | 0 | 0 | 0 | 0 | 0 | 0 | 0 | 0 | 0 | 0 | 0 | 0 | 0 | 0 | 0 | 0 | 0 | 0 | 0 | 0 | 0 | 0 | 0 | 0 | 0 | 0 | 0 | 0
[10 empty] | 0 | 0 | 0 | 0 | 0 | 0 | 0 | 0 | 0 | 0 | 0 | 0 | 0 | 0 | 0 | 0 | 0 | 0 | 0 | 0 | 0 | 0 | 0 | 0 | 0 | 0 | 0 | 0
[10 empty] | 0 | 2074.5968 | 1694.4375 | 1301.4068 | 888.7013 | 574.4245 | 679.384 | 821.4886 | 962.2547 | 1100.9273 | 1201.8253 | 1299.1956 | 1412.3244 | 1491.4644 | 1552.3845 | 1595.1496 | 1641.2916 | 1691.4102 | 1716.948 | 1747.6132 | 1766.5626 | 1773.9654 | 1753.4383 | 1737.8254 | 1739.1792 | 1738.5864 | 1735.9528 | 2045.764
[10 empty] | 0 | 0 | 0 | 0 | 0 | 0 | 0 | 0 | 0 | 0 | 0 | 0 | 0 | 0 | 0 | 0 | 0 | 0 | 0 | 0 | 0 | 0 | 0 | 0 | 0 | 0 | 0 | 0
[10 empty] | 0 | 0 | 0 | 0 | 0 | 0 | 0 | 0 | 0 | 0 | 0 | 0 | 0 | 0 | 0 | 0 | 0 | 0 | 0 | 0 | 0 | 0 | 0 | 0 | 0 | 0 | 0 | 0
[10 empty] | 0 | 0 | 0 | 0 | 0 | 0 | 0 | 0 | 0 | 0 | 0 | 0 | 0 | 0 | 0 | 0 | 0 | 0 | 0 | 0 | 0 | 0 | 0 | 0 | 0 | 0 | 0 | 0
[10 empty] | 0 | 0 | 0 | 0 | 0 | 0 | 0 | 0 | 0 | 0 | 0 | 0 | 0 | 0 | 0 | 0 | 0 | 0 | 0 | 0 | 0 | 0 | 0 | 0 | 0 | 0 | 0 | 0
[10 empty] | 0 | 0 | 0 | 0 | 0 | 0 | 0 | 0 | 0 | 0 | 0 | 0 | 0 | 0 | 0 | 0 | 0 | 0 | 0 | 0 | 0 | 0 | 0 | 0 | 0 | 0 | 0 | 0
[10 empty] | 0 | 0 | 0 | 0 | 0 | 0 | 0 | 0 | 0 | 0 | 0 | 0 | 0 | 0 | 0 | 0 | 0 | 0 | 0 | 0 | 0 | 0 | 0 | 0 | 0 | 0 | 0 | 0
[10 empty] | 0 | 0 | 0 | 0 | 0 | 0 | 0 | 0 | 0 | 0 | 0 | 0 | 0 | 0 | 0 | 0 | 0 | 0 | 0 | 0 | 0 | 0 | 0 | 0 | 0 | 0 | 0 | 0
[10 empty] | 0 | 0 | 0 | 0 | 0 | 0 | 0 | 0 | 0 | 0 | 0 | 0 | 0 | 0 | 0 | 0 | 0 | 0 | 0 | 0 | 0 | 0 | 0 | 0 | 0 | 0 | 0 | 0
[10 empty] | 0 | 0 | 0 | 0 | 0 | 0 | 0 | 0 | 0 | 0 | 0 | 0 | 0 | 0 | 0 | 0 | 0 | 0 | 0 | 0 | 0 | 0 | 0 | 0 | 0 | 0 | 0 | 0
[10 empty] | 0 | 2074.5968 | 1694.4375 | 1301.4068 | 888.7013 | 574.4245 | 679.384 | 821.4886 | 962.2547 | 1100.9273 | 1201.8253 | 1299.1956 | 1412.3244 | 1491.4644 | 1552.3845 | 1595.1496 | 1641.2916 | 1691.4102 | 1716.948 | 1747.6132 | 1766.5626 | 1773.9654 | 1753.4383 | 1737.8254 | 1739.1792 | 1738.5864 | 1735.9528 | 2045.764
[10 empty] | 0 | 0 | 0 | 0 | 0 | 0 | 0 | 0 | 0 | 0 | 0 | 0 | 0 | 0 | 0 | 0 | 0 | 0 | 0 | 0 | 0 | 0 | 0 | 0 | 0 | 0 | 0 | 0
[10 empty] | 0 | 0 | 0 | 0 | 0 | 0 | 0 | 0 | 0 | 0 | 0 | 0 | 0 | 0 | 0 | 0 | 0 | 0 | 0 | 0 | 0 | 0 | 0 | 0 | 0 | 0 | 0 | 0
[10 empty] | 0 | 0 | 0 | 0 | 0 | 0 | 0 | 0 | 0 | 0 | 0 | 0 | 0 | 0 | 0 | 0 | 0 | 0 | 0 | 0 | 0 | 0 | 0 | 0 | 0 | 0 | 0 | 0
[10 empty] | 0 | 0 | 0 | 0 | 0 | 0 | 0 | 0 | 0 | 0 | 0 | 0 | 0 | 0 | 0 | 0 | 0 | 0 | 0 | 0 | 0 | 0 | 0 | 0 | 0 | 0 | 0 | 0
[10 empty] | 0 | 0 | 0 | 0 | 0 | 0 | 0 | 0 | 0 | 0 | 0 | 0 | 0 | 0 | 0 | 0 | 0 | 0 | 0 | 0 | 0 | 0 | 0 | 0 | 0 | 0 | 0 | 0
[10 empty] | 0 | 0 | 0 | 0 | 0 | 0 | 0 | 0 | 0 | 0 | 0 | 0 | 0 | 0 | 0 | 0 | 0 | 0 | 0 | 0 | 0 | 0 | 0 | 0 | 0 | 0 | 0 | 0
[10 empty] | 0 | 0 | 0 | 0 | 0 | 0 | 0 | 0 | 0 | 0 | 0 | 0 | 0 | 0 | 0 | 0 | 0 | 0 | 0 | 0 | 0 | 0 | 0 | 0 | 0 | 0 | 0 | 0
[10 empty] | 0 | 0 | 0 | 0 | 0 | 0 | 0 | 0 | 0 | 0 | 0 | 0 | 0 | 0 | 0 | 0 | 0 | 0 | 0 | 0 | 0 | 0 | 0 | 0 | 0 | 0 | 0 | 0
[10 empty] | 0 | 0 | 0 | 0 | 0 | 0 | 0 | 0 | 0 | 0 | 0 | 0 | 0 | 0 | 0 | 0 | 0 | 0 | 0 | 0 | 0 | 0 | 0 | 0 | 0 | 0 | 0 | 0
[10 empty] | 0 | 2074.5968 | 1694.4375 | 1301.4068 | 888.7013 | 574.4245 | 679.384 | 821.4886 | 962.2547 | 1100.9273 | 1201.8253 | 1299.1956 | 1412.3244 | 1491.4644 | 1552.3845 | 1595.1496 | 1641.2916 | 1691.4102 | 1716.948 | 1747.6132 | 1766.5626 | 1773.9654 | 1753.4383 | 1737.8254 | 1739.1792 | 1738.5864 | 1735.9528 | 2045.764
[10 empty] | 0 | 0 | 0 | 0 | 0 | 0 | 0 | 0 | 0 | 0 | 0 | 0 | 0 | 0 | 0 | 0 | 0 | 0 | 0 | 0 | 0 | 0 | 0 | 0 | 0 | 0 | 0 | 0
[10 empty] | 0 | 0 | 0 | 0 | 0 | 0 | 0 | 0 | 0 | 0 | 0 | 0 | 0 | 0 | 0 | 0 | 0 | 0 | 0 | 0 | 0 | 0 | 0 | 0 | 0 | 0 | 0 | 0
[10 empty] | 0 | 0 | 0 | 0 | 0 | 0 | 0 | 0 | 0 | 0 | 0 | 0 | 0 | 0 | 0 | 0 | 0 | 0 | 0 | 0 | 0 | 0 | 0 | 0 | 0 | 0 | 0 | 0
[10 empty] | 0 | 0 | 0 | 0 | 0 | 0 | 0 | 0 | 0 | 0 | 0 | 0 | 0 | 0 | 0 | 0 | 0 | 0 | 0 | 0 | 0 | 0 | 0 | 0 | 0 | 0 | 0 | 0
[10 empty] | 0 | 0 | 0 | 0 | 0 | 0 | 0 | 0 | 0 | 0 | 0 | 0 | 0 | 0 | 0 | 0 | 0 | 0 | 0 | 0 | 0 | 0 | 0 | 0 | 0 | 0 | 0 | 0
[10 empty] | 0 | 0 | 0 | 0 | 0 | 0 | 0 | 0 | 0 | 0 | 0 | 0 | 0 | 0 | 0 | 0 | 0 | 0 | 0 | 0 | 0 | 0 | 0 | 0 | 0 | 0 | 0 | 0
[10 empty] | 0 | 0 | 0 | 0 | 0 | 0 | 0 | 0 | 0 | 0 | 0 | 0 | 0 | 0 | 0 | 0 | 0 | 0 | 0 | 0 | 0 | 0 | 0 | 0 | 0 | 0 | 0 | 0
[10 empty] | 0 | 0 | 0 | 0 | 0 | 0 | 0 | 0 | 0 | 0 | 0 | 0 | 0 | 0 | 0 | 0 | 0 | 0 | 0 | 0 | 0 | 0 | 0 | 0 | 0 | 0 | 0 | 0
[10 empty] | 0 | 0 | 0 | 0 | 0 | 0 | 0 | 0 | 0 | 0 | 0 | 0 | 0 | 0 | 0 | 0 | 0 | 0 | 0 | 0 | 0 | 0 | 0 | 0 | 0 | 0 | 0 | 0
[10 empty] | 0 | 2074.5968 | 1694.4375 | 1301.4068 | 888.7013 | 574.4245 | 679.384 | 821.4886 | 962.2547 | 1100.9273 | 1201.8253 | 1299.1956 | 1412.3244 | 1491.4644 | 1552.3845 | 1595.1496 | 1641.2916 | 1691.4102 | 1716.948 | 1747.6132 | 1766.5626 | 1773.9654 | 1753.4383 | 1737.8254 | 1739.1792 | 1738.5864 | 1735.9528 | 2045.764
[10 empty] | 0 | 0 | 0 | 0 | 0 | 0 | 0 | 0 | 0 | 0 | 0 | 0 | 0 | 0 | 0 | 0 | 0 | 0 | 0 | 0 | 0 | 0 | 0 | 0 | 0 | 0 | 0 | 0
[10 empty] | 0 | 0 | 0 | 0 | 0 | 0 | 0 | 0 | 0 | 0 | 0 | 0 | 0 | 0 | 0 | 0 | 0 | 0 | 0 | 0 | 0 | 0 | 0 | 0 | 0 | 0 | 0 | 0
[10 empty] | 0 | 0 | 0 | 0 | 0 | 0 | 0 | 0 | 0 | 0 | 0 | 0 | 0 | 0 | 0 | 0 | 0 | 0 | 0 | 0 | 0 | 0 | 0 | 0 | 0 | 0 | 0 | 0
[10 empty] | 0 | 0 | 0 | 0 | 0 | 0 | 0 | 0 | 0 | 0 | 0 | 0 | 0 | 0 | 0 | 0 | 0 | 0 | 0 | 0 | 0 | 0 | 0 | 0 | 0 | 0 | 0 | 0
[10 empty] | 0 | 0 | 0 | 0 | 0 | 0 | 0 | 0 | 0 | 0 | 0 | 0 | 0 | 0 | 0 | 0 | 0 | 0 | 0 | 0 | 0 | 0 | 0 | 0 | 0 | 0 | 0 | 0
[10 empty] | 0 | 0 | 0 | 0 | 0 | 0 | 0 | 0 | 0 | 0 | 0 | 0 | 0 | 0 | 0 | 0 | 0 | 0 | 0 | 0 | 0 | 0 | 0 | 0 | 0 | 0 | 0 | 0
[10 empty] | 0 | 0 | 0 | 0 | 0 | 0 | 0 | 0 | 0 | 0 | 0 | 0 | 0 | 0 | 0 | 0 | 0 | 0 | 0 | 0 | 0 | 0 | 0 | 0 | 0 | 0 | 0 | 0
[10 empty] | 0 | 0 | 0 | 0 | 0 | 0 | 0 | 0 | 0 | 0 | 0 | 0 | 0 | 0 | 0 | 0 | 0 | 0 | 0 | 0 | 0 | 0 | 0 | 0 | 0 | 0 | 0 | 0
[10 empty] | 0 | 0 | 0 | 0 | 0 | 0 | 0 | 0 | 0 | 0 | 0 | 0 | 0 | 0 | 0 | 0 | 0 | 0 | 0 | 0 | 0 | 0 | 0 | 0 | 0 | 0 | 0 | 0
[10 empty] | 0 | 2074.5968 | 1694.4375 | 1301.4068 | 888.7013 | 574.4245 | 679.384 | 821.4886 | 962.2547 | 1100.9273 | 1201.8253 | 1299.1956 | 1412.3244 | 1491.4644 | 1552.3845 | 1595.1496 | 1641.2916 | 1691.4102 | 1716.948 | 1747.6132 | 1766.5626 | 1773.9654 | 1753.4383 | 1737.8254 | 1739.1792 | 1738.5864 | 1735.9528 | 2045.764
[10 empty] | 0 | 0 | 0 | 0 | 0 | 0 | 0 | 0 | 0 | 0 | 0 | 0 | 0 | 0 | 0 | 0 | 0 | 0 | 0 | 0 | 0 | 0 | 0 | 0 | 0 | 0 | 0 | 0
[10 empty] | 0 | 0 | 0 | 0 | 0 | 0 | 0 | 0 | 0 | 0 | 0 | 0 | 0 | 0 | 0 | 0 | 0 | 0 | 0 | 0 | 0 | 0 | 0 | 0 | 0 | 0 | 0 | 0
[10 empty] | 0 | 0 | 0 | 0 | 0 | 0 | 0 | 0 | 0 | 0 | 0 | 0 | 0 | 0 | 0 | 0 | 0 | 0 | 0 | 0 | 0 | 0 | 0 | 0 | 0 | 0 | 0 | 0
[10 empty] | 0 | 0 | 0 | 0 | 0 | 0 | 0 | 0 | 0 | 0 | 0 | 0 | 0 | 0 | 0 | 0 | 0 | 0 | 0 | 0 | 0 | 0 | 0 | 0 | 0 | 0 | 0 | 0
[10 empty] | 0 | 0 | 0 | 0 | 0 | 0 | 0 | 0 | 0 | 0 | 0 | 0 | 0 | 0 | 0 | 0 | 0 | 0 | 0 | 0 | 0 | 0 | 0 | 0 | 0 | 0 | 0 | 0
[10 empty] | 0 | 0 | 0 | 0 | 0 | 0 | 0 | 0 | 0 | 0 | 0 | 0 | 0 | 0 | 0 | 0 | 0 | 0 | 0 | 0 | 0 | 0 | 0 | 0 | 0 | 0 | 0 | 0
[10 empty] | 0 | 0 | 0 | 0 | 0 | 0 | 0 | 0 | 0 | 0 | 0 | 0 | 0 | 0 | 0 | 0 | 0 | 0 | 0 | 0 | 0 | 0 | 0 | 0 | 0 | 0 | 0 | 0
[10 empty] | 0 | 0 | 0 | 0 | 0 | 0 | 0 | 0 | 0 | 0 | 0 | 0 | 0 | 0 | 0 | 0 | 0 | 0 | 0 | 0 | 0 | 0 | 0 | 0 | 0 | 0 | 0 | 0
[10 empty] | 0 | 0 | 0 | 0 | 0 | 0 | 0 | 0 | 0 | 0 | 0 | 0 | 0 | 0 | 0 | 0 | 0 | 0 | 0 | 0 | 0 | 0 | 0 | 0 | 0 | 0 | 0 | 0
[10 empty] | 0 | 2074.5968 | 1694.4375 | 1301.4068 | 888.7013 | 574.4245 | 679.384 | 821.4886 | 962.2547 | 1100.9273 | 1201.8253 | 1299.1956 | 1412.3244 | 1491.4644 | 1552.3845 | 1595.1496 | 1641.2916 | 1691.4102 | 1716.948 | 1747.6132 | 1766.5626 | 1773.9654 | 1753.4383 | 1737.8254 | 1739.1792 | 1738.5864 | 1735.9528 | 2045.764
[10 empty] | 0 | 0 | 0 | 0 | 0 | 0 | 0 | 0 | 0 | 0 | 0 | 0 | 0 | 0 | 0 | 0 | 0 | 0 | 0 | 0 | 0 | 0 | 0 | 0 | 0 | 0 | 0 | 0
[10 empty] | 0 | 0 | 0 | 0 | 0 | 0 | 0 | 0 | 0 | 0 | 0 | 0 | 0 | 0 | 0 | 0 | 0 | 0 | 0 | 0 | 0 | 0 | 0 | 0 | 0 | 0 | 0 | 0
[10 empty] | 0 | 0 | 0 | 0 | 0 | 0 | 0 | 0 | 0 | 0 | 0 | 0 | 0 | 0 | 0 | 0 | 0 | 0 | 0 | 0 | 0 | 0 | 0 | 0 | 0 | 0 | 0 | 0
[10 empty] | 0 | 0 | 0 | 0 | 0 | 0 | 0 | 0 | 0 | 0 | 0 | 0 | 0 | 0 | 0 | 0 | 0 | 0 | 0 | 0 | 0 | 0 | 0 | 0 | 0 | 0 | 0 | 0
[10 empty] | 0 | 0 | 0 | 0 | 0 | 0 | 0 | 0 | 0 | 0 | 0 | 0 | 0 | 0 | 0 | 0 | 0 | 0 | 0 | 0 | 0 | 0 | 0 | 0 | 0 | 0 | 0 | 0
[10 empty] | 0 | 0 | 0 | 0 | 0 | 0 | 0 | 0 | 0 | 0 | 0 | 0 | 0 | 0 | 0 | 0 | 0 | 0 | 0 | 0 | 0 | 0 | 0 | 0 | 0 | 0 | 0 | 0
[10 empty] | 0 | 0 | 0 | 0 | 0 | 0 | 0 | 0 | 0 | 0 | 0 | 0 | 0 | 0 | 0 | 0 | 0 | 0 | 0 | 0 | 0 | 0 | 0 | 0 | 0 | 0 | 0 | 0
[10 empty] | 0 | 0 | 0 | 0 | 0 | 0 | 0 | 0 | 0 | 0 | 0 | 0 | 0 | 0 | 0 | 0 | 0 | 0 | 0 | 0 | 0 | 0 | 0 | 0 | 0 | 0 | 0 | 0
[10 empty] | 0 | 0 | 0 | 0 | 0 | 0 | 0 | 0 | 0 | 0 | 0 | 0 | 0 | 0 | 0 | 0 | 0 | 0 | 0 | 0 | 0 | 0 | 0 | 0 | 0 | 0 | 0 | 0
[10 empty] | 0 | 2074.5968 | 1694.4375 | 1301.4068 | 888.7013 | 574.4245 | 679.384 | 821.4886 | 962.2547 | 1100.9273 | 1201.8253 | 1299.1956 | 1412.3244 | 1491.4644 | 1552.3845 | 1595.1496 | 1641.2916 | 1691.4102 | 1716.948 | 1747.6132 | 1766.5626 | 1773.9654 | 1753.4383 | 1737.8254 | 1739.1792 | 1738.5864 | 1735.9528 | 2045.764
[10 empty] | 0 | 0 | 0 | 0 | 0 | 0 | 0 | 0 | 0 | 0 | 0 | 0 | 0 | 0 | 0 | 0 | 0 | 0 | 0 | 0 | 0 | 0 | 0 | 0 | 0 | 0 | 0 | 0
[10 empty] | 0 | 0 | 0 | 0 | 0 | 0 | 0 | 0 | 0 | 0 | 0 | 0 | 0 | 0 | 0 | 0 | 0 | 0 | 0 | 0 | 0 | 0 | 0 | 0 | 0 | 0 | 0 | 0
[10 empty] | 0 | 0 | 0 | 0 | 0 | 0 | 0 | 0 | 0 | 0 | 0 | 0 | 0 | 0 | 0 | 0 | 0 | 0 | 0 | 0 | 0 | 0 | 0 | 0 | 0 | 0 | 0 | 0
[10 empty] | 0 | 0 | 0 | 0 | 0 | 0 | 0 | 0 | 0 | 0 | 0 | 0 | 0 | 0 | 0 | 0 | 0 | 0 | 0 | 0 | 0 | 0 | 0 | 0 | 0 | 0 | 0 | 0
[10 empty] | 0 | 0 | 0 | 0 | 0 | 0 | 0 | 0 | 0 | 0 | 0 | 0 | 0 | 0 | 0 | 0 | 0 | 0 | 0 | 0 | 0 | 0 | 0 | 0 | 0 | 0 | 0 | 0
[10 empty] | 0 | 0 | 0 | 0 | 0 | 0 | 0 | 0 | 0 | 0 | 0 | 0 | 0 | 0 | 0 | 0 | 0 | 0 | 0 | 0 | 0 | 0 | 0 | 0 | 0 | 0 | 0 | 0
[10 empty] | 0 | 0 | 0 | 0 | 0 | 0 | 0 | 0 | 0 | 0 | 0 | 0 | 0 | 0 | 0 | 0 | 0 | 0 | 0 | 0 | 0 | 0 | 0 | 0 | 0 | 0 | 0 | 0
[10 empty] | 0 | 0 | 0 | 0 | 0 | 0 | 0 | 0 | 0 | 0 | 0 | 0 | 0 | 0 | 0 | 0 | 0 | 0 | 0 | 0 | 0 | 0 | 0 | 0 | 0 | 0 | 0 | 0
[10 empty] | 0 | 0 | 0 | 0 | 0 | 0 | 0 | 0 | 0 | 0 | 0 | 0 | 0 | 0 | 0 | 0 | 0 | 0 | 0 | 0 | 0 | 0 | 0 | 0 | 0 | 0 | 0 | 0
[10 empty] | 0 | 2074.5968 | 1694.4375 | 1301.4068 | 888.7013 | 574.4245 | 679.384 | 821.4886 | 962.2547 | 1100.9273 | 1201.8253 | 1299.1956 | 1412.3244 | 1491.4644 | 1552.3845 | 1595.1496 | 1641.2916 | 1691.4102 | 1716.948 | 1747.6132 | 1766.5626 | 1773.9654 | 1753.4383 | 1737.8254 | 1739.1792 | 1738.5864 | 1735.9528 | 2045.764
[10 empty] | 0 | 0 | 0 | 0 | 0 | 0 | 0 | 0 | 0 | 0 | 0 | 0 | 0 | 0 | 0 | 0 | 0 | 0 | 0 | 0 | 0 | 0 | 0 | 0 | 0 | 0 | 0 | 0
[10 empty] | 0 | 0 | 0 | 0 | 0 | 0 | 0 | 0 | 0 | 0 | 0 | 0 | 0 | 0 | 0 | 0 | 0 | 0 | 0 | 0 | 0 | 0 | 0 | 0 | 0 | 0 | 0 | 0
[10 empty] | 0 | 0 | 0 | 0 | 0 | 0 | 0 | 0 | 0 | 0 | 0 | 0 | 0 | 0 | 0 | 0 | 0 | 0 | 0 | 0 | 0 | 0 | 0 | 0 | 0 | 0 | 0 | 0
[10 empty] | 0 | 0 | 0 | 0 | 0 | 0 | 0 | 0 | 0 | 0 | 0 | 0 | 0 | 0 | 0 | 0 | 0 | 0 | 0 | 0 | 0 | 0 | 0 | 0 | 0 | 0 | 0 | 0
[10 empty] | 0 | 0 | 0 | 0 | 0 | 0 | 0 | 0 | 0 | 0 | 0 | 0 | 0 | 0 | 0 | 0 | 0 | 0 | 0 | 0 | 0 | 0 | 0 | 0 | 0 | 0 | 0 | 0
[10 empty] | 0 | 0 | 0 | 0 | 0 | 0 | 0 | 0 | 0 | 0 | 0 | 0 | 0 | 0 | 0 | 0 | 0 | 0 | 0 | 0 | 0 | 0 | 0 | 0 | 0 | 0 | 0 | 0
[10 empty] | 0 | 0 | 0 | 0 | 0 | 0 | 0 | 0 | 0 | 0 | 0 | 0 | 0 | 0 | 0 | 0 | 0 | 0 | 0 | 0 | 0 | 0 | 0 | 0 | 0 | 0 | 0 | 0
[10 empty] | 0 | 0 | 0 | 0 | 0 | 0 | 0 | 0 | 0 | 0 | 0 | 0 | 0 | 0 | 0 | 0 | 0 | 0 | 0 | 0 | 0 | 0 | 0 | 0 | 0 | 0 | 0 | 0
[10 empty] | 0 | 0 | 0 | 0 | 0 | 0 | 0 | 0 | 0 | 0 | 0 | 0 | 0 | 0 | 0 | 0 | 0 | 0 | 0 | 0 | 0 | 0 | 0 | 0 | 0 | 0 | 0 | 0
[10 empty] | 0 | 2053.5813 | 1673.422 | 1280.3913 | 867.6858 | 553.4091 | 658.3686 | 799.2951 | 939.0796 | 1076.9341 | 1177.1503 | 1273.9526 | 1369.6214 | 1434.2114 | 1483.0066 | 1483.0066 | 1515.6676 | 1563.9597 | 1556.5404 | 1559.7415 | 1620.7651 | 1683.0095 | 1835.662 | 1986.1666 | 2103.4437 | 2103.4437 | 2172.0619 | 2191.7634
[10 empty] | 0 | 0 | 0 | 0 | 0 | 0 | 0 | 0 | 0 | 0 | 0 | 0 | 0 | 0 | 0 | 0 | 0 | 0 | 0 | 0 | 0 | 0 | 0 | 0 | 0 | 0 | 0 | 0
[10 empty] | 0 | 0 | 0 | 0 | 0 | 0 | 0 | 0 | 0 | 0 | 0 | 0 | 0 | 0 | 0 | 0 | 0 | 0 | 0 | 0 | 0 | 0 | 0 | 0 | 0 | 0 | 0 | 0
[10 empty] | 0 | 0 | 0 | 0 | 0 | 0 | 0 | 0 | 0 | 0 | 0 | 0 | 0 | 0 | 0 | 0 | 0 | 0 | 0 | 0 | 0 | 0 | 0 | 0 | 0 | 0 | 0 | 0
[10 empty] | 0 | 0 | 0 | 0 | 0 | 0 | 0 | 0 | 0 | 0 | 0 | 0 | 0 | 0 | 0 | 0 | 0 | 0 | 0 | 0 | 0 | 0 | 0 | 0 | 0 | 0 | 0 | 0
[10 empty] | 0 | 0 | 0 | 0 | 0 | 0 | 0 | 0 | 0 | 0 | 0 | 0 | 0 | 0 | 0 | 0 | 0 | 0 | 0 | 0 | 0 | 0 | 0 | 0 | 0 | 0 | 0 | 0
[10 empty] | 0 | 0 | 0 | 0 | 0 | 0 | 0 | 0 | 0 | 0 | 0 | 0 | 0 | 0 | 0 | 0 | 0 | 0 | 0 | 0 | 0 | 0 | 0 | 0 | 0 | 0 | 0 | 0
[10 empty] | 0 | 0 | 0 | 0 | 0 | 0 | 0 | 0 | 0 | 0 | 0 | 0 | 0 | 0 | 0 | 0 | 0 | 0 | 0 | 0 | 0 | 0 | 0 | 0 | 0 | 0 | 0 | 0
[10 empty] | 0 | 0 | 0 | 0 | 0 | 0 | 0 | 0 | 0 | 0 | 0 | 0 | 0 | 0 | 0 | 0 | 0 | 0 | 0 | 0 | 0 | 0 | 0 | 0 | 0 | 0 | 0 | 0
[10 empty] | 0 | 0 | 0 | 0 | 0 | 0 | 0 | 0 | 0 | 0 | 0 | 0 | 0 | 0 | 0 | 0 | 0 | 0 | 0 | 0 | 0 | 0 | 0 | 0 | 0 | 0 | 0 | 0
[10 empty] | 0 | 36.0003 | 46.68 | 48.8219 | 50.0858 | 51.4116 | 52.8016 | 59.65 | 61.208 | 62.7972 | 64.4181 | 66.0714 | 67.7577 | 69.4774 | 76.3742 | 84.0966 | 91.3127 | 97.975 | 104.1773 | 110.0002 | 116.2838 | 132.7016 | 139.95 | 144.2398 | 148.2363 | 152.2664 | 156.3376 | 162.7619
[10 empty] | 0 | 0 | 0 | 0 | 0 | 0 | 0 | 0 | 0 | 0 | 0 | 0 | 0 | 0 | 0 | 0 | 0 | 0 | 0 | 0 | 0 | 0 | 0 | 0 | 0 | 0 | 0 | 0
[10 empty] | 0 | 0 | 0 | 0 | 0 | 0 | 0 | 0 | 0 | 0 | 0 | 0 | 0 | 0 | 0 | 0 | 0 | 0 | 0 | 0 | 0 | 0 | 0 | 0 | 0 | 0 | 0 | 0
[10 empty] | 0 | 0 | 0 | 0 | 0 | 0 | 0 | 0 | 0 | 0 | 0 | 0 | 0 | 0 | 0 | 0 | 0 | 0 | 0 | 0 | 0 | 0 | 0 | 0 | 0 | 0 | 0 | 0
[10 empty] | 0 | 0 | 0 | 0 | 0 | 0 | 0 | 0 | 0 | 0 | 0 | 0 | 0 | 0 | 0 | 0 | 0 | 0 | 0 | 0 | 0 | 0 | 0 | 0 | 0 | 0 | 0 | 0
[10 empty] | 0 | 0 | 0 | 0 | 0 | 0 | 0 | 0 | 0 | 0 | 0 | 0 | 0 | 0 | 0 | 0 | 0 | 0 | 0 | 0 | 0 | 0 | 0 | 0 | 0 | 0 | 0 | 0
[10 empty] | 0 | 0 | 0 | 0 | 0 | 0 | 0 | 0 | 0 | 0 | 0 | 0 | 0 | 0 | 0 | 0 | 0 | 0 | 0 | 0 | 0 | 0 | 0 | 0 | 0 | 0 | 0 | 0
[10 empty] | 0 | 0 | 0 | 0 | 0 | 0 | 0 | 0 | 0 | 0 | 0 | 0 | 0 | 0 | 0 | 0 | 0 | 0 | 0 | 0 | 0 | 0 | 0 | 0 | 0 | 0 | 0 | 0
[10 empty] | 0 | 0 | 0 | 0 | 0 | 0 | 0 | 0 | 0 | 0 | 0 | 0 | 0 | 0 | 0 | 0 | 0 | 0 | 0 | 0 | 0 | 0 | 0 | 0 | 0 | 0 | 0 | 0
[10 empty] | 0 | 0 | 0 | 0 | 0 | 0 | 0 | 0 | 0 | 0 | 0 | 0 | 0 | 0 | 0 | 0 | 0 | 0 | 0 | 0 | 0 | 0 | 0 | 0 | 0 | 0 | 0 | 0
[10 empty] | 0 | 13478.314 | 9834.9159 | 2732.4507 | 2437.4771 | 2012.2729 | 0 | 0 | 0 | 0 | 0 | 0 | 0 | 0 | 0 | 0 | 0 | 0 | 0 | 0 | 0 | 0 | 0
[10 empty] | 0 | 0 | 0 | 0 | 0 | 0 | 2046.9312 | 2229.1861 | 1553.3094 | 1351.384 | 1062.7547 | 742.1679 | 898.6787 | 959.6358 | 950.2972 | 1079.4645 | 1032.4108 | 1185.3658 | 1062.8486 | 924.8624 | 841.3287 | 803.5264 | 714.4598
[10 empty] | 0 | 13786.9211 | 10352.8862 | 2972.9462 | 2617.1696 | 2162.0791 | 2179.2532 | 2345.8805 | 1622.8648 | 1396.4911 | 1088.1527 | 751.3739 | 900.0389 | 949.4685 | 928.6857 | 1040.8363 | 981.6093 | 1110.1803 | 979.6899 | 838.044 | 748.5639 | 701.0372 | 623.3309
[10 empty] | 0 | 4565.7284 | 3443.5051 | 12464.3079 | 11510.3492 | 10113.904 | 0 | 0 | 0 | 0 | 0 | 0 | 0 | 0 | 0 | 0 | 0 | 0 | 0 | 0 | 0 | 0 | 0
[10 empty] | 0 | 0 | 0 | 0 | 0 | 0 | 10749.5234 | 12261.7319 | 8972.4384 | 8184.9304 | 0 | 0 | 0 | 0 | 0 | 0 | 0 | 0 | 0 | 0 | 0 | 0 | 0
[10 empty] | 0 | 0 | 0 | 0 | 0 | 0 | 0 | 0 | 0 | 0 | 6758.2493 | 4952.5669 | 6298.0582 | 7062.5191 | 7348.8816 | 8773.5331 | 8823.8752 | 10657.8987 | 10058.9166 | 9218.2252 | 8836.9812 | 8899.9663 | 7913.4526
[10 empty] | 0 | 0 | 0 | 0 | 0 | 0 | 0 | 0 | 0 | 0 | 0 | 0 | 0 | 0 | 0 | 0 | 0 | 0 | 0 | 0 | 0 | 0 | 0
[10 empty] | 0 | 0 | 0 | 0 | 0 | 0 | 0 | 0 | 0 | 0 | 0 | 0 | 0 | 0 | 0 | 0 | 0 | 0 | 0 | 0 | 0 | 0 | 0
[10 empty] | 0 | 0 | 0 | 0 | 0 | 0 | 0 | 0 | 0 | 0 | 0 | 0 | 0 | 0 | 0 | 0 | 0 | 0 | 0 | 0 | 0 | 0 | 0
[10 empty] | 0 | 0 | 0 | 0 | 0 | 0 | 0 | 0 | 0 | 0 | 0 | 0 | 0 | 0 | 0 | 0 | 0 | 0 | 0 | 0 | 0 | 0 | 0
[10 empty] | 0 | 13478.314 | 9834.9159 | 0 | 0 | 0 | 0 | 0 | 0 | 0 | 0 | 0 | 0 | 0 | 0 | 0 | 0 | 0 | 0 | 0 | 0 | 0 | 0
[10 empty] | 0 | 0 | 0 | 0 | 0 | 0 | 0 | 0 | 0 | 0 | 0 | 0 | 0 | 0 | 0 | 0 | 0 | 0 | 0 | 0 | 0 | 0 | 0
[10 empty] | 0 | 13786.9211 | 10352.8862 | 0 | 0 | 0 | 0 | 0 | 0 | 0 | 0 | 0 | 0 | 0 | 0 | 0 | 0 | 0 | 0 | 0 | 0 | 0 | 0
[10 empty] | 0 | 4565.7284 | 3443.5051 | 18169.7047 | 16564.996 | 14288.2559 | 0 | 0 | 0 | 0 | 0 | 0 | 0 | 0 | 0 | 0 | 0 | 0 | 0 | 0 | 0 | 0 | 0
[10 empty] | 0 | 0 | 0 | 0 | 0 | 0 | 14069.2558 | 15424.8654 | 9558.2073 | 7129.5757 | 0 | 0 | 0 | 0 | 0 | 0 | 0 | 0 | 0 | 0 | 0 | 0 | 0
[10 empty] | 0 | 0 | 0 | 0 | 0 | 0 | 0 | 0 | 0 | 0 | 4980.1339 | 2097.6887 | 5164.2371 | 7328.3586 | 8628.7915 | 10808.4487 | 11369.6796 | 14729.5259 | 12758.2908 | 10589.876 | 8818.0146 | 8412.0621 | 6664.503
[10 empty] | 0 | 0 | 0 | 0 | 0 | 0 | 0 | 0 | 0 | 0 | 0 | 0 | 0 | 0 | 0 | 0 | 0 | 0 | 0 | 0 | 0 | 0 | 0
[10 empty] | 0 | 0 | 0 | 0 | 0 | 0 | 0 | 0 | 0 | 0 | 0 | 0 | 0 | 0 | 0 | 0 | 0 | 0 | 0 | 0 | 0 | 0 | 0
[10 empty] | 0 | 0 | 0 | 0 | 0 | 0 | 0 | 0 | 0 | 0 | 0 | 0 | 0 | 0 | 0 | 0 | 0 | 0 | 0 | 0 | 0 | 0 | 0
[10 empty] | 0 | 0 | 0 | 0 | 0 | 0 | 0 | 0 | 0 | 0 | 0 | 0 | 0 | 0 | 0 | 0 | 0 | 0 | 0 | 0 | 0 | 0 | 0
[10 empty] | 0 | 13478.314 | 9834.9159 | 0 | 0 | 0 | 0 | 0 | 0 | 0 | 0 | 0 | 0 | 0 | 0 | 0 | 0 | 0 | 0 | 0 | 0 | 0 | 0
[10 empty] | 0 | 0 | 0 | 0 | 0 | 0 | 0 | 0 | 0 | 0 | 0 | 0 | 0 | 0 | 0 | 0 | 0 | 0 | 0 | 0 | 0 | 0 | 0
[10 empty] | 0 | 13786.9211 | 10352.8862 | 0 | 0 | 0 | 0 | 0 | 0 | 0 | 0 | 0 | 0 | 0 | 0 | 0 | 0 | 0 | 0 | 0 | 0 | 0 | 0
[10 empty] | 0 | 4565.7284 | 3443.5051 | 18169.7047 | 16564.996 | 14288.2559 | 0 | 0 | 0 | 0 | 0 | 0 | 0 | 0 | 0 | 0 | 0 | 0 | 0 | 0 | 0 | 0 | 0
[10 empty] | 0 | 0 | 0 | 0 | 0 | 0 | 14069.2558 | 15424.8654 | 9558.2073 | 7129.5757 | 0 | 0 | 0 | 0 | 0 | 0 | 0 | 0 | 0 | 0 | 0 | 0 | 0
[10 empty] | 0 | 0 | 0 | 0 | 0 | 0 | 0 | 0 | 0 | 0 | 4980.1339 | 2097.6887 | 5164.2371 | 7328.3586 | 8628.7915 | 10808.4487 | 11369.6796 | 14729.5259 | 12758.2908 | 10589.876 | 8818.0146 | 8412.0621 | 6664.503
[10 empty] | 0 | 0 | 0 | 0 | 0 | 0 | 0 | 0 | 0 | 0 | 0 | 0 | 0 | 0 | 0 | 0 | 0 | 0 | 0 | 0 | 0 | 0 | 0
[10 empty] | 0 | 0 | 0 | 0 | 0 | 0 | 0 | 0 | 0 | 0 | 0 | 0 | 0 | 0 | 0 | 0 | 0 | 0 | 0 | 0 | 0 | 0 | 0
[10 empty] | 0 | 0 | 0 | 0 | 0 | 0 | 0 | 0 | 0 | 0 | 0 | 0 | 0 | 0 | 0 | 0 | 0 | 0 | 0 | 0 | 0 | 0 | 0
[10 empty] | 0 | 0 | 0 | 0 | 0 | 0 | 0 | 0 | 0 | 0 | 0 | 0 | 0 | 0 | 0 | 0 | 0 | 0 | 0 | 0 | 0 | 0 | 0

## Raw Equipment Stock (hidden)
Key | Sector | Segment | Vintage | End Use | Fuel | Technology | Equipment | Label | Case | 2013 | 2014 | 2015 | 2016 | 2017 | 2018 | 2019 | 2020 | 2021 | 2022 | 2023 | 2024 | 2025 | 2026 | 2027 | 2028 | 2029 | 2030 | 2031 | 2032 | 2033 | 2034 | 2035 | 2036 | 2037 | 2038 | 2039 | 2040
[10 empty] | 0 | 222.7935 | 577.4796 | 940.8086 | 1312.5538 | 1312.5538 | 1312.5538 | 1312.5538 | 1312.5538 | 1312.5538 | 1312.5538 | 1312.5538 | 1312.5538 | 1312.5538 | 1280.7262 | 1202.7759 | 1084.0572 | 929.1919 | 796.4502 | 682.6716 | 585.1471 | 436.6422 | 270.9244 | 126.3624 | 0 | 0 | 0 | 0
[10 empty] | 0 | 68.5172 | 68.5172 | 68.5172 | 68.5172 | 448.1048 | 835.0592 | 1228.9892 | 1629.5764 | 2050.8504 | 2490.5696 | 2964.9437 | 3469.773 | 4001.4769 | 4528.2394 | 5062.7059 | 5605.8418 | 6158.4634 | 6666.9839 | 7138.6003 | 7579.505 | 8075.6716 | 8562.2292 | 9021.3638 | 9457.9456 | 9765.4786 | 10071.7808 | 10378.1273
[10 empty] | 0 | 0 | 0 | 0 | 0 | 0 | 0 | 0 | 0 | 0 | 0 | 0 | 0 | 0 | 0 | 0 | 0 | 0 | 0 | 0 | 0 | 0 | 0 | 0 | 0 | 0 | 0 | 0
[10 empty] | 0 | 53.9887 | 53.9887 | 53.9887 | 53.9887 | 53.9887 | 53.9887 | 53.9887 | 53.9887 | 53.9887 | 53.9887 | 53.9887 | 53.9887 | 53.9887 | 46.276 | 39.6652 | 33.9987 | 29.1417 | 24.9786 | 21.4103 | 18.3517 | 0 | 0 | 0 | 0 | 0 | 0 | 0
[10 empty] | 0 | 0 | 0 | 0 | 0 | 0 | 0 | 0 | 0 | 0 | 0 | 0 | 0 | 0 | 0 | 0 | 0 | 0 | 0 | 0 | 0 | 0 | 0 | 0 | 0 | 0 | 0 | 0
[10 empty] | 0 | 0 | 0 | 0 | 0 | 0 | 0 | 0 | 0 | 0 | 0 | 0 | 0 | 0 | 0 | 0 | 0 | 0 | 0 | 0 | 0 | 0 | 0 | 0 | 0 | 0 | 0 | 0
[10 empty] | 0 | 0 | 0 | 0 | 0 | 0 | 0 | 0 | 0 | 0 | 0 | 0 | 0 | 0 | 0 | 0 | 0 | 0 | 0 | 0 | 0 | 0 | 0 | 0 | 0 | 0 | 0 | 0
[10 empty] | 0 | 0 | 0 | 0 | 0 | 0 | 0 | 0 | 0 | 0 | 0 | 0 | 0 | 0 | 0 | 0 | 0 | 0 | 0 | 0 | 0 | 0 | 0 | 0 | 0 | 0 | 0 | 0
[10 empty] | 0 | 0 | 0 | 0 | 0 | 0 | 0 | 0 | 0 | 0 | 0 | 0 | 0 | 0 | 0 | 0 | 0 | 0 | 0 | 0 | 0 | 0 | 0 | 0 | 0 | 0 | 0 | 0
[10 empty] | 0 | 0 | 0 | 0 | 0 | 0 | 0 | 0 | 0 | 0 | 0 | 0 | 0 | 0 | 0 | 0 | 0 | 0 | 0 | 0 | 0 | 0 | 0 | 0 | 0 | 0 | 0 | 0
[10 empty] | 5345.0347 | 5137.3432 | 4923.8079 | 4705.2635 | 4482.0303 | 4254.7781 | 4024.0811 | 3790.4314 | 3554.2508 | 3301.6161 | 3034.8779 | 2737.938 | 2415.1111 | 2070.0952 | 1774.3673 | 1520.8863 | 1303.6168 | 1117.3858 | 957.7593 | 820.9365 | 703.6599 | 603.1371 | 516.9746 | 443.1211 | 379.8181 | 325.5584 | 279.05 | 239.1857
[10 empty] | 0 | 719.1259 | 2643.5162 | 4144.0608 | 5361.7855 | 6577.9114 | 7791.6687 | 9241.7413 | 10847.0416 | 12553.6028 | 14284.8691 | 15427.7132 | 16178.9187 | 17025.6243 | 17223.5907 | 17345.9311 | 17417.9497 | 17456.4894 | 17472.7604 | 17474.2244 | 17465.8479 | 17450.9365 | 17431.6904 | 17409.574 | 17385.5621 | 17360.3034 | 17334.2296 | 17307.6282
[10 empty] | 0 | 0 | 0 | 0 | 0 | 0 | 0 | 0 | 0 | 0 | 0 | 0 | 0 | 0 | 0 | 0 | 0 | 0 | 0 | 0 | 0 | 0 | 0 | 0 | 0 | 0 | 0 | 0
[10 empty] | 0 | 0 | 0 | 0 | 0 | 0 | 0 | 0 | 0 | 0 | 0 | 0 | 0 | 0 | 0 | 0 | 0 | 0 | 0 | 0 | 0 | 0 | 0 | 0 | 0 | 0 | 0 | 0
[10 empty] | 0 | 1838.0388 | 1835.098 | 1832.1618 | 1829.2303 | 1826.3036 | 1823.3815 | 1820.4641 | 1817.5513 | 1814.6433 | 1207.8266 | 803.9294 | 535.0954 | 0 | 0 | 0 | 0 | 0 | 0 | 0 | 0 | 0 | 0 | 0 | 0 | 0 | 0 | 0
[10 empty] | 0 | 0 | 0 | 0 | 0 | 0 | 0 | 0 | 0 | 0 | 0 | 0 | 0 | 0 | 0 | 0 | 0 | 0 | 0 | 0 | 0 | 0 | 0 | 0 | 0 | 0 | 0 | 0
[10 empty] | 0 | 0 | 0 | 0 | 0 | 0 | 0 | 0 | 0 | 0 | 0 | 0 | 0 | 0 | 0 | 0 | 0 | 0 | 0 | 0 | 0 | 0 | 0 | 0 | 0 | 0 | 0 | 0
[10 empty] | 0 | 0 | 0 | 0 | 0 | 0 | 0 | 0 | 0 | 0 | 0 | 0 | 0 | 0 | 0 | 0 | 0 | 0 | 0 | 0 | 0 | 0 | 0 | 0 | 0 | 0 | 0 | 0
[10 empty] | 0 | 0 | 0 | 0 | 0 | 0 | 0 | 0 | 0 | 0 | 0 | 0 | 0 | 0 | 0 | 0 | 0 | 0 | 0 | 0 | 0 | 0 | 0 | 0 | 0 | 0 | 0 | 0
[10 empty] | 0 | 0 | 0 | 0 | 0 | 0 | 0 | 0 | 0 | 0 | 0 | 0 | 0 | 0 | 0 | 0 | 0 | 0 | 0 | 0 | 0 | 0 | 0 | 0 | 0 | 0 | 0 | 0
[10 empty] | 0 | 0 | 0 | 0 | 0 | 0 | 0 | 0 | 0 | 0 | 0 | 0 | 0 | 0 | 0 | 0 | 0 | 0 | 0 | 0 | 0 | 0 | 0 | 0 | 0 | 0 | 0 | 0
[10 empty] | 18074.695 | 15488.6107 | 13538.2881 | 12011.8525 | 10768.2784 | 9526.3444 | 8286.8203 | 6811.0221 | 5180.0373 | 3447.8328 | 2294.8775 | 1527.4705 | 1016.6844 | 676.7051 | 450.4149 | 299.7962 | 199.5443 | 132.8167 | 88.4028 | 58.8409 | 39.1645 | 26.0679 | 17.3508 | 11.5487 | 7.6868 | 5.1163 | 3.4054 | 2.2667
[10 empty] | 0 | 845.7116 | 2858.267 | 4878.6072 | 6906.8583 | 8943.1487 | 10987.6088 | 13040.3711 | 15101.5703 | 17171.3432 | 19249.8288 | 21337.1684 | 23433.5058 | 25538.9868 | 27600.4152 | 29459.9648 | 31147.9774 | 32690.4849 | 34109.825 | 35425.1692 | 36652.9762 | 38145.1156 | 39190.0072 | 40190.9611 | 41155.9625 | 42091.8836 | 43004.6432 | 43899.3428
[10 empty] | 0 | 845.7116 | 845.7116 | 845.7116 | 845.7116 | 845.7116 | 845.7116 | 845.7116 | 845.7116 | 845.7116 | 845.7116 | 845.7116 | 845.7116 | 845.7116 | 724.8956 | 621.3391 | 532.5764 | 456.494 | 391.2806 | 335.3834 | 287.4715 | 0 | 0 | 0 | 0 | 0 | 0 | 0
[10 empty] | 0 | 313.4718 | 313.4718 | 313.4718 | 313.4718 | 313.4718 | 313.4718 | 313.4718 | 313.4718 | 313.4718 | 313.4718 | 313.4718 | 313.4718 | 313.4718 | 268.6901 | 230.3058 | 197.405 | 169.2043 | 145.0322 | 124.3134 | 106.5543 | 0 | 0 | 0 | 0 | 0 | 0 | 0
[10 empty] | 0 | 0 | 0 | 0 | 0 | 0 | 0 | 0 | 0 | 0 | 0 | 0 | 0 | 0 | 0 | 0 | 0 | 0 | 0 | 0 | 0 | 0 | 0 | 0 | 0 | 0 | 0 | 0
[10 empty] | 0 | 0 | 0 | 0 | 0 | 0 | 0 | 0 | 0 | 0 | 0 | 0 | 0 | 0 | 0 | 0 | 0 | 0 | 0 | 0 | 0 | 0 | 0 | 0 | 0 | 0 | 0 | 0
[10 empty] | 0 | 0 | 0 | 0 | 0 | 0 | 0 | 0 | 0 | 0 | 0 | 0 | 0 | 0 | 0 | 0 | 0 | 0 | 0 | 0 | 0 | 0 | 0 | 0 | 0 | 0 | 0 | 0
[10 empty] | 0 | 0 | 0 | 0 | 0 | 0 | 0 | 0 | 0 | 0 | 0 | 0 | 0 | 0 | 0 | 0 | 0 | 0 | 0 | 0 | 0 | 0 | 0 | 0 | 0 | 0 | 0 | 0
[10 empty] | 0 | 0 | 0 | 0 | 0 | 0 | 0 | 0 | 0 | 0 | 0 | 0 | 0 | 0 | 0 | 0 | 0 | 0 | 0 | 0 | 0 | 0 | 0 | 0 | 0 | 0 | 0 | 0
[10 empty] | 0 | 0 | 0 | 0 | 0 | 0 | 0 | 0 | 0 | 0 | 0 | 0 | 0 | 0 | 0 | 0 | 0 | 0 | 0 | 0 | 0 | 0 | 0 | 0 | 0 | 0 | 0 | 0
[10 empty] | 0 | 0 | 0 | 0 | 0 | 0 | 0 | 0 | 0 | 0 | 0 | 0 | 0 | 0 | 0 | 0 | 0 | 0 | 0 | 0 | 0 | 0 | 0 | 0 | 0 | 0 | 0 | 0
[10 empty] | 29119.3007 | 27586.7059 | 26054.1111 | 24521.5163 | 22988.9216 | 21456.3268 | 19923.732 | 18391.1373 | 16858.5425 | 15325.9477 | 13793.3529 | 12260.7582 | 10728.1634 | 9195.5686 | 7881.916 | 6755.928 | 5790.7954 | 4963.5389 | 4254.4619 | 3646.6817 | 3125.7271 | 2679.1947 | 2296.4526 | 1968.3879 | 1687.1897 | 1446.1626 | 1239.5679 | 1062.4868
[10 empty] | 0 | 110.9146 | 221.4743 | 331.6799 | 441.5323 | 551.0323 | 660.1807 | 768.9785 | 877.4265 | 985.5254 | 1093.2762 | 1200.6796 | 1307.7366 | 1414.4479 | 1512.4582 | 1602.4503 | 1685.0534 | 1760.8471 | 1830.366 | 1894.1025 | 1952.5105 | 2006.0082 | 2054.9812 | 2099.7847 | 2140.7462 | 2178.1673 | 2212.3263 | 2243.4792
[10 empty] | 0 | 0 | 0 | 0 | 0 | 0 | 0 | 0 | 0 | 0 | 0 | 0 | 0 | 0 | 0 | 0 | 0 | 0 | 0 | 0 | 0 | 0 | 0 | 0 | 0 | 0 | 0 | 0
[10 empty] | 0 | 0 | 0 | 0 | 0 | 0 | 0 | 0 | 0 | 0 | 0 | 0 | 0 | 0 | 0 | 0 | 0 | 0 | 0 | 0 | 0 | 0 | 0 | 0 | 0 | 0 | 0 | 0
[10 empty] | 0 | 0 | 0 | 0 | 0 | 0 | 0 | 0 | 0 | 0 | 0 | 0 | 0 | 0 | 0 | 0 | 0 | 0 | 0 | 0 | 0 | 0 | 0 | 0 | 0 | 0 | 0 | 0
[10 empty] | 0 | 0 | 0 | 0 | 0 | 0 | 0 | 0 | 0 | 0 | 0 | 0 | 0 | 0 | 0 | 0 | 0 | 0 | 0 | 0 | 0 | 0 | 0 | 0 | 0 | 0 | 0 | 0
[10 empty] | 0 | 0 | 0 | 0 | 0 | 0 | 0 | 0 | 0 | 0 | 0 | 0 | 0 | 0 | 0 | 0 | 0 | 0 | 0 | 0 | 0 | 0 | 0 | 0 | 0 | 0 | 0 | 0
[10 empty] | 0 | 0 | 0 | 0 | 0 | 0 | 0 | 0 | 0 | 0 | 0 | 0 | 0 | 0 | 0 | 0 | 0 | 0 | 0 | 0 | 0 | 0 | 0 | 0 | 0 | 0 | 0 | 0
[10 empty] | 0 | 0 | 0 | 0 | 0 | 0 | 0 | 0 | 0 | 0 | 0 | 0 | 0 | 0 | 0 | 0 | 0 | 0 | 0 | 0 | 0 | 0 | 0 | 0 | 0 | 0 | 0 | 0
[10 empty] | 0 | 0 | 0 | 0 | 0 | 0 | 0 | 0 | 0 | 0 | 0 | 0 | 0 | 0 | 0 | 0 | 0 | 0 | 0 | 0 | 0 | 0 | 0 | 0 | 0 | 0 | 0 | 0
[10 empty] | 0 | 0 | 0 | 0 | 0 | 0 | 0 | 0 | 0 | 0 | 0 | 0 | 0 | 0 | 0 | 0 | 0 | 0 | 0 | 0 | 0 | 0 | 0 | 0 | 0 | 0 | 0 | 0
[10 empty] | 2777.3088 | 2661.9505 | 2546.9542 | 2432.3191 | 2318.0444 | 2204.129 | 2090.5723 | 1977.3733 | 1864.5312 | 1752.0451 | 1639.9143 | 1528.1377 | 1416.7146 | 1305.6442 | 1203.2817 | 1108.9444 | 1022.0032 | 941.8781 | 868.0349 | 799.9809 | 737.2624 | 679.4611 | 626.1913 | 577.0979 | 531.8534 | 490.1561 | 451.7279 | 416.3124
[10 empty] | 0 | 1434.2455 | 3238.7546 | 5089.4809 | 6977.9205 | 8899.0366 | 10848.361 | 12821.9306 | 14816.2296 | 16800.0822 | 18773.9705 | 20826.6747 | 22948.3526 | 25130.2718 | 27035.1192 | 28687.9144 | 30174.4584 | 31484.5798 | 32638.3676 | 33653.5831 | 34545.9714 | 35329.4899 | 36016.9793 | 36554.4499 | 37005.6601 | 37552.7256 | 37949.622 | 38295.8374
[10 empty] | 0 | 0 | 0 | 0 | 0 | 0 | 0 | 0 | 0 | 0 | 0 | 0 | 0 | 0 | 0 | 0 | 0 | 0 | 0 | 0 | 0 | 0 | 0 | 0 | 0 | 0 | 0 | 0
[10 empty] | 0 | 0 | 0 | 0 | 0 | 0 | 0 | 0 | 0 | 0 | 0 | 0 | 0 | 0 | 0 | 0 | 0 | 0 | 0 | 0 | 0 | 0 | 0 | 0 | 0 | 0 | 0 | 0
[10 empty] | 0 | 0 | 0 | 0 | 0 | 0 | 0 | 0 | 0 | 0 | 0 | 0 | 0 | 0 | 0 | 0 | 0 | 0 | 0 | 0 | 0 | 0 | 0 | 0 | 0 | 0 | 0 | 0
[10 empty] | 0 | 633.5433 | 632.5297 | 631.5176 | 630.5072 | 629.4984 | 628.4912 | 627.4856 | 626.4816 | 625.4793 | 624.4785 | 623.4793 | 622.4818 | 621.4858 | 620.4914 | 619.4986 | 549.7844 | 487.9153 | 433.0086 | 384.2807 | 341.0363 | 302.6583 | 268.5992 | 238.3728 | 211.5479 | 0 | 0 | 0
[10 empty] | 0 | 0 | 326.8639 | 326.3409 | 325.8188 | 325.2975 | 324.777 | 324.2573 | 323.7385 | 323.2206 | 322.7034 | 322.1871 | 321.6716 | 321.1569 | 320.643 | 320.13 | 319.6178 | 283.6502 | 251.7301 | 223.402 | 198.2619 | 175.9508 | 156.1505 | 138.5783 | 122.9836 | 109.1439 | 0 | 0
[10 empty] | 0 | 0 | 0 | 335.7472 | 335.21 | 334.6737 | 334.1382 | 333.6036 | 333.0698 | 332.5369 | 332.0049 | 331.4737 | 330.9433 | 330.4138 | 329.8851 | 329.3573 | 328.8303 | 328.3042 | 291.359 | 258.5714 | 229.4735 | 203.6501 | 180.7327 | 160.3942 | 142.3445 | 126.326 | 112.1101 | 0
[10 empty] | 0 | 0 | 0 | 0 | 343.1055 | 692.1202 | 1046.2355 | 1404.7346 | 1766.9815 | 2127.3362 | 2485.8859 | 2858.6917 | 3243.973 | 3640.1501 | 4014.4361 | 4375.4691 | 4736.0408 | 5091.7207 | 5443.7449 | 5755.8924 | 6032.514 | 6277.4865 | 6493.7967 | 6749.4805 | 6993.2452 | 7241.7796 | 7451.1766 | 7636.7784
[10 empty] | 0 | 0 | 0 | 0 | 0 | 0 | 0 | 0 | 0 | 0 | 0 | 0 | 0 | 0 | 0 | 0 | 0 | 0 | 0 | 0 | 0 | 0 | 0 | 0 | 0 | 0 | 0 | 0
[10 empty] | 0 | 0 | 0 | 0 | 0 | 0 | 0 | 0 | 0 | 0 | 0 | 0 | 0 | 0 | 0 | 0 | 0 | 0 | 0 | 0 | 0 | 0 | 0 | 0 | 0 | 0 | 0 | 0
[10 empty] | 52076.3602 | 49925.2492 | 47711.701 | 45443.7067 | 43131.3085 | 40780.4541 | 38396.4197 | 35983.8854 | 33547.0026 | 31122.5869 | 28710.069 | 26204.6071 | 23617.8239 | 20960.0314 | 18601.3292 | 16508.0597 | 14650.3527 | 13001.6997 | 11538.5751 | 10240.1007 | 9087.7481 | 8065.0735 | 7157.4839 | 6352.0284 | 5637.2134 | 5002.839 | 4439.8529 | 3940.2214
[10 empty] | 0 | 465.0343 | 1034.031 | 1602.0658 | 2168.203 | 2732.4584 | 3294.8459 | 3855.3784 | 4414.0673 | 4961.7951 | 5499.9172 | 6058.3364 | 6633.8088 | 7223.5591 | 7715.6812 | 8122.003 | 8474.0985 | 8770.8252 | 9020.4321 | 9229.9355 | 9405.3153 | 9531.308 | 9631.165 | 9713.5489 | 9780.5101 | 9886.218 | 9948.2882 | 9999.2581
[10 empty] | 0 | 0 | 0 | 0 | 0 | 0 | 0 | 0 | 0 | 0 | 0 | 0 | 0 | 0 | 0 | 0 | 0 | 0 | 0 | 0 | 0 | 0 | 0 | 0 | 0 | 0 | 0 | 0
[10 empty] | 0 | 0 | 0 | 0 | 0 | 0 | 0 | 0 | 0 | 0 | 0 | 0 | 0 | 0 | 0 | 0 | 0 | 0 | 0 | 0 | 0 | 0 | 0 | 0 | 0 | 0 | 0 | 0
[10 empty] | 0 | 0 | 0 | 0 | 0 | 0 | 0 | 0 | 0 | 0 | 0 | 0 | 0 | 0 | 0 | 0 | 0 | 0 | 0 | 0 | 0 | 0 | 0 | 0 | 0 | 0 | 0 | 0
[10 empty] | 0 | 209.2255 | 208.8907 | 208.5565 | 208.2228 | 207.8897 | 207.557 | 207.2249 | 206.8934 | 206.5624 | 206.2319 | 205.9019 | 205.5724 | 205.2435 | 204.9151 | 204.5873 | 181.5644 | 161.1323 | 142.9996 | 126.9074 | 112.6261 | 99.9519 | 88.704 | 78.7218 | 69.863 | 0 | 0 | 0
[10 empty] | 0 | 0 | 104.6299 | 104.4625 | 104.2954 | 104.1285 | 103.9619 | 103.7956 | 103.6295 | 103.4637 | 103.2982 | 103.1329 | 102.9679 | 102.8031 | 102.6386 | 102.4744 | 102.3105 | 90.7971 | 80.5794 | 71.5115 | 63.4641 | 56.3223 | 49.9841 | 44.3593 | 39.3674 | 34.9372 | 0 | 0
[10 empty] | 0 | 0 | 0 | 104.6205 | 104.4531 | 104.286 | 104.1191 | 103.9525 | 103.7862 | 103.6201 | 103.4544 | 103.2888 | 103.1236 | 102.9586 | 102.7938 | 102.6294 | 102.4652 | 102.3012 | 90.7889 | 80.5721 | 71.5051 | 63.4584 | 56.3172 | 49.9796 | 44.3553 | 39.3638 | 34.9341 | 0
[10 empty] | 0 | 0 | 0 | 0 | 104.4389 | 208.5315 | 312.2803 | 415.6877 | 518.7557 | 619.8101 | 719.0997 | 822.116 | 928.2632 | 1037.0318 | 1139.8196 | 1239.7466 | 1340.7263 | 1440.9121 | 1540.4183 | 1628.0064 | 1705.0619 | 1793.1675 | 1874.4938 | 1945.0308 | 2006.7208 | 2070.8223 | 2122.6872 | 2167.569
[10 empty] | 0 | 0 | 0 | 0 | 0 | 0 | 0 | 0 | 0 | 0 | 0 | 0 | 0 | 0 | 0 | 0 | 0 | 0 | 0 | 0 | 0 | 0 | 0 | 0 | 0 | 0 | 0 | 0
[10 empty] | 0 | 0 | 0 | 0 | 0 | 0 | 0 | 0 | 0 | 0 | 0 | 0 | 0 | 0 | 0 | 0 | 0 | 0 | 0 | 0 | 0 | 0 | 0 | 0 | 0 | 0 | 0 | 0
[10 empty] | 13207.3978 | 12512.0062 | 11817.6163 | 11124.3983 | 10433.4599 | 9744.7822 | 9058.3486 | 8374.144 | 7692.1547 | 7023.1725 | 6365.5933 | 5684.0224 | 4982.2995 | 4263.7096 | 3648.7608 | 3122.5053 | 2672.1508 | 2286.7503 | 1956.9356 | 1674.6896 | 1433.1515 | 1226.4501 | 1049.5609 | 898.1843 | 768.6404 | 657.7805 | 562.9098 | 481.7221
[10 empty] | 0 | 1340.4442 | 1338.2995 | 1336.1582 | 889.3469 | 591.9493 | 394.0015 | 0 | 0 | 0 | 0 | 0 | 0 | 0 | 0 | 0 | 0 | 0 | 0 | 0 | 0 | 0 | 0 | 0 | 0 | 0 | 0 | 0
[10 empty] | 0 | 0 | 3651.9585 | 7292.2308 | 11193.0596 | 14520.9407 | 17465.1109 | 20277.0485 | 21800.0813 | 22748.9754 | 23146.2864 | 23067.7112 | 22659.4154 | 21988.7894 | 21143.8142 | 20193.8759 | 19336.9728 | 18478.3989 | 18019.808 | 17690.3127 | 17492.6467 | 17625.0698 | 17698.2191 | 18361.3193 | 18730.4918 | 19150.4356 | 19537.6728 | 19922.6329
[10 empty] | 0 | 1501.9355 | 2249.2986 | 2994.2663 | 3792.7314 | 4722.2956 | 5737.8408 | 6853.6484 | 7979.8177 | 9052.7428 | 10099.6372 | 11125.5145 | 12108.2908 | 13047.7637 | 13933.9376 | 14760.1723 | 15277.6397 | 15668.121 | 16021.1159 | 16296.185 | 16479.2249 | 16251.4082 | 16188.8225 | 16187.8897 | 16107.659 | 15990.1799 | 15878.6086 | 15776.1524
[10 empty] | 0 | 3132.7982 | 4691.6786 | 6245.5625 | 7911.0336 | 9849.9564 | 11968.2219 | 11949.0727 | 11929.9542 | 11910.8663 | 11891.8089 | 11872.782 | 11853.7855 | 11834.8195 | 11815.8838 | 11796.9783 | 11778.1032 | 11759.2582 | 11130.7098 | 10321.5152 | 9369.0133 | 8280.337 | 7029.6798 | 4821.9289 | 3455.5968 | 2364.9133 | 1464.894 | 676.1539
[10 empty] | 0 | 0 | 0 | 0 | 0 | 0 | 0 | 2346.5462 | 4714.6744 | 6971.7131 | 9174.4256 | 11333.2691 | 11315.1359 | 11297.0316 | 11278.9564 | 11260.9101 | 11242.8926 | 11224.904 | 11206.9441 | 11189.013 | 11171.1106 | 11153.2368 | 11135.3916 | 11117.575 | 10643.0808 | 9799.6342 | 8683.1249 | 7359.0942
[10 empty] | 0 | 0 | 0 | 0 | 0 | 0 | 0 | 0 | 0 | 0 | 0 | 0 | 2087.0444 | 4083.7055 | 5969.134 | 7729.4799 | 9457.4165 | 11101.6771 | 12811.4854 | 14495.3351 | 16149.6986 | 17907.2157 | 19623.4031 | 21561.7916 | 23417.4402 | 25291.9455 | 27223.5381 | 29199.9683
[10 empty] | 0 | 0 | 0 | 0 | 0 | 0 | 0 | 0 | 0 | 0 | 0 | 0 | 0 | 0 | 0 | 0 | 0 | 0 | 0 | 0 | 0 | 0 | 0 | 0 | 0 | 0 | 0 | 0
[10 empty] | 0 | 0 | 0 | 0 | 0 | 0 | 0 | 0 | 0 | 0 | 0 | 0 | 0 | 0 | 0 | 0 | 0 | 0 | 0 | 0 | 0 | 0 | 0 | 0 | 0 | 0 | 0 | 0
[10 empty] | 0 | 0 | 0 | 0 | 0 | 0 | 0 | 0 | 0 | 0 | 0 | 0 | 0 | 0 | 0 | 0 | 0 | 0 | 0 | 0 | 0 | 0 | 0 | 0 | 0 | 0 | 0 | 0
[10 empty] | 0 | 0 | 0 | 0 | 0 | 0 | 0 | 0 | 0 | 0 | 0 | 0 | 0 | 0 | 0 | 0 | 0 | 0 | 0 | 0 | 0 | 0 | 0 | 0 | 0 | 0 | 0 | 0
[10 empty] | 77801.7951 | 71702.1344 | 65621.7934 | 59560.7259 | 53518.8859 | 47496.2273 | 41492.7041 | 35508.2707 | 30386.9635 | 26004.2952 | 22253.7328 | 19044.1087 | 16297.4041 | 13946.8528 | 11935.3182 | 10213.9043 | 8740.7675 | 7480.0991 | 6401.2551 | 5478.0112 | 4687.9255 | 4011.7927 | 3433.1775 | 2938.0152 | 2514.2695 | 2151.64 | 1841.312 | 1575.7422
[10 empty] | 0 | 2543.3307 | 2539.2614 | 2535.1986 | 2531.1423 | 2527.0924 | 2523.0491 | 2519.0122 | 2514.9818 | 2510.9578 | 2506.9403 | 2502.9292 | 2498.9245 | 2494.9262 | 2490.9343 | 2486.9488 | 2482.9697 | 2478.997 | 2475.0306 | 2471.0705 | 1973.6934 | 1576.4284 | 1259.1249 | 1005.6883 | 803.2633 | 0 | 0 | 0
[10 empty] | 0 | 0 | 2539.2614 | 5070.3972 | 7593.4268 | 10108.3697 | 12615.2454 | 15114.0732 | 17604.8725 | 20087.6625 | 22562.4626 | 25029.2918 | 27488.1694 | 29939.1146 | 32382.1463 | 34817.2837 | 37244.5458 | 39663.9515 | 42075.5197 | 44479.2694 | 46875.2194 | 48649.1095 | 49926.5662 | 50807.9289 | 51373.3399 | 52328.3918 | 52153.7358 | 51877.1798
[10 empty] | 0 | 833.9437 | 832.6094 | 831.2772 | 829.9472 | 828.6193 | 827.2935 | 825.9698 | 824.6483 | 823.3288 | 822.0115 | 820.6963 | 819.3832 | 818.0722 | 816.7632 | 815.4564 | 814.1517 | 812.849 | 811.5485 | 810.25 | 647.1629 | 516.9019 | 412.8599 | 329.7595 | 263.3855 | 0 | 0 | 0
[10 empty] | 0 | 0 | 0 | 0 | 0 | 0 | 0 | 0 | 0 | 0 | 0 | 0 | 0 | 0 | 0 | 0 | 0 | 0 | 0 | 0 | 0 | 0 | 0 | 0 | 0 | 0 | 0 | 0
[10 empty] | 0 | 0 | 0 | 0 | 0 | 0 | 0 | 0 | 0 | 0 | 0 | 0 | 0 | 0 | 0 | 0 | 0 | 0 | 0 | 0 | 0 | 0 | 0 | 0 | 0 | 0 | 0 | 0
[10 empty] | 0 | 0 | 0 | 0 | 0 | 0 | 0 | 0 | 0 | 0 | 0 | 0 | 0 | 0 | 0 | 0 | 0 | 0 | 0 | 0 | 0 | 0 | 0 | 0 | 0 | 0 | 0 | 0
[10 empty] | 0 | 0 | 0 | 0 | 0 | 0 | 0 | 0 | 0 | 0 | 0 | 0 | 0 | 0 | 0 | 0 | 0 | 0 | 0 | 0 | 0 | 0 | 0 | 0 | 0 | 0 | 0 | 0
[10 empty] | 0 | 0 | 0 | 0 | 0 | 0 | 0 | 0 | 0 | 0 | 0 | 0 | 0 | 0 | 0 | 0 | 0 | 0 | 0 | 0 | 0 | 0 | 0 | 0 | 0 | 0 | 0 | 0
[10 empty] | 0 | 0 | 0 | 0 | 0 | 0 | 0 | 0 | 0 | 0 | 0 | 0 | 0 | 0 | 0 | 0 | 0 | 0 | 0 | 0 | 0 | 0 | 0 | 0 | 0 | 0 | 0 | 0
[10 empty] | 0 | 0 | 0 | 0 | 0 | 0 | 0 | 0 | 0 | 0 | 0 | 0 | 0 | 0 | 0 | 0 | 0 | 0 | 0 | 0 | 0 | 0 | 0 | 0 | 0 | 0 | 0 | 0
[10 empty] | 77801.7951 | 74300.0378 | 70809.2869 | 67329.5162 | 63860.6996 | 60402.8107 | 56955.8237 | 53519.7123 | 50094.4507 | 46680.013 | 43276.3732 | 39883.5055 | 36501.3843 | 33129.9837 | 29769.2781 | 26419.242 | 23079.8498 | 19751.0761 | 16432.8953 | 13125.2821 | 10483.4253 | 8373.3215 | 6687.9393 | 5341.7909 | 4266.5952 | 3407.8149 | 2721.89 | 2174.0279
[10 empty] | 0 | 5329.6155 | 13521.1342 | 21226.2563 | 28590.2322 | 35487.7751 | 39323.5316 | 41103.1178 | 41449.8737 | 41176.5526 | 40729.0806 | 40184.4276 | 39620.9021 | 39142.9653 | 38740.4988 | 39040.43 | 38982.7035 | 38929.3473 | 38959.6375 | 39011.7563 | 39006.7418 | 39002.6975 | 38935.7426 | 38873.735 | 38810.4057 | 38732.5703 | 38657.2182 | 38575.9869
[10 empty] | 0 | 970.9906 | 1454.1555 | 2013.2487 | 2355.9498 | 2727.5287 | 3027.3666 | 3051.914 | 3125.4528 | 3147.4886 | 3131.3063 | 3088.2935 | 3048.0258 | 3005.2218 | 2975.5141 | 2985.8156 | 2973.7168 | 2977.7527 | 2974.1459 | 2977.6808 | 2984.5013 | 2977.0779 | 2976.871 | 2971.7882 | 2967.5437 | 2962.6253 | 2955.6363 | 2950.1556
[10 empty] | 0 | 1554.2451 | 2327.6375 | 3222.5668 | 4286.7205 | 5481.2439 | 6143.3084 | 6705.1721 | 7118.7618 | 7110.1234 | 7229.8876 | 7238.3862 | 7173.027 | 7076.1338 | 6994.2249 | 6978.0387 | 6937.3603 | 6918.0866 | 6909.9438 | 6918.4485 | 6921.4798 | 6921.6955 | 6921.2383 | 6907.6338 | 6904.5593 | 6893.6243 | 6881.1306 | 6867.8003
[10 empty] | 0 | 3241.9077 | 4855.081 | 6721.7611 | 8941.416 | 11433.0018 | 13885.9812 | 13863.7636 | 13841.5816 | 13819.4351 | 13158.2196 | 12307.6601 | 11255.8989 | 9973.856 | 8454.2815 | 5921.5969 | 4314.8593 | 2965.8821 | 1797.1825 | 793.1037 | 0 | 0 | 0 | 0 | 0 | 0 | 0 | 0
[10 empty] | 0 | 0 | 0 | 0 | 0 | 0 | 0 | 2441.1476 | 4773.2611 | 7106.8891 | 9436.6109 | 11707.1671 | 11688.4357 | 11669.7342 | 11651.0626 | 11632.4209 | 11132.5652 | 10269.855 | 9117.033 | 7733.2689 | 6176.7166 | 4307.7212 | 2841.8651 | 1669.7117 | 733.5336 | 0 | 0 | 0
[10 empty] | 0 | 0 | 0 | 0 | 0 | 0 | 0 | 0 | 0 | 0 | 0 | 0 | 2258.5313 | 4481.5758 | 6696.0511 | 9020.6812 | 11242.097 | 13484.8082 | 15722.4025 | 17962.2503 | 20211.0165 | 21987.1448 | 23411.1961 | 24551.154 | 25442.8465 | 26153.506 | 26130.8906 | 26112.9556
[10 empty] | 0 | 0 | 0 | 0 | 0 | 0 | 0 | 0 | 0 | 0 | 0 | 0 | 0 | 0 | 0 | 0 | 0 | 0 | 0 | 0 | 0 | 0 | 0 | 0 | 0 | 0 | 0 | 0
[10 empty] | 0 | 0 | 0 | 0 | 0 | 0 | 0 | 0 | 0 | 0 | 0 | 0 | 0 | 0 | 0 | 0 | 0 | 0 | 0 | 0 | 0 | 0 | 0 | 0 | 0 | 0 | 0 | 0
[10 empty] | 0 | 0 | 0 | 0 | 0 | 0 | 0 | 0 | 0 | 0 | 0 | 0 | 0 | 0 | 0 | 0 | 0 | 0 | 0 | 0 | 0 | 0 | 0 | 0 | 0 | 0 | 0 | 0
[10 empty] | 0 | 0 | 0 | 0 | 0 | 0 | 0 | 0 | 0 | 0 | 0 | 0 | 0 | 0 | 0 | 0 | 0 | 0 | 0 | 0 | 0 | 0 | 0 | 0 | 0 | 0 | 0 | 0
[10 empty] | 77801.7951 | 66580.5533 | 55395.0204 | 44245.1107 | 33130.7389 | 22051.8198 | 14677.6913 | 9769.4713 | 6502.5601 | 4328.104 | 2880.786 | 1917.4512 | 1276.2555 | 849.4757 | 565.411 | 376.3376 | 250.4903 | 166.7263 | 110.973 | 73.8637 | 49.1637 | 32.7233 | 21.7806 | 14.4972 | 9.6493 | 6.4226 | 4.2749 | 2.8454
[10 empty] | 0 | 2328.6637 | 2324.9379 | 1547.4787 | 1030.0018 | 685.5692 | 0 | 0 | 0 | 0 | 0 | 0 | 0 | 0 | 0 | 0 | 0 | 0 | 0 | 0 | 0 | 0 | 0 | 0 | 0 | 0 | 0 | 0
[10 empty] | 0 | 0 | 4687.6066 | 9874.6588 | 14508.6411 | 18656.0521 | 22680.7127 | 24872.148 | 26196.2876 | 27019.7691 | 27435.6604 | 27495.2308 | 27376.4171 | 27147.2794 | 26858.9311 | 26559.2659 | 26255.0903 | 25972.2183 | 25712.5173 | 26183.4082 | 26247.5723 | 26262.7431 | 26352.5337 | 26460.4683 | 26560.1115 | 26665.7357 | 26700.8204 | 26732.882
[10 empty] | 0 | 1184.1273 | 1773.3491 | 2425.5549 | 2968.7388 | 3532.3846 | 4155.2647 | 4708.2307 | 5169.645 | 5252.8364 | 5469.6558 | 5628.9811 | 5704.3793 | 5722.6626 | 5689.2121 | 5643.0277 | 5594.9592 | 5536.5278 | 5478.9593 | 5511.6367 | 5495.898 | 5506.3924 | 5510.6946 | 5524.2581 | 5557.2746 | 5577.5558 | 5599.8796 | 5595.0623
[10 empty] | 0 | 3548.7828 | 5314.6571 | 7269.2922 | 9603.5482 | 12208.4347 | 15195.593 | 15171.2801 | 15147.006 | 15122.7708 | 14709.907 | 14147.4191 | 13431.4757 | 12537.7735 | 11456.6806 | 10167.4221 | 9023.2482 | 8007.832 | 7106.684 | 5245.1604 | 4124.862 | 3073.3126 | 2025.5804 | 1013.6638 | 0 | 0 | 0 | 0
[10 empty] | 0 | 0 | 0 | 0 | 0 | 0 | 0 | 3041.039 | 6052.5011 | 9120.5016 | 12166.9691 | 15207.7173 | 15183.3849 | 15159.0915 | 15134.837 | 15110.6212 | 14753.3857 | 14103.8497 | 13188.719 | 12040.2444 | 10685.3155 | 9482.8614 | 8415.7234 | 7468.674 | 6628.1992 | 4972.4364 | 3510.3957 | 2194.5255
[10 empty] | 0 | 0 | 0 | 0 | 0 | 0 | 0 | 0 | 0 | 0 | 0 | 0 | 3007.34 | 5965.9137 | 8895.0701 | 11783.7793 | 14640.0267 | 17460.2181 | 20250.7709 | 23283.6708 | 26128.3703 | 28684.3063 | 30957.5839 | 32985.103 | 34844.7075 | 36469.5204 | 37933.2227 | 39251.0937
[10 empty] | 0 | 0 | 0 | 0 | 0 | 0 | 0 | 0 | 0 | 0 | 0 | 0 | 0 | 0 | 0 | 0 | 0 | 0 | 0 | 0 | 0 | 0 | 0 | 0 | 0 | 0 | 0 | 0
[10 empty] | 0 | 0 | 0 | 0 | 0 | 0 | 0 | 0 | 0 | 0 | 0 | 0 | 0 | 0 | 0 | 0 | 0 | 0 | 0 | 0 | 0 | 0 | 0 | 0 | 0 | 0 | 0 | 0
[10 empty] | 0 | 0 | 0 | 0 | 0 | 0 | 0 | 0 | 0 | 0 | 0 | 0 | 0 | 0 | 0 | 0 | 0 | 0 | 0 | 0 | 0 | 0 | 0 | 0 | 0 | 0 | 0 | 0
[10 empty] | 0 | 0 | 0 | 0 | 0 | 0 | 0 | 0 | 0 | 0 | 0 | 0 | 0 | 0 | 0 | 0 | 0 | 0 | 0 | 0 | 0 | 0 | 0 | 0 | 0 | 0 | 0 | 0
[10 empty] | 77801.7951 | 70615.7384 | 63452.4779 | 56311.959 | 49194.1274 | 42098.9287 | 35026.3087 | 29141.8888 | 24246.0515 | 20172.7148 | 16783.6988 | 13964.0374 | 11618.0791 | 9666.2418 | 8042.3132 | 6691.2046 | 5567.0822 | 4631.8124 | 3853.6679 | 3206.2517 | 2667.6014 | 2219.4444 | 1846.5777 | 1536.3527 | 1278.2454 | 1063.5002 | 884.8322 | 736.1804
[10 empty] | 0 | 1543.9824 | 4719.7967 | 8018.0432 | 11423.4001 | 14922.2737 | 18502.6036 | 22112.8352 | 25748.2049 | 29700.3502 | 33931.2846 | 38407.3023 | 42528.9847 | 46173.3304 | 49394.0773 | 52238.916 | 54750.1702 | 56965.4007 | 58917.9417 | 60637.3759 | 62149.9569 | 63923.2856 | 65039.4374 | 66016.6895 | 66870.694 | 67615.3415 | 68262.9597 | 68824.4887
[10 empty] | 0 | 786.028 | 784.7704 | 783.5147 | 782.2611 | 781.0095 | 779.7599 | 778.5123 | 777.2667 | 776.023 | 774.7814 | 773.5417 | 686.4925 | 609.2392 | 540.6795 | 479.835 | 425.8376 | 377.9167 | 335.3884 | 297.6461 | 264.151 | 0 | 0 | 0 | 0 | 0 | 0 | 0
[10 empty] | 0 | 520.1763 | 519.344 | 518.5131 | 517.6835 | 516.8552 | 516.0282 | 515.2026 | 514.3782 | 513.5552 | 512.7335 | 511.9132 | 454.3059 | 403.1813 | 357.81 | 317.5444 | 281.8101 | 250.0971 | 221.9528 | 196.9757 | 174.8094 | 0 | 0 | 0 | 0 | 0 | 0 | 0
[10 empty] | 0 | 183.5394 | 183.2458 | 182.9526 | 182.6599 | 182.3676 | 182.0758 | 181.7845 | 181.4936 | 181.2033 | 180.9133 | 180.6239 | 160.2977 | 142.2588 | 126.25 | 112.0426 | 99.4341 | 88.2445 | 78.314 | 69.5011 | 61.6799 | 0 | 0 | 0 | 0 | 0 | 0 | 0
[10 empty] | 0 | 0 | 0 | 0 | 0 | 0 | 0 | 0 | 0 | 0 | 0 | 0 | 0 | 0 | 0 | 0 | 0 | 0 | 0 | 0 | 0 | 0 | 0 | 0 | 0 | 0 | 0 | 0
[10 empty] | 0 | 0 | 0 | 0 | 0 | 0 | 0 | 0 | 0 | 0 | 0 | 0 | 0 | 0 | 0 | 0 | 0 | 0 | 0 | 0 | 0 | 0 | 0 | 0 | 0 | 0 | 0 | 0
[10 empty] | 0 | 0 | 0 | 0 | 0 | 0 | 0 | 0 | 0 | 0 | 0 | 0 | 0 | 0 | 0 | 0 | 0 | 0 | 0 | 0 | 0 | 0 | 0 | 0 | 0 | 0 | 0 | 0
[10 empty] | 0 | 0 | 0 | 0 | 0 | 0 | 0 | 0 | 0 | 0 | 0 | 0 | 0 | 0 | 0 | 0 | 0 | 0 | 0 | 0 | 0 | 0 | 0 | 0 | 0 | 0 | 0 | 0
[10 empty] | 0 | 0 | 0 | 0 | 0 | 0 | 0 | 0 | 0 | 0 | 0 | 0 | 0 | 0 | 0 | 0 | 0 | 0 | 0 | 0 | 0 | 0 | 0 | 0 | 0 | 0 | 0 | 0
[10 empty] | 0 | 0 | 0 | 0 | 0 | 0 | 0 | 0 | 0 | 0 | 0 | 0 | 0 | 0 | 0 | 0 | 0 | 0 | 0 | 0 | 0 | 0 | 0 | 0 | 0 | 0 | 0 | 0
[10 empty] | 77468.432 | 74310.7564 | 71013.5744 | 67594.1545 | 64067.8181 | 60448.1586 | 56747.236 | 53016.6047 | 49261.0278 | 45188.8678 | 40838.1106 | 36242.4619 | 32163.9769 | 28544.4573 | 25332.2544 | 22481.5314 | 19951.6097 | 17706.3886 | 15713.8296 | 13945.5 | 12376.1664 | 10983.4351 | 9747.4326 | 8650.5215 | 7677.0495 | 6813.1255 | 6046.4218 | 5365.9978
[10 empty] | 0 | 2171.4351 | 6098.4521 | 9532.5231 | 12571.634 | 15324.3929 | 17846.86 | 20183.768 | 22031.8414 | 23489.9654 | 24637.0311 | 25535.9776 | 26471.1025 | 27221.1584 | 27821.1983 | 28299.4617 | 28678.7211 | 28977.3597 | 29210.2346 | 29389.3681 | 29524.5015 | 30256.4541 | 30253.9523 | 30235.1695 | 30203.4435 | 30161.4375 | 30111.2759 | 30054.6533
[10 empty] | 0 | 1025.936 | 1023.1197 | 1020.3112 | 1017.5103 | 1014.7171 | 1011.9316 | 1009.1538 | 1006.3835 | 1003.6209 | 1000.8658 | 998.1184 | 884.7808 | 784.3129 | 695.2532 | 616.3064 | 546.324 | 484.2883 | 429.2968 | 380.5496 | 337.3377 | 0 | 0 | 0 | 0 | 0 | 0 | 0
[10 empty] | 0 | 641.804 | 640.0421 | 638.2852 | 636.533 | 634.7856 | 633.0431 | 631.3053 | 629.5723 | 627.8441 | 626.1206 | 624.4018 | 553.5002 | 490.6496 | 434.9358 | 385.5483 | 341.7688 | 302.9606 | 268.559 | 238.0638 | 211.0314 | 0 | 0 | 0 | 0 | 0 | 0 | 0
[10 empty] | 0 | 372.324 | 371.302 | 370.2827 | 369.2662 | 368.2526 | 367.2417 | 366.2335 | 365.2282 | 364.2256 | 363.2258 | 362.2287 | 321.0972 | 284.6362 | 252.3154 | 223.6647 | 198.2673 | 175.7538 | 155.7968 | 138.1058 | 122.4238 | 0 | 0 | 0 | 0 | 0 | 0 | 0
[10 empty] | 0 | 131.3711 | 131.0105 | 130.6509 | 130.2922 | 129.9345 | 129.5779 | 129.2222 | 128.8674 | 128.5137 | 128.1609 | 127.8091 | 113.2962 | 100.4313 | 89.0272 | 78.918 | 69.9568 | 62.0131 | 54.9715 | 48.7294 | 43.1961 | 0 | 0 | 0 | 0 | 0 | 0 | 0
[10 empty] | 0 | 0 | 0 | 0 | 0 | 0 | 0 | 0 | 0 | 0 | 0 | 0 | 0 | 0 | 0 | 0 | 0 | 0 | 0 | 0 | 0 | 0 | 0 | 0 | 0 | 0 | 0 | 0
[10 empty] | 0 | 0 | 0 | 0 | 0 | 0 | 0 | 0 | 0 | 0 | 0 | 0 | 0 | 0 | 0 | 0 | 0 | 0 | 0 | 0 | 0 | 0 | 0 | 0 | 0 | 0 | 0 | 0
[10 empty] | 0 | 0 | 0 | 0 | 0 | 0 | 0 | 0 | 0 | 0 | 0 | 0 | 0 | 0 | 0 | 0 | 0 | 0 | 0 | 0 | 0 | 0 | 0 | 0 | 0 | 0 | 0 | 0
[10 empty] | 0 | 0 | 0 | 0 | 0 | 0 | 0 | 0 | 0 | 0 | 0 | 0 | 0 | 0 | 0 | 0 | 0 | 0 | 0 | 0 | 0 | 0 | 0 | 0 | 0 | 0 | 0 | 0
[10 empty] | 0 | 0 | 0 | 0 | 0 | 0 | 0 | 0 | 0 | 0 | 0 | 0 | 0 | 0 | 0 | 0 | 0 | 0 | 0 | 0 | 0 | 0 | 0 | 0 | 0 | 0 | 0 | 0
[10 empty] | 32482.3361 | 28050.2984 | 24040.3196 | 20523.5144 | 17401.8965 | 14566.8572 | 11962.3355 | 9543.5981 | 7613.9199 | 6074.4151 | 4846.1922 | 3866.3111 | 3084.5581 | 2460.8726 | 1963.2938 | 1566.3234 | 1249.619 | 996.9509 | 795.3713 | 634.5504 | 506.2468 | 403.8857 | 322.2216 | 257.0696 | 205.0912 | 163.6225 | 130.5387 | 104.1443
[10 empty] | 0 | 575.5259 | 1389.3326 | 2259.2225 | 3177.5255 | 4137.6708 | 5170.8426 | 6266.961 | 7417.3894 | 8614.7288 | 9852.6407 | 11138.1736 | 12464.8952 | 13878.6963 | 15367.5152 | 16921.0169 | 18315.6906 | 19549.8665 | 20646.8666 | 21626.6851 | 22506.4641 | 23300.9007 | 24022.5968 | 24732.8341 | 25332.7157 | 25888.9054 | 26408.0717 | 26895.9351
[10 empty] | 0 | 173.245 | 173.245 | 173.245 | 173.245 | 173.245 | 173.245 | 173.245 | 173.245 | 173.245 | 173.245 | 173.245 | 173.245 | 173.245 | 173.245 | 173.245 | 148.4957 | 127.282 | 109.0989 | 93.5133 | 80.1543 | 68.7037 | 58.8889 | 0 | 0 | 0 | 0 | 0
[10 empty] | 0 | 0 | 0 | 0 | 0 | 0 | 0 | 0 | 0 | 0 | 0 | 0 | 0 | 0 | 0 | 0 | 0 | 0 | 0 | 0 | 0 | 0 | 0 | 0 | 0 | 0 | 0 | 0
[10 empty] | 0 | 0 | 0 | 0 | 0 | 0 | 0 | 0 | 0 | 0 | 0 | 0 | 0 | 0 | 0 | 0 | 0 | 0 | 0 | 0 | 0 | 0 | 0 | 0 | 0 | 0 | 0 | 0
[10 empty] | 0 | 0 | 0 | 0 | 0 | 0 | 0 | 0 | 0 | 0 | 0 | 0 | 0 | 0 | 0 | 0 | 0 | 0 | 0 | 0 | 0 | 0 | 0 | 0 | 0 | 0 | 0 | 0
[10 empty] | 0 | 0 | 0 | 0 | 0 | 0 | 0 | 0 | 0 | 0 | 0 | 0 | 0 | 0 | 0 | 0 | 0 | 0 | 0 | 0 | 0 | 0 | 0 | 0 | 0 | 0 | 0 | 0
[10 empty] | 0 | 0 | 0 | 0 | 0 | 0 | 0 | 0 | 0 | 0 | 0 | 0 | 0 | 0 | 0 | 0 | 0 | 0 | 0 | 0 | 0 | 0 | 0 | 0 | 0 | 0 | 0 | 0
[10 empty] | 0 | 0 | 0 | 0 | 0 | 0 | 0 | 0 | 0 | 0 | 0 | 0 | 0 | 0 | 0 | 0 | 0 | 0 | 0 | 0 | 0 | 0 | 0 | 0 | 0 | 0 | 0 | 0
[10 empty] | 0 | 0 | 0 | 0 | 0 | 0 | 0 | 0 | 0 | 0 | 0 | 0 | 0 | 0 | 0 | 0 | 0 | 0 | 0 | 0 | 0 | 0 | 0 | 0 | 0 | 0 | 0 | 0
[10 empty] | 0 | 0 | 0 | 0 | 0 | 0 | 0 | 0 | 0 | 0 | 0 | 0 | 0 | 0 | 0 | 0 | 0 | 0 | 0 | 0 | 0 | 0 | 0 | 0 | 0 | 0 | 0 | 0
[10 empty] | 21405.5949 | 20874.3708 | 20280.322 | 19632.4233 | 18938.3676 | 18204.7487 | 17400.4055 | 16535.4413 | 15618.5163 | 14657.0535 | 13657.4154 | 12612.5778 | 11528.9978 | 10360.8094 | 9120.0993 | 7817.228 | 6700.4812 | 5743.2696 | 4922.8025 | 4219.545 | 3616.7528 | 3100.0739 | 2657.2062 | 2277.6053 | 1952.2331 | 1673.3427 | 1434.2937 | 1229.3946
[10 empty] | 0 | 4429.9503 | 8675.9854 | 12763.2767 | 16713.3715 | 21078.0588 | 25794.7199 | 30809.7661 | 36077.3371 | 41558.1875 | 46233.6915 | 50219.9251 | 53616.2376 | 56507.6614 | 58966.9754 | 61056.4708 | 62829.4624 | 64331.582 | 65601.8857 | 66673.8013 | 67575.9398 | 68332.7888 | 68965.3075 | 69491.4345 | 69926.5235 | 70283.7155 | 70574.2579 | 70807.7773
[10 empty] | 0 | 0 | 0 | 0 | 0 | 0 | 0 | 0 | 0 | 0 | 0 | 0 | 0 | 0 | 0 | 0 | 0 | 0 | 0 | 0 | 0 | 0 | 0 | 0 | 0 | 0 | 0 | 0
[10 empty] | 0 | 0 | 0 | 0 | 0 | 0 | 0 | 0 | 0 | 0 | 0 | 0 | 0 | 0 | 0 | 0 | 0 | 0 | 0 | 0 | 0 | 0 | 0 | 0 | 0 | 0 | 0 | 0
[10 empty] | 0 | 0 | 0 | 0 | 0 | 0 | 0 | 0 | 0 | 0 | 0 | 0 | 0 | 0 | 0 | 0 | 0 | 0 | 0 | 0 | 0 | 0 | 0 | 0 | 0 | 0 | 0 | 0
[10 empty] | 0 | 0 | 0 | 0 | 0 | 0 | 0 | 0 | 0 | 0 | 0 | 0 | 0 | 0 | 0 | 0 | 0 | 0 | 0 | 0 | 0 | 0 | 0 | 0 | 0 | 0 | 0 | 0
[10 empty] | 0 | 0 | 0 | 0 | 0 | 0 | 0 | 0 | 0 | 0 | 0 | 0 | 0 | 0 | 0 | 0 | 0 | 0 | 0 | 0 | 0 | 0 | 0 | 0 | 0 | 0 | 0 | 0
[10 empty] | 0 | 0 | 0 | 0 | 0 | 0 | 0 | 0 | 0 | 0 | 0 | 0 | 0 | 0 | 0 | 0 | 0 | 0 | 0 | 0 | 0 | 0 | 0 | 0 | 0 | 0 | 0 | 0
[10 empty] | 0 | 0 | 0 | 0 | 0 | 0 | 0 | 0 | 0 | 0 | 0 | 0 | 0 | 0 | 0 | 0 | 0 | 0 | 0 | 0 | 0 | 0 | 0 | 0 | 0 | 0 | 0 | 0
[10 empty] | 0 | 0 | 0 | 0 | 0 | 0 | 0 | 0 | 0 | 0 | 0 | 0 | 0 | 0 | 0 | 0 | 0 | 0 | 0 | 0 | 0 | 0 | 0 | 0 | 0 | 0 | 0 | 0
[10 empty] | 0 | 0 | 0 | 0 | 0 | 0 | 0 | 0 | 0 | 0 | 0 | 0 | 0 | 0 | 0 | 0 | 0 | 0 | 0 | 0 | 0 | 0 | 0 | 0 | 0 | 0 | 0 | 0
[10 empty] | 75743.979 | 71203.8536 | 66847.8037 | 62650.6575 | 58590.8677 | 54116.645 | 49290.6076 | 44166.3444 | 38789.7153 | 33199.9653 | 28415.7201 | 24320.9035 | 20816.166 | 17816.4749 | 15249.051 | 13051.603 | 11170.8159 | 9561.0575 | 8183.2717 | 7004.0301 | 5994.7219 | 5130.859 | 4391.4821 | 3758.6523 | 3217.0158 | 2753.4312 | 2356.651 | 2017.0483
[10 empty] | 0 | 2696.0822 | 5578.7565 | 8522.9539 | 11521.869 | 14569.4526 | 17660.3276 | 20931.3196 | 24362.4463 | 27935.9458 | 31636.0296 | 35448.6637 | 38865.8065 | 41918.3868 | 44646.9425 | 47087.5075 | 49272.112 | 51229.2273 | 52984.1614 | 54559.4101 | 55974.9701 | 57284.7727 | 58428.2869 | 59460.1777 | 60392.8792 | 61237.4444 | 62003.6979 | 62700.3732
[10 empty] | 0 | 117.4126 | 117.4126 | 117.4126 | 117.4126 | 117.4126 | 117.4126 | 117.4126 | 117.4126 | 117.4126 | 117.4126 | 117.4126 | 104.3668 | 92.7705 | 82.4626 | 73.3001 | 65.1557 | 57.9161 | 51.481 | 45.7609 | 40.6764 | 0 | 0 | 0 | 0 | 0 | 0 | 0
[10 empty] | 0 | 0 | 0 | 0 | 0 | 0 | 0 | 0 | 0 | 0 | 0 | 0 | 0 | 0 | 0 | 0 | 0 | 0 | 0 | 0 | 0 | 0 | 0 | 0 | 0 | 0 | 0 | 0
[10 empty] | 0 | 0 | 0 | 0 | 0 | 0 | 0 | 0 | 0 | 0 | 0 | 0 | 0 | 0 | 0 | 0 | 0 | 0 | 0 | 0 | 0 | 0 | 0 | 0 | 0 | 0 | 0 | 0
[10 empty] | 0 | 0 | 0 | 0 | 0 | 0 | 0 | 0 | 0 | 0 | 0 | 0 | 0 | 0 | 0 | 0 | 0 | 0 | 0 | 0 | 0 | 0 | 0 | 0 | 0 | 0 | 0 | 0
[10 empty] | 0 | 0 | 0 | 0 | 0 | 0 | 0 | 0 | 0 | 0 | 0 | 0 | 0 | 0 | 0 | 0 | 0 | 0 | 0 | 0 | 0 | 0 | 0 | 0 | 0 | 0 | 0 | 0
[10 empty] | 0 | 0 | 0 | 0 | 0 | 0 | 0 | 0 | 0 | 0 | 0 | 0 | 0 | 0 | 0 | 0 | 0 | 0 | 0 | 0 | 0 | 0 | 0 | 0 | 0 | 0 | 0 | 0
[10 empty] | 0 | 0 | 0 | 0 | 0 | 0 | 0 | 0 | 0 | 0 | 0 | 0 | 0 | 0 | 0 | 0 | 0 | 0 | 0 | 0 | 0 | 0 | 0 | 0 | 0 | 0 | 0 | 0
[10 empty] | 0 | 0 | 0 | 0 | 0 | 0 | 0 | 0 | 0 | 0 | 0 | 0 | 0 | 0 | 0 | 0 | 0 | 0 | 0 | 0 | 0 | 0 | 0 | 0 | 0 | 0 | 0 | 0
[10 empty] | 0 | 0 | 0 | 0 | 0 | 0 | 0 | 0 | 0 | 0 | 0 | 0 | 0 | 0 | 0 | 0 | 0 | 0 | 0 | 0 | 0 | 0 | 0 | 0 | 0 | 0 | 0 | 0
[10 empty] | 63548.7579 | 60865.8869 | 58114.105 | 55301.069 | 52433.5849 | 49517.7024 | 46558.7993 | 43420.0504 | 40121.4386 | 36680.7265 | 33113.7029 | 29434.4026 | 26163.9134 | 23256.8119 | 20672.7217 | 18375.7526 | 16334.0023 | 14519.1132 | 12905.8784 | 11471.8919 | 10197.2373 | 9064.2109 | 8057.0763 | 7161.8456 | 6366.085 | 5658.7422 | 5029.9931 | 4471.105
[10 empty] | 0 | 319.4587 | 3532.8435 | 6765.4576 | 10017.7425 | 13290.1501 | 16583.1423 | 19897.192 | 23232.7828 | 26590.4094 | 30041.8714 | 33166.7691 | 36015.5784 | 38631.6519 | 41052.2392 | 43309.3602 | 45430.5545 | 48277.213 | 50074.7013 | 51815.0726 | 53511.0719 | 55173.7289 | 56812.6051 | 58436.0066 | 60051.1655 | 61664.3959 | 63281.228 | 64906.5227
[10 empty] | 0 | 2875.1285 | 2875.1285 | 2875.1285 | 2875.1285 | 2875.1285 | 2875.1285 | 2875.1285 | 2875.1285 | 2875.1285 | 2464.3959 | 2112.3393 | 1810.5766 | 1551.9228 | 1330.2195 | 1140.1882 | 977.3041 | 0 | 0 | 0 | 0 | 0 | 0 | 0 | 0 | 0 | 0 | 0
[10 empty] | 0 | 0 | 0 | 0 | 0 | 0 | 0 | 0 | 0 | 0 | 0 | 0 | 0 | 0 | 0 | 0 | 0 | 0 | 0 | 0 | 0 | 0 | 0 | 0 | 0 | 0 | 0 | 0
[10 empty] | 0 | 0 | 0 | 0 | 0 | 0 | 0 | 0 | 0 | 0 | 0 | 0 | 0 | 0 | 0 | 0 | 0 | 0 | 0 | 0 | 0 | 0 | 0 | 0 | 0 | 0 | 0 | 0
[10 empty] | 0 | 0 | 0 | 0 | 0 | 0 | 0 | 0 | 0 | 0 | 0 | 0 | 0 | 0 | 0 | 0 | 0 | 0 | 0 | 0 | 0 | 0 | 0 | 0 | 0 | 0 | 0 | 0
[10 empty] | 0 | 0 | 0 | 0 | 0 | 0 | 0 | 0 | 0 | 0 | 0 | 0 | 0 | 0 | 0 | 0 | 0 | 0 | 0 | 0 | 0 | 0 | 0 | 0 | 0 | 0 | 0 | 0
[10 empty] | 0 | 0 | 0 | 0 | 0 | 0 | 0 | 0 | 0 | 0 | 0 | 0 | 0 | 0 | 0 | 0 | 0 | 0 | 0 | 0 | 0 | 0 | 0 | 0 | 0 | 0 | 0 | 0
[10 empty] | 0 | 0 | 0 | 0 | 0 | 0 | 0 | 0 | 0 | 0 | 0 | 0 | 0 | 0 | 0 | 0 | 0 | 0 | 0 | 0 | 0 | 0 | 0 | 0 | 0 | 0 | 0 | 0
[10 empty] | 0 | 0 | 0 | 0 | 0 | 0 | 0 | 0 | 0 | 0 | 0 | 0 | 0 | 0 | 0 | 0 | 0 | 0 | 0 | 0 | 0 | 0 | 0 | 0 | 0 | 0 | 0 | 0
[10 empty] | 0 | 0 | 0 | 0 | 0 | 0 | 0 | 0 | 0 | 0 | 0 | 0 | 0 | 0 | 0 | 0 | 0 | 0 | 0 | 0 | 0 | 0 | 0 | 0 | 0 | 0 | 0 | 0
[10 empty] | 35641.0964 | 33265.0233 | 30888.9502 | 28512.8771 | 26136.804 | 23760.7309 | 21384.6579 | 19008.5848 | 16632.5117 | 14256.4386 | 12219.8045 | 10474.1181 | 8977.8155 | 7695.2705 | 6595.9461 | 5653.6681 | 4846.0012 | 4153.7153 | 3560.3274 | 3051.7092 | 2615.7508 | 2242.0721 | 1921.7761 | 1647.2366 | 1411.9171 | 1210.2147 | 1037.3269 | 889.1373
[10 empty] | 0 | 1514.8208 | 3568.4109 | 5800.1276 | 8179.0293 | 10678.7595 | 13276.8718 | 15954.2551 | 18745.1407 | 21627.7686 | 24583.6161 | 27596.9215 | 30654.2777 | 33564.6229 | 36346.4463 | 39015.542 | 41585.4044 | 44067.5669 | 46228.0364 | 48028.5748 | 49522.3153 | 50754.5774 | 51764.0152 | 52583.5979 | 53241.4457 | 53929.706 | 54307.7807 | 54589.6447
[10 empty] | 0 | 649.2089 | 646.0352 | 642.877 | 639.7342 | 636.6068 | 633.4947 | 630.3978 | 627.3161 | 624.2494 | 621.1977 | 618.1609 | 615.1389 | 612.1318 | 609.1393 | 606.1615 | 603.1982 | 600.2494 | 511.9843 | 436.6984 | 372.483 | 317.7104 | 270.9919 | 231.1433 | 197.1542 | 0 | 0 | 0
[10 empty] | 0 | 0 | 0 | 0 | 0 | 0 | 0 | 0 | 0 | 0 | 0 | 0 | 0 | 0 | 0 | 0 | 0 | 0 | 0 | 0 | 0 | 0 | 0 | 0 | 0 | 0 | 0 | 0
[10 empty] | 0 | 0 | 0 | 0 | 0 | 0 | 0 | 0 | 0 | 0 | 0 | 0 | 0 | 0 | 0 | 0 | 0 | 0 | 0 | 0 | 0 | 0 | 0 | 0 | 0 | 0 | 0 | 0
[10 empty] | 0 | 0 | 0 | 0 | 0 | 0 | 0 | 0 | 0 | 0 | 0 | 0 | 0 | 0 | 0 | 0 | 0 | 0 | 0 | 0 | 0 | 0 | 0 | 0 | 0 | 0 | 0 | 0
[10 empty] | 0 | 0 | 0 | 0 | 0 | 0 | 0 | 0 | 0 | 0 | 0 | 0 | 0 | 0 | 0 | 0 | 0 | 0 | 0 | 0 | 0 | 0 | 0 | 0 | 0 | 0 | 0 | 0
[10 empty] | 0 | 0 | 0 | 0 | 0 | 0 | 0 | 0 | 0 | 0 | 0 | 0 | 0 | 0 | 0 | 0 | 0 | 0 | 0 | 0 | 0 | 0 | 0 | 0 | 0 | 0 | 0 | 0
[10 empty] | 0 | 0 | 0 | 0 | 0 | 0 | 0 | 0 | 0 | 0 | 0 | 0 | 0 | 0 | 0 | 0 | 0 | 0 | 0 | 0 | 0 | 0 | 0 | 0 | 0 | 0 | 0 | 0
[10 empty] | 0 | 0 | 0 | 0 | 0 | 0 | 0 | 0 | 0 | 0 | 0 | 0 | 0 | 0 | 0 | 0 | 0 | 0 | 0 | 0 | 0 | 0 | 0 | 0 | 0 | 0 | 0 | 0
[10 empty] | 0 | 0 | 0 | 0 | 0 | 0 | 0 | 0 | 0 | 0 | 0 | 0 | 0 | 0 | 0 | 0 | 0 | 0 | 0 | 0 | 0 | 0 | 0 | 0 | 0 | 0 | 0 | 0
[10 empty] | 66061.086 | 63574.1103 | 61202.3268 | 58653.9722 | 55959.9805 | 53146.7007 | 50236.5716 | 47248.6967 | 44148.8375 | 40958.7464 | 37696.9387 | 34379.1689 | 31018.8367 | 27806.9966 | 24725.1522 | 21757.5022 | 18890.545 | 16112.7401 | 13743.4041 | 11722.4727 | 9998.7139 | 8528.4294 | 7274.3463 | 6204.6728 | 5292.292 | 4514.0744 | 3850.2916 | 3284.1164
[10 empty] | 0 | 4413.8477 | 8808.7853 | 13187.9171 | 17553.9064 | 22425.2199 | 27730.0785 | 33406.9598 | 39403.1327 | 45673.4014 | 51118.8184 | 55857.642 | 59991.239 | 63606.498 | 66777.8973 | 69569.278 | 72035.3637 | 74223.0628 | 76172.5854 | 77918.3995 | 79490.0522 | 80912.8719 | 82208.5715 | 83395.7645 | 84490.4085 | 85506.1837 | 86454.8189 | 87346.3702
[10 empty] | 0 | 0 | 0 | 0 | 0 | 0 | 0 | 0 | 0 | 0 | 0 | 0 | 0 | 0 | 0 | 0 | 0 | 0 | 0 | 0 | 0 | 0 | 0 | 0 | 0 | 0 | 0 | 0
[10 empty] | 0 | 0 | 0 | 0 | 0 | 0 | 0 | 0 | 0 | 0 | 0 | 0 | 0 | 0 | 0 | 0 | 0 | 0 | 0 | 0 | 0 | 0 | 0 | 0 | 0 | 0 | 0 | 0
[10 empty] | 0 | 0 | 0 | 0 | 0 | 0 | 0 | 0 | 0 | 0 | 0 | 0 | 0 | 0 | 0 | 0 | 0 | 0 | 0 | 0 | 0 | 0 | 0 | 0 | 0 | 0 | 0 | 0
[10 empty] | 0 | 0 | 0 | 0 | 0 | 0 | 0 | 0 | 0 | 0 | 0 | 0 | 0 | 0 | 0 | 0 | 0 | 0 | 0 | 0 | 0 | 0 | 0 | 0 | 0 | 0 | 0 | 0
[10 empty] | 0 | 0 | 0 | 0 | 0 | 0 | 0 | 0 | 0 | 0 | 0 | 0 | 0 | 0 | 0 | 0 | 0 | 0 | 0 | 0 | 0 | 0 | 0 | 0 | 0 | 0 | 0 | 0
[10 empty] | 0 | 0 | 0 | 0 | 0 | 0 | 0 | 0 | 0 | 0 | 0 | 0 | 0 | 0 | 0 | 0 | 0 | 0 | 0 | 0 | 0 | 0 | 0 | 0 | 0 | 0 | 0 | 0
[10 empty] | 0 | 0 | 0 | 0 | 0 | 0 | 0 | 0 | 0 | 0 | 0 | 0 | 0 | 0 | 0 | 0 | 0 | 0 | 0 | 0 | 0 | 0 | 0 | 0 | 0 | 0 | 0 | 0
[10 empty] | 0 | 0 | 0 | 0 | 0 | 0 | 0 | 0 | 0 | 0 | 0 | 0 | 0 | 0 | 0 | 0 | 0 | 0 | 0 | 0 | 0 | 0 | 0 | 0 | 0 | 0 | 0 | 0
[10 empty] | 0 | 0 | 0 | 0 | 0 | 0 | 0 | 0 | 0 | 0 | 0 | 0 | 0 | 0 | 0 | 0 | 0 | 0 | 0 | 0 | 0 | 0 | 0 | 0 | 0 | 0 | 0 | 0
[10 empty] | 76248.697 | 72289.1704 | 68351.261 | 64431.8805 | 60528.382 | 56122.3149 | 51285.4748 | 46079.4007 | 40556.8404 | 34763.006 | 29796.8623 | 25540.1677 | 21891.5723 | 18764.2048 | 16083.6041 | 13785.9464 | 11816.5255 | 10128.4504 | 8681.5289 | 7441.3105 | 6378.2662 | 5467.0853 | 4686.0731 | 4016.6341 | 3442.8292 | 2950.9965 | 2529.4255 | 2168.079
[10 empty] | 0 | 3475.5529 | 11833.1369 | 11585.4137 | 11342.8765 | 10040.9078 | 6553.8029 | 4277.734 | 2200.095 | 0 | 0 | 0 | 0 | 0 | 0 | 0 | 0 | 0 | 0 | 0 | 0 | 0 | 0 | 0 | 0 | 0 | 0 | 0
[10 empty] | 0 | 5917.8334 | 5793.9453 | 13426.2739 | 20409.9945 | 25789.0323 | 31621.0732 | 35118.1169 | 37689.5908 | 39915.2547 | 39641.3941 | 39178.1754 | 38597.316 | 37945.5019 | 37253.0834 | 36539.751 | 35818.24 | 35096.748 | 34380.5137 | 33672.8468 | 32975.7997 | 32290.607 | 31617.9715 | 30958.251 | 30311.5801 | 29677.9501 | 29057.2606 | 28449.3533
[10 empty] | 0 | 0 | 0 | 0 | 0 | 0 | 0 | 0 | 0 | 0 | 0 | 0 | 0 | 0 | 0 | 0 | 0 | 0 | 0 | 0 | 0 | 0 | 0 | 0 | 0 | 0 | 0 | 0
[10 empty] | 0 | 0 | 0 | 0 | 0 | 0 | 0 | 0 | 0 | 0 | 0 | 0 | 0 | 0 | 0 | 0 | 0 | 0 | 0 | 0 | 0 | 0 | 0 | 0 | 0 | 0 | 0 | 0
[10 empty] | 0 | 0 | 0 | 0 | 0 | 0 | 0 | 0 | 0 | 0 | 0 | 0 | 0 | 0 | 0 | 0 | 0 | 0 | 0 | 0 | 0 | 0 | 0 | 0 | 0 | 0 | 0 | 0
[10 empty] | 0 | 0 | 0 | 0 | 0 | 0 | 0 | 0 | 0 | 0 | 0 | 0 | 0 | 0 | 0 | 0 | 0 | 0 | 0 | 0 | 0 | 0 | 0 | 0 | 0 | 0 | 0 | 0
[10 empty] | 0 | 0 | 0 | 0 | 0 | 0 | 0 | 0 | 0 | 0 | 0 | 0 | 0 | 0 | 0 | 0 | 0 | 0 | 0 | 0 | 0 | 0 | 0 | 0 | 0 | 0 | 0 | 0
[10 empty] | 0 | 0 | 0 | 0 | 0 | 0 | 0 | 0 | 0 | 0 | 0 | 0 | 0 | 0 | 0 | 0 | 0 | 0 | 0 | 0 | 0 | 0 | 0 | 0 | 0 | 0 | 0 | 0
[10 empty] | 0 | 0 | 0 | 0 | 0 | 0 | 0 | 0 | 0 | 0 | 0 | 0 | 0 | 0 | 0 | 0 | 0 | 0 | 0 | 0 | 0 | 0 | 0 | 0 | 0 | 0 | 0 | 0
[10 empty] | 0 | 0 | 0 | 0 | 0 | 0 | 0 | 0 | 0 | 0 | 0 | 0 | 0 | 0 | 0 | 0 | 0 | 0 | 0 | 0 | 0 | 0 | 0 | 0 | 0 | 0 | 0 | 0
[10 empty] | 50369.7541 | 39921.8918 | 30655.7951 | 22260.4019 | 14529.5913 | 9483.6124 | 6190.0505 | 4040.3091 | 2637.1509 | 1721.2953 | 1123.507 | 733.3245 | 478.6484 | 312.4187 | 203.9188 | 133.0999 | 86.8757 | 56.7046 | 37.0117 | 24.1579 | 15.7681 | 10.292 | 6.7177 | 4.3847 | 2.8619 | 1.868 | 1.2193 | 0.79583
[10 empty] | 0 | 482.0928 | 4842.3737 | 4741 | 4641.7486 | 4544.5749 | 4449.4356 | 4356.288 | 4126.5134 | 2693.4174 | 1758.021 | 1070.4088 | 0 | 0 | 0 | 0 | 0 | 0 | 0 | 0 | 0 | 0 | 0 | 0 | 0 | 0 | 0 | 0
[10 empty] | 0 | 2196.2005 | 2150.2237 | 7525.1251 | 13418.8054 | 19548.5385 | 25733.0351 | 31857.1233 | 35677.6593 | 39116.0242 | 41028.9076 | 42030.1003 | 42987.5431 | 42602.8156 | 42047.2172 | 41386.4638 | 40663.3155 | 39905.5515 | 39131.1759 | 38351.8146 | 37574.9336 | 36805.2858 | 36045.856 | 35298.4774 | 34564.2337 | 33843.7222 | 33137.2245 | 32444.8189
[10 empty] | 0 | 0 | 0 | 0 | 0 | 0 | 0 | 0 | 0 | 0 | 0 | 0 | 0 | 0 | 0 | 0 | 0 | 0 | 0 | 0 | 0 | 0 | 0 | 0 | 0 | 0 | 0 | 0
[10 empty] | 0 | 0 | 0 | 0 | 0 | 0 | 0 | 0 | 0 | 0 | 0 | 0 | 0 | 0 | 0 | 0 | 0 | 0 | 0 | 0 | 0 | 0 | 0 | 0 | 0 | 0 | 0 | 0
[10 empty] | 0 | 0 | 0 | 0 | 0 | 0 | 0 | 0 | 0 | 0 | 0 | 0 | 0 | 0 | 0 | 0 | 0 | 0 | 0 | 0 | 0 | 0 | 0 | 0 | 0 | 0 | 0 | 0
[10 empty] | 0 | 0 | 0 | 0 | 0 | 0 | 0 | 0 | 0 | 0 | 0 | 0 | 0 | 0 | 0 | 0 | 0 | 0 | 0 | 0 | 0 | 0 | 0 | 0 | 0 | 0 | 0 | 0
[10 empty] | 0 | 0 | 0 | 0 | 0 | 0 | 0 | 0 | 0 | 0 | 0 | 0 | 0 | 0 | 0 | 0 | 0 | 0 | 0 | 0 | 0 | 0 | 0 | 0 | 0 | 0 | 0 | 0
[10 empty] | 0 | 0 | 0 | 0 | 0 | 0 | 0 | 0 | 0 | 0 | 0 | 0 | 0 | 0 | 0 | 0 | 0 | 0 | 0 | 0 | 0 | 0 | 0 | 0 | 0 | 0 | 0 | 0
[10 empty] | 0 | 0 | 0 | 0 | 0 | 0 | 0 | 0 | 0 | 0 | 0 | 0 | 0 | 0 | 0 | 0 | 0 | 0 | 0 | 0 | 0 | 0 | 0 | 0 | 0 | 0 | 0 | 0
[10 empty] | 0 | 0 | 0 | 0 | 0 | 0 | 0 | 0 | 0 | 0 | 0 | 0 | 0 | 0 | 0 | 0 | 0 | 0 | 0 | 0 | 0 | 0 | 0 | 0 | 0 | 0 | 0 | 0
[10 empty] | 57446.7906 | 53565.8657 | 48074.1067 | 41647.7737 | 34724.6733 | 27587.0706 | 20415.8039 | 13325.6034 | 8697.7572 | 5677.1148 | 3705.5107 | 2418.6246 | 1578.661 | 1030.4081 | 672.5579 | 438.9854 | 286.5302 | 187.0212 | 122.0706 | 79.6768 | 52.0058 | 33.9447 | 22.1561 | 14.4615 | 9.4392 | 6.161 | 4.0214 | 2.6248
[10 empty] | 0 | 2373.3032 | 20629.5107 | 20629.5107 | 20629.5107 | 19838.4097 | 13225.6064 | 8817.071 | 5409.2467 | 0 | 0 | 0 | 0 | 0 | 0 | 0 | 0 | 0 | 0 | 0 | 0 | 0 | 0 | 0 | 0 | 0 | 0 | 0
[10 empty] | 0 | 15882.8753 | 15882.8753 | 34139.1119 | 52395.3775 | 65376.1474 | 80134.2314 | 89991.7986 | 97051.165 | 104913.637 | 106567.9943 | 107689.7825 | 108456.5346 | 108986.6055 | 109358.8988 | 109626.0167 | 109823.0275 | 109973.3099 | 110092.4499 | 110190.8381 | 110275.4014 | 110350.758 | 110419.9865 | 110485.1394 | 110547.5851 | 110608.2358 | 110667.6996 | 110726.3819
[10 empty] | 0 | 0 | 0 | 0 | 0 | 0 | 0 | 0 | 0 | 0 | 0 | 0 | 0 | 0 | 0 | 0 | 0 | 0 | 0 | 0 | 0 | 0 | 0 | 0 | 0 | 0 | 0 | 0
[10 empty] | 0 | 0 | 0 | 0 | 0 | 0 | 0 | 0 | 0 | 0 | 0 | 0 | 0 | 0 | 0 | 0 | 0 | 0 | 0 | 0 | 0 | 0 | 0 | 0 | 0 | 0 | 0 | 0
[10 empty] | 0 | 0 | 0 | 0 | 0 | 0 | 0 | 0 | 0 | 0 | 0 | 0 | 0 | 0 | 0 | 0 | 0 | 0 | 0 | 0 | 0 | 0 | 0 | 0 | 0 | 0 | 0 | 0
[10 empty] | 0 | 0 | 0 | 0 | 0 | 0 | 0 | 0 | 0 | 0 | 0 | 0 | 0 | 0 | 0 | 0 | 0 | 0 | 0 | 0 | 0 | 0 | 0 | 0 | 0 | 0 | 0 | 0
[10 empty] | 0 | 0 | 0 | 0 | 0 | 0 | 0 | 0 | 0 | 0 | 0 | 0 | 0 | 0 | 0 | 0 | 0 | 0 | 0 | 0 | 0 | 0 | 0 | 0 | 0 | 0 | 0 | 0
[10 empty] | 0 | 0 | 0 | 0 | 0 | 0 | 0 | 0 | 0 | 0 | 0 | 0 | 0 | 0 | 0 | 0 | 0 | 0 | 0 | 0 | 0 | 0 | 0 | 0 | 0 | 0 | 0 | 0
[10 empty] | 0 | 0 | 0 | 0 | 0 | 0 | 0 | 0 | 0 | 0 | 0 | 0 | 0 | 0 | 0 | 0 | 0 | 0 | 0 | 0 | 0 | 0 | 0 | 0 | 0 | 0 | 0 | 0
[10 empty] | 0 | 0 | 0 | 0 | 0 | 0 | 0 | 0 | 0 | 0 | 0 | 0 | 0 | 0 | 0 | 0 | 0 | 0 | 0 | 0 | 0 | 0 | 0 | 0 | 0 | 0 | 0 | 0
[10 empty] | 109199.2648 | 90999.3874 | 72799.5099 | 54599.6324 | 36399.7549 | 24266.5033 | 16177.6689 | 10785.1126 | 7190.0751 | 4793.3834 | 3195.5889 | 2130.3926 | 1420.2617 | 946.8412 | 631.2274 | 420.8183 | 280.5455 | 187.0304 | 124.6869 | 83.1246 | 55.4164 | 36.9443 | 24.6295 | 16.4197 | 10.9464 | 7.2976 | 4.8651 | 3.2434
[10 empty] | 0 | 74.3662 | 7415.5923 | 14570.3298 | 21542.1313 | 28334.4897 | 34936.8861 | 39992.2348 | 43827.69 | 46701.6248 | 48818.0873 | 52036.6147 | 52730.7269 | 53131.2536 | 53301.7709 | 53292.4698 | 53142.9698 | 52884.5405 | 52541.8572 | 52134.3866 | 51677.4818 | 51183.2476 | 50661.2227 | 50118.9198 | 49562.2515 | 48995.8667 | 48423.4167 | 47847.765
[10 empty] | 0 | 7362.2544 | 7268.7489 | 7176.4311 | 7085.2857 | 6995.298 | 5525.1625 | 4363.9915 | 3446.8527 | 2722.4604 | 2150.3067 | 0 | 0 | 0 | 0 | 0 | 0 | 0 | 0 | 0 | 0 | 0 | 0 | 0 | 0 | 0 | 0 | 0
[10 empty] | 0 | 0 | 0 | 0 | 0 | 0 | 0 | 0 | 0 | 0 | 0 | 0 | 0 | 0 | 0 | 0 | 0 | 0 | 0 | 0 | 0 | 0 | 0 | 0 | 0 | 0 | 0 | 0
[10 empty] | 0 | 0 | 0 | 0 | 0 | 0 | 0 | 0 | 0 | 0 | 0 | 0 | 0 | 0 | 0 | 0 | 0 | 0 | 0 | 0 | 0 | 0 | 0 | 0 | 0 | 0 | 0 | 0
[10 empty] | 0 | 0 | 0 | 0 | 0 | 0 | 0 | 0 | 0 | 0 | 0 | 0 | 0 | 0 | 0 | 0 | 0 | 0 | 0 | 0 | 0 | 0 | 0 | 0 | 0 | 0 | 0 | 0
[10 empty] | 0 | 0 | 0 | 0 | 0 | 0 | 0 | 0 | 0 | 0 | 0 | 0 | 0 | 0 | 0 | 0 | 0 | 0 | 0 | 0 | 0 | 0 | 0 | 0 | 0 | 0 | 0 | 0
[10 empty] | 0 | 0 | 0 | 0 | 0 | 0 | 0 | 0 | 0 | 0 | 0 | 0 | 0 | 0 | 0 | 0 | 0 | 0 | 0 | 0 | 0 | 0 | 0 | 0 | 0 | 0 | 0 | 0
[10 empty] | 0 | 0 | 0 | 0 | 0 | 0 | 0 | 0 | 0 | 0 | 0 | 0 | 0 | 0 | 0 | 0 | 0 | 0 | 0 | 0 | 0 | 0 | 0 | 0 | 0 | 0 | 0 | 0
[10 empty] | 0 | 0 | 0 | 0 | 0 | 0 | 0 | 0 | 0 | 0 | 0 | 0 | 0 | 0 | 0 | 0 | 0 | 0 | 0 | 0 | 0 | 0 | 0 | 0 | 0 | 0 | 0 | 0
[10 empty] | 0 | 0 | 0 | 0 | 0 | 0 | 0 | 0 | 0 | 0 | 0 | 0 | 0 | 0 | 0 | 0 | 0 | 0 | 0 | 0 | 0 | 0 | 0 | 0 | 0 | 0 | 0 | 0
[10 empty] | 67790.5696 | 59492.9646 | 51395.1944 | 43493.5217 | 35784.2713 | 28263.8302 | 22323.8889 | 17632.2887 | 13926.6777 | 10999.8399 | 8688.1078 | 6862.2105 | 5420.0448 | 4280.9653 | 3381.2754 | 2670.6648 | 2109.3965 | 1666.0846 | 1315.9394 | 1039.3809 | 820.9441 | 648.414 | 512.143 | 404.5108 | 319.4986 | 252.3526 | 199.318 | 157.4293
[10 empty] | 0 | 1537.0729 | 6380.7619 | 12929.2651 | 20830.8493 | 29804.5983 | 39626.1598 | 50116.3594 | 61132.1074 | 72559.1357 | 81876.7521 | 89280.6429 | 95156.0642 | 99810.7273 | 103490.4075 | 106688.64 | 108907.9321 | 110642.6154 | 111990.2926 | 113028.9208 | 113820.7659 | 114415.5607 | 114853.0277 | 115164.8942 | 115376.501 | 115508.0884 | 115575.8225 | 115592.6157
[10 empty] | 0 | 1159.5463 | 1157.691 | 1155.8387 | 1153.9893 | 1152.1429 | 1150.2995 | 1148.459 | 1146.6215 | 1144.7869 | 914.3642 | 730.321 | 583.322 | 465.9109 | 372.1324 | 0 | 0 | 0 | 0 | 0 | 0 | 0 | 0 | 0 | 0 | 0 | 0 | 0
[10 empty] | 0 | 0 | 0 | 0 | 0 | 0 | 0 | 0 | 0 | 0 | 0 | 0 | 0 | 0 | 0 | 0 | 0 | 0 | 0 | 0 | 0 | 0 | 0 | 0 | 0 | 0 | 0 | 0
[10 empty] | 0 | 0 | 0 | 0 | 0 | 0 | 0 | 0 | 0 | 0 | 0 | 0 | 0 | 0 | 0 | 0 | 0 | 0 | 0 | 0 | 0 | 0 | 0 | 0 | 0 | 0 | 0 | 0
[10 empty] | 0 | 0 | 0 | 0 | 0 | 0 | 0 | 0 | 0 | 0 | 0 | 0 | 0 | 0 | 0 | 0 | 0 | 0 | 0 | 0 | 0 | 0 | 0 | 0 | 0 | 0 | 0 | 0
[10 empty] | 0 | 0 | 0 | 0 | 0 | 0 | 0 | 0 | 0 | 0 | 0 | 0 | 0 | 0 | 0 | 0 | 0 | 0 | 0 | 0 | 0 | 0 | 0 | 0 | 0 | 0 | 0 | 0
[10 empty] | 0 | 0 | 0 | 0 | 0 | 0 | 0 | 0 | 0 | 0 | 0 | 0 | 0 | 0 | 0 | 0 | 0 | 0 | 0 | 0 | 0 | 0 | 0 | 0 | 0 | 0 | 0 | 0
[10 empty] | 0 | 0 | 0 | 0 | 0 | 0 | 0 | 0 | 0 | 0 | 0 | 0 | 0 | 0 | 0 | 0 | 0 | 0 | 0 | 0 | 0 | 0 | 0 | 0 | 0 | 0 | 0 | 0
[10 empty] | 0 | 0 | 0 | 0 | 0 | 0 | 0 | 0 | 0 | 0 | 0 | 0 | 0 | 0 | 0 | 0 | 0 | 0 | 0 | 0 | 0 | 0 | 0 | 0 | 0 | 0 | 0 | 0
[10 empty] | 0 | 0 | 0 | 0 | 0 | 0 | 0 | 0 | 0 | 0 | 0 | 0 | 0 | 0 | 0 | 0 | 0 | 0 | 0 | 0 | 0 | 0 | 0 | 0 | 0 | 0 | 0 | 0
[10 empty] | 121542.3313 | 118651.2444 | 113615.2541 | 106874.7572 | 98781.4867 | 89616.3579 | 79603.7228 | 68922.7554 | 57716.5449 | 46099.3587 | 36820.4798 | 29409.2536 | 23489.7591 | 18761.7404 | 14985.3773 | 11969.1205 | 9559.9759 | 7635.744 | 6098.8214 | 4871.2507 | 3890.7653 | 3107.6321 | 2482.1279 | 1982.5252 | 1583.4825 | 1264.7592 | 1010.1884 | 806.8577
[10 empty] | 0 | 12228.0047 | 28599.8138 | 44280.7857 | 59292.6704 | 73656.6098 | 83726.3081 | 89552.583 | 92624.7561 | 94707.6618 | 94573.7072 | 93800.5145 | 92624.4407 | 91199.4579 | 89625.7711 | 87968.4969 | 86269.8556 | 84557.1286 | 82847.8525 | 81153.2088 | 79480.2366 | 77833.2767 | 76214.9139 | 74626.5921 | 73069.0157 | 71542.4112 | 70046.6982 | 68581.6008
[10 empty] | 0 | 4755.3352 | 4655.7836 | 4558.3162 | 4462.8892 | 4369.4599 | 2851.991 | 1861.5236 | 1215.0355 | 0 | 0 | 0 | 0 | 0 | 0 | 0 | 0 | 0 | 0 | 0 | 0 | 0 | 0 | 0 | 0 | 0 | 0 | 0
[10 empty] | 0 | 0 | 0 | 0 | 0 | 0 | 0 | 0 | 0 | 0 | 0 | 0 | 0 | 0 | 0 | 0 | 0 | 0 | 0 | 0 | 0 | 0 | 0 | 0 | 0 | 0 | 0 | 0
[10 empty] | 0 | 0 | 0 | 0 | 0 | 0 | 0 | 0 | 0 | 0 | 0 | 0 | 0 | 0 | 0 | 0 | 0 | 0 | 0 | 0 | 0 | 0 | 0 | 0 | 0 | 0 | 0 | 0
[10 empty] | 0 | 0 | 0 | 0 | 0 | 0 | 0 | 0 | 0 | 0 | 0 | 0 | 0 | 0 | 0 | 0 | 0 | 0 | 0 | 0 | 0 | 0 | 0 | 0 | 0 | 0 | 0 | 0
[10 empty] | 0 | 0 | 0 | 0 | 0 | 0 | 0 | 0 | 0 | 0 | 0 | 0 | 0 | 0 | 0 | 0 | 0 | 0 | 0 | 0 | 0 | 0 | 0 | 0 | 0 | 0 | 0 | 0
[10 empty] | 0 | 0 | 0 | 0 | 0 | 0 | 0 | 0 | 0 | 0 | 0 | 0 | 0 | 0 | 0 | 0 | 0 | 0 | 0 | 0 | 0 | 0 | 0 | 0 | 0 | 0 | 0 | 0
[10 empty] | 0 | 0 | 0 | 0 | 0 | 0 | 0 | 0 | 0 | 0 | 0 | 0 | 0 | 0 | 0 | 0 | 0 | 0 | 0 | 0 | 0 | 0 | 0 | 0 | 0 | 0 | 0 | 0
[10 empty] | 0 | 0 | 0 | 0 | 0 | 0 | 0 | 0 | 0 | 0 | 0 | 0 | 0 | 0 | 0 | 0 | 0 | 0 | 0 | 0 | 0 | 0 | 0 | 0 | 0 | 0 | 0 | 0
[10 empty] | 0 | 0 | 0 | 0 | 0 | 0 | 0 | 0 | 0 | 0 | 0 | 0 | 0 | 0 | 0 | 0 | 0 | 0 | 0 | 0 | 0 | 0 | 0 | 0 | 0 | 0 | 0 | 0
[10 empty] | 121425.3841 | 101900.0395 | 83138.9935 | 65118.8025 | 47816.6697 | 31210.4279 | 20371.3645 | 13296.5973 | 8678.8247 | 5664.7573 | 3697.4449 | 2413.36 | 1575.2247 | 1028.1652 | 671.0939 | 438.0298 | 285.9065 | 186.6141 | 121.8049 | 79.5033 | 51.8926 | 33.8708 | 22.1078 | 14.43 | 9.4186 | 6.1476 | 4.0126 | 2.6191
[10 empty] | 0 | 11096.7589 | 22158.0082 | 33183.833 | 44174.3185 | 55129.5495 | 62380.1878 | 67165.1152 | 70308.9311 | 72360.4888 | 73685.105 | 74525.9344 | 75044.8207 | 75349.4868 | 75511.6331 | 75578.9833 | 75583.302 | 75545.7319 | 75480.3453 | 75396.5086 | 75300.456 | 75196.3369 | 75086.9131 | 74974.0226 | 74858.8889 | 74742.3259 | 74624.8757 | 74506.8985
[10 empty] | 0 | 0 | 0 | 0 | 0 | 0 | 0 | 0 | 0 | 0 | 0 | 0 | 0 | 0 | 0 | 0 | 0 | 0 | 0 | 0 | 0 | 0 | 0 | 0 | 0 | 0 | 0 | 0
[10 empty] | 0 | 0 | 0 | 0 | 0 | 0 | 0 | 0 | 0 | 0 | 0 | 0 | 0 | 0 | 0 | 0 | 0 | 0 | 0 | 0 | 0 | 0 | 0 | 0 | 0 | 0 | 0 | 0
[10 empty] | 0 | 0 | 0 | 0 | 0 | 0 | 0 | 0 | 0 | 0 | 0 | 0 | 0 | 0 | 0 | 0 | 0 | 0 | 0 | 0 | 0 | 0 | 0 | 0 | 0 | 0 | 0 | 0
[10 empty] | 0 | 0 | 0 | 0 | 0 | 0 | 0 | 0 | 0 | 0 | 0 | 0 | 0 | 0 | 0 | 0 | 0 | 0 | 0 | 0 | 0 | 0 | 0 | 0 | 0 | 0 | 0 | 0
[10 empty] | 0 | 0 | 0 | 0 | 0 | 0 | 0 | 0 | 0 | 0 | 0 | 0 | 0 | 0 | 0 | 0 | 0 | 0 | 0 | 0 | 0 | 0 | 0 | 0 | 0 | 0 | 0 | 0
[10 empty] | 0 | 0 | 0 | 0 | 0 | 0 | 0 | 0 | 0 | 0 | 0 | 0 | 0 | 0 | 0 | 0 | 0 | 0 | 0 | 0 | 0 | 0 | 0 | 0 | 0 | 0 | 0 | 0
[10 empty] | 0 | 0 | 0 | 0 | 0 | 0 | 0 | 0 | 0 | 0 | 0 | 0 | 0 | 0 | 0 | 0 | 0 | 0 | 0 | 0 | 0 | 0 | 0 | 0 | 0 | 0 | 0 | 0
[10 empty] | 0 | 0 | 0 | 0 | 0 | 0 | 0 | 0 | 0 | 0 | 0 | 0 | 0 | 0 | 0 | 0 | 0 | 0 | 0 | 0 | 0 | 0 | 0 | 0 | 0 | 0 | 0 | 0
[10 empty] | 0 | 0 | 0 | 0 | 0 | 0 | 0 | 0 | 0 | 0 | 0 | 0 | 0 | 0 | 0 | 0 | 0 | 0 | 0 | 0 | 0 | 0 | 0 | 0 | 0 | 0 | 0 | 0
[10 empty] | 77801.7951 | 66580.5533 | 55395.0204 | 44245.1107 | 33130.7389 | 22051.8198 | 14677.6913 | 9769.4713 | 6502.5601 | 4328.104 | 2880.786 | 1917.4512 | 1276.2555 | 849.4757 | 565.411 | 376.3376 | 250.4903 | 166.7263 | 110.973 | 73.8637 | 49.1637 | 32.7233 | 21.7806 | 14.4972 | 9.6493 | 6.4226 | 4.2749 | 2.8454
[10 empty] | 0 | 238.9019 | 653.3393 | 1135.1966 | 1676.5554 | 2284.7072 | 3027.4397 | 3775.6534 | 4755.6298 | 5883.403 | 7170.9939 | 8561.9645 | 10119.7641 | 11622.2658 | 13468.273 | 15481.5602 | 17607.018 | 19914.9632 | 22412.7214 | 24988.8185 | 28028.177 | 31632.3969 | 35880.2104 | 40739.3018 | 46302.5007 | 52623.4563 | 59805.7679 | 67967.1212
[10 empty] | 0 | 123.0707 | 123.0707 | 123.0707 | 123.0707 | 123.0707 | 123.0707 | 123.0707 | 123.0707 | 123.0707 | 98.4565 | 78.7652 | 63.0122 | 50.4097 | 40.3278 | 0 | 0 | 0 | 0 | 0 | 0 | 0 | 0 | 0 | 0 | 0 | 0 | 0
[10 empty] | 0 | 0 | 0 | 0 | 0 | 0 | 0 | 0 | 0 | 0 | 0 | 0 | 0 | 0 | 0 | 0 | 0 | 0 | 0 | 0 | 0 | 0 | 0 | 0 | 0 | 0 | 0 | 0
[10 empty] | 0 | 0 | 0 | 0 | 0 | 0 | 0 | 0 | 0 | 0 | 0 | 0 | 0 | 0 | 0 | 0 | 0 | 0 | 0 | 0 | 0 | 0 | 0 | 0 | 0 | 0 | 0 | 0
[10 empty] | 0 | 0 | 0 | 0 | 0 | 0 | 0 | 0 | 0 | 0 | 0 | 0 | 0 | 0 | 0 | 0 | 0 | 0 | 0 | 0 | 0 | 0 | 0 | 0 | 0 | 0 | 0 | 0
[10 empty] | 0 | 0 | 0 | 0 | 0 | 0 | 0 | 0 | 0 | 0 | 0 | 0 | 0 | 0 | 0 | 0 | 0 | 0 | 0 | 0 | 0 | 0 | 0 | 0 | 0 | 0 | 0 | 0
[10 empty] | 0 | 0 | 0 | 0 | 0 | 0 | 0 | 0 | 0 | 0 | 0 | 0 | 0 | 0 | 0 | 0 | 0 | 0 | 0 | 0 | 0 | 0 | 0 | 0 | 0 | 0 | 0 | 0
[10 empty] | 0 | 0 | 0 | 0 | 0 | 0 | 0 | 0 | 0 | 0 | 0 | 0 | 0 | 0 | 0 | 0 | 0 | 0 | 0 | 0 | 0 | 0 | 0 | 0 | 0 | 0 | 0 | 0
[10 empty] | 0 | 0 | 0 | 0 | 0 | 0 | 0 | 0 | 0 | 0 | 0 | 0 | 0 | 0 | 0 | 0 | 0 | 0 | 0 | 0 | 0 | 0 | 0 | 0 | 0 | 0 | 0 | 0
[10 empty] | 0 | 0 | 0 | 0 | 0 | 0 | 0 | 0 | 0 | 0 | 0 | 0 | 0 | 0 | 0 | 0 | 0 | 0 | 0 | 0 | 0 | 0 | 0 | 0 | 0 | 0 | 0 | 0
[10 empty] | 1260.7676 | 1163.7855 | 1066.8034 | 969.8213 | 872.8391 | 775.857 | 678.8749 | 581.8928 | 484.9106 | 387.9285 | 310.3428 | 248.2742 | 198.6194 | 158.8955 | 127.1164 | 101.6931 | 81.3545 | 65.0836 | 52.0669 | 41.6535 | 33.3228 | 26.6582 | 21.3266 | 17.0613 | 13.649 | 10.9192 | 8.7354 | 6.9883
[10 empty] | 0 | 28.1544 | 244.3355 | 459.8247 | 674.6237 | 888.7341 | 1102.1577 | 1314.8961 | 1526.9508 | 1738.3237 | 1949.0162 | 2155.0719 | 2330.629 | 2480.0876 | 2607.213 | 2715.2275 | 2806.8888 | 2884.5567 | 3003.6734 | 3051.4165 | 3091.5042 | 3125.0418 | 3152.9753 | 3176.1141 | 3195.151 | 3210.6788 | 3223.2049 | 3233.1635
[10 empty] | 0 | 188.4182 | 188.1167 | 187.8157 | 187.5152 | 187.2152 | 186.9156 | 186.6166 | 186.318 | 186.0199 | 185.7222 | 158.9358 | 136.0127 | 116.3958 | 99.6082 | 85.2418 | 72.9475 | 62.4264 | 0 | 0 | 0 | 0 | 0 | 0 | 0 | 0 | 0 | 0
[10 empty] | 0 | 0 | 0 | 0 | 0 | 0 | 0 | 0 | 0 | 0 | 0 | 0 | 0 | 0 | 0 | 0 | 0 | 0 | 0 | 0 | 0 | 0 | 0 | 0 | 0 | 0 | 0 | 0
[10 empty] | 0 | 0 | 0 | 0 | 0 | 0 | 0 | 0 | 0 | 0 | 0 | 0 | 0 | 0 | 0 | 0 | 0 | 0 | 0 | 0 | 0 | 0 | 0 | 0 | 0 | 0 | 0 | 0
[10 empty] | 0 | 0 | 0 | 0 | 0 | 0 | 0 | 0 | 0 | 0 | 0 | 0 | 0 | 0 | 0 | 0 | 0 | 0 | 0 | 0 | 0 | 0 | 0 | 0 | 0 | 0 | 0 | 0
[10 empty] | 0 | 0 | 0 | 0 | 0 | 0 | 0 | 0 | 0 | 0 | 0 | 0 | 0 | 0 | 0 | 0 | 0 | 0 | 0 | 0 | 0 | 0 | 0 | 0 | 0 | 0 | 0 | 0
[10 empty] | 0 | 0 | 0 | 0 | 0 | 0 | 0 | 0 | 0 | 0 | 0 | 0 | 0 | 0 | 0 | 0 | 0 | 0 | 0 | 0 | 0 | 0 | 0 | 0 | 0 | 0 | 0 | 0
[10 empty] | 0 | 0 | 0 | 0 | 0 | 0 | 0 | 0 | 0 | 0 | 0 | 0 | 0 | 0 | 0 | 0 | 0 | 0 | 0 | 0 | 0 | 0 | 0 | 0 | 0 | 0 | 0 | 0
[10 empty] | 0 | 0 | 0 | 0 | 0 | 0 | 0 | 0 | 0 | 0 | 0 | 0 | 0 | 0 | 0 | 0 | 0 | 0 | 0 | 0 | 0 | 0 | 0 | 0 | 0 | 0 | 0 | 0
[10 empty] | 0 | 0 | 0 | 0 | 0 | 0 | 0 | 0 | 0 | 0 | 0 | 0 | 0 | 0 | 0 | 0 | 0 | 0 | 0 | 0 | 0 | 0 | 0 | 0 | 0 | 0 | 0 | 0
[10 empty] | 3470.7148 | 3248.5891 | 3027.1652 | 2806.4416 | 2586.4166 | 2367.0885 | 2148.4556 | 1930.5163 | 1713.2688 | 1496.7116 | 1280.8431 | 1096.1089 | 938.0187 | 802.7296 | 686.953 | 587.8748 | 503.0864 | 430.527 | 368.4327 | 315.2942 | 269.8198 | 230.904 | 197.6011 | 169.1014 | 144.7121 | 123.8405 | 105.9792 | 90.6939
[10 empty] | 0 | 385.7113 | 977.5468 | 1567.4874 | 2155.5377 | 2741.7023 | 3325.9856 | 3908.3921 | 4434.439 | 4882.8713 | 5264.8861 | 5590.0654 | 5866.6093 | 6101.5352 | 6300.8484 | 6528.8587 | 6663.0885 | 6776.2372 | 6871.3479 | 6951.0251 | 7017.4974 | 7072.672 | 7118.1812 | 7155.4218 | 7185.589 | 7209.7057 | 7228.6473 | 7243.1629
[10 empty] | 0 | 207.6907 | 207.3584 | 207.0266 | 206.6954 | 206.3647 | 206.0345 | 205.7048 | 176.0363 | 150.6469 | 128.9193 | 110.3254 | 94.4134 | 80.7963 | 69.1431 | 0 | 0 | 0 | 0 | 0 | 0 | 0 | 0 | 0 | 0 | 0 | 0 | 0
[10 empty] | 0 | 0 | 0 | 0 | 0 | 0 | 0 | 0 | 0 | 0 | 0 | 0 | 0 | 0 | 0 | 0 | 0 | 0 | 0 | 0 | 0 | 0 | 0 | 0 | 0 | 0 | 0 | 0
[10 empty] | 0 | 0 | 0 | 0 | 0 | 0 | 0 | 0 | 0 | 0 | 0 | 0 | 0 | 0 | 0 | 0 | 0 | 0 | 0 | 0 | 0 | 0 | 0 | 0 | 0 | 0 | 0 | 0
[10 empty] | 0 | 0 | 0 | 0 | 0 | 0 | 0 | 0 | 0 | 0 | 0 | 0 | 0 | 0 | 0 | 0 | 0 | 0 | 0 | 0 | 0 | 0 | 0 | 0 | 0 | 0 | 0 | 0
[10 empty] | 0 | 0 | 0 | 0 | 0 | 0 | 0 | 0 | 0 | 0 | 0 | 0 | 0 | 0 | 0 | 0 | 0 | 0 | 0 | 0 | 0 | 0 | 0 | 0 | 0 | 0 | 0 | 0
[10 empty] | 0 | 0 | 0 | 0 | 0 | 0 | 0 | 0 | 0 | 0 | 0 | 0 | 0 | 0 | 0 | 0 | 0 | 0 | 0 | 0 | 0 | 0 | 0 | 0 | 0 | 0 | 0 | 0
[10 empty] | 0 | 0 | 0 | 0 | 0 | 0 | 0 | 0 | 0 | 0 | 0 | 0 | 0 | 0 | 0 | 0 | 0 | 0 | 0 | 0 | 0 | 0 | 0 | 0 | 0 | 0 | 0 | 0
[10 empty] | 0 | 0 | 0 | 0 | 0 | 0 | 0 | 0 | 0 | 0 | 0 | 0 | 0 | 0 | 0 | 0 | 0 | 0 | 0 | 0 | 0 | 0 | 0 | 0 | 0 | 0 | 0 | 0
[10 empty] | 0 | 0 | 0 | 0 | 0 | 0 | 0 | 0 | 0 | 0 | 0 | 0 | 0 | 0 | 0 | 0 | 0 | 0 | 0 | 0 | 0 | 0 | 0 | 0 | 0 | 0 | 0 | 0
[10 empty] | 7726.5893 | 7120.8247 | 6516.9788 | 5915.0469 | 5315.0246 | 4716.9071 | 4120.6901 | 3526.3688 | 3017.7657 | 2582.5177 | 2210.0448 | 1891.2932 | 1618.5147 | 1385.0786 | 1185.3107 | 1014.355 | 868.0561 | 742.8576 | 635.7163 | 544.0278 | 465.5635 | 398.4159 | 340.953 | 291.7778 | 249.6951 | 213.6819 | 182.8629 | 156.4888
[10 empty] | 0 | 5961.6077 | 15252.177 | 24513.0014 | 33744.152 | 41760.9912 | 48140.5068 | 53212.2973 | 57239.6193 | 60432.7414 | 63826.1058 | 65646.4517 | 67076.9308 | 68196.0529 | 69066.5256 | 69738.4344 | 70251.7836 | 70638.5254 | 70924.1805 | 71129.133 | 71269.6637 | 71358.7765 | 71406.8579 | 71422.2035 | 71411.4395 | 71379.8578 | 71331.6855 | 71270.2987
[10 empty] | 0 | 3353.4043 | 3348.0389 | 3342.682 | 3337.3337 | 2665.5952 | 2129.0642 | 1700.5261 | 1358.2442 | 1084.8568 | 0 | 0 | 0 | 0 | 0 | 0 | 0 | 0 | 0 | 0 | 0 | 0 | 0 | 0 | 0 | 0 | 0 | 0
[10 empty] | 0 | 0 | 0 | 0 | 0 | 0 | 0 | 0 | 0 | 0 | 0 | 0 | 0 | 0 | 0 | 0 | 0 | 0 | 0 | 0 | 0 | 0 | 0 | 0 | 0 | 0 | 0 | 0
[10 empty] | 0 | 0 | 0 | 0 | 0 | 0 | 0 | 0 | 0 | 0 | 0 | 0 | 0 | 0 | 0 | 0 | 0 | 0 | 0 | 0 | 0 | 0 | 0 | 0 | 0 | 0 | 0 | 0
[10 empty] | 0 | 0 | 0 | 0 | 0 | 0 | 0 | 0 | 0 | 0 | 0 | 0 | 0 | 0 | 0 | 0 | 0 | 0 | 0 | 0 | 0 | 0 | 0 | 0 | 0 | 0 | 0 | 0
[10 empty] | 0 | 0 | 0 | 0 | 0 | 0 | 0 | 0 | 0 | 0 | 0 | 0 | 0 | 0 | 0 | 0 | 0 | 0 | 0 | 0 | 0 | 0 | 0 | 0 | 0 | 0 | 0 | 0
[10 empty] | 0 | 0 | 0 | 0 | 0 | 0 | 0 | 0 | 0 | 0 | 0 | 0 | 0 | 0 | 0 | 0 | 0 | 0 | 0 | 0 | 0 | 0 | 0 | 0 | 0 | 0 | 0 | 0
[10 empty] | 0 | 0 | 0 | 0 | 0 | 0 | 0 | 0 | 0 | 0 | 0 | 0 | 0 | 0 | 0 | 0 | 0 | 0 | 0 | 0 | 0 | 0 | 0 | 0 | 0 | 0 | 0 | 0
[10 empty] | 0 | 0 | 0 | 0 | 0 | 0 | 0 | 0 | 0 | 0 | 0 | 0 | 0 | 0 | 0 | 0 | 0 | 0 | 0 | 0 | 0 | 0 | 0 | 0 | 0 | 0 | 0 | 0
[10 empty] | 0 | 0 | 0 | 0 | 0 | 0 | 0 | 0 | 0 | 0 | 0 | 0 | 0 | 0 | 0 | 0 | 0 | 0 | 0 | 0 | 0 | 0 | 0 | 0 | 0 | 0 | 0 | 0
[10 empty] | 74639.519 | 65205.0838 | 55800.6477 | 46426.1389 | 37081.4857 | 29617.7242 | 23656.2687 | 18894.7349 | 15091.6027 | 12053.9649 | 9627.7428 | 7689.8708 | 6142.0536 | 4905.781 | 3918.3454 | 3129.6609 | 2499.7227 | 1996.5785 | 1594.7072 | 1273.7245 | 1017.3493 | 812.5772 | 649.0217 | 518.3866 | 414.0457 | 330.7066 | 264.142 | 210.9755
[10 empty] | 0 | 402.9609 | 1079.9728 | 1079.9728 | 1079.9728 | 1079.9728 | 1079.9728 | 1079.9728 | 1079.9728 | 1022.407 | 876.3489 | 751.1562 | 643.8481 | 551.8698 | 473.0313 | 405.4554 | 230.1276 | 0 | 0 | 0 | 0 | 0 | 0 | 0 | 0 | 0 | 0 | 0
[10 empty] | 0 | 268.6406 | 268.6406 | 268.6406 | 268.6406 | 268.6406 | 268.6406 | 268.6406 | 268.6406 | 230.2634 | 197.3686 | 169.1731 | 145.0055 | 124.2904 | 106.5347 | 91.3154 | 0 | 0 | 0 | 0 | 0 | 0 | 0 | 0 | 0 | 0 | 0 | 0
[10 empty] | 0 | 0 | 0 | 682.5758 | 1370.8732 | 2065.0543 | 2765.2861 | 3471.7401 | 4184.5927 | 4931.2868 | 5708.8876 | 6417.4221 | 7067.9484 | 7669.9785 | 8231.7003 | 8760.1677 | 9457.1394 | 10105.8141 | 10515.6715 | 10919.5296 | 11319.7353 | 11718.3426 | 12117.1555 | 12517.7649 | 12921.5805 | 13329.8575 | 13743.7209 | 14164.1845
[10 empty] | 0 | 0 | 0 | 0 | 0 | 0 | 0 | 0 | 0 | 0 | 0 | 0 | 0 | 0 | 0 | 0 | 0 | 0 | 0 | 0 | 0 | 0 | 0 | 0 | 0 | 0 | 0 | 0
[10 empty] | 0 | 0 | 0 | 0 | 0 | 0 | 0 | 0 | 0 | 0 | 0 | 0 | 0 | 0 | 0 | 0 | 0 | 0 | 0 | 0 | 0 | 0 | 0 | 0 | 0 | 0 | 0 | 0
[10 empty] | 0 | 0 | 0 | 0 | 0 | 0 | 0 | 0 | 0 | 0 | 0 | 0 | 0 | 0 | 0 | 0 | 0 | 0 | 0 | 0 | 0 | 0 | 0 | 0 | 0 | 0 | 0 | 0
[10 empty] | 0 | 0 | 0 | 0 | 0 | 0 | 0 | 0 | 0 | 0 | 0 | 0 | 0 | 0 | 0 | 0 | 0 | 0 | 0 | 0 | 0 | 0 | 0 | 0 | 0 | 0 | 0 | 0
[10 empty] | 0 | 0 | 0 | 0 | 0 | 0 | 0 | 0 | 0 | 0 | 0 | 0 | 0 | 0 | 0 | 0 | 0 | 0 | 0 | 0 | 0 | 0 | 0 | 0 | 0 | 0 | 0 | 0
[10 empty] | 0 | 0 | 0 | 0 | 0 | 0 | 0 | 0 | 0 | 0 | 0 | 0 | 0 | 0 | 0 | 0 | 0 | 0 | 0 | 0 | 0 | 0 | 0 | 0 | 0 | 0 | 0 | 0
[10 empty] | 0 | 0 | 0 | 0 | 0 | 0 | 0 | 0 | 0 | 0 | 0 | 0 | 0 | 0 | 0 | 0 | 0 | 0 | 0 | 0 | 0 | 0 | 0 | 0 | 0 | 0 | 0 | 0
[10 empty] | 6730.7842 | 6250.0139 | 5769.2436 | 5288.4733 | 4807.703 | 4326.9327 | 3846.1624 | 3365.3921 | 2884.6218 | 2472.533 | 2119.314 | 1816.5548 | 1557.047 | 1334.6117 | 1143.9529 | 980.5311 | 840.4552 | 720.3902 | 617.4773 | 529.2662 | 453.6568 | 388.8487 | 333.2989 | 285.6847 | 244.8726 | 209.8908 | 179.9064 | 154.2055
[10 empty] | 0 | 169.1257 | 451.0574 | 733.0449 | 1015.0883 | 1297.1878 | 1579.3437 | 1861.5562 | 2126.6906 | 2364.1232 | 2576.9385 | 2767.8782 | 2939.3798 | 3093.6094 | 3232.493 | 3357.7422 | 3470.8787 | 3607.9762 | 3696.9369 | 3777.8372 | 3851.5794 | 3918.9658 | 3980.7094 | 4037.4439 | 4089.733 | 4138.0774 | 4182.9224 | 4224.6638
[10 empty] | 0 | 112.7505 | 112.7505 | 112.7505 | 112.7505 | 112.7505 | 112.7505 | 112.7505 | 100.2226 | 89.0868 | 79.1883 | 70.3896 | 62.5685 | 55.6164 | 49.4368 | 43.9439 | 39.0612 | 0 | 0 | 0 | 0 | 0 | 0 | 0 | 0 | 0 | 0 | 0
[10 empty] | 0 | 0 | 0 | 0 | 0 | 0 | 0 | 0 | 0 | 0 | 0 | 0 | 0 | 0 | 0 | 0 | 0 | 0 | 0 | 0 | 0 | 0 | 0 | 0 | 0 | 0 | 0 | 0
[10 empty] | 0 | 0 | 0 | 0 | 0 | 0 | 0 | 0 | 0 | 0 | 0 | 0 | 0 | 0 | 0 | 0 | 0 | 0 | 0 | 0 | 0 | 0 | 0 | 0 | 0 | 0 | 0 | 0
[10 empty] | 0 | 0 | 0 | 0 | 0 | 0 | 0 | 0 | 0 | 0 | 0 | 0 | 0 | 0 | 0 | 0 | 0 | 0 | 0 | 0 | 0 | 0 | 0 | 0 | 0 | 0 | 0 | 0
[10 empty] | 0 | 0 | 0 | 0 | 0 | 0 | 0 | 0 | 0 | 0 | 0 | 0 | 0 | 0 | 0 | 0 | 0 | 0 | 0 | 0 | 0 | 0 | 0 | 0 | 0 | 0 | 0 | 0
[10 empty] | 0 | 0 | 0 | 0 | 0 | 0 | 0 | 0 | 0 | 0 | 0 | 0 | 0 | 0 | 0 | 0 | 0 | 0 | 0 | 0 | 0 | 0 | 0 | 0 | 0 | 0 | 0 | 0
[10 empty] | 0 | 0 | 0 | 0 | 0 | 0 | 0 | 0 | 0 | 0 | 0 | 0 | 0 | 0 | 0 | 0 | 0 | 0 | 0 | 0 | 0 | 0 | 0 | 0 | 0 | 0 | 0 | 0
[10 empty] | 0 | 0 | 0 | 0 | 0 | 0 | 0 | 0 | 0 | 0 | 0 | 0 | 0 | 0 | 0 | 0 | 0 | 0 | 0 | 0 | 0 | 0 | 0 | 0 | 0 | 0 | 0 | 0
[10 empty] | 0 | 0 | 0 | 0 | 0 | 0 | 0 | 0 | 0 | 0 | 0 | 0 | 0 | 0 | 0 | 0 | 0 | 0 | 0 | 0 | 0 | 0 | 0 | 0 | 0 | 0 | 0 | 0
[10 empty] | 4004.4639 | 3737.4996 | 3470.5354 | 3203.5711 | 2936.6069 | 2669.6426 | 2402.6783 | 2135.7141 | 1898.4125 | 1687.4778 | 1499.9803 | 1333.3158 | 1185.1696 | 1053.4841 | 936.4303 | 832.3825 | 739.8955 | 657.6849 | 584.6088 | 519.6523 | 461.9131 | 410.5895 | 364.9684 | 324.4164 | 288.3701 | 256.329 | 227.848 | 202.5315
[10 empty] | 0 | 161.299 | 339.9753 | 518.0794 | 695.6127 | 872.5766 | 1048.9724 | 1224.8015 | 1400.0653 | 1574.7651 | 1748.9022 | 1922.4781 | 2095.4941 | 2267.9515 | 2439.8517 | 2611.196 | 2781.9857 | 2937.9296 | 3078.8093 | 3206.0173 | 3320.8173 | 3424.3566 | 3517.6761 | 3601.721 | 3677.3488 | 3745.3381 | 3806.3955 | 3861.1622
[10 empty] | 0 | 17.9221 | 17.8934 | 17.8648 | 17.8362 | 17.8077 | 17.7792 | 17.7507 | 17.7223 | 17.694 | 17.6657 | 17.6374 | 17.6092 | 17.581 | 17.5529 | 17.5248 | 17.4968 | 15.8807 | 14.4139 | 13.0826 | 11.8742 | 10.7775 | 9.782 | 8.8785 | 8.0585 | 7.3142 | 6.6386 | 6.0254
[10 empty] | 0 | 0 | 0 | 0 | 0 | 0 | 0 | 0 | 0 | 0 | 0 | 0 | 0 | 0 | 0 | 0 | 0 | 0 | 0 | 0 | 0 | 0 | 0 | 0 | 0 | 0 | 0 | 0
[10 empty] | 0 | 0 | 0 | 0 | 0 | 0 | 0 | 0 | 0 | 0 | 0 | 0 | 0 | 0 | 0 | 0 | 0 | 0 | 0 | 0 | 0 | 0 | 0 | 0 | 0 | 0 | 0 | 0
[10 empty] | 0 | 0 | 0 | 0 | 0 | 0 | 0 | 0 | 0 | 0 | 0 | 0 | 0 | 0 | 0 | 0 | 0 | 0 | 0 | 0 | 0 | 0 | 0 | 0 | 0 | 0 | 0 | 0
[10 empty] | 0 | 0 | 0 | 0 | 0 | 0 | 0 | 0 | 0 | 0 | 0 | 0 | 0 | 0 | 0 | 0 | 0 | 0 | 0 | 0 | 0 | 0 | 0 | 0 | 0 | 0 | 0 | 0
[10 empty] | 0 | 0 | 0 | 0 | 0 | 0 | 0 | 0 | 0 | 0 | 0 | 0 | 0 | 0 | 0 | 0 | 0 | 0 | 0 | 0 | 0 | 0 | 0 | 0 | 0 | 0 | 0 | 0
[10 empty] | 0 | 0 | 0 | 0 | 0 | 0 | 0 | 0 | 0 | 0 | 0 | 0 | 0 | 0 | 0 | 0 | 0 | 0 | 0 | 0 | 0 | 0 | 0 | 0 | 0 | 0 | 0 | 0
[10 empty] | 0 | 0 | 0 | 0 | 0 | 0 | 0 | 0 | 0 | 0 | 0 | 0 | 0 | 0 | 0 | 0 | 0 | 0 | 0 | 0 | 0 | 0 | 0 | 0 | 0 | 0 | 0 | 0
[10 empty] | 0 | 0 | 0 | 0 | 0 | 0 | 0 | 0 | 0 | 0 | 0 | 0 | 0 | 0 | 0 | 0 | 0 | 0 | 0 | 0 | 0 | 0 | 0 | 0 | 0 | 0 | 0 | 0
[10 empty] | 4667.2166 | 4480.528 | 4294.4248 | 4108.9056 | 3923.9691 | 3739.6139 | 3555.8386 | 3372.6418 | 3190.0221 | 3007.9782 | 2826.5086 | 2645.6121 | 2465.2872 | 2285.5325 | 2106.3468 | 1927.7286 | 1749.6765 | 1588.0701 | 1441.3901 | 1308.2581 | 1187.4226 | 1077.7479 | 978.2032 | 887.8528 | 805.8475 | 731.4165 | 663.8602 | 602.5437
[10 empty] | 0 | 8630.8125 | 17234.0063 | 25809.6479 | 33130.7389 | 39378.2496 | 44707.0494 | 49249.6707 | 53119.5312 | 56413.6904 | 59215.2088 | 61595.1675 | 63614.3954 | 65324.9481 | 66771.3733 | 67991.7936 | 69018.8333 | 69880.411 | 70600.4189 | 71199.3031 | 71694.5607 | 72101.1652 | 72431.9306 | 72697.8224 | 72908.2248 | 73071.1683 | 73193.5253 | 73281.1769
[10 empty] | 0 | 0 | 0 | 0 | 0 | 0 | 0 | 0 | 0 | 0 | 0 | 0 | 0 | 0 | 0 | 0 | 0 | 0 | 0 | 0 | 0 | 0 | 0 | 0 | 0 | 0 | 0 | 0
[10 empty] | 0 | 0 | 0 | 0 | 0 | 0 | 0 | 0 | 0 | 0 | 0 | 0 | 0 | 0 | 0 | 0 | 0 | 0 | 0 | 0 | 0 | 0 | 0 | 0 | 0 | 0 | 0 | 0
[10 empty] | 0 | 0 | 0 | 0 | 0 | 0 | 0 | 0 | 0 | 0 | 0 | 0 | 0 | 0 | 0 | 0 | 0 | 0 | 0 | 0 | 0 | 0 | 0 | 0 | 0 | 0 | 0 | 0
[10 empty] | 0 | 0 | 0 | 0 | 0 | 0 | 0 | 0 | 0 | 0 | 0 | 0 | 0 | 0 | 0 | 0 | 0 | 0 | 0 | 0 | 0 | 0 | 0 | 0 | 0 | 0 | 0 | 0
[10 empty] | 0 | 0 | 0 | 0 | 0 | 0 | 0 | 0 | 0 | 0 | 0 | 0 | 0 | 0 | 0 | 0 | 0 | 0 | 0 | 0 | 0 | 0 | 0 | 0 | 0 | 0 | 0 | 0
[10 empty] | 0 | 0 | 0 | 0 | 0 | 0 | 0 | 0 | 0 | 0 | 0 | 0 | 0 | 0 | 0 | 0 | 0 | 0 | 0 | 0 | 0 | 0 | 0 | 0 | 0 | 0 | 0 | 0
[10 empty] | 0 | 0 | 0 | 0 | 0 | 0 | 0 | 0 | 0 | 0 | 0 | 0 | 0 | 0 | 0 | 0 | 0 | 0 | 0 | 0 | 0 | 0 | 0 | 0 | 0 | 0 | 0 | 0
[10 empty] | 0 | 0 | 0 | 0 | 0 | 0 | 0 | 0 | 0 | 0 | 0 | 0 | 0 | 0 | 0 | 0 | 0 | 0 | 0 | 0 | 0 | 0 | 0 | 0 | 0 | 0 | 0 | 0
[10 empty] | 0 | 0 | 0 | 0 | 0 | 0 | 0 | 0 | 0 | 0 | 0 | 0 | 0 | 0 | 0 | 0 | 0 | 0 | 0 | 0 | 0 | 0 | 0 | 0 | 0 | 0 | 0 | 0
[10 empty] | 77801.7951 | 69046.4998 | 60319.0222 | 51619.2958 | 44174.3185 | 37803.1197 | 32350.8297 | 27684.9158 | 23691.9599 | 20274.9024 | 17350.6822 | 14848.2181 | 12706.6808 | 10874.0144 | 9305.6708 | 7963.5272 | 6814.9591 | 5832.0472 | 4990.8994 | 4271.0691 | 3655.0589 | 3127.895 | 2676.7632 | 2290.6974 | 1960.3134 | 1677.5802 | 1435.6252 | 1228.567
[10 empty] | 0 | 1253.5828 | 2167.585 | 2630.1885 | 2809.8754 | 2809.8754 | 2809.8754 | 2809.8754 | 2809.8754 | 2809.8754 | 2809.8754 | 2809.8754 | 2809.8754 | 2809.8754 | 2809.8754 | 2809.8754 | 2809.8754 | 2809.8754 | 2809.8754 | 2809.8754 | 2809.8754 | 2809.8754 | 2809.8754 | 2809.8754 | 2809.8754 | 2809.8754 | 2809.8754 | 2600.9449
[10 empty] | 0 | 821.014 | 1601.4492 | 2440.2525 | 3149.267 | 3723.6915 | 4403.0755 | 5224.5642 | 6186.8189 | 7287.7462 | 8489.5715 | 9788.7671 | 11201.0916 | 12692.5559 | 14244.9405 | 15840.09 | 17481.3816 | 19172.7918 | 20889.7398 | 22637.353 | 24403.9156 | 26177.8811 | 27931.3194 | 29669.1448 | 31408.324 | 33146.9104 | 34882.8631 | 36791.7915
[10 empty] | 0 | 0 | 0 | 0 | 0 | 0 | 0 | 0 | 0 | 0 | 0 | 0 | 0 | 0 | 0 | 0 | 0 | 0 | 0 | 0 | 0 | 0 | 0 | 0 | 0 | 0 | 0 | 0
[10 empty] | 0 | 0 | 0 | 0 | 0 | 0 | 0 | 0 | 0 | 0 | 0 | 0 | 0 | 0 | 0 | 0 | 0 | 0 | 0 | 0 | 0 | 0 | 0 | 0 | 0 | 0 | 0 | 0
[10 empty] | 0 | 0 | 0 | 0 | 0 | 0 | 0 | 0 | 0 | 0 | 0 | 0 | 0 | 0 | 0 | 0 | 0 | 0 | 0 | 0 | 0 | 0 | 0 | 0 | 0 | 0 | 0 | 0
[10 empty] | 0 | 0 | 0 | 0 | 0 | 0 | 0 | 0 | 0 | 0 | 0 | 0 | 0 | 0 | 0 | 0 | 0 | 0 | 0 | 0 | 0 | 0 | 0 | 0 | 0 | 0 | 0 | 0
[10 empty] | 0 | 0 | 0 | 0 | 0 | 0 | 0 | 0 | 0 | 0 | 0 | 0 | 0 | 0 | 0 | 0 | 0 | 0 | 0 | 0 | 0 | 0 | 0 | 0 | 0 | 0 | 0 | 0
[10 empty] | 0 | 0 | 0 | 0 | 0 | 0 | 0 | 0 | 0 | 0 | 0 | 0 | 0 | 0 | 0 | 0 | 0 | 0 | 0 | 0 | 0 | 0 | 0 | 0 | 0 | 0 | 0 | 0
[10 empty] | 0 | 0 | 0 | 0 | 0 | 0 | 0 | 0 | 0 | 0 | 0 | 0 | 0 | 0 | 0 | 0 | 0 | 0 | 0 | 0 | 0 | 0 | 0 | 0 | 0 | 0 | 0 | 0
[10 empty] | 0 | 0 | 0 | 0 | 0 | 0 | 0 | 0 | 0 | 0 | 0 | 0 | 0 | 0 | 0 | 0 | 0 | 0 | 0 | 0 | 0 | 0 | 0 | 0 | 0 | 0 | 0 | 0
[10 empty] | 3543.64 | 3522.6245 | 3501.6091 | 3480.5936 | 3459.5781 | 3438.5626 | 3417.5472 | 3395.3537 | 3372.1785 | 3348.1853 | 3323.5104 | 3298.2673 | 3255.5643 | 3198.3114 | 3128.9335 | 3049.4515 | 2961.5493 | 2834.0988 | 2673.6912 | 2485.8195 | 2275.061 | 2045.2301 | 1823.8352 | 1609.4703 | 1400.9636 | 1197.3389 | 997.7824 | 831.4853
[10 empty] | 0 | 1253.5828 | 2167.585 | 2630.1885 | 2809.8754 | 2809.8754 | 2809.8754 | 2809.8754 | 2809.8754 | 2809.8754 | 2809.8754 | 2809.8754 | 2809.8754 | 2809.8754 | 2809.8754 | 2809.8754 | 2809.8754 | 2809.8754 | 2809.8754 | 2809.8754 | 2809.8754 | 2809.8754 | 2809.8754 | 2809.8754 | 2809.8754 | 2809.8754 | 2809.8754 | 2600.9449
[10 empty] | 0 | 821.014 | 1601.4492 | 2440.2525 | 3149.267 | 3723.6915 | 4403.0755 | 5224.5642 | 6186.8189 | 7287.7462 | 8489.5715 | 9788.7671 | 11201.0916 | 12692.5559 | 14244.9405 | 15840.09 | 17481.3816 | 19172.7918 | 20889.7398 | 22637.353 | 24403.9156 | 26177.8811 | 27931.3194 | 29669.1448 | 31408.324 | 33146.9104 | 34882.8631 | 36791.7915
[10 empty] | 0 | 0 | 0 | 0 | 0 | 0 | 0 | 0 | 0 | 0 | 0 | 0 | 0 | 0 | 0 | 0 | 0 | 0 | 0 | 0 | 0 | 0 | 0 | 0 | 0 | 0 | 0 | 0
[10 empty] | 0 | 0 | 0 | 0 | 0 | 0 | 0 | 0 | 0 | 0 | 0 | 0 | 0 | 0 | 0 | 0 | 0 | 0 | 0 | 0 | 0 | 0 | 0 | 0 | 0 | 0 | 0 | 0
[10 empty] | 0 | 0 | 0 | 0 | 0 | 0 | 0 | 0 | 0 | 0 | 0 | 0 | 0 | 0 | 0 | 0 | 0 | 0 | 0 | 0 | 0 | 0 | 0 | 0 | 0 | 0 | 0 | 0
[10 empty] | 0 | 0 | 0 | 0 | 0 | 0 | 0 | 0 | 0 | 0 | 0 | 0 | 0 | 0 | 0 | 0 | 0 | 0 | 0 | 0 | 0 | 0 | 0 | 0 | 0 | 0 | 0 | 0
[10 empty] | 0 | 0 | 0 | 0 | 0 | 0 | 0 | 0 | 0 | 0 | 0 | 0 | 0 | 0 | 0 | 0 | 0 | 0 | 0 | 0 | 0 | 0 | 0 | 0 | 0 | 0 | 0 | 0
[10 empty] | 0 | 0 | 0 | 0 | 0 | 0 | 0 | 0 | 0 | 0 | 0 | 0 | 0 | 0 | 0 | 0 | 0 | 0 | 0 | 0 | 0 | 0 | 0 | 0 | 0 | 0 | 0 | 0
[10 empty] | 0 | 0 | 0 | 0 | 0 | 0 | 0 | 0 | 0 | 0 | 0 | 0 | 0 | 0 | 0 | 0 | 0 | 0 | 0 | 0 | 0 | 0 | 0 | 0 | 0 | 0 | 0 | 0
[10 empty] | 0 | 0 | 0 | 0 | 0 | 0 | 0 | 0 | 0 | 0 | 0 | 0 | 0 | 0 | 0 | 0 | 0 | 0 | 0 | 0 | 0 | 0 | 0 | 0 | 0 | 0 | 0 | 0
[10 empty] | 3543.64 | 3522.6245 | 3501.6091 | 3480.5936 | 3459.5781 | 3438.5626 | 3417.5472 | 3395.3537 | 3372.1785 | 3348.1853 | 3323.5104 | 3298.2673 | 3255.5643 | 3198.3114 | 3128.9335 | 3049.4515 | 2961.5493 | 2834.0988 | 2673.6912 | 2485.8195 | 2275.061 | 2045.2301 | 1823.8352 | 1609.4703 | 1400.9636 | 1197.3389 | 997.7824 | 831.4853
[10 empty] | 0 | 1253.5828 | 2167.585 | 2630.1885 | 2809.8754 | 2809.8754 | 2809.8754 | 2809.8754 | 2809.8754 | 2809.8754 | 2809.8754 | 2809.8754 | 2809.8754 | 2809.8754 | 2809.8754 | 2809.8754 | 2809.8754 | 2809.8754 | 2809.8754 | 2809.8754 | 2809.8754 | 2809.8754 | 2809.8754 | 2809.8754 | 2809.8754 | 2809.8754 | 2809.8754 | 2600.9449
[10 empty] | 0 | 821.014 | 1601.4492 | 2440.2525 | 3149.267 | 3723.6915 | 4403.0755 | 5224.5642 | 6186.8189 | 7287.7462 | 8489.5715 | 9788.7671 | 11201.0916 | 12692.5559 | 14244.9405 | 15840.09 | 17481.3816 | 19172.7918 | 20889.7398 | 22637.353 | 24403.9156 | 26177.8811 | 27931.3194 | 29669.1448 | 31408.324 | 33146.9104 | 34882.8631 | 36791.7915
[10 empty] | 0 | 0 | 0 | 0 | 0 | 0 | 0 | 0 | 0 | 0 | 0 | 0 | 0 | 0 | 0 | 0 | 0 | 0 | 0 | 0 | 0 | 0 | 0 | 0 | 0 | 0 | 0 | 0
[10 empty] | 0 | 0 | 0 | 0 | 0 | 0 | 0 | 0 | 0 | 0 | 0 | 0 | 0 | 0 | 0 | 0 | 0 | 0 | 0 | 0 | 0 | 0 | 0 | 0 | 0 | 0 | 0 | 0
[10 empty] | 0 | 0 | 0 | 0 | 0 | 0 | 0 | 0 | 0 | 0 | 0 | 0 | 0 | 0 | 0 | 0 | 0 | 0 | 0 | 0 | 0 | 0 | 0 | 0 | 0 | 0 | 0 | 0
[10 empty] | 0 | 0 | 0 | 0 | 0 | 0 | 0 | 0 | 0 | 0 | 0 | 0 | 0 | 0 | 0 | 0 | 0 | 0 | 0 | 0 | 0 | 0 | 0 | 0 | 0 | 0 | 0 | 0
[10 empty] | 0 | 0 | 0 | 0 | 0 | 0 | 0 | 0 | 0 | 0 | 0 | 0 | 0 | 0 | 0 | 0 | 0 | 0 | 0 | 0 | 0 | 0 | 0 | 0 | 0 | 0 | 0 | 0
[10 empty] | 0 | 0 | 0 | 0 | 0 | 0 | 0 | 0 | 0 | 0 | 0 | 0 | 0 | 0 | 0 | 0 | 0 | 0 | 0 | 0 | 0 | 0 | 0 | 0 | 0 | 0 | 0 | 0
[10 empty] | 0 | 0 | 0 | 0 | 0 | 0 | 0 | 0 | 0 | 0 | 0 | 0 | 0 | 0 | 0 | 0 | 0 | 0 | 0 | 0 | 0 | 0 | 0 | 0 | 0 | 0 | 0 | 0
[10 empty] | 0 | 0 | 0 | 0 | 0 | 0 | 0 | 0 | 0 | 0 | 0 | 0 | 0 | 0 | 0 | 0 | 0 | 0 | 0 | 0 | 0 | 0 | 0 | 0 | 0 | 0 | 0 | 0
[10 empty] | 3543.64 | 3522.6245 | 3501.6091 | 3480.5936 | 3459.5781 | 3438.5626 | 3417.5472 | 3395.3537 | 3372.1785 | 3348.1853 | 3323.5104 | 3298.2673 | 3255.5643 | 3198.3114 | 3128.9335 | 3049.4515 | 2961.5493 | 2834.0988 | 2673.6912 | 2485.8195 | 2275.061 | 2045.2301 | 1823.8352 | 1609.4703 | 1400.9636 | 1197.3389 | 997.7824 | 831.4853
[10 empty] | 0 | 1253.5828 | 2167.585 | 2630.1885 | 2809.8754 | 2809.8754 | 2809.8754 | 2809.8754 | 2809.8754 | 2809.8754 | 2809.8754 | 2809.8754 | 2809.8754 | 2809.8754 | 2809.8754 | 2809.8754 | 2809.8754 | 2809.8754 | 2809.8754 | 2809.8754 | 2809.8754 | 2809.8754 | 2809.8754 | 2809.8754 | 2809.8754 | 2809.8754 | 2809.8754 | 2600.9449
[10 empty] | 0 | 821.014 | 1601.4492 | 2440.2525 | 3149.267 | 3723.6915 | 4403.0755 | 5224.5642 | 6186.8189 | 7287.7462 | 8489.5715 | 9788.7671 | 11201.0916 | 12692.5559 | 14244.9405 | 15840.09 | 17481.3816 | 19172.7918 | 20889.7398 | 22637.353 | 24403.9156 | 26177.8811 | 27931.3194 | 29669.1448 | 31408.324 | 33146.9104 | 34882.8631 | 36791.7915
[10 empty] | 0 | 0 | 0 | 0 | 0 | 0 | 0 | 0 | 0 | 0 | 0 | 0 | 0 | 0 | 0 | 0 | 0 | 0 | 0 | 0 | 0 | 0 | 0 | 0 | 0 | 0 | 0 | 0
[10 empty] | 0 | 0 | 0 | 0 | 0 | 0 | 0 | 0 | 0 | 0 | 0 | 0 | 0 | 0 | 0 | 0 | 0 | 0 | 0 | 0 | 0 | 0 | 0 | 0 | 0 | 0 | 0 | 0
[10 empty] | 0 | 0 | 0 | 0 | 0 | 0 | 0 | 0 | 0 | 0 | 0 | 0 | 0 | 0 | 0 | 0 | 0 | 0 | 0 | 0 | 0 | 0 | 0 | 0 | 0 | 0 | 0 | 0
[10 empty] | 0 | 0 | 0 | 0 | 0 | 0 | 0 | 0 | 0 | 0 | 0 | 0 | 0 | 0 | 0 | 0 | 0 | 0 | 0 | 0 | 0 | 0 | 0 | 0 | 0 | 0 | 0 | 0
[10 empty] | 0 | 0 | 0 | 0 | 0 | 0 | 0 | 0 | 0 | 0 | 0 | 0 | 0 | 0 | 0 | 0 | 0 | 0 | 0 | 0 | 0 | 0 | 0 | 0 | 0 | 0 | 0 | 0
[10 empty] | 0 | 0 | 0 | 0 | 0 | 0 | 0 | 0 | 0 | 0 | 0 | 0 | 0 | 0 | 0 | 0 | 0 | 0 | 0 | 0 | 0 | 0 | 0 | 0 | 0 | 0 | 0 | 0
[10 empty] | 0 | 0 | 0 | 0 | 0 | 0 | 0 | 0 | 0 | 0 | 0 | 0 | 0 | 0 | 0 | 0 | 0 | 0 | 0 | 0 | 0 | 0 | 0 | 0 | 0 | 0 | 0 | 0
[10 empty] | 0 | 0 | 0 | 0 | 0 | 0 | 0 | 0 | 0 | 0 | 0 | 0 | 0 | 0 | 0 | 0 | 0 | 0 | 0 | 0 | 0 | 0 | 0 | 0 | 0 | 0 | 0 | 0
[10 empty] | 3543.64 | 3522.6245 | 3501.6091 | 3480.5936 | 3459.5781 | 3438.5626 | 3417.5472 | 3395.3537 | 3372.1785 | 3348.1853 | 3323.5104 | 3298.2673 | 3255.5643 | 3198.3114 | 3128.9335 | 3049.4515 | 2961.5493 | 2834.0988 | 2673.6912 | 2485.8195 | 2275.061 | 2045.2301 | 1823.8352 | 1609.4703 | 1400.9636 | 1197.3389 | 997.7824 | 831.4853
[10 empty] | 0 | 1253.5828 | 2167.585 | 2630.1885 | 2809.8754 | 2809.8754 | 2809.8754 | 2809.8754 | 2809.8754 | 2809.8754 | 2809.8754 | 2809.8754 | 2809.8754 | 2809.8754 | 2809.8754 | 2809.8754 | 2809.8754 | 2809.8754 | 2809.8754 | 2809.8754 | 2809.8754 | 2809.8754 | 2809.8754 | 2809.8754 | 2809.8754 | 2809.8754 | 2809.8754 | 2600.9449
[10 empty] | 0 | 821.014 | 1601.4492 | 2440.2525 | 3149.267 | 3723.6915 | 4403.0755 | 5224.5642 | 6186.8189 | 7287.7462 | 8489.5715 | 9788.7671 | 11201.0916 | 12692.5559 | 14244.9405 | 15840.09 | 17481.3816 | 19172.7918 | 20889.7398 | 22637.353 | 24403.9156 | 26177.8811 | 27931.3194 | 29669.1448 | 31408.324 | 33146.9104 | 34882.8631 | 36791.7915
[10 empty] | 0 | 0 | 0 | 0 | 0 | 0 | 0 | 0 | 0 | 0 | 0 | 0 | 0 | 0 | 0 | 0 | 0 | 0 | 0 | 0 | 0 | 0 | 0 | 0 | 0 | 0 | 0 | 0
[10 empty] | 0 | 0 | 0 | 0 | 0 | 0 | 0 | 0 | 0 | 0 | 0 | 0 | 0 | 0 | 0 | 0 | 0 | 0 | 0 | 0 | 0 | 0 | 0 | 0 | 0 | 0 | 0 | 0
[10 empty] | 0 | 0 | 0 | 0 | 0 | 0 | 0 | 0 | 0 | 0 | 0 | 0 | 0 | 0 | 0 | 0 | 0 | 0 | 0 | 0 | 0 | 0 | 0 | 0 | 0 | 0 | 0 | 0
[10 empty] | 0 | 0 | 0 | 0 | 0 | 0 | 0 | 0 | 0 | 0 | 0 | 0 | 0 | 0 | 0 | 0 | 0 | 0 | 0 | 0 | 0 | 0 | 0 | 0 | 0 | 0 | 0 | 0
[10 empty] | 0 | 0 | 0 | 0 | 0 | 0 | 0 | 0 | 0 | 0 | 0 | 0 | 0 | 0 | 0 | 0 | 0 | 0 | 0 | 0 | 0 | 0 | 0 | 0 | 0 | 0 | 0 | 0
[10 empty] | 0 | 0 | 0 | 0 | 0 | 0 | 0 | 0 | 0 | 0 | 0 | 0 | 0 | 0 | 0 | 0 | 0 | 0 | 0 | 0 | 0 | 0 | 0 | 0 | 0 | 0 | 0 | 0
[10 empty] | 0 | 0 | 0 | 0 | 0 | 0 | 0 | 0 | 0 | 0 | 0 | 0 | 0 | 0 | 0 | 0 | 0 | 0 | 0 | 0 | 0 | 0 | 0 | 0 | 0 | 0 | 0 | 0
[10 empty] | 0 | 0 | 0 | 0 | 0 | 0 | 0 | 0 | 0 | 0 | 0 | 0 | 0 | 0 | 0 | 0 | 0 | 0 | 0 | 0 | 0 | 0 | 0 | 0 | 0 | 0 | 0 | 0
[10 empty] | 3543.64 | 3522.6245 | 3501.6091 | 3480.5936 | 3459.5781 | 3438.5626 | 3417.5472 | 3395.3537 | 3372.1785 | 3348.1853 | 3323.5104 | 3298.2673 | 3255.5643 | 3198.3114 | 3128.9335 | 3049.4515 | 2961.5493 | 2834.0988 | 2673.6912 | 2485.8195 | 2275.061 | 2045.2301 | 1823.8352 | 1609.4703 | 1400.9636 | 1197.3389 | 997.7824 | 831.4853
[10 empty] | 0 | 1253.5828 | 2167.585 | 2630.1885 | 2809.8754 | 2809.8754 | 2809.8754 | 2809.8754 | 2809.8754 | 2809.8754 | 2809.8754 | 2809.8754 | 2809.8754 | 2809.8754 | 2809.8754 | 2809.8754 | 2809.8754 | 2809.8754 | 2809.8754 | 2809.8754 | 2809.8754 | 2809.8754 | 2809.8754 | 2809.8754 | 2809.8754 | 2809.8754 | 2809.8754 | 2600.9449
[10 empty] | 0 | 821.014 | 1601.4492 | 2440.2525 | 3149.267 | 3723.6915 | 4403.0755 | 5224.5642 | 6186.8189 | 7287.7462 | 8489.5715 | 9788.7671 | 11201.0916 | 12692.5559 | 14244.9405 | 15840.09 | 17481.3816 | 19172.7918 | 20889.7398 | 22637.353 | 24403.9156 | 26177.8811 | 27931.3194 | 29669.1448 | 31408.324 | 33146.9104 | 34882.8631 | 36791.7915
[10 empty] | 0 | 0 | 0 | 0 | 0 | 0 | 0 | 0 | 0 | 0 | 0 | 0 | 0 | 0 | 0 | 0 | 0 | 0 | 0 | 0 | 0 | 0 | 0 | 0 | 0 | 0 | 0 | 0
[10 empty] | 0 | 0 | 0 | 0 | 0 | 0 | 0 | 0 | 0 | 0 | 0 | 0 | 0 | 0 | 0 | 0 | 0 | 0 | 0 | 0 | 0 | 0 | 0 | 0 | 0 | 0 | 0 | 0
[10 empty] | 0 | 0 | 0 | 0 | 0 | 0 | 0 | 0 | 0 | 0 | 0 | 0 | 0 | 0 | 0 | 0 | 0 | 0 | 0 | 0 | 0 | 0 | 0 | 0 | 0 | 0 | 0 | 0
[10 empty] | 0 | 0 | 0 | 0 | 0 | 0 | 0 | 0 | 0 | 0 | 0 | 0 | 0 | 0 | 0 | 0 | 0 | 0 | 0 | 0 | 0 | 0 | 0 | 0 | 0 | 0 | 0 | 0
[10 empty] | 0 | 0 | 0 | 0 | 0 | 0 | 0 | 0 | 0 | 0 | 0 | 0 | 0 | 0 | 0 | 0 | 0 | 0 | 0 | 0 | 0 | 0 | 0 | 0 | 0 | 0 | 0 | 0
[10 empty] | 0 | 0 | 0 | 0 | 0 | 0 | 0 | 0 | 0 | 0 | 0 | 0 | 0 | 0 | 0 | 0 | 0 | 0 | 0 | 0 | 0 | 0 | 0 | 0 | 0 | 0 | 0 | 0
[10 empty] | 0 | 0 | 0 | 0 | 0 | 0 | 0 | 0 | 0 | 0 | 0 | 0 | 0 | 0 | 0 | 0 | 0 | 0 | 0 | 0 | 0 | 0 | 0 | 0 | 0 | 0 | 0 | 0
[10 empty] | 0 | 0 | 0 | 0 | 0 | 0 | 0 | 0 | 0 | 0 | 0 | 0 | 0 | 0 | 0 | 0 | 0 | 0 | 0 | 0 | 0 | 0 | 0 | 0 | 0 | 0 | 0 | 0
[10 empty] | 3543.64 | 3522.6245 | 3501.6091 | 3480.5936 | 3459.5781 | 3438.5626 | 3417.5472 | 3395.3537 | 3372.1785 | 3348.1853 | 3323.5104 | 3298.2673 | 3255.5643 | 3198.3114 | 3128.9335 | 3049.4515 | 2961.5493 | 2834.0988 | 2673.6912 | 2485.8195 | 2275.061 | 2045.2301 | 1823.8352 | 1609.4703 | 1400.9636 | 1197.3389 | 997.7824 | 831.4853
[10 empty] | 0 | 1253.5828 | 2167.585 | 2630.1885 | 2809.8754 | 2809.8754 | 2809.8754 | 2809.8754 | 2809.8754 | 2809.8754 | 2809.8754 | 2809.8754 | 2809.8754 | 2809.8754 | 2809.8754 | 2809.8754 | 2809.8754 | 2809.8754 | 2809.8754 | 2809.8754 | 2809.8754 | 2809.8754 | 2809.8754 | 2809.8754 | 2809.8754 | 2809.8754 | 2809.8754 | 2600.9449
[10 empty] | 0 | 821.014 | 1601.4492 | 2440.2525 | 3149.267 | 3723.6915 | 4403.0755 | 5224.5642 | 6186.8189 | 7287.7462 | 8489.5715 | 9788.7671 | 11201.0916 | 12692.5559 | 14244.9405 | 15840.09 | 17481.3816 | 19172.7918 | 20889.7398 | 22637.353 | 24403.9156 | 26177.8811 | 27931.3194 | 29669.1448 | 31408.324 | 33146.9104 | 34882.8631 | 36791.7915
[10 empty] | 0 | 0 | 0 | 0 | 0 | 0 | 0 | 0 | 0 | 0 | 0 | 0 | 0 | 0 | 0 | 0 | 0 | 0 | 0 | 0 | 0 | 0 | 0 | 0 | 0 | 0 | 0 | 0
[10 empty] | 0 | 0 | 0 | 0 | 0 | 0 | 0 | 0 | 0 | 0 | 0 | 0 | 0 | 0 | 0 | 0 | 0 | 0 | 0 | 0 | 0 | 0 | 0 | 0 | 0 | 0 | 0 | 0
[10 empty] | 0 | 0 | 0 | 0 | 0 | 0 | 0 | 0 | 0 | 0 | 0 | 0 | 0 | 0 | 0 | 0 | 0 | 0 | 0 | 0 | 0 | 0 | 0 | 0 | 0 | 0 | 0 | 0
[10 empty] | 0 | 0 | 0 | 0 | 0 | 0 | 0 | 0 | 0 | 0 | 0 | 0 | 0 | 0 | 0 | 0 | 0 | 0 | 0 | 0 | 0 | 0 | 0 | 0 | 0 | 0 | 0 | 0
[10 empty] | 0 | 0 | 0 | 0 | 0 | 0 | 0 | 0 | 0 | 0 | 0 | 0 | 0 | 0 | 0 | 0 | 0 | 0 | 0 | 0 | 0 | 0 | 0 | 0 | 0 | 0 | 0 | 0
[10 empty] | 0 | 0 | 0 | 0 | 0 | 0 | 0 | 0 | 0 | 0 | 0 | 0 | 0 | 0 | 0 | 0 | 0 | 0 | 0 | 0 | 0 | 0 | 0 | 0 | 0 | 0 | 0 | 0
[10 empty] | 0 | 0 | 0 | 0 | 0 | 0 | 0 | 0 | 0 | 0 | 0 | 0 | 0 | 0 | 0 | 0 | 0 | 0 | 0 | 0 | 0 | 0 | 0 | 0 | 0 | 0 | 0 | 0
[10 empty] | 0 | 0 | 0 | 0 | 0 | 0 | 0 | 0 | 0 | 0 | 0 | 0 | 0 | 0 | 0 | 0 | 0 | 0 | 0 | 0 | 0 | 0 | 0 | 0 | 0 | 0 | 0 | 0
[10 empty] | 3543.64 | 3522.6245 | 3501.6091 | 3480.5936 | 3459.5781 | 3438.5626 | 3417.5472 | 3395.3537 | 3372.1785 | 3348.1853 | 3323.5104 | 3298.2673 | 3255.5643 | 3198.3114 | 3128.9335 | 3049.4515 | 2961.5493 | 2834.0988 | 2673.6912 | 2485.8195 | 2275.061 | 2045.2301 | 1823.8352 | 1609.4703 | 1400.9636 | 1197.3389 | 997.7824 | 831.4853
[10 empty] | 0 | 1253.5828 | 2167.585 | 2630.1885 | 2809.8754 | 2809.8754 | 2809.8754 | 2809.8754 | 2809.8754 | 2809.8754 | 2809.8754 | 2809.8754 | 2809.8754 | 2809.8754 | 2809.8754 | 2809.8754 | 2809.8754 | 2809.8754 | 2809.8754 | 2809.8754 | 2809.8754 | 2809.8754 | 2809.8754 | 2809.8754 | 2809.8754 | 2809.8754 | 2809.8754 | 2600.9449
[10 empty] | 0 | 821.014 | 1601.4492 | 2440.2525 | 3149.267 | 3723.6915 | 4403.0755 | 5224.5642 | 6186.8189 | 7287.7462 | 8489.5715 | 9788.7671 | 11201.0916 | 12692.5559 | 14244.9405 | 15840.09 | 17481.3816 | 19172.7918 | 20889.7398 | 22637.353 | 24403.9156 | 26177.8811 | 27931.3194 | 29669.1448 | 31408.324 | 33146.9104 | 34882.8631 | 36791.7915
[10 empty] | 0 | 0 | 0 | 0 | 0 | 0 | 0 | 0 | 0 | 0 | 0 | 0 | 0 | 0 | 0 | 0 | 0 | 0 | 0 | 0 | 0 | 0 | 0 | 0 | 0 | 0 | 0 | 0
[10 empty] | 0 | 0 | 0 | 0 | 0 | 0 | 0 | 0 | 0 | 0 | 0 | 0 | 0 | 0 | 0 | 0 | 0 | 0 | 0 | 0 | 0 | 0 | 0 | 0 | 0 | 0 | 0 | 0
[10 empty] | 0 | 0 | 0 | 0 | 0 | 0 | 0 | 0 | 0 | 0 | 0 | 0 | 0 | 0 | 0 | 0 | 0 | 0 | 0 | 0 | 0 | 0 | 0 | 0 | 0 | 0 | 0 | 0
[10 empty] | 0 | 0 | 0 | 0 | 0 | 0 | 0 | 0 | 0 | 0 | 0 | 0 | 0 | 0 | 0 | 0 | 0 | 0 | 0 | 0 | 0 | 0 | 0 | 0 | 0 | 0 | 0 | 0
[10 empty] | 0 | 0 | 0 | 0 | 0 | 0 | 0 | 0 | 0 | 0 | 0 | 0 | 0 | 0 | 0 | 0 | 0 | 0 | 0 | 0 | 0 | 0 | 0 | 0 | 0 | 0 | 0 | 0
[10 empty] | 0 | 0 | 0 | 0 | 0 | 0 | 0 | 0 | 0 | 0 | 0 | 0 | 0 | 0 | 0 | 0 | 0 | 0 | 0 | 0 | 0 | 0 | 0 | 0 | 0 | 0 | 0 | 0
[10 empty] | 0 | 0 | 0 | 0 | 0 | 0 | 0 | 0 | 0 | 0 | 0 | 0 | 0 | 0 | 0 | 0 | 0 | 0 | 0 | 0 | 0 | 0 | 0 | 0 | 0 | 0 | 0 | 0
[10 empty] | 0 | 0 | 0 | 0 | 0 | 0 | 0 | 0 | 0 | 0 | 0 | 0 | 0 | 0 | 0 | 0 | 0 | 0 | 0 | 0 | 0 | 0 | 0 | 0 | 0 | 0 | 0 | 0
[10 empty] | 3543.64 | 3522.6245 | 3501.6091 | 3480.5936 | 3459.5781 | 3438.5626 | 3417.5472 | 3395.3537 | 3372.1785 | 3348.1853 | 3323.5104 | 3298.2673 | 3255.5643 | 3198.3114 | 3128.9335 | 3049.4515 | 2961.5493 | 2834.0988 | 2673.6912 | 2485.8195 | 2275.061 | 2045.2301 | 1823.8352 | 1609.4703 | 1400.9636 | 1197.3389 | 997.7824 | 831.4853
[10 empty] | 0 | 1240.8841 | 2143.5503 | 2598.6836 | 2774.1213 | 2774.1213 | 2774.1213 | 2774.1213 | 2774.1213 | 2774.1213 | 2774.1213 | 2774.1213 | 2774.1213 | 2774.1213 | 2774.1213 | 2774.1213 | 2774.1213 | 2774.1213 | 2774.1213 | 2774.1213 | 2774.1213 | 2774.1213 | 2774.1213 | 2774.1213 | 2774.1213 | 2774.1213 | 2774.1213 | 2567.3073
[10 empty] | 0 | 812.6972 | 1583.453 | 2408.7111 | 3100.9592 | 3654.3682 | 4312.7368 | 5112.0319 | 6051.1115 | 7128.0456 | 8305.1959 | 9579.1485 | 10948.77 | 12382.9814 | 13865.988 | 15381.6556 | 16935.045 | 18499.0047 | 20055.5451 | 21615.2866 | 23171.0907 | 24715.2253 | 26247.2687 | 27770.7292 | 29420.4969 | 31201.0402 | 33267.2636 | 35449.3011
[10 empty] | 0 | 0 | 0 | 0 | 0 | 0 | 0 | 0 | 0 | 0 | 0 | 0 | 0 | 0 | 0 | 0 | 0 | 0 | 0 | 0 | 0 | 0 | 0 | 0 | 0 | 0 | 0 | 0
[10 empty] | 0 | 0 | 0 | 0 | 0 | 0 | 0 | 0 | 0 | 0 | 0 | 0 | 0 | 0 | 0 | 0 | 0 | 0 | 0 | 0 | 0 | 0 | 0 | 0 | 0 | 0 | 0 | 0
[10 empty] | 0 | 0 | 0 | 0 | 0 | 0 | 0 | 0 | 0 | 0 | 0 | 0 | 0 | 0 | 0 | 0 | 0 | 0 | 0 | 0 | 0 | 0 | 0 | 0 | 0 | 0 | 0 | 0
[10 empty] | 0 | 0 | 0 | 0 | 0 | 0 | 0 | 0 | 0 | 0 | 0 | 0 | 0 | 0 | 0 | 0 | 0 | 0 | 0 | 0 | 0 | 0 | 0 | 0 | 0 | 0 | 0 | 0
[10 empty] | 0 | 0 | 0 | 0 | 0 | 0 | 0 | 0 | 0 | 0 | 0 | 0 | 0 | 0 | 0 | 0 | 0 | 0 | 0 | 0 | 0 | 0 | 0 | 0 | 0 | 0 | 0 | 0
[10 empty] | 0 | 0 | 0 | 0 | 0 | 0 | 0 | 0 | 0 | 0 | 0 | 0 | 0 | 0 | 0 | 0 | 0 | 0 | 0 | 0 | 0 | 0 | 0 | 0 | 0 | 0 | 0 | 0
[10 empty] | 0 | 0 | 0 | 0 | 0 | 0 | 0 | 0 | 0 | 0 | 0 | 0 | 0 | 0 | 0 | 0 | 0 | 0 | 0 | 0 | 0 | 0 | 0 | 0 | 0 | 0 | 0 | 0
[10 empty] | 0 | 0 | 0 | 0 | 0 | 0 | 0 | 0 | 0 | 0 | 0 | 0 | 0 | 0 | 0 | 0 | 0 | 0 | 0 | 0 | 0 | 0 | 0 | 0 | 0 | 0 | 0 | 0
[10 empty] | 3543.64 | 3543.64 | 3543.64 | 3543.64 | 3543.64 | 3543.64 | 3543.64 | 3543.64 | 3543.64 | 3543.64 | 3543.64 | 3543.64 | 3543.64 | 3543.64 | 3543.64 | 3543.64 | 3543.64 | 3543.64 | 3543.64 | 3543.64 | 3543.64 | 3543.64 | 3543.64 | 3543.64 | 3424.5449 | 3178.9632 | 2649.136 | 2207.6133
[10 empty] | 0 | 35.1813 | 81.8613 | 130.6833 | 180.7691 | 180.7691 | 180.7691 | 180.7691 | 180.7691 | 180.7691 | 180.7691 | 180.7691 | 180.7691 | 180.7691 | 175.7432 | 164.7667 | 148.3837 | 127.1861 | 109.0166 | 93.4428 | 80.0939 | 58.4015 | 36.4579 | 17.025 | 0 | 0 | 0 | 0
[10 empty] | 0 | 0.76345 | 0.76345 | 0.76345 | 0.76345 | 52.175 | 104.9767 | 164.6267 | 225.8346 | 288.6318 | 353.0499 | 419.1214 | 486.8791 | 556.3565 | 632.6216 | 716.6248 | 807.8574 | 905.7637 | 1002.5376 | 1098.6489 | 1194.5066 | 1300.7336 | 1409.2426 | 1517.3303 | 1625.1403 | 1718.0968 | 1813.267 | 1910.6938
[10 empty] | 0 | 0 | 0 | 0 | 0 | 0 | 0 | 0 | 0 | 0 | 0 | 0 | 0 | 0 | 0 | 0 | 0 | 0 | 0 | 0 | 0 | 0 | 0 | 0 | 0 | 0 | 0 | 0
[10 empty] | 0 | 0.055593 | 0.055593 | 0.055593 | 0.055593 | 0.055593 | 0.055593 | 0.055593 | 0.055593 | 0.055593 | 0.055593 | 0.055593 | 0.055593 | 0.055593 | 0.047651 | 0.040844 | 0.035009 | 0.030008 | 0.025721 | 0.022046 | 0.018897 | 0 | 0 | 0 | 0 | 0 | 0 | 0
[10 empty] | 0 | 0 | 0 | 0 | 0 | 0 | 0 | 0 | 0 | 0 | 0 | 0 | 0 | 0 | 0 | 0 | 0 | 0 | 0 | 0 | 0 | 0 | 0 | 0 | 0 | 0 | 0 | 0
[10 empty] | 0 | 0 | 0 | 0 | 0 | 0 | 0 | 0 | 0 | 0 | 0 | 0 | 0 | 0 | 0 | 0 | 0 | 0 | 0 | 0 | 0 | 0 | 0 | 0 | 0 | 0 | 0 | 0
[10 empty] | 0 | 0 | 0 | 0 | 0 | 0 | 0 | 0 | 0 | 0 | 0 | 0 | 0 | 0 | 0 | 0 | 0 | 0 | 0 | 0 | 0 | 0 | 0 | 0 | 0 | 0 | 0 | 0
[10 empty] | 0 | 0 | 0 | 0 | 0 | 0 | 0 | 0 | 0 | 0 | 0 | 0 | 0 | 0 | 0 | 0 | 0 | 0 | 0 | 0 | 0 | 0 | 0 | 0 | 0 | 0 | 0 | 0
[10 empty] | 0 | 0 | 0 | 0 | 0 | 0 | 0 | 0 | 0 | 0 | 0 | 0 | 0 | 0 | 0 | 0 | 0 | 0 | 0 | 0 | 0 | 0 | 0 | 0 | 0 | 0 | 0 | 0
[10 empty] | 0 | 0 | 0 | 0 | 0 | 0 | 0 | 0 | 0 | 0 | 0 | 0 | 0 | 0 | 0 | 0 | 0 | 0 | 0 | 0 | 0 | 0 | 0 | 0 | 0 | 0 | 0 | 0
[10 empty] | 0 | 0 | 0 | 0 | 0 | 0 | 0 | 0 | 0 | 0 | 0 | 0 | 0 | 0 | 0 | 0 | 0 | 0 | 0 | 0 | 0 | 0 | 0 | 0 | 0 | 0 | 0 | 0
[10 empty] | 0 | 13478.314 | 23291.6646 | 30637.0712 | 32792.6963 | 32089.411 | 25436.5233 | 16150.28 | 8825.5024 | 4429.8924 | 1642.452 | 0 | 0 | 0 | 0 | 0 | 0 | 0 | 0 | 0 | 0 | 0 | 0
[10 empty] | 0 | 0 | 0 | 0 | 0 | 0 | 6357.8685 | 13634.6668 | 19772.8642 | 24086.0106 | 26036.0341 | 26738.0377 | 25571.1822 | 24190.3138 | 23167.1373 | 22522.0241 | 21738.0879 | 20960.7369 | 20032.0363 | 19107.4499 | 18320.2729 | 17547.8078 | 16917.9751
[10 empty] | 0 | 13786.9211 | 24117.7482 | 32111.6158 | 39228.273 | 45169.3367 | 47306.9402 | 48441.7732 | 47845.5999 | 44750.4882 | 42859.291 | 41227.8678 | 39481.8209 | 37857.385 | 35784.6903 | 34004.2359 | 32361.5026 | 30584.8368 | 29011.6847 | 27521.7533 | 25958.2135 | 24517.4683 | 23230.4179
[10 empty] | 0 | 4565.7284 | 8001.9284 | 10743.7008 | 13447.5861 | 16122.6616 | 16096.8654 | 16071.1104 | 16045.3966 | 16019.724 | 15094.0122 | 13672.1027 | 11990.7768 | 10109.7268 | 8074.841 | 5279.1917 | 3333.9132 | 1956.7755 | 865.4153 | 0 | 0 | 0 | 0
[10 empty] | 0 | 0 | 0 | 0 | 0 | 0 | 3391.6178 | 7700.4037 | 11719.3114 | 16335.7188 | 16309.5817 | 16283.4863 | 16257.4327 | 16231.4209 | 16205.4506 | 15510.9039 | 14101.5511 | 12178.4228 | 9727.1498 | 7769.2691 | 5336.0882 | 3156.1669 | 1487.5581
[10 empty] | 0 | 0 | 0 | 0 | 0 | 0 | 0 | 0 | 0 | 0 | 4563.045 | 9112.444 | 14027.3448 | 19078.0704 | 24269.2434 | 30150.3797 | 35851.1706 | 41594.4957 | 47507.8498 | 52601.1955 | 57231.84 | 61465.9625 | 64888.705
[10 empty] | 0 | 0 | 0 | 0 | 0 | 0 | 0 | 0 | 0 | 0 | 0 | 0 | 0 | 0 | 0 | 0 | 0 | 0 | 0 | 0 | 0 | 0 | 0
[10 empty] | 0 | 0 | 0 | 0 | 0 | 0 | 0 | 0 | 0 | 0 | 0 | 0 | 0 | 0 | 0 | 0 | 0 | 0 | 0 | 0 | 0 | 0 | 0
[10 empty] | 0 | 0 | 0 | 0 | 0 | 0 | 0 | 0 | 0 | 0 | 0 | 0 | 0 | 0 | 0 | 0 | 0 | 0 | 0 | 0 | 0 | 0 | 0
[10 empty] | 0 | 0 | 0 | 0 | 0 | 0 | 0 | 0 | 0 | 0 | 0 | 0 | 0 | 0 | 0 | 0 | 0 | 0 | 0 | 0 | 0 | 0 | 0
[10 empty] | 110360.6814 | 78353.1408 | 54596.4685 | 36339.4094 | 24187.5109 | 16099.2073 | 10715.6324 | 7132.3249 | 4747.2755 | 3159.7865 | 2103.1539 | 1399.8593 | 931.7463 | 620.1703 | 412.7854 | 274.75 | 182.8736 | 121.7206 | 81.0173 | 53.9251 | 35.8925 | 23.8901 | 15.9012
[10 empty] | 0 | 0 | #DIV/0! | #DIV/0! | #DIV/0! | #DIV/0! | #DIV/0! | #DIV/0! | #DIV/0! | #DIV/0! | #DIV/0! | #DIV/0! | #DIV/0! | #DIV/0! | #DIV/0! | #DIV/0! | #DIV/0! | #DIV/0! | #DIV/0! | #DIV/0! | #DIV/0! | #DIV/0!
[10 empty] | 0 | 8976.5403 | #DIV/0! | #DIV/0! | #DIV/0! | #DIV/0! | #DIV/0! | #DIV/0! | #DIV/0! | #DIV/0! | #DIV/0! | #DIV/0! | #DIV/0! | #DIV/0! | #DIV/0! | #DIV/0! | #DIV/0! | #DIV/0! | #DIV/0! | #DIV/0! | #DIV/0! | #DIV/0!
[10 empty] | 0 | 92.9925 | #DIV/0! | #DIV/0! | #DIV/0! | #DIV/0! | #DIV/0! | #DIV/0! | #DIV/0! | #DIV/0! | #DIV/0! | #DIV/0! | #DIV/0! | #DIV/0! | #DIV/0! | #DIV/0! | #DIV/0! | #DIV/0! | #DIV/0! | #DIV/0! | #DIV/0! | #DIV/0!
[10 empty] | 0 | 0 | #DIV/0! | #DIV/0! | #DIV/0! | #DIV/0! | #DIV/0! | #DIV/0! | #DIV/0! | #DIV/0! | #DIV/0! | #DIV/0! | #DIV/0! | #DIV/0! | #DIV/0! | #DIV/0! | #DIV/0! | #DIV/0! | #DIV/0! | #DIV/0! | #DIV/0! | #DIV/0!
[10 empty] | 0 | 377.8918 | #DIV/0! | #DIV/0! | #DIV/0! | #DIV/0! | #DIV/0! | #DIV/0! | #DIV/0! | #DIV/0! | #DIV/0! | #DIV/0! | #DIV/0! | #DIV/0! | #DIV/0! | #DIV/0! | #DIV/0! | #DIV/0! | #DIV/0! | #DIV/0! | #DIV/0! | #DIV/0!
[10 empty] | 0 | 0 | #DIV/0! | #DIV/0! | #DIV/0! | #DIV/0! | #DIV/0! | #DIV/0! | #DIV/0! | #DIV/0! | #DIV/0! | #DIV/0! | #DIV/0! | #DIV/0! | #DIV/0! | #DIV/0! | #DIV/0! | #DIV/0! | #DIV/0! | #DIV/0! | #DIV/0! | #DIV/0!
[10 empty] | 0 | 0 | #DIV/0! | #DIV/0! | #DIV/0! | #DIV/0! | #DIV/0! | #DIV/0! | #DIV/0! | #DIV/0! | #DIV/0! | #DIV/0! | #DIV/0! | #DIV/0! | #DIV/0! | #DIV/0! | #DIV/0! | #DIV/0! | #DIV/0! | #DIV/0! | #DIV/0! | #DIV/0!
[10 empty] | 0 | 0 | #DIV/0! | #DIV/0! | #DIV/0! | #DIV/0! | #DIV/0! | #DIV/0! | #DIV/0! | #DIV/0! | #DIV/0! | #DIV/0! | #DIV/0! | #DIV/0! | #DIV/0! | #DIV/0! | #DIV/0! | #DIV/0! | #DIV/0! | #DIV/0! | #DIV/0! | #DIV/0!
[10 empty] | 0 | 0 | #DIV/0! | #DIV/0! | #DIV/0! | #DIV/0! | #DIV/0! | #DIV/0! | #DIV/0! | #DIV/0! | #DIV/0! | #DIV/0! | #DIV/0! | #DIV/0! | #DIV/0! | #DIV/0! | #DIV/0! | #DIV/0! | #DIV/0! | #DIV/0! | #DIV/0! | #DIV/0!
[10 empty] | 0 | 0 | #DIV/0! | #DIV/0! | #DIV/0! | #DIV/0! | #DIV/0! | #DIV/0! | #DIV/0! | #DIV/0! | #DIV/0! | #DIV/0! | #DIV/0! | #DIV/0! | #DIV/0! | #DIV/0! | #DIV/0! | #DIV/0! | #DIV/0! | #DIV/0! | #DIV/0! | #DIV/0!
[10 empty] | 176634.54 | 166904.5002 | 156980.5656 | #DIV/0! | #DIV/0! | #DIV/0! | #DIV/0! | #DIV/0! | #DIV/0! | #DIV/0! | #DIV/0! | #DIV/0! | #DIV/0! | #DIV/0! | #DIV/0! | #DIV/0! | #DIV/0! | #DIV/0! | #DIV/0! | #DIV/0! | #DIV/0! | #DIV/0!
[10 empty] | 0 | 345.2994 | 699.9854 | 1063.3144 | 1435.0597 | 1435.0597 | 1435.0597 | 1435.0597 | 1435.0597 | 1435.0597 | 1435.0597 | 1435.0597 | 1435.0597 | 1435.0597 | 1385.7312 | 1292.7802 | 1161.2038 | 995.3175 | 853.1293 | 731.2537 | 626.7889 | 436.6422 | 270.9244 | 126.3624 | 0 | 0 | 0 | 0
[10 empty] | 0 | 0 | 0 | 0 | 0 | 379.5877 | 766.5421 | 1160.472 | 1561.0593 | 1982.3333 | 2422.0524 | 2896.4266 | 3401.2559 | 3932.9597 | 4469.5104 | 5012.3668 | 5562.6939 | 6121.4796 | 6635.2834 | 7111.4285 | 7556.2149 | 8075.6716 | 8562.2292 | 9021.3638 | 9457.9456 | 9765.4786 | 10071.7808 | 10378.1273
[10 empty] | 0 | 0 | 0 | 0 | 0 | 0 | 0 | 0 | 0 | 0 | 0 | 0 | 0 | 0 | 0 | 0 | 0 | 0 | 0 | 0 | 0 | 0 | 0 | 0 | 0 | 0 | 0 | 0
[10 empty] | 0 | 0 | 0 | 0 | 0 | 0 | 0 | 0 | 0 | 0 | 0 | 0 | 0 | 0 | 0 | 0 | 0 | 0 | 0 | 0 | 0 | 0 | 0 | 0 | 0 | 0 | 0 | 0
[10 empty] | 0 | 0 | 0 | 0 | 0 | 0 | 0 | 0 | 0 | 0 | 0 | 0 | 0 | 0 | 0 | 0 | 0 | 0 | 0 | 0 | 0 | 0 | 0 | 0 | 0 | 0 | 0 | 0
[10 empty] | 0 | 0 | 0 | 0 | 0 | 0 | 0 | 0 | 0 | 0 | 0 | 0 | 0 | 0 | 0 | 0 | 0 | 0 | 0 | 0 | 0 | 0 | 0 | 0 | 0 | 0 | 0 | 0
[10 empty] | 0 | 0 | 0 | 0 | 0 | 0 | 0 | 0 | 0 | 0 | 0 | 0 | 0 | 0 | 0 | 0 | 0 | 0 | 0 | 0 | 0 | 0 | 0 | 0 | 0 | 0 | 0 | 0
[10 empty] | 0 | 0 | 0 | 0 | 0 | 0 | 0 | 0 | 0 | 0 | 0 | 0 | 0 | 0 | 0 | 0 | 0 | 0 | 0 | 0 | 0 | 0 | 0 | 0 | 0 | 0 | 0 | 0
[10 empty] | 0 | 0 | 0 | 0 | 0 | 0 | 0 | 0 | 0 | 0 | 0 | 0 | 0 | 0 | 0 | 0 | 0 | 0 | 0 | 0 | 0 | 0 | 0 | 0 | 0 | 0 | 0 | 0
[10 empty] | 0 | 0 | 0 | 0 | 0 | 0 | 0 | 0 | 0 | 0 | 0 | 0 | 0 | 0 | 0 | 0 | 0 | 0 | 0 | 0 | 0 | 0 | 0 | 0 | 0 | 0 | 0 | 0
[10 empty] | 5345.0347 | 5137.3432 | 4923.8079 | 4705.2635 | 4482.0303 | 4254.7781 | 4024.0811 | 3790.4314 | 3554.2508 | 3301.6161 | 3034.8779 | 2737.938 | 2415.1111 | 2070.0952 | 1774.3673 | 1520.8863 | 1303.6168 | 1117.3858 | 957.7593 | 820.9365 | 703.6599 | 603.1371 | 516.9746 | 443.1211 | 379.8181 | 325.5584 | 279.05 | 239.1857
[10 empty] | 0 | 2557.1648 | 4478.6141 | 5976.2226 | 7191.0158 | 8404.215 | 9615.0501 | 11062.2054 | 12664.593 | 14368.2461 | 15492.6956 | 16231.6426 | 16714.0141 | 17025.6243 | 17223.5907 | 17345.9311 | 17417.9497 | 17456.4894 | 17472.7604 | 17474.2244 | 17465.8479 | 17450.9365 | 17431.6904 | 17409.574 | 17385.5621 | 17360.3034 | 17334.2296 | 17307.6282
[10 empty] | 0 | 0 | 0 | 0 | 0 | 0 | 0 | 0 | 0 | 0 | 0 | 0 | 0 | 0 | 0 | 0 | 0 | 0 | 0 | 0 | 0 | 0 | 0 | 0 | 0 | 0 | 0 | 0
[10 empty] | 0 | 0 | 0 | 0 | 0 | 0 | 0 | 0 | 0 | 0 | 0 | 0 | 0 | 0 | 0 | 0 | 0 | 0 | 0 | 0 | 0 | 0 | 0 | 0 | 0 | 0 | 0 | 0
[10 empty] | 0 | 0 | 0 | 0 | 0 | 0 | 0 | 0 | 0 | 0 | 0 | 0 | 0 | 0 | 0 | 0 | 0 | 0 | 0 | 0 | 0 | 0 | 0 | 0 | 0 | 0 | 0 | 0
[10 empty] | 0 | 0 | 0 | 0 | 0 | 0 | 0 | 0 | 0 | 0 | 0 | 0 | 0 | 0 | 0 | 0 | 0 | 0 | 0 | 0 | 0 | 0 | 0 | 0 | 0 | 0 | 0 | 0
[10 empty] | 0 | 0 | 0 | 0 | 0 | 0 | 0 | 0 | 0 | 0 | 0 | 0 | 0 | 0 | 0 | 0 | 0 | 0 | 0 | 0 | 0 | 0 | 0 | 0 | 0 | 0 | 0 | 0
[10 empty] | 0 | 0 | 0 | 0 | 0 | 0 | 0 | 0 | 0 | 0 | 0 | 0 | 0 | 0 | 0 | 0 | 0 | 0 | 0 | 0 | 0 | 0 | 0 | 0 | 0 | 0 | 0 | 0
[10 empty] | 0 | 0 | 0 | 0 | 0 | 0 | 0 | 0 | 0 | 0 | 0 | 0 | 0 | 0 | 0 | 0 | 0 | 0 | 0 | 0 | 0 | 0 | 0 | 0 | 0 | 0 | 0 | 0
[10 empty] | 0 | 0 | 0 | 0 | 0 | 0 | 0 | 0 | 0 | 0 | 0 | 0 | 0 | 0 | 0 | 0 | 0 | 0 | 0 | 0 | 0 | 0 | 0 | 0 | 0 | 0 | 0 | 0
[10 empty] | 0 | 0 | 0 | 0 | 0 | 0 | 0 | 0 | 0 | 0 | 0 | 0 | 0 | 0 | 0 | 0 | 0 | 0 | 0 | 0 | 0 | 0 | 0 | 0 | 0 | 0 | 0 | 0
[10 empty] | 18074.695 | 15488.6107 | 13538.2881 | 12011.8525 | 10768.2784 | 9526.3444 | 8286.8203 | 6811.0221 | 5180.0373 | 3447.8328 | 2294.8775 | 1527.4705 | 1016.6844 | 676.7051 | 450.4149 | 299.7962 | 199.5443 | 132.8167 | 88.4028 | 58.8409 | 39.1645 | 26.0679 | 17.3508 | 11.5487 | 7.6868 | 5.1163 | 3.4054 | 2.2667
[10 empty] | 0 | 2004.895 | 4017.4504 | 6037.7906 | 8066.0417 | 10102.3321 | 12146.7922 | 14199.5545 | 16260.7537 | 18330.5265 | 20409.0122 | 22496.3518 | 24592.6892 | 26698.1702 | 28594.001 | 30311.6097 | 31877.9588 | 33316.1833 | 34646.1378 | 35884.866 | 37047.002 | 38145.1156 | 39190.0072 | 40190.9611 | 41155.9625 | 42091.8836 | 43004.6432 | 43899.3428
[10 empty] | 0 | 0 | 0 | 0 | 0 | 0 | 0 | 0 | 0 | 0 | 0 | 0 | 0 | 0 | 0 | 0 | 0 | 0 | 0 | 0 | 0 | 0 | 0 | 0 | 0 | 0 | 0 | 0
[10 empty] | 0 | 0 | 0 | 0 | 0 | 0 | 0 | 0 | 0 | 0 | 0 | 0 | 0 | 0 | 0 | 0 | 0 | 0 | 0 | 0 | 0 | 0 | 0 | 0 | 0 | 0 | 0 | 0
[10 empty] | 0 | 0 | 0 | 0 | 0 | 0 | 0 | 0 | 0 | 0 | 0 | 0 | 0 | 0 | 0 | 0 | 0 | 0 | 0 | 0 | 0 | 0 | 0 | 0 | 0 | 0 | 0 | 0
[10 empty] | 0 | 0 | 0 | 0 | 0 | 0 | 0 | 0 | 0 | 0 | 0 | 0 | 0 | 0 | 0 | 0 | 0 | 0 | 0 | 0 | 0 | 0 | 0 | 0 | 0 | 0 | 0 | 0
[10 empty] | 0 | 0 | 0 | 0 | 0 | 0 | 0 | 0 | 0 | 0 | 0 | 0 | 0 | 0 | 0 | 0 | 0 | 0 | 0 | 0 | 0 | 0 | 0 | 0 | 0 | 0 | 0 | 0
[10 empty] | 0 | 0 | 0 | 0 | 0 | 0 | 0 | 0 | 0 | 0 | 0 | 0 | 0 | 0 | 0 | 0 | 0 | 0 | 0 | 0 | 0 | 0 | 0 | 0 | 0 | 0 | 0 | 0
[10 empty] | 0 | 0 | 0 | 0 | 0 | 0 | 0 | 0 | 0 | 0 | 0 | 0 | 0 | 0 | 0 | 0 | 0 | 0 | 0 | 0 | 0 | 0 | 0 | 0 | 0 | 0 | 0 | 0
[10 empty] | 0 | 0 | 0 | 0 | 0 | 0 | 0 | 0 | 0 | 0 | 0 | 0 | 0 | 0 | 0 | 0 | 0 | 0 | 0 | 0 | 0 | 0 | 0 | 0 | 0 | 0 | 0 | 0
[10 empty] | 0 | 0 | 0 | 0 | 0 | 0 | 0 | 0 | 0 | 0 | 0 | 0 | 0 | 0 | 0 | 0 | 0 | 0 | 0 | 0 | 0 | 0 | 0 | 0 | 0 | 0 | 0 | 0
[10 empty] | 29119.3007 | 27586.7059 | 26054.1111 | 24521.5163 | 22988.9216 | 21456.3268 | 19923.732 | 18391.1373 | 16858.5425 | 15325.9477 | 13793.3529 | 12260.7582 | 10728.1634 | 9195.5686 | 7881.916 | 6755.928 | 5790.7954 | 4963.5389 | 4254.4619 | 3646.6817 | 3125.7271 | 2679.1947 | 2296.4526 | 1968.3879 | 1687.1897 | 1446.1626 | 1239.5679 | 1062.4868
[10 empty] | 0 | 110.9146 | 221.4743 | 331.6799 | 441.5323 | 551.0323 | 660.1807 | 768.9785 | 877.4265 | 985.5254 | 1093.2762 | 1200.6796 | 1307.7366 | 1414.4479 | 1512.4582 | 1602.4503 | 1685.0534 | 1760.8471 | 1830.366 | 1894.1025 | 1952.5105 | 2006.0082 | 2054.9812 | 2099.7847 | 2140.7462 | 2178.1673 | 2212.3263 | 2243.4792
[10 empty] | 0 | 0 | 0 | 0 | 0 | 0 | 0 | 0 | 0 | 0 | 0 | 0 | 0 | 0 | 0 | 0 | 0 | 0 | 0 | 0 | 0 | 0 | 0 | 0 | 0 | 0 | 0 | 0
[10 empty] | 0 | 0 | 0 | 0 | 0 | 0 | 0 | 0 | 0 | 0 | 0 | 0 | 0 | 0 | 0 | 0 | 0 | 0 | 0 | 0 | 0 | 0 | 0 | 0 | 0 | 0 | 0 | 0
[10 empty] | 0 | 0 | 0 | 0 | 0 | 0 | 0 | 0 | 0 | 0 | 0 | 0 | 0 | 0 | 0 | 0 | 0 | 0 | 0 | 0 | 0 | 0 | 0 | 0 | 0 | 0 | 0 | 0
[10 empty] | 0 | 0 | 0 | 0 | 0 | 0 | 0 | 0 | 0 | 0 | 0 | 0 | 0 | 0 | 0 | 0 | 0 | 0 | 0 | 0 | 0 | 0 | 0 | 0 | 0 | 0 | 0 | 0
[10 empty] | 0 | 0 | 0 | 0 | 0 | 0 | 0 | 0 | 0 | 0 | 0 | 0 | 0 | 0 | 0 | 0 | 0 | 0 | 0 | 0 | 0 | 0 | 0 | 0 | 0 | 0 | 0 | 0
[10 empty] | 0 | 0 | 0 | 0 | 0 | 0 | 0 | 0 | 0 | 0 | 0 | 0 | 0 | 0 | 0 | 0 | 0 | 0 | 0 | 0 | 0 | 0 | 0 | 0 | 0 | 0 | 0 | 0
[10 empty] | 0 | 0 | 0 | 0 | 0 | 0 | 0 | 0 | 0 | 0 | 0 | 0 | 0 | 0 | 0 | 0 | 0 | 0 | 0 | 0 | 0 | 0 | 0 | 0 | 0 | 0 | 0 | 0
[10 empty] | 0 | 0 | 0 | 0 | 0 | 0 | 0 | 0 | 0 | 0 | 0 | 0 | 0 | 0 | 0 | 0 | 0 | 0 | 0 | 0 | 0 | 0 | 0 | 0 | 0 | 0 | 0 | 0
[10 empty] | 0 | 0 | 0 | 0 | 0 | 0 | 0 | 0 | 0 | 0 | 0 | 0 | 0 | 0 | 0 | 0 | 0 | 0 | 0 | 0 | 0 | 0 | 0 | 0 | 0 | 0 | 0 | 0
[10 empty] | 2777.3088 | 2661.9505 | 2546.9542 | 2432.3191 | 2318.0444 | 2204.129 | 2090.5723 | 1977.3733 | 1864.5312 | 1752.0451 | 1639.9143 | 1528.1377 | 1416.7146 | 1305.6442 | 1203.2817 | 1108.9444 | 1022.0032 | 941.8781 | 868.0349 | 799.9809 | 737.2624 | 679.4611 | 626.1913 | 577.0979 | 531.8534 | 490.1561 | 451.7279 | 416.3124
[10 empty] | 0 | 2067.7888 | 4198.1482 | 6383.0867 | 8612.562 | 10880.6263 | 13182.003 | 15512.0117 | 17866.5011 | 20208.6552 | 22539.0431 | 24962.5065 | 27467.4223 | 30043.4783 | 32320.5749 | 34332.3694 | 36108.7317 | 37676.1702 | 39058.2102 | 40275.7297 | 41347.257 | 42289.2356 | 43116.2583 | 43841.2758 | 44475.7815 | 45029.9751 | 45512.9088 | 45932.6158
[10 empty] | 0 | 0 | 0 | 0 | 0 | 0 | 0 | 0 | 0 | 0 | 0 | 0 | 0 | 0 | 0 | 0 | 0 | 0 | 0 | 0 | 0 | 0 | 0 | 0 | 0 | 0 | 0 | 0
[10 empty] | 0 | 0 | 0 | 0 | 0 | 0 | 0 | 0 | 0 | 0 | 0 | 0 | 0 | 0 | 0 | 0 | 0 | 0 | 0 | 0 | 0 | 0 | 0 | 0 | 0 | 0 | 0 | 0
[10 empty] | 0 | 0 | 0 | 0 | 0 | 0 | 0 | 0 | 0 | 0 | 0 | 0 | 0 | 0 | 0 | 0 | 0 | 0 | 0 | 0 | 0 | 0 | 0 | 0 | 0 | 0 | 0 | 0
[10 empty] | 0 | 0 | 0 | 0 | 0 | 0 | 0 | 0 | 0 | 0 | 0 | 0 | 0 | 0 | 0 | 0 | 0 | 0 | 0 | 0 | 0 | 0 | 0 | 0 | 0 | 0 | 0 | 0
[10 empty] | 0 | 0 | 0 | 0 | 0 | 0 | 0 | 0 | 0 | 0 | 0 | 0 | 0 | 0 | 0 | 0 | 0 | 0 | 0 | 0 | 0 | 0 | 0 | 0 | 0 | 0 | 0 | 0
[10 empty] | 0 | 0 | 0 | 0 | 0 | 0 | 0 | 0 | 0 | 0 | 0 | 0 | 0 | 0 | 0 | 0 | 0 | 0 | 0 | 0 | 0 | 0 | 0 | 0 | 0 | 0 | 0 | 0
[10 empty] | 0 | 0 | 0 | 0 | 0 | 0 | 0 | 0 | 0 | 0 | 0 | 0 | 0 | 0 | 0 | 0 | 0 | 0 | 0 | 0 | 0 | 0 | 0 | 0 | 0 | 0 | 0 | 0
[10 empty] | 0 | 0 | 0 | 0 | 0 | 0 | 0 | 0 | 0 | 0 | 0 | 0 | 0 | 0 | 0 | 0 | 0 | 0 | 0 | 0 | 0 | 0 | 0 | 0 | 0 | 0 | 0 | 0
[10 empty] | 0 | 0 | 0 | 0 | 0 | 0 | 0 | 0 | 0 | 0 | 0 | 0 | 0 | 0 | 0 | 0 | 0 | 0 | 0 | 0 | 0 | 0 | 0 | 0 | 0 | 0 | 0 | 0
[10 empty] | 52076.3602 | 49925.2492 | 47711.701 | 45443.7067 | 43131.3085 | 40780.4541 | 38396.4197 | 35983.8854 | 33547.0026 | 31122.5869 | 28710.069 | 26204.6071 | 23617.8239 | 20960.0314 | 18601.3292 | 16508.0597 | 14650.3527 | 13001.6997 | 11538.5751 | 10240.1007 | 9087.7481 | 8065.0735 | 7157.4839 | 6352.0284 | 5637.2134 | 5002.839 | 4439.8529 | 3940.2214
[10 empty] | 0 | 674.2598 | 1347.5517 | 2019.7054 | 2689.6133 | 3357.294 | 4022.7642 | 4686.0391 | 5347.1321 | 5995.2514 | 6632.0012 | 7292.7759 | 7973.7359 | 8671.5962 | 9265.8485 | 9771.4406 | 10201.1648 | 10565.968 | 10875.2184 | 11136.933 | 11357.9724 | 11544.208 | 11700.6641 | 11831.6404 | 11940.8166 | 12031.3413 | 12105.9095 | 12166.827
[10 empty] | 0 | 0 | 0 | 0 | 0 | 0 | 0 | 0 | 0 | 0 | 0 | 0 | 0 | 0 | 0 | 0 | 0 | 0 | 0 | 0 | 0 | 0 | 0 | 0 | 0 | 0 | 0 | 0
[10 empty] | 0 | 0 | 0 | 0 | 0 | 0 | 0 | 0 | 0 | 0 | 0 | 0 | 0 | 0 | 0 | 0 | 0 | 0 | 0 | 0 | 0 | 0 | 0 | 0 | 0 | 0 | 0 | 0
[10 empty] | 0 | 0 | 0 | 0 | 0 | 0 | 0 | 0 | 0 | 0 | 0 | 0 | 0 | 0 | 0 | 0 | 0 | 0 | 0 | 0 | 0 | 0 | 0 | 0 | 0 | 0 | 0 | 0
[10 empty] | 0 | 0 | 0 | 0 | 0 | 0 | 0 | 0 | 0 | 0 | 0 | 0 | 0 | 0 | 0 | 0 | 0 | 0 | 0 | 0 | 0 | 0 | 0 | 0 | 0 | 0 | 0 | 0
[10 empty] | 0 | 0 | 0 | 0 | 0 | 0 | 0 | 0 | 0 | 0 | 0 | 0 | 0 | 0 | 0 | 0 | 0 | 0 | 0 | 0 | 0 | 0 | 0 | 0 | 0 | 0 | 0 | 0
[10 empty] | 0 | 0 | 0 | 0 | 0 | 0 | 0 | 0 | 0 | 0 | 0 | 0 | 0 | 0 | 0 | 0 | 0 | 0 | 0 | 0 | 0 | 0 | 0 | 0 | 0 | 0 | 0 | 0
[10 empty] | 0 | 0 | 0 | 0 | 0 | 0 | 0 | 0 | 0 | 0 | 0 | 0 | 0 | 0 | 0 | 0 | 0 | 0 | 0 | 0 | 0 | 0 | 0 | 0 | 0 | 0 | 0 | 0
[10 empty] | 0 | 0 | 0 | 0 | 0 | 0 | 0 | 0 | 0 | 0 | 0 | 0 | 0 | 0 | 0 | 0 | 0 | 0 | 0 | 0 | 0 | 0 | 0 | 0 | 0 | 0 | 0 | 0
[10 empty] | 0 | 0 | 0 | 0 | 0 | 0 | 0 | 0 | 0 | 0 | 0 | 0 | 0 | 0 | 0 | 0 | 0 | 0 | 0 | 0 | 0 | 0 | 0 | 0 | 0 | 0 | 0 | 0
[10 empty] | 13207.3978 | 12512.0062 | 11817.6163 | 11124.3983 | 10433.4599 | 9744.7822 | 9058.3486 | 8374.144 | 7692.1547 | 7023.1725 | 6365.5933 | 5684.0224 | 4982.2995 | 4263.7096 | 3648.7608 | 3122.5053 | 2672.1508 | 2286.7503 | 1956.9356 | 1674.6896 | 1433.1515 | 1226.4501 | 1049.5609 | 898.1843 | 768.6404 | 657.7805 | 562.9098 | 481.7221
[10 empty] | 0 | 5975.1779 | 5965.6176 | 5956.0726 | 3964.3619 | 2638.6793 | 1756.3049 | 0 | 0 | 0 | 0 | 0 | 0 | 0 | 0 | 0 | 0 | 0 | 0 | 0 | 0 | 0 | 0 | 0 | 0 | 0 | 0 | 0
[10 empty] | 0 | 0 | 5965.6176 | 11912.1452 | 19821.8096 | 27046.4627 | 33808.87 | 41426.3158 | 46424.5276 | 50684.2976 | 54312.1582 | 57399.2768 | 60023.672 | 62252.1096 | 64141.7259 | 65741.4166 | 67093.0249 | 68232.3592 | 69190.0633 | 69992.361 | 70661.6942 | 71217.2676 | 71675.5162 | 72050.5046 | 72354.2687 | 72597.1085 | 72787.8385 | 72934.0017
[10 empty] | 0 | 0 | 0 | 0 | 0 | 0 | 0 | 0 | 0 | 0 | 0 | 0 | 0 | 0 | 0 | 0 | 0 | 0 | 0 | 0 | 0 | 0 | 0 | 0 | 0 | 0 | 0 | 0
[10 empty] | 0 | 0 | 0 | 0 | 0 | 0 | 0 | 0 | 0 | 0 | 0 | 0 | 0 | 0 | 0 | 0 | 0 | 0 | 0 | 0 | 0 | 0 | 0 | 0 | 0 | 0 | 0 | 0
[10 empty] | 0 | 0 | 0 | 0 | 0 | 0 | 0 | 0 | 0 | 0 | 0 | 0 | 0 | 0 | 0 | 0 | 0 | 0 | 0 | 0 | 0 | 0 | 0 | 0 | 0 | 0 | 0 | 0
[10 empty] | 0 | 0 | 0 | 0 | 0 | 0 | 0 | 0 | 0 | 0 | 0 | 0 | 0 | 0 | 0 | 0 | 0 | 0 | 0 | 0 | 0 | 0 | 0 | 0 | 0 | 0 | 0 | 0
[10 empty] | 0 | 0 | 0 | 0 | 0 | 0 | 0 | 0 | 0 | 0 | 0 | 0 | 0 | 0 | 0 | 0 | 0 | 0 | 0 | 0 | 0 | 0 | 0 | 0 | 0 | 0 | 0 | 0
[10 empty] | 0 | 0 | 0 | 0 | 0 | 0 | 0 | 0 | 0 | 0 | 0 | 0 | 0 | 0 | 0 | 0 | 0 | 0 | 0 | 0 | 0 | 0 | 0 | 0 | 0 | 0 | 0 | 0
[10 empty] | 0 | 0 | 0 | 0 | 0 | 0 | 0 | 0 | 0 | 0 | 0 | 0 | 0 | 0 | 0 | 0 | 0 | 0 | 0 | 0 | 0 | 0 | 0 | 0 | 0 | 0 | 0 | 0
[10 empty] | 0 | 0 | 0 | 0 | 0 | 0 | 0 | 0 | 0 | 0 | 0 | 0 | 0 | 0 | 0 | 0 | 0 | 0 | 0 | 0 | 0 | 0 | 0 | 0 | 0 | 0 | 0 | 0
[10 empty] | 77801.7951 | 71702.1344 | 65621.7934 | 59560.7259 | 53518.8859 | 47496.2273 | 41492.7041 | 35508.2707 | 30386.9635 | 26004.2952 | 22253.7328 | 19044.1087 | 16297.4041 | 13946.8528 | 11935.3182 | 10213.9043 | 8740.7675 | 7480.0991 | 6401.2551 | 5478.0112 | 4687.9255 | 4011.7927 | 3433.1775 | 2938.0152 | 2514.2695 | 2151.64 | 1841.312 | 1575.7422
[10 empty] | 0 | 3377.2744 | 3371.8708 | 3366.4758 | 3361.0895 | 3355.7117 | 3350.3426 | 3344.982 | 3339.63 | 3334.2866 | 3328.9518 | 3323.6255 | 3318.3077 | 3312.9984 | 3307.6976 | 3302.4053 | 3297.1214 | 3291.846 | 3286.5791 | 3281.3205 | 2620.8563 | 2093.3304 | 1671.9848 | 1335.4477 | 1066.6488 | 0 | 0 | 0
[10 empty] | 0 | 0 | 3371.8708 | 6732.9516 | 10083.2684 | 13422.8468 | 16751.7128 | 20069.8921 | 23377.4103 | 26674.2931 | 29960.566 | 33236.2546 | 36501.3843 | 39755.9804 | 43000.0684 | 46233.6736 | 49456.8211 | 52669.5362 | 55871.844 | 59063.7696 | 62245.3379 | 64762.4084 | 66748.7696 | 68311.2812 | 69535.2941 | 71340.9336 | 71907.2606 | 72335.7159
[10 empty] | 0 | 0 | 0 | 0 | 0 | 0 | 0 | 0 | 0 | 0 | 0 | 0 | 0 | 0 | 0 | 0 | 0 | 0 | 0 | 0 | 0 | 0 | 0 | 0 | 0 | 0 | 0 | 0
[10 empty] | 0 | 0 | 0 | 0 | 0 | 0 | 0 | 0 | 0 | 0 | 0 | 0 | 0 | 0 | 0 | 0 | 0 | 0 | 0 | 0 | 0 | 0 | 0 | 0 | 0 | 0 | 0 | 0
[10 empty] | 0 | 0 | 0 | 0 | 0 | 0 | 0 | 0 | 0 | 0 | 0 | 0 | 0 | 0 | 0 | 0 | 0 | 0 | 0 | 0 | 0 | 0 | 0 | 0 | 0 | 0 | 0 | 0
[10 empty] | 0 | 0 | 0 | 0 | 0 | 0 | 0 | 0 | 0 | 0 | 0 | 0 | 0 | 0 | 0 | 0 | 0 | 0 | 0 | 0 | 0 | 0 | 0 | 0 | 0 | 0 | 0 | 0
[10 empty] | 0 | 0 | 0 | 0 | 0 | 0 | 0 | 0 | 0 | 0 | 0 | 0 | 0 | 0 | 0 | 0 | 0 | 0 | 0 | 0 | 0 | 0 | 0 | 0 | 0 | 0 | 0 | 0
[10 empty] | 0 | 0 | 0 | 0 | 0 | 0 | 0 | 0 | 0 | 0 | 0 | 0 | 0 | 0 | 0 | 0 | 0 | 0 | 0 | 0 | 0 | 0 | 0 | 0 | 0 | 0 | 0 | 0
[10 empty] | 0 | 0 | 0 | 0 | 0 | 0 | 0 | 0 | 0 | 0 | 0 | 0 | 0 | 0 | 0 | 0 | 0 | 0 | 0 | 0 | 0 | 0 | 0 | 0 | 0 | 0 | 0 | 0
[10 empty] | 0 | 0 | 0 | 0 | 0 | 0 | 0 | 0 | 0 | 0 | 0 | 0 | 0 | 0 | 0 | 0 | 0 | 0 | 0 | 0 | 0 | 0 | 0 | 0 | 0 | 0 | 0 | 0
[10 empty] | 77801.7951 | 74300.0378 | 70809.2869 | 67329.5162 | 63860.6996 | 60402.8107 | 56955.8237 | 53519.7123 | 50094.4507 | 46680.013 | 43276.3732 | 39883.5055 | 36501.3843 | 33129.9837 | 29769.2781 | 26419.242 | 23079.8498 | 19751.0761 | 16432.8953 | 13125.2821 | 10483.4253 | 8373.3215 | 6687.9393 | 5341.7909 | 4266.5952 | 3407.8149 | 2721.89 | 2174.0279
[10 empty] | 0 | 11096.7589 | 22158.0082 | 33183.833 | 44174.3185 | 55129.5495 | 62380.1878 | 67165.1152 | 70308.9311 | 72360.4888 | 73685.105 | 74525.9344 | 75044.8207 | 75349.4868 | 75511.6331 | 75578.9833 | 75583.302 | 75545.7319 | 75480.3453 | 75396.5086 | 75300.456 | 75196.3369 | 75086.9131 | 74974.0226 | 74858.8889 | 74742.3259 | 74624.8757 | 74506.8985
[10 empty] | 0 | 0 | 0 | 0 | 0 | 0 | 0 | 0 | 0 | 0 | 0 | 0 | 0 | 0 | 0 | 0 | 0 | 0 | 0 | 0 | 0 | 0 | 0 | 0 | 0 | 0 | 0 | 0
[10 empty] | 0 | 0 | 0 | 0 | 0 | 0 | 0 | 0 | 0 | 0 | 0 | 0 | 0 | 0 | 0 | 0 | 0 | 0 | 0 | 0 | 0 | 0 | 0 | 0 | 0 | 0 | 0 | 0
[10 empty] | 0 | 0 | 0 | 0 | 0 | 0 | 0 | 0 | 0 | 0 | 0 | 0 | 0 | 0 | 0 | 0 | 0 | 0 | 0 | 0 | 0 | 0 | 0 | 0 | 0 | 0 | 0 | 0
[10 empty] | 0 | 0 | 0 | 0 | 0 | 0 | 0 | 0 | 0 | 0 | 0 | 0 | 0 | 0 | 0 | 0 | 0 | 0 | 0 | 0 | 0 | 0 | 0 | 0 | 0 | 0 | 0 | 0
[10 empty] | 0 | 0 | 0 | 0 | 0 | 0 | 0 | 0 | 0 | 0 | 0 | 0 | 0 | 0 | 0 | 0 | 0 | 0 | 0 | 0 | 0 | 0 | 0 | 0 | 0 | 0 | 0 | 0
[10 empty] | 0 | 0 | 0 | 0 | 0 | 0 | 0 | 0 | 0 | 0 | 0 | 0 | 0 | 0 | 0 | 0 | 0 | 0 | 0 | 0 | 0 | 0 | 0 | 0 | 0 | 0 | 0 | 0
[10 empty] | 0 | 0 | 0 | 0 | 0 | 0 | 0 | 0 | 0 | 0 | 0 | 0 | 0 | 0 | 0 | 0 | 0 | 0 | 0 | 0 | 0 | 0 | 0 | 0 | 0 | 0 | 0 | 0
[10 empty] | 0 | 0 | 0 | 0 | 0 | 0 | 0 | 0 | 0 | 0 | 0 | 0 | 0 | 0 | 0 | 0 | 0 | 0 | 0 | 0 | 0 | 0 | 0 | 0 | 0 | 0 | 0 | 0
[10 empty] | 0 | 0 | 0 | 0 | 0 | 0 | 0 | 0 | 0 | 0 | 0 | 0 | 0 | 0 | 0 | 0 | 0 | 0 | 0 | 0 | 0 | 0 | 0 | 0 | 0 | 0 | 0 | 0
[10 empty] | 77801.7951 | 66580.5533 | 55395.0204 | 44245.1107 | 33130.7389 | 22051.8198 | 14677.6913 | 9769.4713 | 6502.5601 | 4328.104 | 2880.786 | 1917.4512 | 1276.2555 | 849.4757 | 565.411 | 376.3376 | 250.4903 | 166.7263 | 110.973 | 73.8637 | 49.1637 | 32.7233 | 21.7806 | 14.4972 | 9.6493 | 6.4226 | 4.2749 | 2.8454
[10 empty] | 0 | 7061.5738 | 7050.2753 | 4692.6633 | 3123.4367 | 2078.9594 | 0 | 0 | 0 | 0 | 0 | 0 | 0 | 0 | 0 | 0 | 0 | 0 | 0 | 0 | 0 | 0 | 0 | 0 | 0 | 0 | 0 | 0
[10 empty] | 0 | 0 | 7050.2753 | 16424.3214 | 24987.4933 | 33003.4811 | 42031.5704 | 47792.6977 | 52565.4397 | 56515.8779 | 59782.1923 | 62479.3482 | 64702.9971 | 66532.7207 | 68034.7309 | 69264.1163 | 70266.7101 | 71080.6459 | 71737.6504 | 72264.1205 | 72682.0182 | 73009.6159 | 73262.116 | 73452.1672 | 73590.2928 | 73685.2483 | 73744.3184 | 73773.5635
[10 empty] | 0 | 0 | 0 | 0 | 0 | 0 | 0 | 0 | 0 | 0 | 0 | 0 | 0 | 0 | 0 | 0 | 0 | 0 | 0 | 0 | 0 | 0 | 0 | 0 | 0 | 0 | 0 | 0
[10 empty] | 0 | 0 | 0 | 0 | 0 | 0 | 0 | 0 | 0 | 0 | 0 | 0 | 0 | 0 | 0 | 0 | 0 | 0 | 0 | 0 | 0 | 0 | 0 | 0 | 0 | 0 | 0 | 0
[10 empty] | 0 | 0 | 0 | 0 | 0 | 0 | 0 | 0 | 0 | 0 | 0 | 0 | 0 | 0 | 0 | 0 | 0 | 0 | 0 | 0 | 0 | 0 | 0 | 0 | 0 | 0 | 0 | 0
[10 empty] | 0 | 0 | 0 | 0 | 0 | 0 | 0 | 0 | 0 | 0 | 0 | 0 | 0 | 0 | 0 | 0 | 0 | 0 | 0 | 0 | 0 | 0 | 0 | 0 | 0 | 0 | 0 | 0
[10 empty] | 0 | 0 | 0 | 0 | 0 | 0 | 0 | 0 | 0 | 0 | 0 | 0 | 0 | 0 | 0 | 0 | 0 | 0 | 0 | 0 | 0 | 0 | 0 | 0 | 0 | 0 | 0 | 0
[10 empty] | 0 | 0 | 0 | 0 | 0 | 0 | 0 | 0 | 0 | 0 | 0 | 0 | 0 | 0 | 0 | 0 | 0 | 0 | 0 | 0 | 0 | 0 | 0 | 0 | 0 | 0 | 0 | 0
[10 empty] | 0 | 0 | 0 | 0 | 0 | 0 | 0 | 0 | 0 | 0 | 0 | 0 | 0 | 0 | 0 | 0 | 0 | 0 | 0 | 0 | 0 | 0 | 0 | 0 | 0 | 0 | 0 | 0
[10 empty] | 0 | 0 | 0 | 0 | 0 | 0 | 0 | 0 | 0 | 0 | 0 | 0 | 0 | 0 | 0 | 0 | 0 | 0 | 0 | 0 | 0 | 0 | 0 | 0 | 0 | 0 | 0 | 0
[10 empty] | 77801.7951 | 70615.7384 | 63452.4779 | 56311.959 | 49194.1274 | 42098.9287 | 35026.3087 | 29141.8888 | 24246.0515 | 20172.7148 | 16783.6988 | 13964.0374 | 11618.0791 | 9666.2418 | 8042.3132 | 6691.2046 | 5567.0822 | 4631.8124 | 3853.6679 | 3206.2517 | 2667.6014 | 2219.4444 | 1846.5777 | 1536.3527 | 1278.2454 | 1063.5002 | 884.8322 | 736.1804
[10 empty] | 0 | 3033.7261 | 6207.1569 | 9503.0236 | 12906.0046 | 16402.506 | 19980.4675 | 23588.3345 | 27221.3435 | 31171.1317 | 35399.7129 | 39873.3811 | 43830.0808 | 47328.0098 | 50418.8168 | 53148.3381 | 55557.252 | 57681.6589 | 59553.597 | 61201.4987 | 62650.5971 | 63923.2856 | 65039.4374 | 66016.6895 | 66870.694 | 67615.3415 | 68262.9597 | 68824.4887
[10 empty] | 0 | 0 | 0 | 0 | 0 | 0 | 0 | 0 | 0 | 0 | 0 | 0 | 0 | 0 | 0 | 0 | 0 | 0 | 0 | 0 | 0 | 0 | 0 | 0 | 0 | 0 | 0 | 0
[10 empty] | 0 | 0 | 0 | 0 | 0 | 0 | 0 | 0 | 0 | 0 | 0 | 0 | 0 | 0 | 0 | 0 | 0 | 0 | 0 | 0 | 0 | 0 | 0 | 0 | 0 | 0 | 0 | 0
[10 empty] | 0 | 0 | 0 | 0 | 0 | 0 | 0 | 0 | 0 | 0 | 0 | 0 | 0 | 0 | 0 | 0 | 0 | 0 | 0 | 0 | 0 | 0 | 0 | 0 | 0 | 0 | 0 | 0
[10 empty] | 0 | 0 | 0 | 0 | 0 | 0 | 0 | 0 | 0 | 0 | 0 | 0 | 0 | 0 | 0 | 0 | 0 | 0 | 0 | 0 | 0 | 0 | 0 | 0 | 0 | 0 | 0 | 0
[10 empty] | 0 | 0 | 0 | 0 | 0 | 0 | 0 | 0 | 0 | 0 | 0 | 0 | 0 | 0 | 0 | 0 | 0 | 0 | 0 | 0 | 0 | 0 | 0 | 0 | 0 | 0 | 0 | 0
[10 empty] | 0 | 0 | 0 | 0 | 0 | 0 | 0 | 0 | 0 | 0 | 0 | 0 | 0 | 0 | 0 | 0 | 0 | 0 | 0 | 0 | 0 | 0 | 0 | 0 | 0 | 0 | 0 | 0
[10 empty] | 0 | 0 | 0 | 0 | 0 | 0 | 0 | 0 | 0 | 0 | 0 | 0 | 0 | 0 | 0 | 0 | 0 | 0 | 0 | 0 | 0 | 0 | 0 | 0 | 0 | 0 | 0 | 0
[10 empty] | 0 | 0 | 0 | 0 | 0 | 0 | 0 | 0 | 0 | 0 | 0 | 0 | 0 | 0 | 0 | 0 | 0 | 0 | 0 | 0 | 0 | 0 | 0 | 0 | 0 | 0 | 0 | 0
[10 empty] | 0 | 0 | 0 | 0 | 0 | 0 | 0 | 0 | 0 | 0 | 0 | 0 | 0 | 0 | 0 | 0 | 0 | 0 | 0 | 0 | 0 | 0 | 0 | 0 | 0 | 0 | 0 | 0
[10 empty] | 77468.432 | 74310.7564 | 71013.5744 | 67594.1545 | 64067.8181 | 60448.1586 | 56747.236 | 53016.6047 | 49261.0278 | 45188.8678 | 40838.1106 | 36242.4619 | 32163.9769 | 28544.4573 | 25332.2544 | 22481.5314 | 19951.6097 | 17706.3886 | 15713.8296 | 13945.5 | 12376.1664 | 10983.4351 | 9747.4326 | 8650.5215 | 7677.0495 | 6813.1255 | 6046.4218 | 5365.9978
[10 empty] | 0 | 4342.8703 | 8263.9264 | 11692.053 | 14725.2357 | 17472.0827 | 19988.6542 | 22319.6827 | 24161.8928 | 25614.1697 | 26755.4041 | 27648.5355 | 28343.7769 | 28881.1884 | 29292.7299 | 29603.8991 | 29835.0381 | 30002.3755 | 30118.8586 | 30194.8168 | 30238.4905 | 30256.4541 | 30253.9523 | 30235.1695 | 30203.4435 | 30161.4375 | 30111.2759 | 30054.6533
[10 empty] | 0 | 0 | 0 | 0 | 0 | 0 | 0 | 0 | 0 | 0 | 0 | 0 | 0 | 0 | 0 | 0 | 0 | 0 | 0 | 0 | 0 | 0 | 0 | 0 | 0 | 0 | 0 | 0
[10 empty] | 0 | 0 | 0 | 0 | 0 | 0 | 0 | 0 | 0 | 0 | 0 | 0 | 0 | 0 | 0 | 0 | 0 | 0 | 0 | 0 | 0 | 0 | 0 | 0 | 0 | 0 | 0 | 0
[10 empty] | 0 | 0 | 0 | 0 | 0 | 0 | 0 | 0 | 0 | 0 | 0 | 0 | 0 | 0 | 0 | 0 | 0 | 0 | 0 | 0 | 0 | 0 | 0 | 0 | 0 | 0 | 0 | 0
[10 empty] | 0 | 0 | 0 | 0 | 0 | 0 | 0 | 0 | 0 | 0 | 0 | 0 | 0 | 0 | 0 | 0 | 0 | 0 | 0 | 0 | 0 | 0 | 0 | 0 | 0 | 0 | 0 | 0
[10 empty] | 0 | 0 | 0 | 0 | 0 | 0 | 0 | 0 | 0 | 0 | 0 | 0 | 0 | 0 | 0 | 0 | 0 | 0 | 0 | 0 | 0 | 0 | 0 | 0 | 0 | 0 | 0 | 0
[10 empty] | 0 | 0 | 0 | 0 | 0 | 0 | 0 | 0 | 0 | 0 | 0 | 0 | 0 | 0 | 0 | 0 | 0 | 0 | 0 | 0 | 0 | 0 | 0 | 0 | 0 | 0 | 0 | 0
[10 empty] | 0 | 0 | 0 | 0 | 0 | 0 | 0 | 0 | 0 | 0 | 0 | 0 | 0 | 0 | 0 | 0 | 0 | 0 | 0 | 0 | 0 | 0 | 0 | 0 | 0 | 0 | 0 | 0
[10 empty] | 0 | 0 | 0 | 0 | 0 | 0 | 0 | 0 | 0 | 0 | 0 | 0 | 0 | 0 | 0 | 0 | 0 | 0 | 0 | 0 | 0 | 0 | 0 | 0 | 0 | 0 | 0 | 0
[10 empty] | 0 | 0 | 0 | 0 | 0 | 0 | 0 | 0 | 0 | 0 | 0 | 0 | 0 | 0 | 0 | 0 | 0 | 0 | 0 | 0 | 0 | 0 | 0 | 0 | 0 | 0 | 0 | 0
[10 empty] | 32482.3361 | 28050.2984 | 24040.3196 | 20523.5144 | 17401.8965 | 14566.8572 | 11962.3355 | 9543.5981 | 7613.9199 | 6074.4151 | 4846.1922 | 3866.3111 | 3084.5581 | 2460.8726 | 1963.2938 | 1566.3234 | 1249.619 | 996.9509 | 795.3713 | 634.5504 | 506.2468 | 403.8857 | 322.2216 | 257.0696 | 205.0912 | 163.6225 | 130.5387 | 104.1443
[10 empty] | 0 | 748.7709 | 1562.5776 | 2432.4675 | 3350.7705 | 4310.9157 | 5344.0876 | 6440.206 | 7590.6344 | 8787.9738 | 10025.8856 | 11311.4186 | 12638.1402 | 14051.9413 | 15540.7602 | 17094.2619 | 18464.1863 | 19677.1485 | 20755.9655 | 21720.1984 | 22586.6184 | 23369.6044 | 24081.4857 | 24732.8341 | 25332.7157 | 25888.9054 | 26408.0717 | 26895.9351
[10 empty] | 0 | 0 | 0 | 0 | 0 | 0 | 0 | 0 | 0 | 0 | 0 | 0 | 0 | 0 | 0 | 0 | 0 | 0 | 0 | 0 | 0 | 0 | 0 | 0 | 0 | 0 | 0 | 0
[10 empty] | 0 | 0 | 0 | 0 | 0 | 0 | 0 | 0 | 0 | 0 | 0 | 0 | 0 | 0 | 0 | 0 | 0 | 0 | 0 | 0 | 0 | 0 | 0 | 0 | 0 | 0 | 0 | 0
[10 empty] | 0 | 0 | 0 | 0 | 0 | 0 | 0 | 0 | 0 | 0 | 0 | 0 | 0 | 0 | 0 | 0 | 0 | 0 | 0 | 0 | 0 | 0 | 0 | 0 | 0 | 0 | 0 | 0
[10 empty] | 0 | 0 | 0 | 0 | 0 | 0 | 0 | 0 | 0 | 0 | 0 | 0 | 0 | 0 | 0 | 0 | 0 | 0 | 0 | 0 | 0 | 0 | 0 | 0 | 0 | 0 | 0 | 0
[10 empty] | 0 | 0 | 0 | 0 | 0 | 0 | 0 | 0 | 0 | 0 | 0 | 0 | 0 | 0 | 0 | 0 | 0 | 0 | 0 | 0 | 0 | 0 | 0 | 0 | 0 | 0 | 0 | 0
[10 empty] | 0 | 0 | 0 | 0 | 0 | 0 | 0 | 0 | 0 | 0 | 0 | 0 | 0 | 0 | 0 | 0 | 0 | 0 | 0 | 0 | 0 | 0 | 0 | 0 | 0 | 0 | 0 | 0
[10 empty] | 0 | 0 | 0 | 0 | 0 | 0 | 0 | 0 | 0 | 0 | 0 | 0 | 0 | 0 | 0 | 0 | 0 | 0 | 0 | 0 | 0 | 0 | 0 | 0 | 0 | 0 | 0 | 0
[10 empty] | 0 | 0 | 0 | 0 | 0 | 0 | 0 | 0 | 0 | 0 | 0 | 0 | 0 | 0 | 0 | 0 | 0 | 0 | 0 | 0 | 0 | 0 | 0 | 0 | 0 | 0 | 0 | 0
[10 empty] | 0 | 0 | 0 | 0 | 0 | 0 | 0 | 0 | 0 | 0 | 0 | 0 | 0 | 0 | 0 | 0 | 0 | 0 | 0 | 0 | 0 | 0 | 0 | 0 | 0 | 0 | 0 | 0
[10 empty] | 21405.5949 | 20874.3708 | 20280.322 | 19632.4233 | 18938.3676 | 18204.7487 | 17400.4055 | 16535.4413 | 15618.5163 | 14657.0535 | 13657.4154 | 12612.5778 | 11528.9978 | 10360.8094 | 9120.0993 | 7817.228 | 6700.4812 | 5743.2696 | 4922.8025 | 4219.545 | 3616.7528 | 3100.0739 | 2657.2062 | 2277.6053 | 1952.2331 | 1673.3427 | 1434.2937 | 1229.3946
[10 empty] | 0 | 4429.9503 | 8675.9854 | 12763.2767 | 16713.3715 | 21078.0588 | 25794.7199 | 30809.7661 | 36077.3371 | 41558.1875 | 46233.6915 | 50219.9251 | 53616.2376 | 56507.6614 | 58966.9754 | 61056.4708 | 62829.4624 | 64331.582 | 65601.8857 | 66673.8013 | 67575.9398 | 68332.7888 | 68965.3075 | 69491.4345 | 69926.5235 | 70283.7155 | 70574.2579 | 70807.7773
[10 empty] | 0 | 0 | 0 | 0 | 0 | 0 | 0 | 0 | 0 | 0 | 0 | 0 | 0 | 0 | 0 | 0 | 0 | 0 | 0 | 0 | 0 | 0 | 0 | 0 | 0 | 0 | 0 | 0
[10 empty] | 0 | 0 | 0 | 0 | 0 | 0 | 0 | 0 | 0 | 0 | 0 | 0 | 0 | 0 | 0 | 0 | 0 | 0 | 0 | 0 | 0 | 0 | 0 | 0 | 0 | 0 | 0 | 0
[10 empty] | 0 | 0 | 0 | 0 | 0 | 0 | 0 | 0 | 0 | 0 | 0 | 0 | 0 | 0 | 0 | 0 | 0 | 0 | 0 | 0 | 0 | 0 | 0 | 0 | 0 | 0 | 0 | 0
[10 empty] | 0 | 0 | 0 | 0 | 0 | 0 | 0 | 0 | 0 | 0 | 0 | 0 | 0 | 0 | 0 | 0 | 0 | 0 | 0 | 0 | 0 | 0 | 0 | 0 | 0 | 0 | 0 | 0
[10 empty] | 0 | 0 | 0 | 0 | 0 | 0 | 0 | 0 | 0 | 0 | 0 | 0 | 0 | 0 | 0 | 0 | 0 | 0 | 0 | 0 | 0 | 0 | 0 | 0 | 0 | 0 | 0 | 0
[10 empty] | 0 | 0 | 0 | 0 | 0 | 0 | 0 | 0 | 0 | 0 | 0 | 0 | 0 | 0 | 0 | 0 | 0 | 0 | 0 | 0 | 0 | 0 | 0 | 0 | 0 | 0 | 0 | 0
[10 empty] | 0 | 0 | 0 | 0 | 0 | 0 | 0 | 0 | 0 | 0 | 0 | 0 | 0 | 0 | 0 | 0 | 0 | 0 | 0 | 0 | 0 | 0 | 0 | 0 | 0 | 0 | 0 | 0
[10 empty] | 0 | 0 | 0 | 0 | 0 | 0 | 0 | 0 | 0 | 0 | 0 | 0 | 0 | 0 | 0 | 0 | 0 | 0 | 0 | 0 | 0 | 0 | 0 | 0 | 0 | 0 | 0 | 0
[10 empty] | 0 | 0 | 0 | 0 | 0 | 0 | 0 | 0 | 0 | 0 | 0 | 0 | 0 | 0 | 0 | 0 | 0 | 0 | 0 | 0 | 0 | 0 | 0 | 0 | 0 | 0 | 0 | 0
[10 empty] | 75743.979 | 71203.8536 | 66847.8037 | 62650.6575 | 58590.8677 | 54116.645 | 49290.6076 | 44166.3444 | 38789.7153 | 33199.9653 | 28415.7201 | 24320.9035 | 20816.166 | 17816.4749 | 15249.051 | 13051.603 | 11170.8159 | 9561.0575 | 8183.2717 | 7004.0301 | 5994.7219 | 5130.859 | 4391.4821 | 3758.6523 | 3217.0158 | 2753.4312 | 2356.651 | 2017.0483
[10 empty] | 0 | 2813.4948 | 5696.1691 | 8640.3665 | 11639.2816 | 14686.8652 | 17777.7402 | 21048.7322 | 24479.859 | 28053.3584 | 31753.4422 | 35566.0763 | 38970.1733 | 42011.1573 | 44729.4051 | 47160.8076 | 49337.2677 | 51287.1435 | 53035.6424 | 54605.171 | 56015.6464 | 57284.7727 | 58428.2869 | 59460.1777 | 60392.8792 | 61237.4444 | 62003.6979 | 62700.3732
[10 empty] | 0 | 0 | 0 | 0 | 0 | 0 | 0 | 0 | 0 | 0 | 0 | 0 | 0 | 0 | 0 | 0 | 0 | 0 | 0 | 0 | 0 | 0 | 0 | 0 | 0 | 0 | 0 | 0
[10 empty] | 0 | 0 | 0 | 0 | 0 | 0 | 0 | 0 | 0 | 0 | 0 | 0 | 0 | 0 | 0 | 0 | 0 | 0 | 0 | 0 | 0 | 0 | 0 | 0 | 0 | 0 | 0 | 0
[10 empty] | 0 | 0 | 0 | 0 | 0 | 0 | 0 | 0 | 0 | 0 | 0 | 0 | 0 | 0 | 0 | 0 | 0 | 0 | 0 | 0 | 0 | 0 | 0 | 0 | 0 | 0 | 0 | 0
[10 empty] | 0 | 0 | 0 | 0 | 0 | 0 | 0 | 0 | 0 | 0 | 0 | 0 | 0 | 0 | 0 | 0 | 0 | 0 | 0 | 0 | 0 | 0 | 0 | 0 | 0 | 0 | 0 | 0
[10 empty] | 0 | 0 | 0 | 0 | 0 | 0 | 0 | 0 | 0 | 0 | 0 | 0 | 0 | 0 | 0 | 0 | 0 | 0 | 0 | 0 | 0 | 0 | 0 | 0 | 0 | 0 | 0 | 0
[10 empty] | 0 | 0 | 0 | 0 | 0 | 0 | 0 | 0 | 0 | 0 | 0 | 0 | 0 | 0 | 0 | 0 | 0 | 0 | 0 | 0 | 0 | 0 | 0 | 0 | 0 | 0 | 0 | 0
[10 empty] | 0 | 0 | 0 | 0 | 0 | 0 | 0 | 0 | 0 | 0 | 0 | 0 | 0 | 0 | 0 | 0 | 0 | 0 | 0 | 0 | 0 | 0 | 0 | 0 | 0 | 0 | 0 | 0
[10 empty] | 0 | 0 | 0 | 0 | 0 | 0 | 0 | 0 | 0 | 0 | 0 | 0 | 0 | 0 | 0 | 0 | 0 | 0 | 0 | 0 | 0 | 0 | 0 | 0 | 0 | 0 | 0 | 0
[10 empty] | 0 | 0 | 0 | 0 | 0 | 0 | 0 | 0 | 0 | 0 | 0 | 0 | 0 | 0 | 0 | 0 | 0 | 0 | 0 | 0 | 0 | 0 | 0 | 0 | 0 | 0 | 0 | 0
[10 empty] | 63548.7579 | 60865.8869 | 58114.105 | 55301.069 | 52433.5849 | 49517.7024 | 46558.7993 | 43420.0504 | 40121.4386 | 36680.7265 | 33113.7029 | 29434.4026 | 26163.9134 | 23256.8119 | 20672.7217 | 18375.7526 | 16334.0023 | 14519.1132 | 12905.8784 | 11471.8919 | 10197.2373 | 9064.2109 | 8057.0763 | 7161.8456 | 6366.085 | 5658.7422 | 5029.9931 | 4471.105
[10 empty] | 0 | 3194.5873 | 6407.9721 | 9640.5861 | 12892.8711 | 16165.2786 | 19458.2708 | 22772.3206 | 26107.9114 | 29465.5379 | 32506.2673 | 35279.1085 | 37826.1549 | 40183.5747 | 42382.4588 | 44449.5484 | 46407.8586 | 48277.213 | 50074.7013 | 51815.0726 | 53511.0719 | 55173.7289 | 56812.6051 | 58436.0066 | 60051.1655 | 61664.3959 | 63281.228 | 64906.5227
[10 empty] | 0 | 0 | 0 | 0 | 0 | 0 | 0 | 0 | 0 | 0 | 0 | 0 | 0 | 0 | 0 | 0 | 0 | 0 | 0 | 0 | 0 | 0 | 0 | 0 | 0 | 0 | 0 | 0
[10 empty] | 0 | 0 | 0 | 0 | 0 | 0 | 0 | 0 | 0 | 0 | 0 | 0 | 0 | 0 | 0 | 0 | 0 | 0 | 0 | 0 | 0 | 0 | 0 | 0 | 0 | 0 | 0 | 0
[10 empty] | 0 | 0 | 0 | 0 | 0 | 0 | 0 | 0 | 0 | 0 | 0 | 0 | 0 | 0 | 0 | 0 | 0 | 0 | 0 | 0 | 0 | 0 | 0 | 0 | 0 | 0 | 0 | 0
[10 empty] | 0 | 0 | 0 | 0 | 0 | 0 | 0 | 0 | 0 | 0 | 0 | 0 | 0 | 0 | 0 | 0 | 0 | 0 | 0 | 0 | 0 | 0 | 0 | 0 | 0 | 0 | 0 | 0
[10 empty] | 0 | 0 | 0 | 0 | 0 | 0 | 0 | 0 | 0 | 0 | 0 | 0 | 0 | 0 | 0 | 0 | 0 | 0 | 0 | 0 | 0 | 0 | 0 | 0 | 0 | 0 | 0 | 0
[10 empty] | 0 | 0 | 0 | 0 | 0 | 0 | 0 | 0 | 0 | 0 | 0 | 0 | 0 | 0 | 0 | 0 | 0 | 0 | 0 | 0 | 0 | 0 | 0 | 0 | 0 | 0 | 0 | 0
[10 empty] | 0 | 0 | 0 | 0 | 0 | 0 | 0 | 0 | 0 | 0 | 0 | 0 | 0 | 0 | 0 | 0 | 0 | 0 | 0 | 0 | 0 | 0 | 0 | 0 | 0 | 0 | 0 | 0
[10 empty] | 0 | 0 | 0 | 0 | 0 | 0 | 0 | 0 | 0 | 0 | 0 | 0 | 0 | 0 | 0 | 0 | 0 | 0 | 0 | 0 | 0 | 0 | 0 | 0 | 0 | 0 | 0 | 0
[10 empty] | 0 | 0 | 0 | 0 | 0 | 0 | 0 | 0 | 0 | 0 | 0 | 0 | 0 | 0 | 0 | 0 | 0 | 0 | 0 | 0 | 0 | 0 | 0 | 0 | 0 | 0 | 0 | 0
[10 empty] | 35641.0964 | 33265.0233 | 30888.9502 | 28512.8771 | 26136.804 | 23760.7309 | 21384.6579 | 19008.5848 | 16632.5117 | 14256.4386 | 12219.8045 | 10474.1181 | 8977.8155 | 7695.2705 | 6595.9461 | 5653.6681 | 4846.0012 | 4153.7153 | 3560.3274 | 3051.7092 | 2615.7508 | 2242.0721 | 1921.7761 | 1647.2366 | 1411.9171 | 1210.2147 | 1037.3269 | 889.1373
[10 empty] | 0 | 2164.0297 | 4214.4461 | 6443.0046 | 8818.7635 | 11315.3663 | 13910.3665 | 16584.6529 | 19372.4567 | 22252.0179 | 25204.8138 | 28215.0824 | 31269.4166 | 34176.7546 | 36955.5856 | 39621.7034 | 42188.6026 | 44667.8163 | 46740.0207 | 48465.2731 | 49894.7984 | 51072.2878 | 52035.0071 | 52814.7411 | 53438.5999 | 53929.706 | 54307.7807 | 54589.6447
[10 empty] | 0 | 0 | 0 | 0 | 0 | 0 | 0 | 0 | 0 | 0 | 0 | 0 | 0 | 0 | 0 | 0 | 0 | 0 | 0 | 0 | 0 | 0 | 0 | 0 | 0 | 0 | 0 | 0
[10 empty] | 0 | 0 | 0 | 0 | 0 | 0 | 0 | 0 | 0 | 0 | 0 | 0 | 0 | 0 | 0 | 0 | 0 | 0 | 0 | 0 | 0 | 0 | 0 | 0 | 0 | 0 | 0 | 0
[10 empty] | 0 | 0 | 0 | 0 | 0 | 0 | 0 | 0 | 0 | 0 | 0 | 0 | 0 | 0 | 0 | 0 | 0 | 0 | 0 | 0 | 0 | 0 | 0 | 0 | 0 | 0 | 0 | 0
[10 empty] | 0 | 0 | 0 | 0 | 0 | 0 | 0 | 0 | 0 | 0 | 0 | 0 | 0 | 0 | 0 | 0 | 0 | 0 | 0 | 0 | 0 | 0 | 0 | 0 | 0 | 0 | 0 | 0
[10 empty] | 0 | 0 | 0 | 0 | 0 | 0 | 0 | 0 | 0 | 0 | 0 | 0 | 0 | 0 | 0 | 0 | 0 | 0 | 0 | 0 | 0 | 0 | 0 | 0 | 0 | 0 | 0 | 0
[10 empty] | 0 | 0 | 0 | 0 | 0 | 0 | 0 | 0 | 0 | 0 | 0 | 0 | 0 | 0 | 0 | 0 | 0 | 0 | 0 | 0 | 0 | 0 | 0 | 0 | 0 | 0 | 0 | 0
[10 empty] | 0 | 0 | 0 | 0 | 0 | 0 | 0 | 0 | 0 | 0 | 0 | 0 | 0 | 0 | 0 | 0 | 0 | 0 | 0 | 0 | 0 | 0 | 0 | 0 | 0 | 0 | 0 | 0
[10 empty] | 0 | 0 | 0 | 0 | 0 | 0 | 0 | 0 | 0 | 0 | 0 | 0 | 0 | 0 | 0 | 0 | 0 | 0 | 0 | 0 | 0 | 0 | 0 | 0 | 0 | 0 | 0 | 0
[10 empty] | 0 | 0 | 0 | 0 | 0 | 0 | 0 | 0 | 0 | 0 | 0 | 0 | 0 | 0 | 0 | 0 | 0 | 0 | 0 | 0 | 0 | 0 | 0 | 0 | 0 | 0 | 0 | 0
[10 empty] | 66061.086 | 63574.1103 | 61202.3268 | 58653.9722 | 55959.9805 | 53146.7007 | 50236.5716 | 47248.6967 | 44148.8375 | 40958.7464 | 37696.9387 | 34379.1689 | 31018.8367 | 27806.9966 | 24725.1522 | 21757.5022 | 18890.545 | 16112.7401 | 13743.4041 | 11722.4727 | 9998.7139 | 8528.4294 | 7274.3463 | 6204.6728 | 5292.292 | 4514.0744 | 3850.2916 | 3284.1164
[10 empty] | 0 | 4413.8477 | 8808.7853 | 13187.9171 | 17553.9064 | 22425.2199 | 27730.0785 | 33406.9598 | 39403.1327 | 45673.4014 | 51118.8184 | 55857.642 | 59991.239 | 63606.498 | 66777.8973 | 69569.278 | 72035.3637 | 74223.0628 | 76172.5854 | 77918.3995 | 79490.0522 | 80912.8719 | 82208.5715 | 83395.7645 | 84490.4085 | 85506.1837 | 86454.8189 | 87346.3702
[10 empty] | 0 | 0 | 0 | 0 | 0 | 0 | 0 | 0 | 0 | 0 | 0 | 0 | 0 | 0 | 0 | 0 | 0 | 0 | 0 | 0 | 0 | 0 | 0 | 0 | 0 | 0 | 0 | 0
[10 empty] | 0 | 0 | 0 | 0 | 0 | 0 | 0 | 0 | 0 | 0 | 0 | 0 | 0 | 0 | 0 | 0 | 0 | 0 | 0 | 0 | 0 | 0 | 0 | 0 | 0 | 0 | 0 | 0
[10 empty] | 0 | 0 | 0 | 0 | 0 | 0 | 0 | 0 | 0 | 0 | 0 | 0 | 0 | 0 | 0 | 0 | 0 | 0 | 0 | 0 | 0 | 0 | 0 | 0 | 0 | 0 | 0 | 0
[10 empty] | 0 | 0 | 0 | 0 | 0 | 0 | 0 | 0 | 0 | 0 | 0 | 0 | 0 | 0 | 0 | 0 | 0 | 0 | 0 | 0 | 0 | 0 | 0 | 0 | 0 | 0 | 0 | 0
[10 empty] | 0 | 0 | 0 | 0 | 0 | 0 | 0 | 0 | 0 | 0 | 0 | 0 | 0 | 0 | 0 | 0 | 0 | 0 | 0 | 0 | 0 | 0 | 0 | 0 | 0 | 0 | 0 | 0
[10 empty] | 0 | 0 | 0 | 0 | 0 | 0 | 0 | 0 | 0 | 0 | 0 | 0 | 0 | 0 | 0 | 0 | 0 | 0 | 0 | 0 | 0 | 0 | 0 | 0 | 0 | 0 | 0 | 0
[10 empty] | 0 | 0 | 0 | 0 | 0 | 0 | 0 | 0 | 0 | 0 | 0 | 0 | 0 | 0 | 0 | 0 | 0 | 0 | 0 | 0 | 0 | 0 | 0 | 0 | 0 | 0 | 0 | 0
[10 empty] | 0 | 0 | 0 | 0 | 0 | 0 | 0 | 0 | 0 | 0 | 0 | 0 | 0 | 0 | 0 | 0 | 0 | 0 | 0 | 0 | 0 | 0 | 0 | 0 | 0 | 0 | 0 | 0
[10 empty] | 0 | 0 | 0 | 0 | 0 | 0 | 0 | 0 | 0 | 0 | 0 | 0 | 0 | 0 | 0 | 0 | 0 | 0 | 0 | 0 | 0 | 0 | 0 | 0 | 0 | 0 | 0 | 0
[10 empty] | 76248.697 | 72289.1704 | 68351.261 | 64431.8805 | 60528.382 | 56122.3149 | 51285.4748 | 46079.4007 | 40556.8404 | 34763.006 | 29796.8623 | 25540.1677 | 21891.5723 | 18764.2048 | 16083.6041 | 13785.9464 | 11816.5255 | 10128.4504 | 8681.5289 | 7441.3105 | 6378.2662 | 5467.0853 | 4686.0731 | 4016.6341 | 3442.8292 | 2950.9965 | 2529.4255 | 2168.079
[10 empty] | 0 | 9393.3863 | 17627.0822 | 17258.0644 | 16896.7719 | 13665.992 | 8919.9323 | 5822.1308 | 2200.095 | 0 | 0 | 0 | 0 | 0 | 0 | 0 | 0 | 0 | 0 | 0 | 0 | 0 | 0 | 0 | 0 | 0 | 0 | 0
[10 empty] | 0 | 0 | 0 | 7753.6231 | 14856.099 | 22163.9481 | 29254.9438 | 33573.7201 | 37689.5908 | 39915.2547 | 39641.3941 | 39178.1754 | 38597.316 | 37945.5019 | 37253.0834 | 36539.751 | 35818.24 | 35096.748 | 34380.5137 | 33672.8468 | 32975.7997 | 32290.607 | 31617.9715 | 30958.251 | 30311.5801 | 29677.9501 | 29057.2606 | 28449.3533
[10 empty] | 0 | 0 | 0 | 0 | 0 | 0 | 0 | 0 | 0 | 0 | 0 | 0 | 0 | 0 | 0 | 0 | 0 | 0 | 0 | 0 | 0 | 0 | 0 | 0 | 0 | 0 | 0 | 0
[10 empty] | 0 | 0 | 0 | 0 | 0 | 0 | 0 | 0 | 0 | 0 | 0 | 0 | 0 | 0 | 0 | 0 | 0 | 0 | 0 | 0 | 0 | 0 | 0 | 0 | 0 | 0 | 0 | 0
[10 empty] | 0 | 0 | 0 | 0 | 0 | 0 | 0 | 0 | 0 | 0 | 0 | 0 | 0 | 0 | 0 | 0 | 0 | 0 | 0 | 0 | 0 | 0 | 0 | 0 | 0 | 0 | 0 | 0
[10 empty] | 0 | 0 | 0 | 0 | 0 | 0 | 0 | 0 | 0 | 0 | 0 | 0 | 0 | 0 | 0 | 0 | 0 | 0 | 0 | 0 | 0 | 0 | 0 | 0 | 0 | 0 | 0 | 0
[10 empty] | 0 | 0 | 0 | 0 | 0 | 0 | 0 | 0 | 0 | 0 | 0 | 0 | 0 | 0 | 0 | 0 | 0 | 0 | 0 | 0 | 0 | 0 | 0 | 0 | 0 | 0 | 0 | 0
[10 empty] | 0 | 0 | 0 | 0 | 0 | 0 | 0 | 0 | 0 | 0 | 0 | 0 | 0 | 0 | 0 | 0 | 0 | 0 | 0 | 0 | 0 | 0 | 0 | 0 | 0 | 0 | 0 | 0
[10 empty] | 0 | 0 | 0 | 0 | 0 | 0 | 0 | 0 | 0 | 0 | 0 | 0 | 0 | 0 | 0 | 0 | 0 | 0 | 0 | 0 | 0 | 0 | 0 | 0 | 0 | 0 | 0 | 0
[10 empty] | 0 | 0 | 0 | 0 | 0 | 0 | 0 | 0 | 0 | 0 | 0 | 0 | 0 | 0 | 0 | 0 | 0 | 0 | 0 | 0 | 0 | 0 | 0 | 0 | 0 | 0 | 0 | 0
[10 empty] | 50369.7541 | 39921.8918 | 30655.7951 | 22260.4019 | 14529.5913 | 9483.6124 | 6190.0505 | 4040.3091 | 2637.1509 | 1721.2953 | 1123.507 | 733.3245 | 478.6484 | 312.4187 | 203.9188 | 133.0999 | 86.8757 | 56.7046 | 37.0117 | 24.1579 | 15.7681 | 10.292 | 6.7177 | 4.3847 | 2.8619 | 1.868 | 1.2193 | 0.79583
[10 empty] | 0 | 2678.2933 | 6992.5973 | 6846.2094 | 6702.886 | 6562.5631 | 6425.1777 | 6290.6685 | 5389.1033 | 3517.5227 | 2295.9229 | 1070.4088 | 0 | 0 | 0 | 0 | 0 | 0 | 0 | 0 | 0 | 0 | 0 | 0 | 0 | 0 | 0 | 0
[10 empty] | 0 | 0 | 0 | 5419.9158 | 11357.6679 | 17530.5504 | 23757.293 | 29922.7427 | 34415.0694 | 38291.9188 | 40491.0056 | 42030.1003 | 42987.5431 | 42602.8156 | 42047.2172 | 41386.4638 | 40663.3155 | 39905.5515 | 39131.1759 | 38351.8146 | 37574.9336 | 36805.2858 | 36045.856 | 35298.4774 | 34564.2337 | 33843.7222 | 33137.2245 | 32444.8189
[10 empty] | 0 | 0 | 0 | 0 | 0 | 0 | 0 | 0 | 0 | 0 | 0 | 0 | 0 | 0 | 0 | 0 | 0 | 0 | 0 | 0 | 0 | 0 | 0 | 0 | 0 | 0 | 0 | 0
[10 empty] | 0 | 0 | 0 | 0 | 0 | 0 | 0 | 0 | 0 | 0 | 0 | 0 | 0 | 0 | 0 | 0 | 0 | 0 | 0 | 0 | 0 | 0 | 0 | 0 | 0 | 0 | 0 | 0
[10 empty] | 0 | 0 | 0 | 0 | 0 | 0 | 0 | 0 | 0 | 0 | 0 | 0 | 0 | 0 | 0 | 0 | 0 | 0 | 0 | 0 | 0 | 0 | 0 | 0 | 0 | 0 | 0 | 0
[10 empty] | 0 | 0 | 0 | 0 | 0 | 0 | 0 | 0 | 0 | 0 | 0 | 0 | 0 | 0 | 0 | 0 | 0 | 0 | 0 | 0 | 0 | 0 | 0 | 0 | 0 | 0 | 0 | 0
[10 empty] | 0 | 0 | 0 | 0 | 0 | 0 | 0 | 0 | 0 | 0 | 0 | 0 | 0 | 0 | 0 | 0 | 0 | 0 | 0 | 0 | 0 | 0 | 0 | 0 | 0 | 0 | 0 | 0
[10 empty] | 0 | 0 | 0 | 0 | 0 | 0 | 0 | 0 | 0 | 0 | 0 | 0 | 0 | 0 | 0 | 0 | 0 | 0 | 0 | 0 | 0 | 0 | 0 | 0 | 0 | 0 | 0 | 0
[10 empty] | 0 | 0 | 0 | 0 | 0 | 0 | 0 | 0 | 0 | 0 | 0 | 0 | 0 | 0 | 0 | 0 | 0 | 0 | 0 | 0 | 0 | 0 | 0 | 0 | 0 | 0 | 0 | 0
[10 empty] | 0 | 0 | 0 | 0 | 0 | 0 | 0 | 0 | 0 | 0 | 0 | 0 | 0 | 0 | 0 | 0 | 0 | 0 | 0 | 0 | 0 | 0 | 0 | 0 | 0 | 0 | 0 | 0
[10 empty] | 57446.7906 | 53565.8657 | 48074.1067 | 41647.7737 | 34724.6733 | 27587.0706 | 20415.8039 | 13325.6034 | 8697.7572 | 5677.1148 | 3705.5107 | 2418.6246 | 1578.661 | 1030.4081 | 672.5579 | 438.9854 | 286.5302 | 187.0212 | 122.0706 | 79.6768 | 52.0058 | 33.9447 | 22.1561 | 14.4615 | 9.4392 | 6.161 | 4.0214 | 2.6248
[10 empty] | 0 | 18256.1785 | 36512.386 | 36512.386 | 36512.386 | 30426.9932 | 20284.6621 | 13523.1081 | 5409.2467 | 0 | 0 | 0 | 0 | 0 | 0 | 0 | 0 | 0 | 0 | 0 | 0 | 0 | 0 | 0 | 0 | 0 | 0 | 0
[10 empty] | 0 | 0 | 0 | 18256.2366 | 36512.5022 | 54787.5639 | 73075.1757 | 85285.7615 | 97051.165 | 104913.637 | 106567.9943 | 107689.7825 | 108456.5346 | 108986.6055 | 109358.8988 | 109626.0167 | 109823.0275 | 109973.3099 | 110092.4499 | 110190.8381 | 110275.4014 | 110350.758 | 110419.9865 | 110485.1394 | 110547.5851 | 110608.2358 | 110667.6996 | 110726.3819
[10 empty] | 0 | 0 | 0 | 0 | 0 | 0 | 0 | 0 | 0 | 0 | 0 | 0 | 0 | 0 | 0 | 0 | 0 | 0 | 0 | 0 | 0 | 0 | 0 | 0 | 0 | 0 | 0 | 0
[10 empty] | 0 | 0 | 0 | 0 | 0 | 0 | 0 | 0 | 0 | 0 | 0 | 0 | 0 | 0 | 0 | 0 | 0 | 0 | 0 | 0 | 0 | 0 | 0 | 0 | 0 | 0 | 0 | 0
[10 empty] | 0 | 0 | 0 | 0 | 0 | 0 | 0 | 0 | 0 | 0 | 0 | 0 | 0 | 0 | 0 | 0 | 0 | 0 | 0 | 0 | 0 | 0 | 0 | 0 | 0 | 0 | 0 | 0
[10 empty] | 0 | 0 | 0 | 0 | 0 | 0 | 0 | 0 | 0 | 0 | 0 | 0 | 0 | 0 | 0 | 0 | 0 | 0 | 0 | 0 | 0 | 0 | 0 | 0 | 0 | 0 | 0 | 0
[10 empty] | 0 | 0 | 0 | 0 | 0 | 0 | 0 | 0 | 0 | 0 | 0 | 0 | 0 | 0 | 0 | 0 | 0 | 0 | 0 | 0 | 0 | 0 | 0 | 0 | 0 | 0 | 0 | 0
[10 empty] | 0 | 0 | 0 | 0 | 0 | 0 | 0 | 0 | 0 | 0 | 0 | 0 | 0 | 0 | 0 | 0 | 0 | 0 | 0 | 0 | 0 | 0 | 0 | 0 | 0 | 0 | 0 | 0
[10 empty] | 0 | 0 | 0 | 0 | 0 | 0 | 0 | 0 | 0 | 0 | 0 | 0 | 0 | 0 | 0 | 0 | 0 | 0 | 0 | 0 | 0 | 0 | 0 | 0 | 0 | 0 | 0 | 0
[10 empty] | 0 | 0 | 0 | 0 | 0 | 0 | 0 | 0 | 0 | 0 | 0 | 0 | 0 | 0 | 0 | 0 | 0 | 0 | 0 | 0 | 0 | 0 | 0 | 0 | 0 | 0 | 0 | 0
[10 empty] | 109199.2648 | 90999.3874 | 72799.5099 | 54599.6324 | 36399.7549 | 24266.5033 | 16177.6689 | 10785.1126 | 7190.0751 | 4793.3834 | 3195.5889 | 2130.3926 | 1420.2617 | 946.8412 | 631.2274 | 420.8183 | 280.5455 | 187.0304 | 124.6869 | 83.1246 | 55.4164 | 36.9443 | 24.6295 | 16.4197 | 10.9464 | 7.2976 | 4.8651 | 3.2434
[10 empty] | 0 | 7436.6206 | 14684.3413 | 21746.7608 | 28627.417 | 35329.7877 | 40462.0485 | 44356.2263 | 47274.5427 | 49424.0851 | 50968.3939 | 52036.6147 | 52730.7269 | 53131.2536 | 53301.7709 | 53292.4698 | 53142.9698 | 52884.5405 | 52541.8572 | 52134.3866 | 51677.4818 | 51183.2476 | 50661.2227 | 50118.9198 | 49562.2515 | 48995.8667 | 48423.4167 | 47847.765
[10 empty] | 0 | 0 | 0 | 0 | 0 | 0 | 0 | 0 | 0 | 0 | 0 | 0 | 0 | 0 | 0 | 0 | 0 | 0 | 0 | 0 | 0 | 0 | 0 | 0 | 0 | 0 | 0 | 0
[10 empty] | 0 | 0 | 0 | 0 | 0 | 0 | 0 | 0 | 0 | 0 | 0 | 0 | 0 | 0 | 0 | 0 | 0 | 0 | 0 | 0 | 0 | 0 | 0 | 0 | 0 | 0 | 0 | 0
[10 empty] | 0 | 0 | 0 | 0 | 0 | 0 | 0 | 0 | 0 | 0 | 0 | 0 | 0 | 0 | 0 | 0 | 0 | 0 | 0 | 0 | 0 | 0 | 0 | 0 | 0 | 0 | 0 | 0
[10 empty] | 0 | 0 | 0 | 0 | 0 | 0 | 0 | 0 | 0 | 0 | 0 | 0 | 0 | 0 | 0 | 0 | 0 | 0 | 0 | 0 | 0 | 0 | 0 | 0 | 0 | 0 | 0 | 0
[10 empty] | 0 | 0 | 0 | 0 | 0 | 0 | 0 | 0 | 0 | 0 | 0 | 0 | 0 | 0 | 0 | 0 | 0 | 0 | 0 | 0 | 0 | 0 | 0 | 0 | 0 | 0 | 0 | 0
[10 empty] | 0 | 0 | 0 | 0 | 0 | 0 | 0 | 0 | 0 | 0 | 0 | 0 | 0 | 0 | 0 | 0 | 0 | 0 | 0 | 0 | 0 | 0 | 0 | 0 | 0 | 0 | 0 | 0
[10 empty] | 0 | 0 | 0 | 0 | 0 | 0 | 0 | 0 | 0 | 0 | 0 | 0 | 0 | 0 | 0 | 0 | 0 | 0 | 0 | 0 | 0 | 0 | 0 | 0 | 0 | 0 | 0 | 0
[10 empty] | 0 | 0 | 0 | 0 | 0 | 0 | 0 | 0 | 0 | 0 | 0 | 0 | 0 | 0 | 0 | 0 | 0 | 0 | 0 | 0 | 0 | 0 | 0 | 0 | 0 | 0 | 0 | 0
[10 empty] | 0 | 0 | 0 | 0 | 0 | 0 | 0 | 0 | 0 | 0 | 0 | 0 | 0 | 0 | 0 | 0 | 0 | 0 | 0 | 0 | 0 | 0 | 0 | 0 | 0 | 0 | 0 | 0
[10 empty] | 67790.5696 | 59492.9646 | 51395.1944 | 43493.5217 | 35784.2713 | 28263.8302 | 22323.8889 | 17632.2887 | 13926.6777 | 10999.8399 | 8688.1078 | 6862.2105 | 5420.0448 | 4280.9653 | 3381.2754 | 2670.6648 | 2109.3965 | 1666.0846 | 1315.9394 | 1039.3809 | 820.9441 | 648.414 | 512.143 | 404.5108 | 319.4986 | 252.3526 | 199.318 | 157.4293
[10 empty] | 0 | 2696.6192 | 7538.4529 | 14085.1038 | 21984.8386 | 30956.7413 | 40776.4594 | 51264.8185 | 62278.7289 | 73703.9226 | 82791.1163 | 90010.9639 | 95739.3861 | 100276.6382 | 103862.5399 | 106688.64 | 108907.9321 | 110642.6154 | 111990.2926 | 113028.9208 | 113820.7659 | 114415.5607 | 114853.0277 | 115164.8942 | 115376.501 | 115508.0884 | 115575.8225 | 115592.6157
[10 empty] | 0 | 0 | 0 | 0 | 0 | 0 | 0 | 0 | 0 | 0 | 0 | 0 | 0 | 0 | 0 | 0 | 0 | 0 | 0 | 0 | 0 | 0 | 0 | 0 | 0 | 0 | 0 | 0
[10 empty] | 0 | 0 | 0 | 0 | 0 | 0 | 0 | 0 | 0 | 0 | 0 | 0 | 0 | 0 | 0 | 0 | 0 | 0 | 0 | 0 | 0 | 0 | 0 | 0 | 0 | 0 | 0 | 0
[10 empty] | 0 | 0 | 0 | 0 | 0 | 0 | 0 | 0 | 0 | 0 | 0 | 0 | 0 | 0 | 0 | 0 | 0 | 0 | 0 | 0 | 0 | 0 | 0 | 0 | 0 | 0 | 0 | 0
[10 empty] | 0 | 0 | 0 | 0 | 0 | 0 | 0 | 0 | 0 | 0 | 0 | 0 | 0 | 0 | 0 | 0 | 0 | 0 | 0 | 0 | 0 | 0 | 0 | 0 | 0 | 0 | 0 | 0
[10 empty] | 0 | 0 | 0 | 0 | 0 | 0 | 0 | 0 | 0 | 0 | 0 | 0 | 0 | 0 | 0 | 0 | 0 | 0 | 0 | 0 | 0 | 0 | 0 | 0 | 0 | 0 | 0 | 0
[10 empty] | 0 | 0 | 0 | 0 | 0 | 0 | 0 | 0 | 0 | 0 | 0 | 0 | 0 | 0 | 0 | 0 | 0 | 0 | 0 | 0 | 0 | 0 | 0 | 0 | 0 | 0 | 0 | 0
[10 empty] | 0 | 0 | 0 | 0 | 0 | 0 | 0 | 0 | 0 | 0 | 0 | 0 | 0 | 0 | 0 | 0 | 0 | 0 | 0 | 0 | 0 | 0 | 0 | 0 | 0 | 0 | 0 | 0
[10 empty] | 0 | 0 | 0 | 0 | 0 | 0 | 0 | 0 | 0 | 0 | 0 | 0 | 0 | 0 | 0 | 0 | 0 | 0 | 0 | 0 | 0 | 0 | 0 | 0 | 0 | 0 | 0 | 0
[10 empty] | 0 | 0 | 0 | 0 | 0 | 0 | 0 | 0 | 0 | 0 | 0 | 0 | 0 | 0 | 0 | 0 | 0 | 0 | 0 | 0 | 0 | 0 | 0 | 0 | 0 | 0 | 0 | 0
[10 empty] | 121542.3313 | 118651.2444 | 113615.2541 | 106874.7572 | 98781.4867 | 89616.3579 | 79603.7228 | 68922.7554 | 57716.5449 | 46099.3587 | 36820.4798 | 29409.2536 | 23489.7591 | 18761.7404 | 14985.3773 | 11969.1205 | 9559.9759 | 7635.744 | 6098.8214 | 4871.2507 | 3890.7653 | 3107.6321 | 2482.1279 | 1982.5252 | 1583.4825 | 1264.7592 | 1010.1884 | 806.8577
[10 empty] | 0 | 16983.3399 | 33255.5974 | 48839.1019 | 63755.5596 | 78026.0697 | 86578.2991 | 91414.1066 | 93839.7915 | 94707.6618 | 94573.7072 | 93800.5145 | 92624.4407 | 91199.4579 | 89625.7711 | 87968.4969 | 86269.8556 | 84557.1286 | 82847.8525 | 81153.2088 | 79480.2366 | 77833.2767 | 76214.9139 | 74626.5921 | 73069.0157 | 71542.4112 | 70046.6982 | 68581.6008
[10 empty] | 0 | 0 | 0 | 0 | 0 | 0 | 0 | 0 | 0 | 0 | 0 | 0 | 0 | 0 | 0 | 0 | 0 | 0 | 0 | 0 | 0 | 0 | 0 | 0 | 0 | 0 | 0 | 0
[10 empty] | 0 | 0 | 0 | 0 | 0 | 0 | 0 | 0 | 0 | 0 | 0 | 0 | 0 | 0 | 0 | 0 | 0 | 0 | 0 | 0 | 0 | 0 | 0 | 0 | 0 | 0 | 0 | 0
[10 empty] | 0 | 0 | 0 | 0 | 0 | 0 | 0 | 0 | 0 | 0 | 0 | 0 | 0 | 0 | 0 | 0 | 0 | 0 | 0 | 0 | 0 | 0 | 0 | 0 | 0 | 0 | 0 | 0
[10 empty] | 0 | 0 | 0 | 0 | 0 | 0 | 0 | 0 | 0 | 0 | 0 | 0 | 0 | 0 | 0 | 0 | 0 | 0 | 0 | 0 | 0 | 0 | 0 | 0 | 0 | 0 | 0 | 0
[10 empty] | 0 | 0 | 0 | 0 | 0 | 0 | 0 | 0 | 0 | 0 | 0 | 0 | 0 | 0 | 0 | 0 | 0 | 0 | 0 | 0 | 0 | 0 | 0 | 0 | 0 | 0 | 0 | 0
[10 empty] | 0 | 0 | 0 | 0 | 0 | 0 | 0 | 0 | 0 | 0 | 0 | 0 | 0 | 0 | 0 | 0 | 0 | 0 | 0 | 0 | 0 | 0 | 0 | 0 | 0 | 0 | 0 | 0
[10 empty] | 0 | 0 | 0 | 0 | 0 | 0 | 0 | 0 | 0 | 0 | 0 | 0 | 0 | 0 | 0 | 0 | 0 | 0 | 0 | 0 | 0 | 0 | 0 | 0 | 0 | 0 | 0 | 0
[10 empty] | 0 | 0 | 0 | 0 | 0 | 0 | 0 | 0 | 0 | 0 | 0 | 0 | 0 | 0 | 0 | 0 | 0 | 0 | 0 | 0 | 0 | 0 | 0 | 0 | 0 | 0 | 0 | 0
[10 empty] | 0 | 0 | 0 | 0 | 0 | 0 | 0 | 0 | 0 | 0 | 0 | 0 | 0 | 0 | 0 | 0 | 0 | 0 | 0 | 0 | 0 | 0 | 0 | 0 | 0 | 0 | 0 | 0
[10 empty] | 121425.3841 | 101900.0395 | 83138.9935 | 65118.8025 | 47816.6697 | 31210.4279 | 20371.3645 | 13296.5973 | 8678.8247 | 5664.7573 | 3697.4449 | 2413.36 | 1575.2247 | 1028.1652 | 671.0939 | 438.0298 | 285.9065 | 186.6141 | 121.8049 | 79.5033 | 51.8926 | 33.8708 | 22.1078 | 14.43 | 9.4186 | 6.1476 | 4.0126 | 2.6191
[10 empty] | 0 | 11096.7589 | 22158.0082 | 33183.833 | 44174.3185 | 55129.5495 | 62380.1878 | 67165.1152 | 70308.9311 | 72360.4888 | 73685.105 | 74525.9344 | 75044.8207 | 75349.4868 | 75511.6331 | 75578.9833 | 75583.302 | 75545.7319 | 75480.3453 | 75396.5086 | 75300.456 | 75196.3369 | 75086.9131 | 74974.0226 | 74858.8889 | 74742.3259 | 74624.8757 | 74506.8985
[10 empty] | 0 | 0 | 0 | 0 | 0 | 0 | 0 | 0 | 0 | 0 | 0 | 0 | 0 | 0 | 0 | 0 | 0 | 0 | 0 | 0 | 0 | 0 | 0 | 0 | 0 | 0 | 0 | 0
[10 empty] | 0 | 0 | 0 | 0 | 0 | 0 | 0 | 0 | 0 | 0 | 0 | 0 | 0 | 0 | 0 | 0 | 0 | 0 | 0 | 0 | 0 | 0 | 0 | 0 | 0 | 0 | 0 | 0
[10 empty] | 0 | 0 | 0 | 0 | 0 | 0 | 0 | 0 | 0 | 0 | 0 | 0 | 0 | 0 | 0 | 0 | 0 | 0 | 0 | 0 | 0 | 0 | 0 | 0 | 0 | 0 | 0 | 0
[10 empty] | 0 | 0 | 0 | 0 | 0 | 0 | 0 | 0 | 0 | 0 | 0 | 0 | 0 | 0 | 0 | 0 | 0 | 0 | 0 | 0 | 0 | 0 | 0 | 0 | 0 | 0 | 0 | 0
[10 empty] | 0 | 0 | 0 | 0 | 0 | 0 | 0 | 0 | 0 | 0 | 0 | 0 | 0 | 0 | 0 | 0 | 0 | 0 | 0 | 0 | 0 | 0 | 0 | 0 | 0 | 0 | 0 | 0
[10 empty] | 0 | 0 | 0 | 0 | 0 | 0 | 0 | 0 | 0 | 0 | 0 | 0 | 0 | 0 | 0 | 0 | 0 | 0 | 0 | 0 | 0 | 0 | 0 | 0 | 0 | 0 | 0 | 0
[10 empty] | 0 | 0 | 0 | 0 | 0 | 0 | 0 | 0 | 0 | 0 | 0 | 0 | 0 | 0 | 0 | 0 | 0 | 0 | 0 | 0 | 0 | 0 | 0 | 0 | 0 | 0 | 0 | 0
[10 empty] | 0 | 0 | 0 | 0 | 0 | 0 | 0 | 0 | 0 | 0 | 0 | 0 | 0 | 0 | 0 | 0 | 0 | 0 | 0 | 0 | 0 | 0 | 0 | 0 | 0 | 0 | 0 | 0
[10 empty] | 0 | 0 | 0 | 0 | 0 | 0 | 0 | 0 | 0 | 0 | 0 | 0 | 0 | 0 | 0 | 0 | 0 | 0 | 0 | 0 | 0 | 0 | 0 | 0 | 0 | 0 | 0 | 0
[10 empty] | 77801.7951 | 66580.5533 | 55395.0204 | 44245.1107 | 33130.7389 | 22051.8198 | 14677.6913 | 9769.4713 | 6502.5601 | 4328.104 | 2880.786 | 1917.4512 | 1276.2555 | 849.4757 | 565.411 | 376.3376 | 250.4903 | 166.7263 | 110.973 | 73.8637 | 49.1637 | 32.7233 | 21.7806 | 14.4972 | 9.6493 | 6.4226 | 4.2749 | 2.8454
[10 empty] | 0 | 361.9726 | 776.41 | 1258.2673 | 1799.6261 | 2407.7779 | 3150.5103 | 3898.7241 | 4878.7005 | 6006.4736 | 7269.4505 | 8640.7298 | 10182.7763 | 11672.6755 | 13508.6008 | 15481.5602 | 17607.018 | 19914.9632 | 22412.7214 | 24988.8185 | 28028.177 | 31632.3969 | 35880.2104 | 40739.3018 | 46302.5007 | 52623.4563 | 59805.7679 | 67967.1212
[10 empty] | 0 | 0 | 0 | 0 | 0 | 0 | 0 | 0 | 0 | 0 | 0 | 0 | 0 | 0 | 0 | 0 | 0 | 0 | 0 | 0 | 0 | 0 | 0 | 0 | 0 | 0 | 0 | 0
[10 empty] | 0 | 0 | 0 | 0 | 0 | 0 | 0 | 0 | 0 | 0 | 0 | 0 | 0 | 0 | 0 | 0 | 0 | 0 | 0 | 0 | 0 | 0 | 0 | 0 | 0 | 0 | 0 | 0
[10 empty] | 0 | 0 | 0 | 0 | 0 | 0 | 0 | 0 | 0 | 0 | 0 | 0 | 0 | 0 | 0 | 0 | 0 | 0 | 0 | 0 | 0 | 0 | 0 | 0 | 0 | 0 | 0 | 0
[10 empty] | 0 | 0 | 0 | 0 | 0 | 0 | 0 | 0 | 0 | 0 | 0 | 0 | 0 | 0 | 0 | 0 | 0 | 0 | 0 | 0 | 0 | 0 | 0 | 0 | 0 | 0 | 0 | 0
[10 empty] | 0 | 0 | 0 | 0 | 0 | 0 | 0 | 0 | 0 | 0 | 0 | 0 | 0 | 0 | 0 | 0 | 0 | 0 | 0 | 0 | 0 | 0 | 0 | 0 | 0 | 0 | 0 | 0
[10 empty] | 0 | 0 | 0 | 0 | 0 | 0 | 0 | 0 | 0 | 0 | 0 | 0 | 0 | 0 | 0 | 0 | 0 | 0 | 0 | 0 | 0 | 0 | 0 | 0 | 0 | 0 | 0 | 0
[10 empty] | 0 | 0 | 0 | 0 | 0 | 0 | 0 | 0 | 0 | 0 | 0 | 0 | 0 | 0 | 0 | 0 | 0 | 0 | 0 | 0 | 0 | 0 | 0 | 0 | 0 | 0 | 0 | 0
[10 empty] | 0 | 0 | 0 | 0 | 0 | 0 | 0 | 0 | 0 | 0 | 0 | 0 | 0 | 0 | 0 | 0 | 0 | 0 | 0 | 0 | 0 | 0 | 0 | 0 | 0 | 0 | 0 | 0
[10 empty] | 0 | 0 | 0 | 0 | 0 | 0 | 0 | 0 | 0 | 0 | 0 | 0 | 0 | 0 | 0 | 0 | 0 | 0 | 0 | 0 | 0 | 0 | 0 | 0 | 0 | 0 | 0 | 0
[10 empty] | 1260.7676 | 1163.7855 | 1066.8034 | 969.8213 | 872.8391 | 775.857 | 678.8749 | 581.8928 | 484.9106 | 387.9285 | 310.3428 | 248.2742 | 198.6194 | 158.8955 | 127.1164 | 101.6931 | 81.3545 | 65.0836 | 52.0669 | 41.6535 | 33.3228 | 26.6582 | 21.3266 | 17.0613 | 13.649 | 10.9192 | 8.7354 | 6.9883
[10 empty] | 0 | 216.5726 | 432.4522 | 647.6404 | 862.1389 | 1075.9493 | 1289.0734 | 1501.5126 | 1713.2688 | 1924.3435 | 2134.7384 | 2314.0077 | 2466.6417 | 2596.4833 | 2706.8211 | 2800.4694 | 2879.8364 | 2946.9831 | 3003.6734 | 3051.4165 | 3091.5042 | 3125.0418 | 3152.9753 | 3176.1141 | 3195.151 | 3210.6788 | 3223.2049 | 3233.1635
[10 empty] | 0 | 0 | 0 | 0 | 0 | 0 | 0 | 0 | 0 | 0 | 0 | 0 | 0 | 0 | 0 | 0 | 0 | 0 | 0 | 0 | 0 | 0 | 0 | 0 | 0 | 0 | 0 | 0
[10 empty] | 0 | 0 | 0 | 0 | 0 | 0 | 0 | 0 | 0 | 0 | 0 | 0 | 0 | 0 | 0 | 0 | 0 | 0 | 0 | 0 | 0 | 0 | 0 | 0 | 0 | 0 | 0 | 0
[10 empty] | 0 | 0 | 0 | 0 | 0 | 0 | 0 | 0 | 0 | 0 | 0 | 0 | 0 | 0 | 0 | 0 | 0 | 0 | 0 | 0 | 0 | 0 | 0 | 0 | 0 | 0 | 0 | 0
[10 empty] | 0 | 0 | 0 | 0 | 0 | 0 | 0 | 0 | 0 | 0 | 0 | 0 | 0 | 0 | 0 | 0 | 0 | 0 | 0 | 0 | 0 | 0 | 0 | 0 | 0 | 0 | 0 | 0
[10 empty] | 0 | 0 | 0 | 0 | 0 | 0 | 0 | 0 | 0 | 0 | 0 | 0 | 0 | 0 | 0 | 0 | 0 | 0 | 0 | 0 | 0 | 0 | 0 | 0 | 0 | 0 | 0 | 0
[10 empty] | 0 | 0 | 0 | 0 | 0 | 0 | 0 | 0 | 0 | 0 | 0 | 0 | 0 | 0 | 0 | 0 | 0 | 0 | 0 | 0 | 0 | 0 | 0 | 0 | 0 | 0 | 0 | 0
[10 empty] | 0 | 0 | 0 | 0 | 0 | 0 | 0 | 0 | 0 | 0 | 0 | 0 | 0 | 0 | 0 | 0 | 0 | 0 | 0 | 0 | 0 | 0 | 0 | 0 | 0 | 0 | 0 | 0
[10 empty] | 0 | 0 | 0 | 0 | 0 | 0 | 0 | 0 | 0 | 0 | 0 | 0 | 0 | 0 | 0 | 0 | 0 | 0 | 0 | 0 | 0 | 0 | 0 | 0 | 0 | 0 | 0 | 0
[10 empty] | 0 | 0 | 0 | 0 | 0 | 0 | 0 | 0 | 0 | 0 | 0 | 0 | 0 | 0 | 0 | 0 | 0 | 0 | 0 | 0 | 0 | 0 | 0 | 0 | 0 | 0 | 0 | 0
[10 empty] | 3470.7148 | 3248.5891 | 3027.1652 | 2806.4416 | 2586.4166 | 2367.0885 | 2148.4556 | 1930.5163 | 1713.2688 | 1496.7116 | 1280.8431 | 1096.1089 | 938.0187 | 802.7296 | 686.953 | 587.8748 | 503.0864 | 430.527 | 368.4327 | 315.2942 | 269.8198 | 230.904 | 197.6011 | 169.1014 | 144.7121 | 123.8405 | 105.9792 | 90.6939
[10 empty] | 0 | 593.4021 | 1184.9052 | 1774.5141 | 2362.2331 | 2948.067 | 3532.0201 | 4114.097 | 4610.4754 | 5033.5182 | 5393.8054 | 5700.3908 | 5961.0227 | 6182.3315 | 6369.9915 | 6528.8587 | 6663.0885 | 6776.2372 | 6871.3479 | 6951.0251 | 7017.4974 | 7072.672 | 7118.1812 | 7155.4218 | 7185.589 | 7209.7057 | 7228.6473 | 7243.1629
[10 empty] | 0 | 0 | 0 | 0 | 0 | 0 | 0 | 0 | 0 | 0 | 0 | 0 | 0 | 0 | 0 | 0 | 0 | 0 | 0 | 0 | 0 | 0 | 0 | 0 | 0 | 0 | 0 | 0
[10 empty] | 0 | 0 | 0 | 0 | 0 | 0 | 0 | 0 | 0 | 0 | 0 | 0 | 0 | 0 | 0 | 0 | 0 | 0 | 0 | 0 | 0 | 0 | 0 | 0 | 0 | 0 | 0 | 0
[10 empty] | 0 | 0 | 0 | 0 | 0 | 0 | 0 | 0 | 0 | 0 | 0 | 0 | 0 | 0 | 0 | 0 | 0 | 0 | 0 | 0 | 0 | 0 | 0 | 0 | 0 | 0 | 0 | 0
[10 empty] | 0 | 0 | 0 | 0 | 0 | 0 | 0 | 0 | 0 | 0 | 0 | 0 | 0 | 0 | 0 | 0 | 0 | 0 | 0 | 0 | 0 | 0 | 0 | 0 | 0 | 0 | 0 | 0
[10 empty] | 0 | 0 | 0 | 0 | 0 | 0 | 0 | 0 | 0 | 0 | 0 | 0 | 0 | 0 | 0 | 0 | 0 | 0 | 0 | 0 | 0 | 0 | 0 | 0 | 0 | 0 | 0 | 0
[10 empty] | 0 | 0 | 0 | 0 | 0 | 0 | 0 | 0 | 0 | 0 | 0 | 0 | 0 | 0 | 0 | 0 | 0 | 0 | 0 | 0 | 0 | 0 | 0 | 0 | 0 | 0 | 0 | 0
[10 empty] | 0 | 0 | 0 | 0 | 0 | 0 | 0 | 0 | 0 | 0 | 0 | 0 | 0 | 0 | 0 | 0 | 0 | 0 | 0 | 0 | 0 | 0 | 0 | 0 | 0 | 0 | 0 | 0
[10 empty] | 0 | 0 | 0 | 0 | 0 | 0 | 0 | 0 | 0 | 0 | 0 | 0 | 0 | 0 | 0 | 0 | 0 | 0 | 0 | 0 | 0 | 0 | 0 | 0 | 0 | 0 | 0 | 0
[10 empty] | 0 | 0 | 0 | 0 | 0 | 0 | 0 | 0 | 0 | 0 | 0 | 0 | 0 | 0 | 0 | 0 | 0 | 0 | 0 | 0 | 0 | 0 | 0 | 0 | 0 | 0 | 0 | 0
[10 empty] | 7726.5893 | 7120.8247 | 6516.9788 | 5915.0469 | 5315.0246 | 4716.9071 | 4120.6901 | 3526.3688 | 3017.7657 | 2582.5177 | 2210.0448 | 1891.2932 | 1618.5147 | 1385.0786 | 1185.3107 | 1014.355 | 868.0561 | 742.8576 | 635.7163 | 544.0278 | 465.5635 | 398.4159 | 340.953 | 291.7778 | 249.6951 | 213.6819 | 182.8629 | 156.4888
[10 empty] | 0 | 9315.012 | 18600.2159 | 27855.6834 | 37081.4857 | 44426.5864 | 50269.571 | 54912.8234 | 58597.8636 | 61517.5982 | 63826.1058 | 65646.4517 | 67076.9308 | 68196.0529 | 69066.5256 | 69738.4344 | 70251.7836 | 70638.5254 | 70924.1805 | 71129.133 | 71269.6637 | 71358.7765 | 71406.8579 | 71422.2035 | 71411.4395 | 71379.8578 | 71331.6855 | 71270.2987
[10 empty] | 0 | 0 | 0 | 0 | 0 | 0 | 0 | 0 | 0 | 0 | 0 | 0 | 0 | 0 | 0 | 0 | 0 | 0 | 0 | 0 | 0 | 0 | 0 | 0 | 0 | 0 | 0 | 0
[10 empty] | 0 | 0 | 0 | 0 | 0 | 0 | 0 | 0 | 0 | 0 | 0 | 0 | 0 | 0 | 0 | 0 | 0 | 0 | 0 | 0 | 0 | 0 | 0 | 0 | 0 | 0 | 0 | 0
[10 empty] | 0 | 0 | 0 | 0 | 0 | 0 | 0 | 0 | 0 | 0 | 0 | 0 | 0 | 0 | 0 | 0 | 0 | 0 | 0 | 0 | 0 | 0 | 0 | 0 | 0 | 0 | 0 | 0
[10 empty] | 0 | 0 | 0 | 0 | 0 | 0 | 0 | 0 | 0 | 0 | 0 | 0 | 0 | 0 | 0 | 0 | 0 | 0 | 0 | 0 | 0 | 0 | 0 | 0 | 0 | 0 | 0 | 0
[10 empty] | 0 | 0 | 0 | 0 | 0 | 0 | 0 | 0 | 0 | 0 | 0 | 0 | 0 | 0 | 0 | 0 | 0 | 0 | 0 | 0 | 0 | 0 | 0 | 0 | 0 | 0 | 0 | 0
[10 empty] | 0 | 0 | 0 | 0 | 0 | 0 | 0 | 0 | 0 | 0 | 0 | 0 | 0 | 0 | 0 | 0 | 0 | 0 | 0 | 0 | 0 | 0 | 0 | 0 | 0 | 0 | 0 | 0
[10 empty] | 0 | 0 | 0 | 0 | 0 | 0 | 0 | 0 | 0 | 0 | 0 | 0 | 0 | 0 | 0 | 0 | 0 | 0 | 0 | 0 | 0 | 0 | 0 | 0 | 0 | 0 | 0 | 0
[10 empty] | 0 | 0 | 0 | 0 | 0 | 0 | 0 | 0 | 0 | 0 | 0 | 0 | 0 | 0 | 0 | 0 | 0 | 0 | 0 | 0 | 0 | 0 | 0 | 0 | 0 | 0 | 0 | 0
[10 empty] | 0 | 0 | 0 | 0 | 0 | 0 | 0 | 0 | 0 | 0 | 0 | 0 | 0 | 0 | 0 | 0 | 0 | 0 | 0 | 0 | 0 | 0 | 0 | 0 | 0 | 0 | 0 | 0
[10 empty] | 74639.519 | 65205.0838 | 55800.6477 | 46426.1389 | 37081.4857 | 29617.7242 | 23656.2687 | 18894.7349 | 15091.6027 | 12053.9649 | 9627.7428 | 7689.8708 | 6142.0536 | 4905.781 | 3918.3454 | 3129.6609 | 2499.7227 | 1996.5785 | 1594.7072 | 1273.7245 | 1017.3493 | 812.5772 | 649.0217 | 518.3866 | 414.0457 | 330.7066 | 264.142 | 210.9755
[10 empty] | 0 | 671.6015 | 1348.6134 | 1348.6134 | 1348.6134 | 1348.6134 | 1348.6134 | 1348.6134 | 1348.6134 | 1252.6704 | 1073.7175 | 920.3292 | 788.8536 | 676.1603 | 579.5659 | 496.7708 | 230.1276 | 0 | 0 | 0 | 0 | 0 | 0 | 0 | 0 | 0 | 0 | 0
[10 empty] | 0 | 0 | 0 | 0 | 0 | 0 | 0 | 0 | 0 | 0 | 0 | 0 | 0 | 0 | 0 | 0 | 0 | 0 | 0 | 0 | 0 | 0 | 0 | 0 | 0 | 0 | 0 | 0
[10 empty] | 0 | 0 | 0 | 682.5758 | 1370.8732 | 2065.0543 | 2765.2861 | 3471.7401 | 4184.5927 | 4931.2868 | 5708.8876 | 6417.4221 | 7067.9484 | 7669.9785 | 8231.7003 | 8760.1677 | 9457.1394 | 10105.8141 | 10515.6715 | 10919.5296 | 11319.7353 | 11718.3426 | 12117.1555 | 12517.7649 | 12921.5805 | 13329.8575 | 13743.7209 | 14164.1845
[10 empty] | 0 | 0 | 0 | 0 | 0 | 0 | 0 | 0 | 0 | 0 | 0 | 0 | 0 | 0 | 0 | 0 | 0 | 0 | 0 | 0 | 0 | 0 | 0 | 0 | 0 | 0 | 0 | 0
[10 empty] | 0 | 0 | 0 | 0 | 0 | 0 | 0 | 0 | 0 | 0 | 0 | 0 | 0 | 0 | 0 | 0 | 0 | 0 | 0 | 0 | 0 | 0 | 0 | 0 | 0 | 0 | 0 | 0
[10 empty] | 0 | 0 | 0 | 0 | 0 | 0 | 0 | 0 | 0 | 0 | 0 | 0 | 0 | 0 | 0 | 0 | 0 | 0 | 0 | 0 | 0 | 0 | 0 | 0 | 0 | 0 | 0 | 0
[10 empty] | 0 | 0 | 0 | 0 | 0 | 0 | 0 | 0 | 0 | 0 | 0 | 0 | 0 | 0 | 0 | 0 | 0 | 0 | 0 | 0 | 0 | 0 | 0 | 0 | 0 | 0 | 0 | 0
[10 empty] | 0 | 0 | 0 | 0 | 0 | 0 | 0 | 0 | 0 | 0 | 0 | 0 | 0 | 0 | 0 | 0 | 0 | 0 | 0 | 0 | 0 | 0 | 0 | 0 | 0 | 0 | 0 | 0
[10 empty] | 0 | 0 | 0 | 0 | 0 | 0 | 0 | 0 | 0 | 0 | 0 | 0 | 0 | 0 | 0 | 0 | 0 | 0 | 0 | 0 | 0 | 0 | 0 | 0 | 0 | 0 | 0 | 0
[10 empty] | 0 | 0 | 0 | 0 | 0 | 0 | 0 | 0 | 0 | 0 | 0 | 0 | 0 | 0 | 0 | 0 | 0 | 0 | 0 | 0 | 0 | 0 | 0 | 0 | 0 | 0 | 0 | 0
[10 empty] | 6730.7842 | 6250.0139 | 5769.2436 | 5288.4733 | 4807.703 | 4326.9327 | 3846.1624 | 3365.3921 | 2884.6218 | 2472.533 | 2119.314 | 1816.5548 | 1557.047 | 1334.6117 | 1143.9529 | 980.5311 | 840.4552 | 720.3902 | 617.4773 | 529.2662 | 453.6568 | 388.8487 | 333.2989 | 285.6847 | 244.8726 | 209.8908 | 179.9064 | 154.2055
[10 empty] | 0 | 281.8762 | 563.8079 | 845.7954 | 1127.8388 | 1409.9383 | 1692.0942 | 1974.3067 | 2226.9133 | 2453.21 | 2656.1267 | 2838.2678 | 3001.9483 | 3149.2259 | 3281.9298 | 3401.6861 | 3509.94 | 3607.9762 | 3696.9369 | 3777.8372 | 3851.5794 | 3918.9658 | 3980.7094 | 4037.4439 | 4089.733 | 4138.0774 | 4182.9224 | 4224.6638
[10 empty] | 0 | 0 | 0 | 0 | 0 | 0 | 0 | 0 | 0 | 0 | 0 | 0 | 0 | 0 | 0 | 0 | 0 | 0 | 0 | 0 | 0 | 0 | 0 | 0 | 0 | 0 | 0 | 0
[10 empty] | 0 | 0 | 0 | 0 | 0 | 0 | 0 | 0 | 0 | 0 | 0 | 0 | 0 | 0 | 0 | 0 | 0 | 0 | 0 | 0 | 0 | 0 | 0 | 0 | 0 | 0 | 0 | 0
[10 empty] | 0 | 0 | 0 | 0 | 0 | 0 | 0 | 0 | 0 | 0 | 0 | 0 | 0 | 0 | 0 | 0 | 0 | 0 | 0 | 0 | 0 | 0 | 0 | 0 | 0 | 0 | 0 | 0
[10 empty] | 0 | 0 | 0 | 0 | 0 | 0 | 0 | 0 | 0 | 0 | 0 | 0 | 0 | 0 | 0 | 0 | 0 | 0 | 0 | 0 | 0 | 0 | 0 | 0 | 0 | 0 | 0 | 0
[10 empty] | 0 | 0 | 0 | 0 | 0 | 0 | 0 | 0 | 0 | 0 | 0 | 0 | 0 | 0 | 0 | 0 | 0 | 0 | 0 | 0 | 0 | 0 | 0 | 0 | 0 | 0 | 0 | 0
[10 empty] | 0 | 0 | 0 | 0 | 0 | 0 | 0 | 0 | 0 | 0 | 0 | 0 | 0 | 0 | 0 | 0 | 0 | 0 | 0 | 0 | 0 | 0 | 0 | 0 | 0 | 0 | 0 | 0
[10 empty] | 0 | 0 | 0 | 0 | 0 | 0 | 0 | 0 | 0 | 0 | 0 | 0 | 0 | 0 | 0 | 0 | 0 | 0 | 0 | 0 | 0 | 0 | 0 | 0 | 0 | 0 | 0 | 0
[10 empty] | 0 | 0 | 0 | 0 | 0 | 0 | 0 | 0 | 0 | 0 | 0 | 0 | 0 | 0 | 0 | 0 | 0 | 0 | 0 | 0 | 0 | 0 | 0 | 0 | 0 | 0 | 0 | 0
[10 empty] | 0 | 0 | 0 | 0 | 0 | 0 | 0 | 0 | 0 | 0 | 0 | 0 | 0 | 0 | 0 | 0 | 0 | 0 | 0 | 0 | 0 | 0 | 0 | 0 | 0 | 0 | 0 | 0
[10 empty] | 4004.4639 | 3737.4996 | 3470.5354 | 3203.5711 | 2936.6069 | 2669.6426 | 2402.6783 | 2135.7141 | 1898.4125 | 1687.4778 | 1499.9803 | 1333.3158 | 1185.1696 | 1053.4841 | 936.4303 | 832.3825 | 739.8955 | 657.6849 | 584.6088 | 519.6523 | 461.9131 | 410.5895 | 364.9684 | 324.4164 | 288.3701 | 256.329 | 227.848 | 202.5315
[10 empty] | 0 | 179.2211 | 357.8687 | 535.9442 | 713.4489 | 890.3843 | 1066.7516 | 1242.5522 | 1417.7876 | 1592.459 | 1766.5679 | 1940.1155 | 2113.1033 | 2285.5325 | 2457.4046 | 2628.7208 | 2799.4825 | 2953.8103 | 3093.2232 | 3219.0999 | 3332.6916 | 3435.1341 | 3527.4582 | 3610.5995 | 3685.4073 | 3752.6523 | 3813.0341 | 3867.1876
[10 empty] | 0 | 0 | 0 | 0 | 0 | 0 | 0 | 0 | 0 | 0 | 0 | 0 | 0 | 0 | 0 | 0 | 0 | 0 | 0 | 0 | 0 | 0 | 0 | 0 | 0 | 0 | 0 | 0
[10 empty] | 0 | 0 | 0 | 0 | 0 | 0 | 0 | 0 | 0 | 0 | 0 | 0 | 0 | 0 | 0 | 0 | 0 | 0 | 0 | 0 | 0 | 0 | 0 | 0 | 0 | 0 | 0 | 0
[10 empty] | 0 | 0 | 0 | 0 | 0 | 0 | 0 | 0 | 0 | 0 | 0 | 0 | 0 | 0 | 0 | 0 | 0 | 0 | 0 | 0 | 0 | 0 | 0 | 0 | 0 | 0 | 0 | 0
[10 empty] | 0 | 0 | 0 | 0 | 0 | 0 | 0 | 0 | 0 | 0 | 0 | 0 | 0 | 0 | 0 | 0 | 0 | 0 | 0 | 0 | 0 | 0 | 0 | 0 | 0 | 0 | 0 | 0
[10 empty] | 0 | 0 | 0 | 0 | 0 | 0 | 0 | 0 | 0 | 0 | 0 | 0 | 0 | 0 | 0 | 0 | 0 | 0 | 0 | 0 | 0 | 0 | 0 | 0 | 0 | 0 | 0 | 0
[10 empty] | 0 | 0 | 0 | 0 | 0 | 0 | 0 | 0 | 0 | 0 | 0 | 0 | 0 | 0 | 0 | 0 | 0 | 0 | 0 | 0 | 0 | 0 | 0 | 0 | 0 | 0 | 0 | 0
[10 empty] | 0 | 0 | 0 | 0 | 0 | 0 | 0 | 0 | 0 | 0 | 0 | 0 | 0 | 0 | 0 | 0 | 0 | 0 | 0 | 0 | 0 | 0 | 0 | 0 | 0 | 0 | 0 | 0
[10 empty] | 0 | 0 | 0 | 0 | 0 | 0 | 0 | 0 | 0 | 0 | 0 | 0 | 0 | 0 | 0 | 0 | 0 | 0 | 0 | 0 | 0 | 0 | 0 | 0 | 0 | 0 | 0 | 0
[10 empty] | 0 | 0 | 0 | 0 | 0 | 0 | 0 | 0 | 0 | 0 | 0 | 0 | 0 | 0 | 0 | 0 | 0 | 0 | 0 | 0 | 0 | 0 | 0 | 0 | 0 | 0 | 0 | 0
[10 empty] | 4667.2166 | 4480.528 | 4294.4248 | 4108.9056 | 3923.9691 | 3739.6139 | 3555.8386 | 3372.6418 | 3190.0221 | 3007.9782 | 2826.5086 | 2645.6121 | 2465.2872 | 2285.5325 | 2106.3468 | 1927.7286 | 1749.6765 | 1588.0701 | 1441.3901 | 1308.2581 | 1187.4226 | 1077.7479 | 978.2032 | 887.8528 | 805.8475 | 731.4165 | 663.8602 | 602.5437
[10 empty] | 0 | 8630.8125 | 17234.0063 | 25809.6479 | 33130.7389 | 39378.2496 | 44707.0494 | 49249.6707 | 53119.5312 | 56413.6904 | 59215.2088 | 61595.1675 | 63614.3954 | 65324.9481 | 66771.3733 | 67991.7936 | 69018.8333 | 69880.411 | 70600.4189 | 71199.3031 | 71694.5607 | 72101.1652 | 72431.9306 | 72697.8224 | 72908.2248 | 73071.1683 | 73193.5253 | 73281.1769
[10 empty] | 0 | 0 | 0 | 0 | 0 | 0 | 0 | 0 | 0 | 0 | 0 | 0 | 0 | 0 | 0 | 0 | 0 | 0 | 0 | 0 | 0 | 0 | 0 | 0 | 0 | 0 | 0 | 0
[10 empty] | 0 | 0 | 0 | 0 | 0 | 0 | 0 | 0 | 0 | 0 | 0 | 0 | 0 | 0 | 0 | 0 | 0 | 0 | 0 | 0 | 0 | 0 | 0 | 0 | 0 | 0 | 0 | 0
[10 empty] | 0 | 0 | 0 | 0 | 0 | 0 | 0 | 0 | 0 | 0 | 0 | 0 | 0 | 0 | 0 | 0 | 0 | 0 | 0 | 0 | 0 | 0 | 0 | 0 | 0 | 0 | 0 | 0
[10 empty] | 0 | 0 | 0 | 0 | 0 | 0 | 0 | 0 | 0 | 0 | 0 | 0 | 0 | 0 | 0 | 0 | 0 | 0 | 0 | 0 | 0 | 0 | 0 | 0 | 0 | 0 | 0 | 0
[10 empty] | 0 | 0 | 0 | 0 | 0 | 0 | 0 | 0 | 0 | 0 | 0 | 0 | 0 | 0 | 0 | 0 | 0 | 0 | 0 | 0 | 0 | 0 | 0 | 0 | 0 | 0 | 0 | 0
[10 empty] | 0 | 0 | 0 | 0 | 0 | 0 | 0 | 0 | 0 | 0 | 0 | 0 | 0 | 0 | 0 | 0 | 0 | 0 | 0 | 0 | 0 | 0 | 0 | 0 | 0 | 0 | 0 | 0
[10 empty] | 0 | 0 | 0 | 0 | 0 | 0 | 0 | 0 | 0 | 0 | 0 | 0 | 0 | 0 | 0 | 0 | 0 | 0 | 0 | 0 | 0 | 0 | 0 | 0 | 0 | 0 | 0 | 0
[10 empty] | 0 | 0 | 0 | 0 | 0 | 0 | 0 | 0 | 0 | 0 | 0 | 0 | 0 | 0 | 0 | 0 | 0 | 0 | 0 | 0 | 0 | 0 | 0 | 0 | 0 | 0 | 0 | 0
[10 empty] | 0 | 0 | 0 | 0 | 0 | 0 | 0 | 0 | 0 | 0 | 0 | 0 | 0 | 0 | 0 | 0 | 0 | 0 | 0 | 0 | 0 | 0 | 0 | 0 | 0 | 0 | 0 | 0
[10 empty] | 77801.7951 | 69046.4998 | 60319.0222 | 51619.2958 | 44174.3185 | 37803.1197 | 32350.8297 | 27684.9158 | 23691.9599 | 20274.9024 | 17350.6822 | 14848.2181 | 12706.6808 | 10874.0144 | 9305.6708 | 7963.5272 | 6814.9591 | 5832.0472 | 4990.8994 | 4271.0691 | 3655.0589 | 3127.895 | 2676.7632 | 2290.6974 | 1960.3134 | 1677.5802 | 1435.6252 | 1228.567
[10 empty] | 0 | 2074.5968 | 3769.0343 | 5070.4411 | 5959.1424 | 6533.5669 | 7212.9509 | 8034.4396 | 8996.6943 | 10097.6216 | 11299.4469 | 12598.6425 | 14010.9669 | 15502.4313 | 17054.8158 | 18649.9654 | 20291.257 | 21982.6672 | 23699.6152 | 25447.2284 | 27213.791 | 28987.7565 | 30741.1948 | 32479.0202 | 34218.1994 | 35956.7858 | 37692.7385 | 39392.7364
[10 empty] | 0 | 0 | 0 | 0 | 0 | 0 | 0 | 0 | 0 | 0 | 0 | 0 | 0 | 0 | 0 | 0 | 0 | 0 | 0 | 0 | 0 | 0 | 0 | 0 | 0 | 0 | 0 | 0
[10 empty] | 0 | 0 | 0 | 0 | 0 | 0 | 0 | 0 | 0 | 0 | 0 | 0 | 0 | 0 | 0 | 0 | 0 | 0 | 0 | 0 | 0 | 0 | 0 | 0 | 0 | 0 | 0 | 0
[10 empty] | 0 | 0 | 0 | 0 | 0 | 0 | 0 | 0 | 0 | 0 | 0 | 0 | 0 | 0 | 0 | 0 | 0 | 0 | 0 | 0 | 0 | 0 | 0 | 0 | 0 | 0 | 0 | 0
[10 empty] | 0 | 0 | 0 | 0 | 0 | 0 | 0 | 0 | 0 | 0 | 0 | 0 | 0 | 0 | 0 | 0 | 0 | 0 | 0 | 0 | 0 | 0 | 0 | 0 | 0 | 0 | 0 | 0
[10 empty] | 0 | 0 | 0 | 0 | 0 | 0 | 0 | 0 | 0 | 0 | 0 | 0 | 0 | 0 | 0 | 0 | 0 | 0 | 0 | 0 | 0 | 0 | 0 | 0 | 0 | 0 | 0 | 0
[10 empty] | 0 | 0 | 0 | 0 | 0 | 0 | 0 | 0 | 0 | 0 | 0 | 0 | 0 | 0 | 0 | 0 | 0 | 0 | 0 | 0 | 0 | 0 | 0 | 0 | 0 | 0 | 0 | 0
[10 empty] | 0 | 0 | 0 | 0 | 0 | 0 | 0 | 0 | 0 | 0 | 0 | 0 | 0 | 0 | 0 | 0 | 0 | 0 | 0 | 0 | 0 | 0 | 0 | 0 | 0 | 0 | 0 | 0
[10 empty] | 0 | 0 | 0 | 0 | 0 | 0 | 0 | 0 | 0 | 0 | 0 | 0 | 0 | 0 | 0 | 0 | 0 | 0 | 0 | 0 | 0 | 0 | 0 | 0 | 0 | 0 | 0 | 0
[10 empty] | 0 | 0 | 0 | 0 | 0 | 0 | 0 | 0 | 0 | 0 | 0 | 0 | 0 | 0 | 0 | 0 | 0 | 0 | 0 | 0 | 0 | 0 | 0 | 0 | 0 | 0 | 0 | 0
[10 empty] | 3543.64 | 3522.6245 | 3501.6091 | 3480.5936 | 3459.5781 | 3438.5626 | 3417.5472 | 3395.3537 | 3372.1785 | 3348.1853 | 3323.5104 | 3298.2673 | 3255.5643 | 3198.3114 | 3128.9335 | 3049.4515 | 2961.5493 | 2834.0988 | 2673.6912 | 2485.8195 | 2275.061 | 2045.2301 | 1823.8352 | 1609.4703 | 1400.9636 | 1197.3389 | 997.7824 | 831.4853
[10 empty] | 0 | 2074.5968 | 3769.0343 | 5070.4411 | 5959.1424 | 6533.5669 | 7212.9509 | 8034.4396 | 8996.6943 | 10097.6216 | 11299.4469 | 12598.6425 | 14010.9669 | 15502.4313 | 17054.8158 | 18649.9654 | 20291.257 | 21982.6672 | 23699.6152 | 25447.2284 | 27213.791 | 28987.7565 | 30741.1948 | 32479.0202 | 34218.1994 | 35956.7858 | 37692.7385 | 39392.7364
[10 empty] | 0 | 0 | 0 | 0 | 0 | 0 | 0 | 0 | 0 | 0 | 0 | 0 | 0 | 0 | 0 | 0 | 0 | 0 | 0 | 0 | 0 | 0 | 0 | 0 | 0 | 0 | 0 | 0
[10 empty] | 0 | 0 | 0 | 0 | 0 | 0 | 0 | 0 | 0 | 0 | 0 | 0 | 0 | 0 | 0 | 0 | 0 | 0 | 0 | 0 | 0 | 0 | 0 | 0 | 0 | 0 | 0 | 0
[10 empty] | 0 | 0 | 0 | 0 | 0 | 0 | 0 | 0 | 0 | 0 | 0 | 0 | 0 | 0 | 0 | 0 | 0 | 0 | 0 | 0 | 0 | 0 | 0 | 0 | 0 | 0 | 0 | 0
[10 empty] | 0 | 0 | 0 | 0 | 0 | 0 | 0 | 0 | 0 | 0 | 0 | 0 | 0 | 0 | 0 | 0 | 0 | 0 | 0 | 0 | 0 | 0 | 0 | 0 | 0 | 0 | 0 | 0
[10 empty] | 0 | 0 | 0 | 0 | 0 | 0 | 0 | 0 | 0 | 0 | 0 | 0 | 0 | 0 | 0 | 0 | 0 | 0 | 0 | 0 | 0 | 0 | 0 | 0 | 0 | 0 | 0 | 0
[10 empty] | 0 | 0 | 0 | 0 | 0 | 0 | 0 | 0 | 0 | 0 | 0 | 0 | 0 | 0 | 0 | 0 | 0 | 0 | 0 | 0 | 0 | 0 | 0 | 0 | 0 | 0 | 0 | 0
[10 empty] | 0 | 0 | 0 | 0 | 0 | 0 | 0 | 0 | 0 | 0 | 0 | 0 | 0 | 0 | 0 | 0 | 0 | 0 | 0 | 0 | 0 | 0 | 0 | 0 | 0 | 0 | 0 | 0
[10 empty] | 0 | 0 | 0 | 0 | 0 | 0 | 0 | 0 | 0 | 0 | 0 | 0 | 0 | 0 | 0 | 0 | 0 | 0 | 0 | 0 | 0 | 0 | 0 | 0 | 0 | 0 | 0 | 0
[10 empty] | 0 | 0 | 0 | 0 | 0 | 0 | 0 | 0 | 0 | 0 | 0 | 0 | 0 | 0 | 0 | 0 | 0 | 0 | 0 | 0 | 0 | 0 | 0 | 0 | 0 | 0 | 0 | 0
[10 empty] | 3543.64 | 3522.6245 | 3501.6091 | 3480.5936 | 3459.5781 | 3438.5626 | 3417.5472 | 3395.3537 | 3372.1785 | 3348.1853 | 3323.5104 | 3298.2673 | 3255.5643 | 3198.3114 | 3128.9335 | 3049.4515 | 2961.5493 | 2834.0988 | 2673.6912 | 2485.8195 | 2275.061 | 2045.2301 | 1823.8352 | 1609.4703 | 1400.9636 | 1197.3389 | 997.7824 | 831.4853
[10 empty] | 0 | 2074.5968 | 3769.0343 | 5070.4411 | 5959.1424 | 6533.5669 | 7212.9509 | 8034.4396 | 8996.6943 | 10097.6216 | 11299.4469 | 12598.6425 | 14010.9669 | 15502.4313 | 17054.8158 | 18649.9654 | 20291.257 | 21982.6672 | 23699.6152 | 25447.2284 | 27213.791 | 28987.7565 | 30741.1948 | 32479.0202 | 34218.1994 | 35956.7858 | 37692.7385 | 39392.7364
[10 empty] | 0 | 0 | 0 | 0 | 0 | 0 | 0 | 0 | 0 | 0 | 0 | 0 | 0 | 0 | 0 | 0 | 0 | 0 | 0 | 0 | 0 | 0 | 0 | 0 | 0 | 0 | 0 | 0
[10 empty] | 0 | 0 | 0 | 0 | 0 | 0 | 0 | 0 | 0 | 0 | 0 | 0 | 0 | 0 | 0 | 0 | 0 | 0 | 0 | 0 | 0 | 0 | 0 | 0 | 0 | 0 | 0 | 0
[10 empty] | 0 | 0 | 0 | 0 | 0 | 0 | 0 | 0 | 0 | 0 | 0 | 0 | 0 | 0 | 0 | 0 | 0 | 0 | 0 | 0 | 0 | 0 | 0 | 0 | 0 | 0 | 0 | 0
[10 empty] | 0 | 0 | 0 | 0 | 0 | 0 | 0 | 0 | 0 | 0 | 0 | 0 | 0 | 0 | 0 | 0 | 0 | 0 | 0 | 0 | 0 | 0 | 0 | 0 | 0 | 0 | 0 | 0
[10 empty] | 0 | 0 | 0 | 0 | 0 | 0 | 0 | 0 | 0 | 0 | 0 | 0 | 0 | 0 | 0 | 0 | 0 | 0 | 0 | 0 | 0 | 0 | 0 | 0 | 0 | 0 | 0 | 0
[10 empty] | 0 | 0 | 0 | 0 | 0 | 0 | 0 | 0 | 0 | 0 | 0 | 0 | 0 | 0 | 0 | 0 | 0 | 0 | 0 | 0 | 0 | 0 | 0 | 0 | 0 | 0 | 0 | 0
[10 empty] | 0 | 0 | 0 | 0 | 0 | 0 | 0 | 0 | 0 | 0 | 0 | 0 | 0 | 0 | 0 | 0 | 0 | 0 | 0 | 0 | 0 | 0 | 0 | 0 | 0 | 0 | 0 | 0
[10 empty] | 0 | 0 | 0 | 0 | 0 | 0 | 0 | 0 | 0 | 0 | 0 | 0 | 0 | 0 | 0 | 0 | 0 | 0 | 0 | 0 | 0 | 0 | 0 | 0 | 0 | 0 | 0 | 0
[10 empty] | 0 | 0 | 0 | 0 | 0 | 0 | 0 | 0 | 0 | 0 | 0 | 0 | 0 | 0 | 0 | 0 | 0 | 0 | 0 | 0 | 0 | 0 | 0 | 0 | 0 | 0 | 0 | 0
[10 empty] | 3543.64 | 3522.6245 | 3501.6091 | 3480.5936 | 3459.5781 | 3438.5626 | 3417.5472 | 3395.3537 | 3372.1785 | 3348.1853 | 3323.5104 | 3298.2673 | 3255.5643 | 3198.3114 | 3128.9335 | 3049.4515 | 2961.5493 | 2834.0988 | 2673.6912 | 2485.8195 | 2275.061 | 2045.2301 | 1823.8352 | 1609.4703 | 1400.9636 | 1197.3389 | 997.7824 | 831.4853
[10 empty] | 0 | 2074.5968 | 3769.0343 | 5070.4411 | 5959.1424 | 6533.5669 | 7212.9509 | 8034.4396 | 8996.6943 | 10097.6216 | 11299.4469 | 12598.6425 | 14010.9669 | 15502.4313 | 17054.8158 | 18649.9654 | 20291.257 | 21982.6672 | 23699.6152 | 25447.2284 | 27213.791 | 28987.7565 | 30741.1948 | 32479.0202 | 34218.1994 | 35956.7858 | 37692.7385 | 39392.7364
[10 empty] | 0 | 0 | 0 | 0 | 0 | 0 | 0 | 0 | 0 | 0 | 0 | 0 | 0 | 0 | 0 | 0 | 0 | 0 | 0 | 0 | 0 | 0 | 0 | 0 | 0 | 0 | 0 | 0
[10 empty] | 0 | 0 | 0 | 0 | 0 | 0 | 0 | 0 | 0 | 0 | 0 | 0 | 0 | 0 | 0 | 0 | 0 | 0 | 0 | 0 | 0 | 0 | 0 | 0 | 0 | 0 | 0 | 0
[10 empty] | 0 | 0 | 0 | 0 | 0 | 0 | 0 | 0 | 0 | 0 | 0 | 0 | 0 | 0 | 0 | 0 | 0 | 0 | 0 | 0 | 0 | 0 | 0 | 0 | 0 | 0 | 0 | 0
[10 empty] | 0 | 0 | 0 | 0 | 0 | 0 | 0 | 0 | 0 | 0 | 0 | 0 | 0 | 0 | 0 | 0 | 0 | 0 | 0 | 0 | 0 | 0 | 0 | 0 | 0 | 0 | 0 | 0
[10 empty] | 0 | 0 | 0 | 0 | 0 | 0 | 0 | 0 | 0 | 0 | 0 | 0 | 0 | 0 | 0 | 0 | 0 | 0 | 0 | 0 | 0 | 0 | 0 | 0 | 0 | 0 | 0 | 0
[10 empty] | 0 | 0 | 0 | 0 | 0 | 0 | 0 | 0 | 0 | 0 | 0 | 0 | 0 | 0 | 0 | 0 | 0 | 0 | 0 | 0 | 0 | 0 | 0 | 0 | 0 | 0 | 0 | 0
[10 empty] | 0 | 0 | 0 | 0 | 0 | 0 | 0 | 0 | 0 | 0 | 0 | 0 | 0 | 0 | 0 | 0 | 0 | 0 | 0 | 0 | 0 | 0 | 0 | 0 | 0 | 0 | 0 | 0
[10 empty] | 0 | 0 | 0 | 0 | 0 | 0 | 0 | 0 | 0 | 0 | 0 | 0 | 0 | 0 | 0 | 0 | 0 | 0 | 0 | 0 | 0 | 0 | 0 | 0 | 0 | 0 | 0 | 0
[10 empty] | 0 | 0 | 0 | 0 | 0 | 0 | 0 | 0 | 0 | 0 | 0 | 0 | 0 | 0 | 0 | 0 | 0 | 0 | 0 | 0 | 0 | 0 | 0 | 0 | 0 | 0 | 0 | 0
[10 empty] | 3543.64 | 3522.6245 | 3501.6091 | 3480.5936 | 3459.5781 | 3438.5626 | 3417.5472 | 3395.3537 | 3372.1785 | 3348.1853 | 3323.5104 | 3298.2673 | 3255.5643 | 3198.3114 | 3128.9335 | 3049.4515 | 2961.5493 | 2834.0988 | 2673.6912 | 2485.8195 | 2275.061 | 2045.2301 | 1823.8352 | 1609.4703 | 1400.9636 | 1197.3389 | 997.7824 | 831.4853
[10 empty] | 0 | 2074.5968 | 3769.0343 | 5070.4411 | 5959.1424 | 6533.5669 | 7212.9509 | 8034.4396 | 8996.6943 | 10097.6216 | 11299.4469 | 12598.6425 | 14010.9669 | 15502.4313 | 17054.8158 | 18649.9654 | 20291.257 | 21982.6672 | 23699.6152 | 25447.2284 | 27213.791 | 28987.7565 | 30741.1948 | 32479.0202 | 34218.1994 | 35956.7858 | 37692.7385 | 39392.7364
[10 empty] | 0 | 0 | 0 | 0 | 0 | 0 | 0 | 0 | 0 | 0 | 0 | 0 | 0 | 0 | 0 | 0 | 0 | 0 | 0 | 0 | 0 | 0 | 0 | 0 | 0 | 0 | 0 | 0
[10 empty] | 0 | 0 | 0 | 0 | 0 | 0 | 0 | 0 | 0 | 0 | 0 | 0 | 0 | 0 | 0 | 0 | 0 | 0 | 0 | 0 | 0 | 0 | 0 | 0 | 0 | 0 | 0 | 0
[10 empty] | 0 | 0 | 0 | 0 | 0 | 0 | 0 | 0 | 0 | 0 | 0 | 0 | 0 | 0 | 0 | 0 | 0 | 0 | 0 | 0 | 0 | 0 | 0 | 0 | 0 | 0 | 0 | 0
[10 empty] | 0 | 0 | 0 | 0 | 0 | 0 | 0 | 0 | 0 | 0 | 0 | 0 | 0 | 0 | 0 | 0 | 0 | 0 | 0 | 0 | 0 | 0 | 0 | 0 | 0 | 0 | 0 | 0
[10 empty] | 0 | 0 | 0 | 0 | 0 | 0 | 0 | 0 | 0 | 0 | 0 | 0 | 0 | 0 | 0 | 0 | 0 | 0 | 0 | 0 | 0 | 0 | 0 | 0 | 0 | 0 | 0 | 0
[10 empty] | 0 | 0 | 0 | 0 | 0 | 0 | 0 | 0 | 0 | 0 | 0 | 0 | 0 | 0 | 0 | 0 | 0 | 0 | 0 | 0 | 0 | 0 | 0 | 0 | 0 | 0 | 0 | 0
[10 empty] | 0 | 0 | 0 | 0 | 0 | 0 | 0 | 0 | 0 | 0 | 0 | 0 | 0 | 0 | 0 | 0 | 0 | 0 | 0 | 0 | 0 | 0 | 0 | 0 | 0 | 0 | 0 | 0
[10 empty] | 0 | 0 | 0 | 0 | 0 | 0 | 0 | 0 | 0 | 0 | 0 | 0 | 0 | 0 | 0 | 0 | 0 | 0 | 0 | 0 | 0 | 0 | 0 | 0 | 0 | 0 | 0 | 0
[10 empty] | 0 | 0 | 0 | 0 | 0 | 0 | 0 | 0 | 0 | 0 | 0 | 0 | 0 | 0 | 0 | 0 | 0 | 0 | 0 | 0 | 0 | 0 | 0 | 0 | 0 | 0 | 0 | 0
[10 empty] | 3543.64 | 3522.6245 | 3501.6091 | 3480.5936 | 3459.5781 | 3438.5626 | 3417.5472 | 3395.3537 | 3372.1785 | 3348.1853 | 3323.5104 | 3298.2673 | 3255.5643 | 3198.3114 | 3128.9335 | 3049.4515 | 2961.5493 | 2834.0988 | 2673.6912 | 2485.8195 | 2275.061 | 2045.2301 | 1823.8352 | 1609.4703 | 1400.9636 | 1197.3389 | 997.7824 | 831.4853
[10 empty] | 0 | 2074.5968 | 3769.0343 | 5070.4411 | 5959.1424 | 6533.5669 | 7212.9509 | 8034.4396 | 8996.6943 | 10097.6216 | 11299.4469 | 12598.6425 | 14010.9669 | 15502.4313 | 17054.8158 | 18649.9654 | 20291.257 | 21982.6672 | 23699.6152 | 25447.2284 | 27213.791 | 28987.7565 | 30741.1948 | 32479.0202 | 34218.1994 | 35956.7858 | 37692.7385 | 39392.7364
[10 empty] | 0 | 0 | 0 | 0 | 0 | 0 | 0 | 0 | 0 | 0 | 0 | 0 | 0 | 0 | 0 | 0 | 0 | 0 | 0 | 0 | 0 | 0 | 0 | 0 | 0 | 0 | 0 | 0
[10 empty] | 0 | 0 | 0 | 0 | 0 | 0 | 0 | 0 | 0 | 0 | 0 | 0 | 0 | 0 | 0 | 0 | 0 | 0 | 0 | 0 | 0 | 0 | 0 | 0 | 0 | 0 | 0 | 0
[10 empty] | 0 | 0 | 0 | 0 | 0 | 0 | 0 | 0 | 0 | 0 | 0 | 0 | 0 | 0 | 0 | 0 | 0 | 0 | 0 | 0 | 0 | 0 | 0 | 0 | 0 | 0 | 0 | 0
[10 empty] | 0 | 0 | 0 | 0 | 0 | 0 | 0 | 0 | 0 | 0 | 0 | 0 | 0 | 0 | 0 | 0 | 0 | 0 | 0 | 0 | 0 | 0 | 0 | 0 | 0 | 0 | 0 | 0
[10 empty] | 0 | 0 | 0 | 0 | 0 | 0 | 0 | 0 | 0 | 0 | 0 | 0 | 0 | 0 | 0 | 0 | 0 | 0 | 0 | 0 | 0 | 0 | 0 | 0 | 0 | 0 | 0 | 0
[10 empty] | 0 | 0 | 0 | 0 | 0 | 0 | 0 | 0 | 0 | 0 | 0 | 0 | 0 | 0 | 0 | 0 | 0 | 0 | 0 | 0 | 0 | 0 | 0 | 0 | 0 | 0 | 0 | 0
[10 empty] | 0 | 0 | 0 | 0 | 0 | 0 | 0 | 0 | 0 | 0 | 0 | 0 | 0 | 0 | 0 | 0 | 0 | 0 | 0 | 0 | 0 | 0 | 0 | 0 | 0 | 0 | 0 | 0
[10 empty] | 0 | 0 | 0 | 0 | 0 | 0 | 0 | 0 | 0 | 0 | 0 | 0 | 0 | 0 | 0 | 0 | 0 | 0 | 0 | 0 | 0 | 0 | 0 | 0 | 0 | 0 | 0 | 0
[10 empty] | 0 | 0 | 0 | 0 | 0 | 0 | 0 | 0 | 0 | 0 | 0 | 0 | 0 | 0 | 0 | 0 | 0 | 0 | 0 | 0 | 0 | 0 | 0 | 0 | 0 | 0 | 0 | 0
[10 empty] | 3543.64 | 3522.6245 | 3501.6091 | 3480.5936 | 3459.5781 | 3438.5626 | 3417.5472 | 3395.3537 | 3372.1785 | 3348.1853 | 3323.5104 | 3298.2673 | 3255.5643 | 3198.3114 | 3128.9335 | 3049.4515 | 2961.5493 | 2834.0988 | 2673.6912 | 2485.8195 | 2275.061 | 2045.2301 | 1823.8352 | 1609.4703 | 1400.9636 | 1197.3389 | 997.7824 | 831.4853
[10 empty] | 0 | 2074.5968 | 3769.0343 | 5070.4411 | 5959.1424 | 6533.5669 | 7212.9509 | 8034.4396 | 8996.6943 | 10097.6216 | 11299.4469 | 12598.6425 | 14010.9669 | 15502.4313 | 17054.8158 | 18649.9654 | 20291.257 | 21982.6672 | 23699.6152 | 25447.2284 | 27213.791 | 28987.7565 | 30741.1948 | 32479.0202 | 34218.1994 | 35956.7858 | 37692.7385 | 39392.7364
[10 empty] | 0 | 0 | 0 | 0 | 0 | 0 | 0 | 0 | 0 | 0 | 0 | 0 | 0 | 0 | 0 | 0 | 0 | 0 | 0 | 0 | 0 | 0 | 0 | 0 | 0 | 0 | 0 | 0
[10 empty] | 0 | 0 | 0 | 0 | 0 | 0 | 0 | 0 | 0 | 0 | 0 | 0 | 0 | 0 | 0 | 0 | 0 | 0 | 0 | 0 | 0 | 0 | 0 | 0 | 0 | 0 | 0 | 0
[10 empty] | 0 | 0 | 0 | 0 | 0 | 0 | 0 | 0 | 0 | 0 | 0 | 0 | 0 | 0 | 0 | 0 | 0 | 0 | 0 | 0 | 0 | 0 | 0 | 0 | 0 | 0 | 0 | 0
[10 empty] | 0 | 0 | 0 | 0 | 0 | 0 | 0 | 0 | 0 | 0 | 0 | 0 | 0 | 0 | 0 | 0 | 0 | 0 | 0 | 0 | 0 | 0 | 0 | 0 | 0 | 0 | 0 | 0
[10 empty] | 0 | 0 | 0 | 0 | 0 | 0 | 0 | 0 | 0 | 0 | 0 | 0 | 0 | 0 | 0 | 0 | 0 | 0 | 0 | 0 | 0 | 0 | 0 | 0 | 0 | 0 | 0 | 0
[10 empty] | 0 | 0 | 0 | 0 | 0 | 0 | 0 | 0 | 0 | 0 | 0 | 0 | 0 | 0 | 0 | 0 | 0 | 0 | 0 | 0 | 0 | 0 | 0 | 0 | 0 | 0 | 0 | 0
[10 empty] | 0 | 0 | 0 | 0 | 0 | 0 | 0 | 0 | 0 | 0 | 0 | 0 | 0 | 0 | 0 | 0 | 0 | 0 | 0 | 0 | 0 | 0 | 0 | 0 | 0 | 0 | 0 | 0
[10 empty] | 0 | 0 | 0 | 0 | 0 | 0 | 0 | 0 | 0 | 0 | 0 | 0 | 0 | 0 | 0 | 0 | 0 | 0 | 0 | 0 | 0 | 0 | 0 | 0 | 0 | 0 | 0 | 0
[10 empty] | 0 | 0 | 0 | 0 | 0 | 0 | 0 | 0 | 0 | 0 | 0 | 0 | 0 | 0 | 0 | 0 | 0 | 0 | 0 | 0 | 0 | 0 | 0 | 0 | 0 | 0 | 0 | 0
[10 empty] | 3543.64 | 3522.6245 | 3501.6091 | 3480.5936 | 3459.5781 | 3438.5626 | 3417.5472 | 3395.3537 | 3372.1785 | 3348.1853 | 3323.5104 | 3298.2673 | 3255.5643 | 3198.3114 | 3128.9335 | 3049.4515 | 2961.5493 | 2834.0988 | 2673.6912 | 2485.8195 | 2275.061 | 2045.2301 | 1823.8352 | 1609.4703 | 1400.9636 | 1197.3389 | 997.7824 | 831.4853
[10 empty] | 0 | 2074.5968 | 3769.0343 | 5070.4411 | 5959.1424 | 6533.5669 | 7212.9509 | 8034.4396 | 8996.6943 | 10097.6216 | 11299.4469 | 12598.6425 | 14010.9669 | 15502.4313 | 17054.8158 | 18649.9654 | 20291.257 | 21982.6672 | 23699.6152 | 25447.2284 | 27213.791 | 28987.7565 | 30741.1948 | 32479.0202 | 34218.1994 | 35956.7858 | 37692.7385 | 39392.7364
[10 empty] | 0 | 0 | 0 | 0 | 0 | 0 | 0 | 0 | 0 | 0 | 0 | 0 | 0 | 0 | 0 | 0 | 0 | 0 | 0 | 0 | 0 | 0 | 0 | 0 | 0 | 0 | 0 | 0
[10 empty] | 0 | 0 | 0 | 0 | 0 | 0 | 0 | 0 | 0 | 0 | 0 | 0 | 0 | 0 | 0 | 0 | 0 | 0 | 0 | 0 | 0 | 0 | 0 | 0 | 0 | 0 | 0 | 0
[10 empty] | 0 | 0 | 0 | 0 | 0 | 0 | 0 | 0 | 0 | 0 | 0 | 0 | 0 | 0 | 0 | 0 | 0 | 0 | 0 | 0 | 0 | 0 | 0 | 0 | 0 | 0 | 0 | 0
[10 empty] | 0 | 0 | 0 | 0 | 0 | 0 | 0 | 0 | 0 | 0 | 0 | 0 | 0 | 0 | 0 | 0 | 0 | 0 | 0 | 0 | 0 | 0 | 0 | 0 | 0 | 0 | 0 | 0
[10 empty] | 0 | 0 | 0 | 0 | 0 | 0 | 0 | 0 | 0 | 0 | 0 | 0 | 0 | 0 | 0 | 0 | 0 | 0 | 0 | 0 | 0 | 0 | 0 | 0 | 0 | 0 | 0 | 0
[10 empty] | 0 | 0 | 0 | 0 | 0 | 0 | 0 | 0 | 0 | 0 | 0 | 0 | 0 | 0 | 0 | 0 | 0 | 0 | 0 | 0 | 0 | 0 | 0 | 0 | 0 | 0 | 0 | 0
[10 empty] | 0 | 0 | 0 | 0 | 0 | 0 | 0 | 0 | 0 | 0 | 0 | 0 | 0 | 0 | 0 | 0 | 0 | 0 | 0 | 0 | 0 | 0 | 0 | 0 | 0 | 0 | 0 | 0
[10 empty] | 0 | 0 | 0 | 0 | 0 | 0 | 0 | 0 | 0 | 0 | 0 | 0 | 0 | 0 | 0 | 0 | 0 | 0 | 0 | 0 | 0 | 0 | 0 | 0 | 0 | 0 | 0 | 0
[10 empty] | 0 | 0 | 0 | 0 | 0 | 0 | 0 | 0 | 0 | 0 | 0 | 0 | 0 | 0 | 0 | 0 | 0 | 0 | 0 | 0 | 0 | 0 | 0 | 0 | 0 | 0 | 0 | 0
[10 empty] | 3543.64 | 3522.6245 | 3501.6091 | 3480.5936 | 3459.5781 | 3438.5626 | 3417.5472 | 3395.3537 | 3372.1785 | 3348.1853 | 3323.5104 | 3298.2673 | 3255.5643 | 3198.3114 | 3128.9335 | 3049.4515 | 2961.5493 | 2834.0988 | 2673.6912 | 2485.8195 | 2275.061 | 2045.2301 | 1823.8352 | 1609.4703 | 1400.9636 | 1197.3389 | 997.7824 | 831.4853
[10 empty] | 0 | 2053.5813 | 3727.0033 | 5007.3946 | 5875.0805 | 6428.4895 | 7086.8581 | 7886.1532 | 8825.2328 | 9902.1669 | 11079.3172 | 12353.2698 | 13722.8913 | 15157.1027 | 16640.1093 | 18155.7769 | 19709.1663 | 21273.126 | 22829.6664 | 24454.3689 | 26149.0479 | 27996.801 | 29804.8613 | 31579.2462 | 33338.0319 | 35080.3691 | 36805.2886 | 38510.3742
[10 empty] | 0 | 0 | 0 | 0 | 0 | 0 | 0 | 0 | 0 | 0 | 0 | 0 | 0 | 0 | 0 | 0 | 0 | 0 | 0 | 0 | 0 | 0 | 0 | 0 | 0 | 0 | 0 | 0
[10 empty] | 0 | 0 | 0 | 0 | 0 | 0 | 0 | 0 | 0 | 0 | 0 | 0 | 0 | 0 | 0 | 0 | 0 | 0 | 0 | 0 | 0 | 0 | 0 | 0 | 0 | 0 | 0 | 0
[10 empty] | 0 | 0 | 0 | 0 | 0 | 0 | 0 | 0 | 0 | 0 | 0 | 0 | 0 | 0 | 0 | 0 | 0 | 0 | 0 | 0 | 0 | 0 | 0 | 0 | 0 | 0 | 0 | 0
[10 empty] | 0 | 0 | 0 | 0 | 0 | 0 | 0 | 0 | 0 | 0 | 0 | 0 | 0 | 0 | 0 | 0 | 0 | 0 | 0 | 0 | 0 | 0 | 0 | 0 | 0 | 0 | 0 | 0
[10 empty] | 0 | 0 | 0 | 0 | 0 | 0 | 0 | 0 | 0 | 0 | 0 | 0 | 0 | 0 | 0 | 0 | 0 | 0 | 0 | 0 | 0 | 0 | 0 | 0 | 0 | 0 | 0 | 0
[10 empty] | 0 | 0 | 0 | 0 | 0 | 0 | 0 | 0 | 0 | 0 | 0 | 0 | 0 | 0 | 0 | 0 | 0 | 0 | 0 | 0 | 0 | 0 | 0 | 0 | 0 | 0 | 0 | 0
[10 empty] | 0 | 0 | 0 | 0 | 0 | 0 | 0 | 0 | 0 | 0 | 0 | 0 | 0 | 0 | 0 | 0 | 0 | 0 | 0 | 0 | 0 | 0 | 0 | 0 | 0 | 0 | 0 | 0
[10 empty] | 0 | 0 | 0 | 0 | 0 | 0 | 0 | 0 | 0 | 0 | 0 | 0 | 0 | 0 | 0 | 0 | 0 | 0 | 0 | 0 | 0 | 0 | 0 | 0 | 0 | 0 | 0 | 0
[10 empty] | 0 | 0 | 0 | 0 | 0 | 0 | 0 | 0 | 0 | 0 | 0 | 0 | 0 | 0 | 0 | 0 | 0 | 0 | 0 | 0 | 0 | 0 | 0 | 0 | 0 | 0 | 0 | 0
[10 empty] | 3543.64 | 3543.64 | 3543.64 | 3543.64 | 3543.64 | 3543.64 | 3543.64 | 3543.64 | 3543.64 | 3543.64 | 3543.64 | 3543.64 | 3543.64 | 3543.64 | 3543.64 | 3543.64 | 3543.64 | 3543.64 | 3543.64 | 3478.679 | 3339.8041 | 3036.1855 | 2760.1687 | 2509.2442 | 2281.1311 | 2073.7556 | 1885.2323 | 1713.8476
[10 empty] | 0 | 0 | #DIV/0! | #DIV/0! | #DIV/0! | #DIV/0! | #DIV/0! | #DIV/0! | #DIV/0! | #DIV/0! | #DIV/0! | #DIV/0! | #DIV/0! | #DIV/0! | #DIV/0! | #DIV/0! | #DIV/0! | #DIV/0! | #DIV/0! | #DIV/0! | #DIV/0! | #DIV/0!
[10 empty] | 0 | 8976.5403 | #DIV/0! | #DIV/0! | #DIV/0! | #DIV/0! | #DIV/0! | #DIV/0! | #DIV/0! | #DIV/0! | #DIV/0! | #DIV/0! | #DIV/0! | #DIV/0! | #DIV/0! | #DIV/0! | #DIV/0! | #DIV/0! | #DIV/0! | #DIV/0! | #DIV/0! | #DIV/0!
[10 empty] | 0 | 92.9925 | #DIV/0! | #DIV/0! | #DIV/0! | #DIV/0! | #DIV/0! | #DIV/0! | #DIV/0! | #DIV/0! | #DIV/0! | #DIV/0! | #DIV/0! | #DIV/0! | #DIV/0! | #DIV/0! | #DIV/0! | #DIV/0! | #DIV/0! | #DIV/0! | #DIV/0! | #DIV/0!
[10 empty] | 0 | 0 | #DIV/0! | #DIV/0! | #DIV/0! | #DIV/0! | #DIV/0! | #DIV/0! | #DIV/0! | #DIV/0! | #DIV/0! | #DIV/0! | #DIV/0! | #DIV/0! | #DIV/0! | #DIV/0! | #DIV/0! | #DIV/0! | #DIV/0! | #DIV/0! | #DIV/0! | #DIV/0!
[10 empty] | 0 | 377.8918 | #DIV/0! | #DIV/0! | #DIV/0! | #DIV/0! | #DIV/0! | #DIV/0! | #DIV/0! | #DIV/0! | #DIV/0! | #DIV/0! | #DIV/0! | #DIV/0! | #DIV/0! | #DIV/0! | #DIV/0! | #DIV/0! | #DIV/0! | #DIV/0! | #DIV/0! | #DIV/0!
[10 empty] | 0 | 0 | #DIV/0! | #DIV/0! | #DIV/0! | #DIV/0! | #DIV/0! | #DIV/0! | #DIV/0! | #DIV/0! | #DIV/0! | #DIV/0! | #DIV/0! | #DIV/0! | #DIV/0! | #DIV/0! | #DIV/0! | #DIV/0! | #DIV/0! | #DIV/0! | #DIV/0! | #DIV/0!
[10 empty] | 0 | 0 | #DIV/0! | #DIV/0! | #DIV/0! | #DIV/0! | #DIV/0! | #DIV/0! | #DIV/0! | #DIV/0! | #DIV/0! | #DIV/0! | #DIV/0! | #DIV/0! | #DIV/0! | #DIV/0! | #DIV/0! | #DIV/0! | #DIV/0! | #DIV/0! | #DIV/0! | #DIV/0!
[10 empty] | 0 | 0 | #DIV/0! | #DIV/0! | #DIV/0! | #DIV/0! | #DIV/0! | #DIV/0! | #DIV/0! | #DIV/0! | #DIV/0! | #DIV/0! | #DIV/0! | #DIV/0! | #DIV/0! | #DIV/0! | #DIV/0! | #DIV/0! | #DIV/0! | #DIV/0! | #DIV/0! | #DIV/0!
[10 empty] | 0 | 0 | #DIV/0! | #DIV/0! | #DIV/0! | #DIV/0! | #DIV/0! | #DIV/0! | #DIV/0! | #DIV/0! | #DIV/0! | #DIV/0! | #DIV/0! | #DIV/0! | #DIV/0! | #DIV/0! | #DIV/0! | #DIV/0! | #DIV/0! | #DIV/0! | #DIV/0! | #DIV/0!
[10 empty] | 0 | 0 | #DIV/0! | #DIV/0! | #DIV/0! | #DIV/0! | #DIV/0! | #DIV/0! | #DIV/0! | #DIV/0! | #DIV/0! | #DIV/0! | #DIV/0! | #DIV/0! | #DIV/0! | #DIV/0! | #DIV/0! | #DIV/0! | #DIV/0! | #DIV/0! | #DIV/0! | #DIV/0!
[10 empty] | 176634.54 | 166904.5002 | 156980.5656 | #DIV/0! | #DIV/0! | #DIV/0! | #DIV/0! | #DIV/0! | #DIV/0! | #DIV/0! | #DIV/0! | #DIV/0! | #DIV/0! | #DIV/0! | #DIV/0! | #DIV/0! | #DIV/0! | #DIV/0! | #DIV/0! | #DIV/0! | #DIV/0! | #DIV/0!
[10 empty] | 0 | 0 | #DIV/0! | #DIV/0! | #DIV/0! | #DIV/0! | #DIV/0! | #DIV/0! | #DIV/0! | #DIV/0! | #DIV/0! | #DIV/0! | #DIV/0! | #DIV/0! | #DIV/0! | #DIV/0! | #DIV/0! | #DIV/0! | #DIV/0! | #DIV/0! | #DIV/0! | #DIV/0!
[10 empty] | 0 | 8976.5403 | #DIV/0! | #DIV/0! | #DIV/0! | #DIV/0! | #DIV/0! | #DIV/0! | #DIV/0! | #DIV/0! | #DIV/0! | #DIV/0! | #DIV/0! | #DIV/0! | #DIV/0! | #DIV/0! | #DIV/0! | #DIV/0! | #DIV/0! | #DIV/0! | #DIV/0! | #DIV/0!
[10 empty] | 0 | 92.9925 | #DIV/0! | #DIV/0! | #DIV/0! | #DIV/0! | #DIV/0! | #DIV/0! | #DIV/0! | #DIV/0! | #DIV/0! | #DIV/0! | #DIV/0! | #DIV/0! | #DIV/0! | #DIV/0! | #DIV/0! | #DIV/0! | #DIV/0! | #DIV/0! | #DIV/0! | #DIV/0!
[10 empty] | 0 | 0 | #DIV/0! | #DIV/0! | #DIV/0! | #DIV/0! | #DIV/0! | #DIV/0! | #DIV/0! | #DIV/0! | #DIV/0! | #DIV/0! | #DIV/0! | #DIV/0! | #DIV/0! | #DIV/0! | #DIV/0! | #DIV/0! | #DIV/0! | #DIV/0! | #DIV/0! | #DIV/0!
[10 empty] | 0 | 377.8918 | #DIV/0! | #DIV/0! | #DIV/0! | #DIV/0! | #DIV/0! | #DIV/0! | #DIV/0! | #DIV/0! | #DIV/0! | #DIV/0! | #DIV/0! | #DIV/0! | #DIV/0! | #DIV/0! | #DIV/0! | #DIV/0! | #DIV/0! | #DIV/0! | #DIV/0! | #DIV/0!
[10 empty] | 0 | 0 | #DIV/0! | #DIV/0! | #DIV/0! | #DIV/0! | #DIV/0! | #DIV/0! | #DIV/0! | #DIV/0! | #DIV/0! | #DIV/0! | #DIV/0! | #DIV/0! | #DIV/0! | #DIV/0! | #DIV/0! | #DIV/0! | #DIV/0! | #DIV/0! | #DIV/0! | #DIV/0!
[10 empty] | 0 | 0 | #DIV/0! | #DIV/0! | #DIV/0! | #DIV/0! | #DIV/0! | #DIV/0! | #DIV/0! | #DIV/0! | #DIV/0! | #DIV/0! | #DIV/0! | #DIV/0! | #DIV/0! | #DIV/0! | #DIV/0! | #DIV/0! | #DIV/0! | #DIV/0! | #DIV/0! | #DIV/0!
[10 empty] | 0 | 0 | #DIV/0! | #DIV/0! | #DIV/0! | #DIV/0! | #DIV/0! | #DIV/0! | #DIV/0! | #DIV/0! | #DIV/0! | #DIV/0! | #DIV/0! | #DIV/0! | #DIV/0! | #DIV/0! | #DIV/0! | #DIV/0! | #DIV/0! | #DIV/0! | #DIV/0! | #DIV/0!
[10 empty] | 0 | 0 | #DIV/0! | #DIV/0! | #DIV/0! | #DIV/0! | #DIV/0! | #DIV/0! | #DIV/0! | #DIV/0! | #DIV/0! | #DIV/0! | #DIV/0! | #DIV/0! | #DIV/0! | #DIV/0! | #DIV/0! | #DIV/0! | #DIV/0! | #DIV/0! | #DIV/0! | #DIV/0!
[10 empty] | 0 | 0 | #DIV/0! | #DIV/0! | #DIV/0! | #DIV/0! | #DIV/0! | #DIV/0! | #DIV/0! | #DIV/0! | #DIV/0! | #DIV/0! | #DIV/0! | #DIV/0! | #DIV/0! | #DIV/0! | #DIV/0! | #DIV/0! | #DIV/0! | #DIV/0! | #DIV/0! | #DIV/0!
[10 empty] | 176634.54 | 166904.5002 | 156980.5656 | #DIV/0! | #DIV/0! | #DIV/0! | #DIV/0! | #DIV/0! | #DIV/0! | #DIV/0! | #DIV/0! | #DIV/0! | #DIV/0! | #DIV/0! | #DIV/0! | #DIV/0! | #DIV/0! | #DIV/0! | #DIV/0! | #DIV/0! | #DIV/0! | #DIV/0!
[10 empty] | 0 | 13478.314 | 23291.6646 | 27652.9208 | 27081.4817 | 24072.7971 | 18422.6858 | 10712.8241 | 5206.3318 | 2604.798 | 962.132 | 0 | 0 | 0 | 0 | 0 | 0 | 0 | 0 | 0 | 0 | 0 | 0
[10 empty] | 0 | 0 | 0 | 0 | 0 | 0 | 3471.2887 | 7320.7018 | 10215.3576 | 11788.0198 | 12011.4962 | 11488.9382 | 10289.7529 | 9294.8132 | 8769.0713 | 8598.052 | 8456.4775 | 8594.7184 | 8516.2138 | 8291.1107 | 7978.7049 | 7610.9693 | 7240.3906
[10 empty] | 0 | 13786.9211 | 24117.7482 | 28864.8168 | 33053.4369 | 36517.5344 | 35595.8006 | 33137.7078 | 30240.3186 | 25020.6298 | 21498.2994 | 19292.2059 | 17310.7239 | 15739.207 | 14246.0639 | 13155.5163 | 12500.8192 | 12145.9228 | 11836.1273 | 11514.8908 | 11044.9989 | 10559.8054 | 9990.7904
[10 empty] | 0 | 4565.7284 | 8001.9284 | 16974.6502 | 25333.6368 | 32791.0779 | 32738.6121 | 32686.2304 | 32633.9324 | 32581.7181 | 31629.5071 | 30181.1409 | 27245.0413 | 23241.6667 | 18563.584 | 13656.7605 | 10025.245 | 5704.0802 | 2406.3199 | 0 | 0 | 0 | 0
[10 empty] | 0 | 0 | 0 | 0 | 0 | 0 | 8361.4281 | 18140.7699 | 25912.7342 | 33626.6682 | 33572.8656 | 33519.149 | 33465.5183 | 33411.9735 | 33358.5144 | 31656.7825 | 28359.0341 | 24182.2636 | 19314.8576 | 15427.1631 | 10178.6766 | 5619.7186 | 2488.9333
[10 empty] | 0 | 0 | 0 | 0 | 0 | 0 | 0 | 0 | 0 | 0 | 6830.1157 | 12552.5046 | 19017.5209 | 25779.2565 | 32564.1289 | 40399.624 | 48044.6496 | 56648.2827 | 65070.6173 | 71766.5032 | 77644.0342 | 82896.912 | 86804.5418
[10 empty] | 0 | 0 | 0 | 0 | 0 | 0 | 0 | 0 | 0 | 0 | 0 | 0 | 0 | 0 | 0 | 0 | 0 | 0 | 0 | 0 | 0 | 0 | 0
[10 empty] | 0 | 0 | 0 | 0 | 0 | 0 | 0 | 0 | 0 | 0 | 0 | 0 | 0 | 0 | 0 | 0 | 0 | 0 | 0 | 0 | 0 | 0 | 0
[10 empty] | 0 | 0 | 0 | 0 | 0 | 0 | 0 | 0 | 0 | 0 | 0 | 0 | 0 | 0 | 0 | 0 | 0 | 0 | 0 | 0 | 0 | 0 | 0
[10 empty] | 0 | 0 | 0 | 0 | 0 | 0 | 0 | 0 | 0 | 0 | 0 | 0 | 0 | 0 | 0 | 0 | 0 | 0 | 0 | 0 | 0 | 0 | 0
[10 empty] | 110360.6814 | 78353.1408 | 54596.4685 | 36339.4094 | 24187.5109 | 16099.2073 | 10715.6324 | 7132.3249 | 4747.2755 | 3159.7865 | 2103.1539 | 1399.8593 | 931.7463 | 620.1703 | 412.7854 | 274.75 | 182.8736 | 121.7206 | 81.0173 | 53.9251 | 35.8925 | 23.8901 | 15.9012
[10 empty] | 0 | 345.2994 | 699.9854 | 1063.3144 | 1435.0597 | 1814.6473 | 2201.6017 | 2595.5317 | 2996.119 | 3417.393 | 3857.1121 | 4331.4862 | 4836.3155 | 5368.0194 | 5855.2416 | 6305.147 | 6723.8977 | 7116.7971 | 7488.4127 | 7842.6822 | 8183.0038 | 8512.3138 | 8833.1536 | 9147.7262 | 9457.9456 | 9765.4786 | 10071.7808 | 10378.1273
[10 empty] | 0 | 0 | 0 | 0 | 0 | 0 | 0 | 0 | 0 | 0 | 0 | 0 | 0 | 0 | 0 | 0 | 0 | 0 | 0 | 0 | 0 | 0 | 0 | 0 | 0 | 0 | 0 | 0
[10 empty] | 0 | 0 | 0 | 0 | 0 | 0 | 0 | 0 | 0 | 0 | 0 | 0 | 0 | 0 | 0 | 0 | 0 | 0 | 0 | 0 | 0 | 0 | 0 | 0 | 0 | 0 | 0 | 0
[10 empty] | 0 | 0 | 0 | 0 | 0 | 0 | 0 | 0 | 0 | 0 | 0 | 0 | 0 | 0 | 0 | 0 | 0 | 0 | 0 | 0 | 0 | 0 | 0 | 0 | 0 | 0 | 0 | 0
[10 empty] | 0 | 0 | 0 | 0 | 0 | 0 | 0 | 0 | 0 | 0 | 0 | 0 | 0 | 0 | 0 | 0 | 0 | 0 | 0 | 0 | 0 | 0 | 0 | 0 | 0 | 0 | 0 | 0
[10 empty] | 0 | 0 | 0 | 0 | 0 | 0 | 0 | 0 | 0 | 0 | 0 | 0 | 0 | 0 | 0 | 0 | 0 | 0 | 0 | 0 | 0 | 0 | 0 | 0 | 0 | 0 | 0 | 0
[10 empty] | 0 | 0 | 0 | 0 | 0 | 0 | 0 | 0 | 0 | 0 | 0 | 0 | 0 | 0 | 0 | 0 | 0 | 0 | 0 | 0 | 0 | 0 | 0 | 0 | 0 | 0 | 0 | 0
[10 empty] | 0 | 0 | 0 | 0 | 0 | 0 | 0 | 0 | 0 | 0 | 0 | 0 | 0 | 0 | 0 | 0 | 0 | 0 | 0 | 0 | 0 | 0 | 0 | 0 | 0 | 0 | 0 | 0
[10 empty] | 0 | 0 | 0 | 0 | 0 | 0 | 0 | 0 | 0 | 0 | 0 | 0 | 0 | 0 | 0 | 0 | 0 | 0 | 0 | 0 | 0 | 0 | 0 | 0 | 0 | 0 | 0 | 0
[10 empty] | 0 | 0 | 0 | 0 | 0 | 0 | 0 | 0 | 0 | 0 | 0 | 0 | 0 | 0 | 0 | 0 | 0 | 0 | 0 | 0 | 0 | 0 | 0 | 0 | 0 | 0 | 0 | 0
[10 empty] | 5345.0347 | 5137.3432 | 4923.8079 | 4705.2635 | 4482.0303 | 4254.7781 | 4024.0811 | 3790.4314 | 3554.2508 | 3301.6161 | 3034.8779 | 2737.938 | 2415.1111 | 2070.0952 | 1774.3673 | 1520.8863 | 1303.6168 | 1117.3858 | 957.7593 | 820.9365 | 703.6599 | 603.1371 | 516.9746 | 443.1211 | 379.8181 | 325.5584 | 279.05 | 239.1857
[10 empty] | 0 | 2557.1648 | 4478.6141 | 5976.2226 | 7191.0158 | 8404.215 | 9615.0501 | 11062.2054 | 12664.593 | 14368.2461 | 15492.6956 | 16231.6426 | 16714.0141 | 17025.6243 | 17223.5907 | 17345.9311 | 17417.9497 | 17456.4894 | 17472.7604 | 17474.2244 | 17465.8479 | 17450.9365 | 17431.6904 | 17409.574 | 17385.5621 | 17360.3034 | 17334.2296 | 17307.6282
[10 empty] | 0 | 0 | 0 | 0 | 0 | 0 | 0 | 0 | 0 | 0 | 0 | 0 | 0 | 0 | 0 | 0 | 0 | 0 | 0 | 0 | 0 | 0 | 0 | 0 | 0 | 0 | 0 | 0
[10 empty] | 0 | 0 | 0 | 0 | 0 | 0 | 0 | 0 | 0 | 0 | 0 | 0 | 0 | 0 | 0 | 0 | 0 | 0 | 0 | 0 | 0 | 0 | 0 | 0 | 0 | 0 | 0 | 0
[10 empty] | 0 | 0 | 0 | 0 | 0 | 0 | 0 | 0 | 0 | 0 | 0 | 0 | 0 | 0 | 0 | 0 | 0 | 0 | 0 | 0 | 0 | 0 | 0 | 0 | 0 | 0 | 0 | 0
[10 empty] | 0 | 0 | 0 | 0 | 0 | 0 | 0 | 0 | 0 | 0 | 0 | 0 | 0 | 0 | 0 | 0 | 0 | 0 | 0 | 0 | 0 | 0 | 0 | 0 | 0 | 0 | 0 | 0
[10 empty] | 0 | 0 | 0 | 0 | 0 | 0 | 0 | 0 | 0 | 0 | 0 | 0 | 0 | 0 | 0 | 0 | 0 | 0 | 0 | 0 | 0 | 0 | 0 | 0 | 0 | 0 | 0 | 0
[10 empty] | 0 | 0 | 0 | 0 | 0 | 0 | 0 | 0 | 0 | 0 | 0 | 0 | 0 | 0 | 0 | 0 | 0 | 0 | 0 | 0 | 0 | 0 | 0 | 0 | 0 | 0 | 0 | 0
[10 empty] | 0 | 0 | 0 | 0 | 0 | 0 | 0 | 0 | 0 | 0 | 0 | 0 | 0 | 0 | 0 | 0 | 0 | 0 | 0 | 0 | 0 | 0 | 0 | 0 | 0 | 0 | 0 | 0
[10 empty] | 0 | 0 | 0 | 0 | 0 | 0 | 0 | 0 | 0 | 0 | 0 | 0 | 0 | 0 | 0 | 0 | 0 | 0 | 0 | 0 | 0 | 0 | 0 | 0 | 0 | 0 | 0 | 0
[10 empty] | 0 | 0 | 0 | 0 | 0 | 0 | 0 | 0 | 0 | 0 | 0 | 0 | 0 | 0 | 0 | 0 | 0 | 0 | 0 | 0 | 0 | 0 | 0 | 0 | 0 | 0 | 0 | 0
[10 empty] | 18074.695 | 15488.6107 | 13538.2881 | 12011.8525 | 10768.2784 | 9526.3444 | 8286.8203 | 6811.0221 | 5180.0373 | 3447.8328 | 2294.8775 | 1527.4705 | 1016.6844 | 676.7051 | 450.4149 | 299.7962 | 199.5443 | 132.8167 | 88.4028 | 58.8409 | 39.1645 | 26.0679 | 17.3508 | 11.5487 | 7.6868 | 5.1163 | 3.4054 | 2.2667
[10 empty] | 0 | 2004.895 | 4017.4504 | 6037.7906 | 8066.0417 | 10102.3321 | 12146.7922 | 14199.5545 | 16260.7537 | 18330.5265 | 20409.0122 | 22496.3518 | 24592.6892 | 26698.1702 | 28594.001 | 30311.6097 | 31877.9588 | 33316.1833 | 34646.1378 | 35884.866 | 37047.002 | 38145.1156 | 39190.0072 | 40190.9611 | 41155.9625 | 42091.8836 | 43004.6432 | 43899.3428
[10 empty] | 0 | 0 | 0 | 0 | 0 | 0 | 0 | 0 | 0 | 0 | 0 | 0 | 0 | 0 | 0 | 0 | 0 | 0 | 0 | 0 | 0 | 0 | 0 | 0 | 0 | 0 | 0 | 0
[10 empty] | 0 | 0 | 0 | 0 | 0 | 0 | 0 | 0 | 0 | 0 | 0 | 0 | 0 | 0 | 0 | 0 | 0 | 0 | 0 | 0 | 0 | 0 | 0 | 0 | 0 | 0 | 0 | 0
[10 empty] | 0 | 0 | 0 | 0 | 0 | 0 | 0 | 0 | 0 | 0 | 0 | 0 | 0 | 0 | 0 | 0 | 0 | 0 | 0 | 0 | 0 | 0 | 0 | 0 | 0 | 0 | 0 | 0
[10 empty] | 0 | 0 | 0 | 0 | 0 | 0 | 0 | 0 | 0 | 0 | 0 | 0 | 0 | 0 | 0 | 0 | 0 | 0 | 0 | 0 | 0 | 0 | 0 | 0 | 0 | 0 | 0 | 0
[10 empty] | 0 | 0 | 0 | 0 | 0 | 0 | 0 | 0 | 0 | 0 | 0 | 0 | 0 | 0 | 0 | 0 | 0 | 0 | 0 | 0 | 0 | 0 | 0 | 0 | 0 | 0 | 0 | 0
[10 empty] | 0 | 0 | 0 | 0 | 0 | 0 | 0 | 0 | 0 | 0 | 0 | 0 | 0 | 0 | 0 | 0 | 0 | 0 | 0 | 0 | 0 | 0 | 0 | 0 | 0 | 0 | 0 | 0
[10 empty] | 0 | 0 | 0 | 0 | 0 | 0 | 0 | 0 | 0 | 0 | 0 | 0 | 0 | 0 | 0 | 0 | 0 | 0 | 0 | 0 | 0 | 0 | 0 | 0 | 0 | 0 | 0 | 0
[10 empty] | 0 | 0 | 0 | 0 | 0 | 0 | 0 | 0 | 0 | 0 | 0 | 0 | 0 | 0 | 0 | 0 | 0 | 0 | 0 | 0 | 0 | 0 | 0 | 0 | 0 | 0 | 0 | 0
[10 empty] | 0 | 0 | 0 | 0 | 0 | 0 | 0 | 0 | 0 | 0 | 0 | 0 | 0 | 0 | 0 | 0 | 0 | 0 | 0 | 0 | 0 | 0 | 0 | 0 | 0 | 0 | 0 | 0
[10 empty] | 29119.3007 | 27586.7059 | 26054.1111 | 24521.5163 | 22988.9216 | 21456.3268 | 19923.732 | 18391.1373 | 16858.5425 | 15325.9477 | 13793.3529 | 12260.7582 | 10728.1634 | 9195.5686 | 7881.916 | 6755.928 | 5790.7954 | 4963.5389 | 4254.4619 | 3646.6817 | 3125.7271 | 2679.1947 | 2296.4526 | 1968.3879 | 1687.1897 | 1446.1626 | 1239.5679 | 1062.4868
[10 empty] | 0 | 110.9146 | 221.4743 | 331.6799 | 441.5323 | 551.0323 | 660.1807 | 768.9785 | 877.4265 | 985.5254 | 1093.2762 | 1200.6796 | 1307.7366 | 1414.4479 | 1512.4582 | 1602.4503 | 1685.0534 | 1760.8471 | 1830.366 | 1894.1025 | 1952.5105 | 2006.0082 | 2054.9812 | 2099.7847 | 2140.7462 | 2178.1673 | 2212.3263 | 2243.4792
[10 empty] | 0 | 0 | 0 | 0 | 0 | 0 | 0 | 0 | 0 | 0 | 0 | 0 | 0 | 0 | 0 | 0 | 0 | 0 | 0 | 0 | 0 | 0 | 0 | 0 | 0 | 0 | 0 | 0
[10 empty] | 0 | 0 | 0 | 0 | 0 | 0 | 0 | 0 | 0 | 0 | 0 | 0 | 0 | 0 | 0 | 0 | 0 | 0 | 0 | 0 | 0 | 0 | 0 | 0 | 0 | 0 | 0 | 0
[10 empty] | 0 | 0 | 0 | 0 | 0 | 0 | 0 | 0 | 0 | 0 | 0 | 0 | 0 | 0 | 0 | 0 | 0 | 0 | 0 | 0 | 0 | 0 | 0 | 0 | 0 | 0 | 0 | 0
[10 empty] | 0 | 0 | 0 | 0 | 0 | 0 | 0 | 0 | 0 | 0 | 0 | 0 | 0 | 0 | 0 | 0 | 0 | 0 | 0 | 0 | 0 | 0 | 0 | 0 | 0 | 0 | 0 | 0
[10 empty] | 0 | 0 | 0 | 0 | 0 | 0 | 0 | 0 | 0 | 0 | 0 | 0 | 0 | 0 | 0 | 0 | 0 | 0 | 0 | 0 | 0 | 0 | 0 | 0 | 0 | 0 | 0 | 0
[10 empty] | 0 | 0 | 0 | 0 | 0 | 0 | 0 | 0 | 0 | 0 | 0 | 0 | 0 | 0 | 0 | 0 | 0 | 0 | 0 | 0 | 0 | 0 | 0 | 0 | 0 | 0 | 0 | 0
[10 empty] | 0 | 0 | 0 | 0 | 0 | 0 | 0 | 0 | 0 | 0 | 0 | 0 | 0 | 0 | 0 | 0 | 0 | 0 | 0 | 0 | 0 | 0 | 0 | 0 | 0 | 0 | 0 | 0
[10 empty] | 0 | 0 | 0 | 0 | 0 | 0 | 0 | 0 | 0 | 0 | 0 | 0 | 0 | 0 | 0 | 0 | 0 | 0 | 0 | 0 | 0 | 0 | 0 | 0 | 0 | 0 | 0 | 0
[10 empty] | 0 | 0 | 0 | 0 | 0 | 0 | 0 | 0 | 0 | 0 | 0 | 0 | 0 | 0 | 0 | 0 | 0 | 0 | 0 | 0 | 0 | 0 | 0 | 0 | 0 | 0 | 0 | 0
[10 empty] | 2777.3088 | 2661.9505 | 2546.9542 | 2432.3191 | 2318.0444 | 2204.129 | 2090.5723 | 1977.3733 | 1864.5312 | 1752.0451 | 1639.9143 | 1528.1377 | 1416.7146 | 1305.6442 | 1203.2817 | 1108.9444 | 1022.0032 | 941.8781 | 868.0349 | 799.9809 | 737.2624 | 679.4611 | 626.1913 | 577.0979 | 531.8534 | 490.1561 | 451.7279 | 416.3124
[10 empty] | 0 | 2067.7888 | 4198.1482 | 6383.0867 | 8612.562 | 10880.6263 | 13182.003 | 15512.0117 | 17866.5011 | 20208.6552 | 22539.0431 | 24962.5065 | 27467.4223 | 30043.4783 | 32320.5749 | 34332.3694 | 36108.7317 | 37676.1702 | 39058.2102 | 40275.7297 | 41347.257 | 42289.2356 | 43116.2583 | 43841.2758 | 44475.7815 | 45029.9751 | 45512.9088 | 45932.6158
[10 empty] | 0 | 0 | 0 | 0 | 0 | 0 | 0 | 0 | 0 | 0 | 0 | 0 | 0 | 0 | 0 | 0 | 0 | 0 | 0 | 0 | 0 | 0 | 0 | 0 | 0 | 0 | 0 | 0
[10 empty] | 0 | 0 | 0 | 0 | 0 | 0 | 0 | 0 | 0 | 0 | 0 | 0 | 0 | 0 | 0 | 0 | 0 | 0 | 0 | 0 | 0 | 0 | 0 | 0 | 0 | 0 | 0 | 0
[10 empty] | 0 | 0 | 0 | 0 | 0 | 0 | 0 | 0 | 0 | 0 | 0 | 0 | 0 | 0 | 0 | 0 | 0 | 0 | 0 | 0 | 0 | 0 | 0 | 0 | 0 | 0 | 0 | 0
[10 empty] | 0 | 0 | 0 | 0 | 0 | 0 | 0 | 0 | 0 | 0 | 0 | 0 | 0 | 0 | 0 | 0 | 0 | 0 | 0 | 0 | 0 | 0 | 0 | 0 | 0 | 0 | 0 | 0
[10 empty] | 0 | 0 | 0 | 0 | 0 | 0 | 0 | 0 | 0 | 0 | 0 | 0 | 0 | 0 | 0 | 0 | 0 | 0 | 0 | 0 | 0 | 0 | 0 | 0 | 0 | 0 | 0 | 0
[10 empty] | 0 | 0 | 0 | 0 | 0 | 0 | 0 | 0 | 0 | 0 | 0 | 0 | 0 | 0 | 0 | 0 | 0 | 0 | 0 | 0 | 0 | 0 | 0 | 0 | 0 | 0 | 0 | 0
[10 empty] | 0 | 0 | 0 | 0 | 0 | 0 | 0 | 0 | 0 | 0 | 0 | 0 | 0 | 0 | 0 | 0 | 0 | 0 | 0 | 0 | 0 | 0 | 0 | 0 | 0 | 0 | 0 | 0
[10 empty] | 0 | 0 | 0 | 0 | 0 | 0 | 0 | 0 | 0 | 0 | 0 | 0 | 0 | 0 | 0 | 0 | 0 | 0 | 0 | 0 | 0 | 0 | 0 | 0 | 0 | 0 | 0 | 0
[10 empty] | 0 | 0 | 0 | 0 | 0 | 0 | 0 | 0 | 0 | 0 | 0 | 0 | 0 | 0 | 0 | 0 | 0 | 0 | 0 | 0 | 0 | 0 | 0 | 0 | 0 | 0 | 0 | 0
[10 empty] | 52076.3602 | 49925.2492 | 47711.701 | 45443.7067 | 43131.3085 | 40780.4541 | 38396.4197 | 35983.8854 | 33547.0026 | 31122.5869 | 28710.069 | 26204.6071 | 23617.8239 | 20960.0314 | 18601.3292 | 16508.0597 | 14650.3527 | 13001.6997 | 11538.5751 | 10240.1007 | 9087.7481 | 8065.0735 | 7157.4839 | 6352.0284 | 5637.2134 | 5002.839 | 4439.8529 | 3940.2214
[10 empty] | 0 | 674.2598 | 1347.5517 | 2019.7054 | 2689.6133 | 3357.294 | 4022.7642 | 4686.0391 | 5347.1321 | 5995.2514 | 6632.0012 | 7292.7759 | 7973.7359 | 8671.5962 | 9265.8485 | 9771.4406 | 10201.1648 | 10565.968 | 10875.2184 | 11136.933 | 11357.9724 | 11544.208 | 11700.6641 | 11831.6404 | 11940.8166 | 12031.3413 | 12105.9095 | 12166.827
[10 empty] | 0 | 0 | 0 | 0 | 0 | 0 | 0 | 0 | 0 | 0 | 0 | 0 | 0 | 0 | 0 | 0 | 0 | 0 | 0 | 0 | 0 | 0 | 0 | 0 | 0 | 0 | 0 | 0
[10 empty] | 0 | 0 | 0 | 0 | 0 | 0 | 0 | 0 | 0 | 0 | 0 | 0 | 0 | 0 | 0 | 0 | 0 | 0 | 0 | 0 | 0 | 0 | 0 | 0 | 0 | 0 | 0 | 0
[10 empty] | 0 | 0 | 0 | 0 | 0 | 0 | 0 | 0 | 0 | 0 | 0 | 0 | 0 | 0 | 0 | 0 | 0 | 0 | 0 | 0 | 0 | 0 | 0 | 0 | 0 | 0 | 0 | 0
[10 empty] | 0 | 0 | 0 | 0 | 0 | 0 | 0 | 0 | 0 | 0 | 0 | 0 | 0 | 0 | 0 | 0 | 0 | 0 | 0 | 0 | 0 | 0 | 0 | 0 | 0 | 0 | 0 | 0
[10 empty] | 0 | 0 | 0 | 0 | 0 | 0 | 0 | 0 | 0 | 0 | 0 | 0 | 0 | 0 | 0 | 0 | 0 | 0 | 0 | 0 | 0 | 0 | 0 | 0 | 0 | 0 | 0 | 0
[10 empty] | 0 | 0 | 0 | 0 | 0 | 0 | 0 | 0 | 0 | 0 | 0 | 0 | 0 | 0 | 0 | 0 | 0 | 0 | 0 | 0 | 0 | 0 | 0 | 0 | 0 | 0 | 0 | 0
[10 empty] | 0 | 0 | 0 | 0 | 0 | 0 | 0 | 0 | 0 | 0 | 0 | 0 | 0 | 0 | 0 | 0 | 0 | 0 | 0 | 0 | 0 | 0 | 0 | 0 | 0 | 0 | 0 | 0
[10 empty] | 0 | 0 | 0 | 0 | 0 | 0 | 0 | 0 | 0 | 0 | 0 | 0 | 0 | 0 | 0 | 0 | 0 | 0 | 0 | 0 | 0 | 0 | 0 | 0 | 0 | 0 | 0 | 0
[10 empty] | 0 | 0 | 0 | 0 | 0 | 0 | 0 | 0 | 0 | 0 | 0 | 0 | 0 | 0 | 0 | 0 | 0 | 0 | 0 | 0 | 0 | 0 | 0 | 0 | 0 | 0 | 0 | 0
[10 empty] | 13207.3978 | 12512.0062 | 11817.6163 | 11124.3983 | 10433.4599 | 9744.7822 | 9058.3486 | 8374.144 | 7692.1547 | 7023.1725 | 6365.5933 | 5684.0224 | 4982.2995 | 4263.7096 | 3648.7608 | 3122.5053 | 2672.1508 | 2286.7503 | 1956.9356 | 1674.6896 | 1433.1515 | 1226.4501 | 1049.5609 | 898.1843 | 768.6404 | 657.7805 | 562.9098 | 481.7221
[10 empty] | 0 | 5975.1779 | 11931.2352 | 17868.2178 | 23786.1715 | 29685.142 | 35565.175 | 41426.3158 | 46424.5276 | 50684.2976 | 54312.1582 | 57399.2768 | 60023.672 | 62252.1096 | 64141.7259 | 65741.4166 | 67093.0249 | 68232.3592 | 69190.0633 | 69992.361 | 70661.6942 | 71217.2676 | 71675.5162 | 72050.5046 | 72354.2687 | 72597.1085 | 72787.8385 | 72934.0017
[10 empty] | 0 | 0 | 0 | 0 | 0 | 0 | 0 | 0 | 0 | 0 | 0 | 0 | 0 | 0 | 0 | 0 | 0 | 0 | 0 | 0 | 0 | 0 | 0 | 0 | 0 | 0 | 0 | 0
[10 empty] | 0 | 0 | 0 | 0 | 0 | 0 | 0 | 0 | 0 | 0 | 0 | 0 | 0 | 0 | 0 | 0 | 0 | 0 | 0 | 0 | 0 | 0 | 0 | 0 | 0 | 0 | 0 | 0
[10 empty] | 0 | 0 | 0 | 0 | 0 | 0 | 0 | 0 | 0 | 0 | 0 | 0 | 0 | 0 | 0 | 0 | 0 | 0 | 0 | 0 | 0 | 0 | 0 | 0 | 0 | 0 | 0 | 0
[10 empty] | 0 | 0 | 0 | 0 | 0 | 0 | 0 | 0 | 0 | 0 | 0 | 0 | 0 | 0 | 0 | 0 | 0 | 0 | 0 | 0 | 0 | 0 | 0 | 0 | 0 | 0 | 0 | 0
[10 empty] | 0 | 0 | 0 | 0 | 0 | 0 | 0 | 0 | 0 | 0 | 0 | 0 | 0 | 0 | 0 | 0 | 0 | 0 | 0 | 0 | 0 | 0 | 0 | 0 | 0 | 0 | 0 | 0
[10 empty] | 0 | 0 | 0 | 0 | 0 | 0 | 0 | 0 | 0 | 0 | 0 | 0 | 0 | 0 | 0 | 0 | 0 | 0 | 0 | 0 | 0 | 0 | 0 | 0 | 0 | 0 | 0 | 0
[10 empty] | 0 | 0 | 0 | 0 | 0 | 0 | 0 | 0 | 0 | 0 | 0 | 0 | 0 | 0 | 0 | 0 | 0 | 0 | 0 | 0 | 0 | 0 | 0 | 0 | 0 | 0 | 0 | 0
[10 empty] | 0 | 0 | 0 | 0 | 0 | 0 | 0 | 0 | 0 | 0 | 0 | 0 | 0 | 0 | 0 | 0 | 0 | 0 | 0 | 0 | 0 | 0 | 0 | 0 | 0 | 0 | 0 | 0
[10 empty] | 0 | 0 | 0 | 0 | 0 | 0 | 0 | 0 | 0 | 0 | 0 | 0 | 0 | 0 | 0 | 0 | 0 | 0 | 0 | 0 | 0 | 0 | 0 | 0 | 0 | 0 | 0 | 0
[10 empty] | 77801.7951 | 71702.1344 | 65621.7934 | 59560.7259 | 53518.8859 | 47496.2273 | 41492.7041 | 35508.2707 | 30386.9635 | 26004.2952 | 22253.7328 | 19044.1087 | 16297.4041 | 13946.8528 | 11935.3182 | 10213.9043 | 8740.7675 | 7480.0991 | 6401.2551 | 5478.0112 | 4687.9255 | 4011.7927 | 3433.1775 | 2938.0152 | 2514.2695 | 2151.64 | 1841.312 | 1575.7422
[10 empty] | 0 | 3377.2744 | 6743.7416 | 10099.4274 | 13444.3578 | 16778.5585 | 20102.0554 | 23414.8741 | 26717.0404 | 30008.5798 | 33289.5178 | 36559.8801 | 39819.6919 | 43068.9788 | 46307.766 | 49536.0788 | 52753.9425 | 55961.3822 | 59158.423 | 62345.0901 | 64866.1943 | 66855.7387 | 68420.7544 | 69646.7289 | 70601.943 | 71340.9336 | 71907.2606 | 72335.7159
[10 empty] | 0 | 0 | 0 | 0 | 0 | 0 | 0 | 0 | 0 | 0 | 0 | 0 | 0 | 0 | 0 | 0 | 0 | 0 | 0 | 0 | 0 | 0 | 0 | 0 | 0 | 0 | 0 | 0
[10 empty] | 0 | 0 | 0 | 0 | 0 | 0 | 0 | 0 | 0 | 0 | 0 | 0 | 0 | 0 | 0 | 0 | 0 | 0 | 0 | 0 | 0 | 0 | 0 | 0 | 0 | 0 | 0 | 0
[10 empty] | 0 | 0 | 0 | 0 | 0 | 0 | 0 | 0 | 0 | 0 | 0 | 0 | 0 | 0 | 0 | 0 | 0 | 0 | 0 | 0 | 0 | 0 | 0 | 0 | 0 | 0 | 0 | 0
[10 empty] | 0 | 0 | 0 | 0 | 0 | 0 | 0 | 0 | 0 | 0 | 0 | 0 | 0 | 0 | 0 | 0 | 0 | 0 | 0 | 0 | 0 | 0 | 0 | 0 | 0 | 0 | 0 | 0
[10 empty] | 0 | 0 | 0 | 0 | 0 | 0 | 0 | 0 | 0 | 0 | 0 | 0 | 0 | 0 | 0 | 0 | 0 | 0 | 0 | 0 | 0 | 0 | 0 | 0 | 0 | 0 | 0 | 0
[10 empty] | 0 | 0 | 0 | 0 | 0 | 0 | 0 | 0 | 0 | 0 | 0 | 0 | 0 | 0 | 0 | 0 | 0 | 0 | 0 | 0 | 0 | 0 | 0 | 0 | 0 | 0 | 0 | 0
[10 empty] | 0 | 0 | 0 | 0 | 0 | 0 | 0 | 0 | 0 | 0 | 0 | 0 | 0 | 0 | 0 | 0 | 0 | 0 | 0 | 0 | 0 | 0 | 0 | 0 | 0 | 0 | 0 | 0
[10 empty] | 0 | 0 | 0 | 0 | 0 | 0 | 0 | 0 | 0 | 0 | 0 | 0 | 0 | 0 | 0 | 0 | 0 | 0 | 0 | 0 | 0 | 0 | 0 | 0 | 0 | 0 | 0 | 0
[10 empty] | 0 | 0 | 0 | 0 | 0 | 0 | 0 | 0 | 0 | 0 | 0 | 0 | 0 | 0 | 0 | 0 | 0 | 0 | 0 | 0 | 0 | 0 | 0 | 0 | 0 | 0 | 0 | 0
[10 empty] | 77801.7951 | 74300.0378 | 70809.2869 | 67329.5162 | 63860.6996 | 60402.8107 | 56955.8237 | 53519.7123 | 50094.4507 | 46680.013 | 43276.3732 | 39883.5055 | 36501.3843 | 33129.9837 | 29769.2781 | 26419.242 | 23079.8498 | 19751.0761 | 16432.8953 | 13125.2821 | 10483.4253 | 8373.3215 | 6687.9393 | 5341.7909 | 4266.5952 | 3407.8149 | 2721.89 | 2174.0279
[10 empty] | 0 | 11096.7589 | 22158.0082 | 33183.833 | 44174.3185 | 55129.5495 | 62380.1878 | 67165.1152 | 70308.9311 | 72360.4888 | 73685.105 | 74525.9344 | 75044.8207 | 75349.4868 | 75511.6331 | 75578.9833 | 75583.302 | 75545.7319 | 75480.3453 | 75396.5086 | 75300.456 | 75196.3369 | 75086.9131 | 74974.0226 | 74858.8889 | 74742.3259 | 74624.8757 | 74506.8985
[10 empty] | 0 | 0 | 0 | 0 | 0 | 0 | 0 | 0 | 0 | 0 | 0 | 0 | 0 | 0 | 0 | 0 | 0 | 0 | 0 | 0 | 0 | 0 | 0 | 0 | 0 | 0 | 0 | 0
[10 empty] | 0 | 0 | 0 | 0 | 0 | 0 | 0 | 0 | 0 | 0 | 0 | 0 | 0 | 0 | 0 | 0 | 0 | 0 | 0 | 0 | 0 | 0 | 0 | 0 | 0 | 0 | 0 | 0
[10 empty] | 0 | 0 | 0 | 0 | 0 | 0 | 0 | 0 | 0 | 0 | 0 | 0 | 0 | 0 | 0 | 0 | 0 | 0 | 0 | 0 | 0 | 0 | 0 | 0 | 0 | 0 | 0 | 0
[10 empty] | 0 | 0 | 0 | 0 | 0 | 0 | 0 | 0 | 0 | 0 | 0 | 0 | 0 | 0 | 0 | 0 | 0 | 0 | 0 | 0 | 0 | 0 | 0 | 0 | 0 | 0 | 0 | 0
[10 empty] | 0 | 0 | 0 | 0 | 0 | 0 | 0 | 0 | 0 | 0 | 0 | 0 | 0 | 0 | 0 | 0 | 0 | 0 | 0 | 0 | 0 | 0 | 0 | 0 | 0 | 0 | 0 | 0
[10 empty] | 0 | 0 | 0 | 0 | 0 | 0 | 0 | 0 | 0 | 0 | 0 | 0 | 0 | 0 | 0 | 0 | 0 | 0 | 0 | 0 | 0 | 0 | 0 | 0 | 0 | 0 | 0 | 0
[10 empty] | 0 | 0 | 0 | 0 | 0 | 0 | 0 | 0 | 0 | 0 | 0 | 0 | 0 | 0 | 0 | 0 | 0 | 0 | 0 | 0 | 0 | 0 | 0 | 0 | 0 | 0 | 0 | 0
[10 empty] | 0 | 0 | 0 | 0 | 0 | 0 | 0 | 0 | 0 | 0 | 0 | 0 | 0 | 0 | 0 | 0 | 0 | 0 | 0 | 0 | 0 | 0 | 0 | 0 | 0 | 0 | 0 | 0
[10 empty] | 0 | 0 | 0 | 0 | 0 | 0 | 0 | 0 | 0 | 0 | 0 | 0 | 0 | 0 | 0 | 0 | 0 | 0 | 0 | 0 | 0 | 0 | 0 | 0 | 0 | 0 | 0 | 0
[10 empty] | 77801.7951 | 66580.5533 | 55395.0204 | 44245.1107 | 33130.7389 | 22051.8198 | 14677.6913 | 9769.4713 | 6502.5601 | 4328.104 | 2880.786 | 1917.4512 | 1276.2555 | 849.4757 | 565.411 | 376.3376 | 250.4903 | 166.7263 | 110.973 | 73.8637 | 49.1637 | 32.7233 | 21.7806 | 14.4972 | 9.6493 | 6.4226 | 4.2749 | 2.8454
[10 empty] | 0 | 7061.5738 | 14100.5506 | 21116.9846 | 28110.93 | 35082.4406 | 42031.5704 | 47792.6977 | 52565.4397 | 56515.8779 | 59782.1923 | 62479.3482 | 64702.9971 | 66532.7207 | 68034.7309 | 69264.1163 | 70266.7101 | 71080.6459 | 71737.6504 | 72264.1205 | 72682.0182 | 73009.6159 | 73262.116 | 73452.1672 | 73590.2928 | 73685.2483 | 73744.3184 | 73773.5635
[10 empty] | 0 | 0 | 0 | 0 | 0 | 0 | 0 | 0 | 0 | 0 | 0 | 0 | 0 | 0 | 0 | 0 | 0 | 0 | 0 | 0 | 0 | 0 | 0 | 0 | 0 | 0 | 0 | 0
[10 empty] | 0 | 0 | 0 | 0 | 0 | 0 | 0 | 0 | 0 | 0 | 0 | 0 | 0 | 0 | 0 | 0 | 0 | 0 | 0 | 0 | 0 | 0 | 0 | 0 | 0 | 0 | 0 | 0
[10 empty] | 0 | 0 | 0 | 0 | 0 | 0 | 0 | 0 | 0 | 0 | 0 | 0 | 0 | 0 | 0 | 0 | 0 | 0 | 0 | 0 | 0 | 0 | 0 | 0 | 0 | 0 | 0 | 0
[10 empty] | 0 | 0 | 0 | 0 | 0 | 0 | 0 | 0 | 0 | 0 | 0 | 0 | 0 | 0 | 0 | 0 | 0 | 0 | 0 | 0 | 0 | 0 | 0 | 0 | 0 | 0 | 0 | 0
[10 empty] | 0 | 0 | 0 | 0 | 0 | 0 | 0 | 0 | 0 | 0 | 0 | 0 | 0 | 0 | 0 | 0 | 0 | 0 | 0 | 0 | 0 | 0 | 0 | 0 | 0 | 0 | 0 | 0
[10 empty] | 0 | 0 | 0 | 0 | 0 | 0 | 0 | 0 | 0 | 0 | 0 | 0 | 0 | 0 | 0 | 0 | 0 | 0 | 0 | 0 | 0 | 0 | 0 | 0 | 0 | 0 | 0 | 0
[10 empty] | 0 | 0 | 0 | 0 | 0 | 0 | 0 | 0 | 0 | 0 | 0 | 0 | 0 | 0 | 0 | 0 | 0 | 0 | 0 | 0 | 0 | 0 | 0 | 0 | 0 | 0 | 0 | 0
[10 empty] | 0 | 0 | 0 | 0 | 0 | 0 | 0 | 0 | 0 | 0 | 0 | 0 | 0 | 0 | 0 | 0 | 0 | 0 | 0 | 0 | 0 | 0 | 0 | 0 | 0 | 0 | 0 | 0
[10 empty] | 0 | 0 | 0 | 0 | 0 | 0 | 0 | 0 | 0 | 0 | 0 | 0 | 0 | 0 | 0 | 0 | 0 | 0 | 0 | 0 | 0 | 0 | 0 | 0 | 0 | 0 | 0 | 0
[10 empty] | 77801.7951 | 70615.7384 | 63452.4779 | 56311.959 | 49194.1274 | 42098.9287 | 35026.3087 | 29141.8888 | 24246.0515 | 20172.7148 | 16783.6988 | 13964.0374 | 11618.0791 | 9666.2418 | 8042.3132 | 6691.2046 | 5567.0822 | 4631.8124 | 3853.6679 | 3206.2517 | 2667.6014 | 2219.4444 | 1846.5777 | 1536.3527 | 1278.2454 | 1063.5002 | 884.8322 | 736.1804
[10 empty] | 0 | 3033.7261 | 6207.1569 | 9503.0236 | 12906.0046 | 16402.506 | 19980.4675 | 23588.3345 | 27221.3435 | 31171.1317 | 35399.7129 | 39873.3811 | 43830.0808 | 47328.0098 | 50418.8168 | 53148.3381 | 55557.252 | 57681.6589 | 59553.597 | 61201.4987 | 62650.5971 | 63923.2856 | 65039.4374 | 66016.6895 | 66870.694 | 67615.3415 | 68262.9597 | 68824.4887
[10 empty] | 0 | 0 | 0 | 0 | 0 | 0 | 0 | 0 | 0 | 0 | 0 | 0 | 0 | 0 | 0 | 0 | 0 | 0 | 0 | 0 | 0 | 0 | 0 | 0 | 0 | 0 | 0 | 0
[10 empty] | 0 | 0 | 0 | 0 | 0 | 0 | 0 | 0 | 0 | 0 | 0 | 0 | 0 | 0 | 0 | 0 | 0 | 0 | 0 | 0 | 0 | 0 | 0 | 0 | 0 | 0 | 0 | 0
[10 empty] | 0 | 0 | 0 | 0 | 0 | 0 | 0 | 0 | 0 | 0 | 0 | 0 | 0 | 0 | 0 | 0 | 0 | 0 | 0 | 0 | 0 | 0 | 0 | 0 | 0 | 0 | 0 | 0
[10 empty] | 0 | 0 | 0 | 0 | 0 | 0 | 0 | 0 | 0 | 0 | 0 | 0 | 0 | 0 | 0 | 0 | 0 | 0 | 0 | 0 | 0 | 0 | 0 | 0 | 0 | 0 | 0 | 0
[10 empty] | 0 | 0 | 0 | 0 | 0 | 0 | 0 | 0 | 0 | 0 | 0 | 0 | 0 | 0 | 0 | 0 | 0 | 0 | 0 | 0 | 0 | 0 | 0 | 0 | 0 | 0 | 0 | 0
[10 empty] | 0 | 0 | 0 | 0 | 0 | 0 | 0 | 0 | 0 | 0 | 0 | 0 | 0 | 0 | 0 | 0 | 0 | 0 | 0 | 0 | 0 | 0 | 0 | 0 | 0 | 0 | 0 | 0
[10 empty] | 0 | 0 | 0 | 0 | 0 | 0 | 0 | 0 | 0 | 0 | 0 | 0 | 0 | 0 | 0 | 0 | 0 | 0 | 0 | 0 | 0 | 0 | 0 | 0 | 0 | 0 | 0 | 0
[10 empty] | 0 | 0 | 0 | 0 | 0 | 0 | 0 | 0 | 0 | 0 | 0 | 0 | 0 | 0 | 0 | 0 | 0 | 0 | 0 | 0 | 0 | 0 | 0 | 0 | 0 | 0 | 0 | 0
[10 empty] | 0 | 0 | 0 | 0 | 0 | 0 | 0 | 0 | 0 | 0 | 0 | 0 | 0 | 0 | 0 | 0 | 0 | 0 | 0 | 0 | 0 | 0 | 0 | 0 | 0 | 0 | 0 | 0
[10 empty] | 77468.432 | 74310.7564 | 71013.5744 | 67594.1545 | 64067.8181 | 60448.1586 | 56747.236 | 53016.6047 | 49261.0278 | 45188.8678 | 40838.1106 | 36242.4619 | 32163.9769 | 28544.4573 | 25332.2544 | 22481.5314 | 19951.6097 | 17706.3886 | 15713.8296 | 13945.5 | 12376.1664 | 10983.4351 | 9747.4326 | 8650.5215 | 7677.0495 | 6813.1255 | 6046.4218 | 5365.9978
[10 empty] | 0 | 4342.8703 | 8263.9264 | 11692.053 | 14725.2357 | 17472.0827 | 19988.6542 | 22319.6827 | 24161.8928 | 25614.1697 | 26755.4041 | 27648.5355 | 28343.7769 | 28881.1884 | 29292.7299 | 29603.8991 | 29835.0381 | 30002.3755 | 30118.8586 | 30194.8168 | 30238.4905 | 30256.4541 | 30253.9523 | 30235.1695 | 30203.4435 | 30161.4375 | 30111.2759 | 30054.6533
[10 empty] | 0 | 0 | 0 | 0 | 0 | 0 | 0 | 0 | 0 | 0 | 0 | 0 | 0 | 0 | 0 | 0 | 0 | 0 | 0 | 0 | 0 | 0 | 0 | 0 | 0 | 0 | 0 | 0
[10 empty] | 0 | 0 | 0 | 0 | 0 | 0 | 0 | 0 | 0 | 0 | 0 | 0 | 0 | 0 | 0 | 0 | 0 | 0 | 0 | 0 | 0 | 0 | 0 | 0 | 0 | 0 | 0 | 0
[10 empty] | 0 | 0 | 0 | 0 | 0 | 0 | 0 | 0 | 0 | 0 | 0 | 0 | 0 | 0 | 0 | 0 | 0 | 0 | 0 | 0 | 0 | 0 | 0 | 0 | 0 | 0 | 0 | 0
[10 empty] | 0 | 0 | 0 | 0 | 0 | 0 | 0 | 0 | 0 | 0 | 0 | 0 | 0 | 0 | 0 | 0 | 0 | 0 | 0 | 0 | 0 | 0 | 0 | 0 | 0 | 0 | 0 | 0
[10 empty] | 0 | 0 | 0 | 0 | 0 | 0 | 0 | 0 | 0 | 0 | 0 | 0 | 0 | 0 | 0 | 0 | 0 | 0 | 0 | 0 | 0 | 0 | 0 | 0 | 0 | 0 | 0 | 0
[10 empty] | 0 | 0 | 0 | 0 | 0 | 0 | 0 | 0 | 0 | 0 | 0 | 0 | 0 | 0 | 0 | 0 | 0 | 0 | 0 | 0 | 0 | 0 | 0 | 0 | 0 | 0 | 0 | 0
[10 empty] | 0 | 0 | 0 | 0 | 0 | 0 | 0 | 0 | 0 | 0 | 0 | 0 | 0 | 0 | 0 | 0 | 0 | 0 | 0 | 0 | 0 | 0 | 0 | 0 | 0 | 0 | 0 | 0
[10 empty] | 0 | 0 | 0 | 0 | 0 | 0 | 0 | 0 | 0 | 0 | 0 | 0 | 0 | 0 | 0 | 0 | 0 | 0 | 0 | 0 | 0 | 0 | 0 | 0 | 0 | 0 | 0 | 0
[10 empty] | 0 | 0 | 0 | 0 | 0 | 0 | 0 | 0 | 0 | 0 | 0 | 0 | 0 | 0 | 0 | 0 | 0 | 0 | 0 | 0 | 0 | 0 | 0 | 0 | 0 | 0 | 0 | 0
[10 empty] | 32482.3361 | 28050.2984 | 24040.3196 | 20523.5144 | 17401.8965 | 14566.8572 | 11962.3355 | 9543.5981 | 7613.9199 | 6074.4151 | 4846.1922 | 3866.3111 | 3084.5581 | 2460.8726 | 1963.2938 | 1566.3234 | 1249.619 | 996.9509 | 795.3713 | 634.5504 | 506.2468 | 403.8857 | 322.2216 | 257.0696 | 205.0912 | 163.6225 | 130.5387 | 104.1443
[10 empty] | 0 | 748.7709 | 1562.5776 | 2432.4675 | 3350.7705 | 4310.9157 | 5344.0876 | 6440.206 | 7590.6344 | 8787.9738 | 10025.8856 | 11311.4186 | 12638.1402 | 14051.9413 | 15540.7602 | 17094.2619 | 18464.1863 | 19677.1485 | 20755.9655 | 21720.1984 | 22586.6184 | 23369.6044 | 24081.4857 | 24732.8341 | 25332.7157 | 25888.9054 | 26408.0717 | 26895.9351
[10 empty] | 0 | 0 | 0 | 0 | 0 | 0 | 0 | 0 | 0 | 0 | 0 | 0 | 0 | 0 | 0 | 0 | 0 | 0 | 0 | 0 | 0 | 0 | 0 | 0 | 0 | 0 | 0 | 0
[10 empty] | 0 | 0 | 0 | 0 | 0 | 0 | 0 | 0 | 0 | 0 | 0 | 0 | 0 | 0 | 0 | 0 | 0 | 0 | 0 | 0 | 0 | 0 | 0 | 0 | 0 | 0 | 0 | 0
[10 empty] | 0 | 0 | 0 | 0 | 0 | 0 | 0 | 0 | 0 | 0 | 0 | 0 | 0 | 0 | 0 | 0 | 0 | 0 | 0 | 0 | 0 | 0 | 0 | 0 | 0 | 0 | 0 | 0
[10 empty] | 0 | 0 | 0 | 0 | 0 | 0 | 0 | 0 | 0 | 0 | 0 | 0 | 0 | 0 | 0 | 0 | 0 | 0 | 0 | 0 | 0 | 0 | 0 | 0 | 0 | 0 | 0 | 0
[10 empty] | 0 | 0 | 0 | 0 | 0 | 0 | 0 | 0 | 0 | 0 | 0 | 0 | 0 | 0 | 0 | 0 | 0 | 0 | 0 | 0 | 0 | 0 | 0 | 0 | 0 | 0 | 0 | 0
[10 empty] | 0 | 0 | 0 | 0 | 0 | 0 | 0 | 0 | 0 | 0 | 0 | 0 | 0 | 0 | 0 | 0 | 0 | 0 | 0 | 0 | 0 | 0 | 0 | 0 | 0 | 0 | 0 | 0
[10 empty] | 0 | 0 | 0 | 0 | 0 | 0 | 0 | 0 | 0 | 0 | 0 | 0 | 0 | 0 | 0 | 0 | 0 | 0 | 0 | 0 | 0 | 0 | 0 | 0 | 0 | 0 | 0 | 0
[10 empty] | 0 | 0 | 0 | 0 | 0 | 0 | 0 | 0 | 0 | 0 | 0 | 0 | 0 | 0 | 0 | 0 | 0 | 0 | 0 | 0 | 0 | 0 | 0 | 0 | 0 | 0 | 0 | 0
[10 empty] | 0 | 0 | 0 | 0 | 0 | 0 | 0 | 0 | 0 | 0 | 0 | 0 | 0 | 0 | 0 | 0 | 0 | 0 | 0 | 0 | 0 | 0 | 0 | 0 | 0 | 0 | 0 | 0
[10 empty] | 21405.5949 | 20874.3708 | 20280.322 | 19632.4233 | 18938.3676 | 18204.7487 | 17400.4055 | 16535.4413 | 15618.5163 | 14657.0535 | 13657.4154 | 12612.5778 | 11528.9978 | 10360.8094 | 9120.0993 | 7817.228 | 6700.4812 | 5743.2696 | 4922.8025 | 4219.545 | 3616.7528 | 3100.0739 | 2657.2062 | 2277.6053 | 1952.2331 | 1673.3427 | 1434.2937 | 1229.3946
[10 empty] | 0 | 4429.9503 | 8675.9854 | 12763.2767 | 16713.3715 | 21078.0588 | 25794.7199 | 30809.7661 | 36077.3371 | 41558.1875 | 46233.6915 | 50219.9251 | 53616.2376 | 56507.6614 | 58966.9754 | 61056.4708 | 62829.4624 | 64331.582 | 65601.8857 | 66673.8013 | 67575.9398 | 68332.7888 | 68965.3075 | 69491.4345 | 69926.5235 | 70283.7155 | 70574.2579 | 70807.7773
[10 empty] | 0 | 0 | 0 | 0 | 0 | 0 | 0 | 0 | 0 | 0 | 0 | 0 | 0 | 0 | 0 | 0 | 0 | 0 | 0 | 0 | 0 | 0 | 0 | 0 | 0 | 0 | 0 | 0
[10 empty] | 0 | 0 | 0 | 0 | 0 | 0 | 0 | 0 | 0 | 0 | 0 | 0 | 0 | 0 | 0 | 0 | 0 | 0 | 0 | 0 | 0 | 0 | 0 | 0 | 0 | 0 | 0 | 0
[10 empty] | 0 | 0 | 0 | 0 | 0 | 0 | 0 | 0 | 0 | 0 | 0 | 0 | 0 | 0 | 0 | 0 | 0 | 0 | 0 | 0 | 0 | 0 | 0 | 0 | 0 | 0 | 0 | 0
[10 empty] | 0 | 0 | 0 | 0 | 0 | 0 | 0 | 0 | 0 | 0 | 0 | 0 | 0 | 0 | 0 | 0 | 0 | 0 | 0 | 0 | 0 | 0 | 0 | 0 | 0 | 0 | 0 | 0
[10 empty] | 0 | 0 | 0 | 0 | 0 | 0 | 0 | 0 | 0 | 0 | 0 | 0 | 0 | 0 | 0 | 0 | 0 | 0 | 0 | 0 | 0 | 0 | 0 | 0 | 0 | 0 | 0 | 0
[10 empty] | 0 | 0 | 0 | 0 | 0 | 0 | 0 | 0 | 0 | 0 | 0 | 0 | 0 | 0 | 0 | 0 | 0 | 0 | 0 | 0 | 0 | 0 | 0 | 0 | 0 | 0 | 0 | 0
[10 empty] | 0 | 0 | 0 | 0 | 0 | 0 | 0 | 0 | 0 | 0 | 0 | 0 | 0 | 0 | 0 | 0 | 0 | 0 | 0 | 0 | 0 | 0 | 0 | 0 | 0 | 0 | 0 | 0
[10 empty] | 0 | 0 | 0 | 0 | 0 | 0 | 0 | 0 | 0 | 0 | 0 | 0 | 0 | 0 | 0 | 0 | 0 | 0 | 0 | 0 | 0 | 0 | 0 | 0 | 0 | 0 | 0 | 0
[10 empty] | 0 | 0 | 0 | 0 | 0 | 0 | 0 | 0 | 0 | 0 | 0 | 0 | 0 | 0 | 0 | 0 | 0 | 0 | 0 | 0 | 0 | 0 | 0 | 0 | 0 | 0 | 0 | 0
[10 empty] | 75743.979 | 71203.8536 | 66847.8037 | 62650.6575 | 58590.8677 | 54116.645 | 49290.6076 | 44166.3444 | 38789.7153 | 33199.9653 | 28415.7201 | 24320.9035 | 20816.166 | 17816.4749 | 15249.051 | 13051.603 | 11170.8159 | 9561.0575 | 8183.2717 | 7004.0301 | 5994.7219 | 5130.859 | 4391.4821 | 3758.6523 | 3217.0158 | 2753.4312 | 2356.651 | 2017.0483
[10 empty] | 0 | 2813.4948 | 5696.1691 | 8640.3665 | 11639.2816 | 14686.8652 | 17777.7402 | 21048.7322 | 24479.859 | 28053.3584 | 31753.4422 | 35566.0763 | 38970.1733 | 42011.1573 | 44729.4051 | 47160.8076 | 49337.2677 | 51287.1435 | 53035.6424 | 54605.171 | 56015.6464 | 57284.7727 | 58428.2869 | 59460.1777 | 60392.8792 | 61237.4444 | 62003.6979 | 62700.3732
[10 empty] | 0 | 0 | 0 | 0 | 0 | 0 | 0 | 0 | 0 | 0 | 0 | 0 | 0 | 0 | 0 | 0 | 0 | 0 | 0 | 0 | 0 | 0 | 0 | 0 | 0 | 0 | 0 | 0
[10 empty] | 0 | 0 | 0 | 0 | 0 | 0 | 0 | 0 | 0 | 0 | 0 | 0 | 0 | 0 | 0 | 0 | 0 | 0 | 0 | 0 | 0 | 0 | 0 | 0 | 0 | 0 | 0 | 0
[10 empty] | 0 | 0 | 0 | 0 | 0 | 0 | 0 | 0 | 0 | 0 | 0 | 0 | 0 | 0 | 0 | 0 | 0 | 0 | 0 | 0 | 0 | 0 | 0 | 0 | 0 | 0 | 0 | 0
[10 empty] | 0 | 0 | 0 | 0 | 0 | 0 | 0 | 0 | 0 | 0 | 0 | 0 | 0 | 0 | 0 | 0 | 0 | 0 | 0 | 0 | 0 | 0 | 0 | 0 | 0 | 0 | 0 | 0
[10 empty] | 0 | 0 | 0 | 0 | 0 | 0 | 0 | 0 | 0 | 0 | 0 | 0 | 0 | 0 | 0 | 0 | 0 | 0 | 0 | 0 | 0 | 0 | 0 | 0 | 0 | 0 | 0 | 0
[10 empty] | 0 | 0 | 0 | 0 | 0 | 0 | 0 | 0 | 0 | 0 | 0 | 0 | 0 | 0 | 0 | 0 | 0 | 0 | 0 | 0 | 0 | 0 | 0 | 0 | 0 | 0 | 0 | 0
[10 empty] | 0 | 0 | 0 | 0 | 0 | 0 | 0 | 0 | 0 | 0 | 0 | 0 | 0 | 0 | 0 | 0 | 0 | 0 | 0 | 0 | 0 | 0 | 0 | 0 | 0 | 0 | 0 | 0
[10 empty] | 0 | 0 | 0 | 0 | 0 | 0 | 0 | 0 | 0 | 0 | 0 | 0 | 0 | 0 | 0 | 0 | 0 | 0 | 0 | 0 | 0 | 0 | 0 | 0 | 0 | 0 | 0 | 0
[10 empty] | 0 | 0 | 0 | 0 | 0 | 0 | 0 | 0 | 0 | 0 | 0 | 0 | 0 | 0 | 0 | 0 | 0 | 0 | 0 | 0 | 0 | 0 | 0 | 0 | 0 | 0 | 0 | 0
[10 empty] | 63548.7579 | 60865.8869 | 58114.105 | 55301.069 | 52433.5849 | 49517.7024 | 46558.7993 | 43420.0504 | 40121.4386 | 36680.7265 | 33113.7029 | 29434.4026 | 26163.9134 | 23256.8119 | 20672.7217 | 18375.7526 | 16334.0023 | 14519.1132 | 12905.8784 | 11471.8919 | 10197.2373 | 9064.2109 | 8057.0763 | 7161.8456 | 6366.085 | 5658.7422 | 5029.9931 | 4471.105
[10 empty] | 0 | 3194.5873 | 6407.9721 | 9640.5861 | 12892.8711 | 16165.2786 | 19458.2708 | 22772.3206 | 26107.9114 | 29465.5379 | 32506.2673 | 35279.1085 | 37826.1549 | 40183.5747 | 42382.4588 | 44449.5484 | 46407.8586 | 48277.213 | 50074.7013 | 51815.0726 | 53511.0719 | 55173.7289 | 56812.6051 | 58436.0066 | 60051.1655 | 61664.3959 | 63281.228 | 64906.5227
[10 empty] | 0 | 0 | 0 | 0 | 0 | 0 | 0 | 0 | 0 | 0 | 0 | 0 | 0 | 0 | 0 | 0 | 0 | 0 | 0 | 0 | 0 | 0 | 0 | 0 | 0 | 0 | 0 | 0
[10 empty] | 0 | 0 | 0 | 0 | 0 | 0 | 0 | 0 | 0 | 0 | 0 | 0 | 0 | 0 | 0 | 0 | 0 | 0 | 0 | 0 | 0 | 0 | 0 | 0 | 0 | 0 | 0 | 0
[10 empty] | 0 | 0 | 0 | 0 | 0 | 0 | 0 | 0 | 0 | 0 | 0 | 0 | 0 | 0 | 0 | 0 | 0 | 0 | 0 | 0 | 0 | 0 | 0 | 0 | 0 | 0 | 0 | 0
[10 empty] | 0 | 0 | 0 | 0 | 0 | 0 | 0 | 0 | 0 | 0 | 0 | 0 | 0 | 0 | 0 | 0 | 0 | 0 | 0 | 0 | 0 | 0 | 0 | 0 | 0 | 0 | 0 | 0
[10 empty] | 0 | 0 | 0 | 0 | 0 | 0 | 0 | 0 | 0 | 0 | 0 | 0 | 0 | 0 | 0 | 0 | 0 | 0 | 0 | 0 | 0 | 0 | 0 | 0 | 0 | 0 | 0 | 0
[10 empty] | 0 | 0 | 0 | 0 | 0 | 0 | 0 | 0 | 0 | 0 | 0 | 0 | 0 | 0 | 0 | 0 | 0 | 0 | 0 | 0 | 0 | 0 | 0 | 0 | 0 | 0 | 0 | 0
[10 empty] | 0 | 0 | 0 | 0 | 0 | 0 | 0 | 0 | 0 | 0 | 0 | 0 | 0 | 0 | 0 | 0 | 0 | 0 | 0 | 0 | 0 | 0 | 0 | 0 | 0 | 0 | 0 | 0
[10 empty] | 0 | 0 | 0 | 0 | 0 | 0 | 0 | 0 | 0 | 0 | 0 | 0 | 0 | 0 | 0 | 0 | 0 | 0 | 0 | 0 | 0 | 0 | 0 | 0 | 0 | 0 | 0 | 0
[10 empty] | 0 | 0 | 0 | 0 | 0 | 0 | 0 | 0 | 0 | 0 | 0 | 0 | 0 | 0 | 0 | 0 | 0 | 0 | 0 | 0 | 0 | 0 | 0 | 0 | 0 | 0 | 0 | 0
[10 empty] | 35641.0964 | 33265.0233 | 30888.9502 | 28512.8771 | 26136.804 | 23760.7309 | 21384.6579 | 19008.5848 | 16632.5117 | 14256.4386 | 12219.8045 | 10474.1181 | 8977.8155 | 7695.2705 | 6595.9461 | 5653.6681 | 4846.0012 | 4153.7153 | 3560.3274 | 3051.7092 | 2615.7508 | 2242.0721 | 1921.7761 | 1647.2366 | 1411.9171 | 1210.2147 | 1037.3269 | 889.1373
[10 empty] | 0 | 2164.0297 | 4214.4461 | 6443.0046 | 8818.7635 | 11315.3663 | 13910.3665 | 16584.6529 | 19372.4567 | 22252.0179 | 25204.8138 | 28215.0824 | 31269.4166 | 34176.7546 | 36955.5856 | 39621.7034 | 42188.6026 | 44667.8163 | 46740.0207 | 48465.2731 | 49894.7984 | 51072.2878 | 52035.0071 | 52814.7411 | 53438.5999 | 53929.706 | 54307.7807 | 54589.6447
[10 empty] | 0 | 0 | 0 | 0 | 0 | 0 | 0 | 0 | 0 | 0 | 0 | 0 | 0 | 0 | 0 | 0 | 0 | 0 | 0 | 0 | 0 | 0 | 0 | 0 | 0 | 0 | 0 | 0
[10 empty] | 0 | 0 | 0 | 0 | 0 | 0 | 0 | 0 | 0 | 0 | 0 | 0 | 0 | 0 | 0 | 0 | 0 | 0 | 0 | 0 | 0 | 0 | 0 | 0 | 0 | 0 | 0 | 0
[10 empty] | 0 | 0 | 0 | 0 | 0 | 0 | 0 | 0 | 0 | 0 | 0 | 0 | 0 | 0 | 0 | 0 | 0 | 0 | 0 | 0 | 0 | 0 | 0 | 0 | 0 | 0 | 0 | 0
[10 empty] | 0 | 0 | 0 | 0 | 0 | 0 | 0 | 0 | 0 | 0 | 0 | 0 | 0 | 0 | 0 | 0 | 0 | 0 | 0 | 0 | 0 | 0 | 0 | 0 | 0 | 0 | 0 | 0
[10 empty] | 0 | 0 | 0 | 0 | 0 | 0 | 0 | 0 | 0 | 0 | 0 | 0 | 0 | 0 | 0 | 0 | 0 | 0 | 0 | 0 | 0 | 0 | 0 | 0 | 0 | 0 | 0 | 0
[10 empty] | 0 | 0 | 0 | 0 | 0 | 0 | 0 | 0 | 0 | 0 | 0 | 0 | 0 | 0 | 0 | 0 | 0 | 0 | 0 | 0 | 0 | 0 | 0 | 0 | 0 | 0 | 0 | 0
[10 empty] | 0 | 0 | 0 | 0 | 0 | 0 | 0 | 0 | 0 | 0 | 0 | 0 | 0 | 0 | 0 | 0 | 0 | 0 | 0 | 0 | 0 | 0 | 0 | 0 | 0 | 0 | 0 | 0
[10 empty] | 0 | 0 | 0 | 0 | 0 | 0 | 0 | 0 | 0 | 0 | 0 | 0 | 0 | 0 | 0 | 0 | 0 | 0 | 0 | 0 | 0 | 0 | 0 | 0 | 0 | 0 | 0 | 0
[10 empty] | 0 | 0 | 0 | 0 | 0 | 0 | 0 | 0 | 0 | 0 | 0 | 0 | 0 | 0 | 0 | 0 | 0 | 0 | 0 | 0 | 0 | 0 | 0 | 0 | 0 | 0 | 0 | 0
[10 empty] | 66061.086 | 63574.1103 | 61202.3268 | 58653.9722 | 55959.9805 | 53146.7007 | 50236.5716 | 47248.6967 | 44148.8375 | 40958.7464 | 37696.9387 | 34379.1689 | 31018.8367 | 27806.9966 | 24725.1522 | 21757.5022 | 18890.545 | 16112.7401 | 13743.4041 | 11722.4727 | 9998.7139 | 8528.4294 | 7274.3463 | 6204.6728 | 5292.292 | 4514.0744 | 3850.2916 | 3284.1164
[10 empty] | 0 | 4413.8477 | 8808.7853 | 13187.9171 | 17553.9064 | 22425.2199 | 27730.0785 | 33406.9598 | 39403.1327 | 45673.4014 | 51118.8184 | 55857.642 | 59991.239 | 63606.498 | 66777.8973 | 69569.278 | 72035.3637 | 74223.0628 | 76172.5854 | 77918.3995 | 79490.0522 | 80912.8719 | 82208.5715 | 83395.7645 | 84490.4085 | 85506.1837 | 86454.8189 | 87346.3702
[10 empty] | 0 | 0 | 0 | 0 | 0 | 0 | 0 | 0 | 0 | 0 | 0 | 0 | 0 | 0 | 0 | 0 | 0 | 0 | 0 | 0 | 0 | 0 | 0 | 0 | 0 | 0 | 0 | 0
[10 empty] | 0 | 0 | 0 | 0 | 0 | 0 | 0 | 0 | 0 | 0 | 0 | 0 | 0 | 0 | 0 | 0 | 0 | 0 | 0 | 0 | 0 | 0 | 0 | 0 | 0 | 0 | 0 | 0
[10 empty] | 0 | 0 | 0 | 0 | 0 | 0 | 0 | 0 | 0 | 0 | 0 | 0 | 0 | 0 | 0 | 0 | 0 | 0 | 0 | 0 | 0 | 0 | 0 | 0 | 0 | 0 | 0 | 0
[10 empty] | 0 | 0 | 0 | 0 | 0 | 0 | 0 | 0 | 0 | 0 | 0 | 0 | 0 | 0 | 0 | 0 | 0 | 0 | 0 | 0 | 0 | 0 | 0 | 0 | 0 | 0 | 0 | 0
[10 empty] | 0 | 0 | 0 | 0 | 0 | 0 | 0 | 0 | 0 | 0 | 0 | 0 | 0 | 0 | 0 | 0 | 0 | 0 | 0 | 0 | 0 | 0 | 0 | 0 | 0 | 0 | 0 | 0
[10 empty] | 0 | 0 | 0 | 0 | 0 | 0 | 0 | 0 | 0 | 0 | 0 | 0 | 0 | 0 | 0 | 0 | 0 | 0 | 0 | 0 | 0 | 0 | 0 | 0 | 0 | 0 | 0 | 0
[10 empty] | 0 | 0 | 0 | 0 | 0 | 0 | 0 | 0 | 0 | 0 | 0 | 0 | 0 | 0 | 0 | 0 | 0 | 0 | 0 | 0 | 0 | 0 | 0 | 0 | 0 | 0 | 0 | 0
[10 empty] | 0 | 0 | 0 | 0 | 0 | 0 | 0 | 0 | 0 | 0 | 0 | 0 | 0 | 0 | 0 | 0 | 0 | 0 | 0 | 0 | 0 | 0 | 0 | 0 | 0 | 0 | 0 | 0
[10 empty] | 0 | 0 | 0 | 0 | 0 | 0 | 0 | 0 | 0 | 0 | 0 | 0 | 0 | 0 | 0 | 0 | 0 | 0 | 0 | 0 | 0 | 0 | 0 | 0 | 0 | 0 | 0 | 0
[10 empty] | 76248.697 | 72289.1704 | 68351.261 | 64431.8805 | 60528.382 | 56122.3149 | 51285.4748 | 46079.4007 | 40556.8404 | 34763.006 | 29796.8623 | 25540.1677 | 21891.5723 | 18764.2048 | 16083.6041 | 13785.9464 | 11816.5255 | 10128.4504 | 8681.5289 | 7441.3105 | 6378.2662 | 5467.0853 | 4686.0731 | 4016.6341 | 3442.8292 | 2950.9965 | 2529.4255 | 2168.079
[10 empty] | 0 | 9393.3863 | 17627.0822 | 25011.6876 | 31752.8709 | 35829.9401 | 38174.8761 | 39395.8509 | 39889.6858 | 39915.2547 | 39641.3941 | 39178.1754 | 38597.316 | 37945.5019 | 37253.0834 | 36539.751 | 35818.24 | 35096.748 | 34380.5137 | 33672.8468 | 32975.7997 | 32290.607 | 31617.9715 | 30958.251 | 30311.5801 | 29677.9501 | 29057.2606 | 28449.3533
[10 empty] | 0 | 0 | 0 | 0 | 0 | 0 | 0 | 0 | 0 | 0 | 0 | 0 | 0 | 0 | 0 | 0 | 0 | 0 | 0 | 0 | 0 | 0 | 0 | 0 | 0 | 0 | 0 | 0
[10 empty] | 0 | 0 | 0 | 0 | 0 | 0 | 0 | 0 | 0 | 0 | 0 | 0 | 0 | 0 | 0 | 0 | 0 | 0 | 0 | 0 | 0 | 0 | 0 | 0 | 0 | 0 | 0 | 0
[10 empty] | 0 | 0 | 0 | 0 | 0 | 0 | 0 | 0 | 0 | 0 | 0 | 0 | 0 | 0 | 0 | 0 | 0 | 0 | 0 | 0 | 0 | 0 | 0 | 0 | 0 | 0 | 0 | 0
[10 empty] | 0 | 0 | 0 | 0 | 0 | 0 | 0 | 0 | 0 | 0 | 0 | 0 | 0 | 0 | 0 | 0 | 0 | 0 | 0 | 0 | 0 | 0 | 0 | 0 | 0 | 0 | 0 | 0
[10 empty] | 0 | 0 | 0 | 0 | 0 | 0 | 0 | 0 | 0 | 0 | 0 | 0 | 0 | 0 | 0 | 0 | 0 | 0 | 0 | 0 | 0 | 0 | 0 | 0 | 0 | 0 | 0 | 0
[10 empty] | 0 | 0 | 0 | 0 | 0 | 0 | 0 | 0 | 0 | 0 | 0 | 0 | 0 | 0 | 0 | 0 | 0 | 0 | 0 | 0 | 0 | 0 | 0 | 0 | 0 | 0 | 0 | 0
[10 empty] | 0 | 0 | 0 | 0 | 0 | 0 | 0 | 0 | 0 | 0 | 0 | 0 | 0 | 0 | 0 | 0 | 0 | 0 | 0 | 0 | 0 | 0 | 0 | 0 | 0 | 0 | 0 | 0
[10 empty] | 0 | 0 | 0 | 0 | 0 | 0 | 0 | 0 | 0 | 0 | 0 | 0 | 0 | 0 | 0 | 0 | 0 | 0 | 0 | 0 | 0 | 0 | 0 | 0 | 0 | 0 | 0 | 0
[10 empty] | 0 | 0 | 0 | 0 | 0 | 0 | 0 | 0 | 0 | 0 | 0 | 0 | 0 | 0 | 0 | 0 | 0 | 0 | 0 | 0 | 0 | 0 | 0 | 0 | 0 | 0 | 0 | 0
[10 empty] | 50369.7541 | 39921.8918 | 30655.7951 | 22260.4019 | 14529.5913 | 9483.6124 | 6190.0505 | 4040.3091 | 2637.1509 | 1721.2953 | 1123.507 | 733.3245 | 478.6484 | 312.4187 | 203.9188 | 133.0999 | 86.8757 | 56.7046 | 37.0117 | 24.1579 | 15.7681 | 10.292 | 6.7177 | 4.3847 | 2.8619 | 1.868 | 1.2193 | 0.79583
[10 empty] | 0 | 2678.2933 | 6992.5973 | 12266.1251 | 18060.5539 | 24093.1134 | 30182.4707 | 36213.4112 | 39804.1728 | 41809.4415 | 42786.9285 | 43100.5091 | 42987.5431 | 42602.8156 | 42047.2172 | 41386.4638 | 40663.3155 | 39905.5515 | 39131.1759 | 38351.8146 | 37574.9336 | 36805.2858 | 36045.856 | 35298.4774 | 34564.2337 | 33843.7222 | 33137.2245 | 32444.8189
[10 empty] | 0 | 0 | 0 | 0 | 0 | 0 | 0 | 0 | 0 | 0 | 0 | 0 | 0 | 0 | 0 | 0 | 0 | 0 | 0 | 0 | 0 | 0 | 0 | 0 | 0 | 0 | 0 | 0
[10 empty] | 0 | 0 | 0 | 0 | 0 | 0 | 0 | 0 | 0 | 0 | 0 | 0 | 0 | 0 | 0 | 0 | 0 | 0 | 0 | 0 | 0 | 0 | 0 | 0 | 0 | 0 | 0 | 0
[10 empty] | 0 | 0 | 0 | 0 | 0 | 0 | 0 | 0 | 0 | 0 | 0 | 0 | 0 | 0 | 0 | 0 | 0 | 0 | 0 | 0 | 0 | 0 | 0 | 0 | 0 | 0 | 0 | 0
[10 empty] | 0 | 0 | 0 | 0 | 0 | 0 | 0 | 0 | 0 | 0 | 0 | 0 | 0 | 0 | 0 | 0 | 0 | 0 | 0 | 0 | 0 | 0 | 0 | 0 | 0 | 0 | 0 | 0
[10 empty] | 0 | 0 | 0 | 0 | 0 | 0 | 0 | 0 | 0 | 0 | 0 | 0 | 0 | 0 | 0 | 0 | 0 | 0 | 0 | 0 | 0 | 0 | 0 | 0 | 0 | 0 | 0 | 0
[10 empty] | 0 | 0 | 0 | 0 | 0 | 0 | 0 | 0 | 0 | 0 | 0 | 0 | 0 | 0 | 0 | 0 | 0 | 0 | 0 | 0 | 0 | 0 | 0 | 0 | 0 | 0 | 0 | 0
[10 empty] | 0 | 0 | 0 | 0 | 0 | 0 | 0 | 0 | 0 | 0 | 0 | 0 | 0 | 0 | 0 | 0 | 0 | 0 | 0 | 0 | 0 | 0 | 0 | 0 | 0 | 0 | 0 | 0
[10 empty] | 0 | 0 | 0 | 0 | 0 | 0 | 0 | 0 | 0 | 0 | 0 | 0 | 0 | 0 | 0 | 0 | 0 | 0 | 0 | 0 | 0 | 0 | 0 | 0 | 0 | 0 | 0 | 0
[10 empty] | 0 | 0 | 0 | 0 | 0 | 0 | 0 | 0 | 0 | 0 | 0 | 0 | 0 | 0 | 0 | 0 | 0 | 0 | 0 | 0 | 0 | 0 | 0 | 0 | 0 | 0 | 0 | 0
[10 empty] | 57446.7906 | 53565.8657 | 48074.1067 | 41647.7737 | 34724.6733 | 27587.0706 | 20415.8039 | 13325.6034 | 8697.7572 | 5677.1148 | 3705.5107 | 2418.6246 | 1578.661 | 1030.4081 | 672.5579 | 438.9854 | 286.5302 | 187.0212 | 122.0706 | 79.6768 | 52.0058 | 33.9447 | 22.1561 | 14.4615 | 9.4392 | 6.161 | 4.0214 | 2.6248
[10 empty] | 0 | 18256.1785 | 36512.386 | 54768.6226 | 73024.8882 | 85214.5571 | 93359.8379 | 98808.8696 | 102460.4116 | 104913.637 | 106567.9943 | 107689.7825 | 108456.5346 | 108986.6055 | 109358.8988 | 109626.0167 | 109823.0275 | 109973.3099 | 110092.4499 | 110190.8381 | 110275.4014 | 110350.758 | 110419.9865 | 110485.1394 | 110547.5851 | 110608.2358 | 110667.6996 | 110726.3819
[10 empty] | 0 | 0 | 0 | 0 | 0 | 0 | 0 | 0 | 0 | 0 | 0 | 0 | 0 | 0 | 0 | 0 | 0 | 0 | 0 | 0 | 0 | 0 | 0 | 0 | 0 | 0 | 0 | 0
[10 empty] | 0 | 0 | 0 | 0 | 0 | 0 | 0 | 0 | 0 | 0 | 0 | 0 | 0 | 0 | 0 | 0 | 0 | 0 | 0 | 0 | 0 | 0 | 0 | 0 | 0 | 0 | 0 | 0
[10 empty] | 0 | 0 | 0 | 0 | 0 | 0 | 0 | 0 | 0 | 0 | 0 | 0 | 0 | 0 | 0 | 0 | 0 | 0 | 0 | 0 | 0 | 0 | 0 | 0 | 0 | 0 | 0 | 0
[10 empty] | 0 | 0 | 0 | 0 | 0 | 0 | 0 | 0 | 0 | 0 | 0 | 0 | 0 | 0 | 0 | 0 | 0 | 0 | 0 | 0 | 0 | 0 | 0 | 0 | 0 | 0 | 0 | 0
[10 empty] | 0 | 0 | 0 | 0 | 0 | 0 | 0 | 0 | 0 | 0 | 0 | 0 | 0 | 0 | 0 | 0 | 0 | 0 | 0 | 0 | 0 | 0 | 0 | 0 | 0 | 0 | 0 | 0
[10 empty] | 0 | 0 | 0 | 0 | 0 | 0 | 0 | 0 | 0 | 0 | 0 | 0 | 0 | 0 | 0 | 0 | 0 | 0 | 0 | 0 | 0 | 0 | 0 | 0 | 0 | 0 | 0 | 0
[10 empty] | 0 | 0 | 0 | 0 | 0 | 0 | 0 | 0 | 0 | 0 | 0 | 0 | 0 | 0 | 0 | 0 | 0 | 0 | 0 | 0 | 0 | 0 | 0 | 0 | 0 | 0 | 0 | 0
[10 empty] | 0 | 0 | 0 | 0 | 0 | 0 | 0 | 0 | 0 | 0 | 0 | 0 | 0 | 0 | 0 | 0 | 0 | 0 | 0 | 0 | 0 | 0 | 0 | 0 | 0 | 0 | 0 | 0
[10 empty] | 0 | 0 | 0 | 0 | 0 | 0 | 0 | 0 | 0 | 0 | 0 | 0 | 0 | 0 | 0 | 0 | 0 | 0 | 0 | 0 | 0 | 0 | 0 | 0 | 0 | 0 | 0 | 0
[10 empty] | 109199.2648 | 90999.3874 | 72799.5099 | 54599.6324 | 36399.7549 | 24266.5033 | 16177.6689 | 10785.1126 | 7190.0751 | 4793.3834 | 3195.5889 | 2130.3926 | 1420.2617 | 946.8412 | 631.2274 | 420.8183 | 280.5455 | 187.0304 | 124.6869 | 83.1246 | 55.4164 | 36.9443 | 24.6295 | 16.4197 | 10.9464 | 7.2976 | 4.8651 | 3.2434
[10 empty] | 0 | 7436.6206 | 14684.3413 | 21746.7608 | 28627.417 | 35329.7877 | 40462.0485 | 44356.2263 | 47274.5427 | 49424.0851 | 50968.3939 | 52036.6147 | 52730.7269 | 53131.2536 | 53301.7709 | 53292.4698 | 53142.9698 | 52884.5405 | 52541.8572 | 52134.3866 | 51677.4818 | 51183.2476 | 50661.2227 | 50118.9198 | 49562.2515 | 48995.8667 | 48423.4167 | 47847.765
[10 empty] | 0 | 0 | 0 | 0 | 0 | 0 | 0 | 0 | 0 | 0 | 0 | 0 | 0 | 0 | 0 | 0 | 0 | 0 | 0 | 0 | 0 | 0 | 0 | 0 | 0 | 0 | 0 | 0
[10 empty] | 0 | 0 | 0 | 0 | 0 | 0 | 0 | 0 | 0 | 0 | 0 | 0 | 0 | 0 | 0 | 0 | 0 | 0 | 0 | 0 | 0 | 0 | 0 | 0 | 0 | 0 | 0 | 0
[10 empty] | 0 | 0 | 0 | 0 | 0 | 0 | 0 | 0 | 0 | 0 | 0 | 0 | 0 | 0 | 0 | 0 | 0 | 0 | 0 | 0 | 0 | 0 | 0 | 0 | 0 | 0 | 0 | 0
[10 empty] | 0 | 0 | 0 | 0 | 0 | 0 | 0 | 0 | 0 | 0 | 0 | 0 | 0 | 0 | 0 | 0 | 0 | 0 | 0 | 0 | 0 | 0 | 0 | 0 | 0 | 0 | 0 | 0
[10 empty] | 0 | 0 | 0 | 0 | 0 | 0 | 0 | 0 | 0 | 0 | 0 | 0 | 0 | 0 | 0 | 0 | 0 | 0 | 0 | 0 | 0 | 0 | 0 | 0 | 0 | 0 | 0 | 0
[10 empty] | 0 | 0 | 0 | 0 | 0 | 0 | 0 | 0 | 0 | 0 | 0 | 0 | 0 | 0 | 0 | 0 | 0 | 0 | 0 | 0 | 0 | 0 | 0 | 0 | 0 | 0 | 0 | 0
[10 empty] | 0 | 0 | 0 | 0 | 0 | 0 | 0 | 0 | 0 | 0 | 0 | 0 | 0 | 0 | 0 | 0 | 0 | 0 | 0 | 0 | 0 | 0 | 0 | 0 | 0 | 0 | 0 | 0
[10 empty] | 0 | 0 | 0 | 0 | 0 | 0 | 0 | 0 | 0 | 0 | 0 | 0 | 0 | 0 | 0 | 0 | 0 | 0 | 0 | 0 | 0 | 0 | 0 | 0 | 0 | 0 | 0 | 0
[10 empty] | 0 | 0 | 0 | 0 | 0 | 0 | 0 | 0 | 0 | 0 | 0 | 0 | 0 | 0 | 0 | 0 | 0 | 0 | 0 | 0 | 0 | 0 | 0 | 0 | 0 | 0 | 0 | 0
[10 empty] | 67790.5696 | 59492.9646 | 51395.1944 | 43493.5217 | 35784.2713 | 28263.8302 | 22323.8889 | 17632.2887 | 13926.6777 | 10999.8399 | 8688.1078 | 6862.2105 | 5420.0448 | 4280.9653 | 3381.2754 | 2670.6648 | 2109.3965 | 1666.0846 | 1315.9394 | 1039.3809 | 820.9441 | 648.414 | 512.143 | 404.5108 | 319.4986 | 252.3526 | 199.318 | 157.4293
[10 empty] | 0 | 2696.6192 | 7538.4529 | 14085.1038 | 21984.8386 | 30956.7413 | 40776.4594 | 51264.8185 | 62278.7289 | 73703.9226 | 82791.1163 | 90010.9639 | 95739.3861 | 100276.6382 | 103862.5399 | 106688.64 | 108907.9321 | 110642.6154 | 111990.2926 | 113028.9208 | 113820.7659 | 114415.5607 | 114853.0277 | 115164.8942 | 115376.501 | 115508.0884 | 115575.8225 | 115592.6157
[10 empty] | 0 | 0 | 0 | 0 | 0 | 0 | 0 | 0 | 0 | 0 | 0 | 0 | 0 | 0 | 0 | 0 | 0 | 0 | 0 | 0 | 0 | 0 | 0 | 0 | 0 | 0 | 0 | 0
[10 empty] | 0 | 0 | 0 | 0 | 0 | 0 | 0 | 0 | 0 | 0 | 0 | 0 | 0 | 0 | 0 | 0 | 0 | 0 | 0 | 0 | 0 | 0 | 0 | 0 | 0 | 0 | 0 | 0
[10 empty] | 0 | 0 | 0 | 0 | 0 | 0 | 0 | 0 | 0 | 0 | 0 | 0 | 0 | 0 | 0 | 0 | 0 | 0 | 0 | 0 | 0 | 0 | 0 | 0 | 0 | 0 | 0 | 0
[10 empty] | 0 | 0 | 0 | 0 | 0 | 0 | 0 | 0 | 0 | 0 | 0 | 0 | 0 | 0 | 0 | 0 | 0 | 0 | 0 | 0 | 0 | 0 | 0 | 0 | 0 | 0 | 0 | 0
[10 empty] | 0 | 0 | 0 | 0 | 0 | 0 | 0 | 0 | 0 | 0 | 0 | 0 | 0 | 0 | 0 | 0 | 0 | 0 | 0 | 0 | 0 | 0 | 0 | 0 | 0 | 0 | 0 | 0
[10 empty] | 0 | 0 | 0 | 0 | 0 | 0 | 0 | 0 | 0 | 0 | 0 | 0 | 0 | 0 | 0 | 0 | 0 | 0 | 0 | 0 | 0 | 0 | 0 | 0 | 0 | 0 | 0 | 0
[10 empty] | 0 | 0 | 0 | 0 | 0 | 0 | 0 | 0 | 0 | 0 | 0 | 0 | 0 | 0 | 0 | 0 | 0 | 0 | 0 | 0 | 0 | 0 | 0 | 0 | 0 | 0 | 0 | 0
[10 empty] | 0 | 0 | 0 | 0 | 0 | 0 | 0 | 0 | 0 | 0 | 0 | 0 | 0 | 0 | 0 | 0 | 0 | 0 | 0 | 0 | 0 | 0 | 0 | 0 | 0 | 0 | 0 | 0
[10 empty] | 0 | 0 | 0 | 0 | 0 | 0 | 0 | 0 | 0 | 0 | 0 | 0 | 0 | 0 | 0 | 0 | 0 | 0 | 0 | 0 | 0 | 0 | 0 | 0 | 0 | 0 | 0 | 0
[10 empty] | 121542.3313 | 118651.2444 | 113615.2541 | 106874.7572 | 98781.4867 | 89616.3579 | 79603.7228 | 68922.7554 | 57716.5449 | 46099.3587 | 36820.4798 | 29409.2536 | 23489.7591 | 18761.7404 | 14985.3773 | 11969.1205 | 9559.9759 | 7635.744 | 6098.8214 | 4871.2507 | 3890.7653 | 3107.6321 | 2482.1279 | 1982.5252 | 1583.4825 | 1264.7592 | 1010.1884 | 806.8577
[10 empty] | 0 | 16983.3399 | 33255.5974 | 48839.1019 | 63755.5596 | 78026.0697 | 86578.2991 | 91414.1066 | 93839.7915 | 94707.6618 | 94573.7072 | 93800.5145 | 92624.4407 | 91199.4579 | 89625.7711 | 87968.4969 | 86269.8556 | 84557.1286 | 82847.8525 | 81153.2088 | 79480.2366 | 77833.2767 | 76214.9139 | 74626.5921 | 73069.0157 | 71542.4112 | 70046.6982 | 68581.6008
[10 empty] | 0 | 0 | 0 | 0 | 0 | 0 | 0 | 0 | 0 | 0 | 0 | 0 | 0 | 0 | 0 | 0 | 0 | 0 | 0 | 0 | 0 | 0 | 0 | 0 | 0 | 0 | 0 | 0
[10 empty] | 0 | 0 | 0 | 0 | 0 | 0 | 0 | 0 | 0 | 0 | 0 | 0 | 0 | 0 | 0 | 0 | 0 | 0 | 0 | 0 | 0 | 0 | 0 | 0 | 0 | 0 | 0 | 0
[10 empty] | 0 | 0 | 0 | 0 | 0 | 0 | 0 | 0 | 0 | 0 | 0 | 0 | 0 | 0 | 0 | 0 | 0 | 0 | 0 | 0 | 0 | 0 | 0 | 0 | 0 | 0 | 0 | 0
[10 empty] | 0 | 0 | 0 | 0 | 0 | 0 | 0 | 0 | 0 | 0 | 0 | 0 | 0 | 0 | 0 | 0 | 0 | 0 | 0 | 0 | 0 | 0 | 0 | 0 | 0 | 0 | 0 | 0
[10 empty] | 0 | 0 | 0 | 0 | 0 | 0 | 0 | 0 | 0 | 0 | 0 | 0 | 0 | 0 | 0 | 0 | 0 | 0 | 0 | 0 | 0 | 0 | 0 | 0 | 0 | 0 | 0 | 0
[10 empty] | 0 | 0 | 0 | 0 | 0 | 0 | 0 | 0 | 0 | 0 | 0 | 0 | 0 | 0 | 0 | 0 | 0 | 0 | 0 | 0 | 0 | 0 | 0 | 0 | 0 | 0 | 0 | 0
[10 empty] | 0 | 0 | 0 | 0 | 0 | 0 | 0 | 0 | 0 | 0 | 0 | 0 | 0 | 0 | 0 | 0 | 0 | 0 | 0 | 0 | 0 | 0 | 0 | 0 | 0 | 0 | 0 | 0
[10 empty] | 0 | 0 | 0 | 0 | 0 | 0 | 0 | 0 | 0 | 0 | 0 | 0 | 0 | 0 | 0 | 0 | 0 | 0 | 0 | 0 | 0 | 0 | 0 | 0 | 0 | 0 | 0 | 0
[10 empty] | 0 | 0 | 0 | 0 | 0 | 0 | 0 | 0 | 0 | 0 | 0 | 0 | 0 | 0 | 0 | 0 | 0 | 0 | 0 | 0 | 0 | 0 | 0 | 0 | 0 | 0 | 0 | 0
[10 empty] | 121425.3841 | 101900.0395 | 83138.9935 | 65118.8025 | 47816.6697 | 31210.4279 | 20371.3645 | 13296.5973 | 8678.8247 | 5664.7573 | 3697.4449 | 2413.36 | 1575.2247 | 1028.1652 | 671.0939 | 438.0298 | 285.9065 | 186.6141 | 121.8049 | 79.5033 | 51.8926 | 33.8708 | 22.1078 | 14.43 | 9.4186 | 6.1476 | 4.0126 | 2.6191
[10 empty] | 0 | 11096.7589 | 22158.0082 | 33183.833 | 44174.3185 | 55129.5495 | 62380.1878 | 67165.1152 | 70308.9311 | 72360.4888 | 73685.105 | 74525.9344 | 75044.8207 | 75349.4868 | 75511.6331 | 75578.9833 | 75583.302 | 75545.7319 | 75480.3453 | 75396.5086 | 75300.456 | 75196.3369 | 75086.9131 | 74974.0226 | 74858.8889 | 74742.3259 | 74624.8757 | 74506.8985
[10 empty] | 0 | 0 | 0 | 0 | 0 | 0 | 0 | 0 | 0 | 0 | 0 | 0 | 0 | 0 | 0 | 0 | 0 | 0 | 0 | 0 | 0 | 0 | 0 | 0 | 0 | 0 | 0 | 0
[10 empty] | 0 | 0 | 0 | 0 | 0 | 0 | 0 | 0 | 0 | 0 | 0 | 0 | 0 | 0 | 0 | 0 | 0 | 0 | 0 | 0 | 0 | 0 | 0 | 0 | 0 | 0 | 0 | 0
[10 empty] | 0 | 0 | 0 | 0 | 0 | 0 | 0 | 0 | 0 | 0 | 0 | 0 | 0 | 0 | 0 | 0 | 0 | 0 | 0 | 0 | 0 | 0 | 0 | 0 | 0 | 0 | 0 | 0
[10 empty] | 0 | 0 | 0 | 0 | 0 | 0 | 0 | 0 | 0 | 0 | 0 | 0 | 0 | 0 | 0 | 0 | 0 | 0 | 0 | 0 | 0 | 0 | 0 | 0 | 0 | 0 | 0 | 0
[10 empty] | 0 | 0 | 0 | 0 | 0 | 0 | 0 | 0 | 0 | 0 | 0 | 0 | 0 | 0 | 0 | 0 | 0 | 0 | 0 | 0 | 0 | 0 | 0 | 0 | 0 | 0 | 0 | 0
[10 empty] | 0 | 0 | 0 | 0 | 0 | 0 | 0 | 0 | 0 | 0 | 0 | 0 | 0 | 0 | 0 | 0 | 0 | 0 | 0 | 0 | 0 | 0 | 0 | 0 | 0 | 0 | 0 | 0
[10 empty] | 0 | 0 | 0 | 0 | 0 | 0 | 0 | 0 | 0 | 0 | 0 | 0 | 0 | 0 | 0 | 0 | 0 | 0 | 0 | 0 | 0 | 0 | 0 | 0 | 0 | 0 | 0 | 0
[10 empty] | 0 | 0 | 0 | 0 | 0 | 0 | 0 | 0 | 0 | 0 | 0 | 0 | 0 | 0 | 0 | 0 | 0 | 0 | 0 | 0 | 0 | 0 | 0 | 0 | 0 | 0 | 0 | 0
[10 empty] | 0 | 0 | 0 | 0 | 0 | 0 | 0 | 0 | 0 | 0 | 0 | 0 | 0 | 0 | 0 | 0 | 0 | 0 | 0 | 0 | 0 | 0 | 0 | 0 | 0 | 0 | 0 | 0
[10 empty] | 77801.7951 | 66580.5533 | 55395.0204 | 44245.1107 | 33130.7389 | 22051.8198 | 14677.6913 | 9769.4713 | 6502.5601 | 4328.104 | 2880.786 | 1917.4512 | 1276.2555 | 849.4757 | 565.411 | 376.3376 | 250.4903 | 166.7263 | 110.973 | 73.8637 | 49.1637 | 32.7233 | 21.7806 | 14.4972 | 9.6493 | 6.4226 | 4.2749 | 2.8454
[10 empty] | 0 | 361.9726 | 776.41 | 1258.2673 | 1799.6261 | 2407.7779 | 3150.5103 | 3898.7241 | 4878.7005 | 6006.4736 | 7269.4505 | 8640.7298 | 10182.7763 | 11672.6755 | 13508.6008 | 15481.5602 | 17607.018 | 19914.9632 | 22412.7214 | 24988.8185 | 28028.177 | 31632.3969 | 35880.2104 | 40739.3018 | 46302.5007 | 52623.4563 | 59805.7679 | 67967.1212
[10 empty] | 0 | 0 | 0 | 0 | 0 | 0 | 0 | 0 | 0 | 0 | 0 | 0 | 0 | 0 | 0 | 0 | 0 | 0 | 0 | 0 | 0 | 0 | 0 | 0 | 0 | 0 | 0 | 0
[10 empty] | 0 | 0 | 0 | 0 | 0 | 0 | 0 | 0 | 0 | 0 | 0 | 0 | 0 | 0 | 0 | 0 | 0 | 0 | 0 | 0 | 0 | 0 | 0 | 0 | 0 | 0 | 0 | 0
[10 empty] | 0 | 0 | 0 | 0 | 0 | 0 | 0 | 0 | 0 | 0 | 0 | 0 | 0 | 0 | 0 | 0 | 0 | 0 | 0 | 0 | 0 | 0 | 0 | 0 | 0 | 0 | 0 | 0
[10 empty] | 0 | 0 | 0 | 0 | 0 | 0 | 0 | 0 | 0 | 0 | 0 | 0 | 0 | 0 | 0 | 0 | 0 | 0 | 0 | 0 | 0 | 0 | 0 | 0 | 0 | 0 | 0 | 0
[10 empty] | 0 | 0 | 0 | 0 | 0 | 0 | 0 | 0 | 0 | 0 | 0 | 0 | 0 | 0 | 0 | 0 | 0 | 0 | 0 | 0 | 0 | 0 | 0 | 0 | 0 | 0 | 0 | 0
[10 empty] | 0 | 0 | 0 | 0 | 0 | 0 | 0 | 0 | 0 | 0 | 0 | 0 | 0 | 0 | 0 | 0 | 0 | 0 | 0 | 0 | 0 | 0 | 0 | 0 | 0 | 0 | 0 | 0
[10 empty] | 0 | 0 | 0 | 0 | 0 | 0 | 0 | 0 | 0 | 0 | 0 | 0 | 0 | 0 | 0 | 0 | 0 | 0 | 0 | 0 | 0 | 0 | 0 | 0 | 0 | 0 | 0 | 0
[10 empty] | 0 | 0 | 0 | 0 | 0 | 0 | 0 | 0 | 0 | 0 | 0 | 0 | 0 | 0 | 0 | 0 | 0 | 0 | 0 | 0 | 0 | 0 | 0 | 0 | 0 | 0 | 0 | 0
[10 empty] | 0 | 0 | 0 | 0 | 0 | 0 | 0 | 0 | 0 | 0 | 0 | 0 | 0 | 0 | 0 | 0 | 0 | 0 | 0 | 0 | 0 | 0 | 0 | 0 | 0 | 0 | 0 | 0
[10 empty] | 1260.7676 | 1163.7855 | 1066.8034 | 969.8213 | 872.8391 | 775.857 | 678.8749 | 581.8928 | 484.9106 | 387.9285 | 310.3428 | 248.2742 | 198.6194 | 158.8955 | 127.1164 | 101.6931 | 81.3545 | 65.0836 | 52.0669 | 41.6535 | 33.3228 | 26.6582 | 21.3266 | 17.0613 | 13.649 | 10.9192 | 8.7354 | 6.9883
[10 empty] | 0 | 216.5726 | 432.4522 | 647.6404 | 862.1389 | 1075.9493 | 1289.0734 | 1501.5126 | 1713.2688 | 1924.3435 | 2134.7384 | 2314.0077 | 2466.6417 | 2596.4833 | 2706.8211 | 2800.4694 | 2879.8364 | 2946.9831 | 3003.6734 | 3051.4165 | 3091.5042 | 3125.0418 | 3152.9753 | 3176.1141 | 3195.151 | 3210.6788 | 3223.2049 | 3233.1635
[10 empty] | 0 | 0 | 0 | 0 | 0 | 0 | 0 | 0 | 0 | 0 | 0 | 0 | 0 | 0 | 0 | 0 | 0 | 0 | 0 | 0 | 0 | 0 | 0 | 0 | 0 | 0 | 0 | 0
[10 empty] | 0 | 0 | 0 | 0 | 0 | 0 | 0 | 0 | 0 | 0 | 0 | 0 | 0 | 0 | 0 | 0 | 0 | 0 | 0 | 0 | 0 | 0 | 0 | 0 | 0 | 0 | 0 | 0
[10 empty] | 0 | 0 | 0 | 0 | 0 | 0 | 0 | 0 | 0 | 0 | 0 | 0 | 0 | 0 | 0 | 0 | 0 | 0 | 0 | 0 | 0 | 0 | 0 | 0 | 0 | 0 | 0 | 0
[10 empty] | 0 | 0 | 0 | 0 | 0 | 0 | 0 | 0 | 0 | 0 | 0 | 0 | 0 | 0 | 0 | 0 | 0 | 0 | 0 | 0 | 0 | 0 | 0 | 0 | 0 | 0 | 0 | 0
[10 empty] | 0 | 0 | 0 | 0 | 0 | 0 | 0 | 0 | 0 | 0 | 0 | 0 | 0 | 0 | 0 | 0 | 0 | 0 | 0 | 0 | 0 | 0 | 0 | 0 | 0 | 0 | 0 | 0
[10 empty] | 0 | 0 | 0 | 0 | 0 | 0 | 0 | 0 | 0 | 0 | 0 | 0 | 0 | 0 | 0 | 0 | 0 | 0 | 0 | 0 | 0 | 0 | 0 | 0 | 0 | 0 | 0 | 0
[10 empty] | 0 | 0 | 0 | 0 | 0 | 0 | 0 | 0 | 0 | 0 | 0 | 0 | 0 | 0 | 0 | 0 | 0 | 0 | 0 | 0 | 0 | 0 | 0 | 0 | 0 | 0 | 0 | 0
[10 empty] | 0 | 0 | 0 | 0 | 0 | 0 | 0 | 0 | 0 | 0 | 0 | 0 | 0 | 0 | 0 | 0 | 0 | 0 | 0 | 0 | 0 | 0 | 0 | 0 | 0 | 0 | 0 | 0
[10 empty] | 0 | 0 | 0 | 0 | 0 | 0 | 0 | 0 | 0 | 0 | 0 | 0 | 0 | 0 | 0 | 0 | 0 | 0 | 0 | 0 | 0 | 0 | 0 | 0 | 0 | 0 | 0 | 0
[10 empty] | 3470.7148 | 3248.5891 | 3027.1652 | 2806.4416 | 2586.4166 | 2367.0885 | 2148.4556 | 1930.5163 | 1713.2688 | 1496.7116 | 1280.8431 | 1096.1089 | 938.0187 | 802.7296 | 686.953 | 587.8748 | 503.0864 | 430.527 | 368.4327 | 315.2942 | 269.8198 | 230.904 | 197.6011 | 169.1014 | 144.7121 | 123.8405 | 105.9792 | 90.6939
[10 empty] | 0 | 593.4021 | 1184.9052 | 1774.5141 | 2362.2331 | 2948.067 | 3532.0201 | 4114.097 | 4610.4754 | 5033.5182 | 5393.8054 | 5700.3908 | 5961.0227 | 6182.3315 | 6369.9915 | 6528.8587 | 6663.0885 | 6776.2372 | 6871.3479 | 6951.0251 | 7017.4974 | 7072.672 | 7118.1812 | 7155.4218 | 7185.589 | 7209.7057 | 7228.6473 | 7243.1629
[10 empty] | 0 | 0 | 0 | 0 | 0 | 0 | 0 | 0 | 0 | 0 | 0 | 0 | 0 | 0 | 0 | 0 | 0 | 0 | 0 | 0 | 0 | 0 | 0 | 0 | 0 | 0 | 0 | 0
[10 empty] | 0 | 0 | 0 | 0 | 0 | 0 | 0 | 0 | 0 | 0 | 0 | 0 | 0 | 0 | 0 | 0 | 0 | 0 | 0 | 0 | 0 | 0 | 0 | 0 | 0 | 0 | 0 | 0
[10 empty] | 0 | 0 | 0 | 0 | 0 | 0 | 0 | 0 | 0 | 0 | 0 | 0 | 0 | 0 | 0 | 0 | 0 | 0 | 0 | 0 | 0 | 0 | 0 | 0 | 0 | 0 | 0 | 0
[10 empty] | 0 | 0 | 0 | 0 | 0 | 0 | 0 | 0 | 0 | 0 | 0 | 0 | 0 | 0 | 0 | 0 | 0 | 0 | 0 | 0 | 0 | 0 | 0 | 0 | 0 | 0 | 0 | 0
[10 empty] | 0 | 0 | 0 | 0 | 0 | 0 | 0 | 0 | 0 | 0 | 0 | 0 | 0 | 0 | 0 | 0 | 0 | 0 | 0 | 0 | 0 | 0 | 0 | 0 | 0 | 0 | 0 | 0
[10 empty] | 0 | 0 | 0 | 0 | 0 | 0 | 0 | 0 | 0 | 0 | 0 | 0 | 0 | 0 | 0 | 0 | 0 | 0 | 0 | 0 | 0 | 0 | 0 | 0 | 0 | 0 | 0 | 0
[10 empty] | 0 | 0 | 0 | 0 | 0 | 0 | 0 | 0 | 0 | 0 | 0 | 0 | 0 | 0 | 0 | 0 | 0 | 0 | 0 | 0 | 0 | 0 | 0 | 0 | 0 | 0 | 0 | 0
[10 empty] | 0 | 0 | 0 | 0 | 0 | 0 | 0 | 0 | 0 | 0 | 0 | 0 | 0 | 0 | 0 | 0 | 0 | 0 | 0 | 0 | 0 | 0 | 0 | 0 | 0 | 0 | 0 | 0
[10 empty] | 0 | 0 | 0 | 0 | 0 | 0 | 0 | 0 | 0 | 0 | 0 | 0 | 0 | 0 | 0 | 0 | 0 | 0 | 0 | 0 | 0 | 0 | 0 | 0 | 0 | 0 | 0 | 0
[10 empty] | 7726.5893 | 7120.8247 | 6516.9788 | 5915.0469 | 5315.0246 | 4716.9071 | 4120.6901 | 3526.3688 | 3017.7657 | 2582.5177 | 2210.0448 | 1891.2932 | 1618.5147 | 1385.0786 | 1185.3107 | 1014.355 | 868.0561 | 742.8576 | 635.7163 | 544.0278 | 465.5635 | 398.4159 | 340.953 | 291.7778 | 249.6951 | 213.6819 | 182.8629 | 156.4888
[10 empty] | 0 | 9315.012 | 18600.2159 | 27855.6834 | 37081.4857 | 44426.5864 | 50269.571 | 54912.8234 | 58597.8636 | 61517.5982 | 63826.1058 | 65646.4517 | 67076.9308 | 68196.0529 | 69066.5256 | 69738.4344 | 70251.7836 | 70638.5254 | 70924.1805 | 71129.133 | 71269.6637 | 71358.7765 | 71406.8579 | 71422.2035 | 71411.4395 | 71379.8578 | 71331.6855 | 71270.2987
[10 empty] | 0 | 0 | 0 | 0 | 0 | 0 | 0 | 0 | 0 | 0 | 0 | 0 | 0 | 0 | 0 | 0 | 0 | 0 | 0 | 0 | 0 | 0 | 0 | 0 | 0 | 0 | 0 | 0
[10 empty] | 0 | 0 | 0 | 0 | 0 | 0 | 0 | 0 | 0 | 0 | 0 | 0 | 0 | 0 | 0 | 0 | 0 | 0 | 0 | 0 | 0 | 0 | 0 | 0 | 0 | 0 | 0 | 0
[10 empty] | 0 | 0 | 0 | 0 | 0 | 0 | 0 | 0 | 0 | 0 | 0 | 0 | 0 | 0 | 0 | 0 | 0 | 0 | 0 | 0 | 0 | 0 | 0 | 0 | 0 | 0 | 0 | 0
[10 empty] | 0 | 0 | 0 | 0 | 0 | 0 | 0 | 0 | 0 | 0 | 0 | 0 | 0 | 0 | 0 | 0 | 0 | 0 | 0 | 0 | 0 | 0 | 0 | 0 | 0 | 0 | 0 | 0
[10 empty] | 0 | 0 | 0 | 0 | 0 | 0 | 0 | 0 | 0 | 0 | 0 | 0 | 0 | 0 | 0 | 0 | 0 | 0 | 0 | 0 | 0 | 0 | 0 | 0 | 0 | 0 | 0 | 0
[10 empty] | 0 | 0 | 0 | 0 | 0 | 0 | 0 | 0 | 0 | 0 | 0 | 0 | 0 | 0 | 0 | 0 | 0 | 0 | 0 | 0 | 0 | 0 | 0 | 0 | 0 | 0 | 0 | 0
[10 empty] | 0 | 0 | 0 | 0 | 0 | 0 | 0 | 0 | 0 | 0 | 0 | 0 | 0 | 0 | 0 | 0 | 0 | 0 | 0 | 0 | 0 | 0 | 0 | 0 | 0 | 0 | 0 | 0
[10 empty] | 0 | 0 | 0 | 0 | 0 | 0 | 0 | 0 | 0 | 0 | 0 | 0 | 0 | 0 | 0 | 0 | 0 | 0 | 0 | 0 | 0 | 0 | 0 | 0 | 0 | 0 | 0 | 0
[10 empty] | 0 | 0 | 0 | 0 | 0 | 0 | 0 | 0 | 0 | 0 | 0 | 0 | 0 | 0 | 0 | 0 | 0 | 0 | 0 | 0 | 0 | 0 | 0 | 0 | 0 | 0 | 0 | 0
[10 empty] | 74639.519 | 65205.0838 | 55800.6477 | 46426.1389 | 37081.4857 | 29617.7242 | 23656.2687 | 18894.7349 | 15091.6027 | 12053.9649 | 9627.7428 | 7689.8708 | 6142.0536 | 4905.781 | 3918.3454 | 3129.6609 | 2499.7227 | 1996.5785 | 1594.7072 | 1273.7245 | 1017.3493 | 812.5772 | 649.0217 | 518.3866 | 414.0457 | 330.7066 | 264.142 | 210.9755
[10 empty] | 0 | 671.6015 | 1348.6134 | 2031.1892 | 2719.4866 | 3413.6678 | 4113.8996 | 4820.3536 | 5533.2061 | 6183.9572 | 6782.605 | 7337.7514 | 7856.8021 | 8346.1388 | 8811.2663 | 9256.9385 | 9687.2671 | 10105.8141 | 10515.6715 | 10919.5296 | 11319.7353 | 11718.3426 | 12117.1555 | 12517.7649 | 12921.5805 | 13329.8575 | 13743.7209 | 14164.1845
[10 empty] | 0 | 0 | 0 | 0 | 0 | 0 | 0 | 0 | 0 | 0 | 0 | 0 | 0 | 0 | 0 | 0 | 0 | 0 | 0 | 0 | 0 | 0 | 0 | 0 | 0 | 0 | 0 | 0
[10 empty] | 0 | 0 | 0 | 0 | 0 | 0 | 0 | 0 | 0 | 0 | 0 | 0 | 0 | 0 | 0 | 0 | 0 | 0 | 0 | 0 | 0 | 0 | 0 | 0 | 0 | 0 | 0 | 0
[10 empty] | 0 | 0 | 0 | 0 | 0 | 0 | 0 | 0 | 0 | 0 | 0 | 0 | 0 | 0 | 0 | 0 | 0 | 0 | 0 | 0 | 0 | 0 | 0 | 0 | 0 | 0 | 0 | 0
[10 empty] | 0 | 0 | 0 | 0 | 0 | 0 | 0 | 0 | 0 | 0 | 0 | 0 | 0 | 0 | 0 | 0 | 0 | 0 | 0 | 0 | 0 | 0 | 0 | 0 | 0 | 0 | 0 | 0
[10 empty] | 0 | 0 | 0 | 0 | 0 | 0 | 0 | 0 | 0 | 0 | 0 | 0 | 0 | 0 | 0 | 0 | 0 | 0 | 0 | 0 | 0 | 0 | 0 | 0 | 0 | 0 | 0 | 0
[10 empty] | 0 | 0 | 0 | 0 | 0 | 0 | 0 | 0 | 0 | 0 | 0 | 0 | 0 | 0 | 0 | 0 | 0 | 0 | 0 | 0 | 0 | 0 | 0 | 0 | 0 | 0 | 0 | 0
[10 empty] | 0 | 0 | 0 | 0 | 0 | 0 | 0 | 0 | 0 | 0 | 0 | 0 | 0 | 0 | 0 | 0 | 0 | 0 | 0 | 0 | 0 | 0 | 0 | 0 | 0 | 0 | 0 | 0
[10 empty] | 0 | 0 | 0 | 0 | 0 | 0 | 0 | 0 | 0 | 0 | 0 | 0 | 0 | 0 | 0 | 0 | 0 | 0 | 0 | 0 | 0 | 0 | 0 | 0 | 0 | 0 | 0 | 0
[10 empty] | 0 | 0 | 0 | 0 | 0 | 0 | 0 | 0 | 0 | 0 | 0 | 0 | 0 | 0 | 0 | 0 | 0 | 0 | 0 | 0 | 0 | 0 | 0 | 0 | 0 | 0 | 0 | 0
[10 empty] | 6730.7842 | 6250.0139 | 5769.2436 | 5288.4733 | 4807.703 | 4326.9327 | 3846.1624 | 3365.3921 | 2884.6218 | 2472.533 | 2119.314 | 1816.5548 | 1557.047 | 1334.6117 | 1143.9529 | 980.5311 | 840.4552 | 720.3902 | 617.4773 | 529.2662 | 453.6568 | 388.8487 | 333.2989 | 285.6847 | 244.8726 | 209.8908 | 179.9064 | 154.2055
[10 empty] | 0 | 281.8762 | 563.8079 | 845.7954 | 1127.8388 | 1409.9383 | 1692.0942 | 1974.3067 | 2226.9133 | 2453.21 | 2656.1267 | 2838.2678 | 3001.9483 | 3149.2259 | 3281.9298 | 3401.6861 | 3509.94 | 3607.9762 | 3696.9369 | 3777.8372 | 3851.5794 | 3918.9658 | 3980.7094 | 4037.4439 | 4089.733 | 4138.0774 | 4182.9224 | 4224.6638
[10 empty] | 0 | 0 | 0 | 0 | 0 | 0 | 0 | 0 | 0 | 0 | 0 | 0 | 0 | 0 | 0 | 0 | 0 | 0 | 0 | 0 | 0 | 0 | 0 | 0 | 0 | 0 | 0 | 0
[10 empty] | 0 | 0 | 0 | 0 | 0 | 0 | 0 | 0 | 0 | 0 | 0 | 0 | 0 | 0 | 0 | 0 | 0 | 0 | 0 | 0 | 0 | 0 | 0 | 0 | 0 | 0 | 0 | 0
[10 empty] | 0 | 0 | 0 | 0 | 0 | 0 | 0 | 0 | 0 | 0 | 0 | 0 | 0 | 0 | 0 | 0 | 0 | 0 | 0 | 0 | 0 | 0 | 0 | 0 | 0 | 0 | 0 | 0
[10 empty] | 0 | 0 | 0 | 0 | 0 | 0 | 0 | 0 | 0 | 0 | 0 | 0 | 0 | 0 | 0 | 0 | 0 | 0 | 0 | 0 | 0 | 0 | 0 | 0 | 0 | 0 | 0 | 0
[10 empty] | 0 | 0 | 0 | 0 | 0 | 0 | 0 | 0 | 0 | 0 | 0 | 0 | 0 | 0 | 0 | 0 | 0 | 0 | 0 | 0 | 0 | 0 | 0 | 0 | 0 | 0 | 0 | 0
[10 empty] | 0 | 0 | 0 | 0 | 0 | 0 | 0 | 0 | 0 | 0 | 0 | 0 | 0 | 0 | 0 | 0 | 0 | 0 | 0 | 0 | 0 | 0 | 0 | 0 | 0 | 0 | 0 | 0
[10 empty] | 0 | 0 | 0 | 0 | 0 | 0 | 0 | 0 | 0 | 0 | 0 | 0 | 0 | 0 | 0 | 0 | 0 | 0 | 0 | 0 | 0 | 0 | 0 | 0 | 0 | 0 | 0 | 0
[10 empty] | 0 | 0 | 0 | 0 | 0 | 0 | 0 | 0 | 0 | 0 | 0 | 0 | 0 | 0 | 0 | 0 | 0 | 0 | 0 | 0 | 0 | 0 | 0 | 0 | 0 | 0 | 0 | 0
[10 empty] | 0 | 0 | 0 | 0 | 0 | 0 | 0 | 0 | 0 | 0 | 0 | 0 | 0 | 0 | 0 | 0 | 0 | 0 | 0 | 0 | 0 | 0 | 0 | 0 | 0 | 0 | 0 | 0
[10 empty] | 4004.4639 | 3737.4996 | 3470.5354 | 3203.5711 | 2936.6069 | 2669.6426 | 2402.6783 | 2135.7141 | 1898.4125 | 1687.4778 | 1499.9803 | 1333.3158 | 1185.1696 | 1053.4841 | 936.4303 | 832.3825 | 739.8955 | 657.6849 | 584.6088 | 519.6523 | 461.9131 | 410.5895 | 364.9684 | 324.4164 | 288.3701 | 256.329 | 227.848 | 202.5315
[10 empty] | 0 | 179.2211 | 357.8687 | 535.9442 | 713.4489 | 890.3843 | 1066.7516 | 1242.5522 | 1417.7876 | 1592.459 | 1766.5679 | 1940.1155 | 2113.1033 | 2285.5325 | 2457.4046 | 2628.7208 | 2799.4825 | 2953.8103 | 3093.2232 | 3219.0999 | 3332.6916 | 3435.1341 | 3527.4582 | 3610.5995 | 3685.4073 | 3752.6523 | 3813.0341 | 3867.1876
[10 empty] | 0 | 0 | 0 | 0 | 0 | 0 | 0 | 0 | 0 | 0 | 0 | 0 | 0 | 0 | 0 | 0 | 0 | 0 | 0 | 0 | 0 | 0 | 0 | 0 | 0 | 0 | 0 | 0
[10 empty] | 0 | 0 | 0 | 0 | 0 | 0 | 0 | 0 | 0 | 0 | 0 | 0 | 0 | 0 | 0 | 0 | 0 | 0 | 0 | 0 | 0 | 0 | 0 | 0 | 0 | 0 | 0 | 0
[10 empty] | 0 | 0 | 0 | 0 | 0 | 0 | 0 | 0 | 0 | 0 | 0 | 0 | 0 | 0 | 0 | 0 | 0 | 0 | 0 | 0 | 0 | 0 | 0 | 0 | 0 | 0 | 0 | 0
[10 empty] | 0 | 0 | 0 | 0 | 0 | 0 | 0 | 0 | 0 | 0 | 0 | 0 | 0 | 0 | 0 | 0 | 0 | 0 | 0 | 0 | 0 | 0 | 0 | 0 | 0 | 0 | 0 | 0
[10 empty] | 0 | 0 | 0 | 0 | 0 | 0 | 0 | 0 | 0 | 0 | 0 | 0 | 0 | 0 | 0 | 0 | 0 | 0 | 0 | 0 | 0 | 0 | 0 | 0 | 0 | 0 | 0 | 0
[10 empty] | 0 | 0 | 0 | 0 | 0 | 0 | 0 | 0 | 0 | 0 | 0 | 0 | 0 | 0 | 0 | 0 | 0 | 0 | 0 | 0 | 0 | 0 | 0 | 0 | 0 | 0 | 0 | 0
[10 empty] | 0 | 0 | 0 | 0 | 0 | 0 | 0 | 0 | 0 | 0 | 0 | 0 | 0 | 0 | 0 | 0 | 0 | 0 | 0 | 0 | 0 | 0 | 0 | 0 | 0 | 0 | 0 | 0
[10 empty] | 0 | 0 | 0 | 0 | 0 | 0 | 0 | 0 | 0 | 0 | 0 | 0 | 0 | 0 | 0 | 0 | 0 | 0 | 0 | 0 | 0 | 0 | 0 | 0 | 0 | 0 | 0 | 0
[10 empty] | 0 | 0 | 0 | 0 | 0 | 0 | 0 | 0 | 0 | 0 | 0 | 0 | 0 | 0 | 0 | 0 | 0 | 0 | 0 | 0 | 0 | 0 | 0 | 0 | 0 | 0 | 0 | 0
[10 empty] | 4667.2166 | 4480.528 | 4294.4248 | 4108.9056 | 3923.9691 | 3739.6139 | 3555.8386 | 3372.6418 | 3190.0221 | 3007.9782 | 2826.5086 | 2645.6121 | 2465.2872 | 2285.5325 | 2106.3468 | 1927.7286 | 1749.6765 | 1588.0701 | 1441.3901 | 1308.2581 | 1187.4226 | 1077.7479 | 978.2032 | 887.8528 | 805.8475 | 731.4165 | 663.8602 | 602.5437
[10 empty] | 0 | 8630.8125 | 17234.0063 | 25809.6479 | 33130.7389 | 39378.2496 | 44707.0494 | 49249.6707 | 53119.5312 | 56413.6904 | 59215.2088 | 61595.1675 | 63614.3954 | 65324.9481 | 66771.3733 | 67991.7936 | 69018.8333 | 69880.411 | 70600.4189 | 71199.3031 | 71694.5607 | 72101.1652 | 72431.9306 | 72697.8224 | 72908.2248 | 73071.1683 | 73193.5253 | 73281.1769
[10 empty] | 0 | 0 | 0 | 0 | 0 | 0 | 0 | 0 | 0 | 0 | 0 | 0 | 0 | 0 | 0 | 0 | 0 | 0 | 0 | 0 | 0 | 0 | 0 | 0 | 0 | 0 | 0 | 0
[10 empty] | 0 | 0 | 0 | 0 | 0 | 0 | 0 | 0 | 0 | 0 | 0 | 0 | 0 | 0 | 0 | 0 | 0 | 0 | 0 | 0 | 0 | 0 | 0 | 0 | 0 | 0 | 0 | 0
[10 empty] | 0 | 0 | 0 | 0 | 0 | 0 | 0 | 0 | 0 | 0 | 0 | 0 | 0 | 0 | 0 | 0 | 0 | 0 | 0 | 0 | 0 | 0 | 0 | 0 | 0 | 0 | 0 | 0
[10 empty] | 0 | 0 | 0 | 0 | 0 | 0 | 0 | 0 | 0 | 0 | 0 | 0 | 0 | 0 | 0 | 0 | 0 | 0 | 0 | 0 | 0 | 0 | 0 | 0 | 0 | 0 | 0 | 0
[10 empty] | 0 | 0 | 0 | 0 | 0 | 0 | 0 | 0 | 0 | 0 | 0 | 0 | 0 | 0 | 0 | 0 | 0 | 0 | 0 | 0 | 0 | 0 | 0 | 0 | 0 | 0 | 0 | 0
[10 empty] | 0 | 0 | 0 | 0 | 0 | 0 | 0 | 0 | 0 | 0 | 0 | 0 | 0 | 0 | 0 | 0 | 0 | 0 | 0 | 0 | 0 | 0 | 0 | 0 | 0 | 0 | 0 | 0
[10 empty] | 0 | 0 | 0 | 0 | 0 | 0 | 0 | 0 | 0 | 0 | 0 | 0 | 0 | 0 | 0 | 0 | 0 | 0 | 0 | 0 | 0 | 0 | 0 | 0 | 0 | 0 | 0 | 0
[10 empty] | 0 | 0 | 0 | 0 | 0 | 0 | 0 | 0 | 0 | 0 | 0 | 0 | 0 | 0 | 0 | 0 | 0 | 0 | 0 | 0 | 0 | 0 | 0 | 0 | 0 | 0 | 0 | 0
[10 empty] | 0 | 0 | 0 | 0 | 0 | 0 | 0 | 0 | 0 | 0 | 0 | 0 | 0 | 0 | 0 | 0 | 0 | 0 | 0 | 0 | 0 | 0 | 0 | 0 | 0 | 0 | 0 | 0
[10 empty] | 77801.7951 | 69046.4998 | 60319.0222 | 51619.2958 | 44174.3185 | 37803.1197 | 32350.8297 | 27684.9158 | 23691.9599 | 20274.9024 | 17350.6822 | 14848.2181 | 12706.6808 | 10874.0144 | 9305.6708 | 7963.5272 | 6814.9591 | 5832.0472 | 4990.8994 | 4271.0691 | 3655.0589 | 3127.895 | 2676.7632 | 2290.6974 | 1960.3134 | 1677.5802 | 1435.6252 | 1228.567
[10 empty] | 0 | 2074.5968 | 3769.0343 | 5070.4411 | 5959.1424 | 6533.5669 | 7212.9509 | 8034.4396 | 8996.6943 | 10097.6216 | 11299.4469 | 12598.6425 | 14010.9669 | 15502.4313 | 17054.8158 | 18649.9654 | 20291.257 | 21982.6672 | 23699.6152 | 25447.2284 | 27213.791 | 28987.7565 | 30741.1948 | 32479.0202 | 34218.1994 | 35956.7858 | 37692.7385 | 39392.7364
[10 empty] | 0 | 0 | 0 | 0 | 0 | 0 | 0 | 0 | 0 | 0 | 0 | 0 | 0 | 0 | 0 | 0 | 0 | 0 | 0 | 0 | 0 | 0 | 0 | 0 | 0 | 0 | 0 | 0
[10 empty] | 0 | 0 | 0 | 0 | 0 | 0 | 0 | 0 | 0 | 0 | 0 | 0 | 0 | 0 | 0 | 0 | 0 | 0 | 0 | 0 | 0 | 0 | 0 | 0 | 0 | 0 | 0 | 0
[10 empty] | 0 | 0 | 0 | 0 | 0 | 0 | 0 | 0 | 0 | 0 | 0 | 0 | 0 | 0 | 0 | 0 | 0 | 0 | 0 | 0 | 0 | 0 | 0 | 0 | 0 | 0 | 0 | 0
[10 empty] | 0 | 0 | 0 | 0 | 0 | 0 | 0 | 0 | 0 | 0 | 0 | 0 | 0 | 0 | 0 | 0 | 0 | 0 | 0 | 0 | 0 | 0 | 0 | 0 | 0 | 0 | 0 | 0
[10 empty] | 0 | 0 | 0 | 0 | 0 | 0 | 0 | 0 | 0 | 0 | 0 | 0 | 0 | 0 | 0 | 0 | 0 | 0 | 0 | 0 | 0 | 0 | 0 | 0 | 0 | 0 | 0 | 0
[10 empty] | 0 | 0 | 0 | 0 | 0 | 0 | 0 | 0 | 0 | 0 | 0 | 0 | 0 | 0 | 0 | 0 | 0 | 0 | 0 | 0 | 0 | 0 | 0 | 0 | 0 | 0 | 0 | 0
[10 empty] | 0 | 0 | 0 | 0 | 0 | 0 | 0 | 0 | 0 | 0 | 0 | 0 | 0 | 0 | 0 | 0 | 0 | 0 | 0 | 0 | 0 | 0 | 0 | 0 | 0 | 0 | 0 | 0
[10 empty] | 0 | 0 | 0 | 0 | 0 | 0 | 0 | 0 | 0 | 0 | 0 | 0 | 0 | 0 | 0 | 0 | 0 | 0 | 0 | 0 | 0 | 0 | 0 | 0 | 0 | 0 | 0 | 0
[10 empty] | 0 | 0 | 0 | 0 | 0 | 0 | 0 | 0 | 0 | 0 | 0 | 0 | 0 | 0 | 0 | 0 | 0 | 0 | 0 | 0 | 0 | 0 | 0 | 0 | 0 | 0 | 0 | 0
[10 empty] | 3543.64 | 3522.6245 | 3501.6091 | 3480.5936 | 3459.5781 | 3438.5626 | 3417.5472 | 3395.3537 | 3372.1785 | 3348.1853 | 3323.5104 | 3298.2673 | 3255.5643 | 3198.3114 | 3128.9335 | 3049.4515 | 2961.5493 | 2834.0988 | 2673.6912 | 2485.8195 | 2275.061 | 2045.2301 | 1823.8352 | 1609.4703 | 1400.9636 | 1197.3389 | 997.7824 | 831.4853
[10 empty] | 0 | 2074.5968 | 3769.0343 | 5070.4411 | 5959.1424 | 6533.5669 | 7212.9509 | 8034.4396 | 8996.6943 | 10097.6216 | 11299.4469 | 12598.6425 | 14010.9669 | 15502.4313 | 17054.8158 | 18649.9654 | 20291.257 | 21982.6672 | 23699.6152 | 25447.2284 | 27213.791 | 28987.7565 | 30741.1948 | 32479.0202 | 34218.1994 | 35956.7858 | 37692.7385 | 39392.7364
[10 empty] | 0 | 0 | 0 | 0 | 0 | 0 | 0 | 0 | 0 | 0 | 0 | 0 | 0 | 0 | 0 | 0 | 0 | 0 | 0 | 0 | 0 | 0 | 0 | 0 | 0 | 0 | 0 | 0
[10 empty] | 0 | 0 | 0 | 0 | 0 | 0 | 0 | 0 | 0 | 0 | 0 | 0 | 0 | 0 | 0 | 0 | 0 | 0 | 0 | 0 | 0 | 0 | 0 | 0 | 0 | 0 | 0 | 0
[10 empty] | 0 | 0 | 0 | 0 | 0 | 0 | 0 | 0 | 0 | 0 | 0 | 0 | 0 | 0 | 0 | 0 | 0 | 0 | 0 | 0 | 0 | 0 | 0 | 0 | 0 | 0 | 0 | 0
[10 empty] | 0 | 0 | 0 | 0 | 0 | 0 | 0 | 0 | 0 | 0 | 0 | 0 | 0 | 0 | 0 | 0 | 0 | 0 | 0 | 0 | 0 | 0 | 0 | 0 | 0 | 0 | 0 | 0
[10 empty] | 0 | 0 | 0 | 0 | 0 | 0 | 0 | 0 | 0 | 0 | 0 | 0 | 0 | 0 | 0 | 0 | 0 | 0 | 0 | 0 | 0 | 0 | 0 | 0 | 0 | 0 | 0 | 0
[10 empty] | 0 | 0 | 0 | 0 | 0 | 0 | 0 | 0 | 0 | 0 | 0 | 0 | 0 | 0 | 0 | 0 | 0 | 0 | 0 | 0 | 0 | 0 | 0 | 0 | 0 | 0 | 0 | 0
[10 empty] | 0 | 0 | 0 | 0 | 0 | 0 | 0 | 0 | 0 | 0 | 0 | 0 | 0 | 0 | 0 | 0 | 0 | 0 | 0 | 0 | 0 | 0 | 0 | 0 | 0 | 0 | 0 | 0
[10 empty] | 0 | 0 | 0 | 0 | 0 | 0 | 0 | 0 | 0 | 0 | 0 | 0 | 0 | 0 | 0 | 0 | 0 | 0 | 0 | 0 | 0 | 0 | 0 | 0 | 0 | 0 | 0 | 0
[10 empty] | 0 | 0 | 0 | 0 | 0 | 0 | 0 | 0 | 0 | 0 | 0 | 0 | 0 | 0 | 0 | 0 | 0 | 0 | 0 | 0 | 0 | 0 | 0 | 0 | 0 | 0 | 0 | 0
[10 empty] | 3543.64 | 3522.6245 | 3501.6091 | 3480.5936 | 3459.5781 | 3438.5626 | 3417.5472 | 3395.3537 | 3372.1785 | 3348.1853 | 3323.5104 | 3298.2673 | 3255.5643 | 3198.3114 | 3128.9335 | 3049.4515 | 2961.5493 | 2834.0988 | 2673.6912 | 2485.8195 | 2275.061 | 2045.2301 | 1823.8352 | 1609.4703 | 1400.9636 | 1197.3389 | 997.7824 | 831.4853
[10 empty] | 0 | 2074.5968 | 3769.0343 | 5070.4411 | 5959.1424 | 6533.5669 | 7212.9509 | 8034.4396 | 8996.6943 | 10097.6216 | 11299.4469 | 12598.6425 | 14010.9669 | 15502.4313 | 17054.8158 | 18649.9654 | 20291.257 | 21982.6672 | 23699.6152 | 25447.2284 | 27213.791 | 28987.7565 | 30741.1948 | 32479.0202 | 34218.1994 | 35956.7858 | 37692.7385 | 39392.7364
[10 empty] | 0 | 0 | 0 | 0 | 0 | 0 | 0 | 0 | 0 | 0 | 0 | 0 | 0 | 0 | 0 | 0 | 0 | 0 | 0 | 0 | 0 | 0 | 0 | 0 | 0 | 0 | 0 | 0
[10 empty] | 0 | 0 | 0 | 0 | 0 | 0 | 0 | 0 | 0 | 0 | 0 | 0 | 0 | 0 | 0 | 0 | 0 | 0 | 0 | 0 | 0 | 0 | 0 | 0 | 0 | 0 | 0 | 0
[10 empty] | 0 | 0 | 0 | 0 | 0 | 0 | 0 | 0 | 0 | 0 | 0 | 0 | 0 | 0 | 0 | 0 | 0 | 0 | 0 | 0 | 0 | 0 | 0 | 0 | 0 | 0 | 0 | 0
[10 empty] | 0 | 0 | 0 | 0 | 0 | 0 | 0 | 0 | 0 | 0 | 0 | 0 | 0 | 0 | 0 | 0 | 0 | 0 | 0 | 0 | 0 | 0 | 0 | 0 | 0 | 0 | 0 | 0
[10 empty] | 0 | 0 | 0 | 0 | 0 | 0 | 0 | 0 | 0 | 0 | 0 | 0 | 0 | 0 | 0 | 0 | 0 | 0 | 0 | 0 | 0 | 0 | 0 | 0 | 0 | 0 | 0 | 0
[10 empty] | 0 | 0 | 0 | 0 | 0 | 0 | 0 | 0 | 0 | 0 | 0 | 0 | 0 | 0 | 0 | 0 | 0 | 0 | 0 | 0 | 0 | 0 | 0 | 0 | 0 | 0 | 0 | 0
[10 empty] | 0 | 0 | 0 | 0 | 0 | 0 | 0 | 0 | 0 | 0 | 0 | 0 | 0 | 0 | 0 | 0 | 0 | 0 | 0 | 0 | 0 | 0 | 0 | 0 | 0 | 0 | 0 | 0
[10 empty] | 0 | 0 | 0 | 0 | 0 | 0 | 0 | 0 | 0 | 0 | 0 | 0 | 0 | 0 | 0 | 0 | 0 | 0 | 0 | 0 | 0 | 0 | 0 | 0 | 0 | 0 | 0 | 0
[10 empty] | 0 | 0 | 0 | 0 | 0 | 0 | 0 | 0 | 0 | 0 | 0 | 0 | 0 | 0 | 0 | 0 | 0 | 0 | 0 | 0 | 0 | 0 | 0 | 0 | 0 | 0 | 0 | 0
[10 empty] | 3543.64 | 3522.6245 | 3501.6091 | 3480.5936 | 3459.5781 | 3438.5626 | 3417.5472 | 3395.3537 | 3372.1785 | 3348.1853 | 3323.5104 | 3298.2673 | 3255.5643 | 3198.3114 | 3128.9335 | 3049.4515 | 2961.5493 | 2834.0988 | 2673.6912 | 2485.8195 | 2275.061 | 2045.2301 | 1823.8352 | 1609.4703 | 1400.9636 | 1197.3389 | 997.7824 | 831.4853
[10 empty] | 0 | 2074.5968 | 3769.0343 | 5070.4411 | 5959.1424 | 6533.5669 | 7212.9509 | 8034.4396 | 8996.6943 | 10097.6216 | 11299.4469 | 12598.6425 | 14010.9669 | 15502.4313 | 17054.8158 | 18649.9654 | 20291.257 | 21982.6672 | 23699.6152 | 25447.2284 | 27213.791 | 28987.7565 | 30741.1948 | 32479.0202 | 34218.1994 | 35956.7858 | 37692.7385 | 39392.7364
[10 empty] | 0 | 0 | 0 | 0 | 0 | 0 | 0 | 0 | 0 | 0 | 0 | 0 | 0 | 0 | 0 | 0 | 0 | 0 | 0 | 0 | 0 | 0 | 0 | 0 | 0 | 0 | 0 | 0
[10 empty] | 0 | 0 | 0 | 0 | 0 | 0 | 0 | 0 | 0 | 0 | 0 | 0 | 0 | 0 | 0 | 0 | 0 | 0 | 0 | 0 | 0 | 0 | 0 | 0 | 0 | 0 | 0 | 0
[10 empty] | 0 | 0 | 0 | 0 | 0 | 0 | 0 | 0 | 0 | 0 | 0 | 0 | 0 | 0 | 0 | 0 | 0 | 0 | 0 | 0 | 0 | 0 | 0 | 0 | 0 | 0 | 0 | 0
[10 empty] | 0 | 0 | 0 | 0 | 0 | 0 | 0 | 0 | 0 | 0 | 0 | 0 | 0 | 0 | 0 | 0 | 0 | 0 | 0 | 0 | 0 | 0 | 0 | 0 | 0 | 0 | 0 | 0
[10 empty] | 0 | 0 | 0 | 0 | 0 | 0 | 0 | 0 | 0 | 0 | 0 | 0 | 0 | 0 | 0 | 0 | 0 | 0 | 0 | 0 | 0 | 0 | 0 | 0 | 0 | 0 | 0 | 0
[10 empty] | 0 | 0 | 0 | 0 | 0 | 0 | 0 | 0 | 0 | 0 | 0 | 0 | 0 | 0 | 0 | 0 | 0 | 0 | 0 | 0 | 0 | 0 | 0 | 0 | 0 | 0 | 0 | 0
[10 empty] | 0 | 0 | 0 | 0 | 0 | 0 | 0 | 0 | 0 | 0 | 0 | 0 | 0 | 0 | 0 | 0 | 0 | 0 | 0 | 0 | 0 | 0 | 0 | 0 | 0 | 0 | 0 | 0
[10 empty] | 0 | 0 | 0 | 0 | 0 | 0 | 0 | 0 | 0 | 0 | 0 | 0 | 0 | 0 | 0 | 0 | 0 | 0 | 0 | 0 | 0 | 0 | 0 | 0 | 0 | 0 | 0 | 0
[10 empty] | 0 | 0 | 0 | 0 | 0 | 0 | 0 | 0 | 0 | 0 | 0 | 0 | 0 | 0 | 0 | 0 | 0 | 0 | 0 | 0 | 0 | 0 | 0 | 0 | 0 | 0 | 0 | 0
[10 empty] | 3543.64 | 3522.6245 | 3501.6091 | 3480.5936 | 3459.5781 | 3438.5626 | 3417.5472 | 3395.3537 | 3372.1785 | 3348.1853 | 3323.5104 | 3298.2673 | 3255.5643 | 3198.3114 | 3128.9335 | 3049.4515 | 2961.5493 | 2834.0988 | 2673.6912 | 2485.8195 | 2275.061 | 2045.2301 | 1823.8352 | 1609.4703 | 1400.9636 | 1197.3389 | 997.7824 | 831.4853
[10 empty] | 0 | 2074.5968 | 3769.0343 | 5070.4411 | 5959.1424 | 6533.5669 | 7212.9509 | 8034.4396 | 8996.6943 | 10097.6216 | 11299.4469 | 12598.6425 | 14010.9669 | 15502.4313 | 17054.8158 | 18649.9654 | 20291.257 | 21982.6672 | 23699.6152 | 25447.2284 | 27213.791 | 28987.7565 | 30741.1948 | 32479.0202 | 34218.1994 | 35956.7858 | 37692.7385 | 39392.7364
[10 empty] | 0 | 0 | 0 | 0 | 0 | 0 | 0 | 0 | 0 | 0 | 0 | 0 | 0 | 0 | 0 | 0 | 0 | 0 | 0 | 0 | 0 | 0 | 0 | 0 | 0 | 0 | 0 | 0
[10 empty] | 0 | 0 | 0 | 0 | 0 | 0 | 0 | 0 | 0 | 0 | 0 | 0 | 0 | 0 | 0 | 0 | 0 | 0 | 0 | 0 | 0 | 0 | 0 | 0 | 0 | 0 | 0 | 0
[10 empty] | 0 | 0 | 0 | 0 | 0 | 0 | 0 | 0 | 0 | 0 | 0 | 0 | 0 | 0 | 0 | 0 | 0 | 0 | 0 | 0 | 0 | 0 | 0 | 0 | 0 | 0 | 0 | 0
[10 empty] | 0 | 0 | 0 | 0 | 0 | 0 | 0 | 0 | 0 | 0 | 0 | 0 | 0 | 0 | 0 | 0 | 0 | 0 | 0 | 0 | 0 | 0 | 0 | 0 | 0 | 0 | 0 | 0
[10 empty] | 0 | 0 | 0 | 0 | 0 | 0 | 0 | 0 | 0 | 0 | 0 | 0 | 0 | 0 | 0 | 0 | 0 | 0 | 0 | 0 | 0 | 0 | 0 | 0 | 0 | 0 | 0 | 0
[10 empty] | 0 | 0 | 0 | 0 | 0 | 0 | 0 | 0 | 0 | 0 | 0 | 0 | 0 | 0 | 0 | 0 | 0 | 0 | 0 | 0 | 0 | 0 | 0 | 0 | 0 | 0 | 0 | 0
[10 empty] | 0 | 0 | 0 | 0 | 0 | 0 | 0 | 0 | 0 | 0 | 0 | 0 | 0 | 0 | 0 | 0 | 0 | 0 | 0 | 0 | 0 | 0 | 0 | 0 | 0 | 0 | 0 | 0
[10 empty] | 0 | 0 | 0 | 0 | 0 | 0 | 0 | 0 | 0 | 0 | 0 | 0 | 0 | 0 | 0 | 0 | 0 | 0 | 0 | 0 | 0 | 0 | 0 | 0 | 0 | 0 | 0 | 0
[10 empty] | 0 | 0 | 0 | 0 | 0 | 0 | 0 | 0 | 0 | 0 | 0 | 0 | 0 | 0 | 0 | 0 | 0 | 0 | 0 | 0 | 0 | 0 | 0 | 0 | 0 | 0 | 0 | 0
[10 empty] | 3543.64 | 3522.6245 | 3501.6091 | 3480.5936 | 3459.5781 | 3438.5626 | 3417.5472 | 3395.3537 | 3372.1785 | 3348.1853 | 3323.5104 | 3298.2673 | 3255.5643 | 3198.3114 | 3128.9335 | 3049.4515 | 2961.5493 | 2834.0988 | 2673.6912 | 2485.8195 | 2275.061 | 2045.2301 | 1823.8352 | 1609.4703 | 1400.9636 | 1197.3389 | 997.7824 | 831.4853
[10 empty] | 0 | 2074.5968 | 3769.0343 | 5070.4411 | 5959.1424 | 6533.5669 | 7212.9509 | 8034.4396 | 8996.6943 | 10097.6216 | 11299.4469 | 12598.6425 | 14010.9669 | 15502.4313 | 17054.8158 | 18649.9654 | 20291.257 | 21982.6672 | 23699.6152 | 25447.2284 | 27213.791 | 28987.7565 | 30741.1948 | 32479.0202 | 34218.1994 | 35956.7858 | 37692.7385 | 39392.7364
[10 empty] | 0 | 0 | 0 | 0 | 0 | 0 | 0 | 0 | 0 | 0 | 0 | 0 | 0 | 0 | 0 | 0 | 0 | 0 | 0 | 0 | 0 | 0 | 0 | 0 | 0 | 0 | 0 | 0
[10 empty] | 0 | 0 | 0 | 0 | 0 | 0 | 0 | 0 | 0 | 0 | 0 | 0 | 0 | 0 | 0 | 0 | 0 | 0 | 0 | 0 | 0 | 0 | 0 | 0 | 0 | 0 | 0 | 0
[10 empty] | 0 | 0 | 0 | 0 | 0 | 0 | 0 | 0 | 0 | 0 | 0 | 0 | 0 | 0 | 0 | 0 | 0 | 0 | 0 | 0 | 0 | 0 | 0 | 0 | 0 | 0 | 0 | 0
[10 empty] | 0 | 0 | 0 | 0 | 0 | 0 | 0 | 0 | 0 | 0 | 0 | 0 | 0 | 0 | 0 | 0 | 0 | 0 | 0 | 0 | 0 | 0 | 0 | 0 | 0 | 0 | 0 | 0
[10 empty] | 0 | 0 | 0 | 0 | 0 | 0 | 0 | 0 | 0 | 0 | 0 | 0 | 0 | 0 | 0 | 0 | 0 | 0 | 0 | 0 | 0 | 0 | 0 | 0 | 0 | 0 | 0 | 0
[10 empty] | 0 | 0 | 0 | 0 | 0 | 0 | 0 | 0 | 0 | 0 | 0 | 0 | 0 | 0 | 0 | 0 | 0 | 0 | 0 | 0 | 0 | 0 | 0 | 0 | 0 | 0 | 0 | 0
[10 empty] | 0 | 0 | 0 | 0 | 0 | 0 | 0 | 0 | 0 | 0 | 0 | 0 | 0 | 0 | 0 | 0 | 0 | 0 | 0 | 0 | 0 | 0 | 0 | 0 | 0 | 0 | 0 | 0
[10 empty] | 0 | 0 | 0 | 0 | 0 | 0 | 0 | 0 | 0 | 0 | 0 | 0 | 0 | 0 | 0 | 0 | 0 | 0 | 0 | 0 | 0 | 0 | 0 | 0 | 0 | 0 | 0 | 0
[10 empty] | 0 | 0 | 0 | 0 | 0 | 0 | 0 | 0 | 0 | 0 | 0 | 0 | 0 | 0 | 0 | 0 | 0 | 0 | 0 | 0 | 0 | 0 | 0 | 0 | 0 | 0 | 0 | 0
[10 empty] | 3543.64 | 3522.6245 | 3501.6091 | 3480.5936 | 3459.5781 | 3438.5626 | 3417.5472 | 3395.3537 | 3372.1785 | 3348.1853 | 3323.5104 | 3298.2673 | 3255.5643 | 3198.3114 | 3128.9335 | 3049.4515 | 2961.5493 | 2834.0988 | 2673.6912 | 2485.8195 | 2275.061 | 2045.2301 | 1823.8352 | 1609.4703 | 1400.9636 | 1197.3389 | 997.7824 | 831.4853
[10 empty] | 0 | 2074.5968 | 3769.0343 | 5070.4411 | 5959.1424 | 6533.5669 | 7212.9509 | 8034.4396 | 8996.6943 | 10097.6216 | 11299.4469 | 12598.6425 | 14010.9669 | 15502.4313 | 17054.8158 | 18649.9654 | 20291.257 | 21982.6672 | 23699.6152 | 25447.2284 | 27213.791 | 28987.7565 | 30741.1948 | 32479.0202 | 34218.1994 | 35956.7858 | 37692.7385 | 39392.7364
[10 empty] | 0 | 0 | 0 | 0 | 0 | 0 | 0 | 0 | 0 | 0 | 0 | 0 | 0 | 0 | 0 | 0 | 0 | 0 | 0 | 0 | 0 | 0 | 0 | 0 | 0 | 0 | 0 | 0
[10 empty] | 0 | 0 | 0 | 0 | 0 | 0 | 0 | 0 | 0 | 0 | 0 | 0 | 0 | 0 | 0 | 0 | 0 | 0 | 0 | 0 | 0 | 0 | 0 | 0 | 0 | 0 | 0 | 0
[10 empty] | 0 | 0 | 0 | 0 | 0 | 0 | 0 | 0 | 0 | 0 | 0 | 0 | 0 | 0 | 0 | 0 | 0 | 0 | 0 | 0 | 0 | 0 | 0 | 0 | 0 | 0 | 0 | 0
[10 empty] | 0 | 0 | 0 | 0 | 0 | 0 | 0 | 0 | 0 | 0 | 0 | 0 | 0 | 0 | 0 | 0 | 0 | 0 | 0 | 0 | 0 | 0 | 0 | 0 | 0 | 0 | 0 | 0
[10 empty] | 0 | 0 | 0 | 0 | 0 | 0 | 0 | 0 | 0 | 0 | 0 | 0 | 0 | 0 | 0 | 0 | 0 | 0 | 0 | 0 | 0 | 0 | 0 | 0 | 0 | 0 | 0 | 0
[10 empty] | 0 | 0 | 0 | 0 | 0 | 0 | 0 | 0 | 0 | 0 | 0 | 0 | 0 | 0 | 0 | 0 | 0 | 0 | 0 | 0 | 0 | 0 | 0 | 0 | 0 | 0 | 0 | 0
[10 empty] | 0 | 0 | 0 | 0 | 0 | 0 | 0 | 0 | 0 | 0 | 0 | 0 | 0 | 0 | 0 | 0 | 0 | 0 | 0 | 0 | 0 | 0 | 0 | 0 | 0 | 0 | 0 | 0
[10 empty] | 0 | 0 | 0 | 0 | 0 | 0 | 0 | 0 | 0 | 0 | 0 | 0 | 0 | 0 | 0 | 0 | 0 | 0 | 0 | 0 | 0 | 0 | 0 | 0 | 0 | 0 | 0 | 0
[10 empty] | 0 | 0 | 0 | 0 | 0 | 0 | 0 | 0 | 0 | 0 | 0 | 0 | 0 | 0 | 0 | 0 | 0 | 0 | 0 | 0 | 0 | 0 | 0 | 0 | 0 | 0 | 0 | 0
[10 empty] | 3543.64 | 3522.6245 | 3501.6091 | 3480.5936 | 3459.5781 | 3438.5626 | 3417.5472 | 3395.3537 | 3372.1785 | 3348.1853 | 3323.5104 | 3298.2673 | 3255.5643 | 3198.3114 | 3128.9335 | 3049.4515 | 2961.5493 | 2834.0988 | 2673.6912 | 2485.8195 | 2275.061 | 2045.2301 | 1823.8352 | 1609.4703 | 1400.9636 | 1197.3389 | 997.7824 | 831.4853
[10 empty] | 0 | 2074.5968 | 3769.0343 | 5070.4411 | 5959.1424 | 6533.5669 | 7212.9509 | 8034.4396 | 8996.6943 | 10097.6216 | 11299.4469 | 12598.6425 | 14010.9669 | 15502.4313 | 17054.8158 | 18649.9654 | 20291.257 | 21982.6672 | 23699.6152 | 25447.2284 | 27213.791 | 28987.7565 | 30741.1948 | 32479.0202 | 34218.1994 | 35956.7858 | 37692.7385 | 39392.7364
[10 empty] | 0 | 0 | 0 | 0 | 0 | 0 | 0 | 0 | 0 | 0 | 0 | 0 | 0 | 0 | 0 | 0 | 0 | 0 | 0 | 0 | 0 | 0 | 0 | 0 | 0 | 0 | 0 | 0
[10 empty] | 0 | 0 | 0 | 0 | 0 | 0 | 0 | 0 | 0 | 0 | 0 | 0 | 0 | 0 | 0 | 0 | 0 | 0 | 0 | 0 | 0 | 0 | 0 | 0 | 0 | 0 | 0 | 0
[10 empty] | 0 | 0 | 0 | 0 | 0 | 0 | 0 | 0 | 0 | 0 | 0 | 0 | 0 | 0 | 0 | 0 | 0 | 0 | 0 | 0 | 0 | 0 | 0 | 0 | 0 | 0 | 0 | 0
[10 empty] | 0 | 0 | 0 | 0 | 0 | 0 | 0 | 0 | 0 | 0 | 0 | 0 | 0 | 0 | 0 | 0 | 0 | 0 | 0 | 0 | 0 | 0 | 0 | 0 | 0 | 0 | 0 | 0
[10 empty] | 0 | 0 | 0 | 0 | 0 | 0 | 0 | 0 | 0 | 0 | 0 | 0 | 0 | 0 | 0 | 0 | 0 | 0 | 0 | 0 | 0 | 0 | 0 | 0 | 0 | 0 | 0 | 0
[10 empty] | 0 | 0 | 0 | 0 | 0 | 0 | 0 | 0 | 0 | 0 | 0 | 0 | 0 | 0 | 0 | 0 | 0 | 0 | 0 | 0 | 0 | 0 | 0 | 0 | 0 | 0 | 0 | 0
[10 empty] | 0 | 0 | 0 | 0 | 0 | 0 | 0 | 0 | 0 | 0 | 0 | 0 | 0 | 0 | 0 | 0 | 0 | 0 | 0 | 0 | 0 | 0 | 0 | 0 | 0 | 0 | 0 | 0
[10 empty] | 0 | 0 | 0 | 0 | 0 | 0 | 0 | 0 | 0 | 0 | 0 | 0 | 0 | 0 | 0 | 0 | 0 | 0 | 0 | 0 | 0 | 0 | 0 | 0 | 0 | 0 | 0 | 0
[10 empty] | 0 | 0 | 0 | 0 | 0 | 0 | 0 | 0 | 0 | 0 | 0 | 0 | 0 | 0 | 0 | 0 | 0 | 0 | 0 | 0 | 0 | 0 | 0 | 0 | 0 | 0 | 0 | 0
[10 empty] | 3543.64 | 3522.6245 | 3501.6091 | 3480.5936 | 3459.5781 | 3438.5626 | 3417.5472 | 3395.3537 | 3372.1785 | 3348.1853 | 3323.5104 | 3298.2673 | 3255.5643 | 3198.3114 | 3128.9335 | 3049.4515 | 2961.5493 | 2834.0988 | 2673.6912 | 2485.8195 | 2275.061 | 2045.2301 | 1823.8352 | 1609.4703 | 1400.9636 | 1197.3389 | 997.7824 | 831.4853
[10 empty] | 0 | 2053.5813 | 3727.0033 | 5007.3946 | 5875.0805 | 6428.4895 | 7086.8581 | 7886.1532 | 8825.2328 | 9902.1669 | 11079.3172 | 12353.2698 | 13722.8913 | 15157.1027 | 16640.1093 | 16640.1093 | 18155.7769 | 19719.7366 | 21276.277 | 22836.0185 | 24456.7836 | 26139.7931 | 27975.455 | 29774.9324 | 31556.5294 | 31556.5294 | 33319.6041 | 35060.6805
[10 empty] | 0 | 0 | 0 | 0 | 0 | 0 | 0 | 0 | 0 | 0 | 0 | 0 | 0 | 0 | 0 | 0 | 0 | 0 | 0 | 0 | 0 | 0 | 0 | 0 | 0 | 0 | 0 | 0
[10 empty] | 0 | 0 | 0 | 0 | 0 | 0 | 0 | 0 | 0 | 0 | 0 | 0 | 0 | 0 | 0 | 0 | 0 | 0 | 0 | 0 | 0 | 0 | 0 | 0 | 0 | 0 | 0 | 0
[10 empty] | 0 | 0 | 0 | 0 | 0 | 0 | 0 | 0 | 0 | 0 | 0 | 0 | 0 | 0 | 0 | 0 | 0 | 0 | 0 | 0 | 0 | 0 | 0 | 0 | 0 | 0 | 0 | 0
[10 empty] | 0 | 0 | 0 | 0 | 0 | 0 | 0 | 0 | 0 | 0 | 0 | 0 | 0 | 0 | 0 | 0 | 0 | 0 | 0 | 0 | 0 | 0 | 0 | 0 | 0 | 0 | 0 | 0
[10 empty] | 0 | 0 | 0 | 0 | 0 | 0 | 0 | 0 | 0 | 0 | 0 | 0 | 0 | 0 | 0 | 0 | 0 | 0 | 0 | 0 | 0 | 0 | 0 | 0 | 0 | 0 | 0 | 0
[10 empty] | 0 | 0 | 0 | 0 | 0 | 0 | 0 | 0 | 0 | 0 | 0 | 0 | 0 | 0 | 0 | 0 | 0 | 0 | 0 | 0 | 0 | 0 | 0 | 0 | 0 | 0 | 0 | 0
[10 empty] | 0 | 0 | 0 | 0 | 0 | 0 | 0 | 0 | 0 | 0 | 0 | 0 | 0 | 0 | 0 | 0 | 0 | 0 | 0 | 0 | 0 | 0 | 0 | 0 | 0 | 0 | 0 | 0
[10 empty] | 0 | 0 | 0 | 0 | 0 | 0 | 0 | 0 | 0 | 0 | 0 | 0 | 0 | 0 | 0 | 0 | 0 | 0 | 0 | 0 | 0 | 0 | 0 | 0 | 0 | 0 | 0 | 0
[10 empty] | 0 | 0 | 0 | 0 | 0 | 0 | 0 | 0 | 0 | 0 | 0 | 0 | 0 | 0 | 0 | 0 | 0 | 0 | 0 | 0 | 0 | 0 | 0 | 0 | 0 | 0 | 0 | 0
[10 empty] | 3543.64 | 3543.64 | 3543.64 | 3543.64 | 3543.64 | 3543.64 | 3543.64 | 3543.64 | 3543.64 | 3543.64 | 3543.64 | 3543.64 | 3543.64 | 3543.64 | 3543.64 | 3543.64 | 3543.64 | 3543.64 | 3543.64 | 3543.64 | 3478.679 | 3339.8041 | 3036.1855 | 2760.1687 | 2509.2442 | 2509.2442 | 2281.1311 | 2073.7556
[10 empty] | 0 | 36.0003 | 82.6804 | 131.5023 | 181.5882 | 232.9997 | 285.8014 | 345.4514 | 406.6594 | 469.4565 | 533.8747 | 599.9461 | 667.7038 | 737.1812 | 808.4125 | 881.4323 | 956.2761 | 1032.9798 | 1111.5799 | 1192.1138 | 1274.6194 | 1359.1352 | 1445.7005 | 1534.3553 | 1625.1403 | 1718.0968 | 1813.267 | 1910.6938
[10 empty] | 0 | 0 | 0 | 0 | 0 | 0 | 0 | 0 | 0 | 0 | 0 | 0 | 0 | 0 | 0 | 0 | 0 | 0 | 0 | 0 | 0 | 0 | 0 | 0 | 0 | 0 | 0 | 0
[10 empty] | 0 | 0 | 0 | 0 | 0 | 0 | 0 | 0 | 0 | 0 | 0 | 0 | 0 | 0 | 0 | 0 | 0 | 0 | 0 | 0 | 0 | 0 | 0 | 0 | 0 | 0 | 0 | 0
[10 empty] | 0 | 0 | 0 | 0 | 0 | 0 | 0 | 0 | 0 | 0 | 0 | 0 | 0 | 0 | 0 | 0 | 0 | 0 | 0 | 0 | 0 | 0 | 0 | 0 | 0 | 0 | 0 | 0
[10 empty] | 0 | 0 | 0 | 0 | 0 | 0 | 0 | 0 | 0 | 0 | 0 | 0 | 0 | 0 | 0 | 0 | 0 | 0 | 0 | 0 | 0 | 0 | 0 | 0 | 0 | 0 | 0 | 0
[10 empty] | 0 | 0 | 0 | 0 | 0 | 0 | 0 | 0 | 0 | 0 | 0 | 0 | 0 | 0 | 0 | 0 | 0 | 0 | 0 | 0 | 0 | 0 | 0 | 0 | 0 | 0 | 0 | 0
[10 empty] | 0 | 0 | 0 | 0 | 0 | 0 | 0 | 0 | 0 | 0 | 0 | 0 | 0 | 0 | 0 | 0 | 0 | 0 | 0 | 0 | 0 | 0 | 0 | 0 | 0 | 0 | 0 | 0
[10 empty] | 0 | 0 | 0 | 0 | 0 | 0 | 0 | 0 | 0 | 0 | 0 | 0 | 0 | 0 | 0 | 0 | 0 | 0 | 0 | 0 | 0 | 0 | 0 | 0 | 0 | 0 | 0 | 0
[10 empty] | 0 | 0 | 0 | 0 | 0 | 0 | 0 | 0 | 0 | 0 | 0 | 0 | 0 | 0 | 0 | 0 | 0 | 0 | 0 | 0 | 0 | 0 | 0 | 0 | 0 | 0 | 0 | 0
[10 empty] | 0 | 0 | 0 | 0 | 0 | 0 | 0 | 0 | 0 | 0 | 0 | 0 | 0 | 0 | 0 | 0 | 0 | 0 | 0 | 0 | 0 | 0 | 0 | 0 | 0 | 0 | 0 | 0
[10 empty] | 0 | 0 | 0 | 0 | 0 | 0 | 0 | 0 | 0 | 0 | 0 | 0 | 0 | 0 | 0 | 0 | 0 | 0 | 0 | 0 | 0 | 0 | 0 | 0 | 0 | 0 | 0 | 0
[10 empty] | 0 | 13478.314 | 23291.6646 | 25986.8487 | 23911.5063 | 19646.8685 | 14556.5346 | 7720.5162 | 3214.6516 | 1605.0896 | 591.4744 | 0 | 0 | 0 | 0 | 0 | 0 | 0 | 0 | 0 | 0 | 0 | 0
[10 empty] | 0 | 0 | 0 | 0 | 0 | 0 | 2046.9312 | 4272.8423 | 5819.3152 | 6482.3477 | 6343.2602 | 5766.9477 | 4936.8054 | 4355.1293 | 4163.147 | 4221.1822 | 4309.1088 | 4610.5666 | 4693.3486 | 4608.5846 | 4383.8287 | 4097.51 | 3786.7393
[10 empty] | 0 | 13786.9211 | 24117.7482 | 27052.106 | 29625.9922 | 31740.6697 | 29310.1452 | 25151.2213 | 21452.3811 | 15745.0952 | 12053.0737 | 10335.6019 | 8881.4065 | 7811.9858 | 6928.0492 | 6366.6385 | 6170.7911 | 6240.1829 | 6269.441 | 6229.7366 | 6017.375 | 5741.3125 | 5348.1557
[10 empty] | 0 | 4565.7284 | 8001.9284 | 20453.4331 | 31931.0569 | 41993.8711 | 41926.6809 | 41859.5982 | 41792.6229 | 41725.7547 | 40758.9132 | 39295.9399 | 35659.4551 | 30478.9537 | 24344.1499 | 18273.8141 | 13712.978 | 7757.8207 | 3245.8482 | 0 | 0 | 0 | 0
[10 empty] | 0 | 0 | 0 | 0 | 0 | 0 | 10749.5234 | 22994.056 | 31929.7039 | 40063.5468 | 39999.4451 | 39935.446 | 39871.5493 | 39807.7548 | 39744.0624 | 37561.3285 | 33391.3703 | 28286.5049 | 22592.9972 | 18045.4787 | 11657.8309 | 6168.2604 | 2626.784
[10 empty] | 0 | 0 | 0 | 0 | 0 | 0 | 0 | 0 | 0 | 0 | 6758.2493 | 11700.003 | 17979.3412 | 25013.0933 | 32321.954 | 41043.7719 | 49801.977 | 60380.1926 | 70342.5009 | 78115.8679 | 84787.38 | 90680.3225 | 94762.9772
[10 empty] | 0 | 0 | 0 | 0 | 0 | 0 | 0 | 0 | 0 | 0 | 0 | 0 | 0 | 0 | 0 | 0 | 0 | 0 | 0 | 0 | 0 | 0 | 0
[10 empty] | 0 | 0 | 0 | 0 | 0 | 0 | 0 | 0 | 0 | 0 | 0 | 0 | 0 | 0 | 0 | 0 | 0 | 0 | 0 | 0 | 0 | 0 | 0
[10 empty] | 0 | 0 | 0 | 0 | 0 | 0 | 0 | 0 | 0 | 0 | 0 | 0 | 0 | 0 | 0 | 0 | 0 | 0 | 0 | 0 | 0 | 0 | 0
[10 empty] | 0 | 0 | 0 | 0 | 0 | 0 | 0 | 0 | 0 | 0 | 0 | 0 | 0 | 0 | 0 | 0 | 0 | 0 | 0 | 0 | 0 | 0 | 0
[10 empty] | 110360.6814 | 78353.1408 | 54596.4685 | 36339.4094 | 24187.5109 | 16099.2073 | 10715.6324 | 7132.3249 | 4747.2755 | 3159.7865 | 2103.1539 | 1399.8593 | 931.7463 | 620.1703 | 412.7854 | 274.75 | 182.8736 | 121.7206 | 81.0173 | 53.9251 | 35.8925 | 23.8901 | 15.9012
[10 empty] | 0 | 13478.314 | 23291.6646 | 23254.398 | 18745.9504 | 12477.3046 | 8304.8939 | 2890.8113 | 0 | 0 | 0 | 0 | 0 | 0 | 0 | 0 | 0 | 0 | 0 | 0 | 0 | 0 | 0
[10 empty] | 0 | 0 | 0 | 0 | 0 | 0 | 0 | 0 | 0 | 0 | 0 | 0 | 0 | 0 | 0 | 0 | 0 | 0 | 0 | 0 | 0 | 0 | 0
[10 empty] | 0 | 13786.9211 | 24117.7482 | 24079.1598 | 24040.6331 | 24002.1681 | 19404.772 | 12915.8162 | 8596.7673 | 3033.3301 | 0 | 0 | 0 | 0 | 0 | 0 | 0 | 0 | 0 | 0 | 0 | 0 | 0
[10 empty] | 0 | 4565.7284 | 8001.9284 | 26158.83 | 42681.9718 | 56901.9366 | 56810.8935 | 56719.9961 | 56629.2441 | 56538.6373 | 55548.0953 | 54061.4593 | 49276.597 | 42179.481 | 33689.595 | 25738.2081 | 19674.9387 | 11057.2784 | 4585.52 | 0 | 0 | 0 | 0
[10 empty] | 0 | 0 | 0 | 0 | 0 | 0 | 14069.2558 | 29471.6104 | 38982.6632 | 46049.8666 | 45976.1868 | 45902.6249 | 45829.1807 | 45755.854 | 45682.6446 | 42835.9623 | 37511.2702 | 31368.7671 | 25054.8616 | 20011.8191 | 12377.4304 | 5932.2045 | 2288.0898
[10 empty] | 0 | 0 | 0 | 0 | 0 | 0 | 0 | 0 | 0 | 0 | 4980.1339 | 7069.8544 | 12222.7797 | 19531.5819 | 28129.1228 | 38892.5649 | 50200.0163 | 64849.2222 | 77503.7542 | 86987.8487 | 94468.9842 | 100755.2008 | 104236.5664
[10 empty] | 0 | 0 | 0 | 0 | 0 | 0 | 0 | 0 | 0 | 0 | 0 | 0 | 0 | 0 | 0 | 0 | 0 | 0 | 0 | 0 | 0 | 0 | 0
[10 empty] | 0 | 0 | 0 | 0 | 0 | 0 | 0 | 0 | 0 | 0 | 0 | 0 | 0 | 0 | 0 | 0 | 0 | 0 | 0 | 0 | 0 | 0 | 0
[10 empty] | 0 | 0 | 0 | 0 | 0 | 0 | 0 | 0 | 0 | 0 | 0 | 0 | 0 | 0 | 0 | 0 | 0 | 0 | 0 | 0 | 0 | 0 | 0
[10 empty] | 0 | 0 | 0 | 0 | 0 | 0 | 0 | 0 | 0 | 0 | 0 | 0 | 0 | 0 | 0 | 0 | 0 | 0 | 0 | 0 | 0 | 0 | 0
[10 empty] | 110360.6814 | 78353.1408 | 54596.4685 | 36339.4094 | 24187.5109 | 16099.2073 | 10715.6324 | 7132.3249 | 4747.2755 | 3159.7865 | 2103.1539 | 1399.8593 | 931.7463 | 620.1703 | 412.7854 | 274.75 | 182.8736 | 121.7206 | 81.0173 | 53.9251 | 35.8925 | 23.8901 | 15.9012
[10 empty] | 0 | 13478.314 | 23291.6646 | 23254.398 | 18745.9504 | 12477.3046 | 8304.8939 | 2890.8113 | 0 | 0 | 0 | 0 | 0 | 0 | 0 | 0 | 0 | 0 | 0 | 0 | 0 | 0 | 0
[10 empty] | 0 | 0 | 0 | 0 | 0 | 0 | 0 | 0 | 0 | 0 | 0 | 0 | 0 | 0 | 0 | 0 | 0 | 0 | 0 | 0 | 0 | 0 | 0
[10 empty] | 0 | 13786.9211 | 24117.7482 | 24079.1598 | 24040.6331 | 24002.1681 | 19404.772 | 12915.8162 | 8596.7673 | 3033.3301 | 0 | 0 | 0 | 0 | 0 | 0 | 0 | 0 | 0 | 0 | 0 | 0 | 0
[10 empty] | 0 | 4565.7284 | 8001.9284 | 26158.83 | 42681.9718 | 56901.9366 | 56810.8935 | 56719.9961 | 56629.2441 | 56538.6373 | 55548.0953 | 54061.4593 | 49276.597 | 42179.481 | 33689.595 | 25738.2081 | 19674.9387 | 11057.2784 | 4585.52 | 0 | 0 | 0 | 0
[10 empty] | 0 | 0 | 0 | 0 | 0 | 0 | 14069.2558 | 29471.6104 | 38982.6632 | 46049.8666 | 45976.1868 | 45902.6249 | 45829.1807 | 45755.854 | 45682.6446 | 42835.9623 | 37511.2702 | 31368.7671 | 25054.8616 | 20011.8191 | 12377.4304 | 5932.2045 | 2288.0898
[10 empty] | 0 | 0 | 0 | 0 | 0 | 0 | 0 | 0 | 0 | 0 | 4980.1339 | 7069.8544 | 12222.7797 | 19531.5819 | 28129.1228 | 38892.5649 | 50200.0163 | 64849.2222 | 77503.7542 | 86987.8487 | 94468.9842 | 100755.2008 | 104236.5664
[10 empty] | 0 | 0 | 0 | 0 | 0 | 0 | 0 | 0 | 0 | 0 | 0 | 0 | 0 | 0 | 0 | 0 | 0 | 0 | 0 | 0 | 0 | 0 | 0
[10 empty] | 0 | 0 | 0 | 0 | 0 | 0 | 0 | 0 | 0 | 0 | 0 | 0 | 0 | 0 | 0 | 0 | 0 | 0 | 0 | 0 | 0 | 0 | 0
[10 empty] | 0 | 0 | 0 | 0 | 0 | 0 | 0 | 0 | 0 | 0 | 0 | 0 | 0 | 0 | 0 | 0 | 0 | 0 | 0 | 0 | 0 | 0 | 0
[10 empty] | 0 | 0 | 0 | 0 | 0 | 0 | 0 | 0 | 0 | 0 | 0 | 0 | 0 | 0 | 0 | 0 | 0 | 0 | 0 | 0 | 0 | 0 | 0
[10 empty] | 110360.6814 | 78353.1408 | 54596.4685 | 36339.4094 | 24187.5109 | 16099.2073 | 10715.6324 | 7132.3249 | 4747.2755 | 3159.7865 | 2103.1539 | 1399.8593 | 931.7463 | 620.1703 | 412.7854 | 274.75 | 182.8736 | 121.7206 | 81.0173 | 53.9251 | 35.8925 | 23.8901 | 15.9012

## Raw Equipment Savings (hidden)
Key | Field | Sector | Segment | Vintage | End Use | Fuel | Technology | Case | Label | 2013 | 2014 | 2015 | 2016 | 2017 | 2018 | 2019 | 2020 | 2021 | 2022 | 2023 | 2024 | 2025 | 2026 | 2027 | 2028 | 2029 | 2030 | 2031 | 2032 | 2033 | 2034 | 2035 | 2036 | 2037 | 2038 | 2039 | 2040
[10 empty] | 0 | 0 | 0 | 0 | 0 | 0 | 0 | 0 | 0 | 0 | 0 | 0 | 0 | 0 | 0 | 0 | 0 | 0 | 0 | 0 | 0 | 0 | 0 | 0 | 0 | 0 | 0 | 0
[10 empty] | 0 | 0 | 0 | 0 | 0 | 0 | 0 | 0 | 0 | 0 | 0 | 0 | 0 | 0 | 0 | 0 | 0 | 0 | 0 | 0 | 0 | 0 | 0 | 0 | 0 | 0 | 0 | 0
[10 empty] | 0 | 0 | 0 | 0 | 0 | 0 | 0 | 0 | 0 | 0 | 0 | 0 | 0 | 0 | 0 | 0 | 0 | 0 | 0 | 0 | 0 | 0 | 0 | 0 | 0 | 0 | 0 | 0
[10 empty] | 0 | 0 | 0 | 0 | 0 | 0 | 0 | 0 | 0 | 0 | 0 | 0 | 0 | 0 | 0 | 0 | 0 | 0 | 0 | 0 | 0 | 0 | 0 | 0 | 0 | 0 | 0 | 0
[10 empty] | 0 | 0 | 0 | 0 | 0 | 0 | 0 | 0 | 0 | 0 | 0 | 0 | 0 | 0 | 0 | 0 | 0 | 0 | 0 | 0 | 0 | 0 | 0 | 0 | 0 | 0 | 0 | 0
[10 empty] | 0 | 0 | 0 | 0 | 0 | 0 | 0 | 0 | 0 | 0 | 0 | 0 | 0 | 0 | 0 | 0 | 0 | 0 | 0 | 0 | 0 | 0 | 0 | 0 | 0 | 0 | 0 | 0
[10 empty] | 0 | 0 | 0 | 0 | 0 | 0 | 0 | 0 | 0 | 0 | 0 | 0 | 0 | 0 | 0 | 0 | 0 | 0 | 0 | 0 | 0 | 0 | 0 | 0 | 0 | 0 | 0 | 0
[10 empty] | 0 | 0 | 0 | 0 | 0 | 0 | 0 | 0 | 0 | 0 | 0 | 0 | 0 | 0 | 0 | 0 | 0 | 0 | 0 | 0 | 0 | 0 | 0 | 0 | 0 | 0 | 0 | 0
[10 empty] | 0 | 0 | 0 | 0 | 0 | 0 | 0 | 0 | 0 | 0 | 0 | 0 | 0 | 0 | 0 | 0 | 0 | 0 | 0 | 0 | 0 | 0 | 0 | 0 | 0 | 0 | 0 | 0
[10 empty] | 0 | 0 | 0 | 0 | 0 | 0 | 0 | 0 | 0 | 0 | 0 | 0 | 0 | 0 | 0 | 0 | 0 | 0 | 0 | 0 | 0 | 0 | 0 | 0 | 0 | 0 | 0 | 0
[10 empty] | 0 | 0 | 0 | 0 | 0 | 0 | 0 | 0 | 0 | 0 | 0 | 0 | 0 | 0 | 0 | 0 | 0 | 0 | 0 | 0 | 0 | 0 | 0 | 0 | 0 | 0 | 0 | 0
[10 empty] | 0 | 0 | 0 | 0 | 0 | 0 | 0 | 0 | 0 | 0 | 0 | 0 | 0 | 0 | 0 | 0 | 0 | 0 | 0 | 0 | 0 | 0 | 0 | 0 | 0 | 0 | 0 | 0
[10 empty] | 0 | 0 | 0 | 0 | 0 | 0 | 0 | 0 | 0 | 0 | 0 | 0 | 0 | 0 | 0 | 0 | 0 | 0 | 0 | 0 | 0 | 0 | 0 | 0 | 0 | 0 | 0 | 0
[10 empty] | 0 | 0 | 0 | 0 | 0 | 0 | 0 | 0 | 0 | 0 | 0 | 0 | 0 | 0 | 0 | 0 | 0 | 0 | 0 | 0 | 0 | 0 | 0 | 0 | 0 | 0 | 0 | 0
[10 empty] | 0 | 0 | 0 | 0 | 0 | 0 | 0 | 0 | 0 | 0 | 0 | 0 | 0 | 0 | 0 | 0 | 0 | 0 | 0 | 0 | 0 | 0 | 0 | 0 | 0 | 0 | 0 | 0
[10 empty] | 0 | 0 | 0 | 0 | 0 | 0 | 0 | 0 | 0 | 0 | 0 | 0 | 0 | 0 | 0 | 0 | 0 | 0 | 0 | 0 | 0 | 0 | 0 | 0 | 0 | 0 | 0 | 0
[10 empty] | 0 | 0 | 0 | 0 | 0 | 0 | 0 | 0 | 0 | 0 | 0 | 0 | 0 | 0 | 0 | 0 | 0 | 0 | 0 | 0 | 0 | 0 | 0 | 0 | 0 | 0 | 0 | 0
[10 empty] | 0 | 0 | 0 | 0 | 0 | 0 | 0 | 0 | 0 | 0 | 0 | 0 | 0 | 0 | 0 | 0 | 0 | 0 | 0 | 0 | 0 | 0 | 0 | 0 | 0 | 0 | 0 | 0
[10 empty] | 0 | 0 | 0 | 0 | 0 | 0 | 0 | 0 | 0 | 0 | 0 | 0 | 0 | 0 | 0 | 0 | 0 | 0 | 0 | 0 | 0 | 0 | 0 | 0 | 0 | 0 | 0 | 0
[10 empty] | 0 | 0 | 0 | 0 | 0 | 0 | 0 | 0 | 0 | 0 | 0 | 0 | 0 | 0 | 0 | 0 | 0 | 0 | 0 | 0 | 0 | 0 | 0 | 0 | 0 | 0 | 0 | 0
[10 empty] | 0 | 0 | 0 | 0 | 0 | 0 | 0 | 0 | 0 | 0 | 0 | 0 | 0 | 0 | 0 | 0 | 0 | 0 | 0 | 0 | 0 | 0 | 0 | 0 | 0 | 0 | 0 | 0
[10 empty] | 0 | 0 | 0 | 0 | 0 | 0 | 0 | 0 | 0 | 0 | 0 | 0 | 0 | 0 | 0 | 0 | 0 | 0 | 0 | 0 | 0 | 0 | 0 | 0 | 0 | 0 | 0 | 0
[10 empty] | 0 | 0 | 0 | 0 | 0 | 0 | 0 | 0 | 0 | 0 | 0 | 0 | 0 | 0 | 0 | 0 | 0 | 0 | 0 | 0 | 0 | 0 | 0 | 0 | 0 | 0 | 0 | 0
[10 empty] | 0 | 0 | 0 | 0 | 0 | 0 | 0 | 0 | 0 | 0 | 0 | 0 | 0 | 0 | 0 | 0 | 0 | 0 | 0 | 0 | 0 | 0 | 0 | 0 | 0 | 0 | 0 | 0
[10 empty] | 0 | 0 | 0 | 0 | 0 | 0 | 0 | 0 | 0 | 0 | 0 | 0 | 0 | 0 | 0 | 0 | 0 | 0 | 0 | 0 | 0 | 0 | 0 | 0 | 0 | 0 | 0 | 0
[10 empty] | 0 | 0 | 0 | 0 | 0 | 0 | 0 | 0 | 0 | 0 | 0 | 0 | 0 | 0 | 0 | 0 | 0 | 0 | 0 | 0 | 0 | 0 | 0 | 0 | 0 | 0 | 0 | 0
[10 empty] | 0 | 0 | 0 | 0 | 0 | 0 | 0 | 0 | 0 | 0 | 0 | 0 | 0 | 0 | 0 | 0 | 0 | 0 | 0 | 0 | 0 | 0 | 0 | 0 | 0 | 0 | 0 | 0
[10 empty] | 0 | 0 | 0 | 0 | 0 | 0 | 0 | 0 | 0 | 0 | 0 | 0 | 0 | 0 | 0 | 0 | 0 | 0 | 0 | 0 | 0 | 0 | 0 | 0 | 0 | 0 | 0 | 0
[10 empty] | 0 | 0 | 0 | 0 | 0 | 0 | 0 | 0 | 0 | 0 | 0 | 0 | 0 | 0 | 0 | 0 | 0 | 0 | 0 | 0 | 0 | 0 | 0 | 0 | 0 | 0 | 0 | 0
[10 empty] | 0 | 0 | 0 | 0 | 0 | 0 | 0 | 0 | 0 | 0 | 0 | 0 | 0 | 0 | 0 | 0 | 0 | 0 | 0 | 0 | 0 | 0 | 0 | 0 | 0 | 0 | 0 | 0
[10 empty] | 0 | 0 | 0 | 0 | 0 | 0 | 0 | 0 | 0 | 0 | 0 | 0 | 0 | 0 | 0 | 0 | 0 | 0 | 0 | 0 | 0 | 0 | 0 | 0 | 0 | 0 | 0 | 0
[10 empty] | 0 | 0 | 0 | 0 | 0 | 0 | 0 | 0 | 0 | 0 | 0 | 0 | 0 | 0 | 0 | 0 | 0 | 0 | 0 | 0 | 0 | 0 | 0 | 0 | 0 | 0 | 0 | 0
[10 empty] | 0 | 0 | 0 | 0 | 0 | 0 | 0 | 0 | 0 | 0 | 0 | 0 | 0 | 0 | 0 | 0 | 0 | 0 | 0 | 0 | 0 | 0 | 0 | 0 | 0 | 0 | 0 | 0
[10 empty] | 0 | 0 | 0 | 0 | 0 | 0 | 0 | 0 | 0 | 0 | 0 | 0 | 0 | 0 | 0 | 0 | 0 | 0 | 0 | 0 | 0 | 0 | 0 | 0 | 0 | 0 | 0 | 0
[10 empty] | 0 | 0 | 0 | 0 | 0 | 0 | 0 | 0 | 0 | 0 | 0 | 0 | 0 | 0 | 0 | 0 | 0 | 0 | 0 | 0 | 0 | 0 | 0 | 0 | 0 | 0 | 0 | 0
[10 empty] | 0 | 0 | 0 | 0 | 0 | 0 | 0 | 0 | 0 | 0 | 0 | 0 | 0 | 0 | 0 | 0 | 0 | 0 | 0 | 0 | 0 | 0 | 0 | 0 | 0 | 0 | 0 | 0
[10 empty] | 0 | 0 | 0 | 0 | 0 | 0 | 0 | 0 | 0 | 0 | 0 | 0 | 0 | 0 | 0 | 0 | 0 | 0 | 0 | 0 | 0 | 0 | 0 | 0 | 0 | 0 | 0 | 0
[10 empty] | 0 | 0 | 0 | 0 | 0 | 0 | 0 | 0 | 0 | 0 | 0 | 0 | 0 | 0 | 0 | 0 | 0 | 0 | 0 | 0 | 0 | 0 | 0 | 0 | 0 | 0 | 0 | 0
[10 empty] | 0 | 0 | 0 | 0 | 0 | 0 | 0 | 0 | 0 | 0 | 0 | 0 | 0 | 0 | 0 | 0 | 0 | 0 | 0 | 0 | 0 | 0 | 0 | 0 | 0 | 0 | 0 | 0
[10 empty] | 0 | 0 | 0 | 0 | 0 | 0 | 0 | 0 | 0 | 0 | 0 | 0 | 0 | 0 | 0 | 0 | 0 | 0 | 0 | 0 | 0 | 0 | 0 | 0 | 0 | 0 | 0 | 0
[10 empty] | 0 | 0 | 0 | 0 | 0 | 0 | 0 | 0 | 0 | 0 | 0 | 0 | 0 | 0 | 0 | 0 | 0 | 0 | 0 | 0 | 0 | 0 | 0 | 0 | 0 | 0 | 0 | 0
[10 empty] | 0 | 0 | 0 | 0 | 0 | 0 | 0 | 0 | 0 | 0 | 0 | 0 | 0 | 0 | 0 | 0 | 0 | 0 | 0 | 0 | 0 | 0 | 0 | 0 | 0 | 0 | 0 | 0
[10 empty] | 0 | 0 | 0 | 0 | 0 | 0 | 0 | 0 | 0 | 0 | 0 | 0 | 0 | 0 | 0 | 0 | 0 | 0 | 0 | 0 | 0 | 0 | 0 | 0 | 0 | 0 | 0 | 0
[10 empty] | 0 | 0 | 0 | 0 | 0 | 0 | 0 | 0 | 0 | 0 | 0 | 0 | 0 | 0 | 0 | 0 | 0 | 0 | 0 | 0 | 0 | 0 | 0 | 0 | 0 | 0 | 0 | 0
[10 empty] | 0 | 0 | 0 | 0 | 0 | 0 | 0 | 0 | 0 | 0 | 0 | 0 | 0 | 0 | 0 | 0 | 0 | 0 | 0 | 0 | 0 | 0 | 0 | 0 | 0 | 0 | 0 | 0
[10 empty] | 0 | 0 | 0 | 0 | 0 | 0 | 0 | 0 | 0 | 0 | 0 | 0 | 0 | 0 | 0 | 0 | 0 | 0 | 0 | 0 | 0 | 0 | 0 | 0 | 0 | 0 | 0 | 0
[10 empty] | 0 | 0 | 0 | 0 | 0 | 0 | 0 | 0 | 0 | 0 | 0 | 0 | 0 | 0 | 0 | 0 | 0 | 0 | 0 | 0 | 0 | 0 | 0 | 0 | 0 | 0 | 0 | 0
[10 empty] | 0 | 0 | 0 | 0 | 0 | 0 | 0 | 0 | 0 | 0 | 0 | 0 | 0 | 0 | 0 | 0 | 0 | 0 | 0 | 0 | 0 | 0 | 0 | 0 | 0 | 0 | 0 | 0
[10 empty] | 0 | 0 | 0 | 0 | 0 | 0 | 0 | 0 | 0 | 0 | 0 | 0 | 0 | 0 | 0 | 0 | 0 | 0 | 0 | 0 | 0 | 0 | 0 | 0 | 0 | 0 | 0 | 0
[10 empty] | 0 | 0 | 0 | 0 | 0 | 0 | 0 | 0 | 0 | 0 | 0 | 0 | 0 | 0 | 0 | 0 | 0 | 0 | 0 | 0 | 0 | 0 | 0 | 0 | 0 | 0 | 0 | 0
[10 empty] | 0 | 0 | 0 | 0 | 0 | 0 | 0 | 0 | 0 | 0 | 0 | 0 | 0 | 0 | 0 | 0 | 0 | 0 | 0 | 0 | 0 | 0 | 0 | 0 | 0 | 0 | 0 | 0
[10 empty] | 0 | 0 | 0 | 0 | 0 | 0 | 0 | 0 | 0 | 0 | 0 | 0 | 0 | 0 | 0 | 0 | 0 | 0 | 0 | 0 | 0 | 0 | 0 | 0 | 0 | 0 | 0 | 0
[10 empty] | 0 | 0 | 0 | 0 | 0 | 0 | 0 | 0 | 0 | 0 | 0 | 0 | 0 | 0 | 0 | 0 | 0 | 0 | 0 | 0 | 0 | 0 | 0 | 0 | 0 | 0 | 0 | 0
[10 empty] | 0 | 0 | 0 | 0 | 0 | 0 | 0 | 0 | 0 | 0 | 0 | 0 | 0 | 0 | 0 | 0 | 0 | 0 | 0 | 0 | 0 | 0 | 0 | 0 | 0 | 0 | 0 | 0
[10 empty] | 0 | 0 | 0 | 0 | 0 | 0 | 0 | 0 | 0 | 0 | 0 | 0 | 0 | 0 | 0 | 0 | 0 | 0 | 0 | 0 | 0 | 0 | 0 | 0 | 0 | 0 | 0 | 0
[10 empty] | 0 | 0 | 0 | 0 | 0 | 0 | 0 | 0 | 0 | 0 | 0 | 0 | 0 | 0 | 0 | 0 | 0 | 0 | 0 | 0 | 0 | 0 | 0 | 0 | 0 | 0 | 0 | 0
[10 empty] | 0 | 0 | 0 | 0 | 0 | 0 | 0 | 0 | 0 | 0 | 0 | 0 | 0 | 0 | 0 | 0 | 0 | 0 | 0 | 0 | 0 | 0 | 0 | 0 | 0 | 0 | 0 | 0
[10 empty] | 0 | 0 | 0 | 0 | 0 | 0 | 0 | 0 | 0 | 0 | 0 | 0 | 0 | 0 | 0 | 0 | 0 | 0 | 0 | 0 | 0 | 0 | 0 | 0 | 0 | 0 | 0 | 0
[10 empty] | 0 | 0 | 0 | 0 | 0 | 0 | 0 | 0 | 0 | 0 | 0 | 0 | 0 | 0 | 0 | 0 | 0 | 0 | 0 | 0 | 0 | 0 | 0 | 0 | 0 | 0 | 0 | 0
[10 empty] | 0 | 0 | 0 | 0 | 0 | 0 | 0 | 0 | 0 | 0 | 0 | 0 | 0 | 0 | 0 | 0 | 0 | 0 | 0 | 0 | 0 | 0 | 0 | 0 | 0 | 0 | 0 | 0
[10 empty] | 0 | 0 | 0 | 0 | 0 | 0 | 0 | 0 | 0 | 0 | 0 | 0 | 0 | 0 | 0 | 0 | 0 | 0 | 0 | 0 | 0 | 0 | 0 | 0 | 0 | 0 | 0 | 0
[10 empty] | 0 | 0 | 0 | 0 | 0 | 0 | 0 | 0 | 0 | 0 | 0 | 0 | 0 | 0 | 0 | 0 | 0 | 0 | 0 | 0 | 0 | 0 | 0 | 0 | 0 | 0 | 0 | 0
[10 empty] | 0 | 0 | 0 | 0 | 0 | 0 | 0 | 0 | 0 | 0 | 0 | 0 | 0 | 0 | 0 | 0 | 0 | 0 | 0 | 0 | 0 | 0 | 0 | 0 | 0 | 0 | 0 | 0
[10 empty] | 0 | 0 | 0 | 0 | 0 | 0 | 0 | 0 | 0 | 0 | 0 | 0 | 0 | 0 | 0 | 0 | 0 | 0 | 0 | 0 | 0 | 0 | 0 | 0 | 0 | 0 | 0 | 0
[10 empty] | 0 | 0 | 0 | 0 | 0 | 0 | 0 | 0 | 0 | 0 | 0 | 0 | 0 | 0 | 0 | 0 | 0 | 0 | 0 | 0 | 0 | 0 | 0 | 0 | 0 | 0 | 0 | 0
[10 empty] | 0 | 0 | 0 | 0 | 0 | 0 | 0 | 0 | 0 | 0 | 0 | 0 | 0 | 0 | 0 | 0 | 0 | 0 | 0 | 0 | 0 | 0 | 0 | 0 | 0 | 0 | 0 | 0
[10 empty] | 0 | 0 | 0 | 0 | 0 | 0 | 0 | 0 | 0 | 0 | 0 | 0 | 0 | 0 | 0 | 0 | 0 | 0 | 0 | 0 | 0 | 0 | 0 | 0 | 0 | 0 | 0 | 0
[10 empty] | 0 | 0 | 0 | 0 | 0 | 0 | 0 | 0 | 0 | 0 | 0 | 0 | 0 | 0 | 0 | 0 | 0 | 0 | 0 | 0 | 0 | 0 | 0 | 0 | 0 | 0 | 0 | 0
[10 empty] | 0 | 0 | 0 | 0 | 0 | 0 | 0 | 0 | 0 | 0 | 0 | 0 | 0 | 0 | 0 | 0 | 0 | 0 | 0 | 0 | 0 | 0 | 0 | 0 | 0 | 0 | 0 | 0
[10 empty] | 0 | 0 | 0 | 0 | 0 | 0 | 0 | 0 | 0 | 0 | 0 | 0 | 0 | 0 | 0 | 0 | 0 | 0 | 0 | 0 | 0 | 0 | 0 | 0 | 0 | 0 | 0 | 0
[10 empty] | 0 | 0 | 0 | 0 | 0 | 0 | 0 | 0 | 0 | 0 | 0 | 0 | 0 | 0 | 0 | 0 | 0 | 0 | 0 | 0 | 0 | 0 | 0 | 0 | 0 | 0 | 0 | 0
[10 empty] | 0 | 0 | 0 | 0 | 0 | 0 | 0 | 0 | 0 | 0 | 0 | 0 | 0 | 0 | 0 | 0 | 0 | 0 | 0 | 0 | 0 | 0 | 0 | 0 | 0 | 0 | 0 | 0
[10 empty] | 0 | 0 | 0 | 0 | 0 | 0 | 0 | 0 | 0 | 0 | 0 | 0 | 0 | 0 | 0 | 0 | 0 | 0 | 0 | 0 | 0 | 0 | 0 | 0 | 0 | 0 | 0 | 0
[10 empty] | 0 | 0 | 0 | 0 | 0 | 0 | 0 | 0 | 0 | 0 | 0 | 0 | 0 | 0 | 0 | 0 | 0 | 0 | 0 | 0 | 0 | 0 | 0 | 0 | 0 | 0 | 0 | 0
[10 empty] | 0 | 0 | 0 | 0 | 0 | 0 | 0 | 0 | 0 | 0 | 0 | 0 | 0 | 0 | 0 | 0 | 0 | 0 | 0 | 0 | 0 | 0 | 0 | 0 | 0 | 0 | 0 | 0
[10 empty] | 0 | 0 | 0 | 0 | 0 | 0 | 0 | 0 | 0 | 0 | 0 | 0 | 0 | 0 | 0 | 0 | 0 | 0 | 0 | 0 | 0 | 0 | 0 | 0 | 0 | 0 | 0 | 0
[10 empty] | 0 | 0 | 0 | 0 | 0 | 0 | 0 | 0 | 0 | 0 | 0 | 0 | 0 | 0 | 0 | 0 | 0 | 0 | 0 | 0 | 0 | 0 | 0 | 0 | 0 | 0 | 0 | 0
[10 empty] | 0 | 0 | 0 | 0 | 0 | 0 | 0 | 0 | 0 | 0 | 0 | 0 | 0 | 0 | 0 | 0 | 0 | 0 | 0 | 0 | 0 | 0 | 0 | 0 | 0 | 0 | 0 | 0
[10 empty] | 0 | 0 | 0 | 0 | 0 | 0 | 0 | 0 | 0 | 0 | 0 | 0 | 0 | 0 | 0 | 0 | 0 | 0 | 0 | 0 | 0 | 0 | 0 | 0 | 0 | 0 | 0 | 0
[10 empty] | 0 | 0 | 0 | 0 | 0 | 0 | 0 | 0 | 0 | 0 | 0 | 0 | 0 | 0 | 0 | 0 | 0 | 0 | 0 | 0 | 0 | 0 | 0 | 0 | 0 | 0 | 0 | 0
[10 empty] | 0 | 0 | 0 | 0 | 0 | 0 | 0 | 0 | 0 | 0 | 0 | 0 | 0 | 0 | 0 | 0 | 0 | 0 | 0 | 0 | 0 | 0 | 0 | 0 | 0 | 0 | 0 | 0
[10 empty] | 0 | 0 | 0 | 0 | 0 | 0 | 0 | 0 | 0 | 0 | 0 | 0 | 0 | 0 | 0 | 0 | 0 | 0 | 0 | 0 | 0 | 0 | 0 | 0 | 0 | 0 | 0 | 0
[10 empty] | 0 | 0 | 0 | 0 | 0 | 0 | 0 | 0 | 0 | 0 | 0 | 0 | 0 | 0 | 0 | 0 | 0 | 0 | 0 | 0 | 0 | 0 | 0 | 0 | 0 | 0 | 0 | 0
[10 empty] | 0 | 0 | 0 | 0 | 0 | 0 | 0 | 0 | 0 | 0 | 0 | 0 | 0 | 0 | 0 | 0 | 0 | 0 | 0 | 0 | 0 | 0 | 0 | 0 | 0 | 0 | 0 | 0
[10 empty] | 0 | 0 | 0 | 0 | 0 | 0 | 0 | 0 | 0 | 0 | 0 | 0 | 0 | 0 | 0 | 0 | 0 | 0 | 0 | 0 | 0 | 0 | 0 | 0 | 0 | 0 | 0 | 0
[10 empty] | 0 | 0 | 0 | 0 | 0 | 0 | 0 | 0 | 0 | 0 | 0 | 0 | 0 | 0 | 0 | 0 | 0 | 0 | 0 | 0 | 0 | 0 | 0 | 0 | 0 | 0 | 0 | 0
[10 empty] | 0 | 0 | 0 | 0 | 0 | 0 | 0 | 0 | 0 | 0 | 0 | 0 | 0 | 0 | 0 | 0 | 0 | 0 | 0 | 0 | 0 | 0 | 0 | 0 | 0 | 0 | 0 | 0
[10 empty] | 0 | 0 | 0 | 0 | 0 | 0 | 0 | 0 | 0 | 0 | 0 | 0 | 0 | 0 | 0 | 0 | 0 | 0 | 0 | 0 | 0 | 0 | 0 | 0 | 0 | 0 | 0 | 0
[10 empty] | 0 | 0 | 0 | 0 | 0 | 0 | 0 | 0 | 0 | 0 | 0 | 0 | 0 | 0 | 0 | 0 | 0 | 0 | 0 | 0 | 0 | 0 | 0 | 0 | 0 | 0 | 0 | 0
[10 empty] | 0 | 0 | 0 | 0 | 0 | 0 | 0 | 0 | 0 | 0 | 0 | 0 | 0 | 0 | 0 | 0 | 0 | 0 | 0 | 0 | 0 | 0 | 0 | 0 | 0 | 0 | 0 | 0
[10 empty] | 0 | 0 | 0 | 0 | 0 | 0 | 0 | 0 | 0 | 0 | 0 | 0 | 0 | 0 | 0 | 0 | 0 | 0 | 0 | 0 | 0 | 0 | 0 | 0 | 0 | 0 | 0 | 0
[10 empty] | 0 | 0 | 0 | 0 | 0 | 0 | 0 | 0 | 0 | 0 | 0 | 0 | 0 | 0 | 0 | 0 | 0 | 0 | 0 | 0 | 0 | 0 | 0 | 0 | 0 | 0 | 0 | 0
[10 empty] | 0 | 0 | 0 | 0 | 0 | 0 | 0 | 0 | 0 | 0 | 0 | 0 | 0 | 0 | 0 | 0 | 0 | 0 | 0 | 0 | 0 | 0 | 0 | 0 | 0 | 0 | 0 | 0
[10 empty] | 0 | 0 | 0 | 0 | 0 | 0 | 0 | 0 | 0 | 0 | 0 | 0 | 0 | 0 | 0 | 0 | 0 | 0 | 0 | 0 | 0 | 0 | 0 | 0 | 0 | 0 | 0 | 0
[10 empty] | 0 | 0 | 0 | 0 | 0 | 0 | 0 | 0 | 0 | 0 | 0 | 0 | 0 | 0 | 0 | 0 | 0 | 0 | 0 | 0 | 0 | 0 | 0 | 0 | 0 | 0 | 0 | 0
[10 empty] | 0 | 0 | 0 | 0 | 0 | 0 | 0 | 0 | 0 | 0 | 0 | 0 | 0 | 0 | 0 | 0 | 0 | 0 | 0 | 0 | 0 | 0 | 0 | 0 | 0 | 0 | 0 | 0
[10 empty] | 0 | 0 | 0 | 0 | 0 | 0 | 0 | 0 | 0 | 0 | 0 | 0 | 0 | 0 | 0 | 0 | 0 | 0 | 0 | 0 | 0 | 0 | 0 | 0 | 0 | 0 | 0 | 0
[10 empty] | 0 | 0 | 0 | 0 | 0 | 0 | 0 | 0 | 0 | 0 | 0 | 0 | 0 | 0 | 0 | 0 | 0 | 0 | 0 | 0 | 0 | 0 | 0 | 0 | 0 | 0 | 0 | 0
[10 empty] | 0 | 0 | 0 | 0 | 0 | 0 | 0 | 0 | 0 | 0 | 0 | 0 | 0 | 0 | 0 | 0 | 0 | 0 | 0 | 0 | 0 | 0 | 0 | 0 | 0 | 0 | 0 | 0
[10 empty] | 0 | 0 | 0 | 0 | 0 | 0 | 0 | 0 | 0 | 0 | 0 | 0 | 0 | 0 | 0 | 0 | 0 | 0 | 0 | 0 | 0 | 0 | 0 | 0 | 0 | 0 | 0 | 0
[10 empty] | 0 | 0 | 0 | 0 | 0 | 0 | 0 | 0 | 0 | 0 | 0 | 0 | 0 | 0 | 0 | 0 | 0 | 0 | 0 | 0 | 0 | 0 | 0 | 0 | 0 | 0 | 0 | 0
[10 empty] | 0 | 0 | 0 | 0 | 0 | 0 | 0 | 0 | 0 | 0 | 0 | 0 | 0 | 0 | 0 | 0 | 0 | 0 | 0 | 0 | 0 | 0 | 0 | 0 | 0 | 0 | 0 | 0
[10 empty] | 0 | 0 | 0 | 0 | 0 | 0 | 0 | 0 | 0 | 0 | 0 | 0 | 0 | 0 | 0 | 0 | 0 | 0 | 0 | 0 | 0 | 0 | 0 | 0 | 0 | 0 | 0 | 0
[10 empty] | 0 | 0 | 0 | 0 | 0 | 0 | 0 | 0 | 0 | 0 | 0 | 0 | 0 | 0 | 0 | 0 | 0 | 0 | 0 | 0 | 0 | 0 | 0 | 0 | 0 | 0 | 0 | 0
[10 empty] | 0 | 0 | 0 | 0 | 0 | 0 | 0 | 0 | 0 | 0 | 0 | 0 | 0 | 0 | 0 | 0 | 0 | 0 | 0 | 0 | 0 | 0 | 0 | 0 | 0 | 0 | 0 | 0
[10 empty] | 0 | 0 | 0 | 0 | 0 | 0 | 0 | 0 | 0 | 0 | 0 | 0 | 0 | 0 | 0 | 0 | 0 | 0 | 0 | 0 | 0 | 0 | 0 | 0 | 0 | 0 | 0 | 0
[10 empty] | 0 | 0 | 0 | 0 | 0 | 0 | 0 | 0 | 0 | 0 | 0 | 0 | 0 | 0 | 0 | 0 | 0 | 0 | 0 | 0 | 0 | 0 | 0 | 0 | 0 | 0 | 0 | 0
[10 empty] | 0 | 0 | 0 | 0 | 0 | 0 | 0 | 0 | 0 | 0 | 0 | 0 | 0 | 0 | 0 | 0 | 0 | 0 | 0 | 0 | 0 | 0 | 0 | 0 | 0 | 0 | 0 | 0
[10 empty] | 0 | 0 | 0 | 0 | 0 | 0 | 0 | 0 | 0 | 0 | 0 | 0 | 0 | 0 | 0 | 0 | 0 | 0 | 0 | 0 | 0 | 0 | 0 | 0 | 0 | 0 | 0 | 0
[10 empty] | 0 | 0 | 0 | 0 | 0 | 0 | 0 | 0 | 0 | 0 | 0 | 0 | 0 | 0 | 0 | 0 | 0 | 0 | 0 | 0 | 0 | 0 | 0 | 0 | 0 | 0 | 0 | 0
[10 empty] | 0 | 0 | 0 | 0 | 0 | 0 | 0 | 0 | 0 | 0 | 0 | 0 | 0 | 0 | 0 | 0 | 0 | 0 | 0 | 0 | 0 | 0 | 0 | 0 | 0 | 0 | 0 | 0
[10 empty] | 0 | 0 | 0 | 0 | 0 | 0 | 0 | 0 | 0 | 0 | 0 | 0 | 0 | 0 | 0 | 0 | 0 | 0 | 0 | 0 | 0 | 0 | 0 | 0 | 0 | 0 | 0 | 0
[10 empty] | 0 | 0 | 0 | 0 | 0 | 0 | 0 | 0 | 0 | 0 | 0 | 0 | 0 | 0 | 0 | 0 | 0 | 0 | 0 | 0 | 0 | 0 | 0 | 0 | 0 | 0 | 0 | 0
[10 empty] | 0 | 0 | 0 | 0 | 0 | 0 | 0 | 0 | 0 | 0 | 0 | 0 | 0 | 0 | 0 | 0 | 0 | 0 | 0 | 0 | 0 | 0 | 0 | 0 | 0 | 0 | 0 | 0
[10 empty] | 0 | 0 | 0 | 0 | 0 | 0 | 0 | 0 | 0 | 0 | 0 | 0 | 0 | 0 | 0 | 0 | 0 | 0 | 0 | 0 | 0 | 0 | 0 | 0 | 0 | 0 | 0 | 0
[10 empty] | 0 | 0 | 0 | 0 | 0 | 0 | 0 | 0 | 0 | 0 | 0 | 0 | 0 | 0 | 0 | 0 | 0 | 0 | 0 | 0 | 0 | 0 | 0 | 0 | 0 | 0 | 0 | 0
[10 empty] | 0 | 0 | 0 | 0 | 0 | 0 | 0 | 0 | 0 | 0 | 0 | 0 | 0 | 0 | 0 | 0 | 0 | 0 | 0 | 0 | 0 | 0 | 0 | 0 | 0 | 0 | 0 | 0
[10 empty] | 0 | 0 | 0 | 0 | 0 | 0 | 0 | 0 | 0 | 0 | 0 | 0 | 0 | 0 | 0 | 0 | 0 | 0 | 0 | 0 | 0 | 0 | 0 | 0 | 0 | 0 | 0 | 0
[10 empty] | 0 | 0 | 0 | 0 | 0 | 0 | 0 | 0 | 0 | 0 | 0 | 0 | 0 | 0 | 0 | 0 | 0 | 0 | 0 | 0 | 0 | 0 | 0 | 0 | 0 | 0 | 0 | 0
[10 empty] | 0 | 0 | 0 | 0 | 0 | 0 | 0 | 0 | 0 | 0 | 0 | 0 | 0 | 0 | 0 | 0 | 0 | 0 | 0 | 0 | 0 | 0 | 0 | 0 | 0 | 0 | 0 | 0
[10 empty] | 0 | 0 | 0 | 0 | 0 | 0 | 0 | 0 | 0 | 0 | 0 | 0 | 0 | 0 | 0 | 0 | 0 | 0 | 0 | 0 | 0 | 0 | 0 | 0 | 0 | 0 | 0 | 0
[10 empty] | 0 | 0 | 0 | 0 | 0 | 0 | 0 | 0 | 0 | 0 | 0 | 0 | 0 | 0 | 0 | 0 | 0 | 0 | 0 | 0 | 0 | 0 | 0 | 0 | 0 | 0 | 0 | 0
[10 empty] | 0 | 0 | 0 | 0 | 0 | 0 | 0 | 0 | 0 | 0 | 0 | 0 | 0 | 0 | 0 | 0 | 0 | 0 | 0 | 0 | 0 | 0 | 0 | 0 | 0 | 0 | 0 | 0
[10 empty] | 0 | 0 | 0 | 0 | 0 | 0 | 0 | 0 | 0 | 0 | 0 | 0 | 0 | 0 | 0 | 0 | 0 | 0 | 0 | 0 | 0 | 0 | 0 | 0 | 0 | 0 | 0 | 0
[10 empty] | 0 | 0 | 0 | 0 | 0 | 0 | 0 | 0 | 0 | 0 | 0 | 0 | 0 | 0 | 0 | 0 | 0 | 0 | 0 | 0 | 0 | 0 | 0 | 0 | 0 | 0 | 0 | 0
[10 empty] | 0 | 0 | 0 | 0 | 0 | 0 | 0 | 0 | 0 | 0 | 0 | 0 | 0 | 0 | 0 | 0 | 0 | 0 | 0 | 0 | 0 | 0 | 0 | 0 | 0 | 0 | 0 | 0
[10 empty] | 0 | 0 | 0 | 0 | 0 | 0 | 0 | 0 | 0 | 0 | 0 | 0 | 0 | 0 | 0 | 0 | 0 | 0 | 0 | 0 | 0 | 0 | 0 | 0 | 0 | 0 | 0 | 0
[10 empty] | 0 | 0 | 0 | 0 | 0 | 0 | 0 | 0 | 0 | 0 | 0 | 0 | 0 | 0 | 0 | 0 | 0 | 0 | 0 | 0 | 0 | 0 | 0 | 0 | 0 | 0 | 0 | 0
[10 empty] | 0 | 0 | 0 | 0 | 0 | 0 | 0 | 0 | 0 | 0 | 0 | 0 | 0 | 0 | 0 | 0 | 0 | 0 | 0 | 0 | 0 | 0 | 0 | 0 | 0 | 0 | 0 | 0
[10 empty] | 0 | 0 | 0 | 0 | 0 | 0 | 0 | 0 | 0 | 0 | 0 | 0 | 0 | 0 | 0 | 0 | 0 | 0 | 0 | 0 | 0 | 0 | 0 | 0 | 0 | 0 | 0 | 0
[10 empty] | 0 | 0 | 0 | 0 | 0 | 0 | 0 | 0 | 0 | 0 | 0 | 0 | 0 | 0 | 0 | 0 | 0 | 0 | 0 | 0 | 0 | 0 | 0 | 0 | 0 | 0 | 0 | 0
[10 empty] | 0 | 0 | 0 | 0 | 0 | 0 | 0 | 0 | 0 | 0 | 0 | 0 | 0 | 0 | 0 | 0 | 0 | 0 | 0 | 0 | 0 | 0 | 0 | 0 | 0 | 0 | 0 | 0
[10 empty] | 0 | 0 | 0 | 0 | 0 | 0 | 0 | 0 | 0 | 0 | 0 | 0 | 0 | 0 | 0 | 0 | 0 | 0 | 0 | 0 | 0 | 0 | 0 | 0 | 0 | 0 | 0 | 0
[10 empty] | 0 | 0 | 0 | 0 | 0 | 0 | 0 | 0 | 0 | 0 | 0 | 0 | 0 | 0 | 0 | 0 | 0 | 0 | 0 | 0 | 0 | 0 | 0 | 0 | 0 | 0 | 0 | 0
[10 empty] | 0 | 0 | 0 | 0 | 0 | 0 | 0 | 0 | 0 | 0 | 0 | 0 | 0 | 0 | 0 | 0 | 0 | 0 | 0 | 0 | 0 | 0 | 0 | 0 | 0 | 0 | 0 | 0
[10 empty] | 0 | 0 | 0 | 0 | 0 | 0 | 0 | 0 | 0 | 0 | 0 | 0 | 0 | 0 | 0 | 0 | 0 | 0 | 0 | 0 | 0 | 0 | 0 | 0 | 0 | 0 | 0 | 0
[10 empty] | 0 | 0 | 0 | 0 | 0 | 0 | 0 | 0 | 0 | 0 | 0 | 0 | 0 | 0 | 0 | 0 | 0 | 0 | 0 | 0 | 0 | 0 | 0 | 0 | 0 | 0 | 0 | 0
[10 empty] | 0 | 0 | 0 | 0 | 0 | 0 | 0 | 0 | 0 | 0 | 0 | 0 | 0 | 0 | 0 | 0 | 0 | 0 | 0 | 0 | 0 | 0 | 0 | 0 | 0 | 0 | 0 | 0
[10 empty] | 0 | 0 | 0 | 0 | 0 | 0 | 0 | 0 | 0 | 0 | 0 | 0 | 0 | 0 | 0 | 0 | 0 | 0 | 0 | 0 | 0 | 0 | 0 | 0 | 0 | 0 | 0 | 0
[10 empty] | 0 | 0 | 0 | 0 | 0 | 0 | 0 | 0 | 0 | 0 | 0 | 0 | 0 | 0 | 0 | 0 | 0 | 0 | 0 | 0 | 0 | 0 | 0 | 0 | 0 | 0 | 0 | 0
[10 empty] | 0 | 0 | 0 | 0 | 0 | 0 | 0 | 0 | 0 | 0 | 0 | 0 | 0 | 0 | 0 | 0 | 0 | 0 | 0 | 0 | 0 | 0 | 0 | 0 | 0 | 0 | 0 | 0
[10 empty] | 0 | 0 | 0 | 0 | 0 | 0 | 0 | 0 | 0 | 0 | 0 | 0 | 0 | 0 | 0 | 0 | 0 | 0 | 0 | 0 | 0 | 0 | 0 | 0 | 0 | 0 | 0 | 0
[10 empty] | 0 | 0 | 0 | 0 | 0 | 0 | 0 | 0 | 0 | 0 | 0 | 0 | 0 | 0 | 0 | 0 | 0 | 0 | 0 | 0 | 0 | 0 | 0 | 0 | 0 | 0 | 0 | 0
[10 empty] | 0 | 0 | 0 | 0 | 0 | 0 | 0 | 0 | 0 | 0 | 0 | 0 | 0 | 0 | 0 | 0 | 0 | 0 | 0 | 0 | 0 | 0 | 0 | 0 | 0 | 0 | 0 | 0
[10 empty] | 0 | 0 | 0 | 0 | 0 | 0 | 0 | 0 | 0 | 0 | 0 | 0 | 0 | 0 | 0 | 0 | 0 | 0 | 0 | 0 | 0 | 0 | 0 | 0 | 0 | 0 | 0 | 0
[10 empty] | 0 | 0 | 0 | 0 | 0 | 0 | 0 | 0 | 0 | 0 | 0 | 0 | 0 | 0 | 0 | 0 | 0 | 0 | 0 | 0 | 0 | 0 | 0 | 0 | 0 | 0 | 0 | 0
[10 empty] | 0 | 0 | 0 | 0 | 0 | 0 | 0 | 0 | 0 | 0 | 0 | 0 | 0 | 0 | 0 | 0 | 0 | 0 | 0 | 0 | 0 | 0 | 0 | 0 | 0 | 0 | 0 | 0
[10 empty] | 0 | 0 | 0 | 0 | 0 | 0 | 0 | 0 | 0 | 0 | 0 | 0 | 0 | 0 | 0 | 0 | 0 | 0 | 0 | 0 | 0 | 0 | 0 | 0 | 0 | 0 | 0 | 0
[10 empty] | 0 | 0 | 0 | 0 | 0 | 0 | 0 | 0 | 0 | 0 | 0 | 0 | 0 | 0 | 0 | 0 | 0 | 0 | 0 | 0 | 0 | 0 | 0 | 0 | 0 | 0 | 0 | 0
[10 empty] | 0 | 0 | 0 | 0 | 0 | 0 | 0 | 0 | 0 | 0 | 0 | 0 | 0 | 0 | 0 | 0 | 0 | 0 | 0 | 0 | 0 | 0 | 0 | 0 | 0 | 0 | 0 | 0
[10 empty] | 0 | 0 | 0 | 0 | 0 | 0 | 0 | 0 | 0 | 0 | 0 | 0 | 0 | 0 | 0 | 0 | 0 | 0 | 0 | 0 | 0 | 0 | 0 | 0 | 0 | 0 | 0 | 0
[10 empty] | 0 | 0 | 0 | 0 | 0 | 0 | 0 | 0 | 0 | 0 | 0 | 0 | 0 | 0 | 0 | 0 | 0 | 0 | 0 | 0 | 0 | 0 | 0 | 0 | 0 | 0 | 0 | 0
[10 empty] | 0 | 0 | 0 | 0 | 0 | 0 | 0 | 0 | 0 | 0 | 0 | 0 | 0 | 0 | 0 | 0 | 0 | 0 | 0 | 0 | 0 | 0 | 0 | 0 | 0 | 0 | 0 | 0
[10 empty] | 0 | 0 | 0 | 0 | 0 | 0 | 0 | 0 | 0 | 0 | 0 | 0 | 0 | 0 | 0 | 0 | 0 | 0 | 0 | 0 | 0 | 0 | 0 | 0 | 0 | 0 | 0 | 0
[10 empty] | 0 | 0 | 0 | 0 | 0 | 0 | 0 | 0 | 0 | 0 | 0 | 0 | 0 | 0 | 0 | 0 | 0 | 0 | 0 | 0 | 0 | 0 | 0 | 0 | 0 | 0 | 0 | 0
[10 empty] | 0 | 0 | 0 | 0 | 0 | 0 | 0 | 0 | 0 | 0 | 0 | 0 | 0 | 0 | 0 | 0 | 0 | 0 | 0 | 0 | 0 | 0 | 0 | 0 | 0 | 0 | 0 | 0
[10 empty] | 0 | 0 | 0 | 0 | 0 | 0 | 0 | 0 | 0 | 0 | 0 | 0 | 0 | 0 | 0 | 0 | 0 | 0 | 0 | 0 | 0 | 0 | 0 | 0 | 0 | 0 | 0 | 0
[10 empty] | 0 | 0 | 0 | 0 | 0 | 0 | 0 | 0 | 0 | 0 | 0 | 0 | 0 | 0 | 0 | 0 | 0 | 0 | 0 | 0 | 0 | 0 | 0 | 0 | 0 | 0 | 0 | 0
[10 empty] | 0 | 0 | 0 | 0 | 0 | 0 | 0 | 0 | 0 | 0 | 0 | 0 | 0 | 0 | 0 | 0 | 0 | 0 | 0 | 0 | 0 | 0 | 0 | 0 | 0 | 0 | 0 | 0
[10 empty] | 0 | 0 | 0 | 0 | 0 | 0 | 0 | 0 | 0 | 0 | 0 | 0 | 0 | 0 | 0 | 0 | 0 | 0 | 0 | 0 | 0 | 0 | 0 | 0 | 0 | 0 | 0 | 0
[10 empty] | 0 | 0 | 0 | 0 | 0 | 0 | 0 | 0 | 0 | 0 | 0 | 0 | 0 | 0 | 0 | 0 | 0 | 0 | 0 | 0 | 0 | 0 | 0 | 0 | 0 | 0 | 0 | 0
[10 empty] | 0 | 0 | 0 | 0 | 0 | 0 | 0 | 0 | 0 | 0 | 0 | 0 | 0 | 0 | 0 | 0 | 0 | 0 | 0 | 0 | 0 | 0 | 0 | 0 | 0 | 0 | 0 | 0
[10 empty] | 0 | 0 | 0 | 0 | 0 | 0 | 0 | 0 | 0 | 0 | 0 | 0 | 0 | 0 | 0 | 0 | 0 | 0 | 0 | 0 | 0 | 0 | 0 | 0 | 0 | 0 | 0 | 0
[10 empty] | 0 | 0 | 0 | 0 | 0 | 0 | 0 | 0 | 0 | 0 | 0 | 0 | 0 | 0 | 0 | 0 | 0 | 0 | 0 | 0 | 0 | 0 | 0 | 0 | 0 | 0 | 0 | 0
[10 empty] | 0 | 0 | 0 | 0 | 0 | 0 | 0 | 0 | 0 | 0 | 0 | 0 | 0 | 0 | 0 | 0 | 0 | 0 | 0 | 0 | 0 | 0 | 0 | 0 | 0 | 0 | 0 | 0
[10 empty] | 0 | 0 | 0 | 0 | 0 | 0 | 0 | 0 | 0 | 0 | 0 | 0 | 0 | 0 | 0 | 0 | 0 | 0 | 0 | 0 | 0 | 0 | 0 | 0 | 0 | 0 | 0 | 0
[10 empty] | 0 | 0 | 0 | 0 | 0 | 0 | 0 | 0 | 0 | 0 | 0 | 0 | 0 | 0 | 0 | 0 | 0 | 0 | 0 | 0 | 0 | 0 | 0 | 0 | 0 | 0 | 0 | 0
[10 empty] | 0 | 0 | 0 | 0 | 0 | 0 | 0 | 0 | 0 | 0 | 0 | 0 | 0 | 0 | 0 | 0 | 0 | 0 | 0 | 0 | 0 | 0 | 0 | 0 | 0 | 0 | 0 | 0
[10 empty] | 0 | 0 | 0 | 0 | 0 | 0 | 0 | 0 | 0 | 0 | 0 | 0 | 0 | 0 | 0 | 0 | 0 | 0 | 0 | 0 | 0 | 0 | 0 | 0 | 0 | 0 | 0 | 0
[10 empty] | 0 | 0 | 0 | 0 | 0 | 0 | 0 | 0 | 0 | 0 | 0 | 0 | 0 | 0 | 0 | 0 | 0 | 0 | 0 | 0 | 0 | 0 | 0 | 0 | 0 | 0 | 0 | 0
[10 empty] | 0 | 0 | 0 | 0 | 0 | 0 | 0 | 0 | 0 | 0 | 0 | 0 | 0 | 0 | 0 | 0 | 0 | 0 | 0 | 0 | 0 | 0 | 0 | 0 | 0 | 0 | 0 | 0
[10 empty] | 0 | 0 | 0 | 0 | 0 | 0 | 0 | 0 | 0 | 0 | 0 | 0 | 0 | 0 | 0 | 0 | 0 | 0 | 0 | 0 | 0 | 0 | 0 | 0 | 0 | 0 | 0 | 0
[10 empty] | 0 | 0 | 0 | 0 | 0 | 0 | 0 | 0 | 0 | 0 | 0 | 0 | 0 | 0 | 0 | 0 | 0 | 0 | 0 | 0 | 0 | 0 | 0 | 0 | 0 | 0 | 0 | 0
[10 empty] | 0 | 0 | 0 | 0 | 0 | 0 | 0 | 0 | 0 | 0 | 0 | 0 | 0 | 0 | 0 | 0 | 0 | 0 | 0 | 0 | 0 | 0 | 0 | 0 | 0 | 0 | 0 | 0
[10 empty] | 0 | 0 | 0 | 0 | 0 | 0 | 0 | 0 | 0 | 0 | 0 | 0 | 0 | 0 | 0 | 0 | 0 | 0 | 0 | 0 | 0 | 0 | 0 | 0 | 0 | 0 | 0 | 0
[10 empty] | 0 | 0 | 0 | 0 | 0 | 0 | 0 | 0 | 0 | 0 | 0 | 0 | 0 | 0 | 0 | 0 | 0 | 0 | 0 | 0 | 0 | 0 | 0 | 0 | 0 | 0 | 0 | 0
[10 empty] | 0 | 0 | 0 | 0 | 0 | 0 | 0 | 0 | 0 | 0 | 0 | 0 | 0 | 0 | 0 | 0 | 0 | 0 | 0 | 0 | 0 | 0 | 0 | 0 | 0 | 0 | 0 | 0
[10 empty] | 0 | 0 | 0 | 0 | 0 | 0 | 0 | 0 | 0 | 0 | 0 | 0 | 0 | 0 | 0 | 0 | 0 | 0 | 0 | 0 | 0 | 0 | 0 | 0 | 0 | 0 | 0 | 0
[10 empty] | 0 | 0 | 0 | 0 | 0 | 0 | 0 | 0 | 0 | 0 | 0 | 0 | 0 | 0 | 0 | 0 | 0 | 0 | 0 | 0 | 0 | 0 | 0 | 0 | 0 | 0 | 0 | 0
[10 empty] | 0 | 0 | 0 | 0 | 0 | 0 | 0 | 0 | 0 | 0 | 0 | 0 | 0 | 0 | 0 | 0 | 0 | 0 | 0 | 0 | 0 | 0 | 0 | 0 | 0 | 0 | 0 | 0
[10 empty] | 0 | 0 | 0 | 0 | 0 | 0 | 0 | 0 | 0 | 0 | 0 | 0 | 0 | 0 | 0 | 0 | 0 | 0 | 0 | 0 | 0 | 0 | 0 | 0 | 0 | 0 | 0 | 0
[10 empty] | 0 | 0 | 0 | 0 | 0 | 0 | 0 | 0 | 0 | 0 | 0 | 0 | 0 | 0 | 0 | 0 | 0 | 0 | 0 | 0 | 0 | 0 | 0 | 0 | 0 | 0 | 0 | 0
[10 empty] | 0 | 0 | 0 | 0 | 0 | 0 | 0 | 0 | 0 | 0 | 0 | 0 | 0 | 0 | 0 | 0 | 0 | 0 | 0 | 0 | 0 | 0 | 0 | 0 | 0 | 0 | 0 | 0
[10 empty] | 0 | 0 | 0 | 0 | 0 | 0 | 0 | 0 | 0 | 0 | 0 | 0 | 0 | 0 | 0 | 0 | 0 | 0 | 0 | 0 | 0 | 0 | 0 | 0 | 0 | 0 | 0 | 0
[10 empty] | 0 | 0 | 0 | 0 | 0 | 0 | 0 | 0 | 0 | 0 | 0 | 0 | 0 | 0 | 0 | 0 | 0 | 0 | 0 | 0 | 0 | 0 | 0 | 0 | 0 | 0 | 0 | 0
[10 empty] | 0 | 0 | 0 | 0 | 0 | 0 | 0 | 0 | 0 | 0 | 0 | 0 | 0 | 0 | 0 | 0 | 0 | 0 | 0 | 0 | 0 | 0 | 0 | 0 | 0 | 0 | 0 | 0
[10 empty] | 0 | 0 | 0 | 0 | 0 | 0 | 0 | 0 | 0 | 0 | 0 | 0 | 0 | 0 | 0 | 0 | 0 | 0 | 0 | 0 | 0 | 0 | 0 | 0 | 0 | 0 | 0 | 0
[10 empty] | 0 | 0 | 0 | 0 | 0 | 0 | 0 | 0 | 0 | 0 | 0 | 0 | 0 | 0 | 0 | 0 | 0 | 0 | 0 | 0 | 0 | 0 | 0 | 0 | 0 | 0 | 0 | 0
[10 empty] | 0 | 0 | 0 | 0 | 0 | 0 | 0 | 0 | 0 | 0 | 0 | 0 | 0 | 0 | 0 | 0 | 0 | 0 | 0 | 0 | 0 | 0 | 0 | 0 | 0 | 0 | 0 | 0
[10 empty] | 0 | 0 | 0 | 0 | 0 | 0 | 0 | 0 | 0 | 0 | 0 | 0 | 0 | 0 | 0 | 0 | 0 | 0 | 0 | 0 | 0 | 0 | 0 | 0 | 0 | 0 | 0 | 0
[10 empty] | 0 | 0 | 0 | 0 | 0 | 0 | 0 | 0 | 0 | 0 | 0 | 0 | 0 | 0 | 0 | 0 | 0 | 0 | 0 | 0 | 0 | 0 | 0 | 0 | 0 | 0 | 0 | 0
[10 empty] | 0 | 0 | 0 | 0 | 0 | 0 | 0 | 0 | 0 | 0 | 0 | 0 | 0 | 0 | 0 | 0 | 0 | 0 | 0 | 0 | 0 | 0 | 0 | 0 | 0 | 0 | 0 | 0
[10 empty] | 0 | 0 | 0 | 0 | 0 | 0 | 0 | 0 | 0 | 0 | 0 | 0 | 0 | 0 | 0 | 0 | 0 | 0 | 0 | 0 | 0 | 0 | 0 | 0 | 0 | 0 | 0 | 0
[10 empty] | 0 | 0 | 0 | 0 | 0 | 0 | 0 | 0 | 0 | 0 | 0 | 0 | 0 | 0 | 0 | 0 | 0 | 0 | 0 | 0 | 0 | 0 | 0 | 0 | 0 | 0 | 0 | 0
[10 empty] | 0 | 0 | 0 | 0 | 0 | 0 | 0 | 0 | 0 | 0 | 0 | 0 | 0 | 0 | 0 | 0 | 0 | 0 | 0 | 0 | 0 | 0 | 0 | 0 | 0 | 0 | 0 | 0
[10 empty] | 0 | 0 | 0 | 0 | 0 | 0 | 0 | 0 | 0 | 0 | 0 | 0 | 0 | 0 | 0 | 0 | 0 | 0 | 0 | 0 | 0 | 0 | 0 | 0 | 0 | 0 | 0 | 0
[10 empty] | 0 | 0 | 0 | 0 | 0 | 0 | 0 | 0 | 0 | 0 | 0 | 0 | 0 | 0 | 0 | 0 | 0 | 0 | 0 | 0 | 0 | 0 | 0 | 0 | 0 | 0 | 0 | 0
[10 empty] | 0 | 0 | 0 | 0 | 0 | 0 | 0 | 0 | 0 | 0 | 0 | 0 | 0 | 0 | 0 | 0 | 0 | 0 | 0 | 0 | 0 | 0 | 0 | 0 | 0 | 0 | 0 | 0
[10 empty] | 0 | 0 | 0 | 0 | 0 | 0 | 0 | 0 | 0 | 0 | 0 | 0 | 0 | 0 | 0 | 0 | 0 | 0 | 0 | 0 | 0 | 0 | 0 | 0 | 0 | 0 | 0 | 0
[10 empty] | 0 | 0 | 0 | 0 | 0 | 0 | 0 | 0 | 0 | 0 | 0 | 0 | 0 | 0 | 0 | 0 | 0 | 0 | 0 | 0 | 0 | 0 | 0 | 0 | 0 | 0 | 0 | 0
[10 empty] | 0 | 0 | 0 | 0 | 0 | 0 | 0 | 0 | 0 | 0 | 0 | 0 | 0 | 0 | 0 | 0 | 0 | 0 | 0 | 0 | 0 | 0 | 0 | 0 | 0 | 0 | 0 | 0
[10 empty] | 0 | 0 | 0 | 0 | 0 | 0 | 0 | 0 | 0 | 0 | 0 | 0 | 0 | 0 | 0 | 0 | 0 | 0 | 0 | 0 | 0 | 0 | 0 | 0 | 0 | 0 | 0 | 0
[10 empty] | 0 | 0 | 0 | 0 | 0 | 0 | 0 | 0 | 0 | 0 | 0 | 0 | 0 | 0 | 0 | 0 | 0 | 0 | 0 | 0 | 0 | 0 | 0 | 0 | 0 | 0 | 0 | 0
[10 empty] | 0 | 0 | 0 | 0 | 0 | 0 | 0 | 0 | 0 | 0 | 0 | 0 | 0 | 0 | 0 | 0 | 0 | 0 | 0 | 0 | 0 | 0 | 0 | 0 | 0 | 0 | 0 | 0
[10 empty] | 0 | 0 | 0 | 0 | 0 | 0 | 0 | 0 | 0 | 0 | 0 | 0 | 0 | 0 | 0 | 0 | 0 | 0 | 0 | 0 | 0 | 0 | 0 | 0 | 0 | 0 | 0 | 0
[10 empty] | 0 | 0 | 0 | 0 | 0 | 0 | 0 | 0 | 0 | 0 | 0 | 0 | 0 | 0 | 0 | 0 | 0 | 0 | 0 | 0 | 0 | 0 | 0 | 0 | 0 | 0 | 0 | 0
[10 empty] | 0 | 0 | 0 | 0 | 0 | 0 | 0 | 0 | 0 | 0 | 0 | 0 | 0 | 0 | 0 | 0 | 0 | 0 | 0 | 0 | 0 | 0 | 0 | 0 | 0 | 0 | 0 | 0
[10 empty] | 0 | 0 | 0 | 0 | 0 | 0 | 0 | 0 | 0 | 0 | 0 | 0 | 0 | 0 | 0 | 0 | 0 | 0 | 0 | 0 | 0 | 0 | 0 | 0 | 0 | 0 | 0 | 0
[10 empty] | 0 | 0 | 0 | 0 | 0 | 0 | 0 | 0 | 0 | 0 | 0 | 0 | 0 | 0 | 0 | 0 | 0 | 0 | 0 | 0 | 0 | 0 | 0 | 0 | 0 | 0 | 0 | 0
[10 empty] | 0 | 0 | 0 | 0 | 0 | 0 | 0 | 0 | 0 | 0 | 0 | 0 | 0 | 0 | 0 | 0 | 0 | 0 | 0 | 0 | 0 | 0 | 0 | 0 | 0 | 0 | 0 | 0
[10 empty] | 0 | 0 | 0 | 0 | 0 | 0 | 0 | 0 | 0 | 0 | 0 | 0 | 0 | 0 | 0 | 0 | 0 | 0 | 0 | 0 | 0 | 0 | 0 | 0 | 0 | 0 | 0 | 0
[10 empty] | 0 | 0 | 0 | 0 | 0 | 0 | 0 | 0 | 0 | 0 | 0 | 0 | 0 | 0 | 0 | 0 | 0 | 0 | 0 | 0 | 0 | 0 | 0 | 0 | 0 | 0 | 0 | 0
[10 empty] | 0 | 0 | 0 | 0 | 0 | 0 | 0 | 0 | 0 | 0 | 0 | 0 | 0 | 0 | 0 | 0 | 0 | 0 | 0 | 0 | 0 | 0 | 0 | 0 | 0 | 0 | 0 | 0
[10 empty] | 0 | 0 | 0 | 0 | 0 | 0 | 0 | 0 | 0 | 0 | 0 | 0 | 0 | 0 | 0 | 0 | 0 | 0 | 0 | 0 | 0 | 0 | 0 | 0 | 0 | 0 | 0 | 0
[10 empty] | 0 | 0 | 0 | 0 | 0 | 0 | 0 | 0 | 0 | 0 | 0 | 0 | 0 | 0 | 0 | 0 | 0 | 0 | 0 | 0 | 0 | 0 | 0 | 0 | 0 | 0 | 0 | 0
[10 empty] | 0 | 0 | 0 | 0 | 0 | 0 | 0 | 0 | 0 | 0 | 0 | 0 | 0 | 0 | 0 | 0 | 0 | 0 | 0 | 0 | 0 | 0 | 0 | 0 | 0 | 0 | 0 | 0
[10 empty] | 0 | 0 | 0 | 0 | 0 | 0 | 0 | 0 | 0 | 0 | 0 | 0 | 0 | 0 | 0 | 0 | 0 | 0 | 0 | 0 | 0 | 0 | 0 | 0 | 0 | 0 | 0 | 0
[10 empty] | 0 | 0 | 0 | 0 | 0 | 0 | 0 | 0 | 0 | 0 | 0 | 0 | 0 | 0 | 0 | 0 | 0 | 0 | 0 | 0 | 0 | 0 | 0 | 0 | 0 | 0 | 0 | 0
[10 empty] | 0 | 0 | 0 | 0 | 0 | 0 | 0 | 0 | 0 | 0 | 0 | 0 | 0 | 0 | 0 | 0 | 0 | 0 | 0 | 0 | 0 | 0 | 0 | 0 | 0 | 0 | 0 | 0
[10 empty] | 0 | 0 | 0 | 0 | 0 | 0 | 0 | 0 | 0 | 0 | 0 | 0 | 0 | 0 | 0 | 0 | 0 | 0 | 0 | 0 | 0 | 0 | 0 | 0 | 0 | 0 | 0 | 0
[10 empty] | 0 | 0 | 0 | 0 | 0 | 0 | 0 | 0 | 0 | 0 | 0 | 0 | 0 | 0 | 0 | 0 | 0 | 0 | 0 | 0 | 0 | 0 | 0 | 0 | 0 | 0 | 0 | 0
[10 empty] | 0 | 0 | 0 | 0 | 0 | 0 | 0 | 0 | 0 | 0 | 0 | 0 | 0 | 0 | 0 | 0 | 0 | 0 | 0 | 0 | 0 | 0 | 0 | 0 | 0 | 0 | 0 | 0
[10 empty] | 0 | 0 | 0 | 0 | 0 | 0 | 0 | 0 | 0 | 0 | 0 | 0 | 0 | 0 | 0 | 0 | 0 | 0 | 0 | 0 | 0 | 0 | 0 | 0 | 0 | 0 | 0 | 0
[10 empty] | 0 | 0 | 0 | 0 | 0 | 0 | 0 | 0 | 0 | 0 | 0 | 0 | 0 | 0 | 0 | 0 | 0 | 0 | 0 | 0 | 0 | 0 | 0 | 0 | 0 | 0 | 0 | 0
[10 empty] | 0 | 0 | 0 | 0 | 0 | 0 | 0 | 0 | 0 | 0 | 0 | 0 | 0 | 0 | 0 | 0 | 0 | 0 | 0 | 0 | 0 | 0 | 0 | 0 | 0 | 0 | 0 | 0
[10 empty] | 0 | 0 | 0 | 0 | 0 | 0 | 0 | 0 | 0 | 0 | 0 | 0 | 0 | 0 | 0 | 0 | 0 | 0 | 0 | 0 | 0 | 0 | 0 | 0 | 0 | 0 | 0 | 0
[10 empty] | 0 | 0 | 0 | 0 | 0 | 0 | 0 | 0 | 0 | 0 | 0 | 0 | 0 | 0 | 0 | 0 | 0 | 0 | 0 | 0 | 0 | 0 | 0 | 0 | 0 | 0 | 0 | 0
[10 empty] | 0 | 0 | 0 | 0 | 0 | 0 | 0 | 0 | 0 | 0 | 0 | 0 | 0 | 0 | 0 | 0 | 0 | 0 | 0 | 0 | 0 | 0 | 0 | 0 | 0 | 0 | 0 | 0
[10 empty] | 0 | 0 | 0 | 0 | 0 | 0 | 0 | 0 | 0 | 0 | 0 | 0 | 0 | 0 | 0 | 0 | 0 | 0 | 0 | 0 | 0 | 0 | 0 | 0 | 0 | 0 | 0 | 0
[10 empty] | 0 | 0 | 0 | 0 | 0 | 0 | 0 | 0 | 0 | 0 | 0 | 0 | 0 | 0 | 0 | 0 | 0 | 0 | 0 | 0 | 0 | 0 | 0 | 0 | 0 | 0 | 0 | 0
[10 empty] | 0 | 0 | 0 | 0 | 0 | 0 | 0 | 0 | 0 | 0 | 0 | 0 | 0 | 0 | 0 | 0 | 0 | 0 | 0 | 0 | 0 | 0 | 0 | 0 | 0 | 0 | 0 | 0
[10 empty] | 0 | 0 | 0 | 0 | 0 | 0 | 0 | 0 | 0 | 0 | 0 | 0 | 0 | 0 | 0 | 0 | 0 | 0 | 0 | 0 | 0 | 0 | 0 | 0 | 0 | 0 | 0 | 0
[10 empty] | 0 | 0 | 0 | 0 | 0 | 0 | 0 | 0 | 0 | 0 | 0 | 0 | 0 | 0 | 0 | 0 | 0 | 0 | 0 | 0 | 0 | 0 | 0 | 0 | 0 | 0 | 0 | 0
[10 empty] | 0 | 0 | 0 | 0 | 0 | 0 | 0 | 0 | 0 | 0 | 0 | 0 | 0 | 0 | 0 | 0 | 0 | 0 | 0 | 0 | 0 | 0 | 0 | 0 | 0 | 0 | 0 | 0
[10 empty] | 0 | 0 | 0 | 0 | 0 | 0 | 0 | 0 | 0 | 0 | 0 | 0 | 0 | 0 | 0 | 0 | 0 | 0 | 0 | 0 | 0 | 0 | 0 | 0 | 0 | 0 | 0 | 0
[10 empty] | 0 | 0 | 0 | 0 | 0 | 0 | 0 | 0 | 0 | 0 | 0 | 0 | 0 | 0 | 0 | 0 | 0 | 0 | 0 | 0 | 0 | 0 | 0 | 0 | 0 | 0 | 0 | 0
[10 empty] | 0 | 0 | 0 | 0 | 0 | 0 | 0 | 0 | 0 | 0 | 0 | 0 | 0 | 0 | 0 | 0 | 0 | 0 | 0 | 0 | 0 | 0 | 0 | 0 | 0 | 0 | 0 | 0
[10 empty] | 0 | 0 | 0 | 0 | 0 | 0 | 0 | 0 | 0 | 0 | 0 | 0 | 0 | 0 | 0 | 0 | 0 | 0 | 0 | 0 | 0 | 0 | 0 | 0 | 0 | 0 | 0 | 0
[10 empty] | 0 | 0 | 0 | 0 | 0 | 0 | 0 | 0 | 0 | 0 | 0 | 0 | 0 | 0 | 0 | 0 | 0 | 0 | 0 | 0 | 0 | 0 | 0 | 0 | 0 | 0 | 0 | 0
[10 empty] | 0 | 0 | 0 | 0 | 0 | 0 | 0 | 0 | 0 | 0 | 0 | 0 | 0 | 0 | 0 | 0 | 0 | 0 | 0 | 0 | 0 | 0 | 0 | 0 | 0 | 0 | 0 | 0
[10 empty] | 0 | 0 | 0 | 0 | 0 | 0 | 0 | 0 | 0 | 0 | 0 | 0 | 0 | 0 | 0 | 0 | 0 | 0 | 0 | 0 | 0 | 0 | 0 | 0 | 0 | 0 | 0 | 0
[10 empty] | 0 | 0 | 0 | 0 | 0 | 0 | 0 | 0 | 0 | 0 | 0 | 0 | 0 | 0 | 0 | 0 | 0 | 0 | 0 | 0 | 0 | 0 | 0 | 0 | 0 | 0 | 0 | 0
[10 empty] | 0 | 0 | 0 | 0 | 0 | 0 | 0 | 0 | 0 | 0 | 0 | 0 | 0 | 0 | 0 | 0 | 0 | 0 | 0 | 0 | 0 | 0 | 0 | 0 | 0 | 0 | 0 | 0
[10 empty] | 0 | 0 | 0 | 0 | 0 | 0 | 0 | 0 | 0 | 0 | 0 | 0 | 0 | 0 | 0 | 0 | 0 | 0 | 0 | 0 | 0 | 0 | 0 | 0 | 0 | 0 | 0 | 0
[10 empty] | 0 | 0 | 0 | 0 | 0 | 0 | 0 | 0 | 0 | 0 | 0 | 0 | 0 | 0 | 0 | 0 | 0 | 0 | 0 | 0 | 0 | 0 | 0 | 0 | 0 | 0 | 0 | 0
[10 empty] | 0 | 0 | 0 | 0 | 0 | 0 | 0 | 0 | 0 | 0 | 0 | 0 | 0 | 0 | 0 | 0 | 0 | 0 | 0 | 0 | 0 | 0 | 0 | 0 | 0 | 0 | 0 | 0
[10 empty] | 0 | 0 | 0 | 0 | 0 | 0 | 0 | 0 | 0 | 0 | 0 | 0 | 0 | 0 | 0 | 0 | 0 | 0 | 0 | 0 | 0 | 0 | 0 | 0 | 0 | 0 | 0 | 0
[10 empty] | 0 | 0 | 0 | 0 | 0 | 0 | 0 | 0 | 0 | 0 | 0 | 0 | 0 | 0 | 0 | 0 | 0 | 0 | 0 | 0 | 0 | 0 | 0 | 0 | 0 | 0 | 0 | 0
[10 empty] | 0 | 0 | 0 | 0 | 0 | 0 | 0 | 0 | 0 | 0 | 0 | 0 | 0 | 0 | 0 | 0 | 0 | 0 | 0 | 0 | 0 | 0 | 0 | 0 | 0 | 0 | 0 | 0
[10 empty] | 0 | 0 | 0 | 0 | 0 | 0 | 0 | 0 | 0 | 0 | 0 | 0 | 0 | 0 | 0 | 0 | 0 | 0 | 0 | 0 | 0 | 0 | 0 | 0 | 0 | 0 | 0 | 0
[10 empty] | 0 | 0 | 0 | 0 | 0 | 0 | 0 | 0 | 0 | 0 | 0 | 0 | 0 | 0 | 0 | 0 | 0 | 0 | 0 | 0 | 0 | 0 | 0 | 0 | 0 | 0 | 0 | 0
[10 empty] | 0 | 0 | 0 | 0 | 0 | 0 | 0 | 0 | 0 | 0 | 0 | 0 | 0 | 0 | 0 | 0 | 0 | 0 | 0 | 0 | 0 | 0 | 0 | 0 | 0 | 0 | 0 | 0
[10 empty] | 0 | 0 | 0 | 0 | 0 | 0 | 0 | 0 | 0 | 0 | 0 | 0 | 0 | 0 | 0 | 0 | 0 | 0 | 0 | 0 | 0 | 0 | 0 | 0 | 0 | 0 | 0 | 0
[10 empty] | 0 | 0 | 0 | 0 | 0 | 0 | 0 | 0 | 0 | 0 | 0 | 0 | 0 | 0 | 0 | 0 | 0 | 0 | 0 | 0 | 0 | 0 | 0 | 0 | 0 | 0 | 0 | 0
[10 empty] | 0 | 0 | 0 | 0 | 0 | 0 | 0 | 0 | 0 | 0 | 0 | 0 | 0 | 0 | 0 | 0 | 0 | 0 | 0 | 0 | 0 | 0 | 0 | 0 | 0 | 0 | 0 | 0
[10 empty] | 0 | 0 | 0 | 0 | 0 | 0 | 0 | 0 | 0 | 0 | 0 | 0 | 0 | 0 | 0 | 0 | 0 | 0 | 0 | 0 | 0 | 0 | 0 | 0 | 0 | 0 | 0 | 0
[10 empty] | 0 | 0 | 0 | 0 | 0 | 0 | 0 | 0 | 0 | 0 | 0 | 0 | 0 | 0 | 0 | 0 | 0 | 0 | 0 | 0 | 0 | 0 | 0 | 0 | 0 | 0 | 0 | 0
[10 empty] | 0 | 0 | 0 | 0 | 0 | 0 | 0 | 0 | 0 | 0 | 0 | 0 | 0 | 0 | 0 | 0 | 0 | 0 | 0 | 0 | 0 | 0 | 0 | 0 | 0 | 0 | 0 | 0
[10 empty] | 0 | 0 | 0 | 0 | 0 | 0 | 0 | 0 | 0 | 0 | 0 | 0 | 0 | 0 | 0 | 0 | 0 | 0 | 0 | 0 | 0 | 0 | 0 | 0 | 0 | 0 | 0 | 0
[10 empty] | 0 | 0 | 0 | 0 | 0 | 0 | 0 | 0 | 0 | 0 | 0 | 0 | 0 | 0 | 0 | 0 | 0 | 0 | 0 | 0 | 0 | 0 | 0 | 0 | 0 | 0 | 0 | 0
[10 empty] | 0 | 0 | 0 | 0 | 0 | 0 | 0 | 0 | 0 | 0 | 0 | 0 | 0 | 0 | 0 | 0 | 0 | 0 | 0 | 0 | 0 | 0 | 0 | 0 | 0 | 0 | 0 | 0
[10 empty] | 0 | 0 | 0 | 0 | 0 | 0 | 0 | 0 | 0 | 0 | 0 | 0 | 0 | 0 | 0 | 0 | 0 | 0 | 0 | 0 | 0 | 0 | 0 | 0 | 0 | 0 | 0 | 0
[10 empty] | 0 | 0 | 0 | 0 | 0 | 0 | 0 | 0 | 0 | 0 | 0 | 0 | 0 | 0 | 0 | 0 | 0 | 0 | 0 | 0 | 0 | 0 | 0 | 0 | 0 | 0 | 0 | 0
[10 empty] | 0 | 0 | 0 | 0 | 0 | 0 | 0 | 0 | 0 | 0 | 0 | 0 | 0 | 0 | 0 | 0 | 0 | 0 | 0 | 0 | 0 | 0 | 0 | 0 | 0 | 0 | 0 | 0
[10 empty] | 0 | 0 | 0 | 0 | 0 | 0 | 0 | 0 | 0 | 0 | 0 | 0 | 0 | 0 | 0 | 0 | 0 | 0 | 0 | 0 | 0 | 0 | 0 | 0 | 0 | 0 | 0 | 0
[10 empty] | 0 | 0 | 0 | 0 | 0 | 0 | 0 | 0 | 0 | 0 | 0 | 0 | 0 | 0 | 0 | 0 | 0 | 0 | 0 | 0 | 0 | 0 | 0 | 0 | 0 | 0 | 0 | 0
[10 empty] | 0 | 0 | 0 | 0 | 0 | 0 | 0 | 0 | 0 | 0 | 0 | 0 | 0 | 0 | 0 | 0 | 0 | 0 | 0 | 0 | 0 | 0 | 0 | 0 | 0 | 0 | 0 | 0
[10 empty] | 0 | 0 | 0 | 0 | 0 | 0 | 0 | 0 | 0 | 0 | 0 | 0 | 0 | 0 | 0 | 0 | 0 | 0 | 0 | 0 | 0 | 0 | 0 | 0 | 0 | 0 | 0 | 0
[10 empty] | 0 | 0 | 0 | 0 | 0 | 0 | 0 | 0 | 0 | 0 | 0 | 0 | 0 | 0 | 0 | 0 | 0 | 0 | 0 | 0 | 0 | 0 | 0 | 0 | 0 | 0 | 0 | 0
[10 empty] | 0 | 0 | 0 | 0 | 0 | 0 | 0 | 0 | 0 | 0 | 0 | 0 | 0 | 0 | 0 | 0 | 0 | 0 | 0 | 0 | 0 | 0 | 0 | 0 | 0 | 0 | 0 | 0
[10 empty] | 0 | 0 | 0 | 0 | 0 | 0 | 0 | 0 | 0 | 0 | 0 | 0 | 0 | 0 | 0 | 0 | 0 | 0 | 0 | 0 | 0 | 0 | 0 | 0 | 0 | 0 | 0 | 0
[10 empty] | 0 | 0 | 0 | 0 | 0 | 0 | 0 | 0 | 0 | 0 | 0 | 0 | 0 | 0 | 0 | 0 | 0 | 0 | 0 | 0 | 0 | 0 | 0 | 0 | 0 | 0 | 0 | 0
[10 empty] | 0 | 0 | 0 | 0 | 0 | 0 | 0 | 0 | 0 | 0 | 0 | 0 | 0 | 0 | 0 | 0 | 0 | 0 | 0 | 0 | 0 | 0 | 0 | 0 | 0 | 0 | 0 | 0
[10 empty] | 0 | 0 | 0 | 0 | 0 | 0 | 0 | 0 | 0 | 0 | 0 | 0 | 0 | 0 | 0 | 0 | 0 | 0 | 0 | 0 | 0 | 0 | 0 | 0 | 0 | 0 | 0 | 0
[10 empty] | 0 | 0 | 0 | 0 | 0 | 0 | 0 | 0 | 0 | 0 | 0 | 0 | 0 | 0 | 0 | 0 | 0 | 0 | 0 | 0 | 0 | 0 | 0 | 0 | 0 | 0 | 0 | 0
[10 empty] | 0 | 0 | 0 | 0 | 0 | 0 | 0 | 0 | 0 | 0 | 0 | 0 | 0 | 0 | 0 | 0 | 0 | 0 | 0 | 0 | 0 | 0 | 0 | 0 | 0 | 0 | 0 | 0
[10 empty] | 0 | 0 | 0 | 0 | 0 | 0 | 0 | 0 | 0 | 0 | 0 | 0 | 0 | 0 | 0 | 0 | 0 | 0 | 0 | 0 | 0 | 0 | 0 | 0 | 0 | 0 | 0 | 0
[10 empty] | 0 | 0 | 0 | 0 | 0 | 0 | 0 | 0 | 0 | 0 | 0 | 0 | 0 | 0 | 0 | 0 | 0 | 0 | 0 | 0 | 0 | 0 | 0 | 0 | 0 | 0 | 0 | 0
[10 empty] | 0 | 0 | 0 | 0 | 0 | 0 | 0 | 0 | 0 | 0 | 0 | 0 | 0 | 0 | 0 | 0 | 0 | 0 | 0 | 0 | 0 | 0 | 0 | 0 | 0 | 0 | 0 | 0
[10 empty] | 0 | 0 | 0 | 0 | 0 | 0 | 0 | 0 | 0 | 0 | 0 | 0 | 0 | 0 | 0 | 0 | 0 | 0 | 0 | 0 | 0 | 0 | 0 | 0 | 0 | 0 | 0 | 0
[10 empty] | 0 | 0 | 0 | 0 | 0 | 0 | 0 | 0 | 0 | 0 | 0 | 0 | 0 | 0 | 0 | 0 | 0 | 0 | 0 | 0 | 0 | 0 | 0 | 0 | 0 | 0 | 0 | 0
[10 empty] | 0 | 0 | 0 | 0 | 0 | 0 | 0 | 0 | 0 | 0 | 0 | 0 | 0 | 0 | 0 | 0 | 0 | 0 | 0 | 0 | 0 | 0 | 0 | 0 | 0 | 0 | 0 | 0
[10 empty] | 0 | 0 | 0 | 0 | 0 | 0 | 0 | 0 | 0 | 0 | 0 | 0 | 0 | 0 | 0 | 0 | 0 | 0 | 0 | 0 | 0 | 0 | 0 | 0 | 0 | 0 | 0 | 0
[10 empty] | 0 | 0 | 0 | 0 | 0 | 0 | 0 | 0 | 0 | 0 | 0 | 0 | 0 | 0 | 0 | 0 | 0 | 0 | 0 | 0 | 0 | 0 | 0 | 0 | 0 | 0 | 0 | 0
[10 empty] | 0 | 0 | 0 | 0 | 0 | 0 | 0 | 0 | 0 | 0 | 0 | 0 | 0 | 0 | 0 | 0 | 0 | 0 | 0 | 0 | 0 | 0 | 0 | 0 | 0 | 0 | 0 | 0
[10 empty] | 0 | 0 | 0 | 0 | 0 | 0 | 0 | 0 | 0 | 0 | 0 | 0 | 0 | 0 | 0 | 0 | 0 | 0 | 0 | 0 | 0 | 0 | 0 | 0 | 0 | 0 | 0 | 0
[10 empty] | 0 | 0 | 0 | 0 | 0 | 0 | 0 | 0 | 0 | 0 | 0 | 0 | 0 | 0 | 0 | 0 | 0 | 0 | 0 | 0 | 0 | 0 | 0 | 0 | 0 | 0 | 0 | 0
[10 empty] | 0 | 0 | 0 | 0 | 0 | 0 | 0 | 0 | 0 | 0 | 0 | 0 | 0 | 0 | 0 | 0 | 0 | 0 | 0 | 0 | 0 | 0 | 0 | 0 | 0 | 0 | 0 | 0
[10 empty] | 0 | 0 | 0 | 0 | 0 | 0 | 0 | 0 | 0 | 0 | 0 | 0 | 0 | 0 | 0 | 0 | 0 | 0 | 0 | 0 | 0 | 0 | 0 | 0 | 0 | 0 | 0 | 0
[10 empty] | 0 | 0 | 0 | 0 | 0 | 0 | 0 | 0 | 0 | 0 | 0 | 0 | 0 | 0 | 0 | 0 | 0 | 0 | 0 | 0 | 0 | 0 | 0 | 0 | 0 | 0 | 0 | 0
[10 empty] | 0 | 0 | 0 | 0 | 0 | 0 | 0 | 0 | 0 | 0 | 0 | 0 | 0 | 0 | 0 | 0 | 0 | 0 | 0 | 0 | 0 | 0 | 0 | 0 | 0 | 0 | 0 | 0
[10 empty] | 0 | 0 | 0 | 0 | 0 | 0 | 0 | 0 | 0 | 0 | 0 | 0 | 0 | 0 | 0 | 0 | 0 | 0 | 0 | 0 | 0 | 0 | 0 | 0 | 0 | 0 | 0 | 0
[10 empty] | 0 | 0 | 0 | 0 | 0 | 0 | 0 | 0 | 0 | 0 | 0 | 0 | 0 | 0 | 0 | 0 | 0 | 0 | 0 | 0 | 0 | 0 | 0 | 0 | 0 | 0 | 0 | 0
[10 empty] | 0 | 0 | 0 | 0 | 0 | 0 | 0 | 0 | 0 | 0 | 0 | 0 | 0 | 0 | 0 | 0 | 0 | 0 | 0 | 0 | 0 | 0 | 0 | 0 | 0 | 0 | 0 | 0
[10 empty] | 0 | 0 | 0 | 0 | 0 | 0 | 0 | 0 | 0 | 0 | 0 | 0 | 0 | 0 | 0 | 0 | 0 | 0 | 0 | 0 | 0 | 0 | 0 | 0 | 0 | 0 | 0 | 0
[10 empty] | 0 | 0 | 0 | 0 | 0 | 0 | 0 | 0 | 0 | 0 | 0 | 0 | 0 | 0 | 0 | 0 | 0 | 0 | 0 | 0 | 0 | 0 | 0 | 0 | 0 | 0 | 0 | 0
[10 empty] | 0 | 0 | 0 | 0 | 0 | 0 | 0 | 0 | 0 | 0 | 0 | 0 | 0 | 0 | 0 | 0 | 0 | 0 | 0 | 0 | 0 | 0 | 0 | 0 | 0 | 0 | 0 | 0
[10 empty] | 0 | 0 | 0 | 0 | 0 | 0 | 0 | 0 | 0 | 0 | 0 | 0 | 0 | 0 | 0 | 0 | 0 | 0 | 0 | 0 | 0 | 0 | 0 | 0 | 0 | 0 | 0 | 0
[10 empty] | 0 | 0 | 0 | 0 | 0 | 0 | 0 | 0 | 0 | 0 | 0 | 0 | 0 | 0 | 0 | 0 | 0 | 0 | 0 | 0 | 0 | 0 | 0 | 0 | 0 | 0 | 0 | 0
[10 empty] | 0 | 0 | 0 | 0 | 0 | 0 | 0 | 0 | 0 | 0 | 0 | 0 | 0 | 0 | 0 | 0 | 0 | 0 | 0 | 0 | 0 | 0 | 0 | 0 | 0 | 0 | 0 | 0
[10 empty] | 0 | 0 | 0 | 0 | 0 | 0 | 0 | 0 | 0 | 0 | 0 | 0 | 0 | 0 | 0 | 0 | 0 | 0 | 0 | 0 | 0 | 0 | 0 | 0 | 0 | 0 | 0 | 0
[10 empty] | 0 | 0 | 0 | 0 | 0 | 0 | 0 | 0 | 0 | 0 | 0 | 0 | 0 | 0 | 0 | 0 | 0 | 0 | 0 | 0 | 0 | 0 | 0 | 0 | 0 | 0 | 0 | 0
[10 empty] | 0 | 0 | 0 | 0 | 0 | 0 | 0 | 0 | 0 | 0 | 0 | 0 | 0 | 0 | 0 | 0 | 0 | 0 | 0 | 0 | 0 | 0 | 0 | 0 | 0 | 0 | 0 | 0
[10 empty] | 0 | 0 | 0 | 0 | 0 | 0 | 0 | 0 | 0 | 0 | 0 | 0 | 0 | 0 | 0 | 0 | 0 | 0 | 0 | 0 | 0 | 0 | 0 | 0 | 0 | 0 | 0 | 0
[10 empty] | 0 | 0 | 0 | 0 | 0 | 0 | 0 | 0 | 0 | 0 | 0 | 0 | 0 | 0 | 0 | 0 | 0 | 0 | 0 | 0 | 0 | 0 | 0 | 0 | 0 | 0 | 0 | 0
[10 empty] | 0 | 0 | 0 | 0 | 0 | 0 | 0 | 0 | 0 | 0 | 0 | 0 | 0 | 0 | 0 | 0 | 0 | 0 | 0 | 0 | 0 | 0 | 0 | 0 | 0 | 0 | 0 | 0
[10 empty] | 0 | 0 | 0 | 0 | 0 | 0 | 0 | 0 | 0 | 0 | 0 | 0 | 0 | 0 | 0 | 0 | 0 | 0 | 0 | 0 | 0 | 0 | 0 | 0 | 0 | 0 | 0 | 0
[10 empty] | 0 | 0 | 0 | 0 | 0 | 0 | 0 | 0 | 0 | 0 | 0 | 0 | 0 | 0 | 0 | 0 | 0 | 0 | 0 | 0 | 0 | 0 | 0 | 0 | 0 | 0 | 0 | 0
[10 empty] | 0 | 0 | 0 | 0 | 0 | 0 | 0 | 0 | 0 | 0 | 0 | 0 | 0 | 0 | 0 | 0 | 0 | 0 | 0 | 0 | 0 | 0 | 0 | 0 | 0 | 0 | 0 | 0
[10 empty] | 0 | 0 | 0 | 0 | 0 | 0 | 0 | 0 | 0 | 0 | 0 | 0 | 0 | 0 | 0 | 0 | 0 | 0 | 0 | 0 | 0 | 0 | 0 | 0 | 0 | 0 | 0 | 0
[10 empty] | 0 | 0 | 0 | 0 | 0 | 0 | 0 | 0 | 0 | 0 | 0 | 0 | 0 | 0 | 0 | 0 | 0 | 0 | 0 | 0 | 0 | 0 | 0 | 0 | 0 | 0 | 0 | 0
[10 empty] | 0 | 0 | 0 | 0 | 0 | 0 | 0 | 0 | 0 | 0 | 0 | 0 | 0 | 0 | 0 | 0 | 0 | 0 | 0 | 0 | 0 | 0 | 0 | 0 | 0 | 0 | 0 | 0
[10 empty] | 0 | 0 | 0 | 0 | 0 | 0 | 0 | 0 | 0 | 0 | 0 | 0 | 0 | 0 | 0 | 0 | 0 | 0 | 0 | 0 | 0 | 0 | 0 | 0 | 0 | 0 | 0 | 0
[10 empty] | 0 | 0 | 0 | 0 | 0 | 0 | 0 | 0 | 0 | 0 | 0 | 0 | 0 | 0 | 0 | 0 | 0 | 0 | 0 | 0 | 0 | 0 | 0 | 0 | 0 | 0 | 0 | 0
[10 empty] | 0 | 0 | 0 | 0 | 0 | 0 | 0 | 0 | 0 | 0 | 0 | 0 | 0 | 0 | 0 | 0 | 0 | 0 | 0 | 0 | 0 | 0 | 0 | 0 | 0 | 0 | 0 | 0
[10 empty] | 0 | 0 | 0 | 0 | 0 | 0 | 0 | 0 | 0 | 0 | 0 | 0 | 0 | 0 | 0 | 0 | 0 | 0 | 0 | 0 | 0 | 0 | 0 | 0 | 0 | 0 | 0 | 0
[10 empty] | 0 | 0 | 0 | 0 | 0 | 0 | 0 | 0 | 0 | 0 | 0 | 0 | 0 | 0 | 0 | 0 | 0 | 0 | 0 | 0 | 0 | 0 | 0 | 0 | 0 | 0 | 0 | 0
[10 empty] | 0 | 0 | 0 | 0 | 0 | 0 | 0 | 0 | 0 | 0 | 0 | 0 | 0 | 0 | 0 | 0 | 0 | 0 | 0 | 0 | 0 | 0 | 0 | 0 | 0 | 0 | 0 | 0
[10 empty] | 0 | 0 | 0 | 0 | 0 | 0 | 0 | 0 | 0 | 0 | 0 | 0 | 0 | 0 | 0 | 0 | 0 | 0 | 0 | 0 | 0 | 0 | 0 | 0 | 0 | 0 | 0 | 0
[10 empty] | 0 | 0 | 0 | 0 | 0 | 0 | 0 | 0 | 0 | 0 | 0 | 0 | 0 | 0 | 0 | 0 | 0 | 0 | 0 | 0 | 0 | 0 | 0 | 0 | 0 | 0 | 0 | 0
[10 empty] | 0 | 0 | 0 | 0 | 0 | 0 | 0 | 0 | 0 | 0 | 0 | 0 | 0 | 0 | 0 | 0 | 0 | 0 | 0 | 0 | 0 | 0 | 0 | 0 | 0 | 0 | 0 | 0
[10 empty] | 0 | 0 | 0 | 0 | 0 | 0 | 0 | 0 | 0 | 0 | 0 | 0 | 0 | 0 | 0 | 0 | 0 | 0 | 0 | 0 | 0 | 0 | 0 | 0 | 0 | 0 | 0 | 0
[10 empty] | 0 | 0 | 0 | 0 | 0 | 0 | 0 | 0 | 0 | 0 | 0 | 0 | 0 | 0 | 0 | 0 | 0 | 0 | 0 | 0 | 0 | 0 | 0 | 0 | 0 | 0 | 0 | 0
[10 empty] | 0 | 0 | 0 | 0 | 0 | 0 | 0 | 0 | 0 | 0 | 0 | 0 | 0 | 0 | 0 | 0 | 0 | 0 | 0 | 0 | 0 | 0 | 0 | 0 | 0 | 0 | 0 | 0
[10 empty] | 0 | 0 | 0 | 0 | 0 | 0 | 0 | 0 | 0 | 0 | 0 | 0 | 0 | 0 | 0 | 0 | 0 | 0 | 0 | 0 | 0 | 0 | 0 | 0 | 0 | 0 | 0 | 0
[10 empty] | 0 | 0 | 0 | 0 | 0 | 0 | 0 | 0 | 0 | 0 | 0 | 0 | 0 | 0 | 0 | 0 | 0 | 0 | 0 | 0 | 0 | 0 | 0 | 0 | 0 | 0 | 0 | 0
[10 empty] | 0 | 0 | 0 | 0 | 0 | 0 | 0 | 0 | 0 | 0 | 0 | 0 | 0 | 0 | 0 | 0 | 0 | 0 | 0 | 0 | 0 | 0 | 0 | 0 | 0 | 0 | 0 | 0
[10 empty] | 0 | 0 | 0 | 0 | 0 | 0 | 0 | 0 | 0 | 0 | 0 | 0 | 0 | 0 | 0 | 0 | 0 | 0 | 0 | 0 | 0 | 0 | 0 | 0 | 0 | 0 | 0 | 0
[10 empty] | 0 | 0 | 0 | 0 | 0 | 0 | 0 | 0 | 0 | 0 | 0 | 0 | 0 | 0 | 0 | 0 | 0 | 0 | 0 | 0 | 0 | 0 | 0 | 0 | 0 | 0 | 0 | 0
[10 empty] | 0 | 0 | 0 | 0 | 0 | 0 | 0 | 0 | 0 | 0 | 0 | 0 | 0 | 0 | 0 | 0 | 0 | 0 | 0 | 0 | 0 | 0 | 0 | 0 | 0 | 0 | 0 | 0
[10 empty] | 0 | 0 | 0 | 0 | 0 | 0 | 0 | 0 | 0 | 0 | 0 | 0 | 0 | 0 | 0 | 0 | 0 | 0 | 0 | 0 | 0 | 0 | 0 | 0 | 0 | 0 | 0 | 0
[10 empty] | 0 | 0 | 0 | 0 | 0 | 0 | 0 | 0 | 0 | 0 | 0 | 0 | 0 | 0 | 0 | 0 | 0 | 0 | 0 | 0 | 0 | 0 | 0 | 0 | 0 | 0 | 0 | 0
[10 empty] | 0 | 0 | 0 | 0 | 0 | 0 | 0 | 0 | 0 | 0 | 0 | 0 | 0 | 0 | 0 | 0 | 0 | 0 | 0 | 0 | 0 | 0 | 0 | 0 | 0 | 0 | 0 | 0
[10 empty] | 0 | 0 | 0 | 0 | 0 | 0 | 0 | 0 | 0 | 0 | 0 | 0 | 0 | 0 | 0 | 0 | 0 | 0 | 0 | 0 | 0 | 0 | 0 | 0 | 0 | 0 | 0 | 0
[10 empty] | 0 | 0 | 0 | 0 | 0 | 0 | 0 | 0 | 0 | 0 | 0 | 0 | 0 | 0 | 0 | 0 | 0 | 0 | 0 | 0 | 0 | 0 | 0 | 0 | 0 | 0 | 0 | 0
[10 empty] | 0 | 0 | 0 | 0 | 0 | 0 | 0 | 0 | 0 | 0 | 0 | 0 | 0 | 0 | 0 | 0 | 0 | 0 | 0 | 0 | 0 | 0 | 0 | 0 | 0 | 0 | 0 | 0
[10 empty] | 0 | 0 | 0 | 0 | 0 | 0 | 0 | 0 | 0 | 0 | 0 | 0 | 0 | 0 | 0 | 0 | 0 | 0 | 0 | 0 | 0 | 0 | 0 | 0 | 0 | 0 | 0 | 0
[10 empty] | 0 | 0 | 0 | 0 | 0 | 0 | 0 | 0 | 0 | 0 | 0 | 0 | 0 | 0 | 0 | 0 | 0 | 0 | 0 | 0 | 0 | 0 | 0 | 0 | 0 | 0 | 0 | 0
[10 empty] | 0 | 0 | 0 | 0 | 0 | 0 | 0 | 0 | 0 | 0 | 0 | 0 | 0 | 0 | 0 | 0 | 0 | 0 | 0 | 0 | 0 | 0 | 0 | 0 | 0 | 0 | 0 | 0
[10 empty] | 0 | 0 | 0 | 0 | 0 | 0 | 0 | 0 | 0 | 0 | 0 | 0 | 0 | 0 | 0 | 0 | 0 | 0 | 0 | 0 | 0 | 0 | 0 | 0 | 0 | 0 | 0 | 0
[10 empty] | 0 | 0 | 0 | 0 | 0 | 0 | 0 | 0 | 0 | 0 | 0 | 0 | 0 | 0 | 0 | 0 | 0 | 0 | 0 | 0 | 0 | 0 | 0 | 0 | 0 | 0 | 0 | 0
[10 empty] | 0 | 0 | 0 | 0 | 0 | 0 | 0 | 0 | 0 | 0 | 0 | 0 | 0 | 0 | 0 | 0 | 0 | 0 | 0 | 0 | 0 | 0 | 0 | 0 | 0 | 0 | 0 | 0
[10 empty] | 0 | 0 | 0 | 0 | 0 | 0 | 0 | 0 | 0 | 0 | 0 | 0 | 0 | 0 | 0 | 0 | 0 | 0 | 0 | 0 | 0 | 0 | 0 | 0 | 0 | 0 | 0 | 0
[10 empty] | 0 | 0 | 0 | 0 | 0 | 0 | 0 | 0 | 0 | 0 | 0 | 0 | 0 | 0 | 0 | 0 | 0 | 0 | 0 | 0 | 0 | 0 | 0 | 0 | 0 | 0 | 0 | 0
[10 empty] | 0 | 0 | 0 | 0 | 0 | 0 | 0 | 0 | 0 | 0 | 0 | 0 | 0 | 0 | 0 | 0 | 0 | 0 | 0 | 0 | 0 | 0 | 0 | 0 | 0 | 0 | 0 | 0
[10 empty] | 0 | 0 | 0 | 0 | 0 | 0 | 0 | 0 | 0 | 0 | 0 | 0 | 0 | 0 | 0 | 0 | 0 | 0 | 0 | 0 | 0 | 0 | 0 | 0 | 0 | 0 | 0 | 0
[10 empty] | 0 | 0 | 0 | 0 | 0 | 0 | 0 | 0 | 0 | 0 | 0 | 0 | 0 | 0 | 0 | 0 | 0 | 0 | 0 | 0 | 0 | 0 | 0 | 0 | 0 | 0 | 0 | 0
[10 empty] | 0 | 0 | 0 | 0 | 0 | 0 | 0 | 0 | 0 | 0 | 0 | 0 | 0 | 0 | 0 | 0 | 0 | 0 | 0 | 0 | 0 | 0 | 0 | 0 | 0 | 0 | 0 | 0
[10 empty] | 0 | 0 | 0 | 0 | 0 | 0 | 0 | 0 | 0 | 0 | 0 | 0 | 0 | 0 | 0 | 0 | 0 | 0 | 0 | 0 | 0 | 0 | 0 | 0 | 0 | 0 | 0 | 0
[10 empty] | 0 | 0 | 0 | 0 | 0 | 0 | 0 | 0 | 0 | 0 | 0 | 0 | 0 | 0 | 0 | 0 | 0 | 0 | 0 | 0 | 0 | 0 | 0 | 0 | 0 | 0 | 0 | 0
[10 empty] | 0 | 0 | 0 | 0 | 0 | 0 | 0 | 0 | 0 | 0 | 0 | 0 | 0 | 0 | 0 | 0 | 0 | 0 | 0 | 0 | 0 | 0 | 0 | 0 | 0 | 0 | 0 | 0
[10 empty] | 0 | 0 | 0 | 0 | 0 | 0 | 0 | 0 | 0 | 0 | 0 | 0 | 0 | 0 | 0 | 0 | 0 | 0 | 0 | 0 | 0 | 0 | 0 | 0 | 0 | 0 | 0 | 0
[10 empty] | 0 | 0 | 0 | 0 | 0 | 0 | 0 | 0 | 0 | 0 | 0 | 0 | 0 | 0 | 0 | 0 | 0 | 0 | 0 | 0 | 0 | 0 | 0 | 0 | 0 | 0 | 0 | 0
[10 empty] | 0 | 0 | 0 | 0 | 0 | 0 | 0 | 0 | 0 | 0 | 0 | 0 | 0 | 0 | 0 | 0 | 0 | 0 | 0 | 0 | 0 | 0 | 0 | 0 | 0 | 0 | 0 | 0
[10 empty] | 0 | 0 | 0 | 0 | 0 | 0 | 0 | 0 | 0 | 0 | 0 | 0 | 0 | 0 | 0 | 0 | 0 | 0 | 0 | 0 | 0 | 0 | 0 | 0 | 0 | 0 | 0 | 0
[10 empty] | 0 | 0 | 0 | 0 | 0 | 0 | 0 | 0 | 0 | 0 | 0 | 0 | 0 | 0 | 0 | 0 | 0 | 0 | 0 | 0 | 0 | 0 | 0 | 0 | 0 | 0 | 0 | 0
[10 empty] | 0 | 0 | 0 | 0 | 0 | 0 | 0 | 0 | 0 | 0 | 0 | 0 | 0 | 0 | 0 | 0 | 0 | 0 | 0 | 0 | 0 | 0 | 0 | 0 | 0 | 0 | 0 | 0
[10 empty] | 0 | 0 | 0 | 0 | 0 | 0 | 0 | 0 | 0 | 0 | 0 | 0 | 0 | 0 | 0 | 0 | 0 | 0 | 0 | 0 | 0 | 0 | 0 | 0 | 0 | 0 | 0 | 0
[10 empty] | 0 | 0 | 0 | 0 | 0 | 0 | 0 | 0 | 0 | 0 | 0 | 0 | 0 | 0 | 0 | 0 | 0 | 0 | 0 | 0 | 0 | 0 | 0 | 0 | 0 | 0 | 0 | 0
[10 empty] | 0 | 0 | 0 | 0 | 0 | 0 | 0 | 0 | 0 | 0 | 0 | 0 | 0 | 0 | 0 | 0 | 0 | 0 | 0 | 0 | 0 | 0 | 0 | 0 | 0 | 0 | 0 | 0
[10 empty] | 0 | 0 | 0 | 0 | 0 | 0 | 0 | 0 | 0 | 0 | 0 | 0 | 0 | 0 | 0 | 0 | 0 | 0 | 0 | 0 | 0 | 0 | 0 | 0 | 0 | 0 | 0 | 0
[10 empty] | 0 | 0 | 0 | 0 | 0 | 0 | 0 | 0 | 0 | 0 | 0 | 0 | 0 | 0 | 0 | 0 | 0 | 0 | 0 | 0 | 0 | 0 | 0 | 0 | 0 | 0 | 0 | 0
[10 empty] | 0 | 0 | 0 | 0 | 0 | 0 | 0 | 0 | 0 | 0 | 0 | 0 | 0 | 0 | 0 | 0 | 0 | 0 | 0 | 0 | 0 | 0 | 0 | 0 | 0 | 0 | 0 | 0
[10 empty] | 0 | 0 | 0 | 0 | 0 | 0 | 0 | 0 | 0 | 0 | 0 | 0 | 0 | 0 | 0 | 0 | 0 | 0 | 0 | 0 | 0 | 0 | 0 | 0 | 0 | 0 | 0 | 0
[10 empty] | 0 | 0 | 0 | 0 | 0 | 0 | 0 | 0 | 0 | 0 | 0 | 0 | 0 | 0 | 0 | 0 | 0 | 0 | 0 | 0 | 0 | 0 | 0 | 0 | 0 | 0 | 0 | 0
[10 empty] | 0 | 0 | 0 | 0 | 0 | 0 | 0 | 0 | 0 | 0 | 0 | 0 | 0 | 0 | 0 | 0 | 0 | 0 | 0 | 0 | 0 | 0 | 0 | 0 | 0 | 0 | 0 | 0
[10 empty] | 0 | 0 | 0 | 0 | 0 | 0 | 0 | 0 | 0 | 0 | 0 | 0 | 0 | 0 | 0 | 0 | 0 | 0 | 0 | 0 | 0 | 0 | 0 | 0 | 0 | 0 | 0 | 0
[10 empty] | 0 | 0 | 0 | 0 | 0 | 0 | 0 | 0 | 0 | 0 | 0 | 0 | 0 | 0 | 0 | 0 | 0 | 0 | 0 | 0 | 0 | 0 | 0 | 0 | 0 | 0 | 0 | 0
[10 empty] | 0 | 0 | 0 | 0 | 0 | 0 | 0 | 0 | 0 | 0 | 0 | 0 | 0 | 0 | 0 | 0 | 0 | 0 | 0 | 0 | 0 | 0 | 0 | 0 | 0 | 0 | 0 | 0
[10 empty] | 0 | 0 | 0 | 0 | 0 | 0 | 0 | 0 | 0 | 0 | 0 | 0 | 0 | 0 | 0 | 0 | 0 | 0 | 0 | 0 | 0 | 0 | 0 | 0 | 0 | 0 | 0 | 0
[10 empty] | 0 | 0 | 0 | 0 | 0 | 0 | 0 | 0 | 0 | 0 | 0 | 0 | 0 | 0 | 0 | 0 | 0 | 0 | 0 | 0 | 0 | 0 | 0 | 0 | 0 | 0 | 0 | 0
[10 empty] | 0 | 0 | 0 | 0 | 0 | 0 | 0 | 0 | 0 | 0 | 0 | 0 | 0 | 0 | 0 | 0 | 0 | 0 | 0 | 0 | 0 | 0 | 0 | 0 | 0 | 0 | 0 | 0
[10 empty] | 0 | 0 | 0 | 0 | 0 | 0 | 0 | 0 | 0 | 0 | 0 | 0 | 0 | 0 | 0 | 0 | 0 | 0 | 0 | 0 | 0 | 0 | 0 | 0 | 0 | 0 | 0 | 0
[10 empty] | 0 | 0 | 0 | 0 | 0 | 0 | 0 | 0 | 0 | 0 | 0 | 0 | 0 | 0 | 0 | 0 | 0 | 0 | 0 | 0 | 0 | 0 | 0 | 0 | 0 | 0 | 0 | 0
[10 empty] | 0 | 0 | 0 | 0 | 0 | 0 | 0 | 0 | 0 | 0 | 0 | 0 | 0 | 0 | 0 | 0 | 0 | 0 | 0 | 0 | 0 | 0 | 0 | 0 | 0 | 0 | 0 | 0
[10 empty] | 0 | 0 | 0 | 0 | 0 | 0 | 0 | 0 | 0 | 0 | 0 | 0 | 0 | 0 | 0 | 0 | 0 | 0 | 0 | 0 | 0 | 0 | 0 | 0 | 0 | 0 | 0 | 0
[10 empty] | 0 | 0 | 0 | 0 | 0 | 0 | 0 | 0 | 0 | 0 | 0 | 0 | 0 | 0 | 0 | 0 | 0 | 0 | 0 | 0 | 0 | 0 | 0 | 0 | 0 | 0 | 0 | 0
[10 empty] | 0 | 0 | 0 | 0 | 0 | 0 | 0 | 0 | 0 | 0 | 0 | 0 | 0 | 0 | 0 | 0 | 0 | 0 | 0 | 0 | 0 | 0 | 0 | 0 | 0 | 0 | 0 | 0
[10 empty] | 0 | 0 | 0 | 0 | 0 | 0 | 0 | 0 | 0 | 0 | 0 | 0 | 0 | 0 | 0 | 0 | 0 | 0 | 0 | 0 | 0 | 0 | 0 | 0 | 0 | 0 | 0 | 0
[10 empty] | 0 | 0 | 0 | 0 | 0 | 0 | 0 | 0 | 0 | 0 | 0 | 0 | 0 | 0 | 0 | 0 | 0 | 0 | 0 | 0 | 0 | 0 | 0 | 0 | 0 | 0 | 0 | 0
[10 empty] | 0 | 0 | 0 | 0 | 0 | 0 | 0 | 0 | 0 | 0 | 0 | 0 | 0 | 0 | 0 | 0 | 0 | 0 | 0 | 0 | 0 | 0 | 0 | 0 | 0 | 0 | 0 | 0
[10 empty] | 0 | 0 | 0 | 0 | 0 | 0 | 0 | 0 | 0 | 0 | 0 | 0 | 0 | 0 | 0 | 0 | 0 | 0 | 0 | 0 | 0 | 0 | 0 | 0 | 0 | 0 | 0 | 0
[10 empty] | 0 | 0 | 0 | 0 | 0 | 0 | 0 | 0 | 0 | 0 | 0 | 0 | 0 | 0 | 0 | 0 | 0 | 0 | 0 | 0 | 0 | 0 | 0 | 0 | 0 | 0 | 0 | 0
[10 empty] | 0 | 0 | 0 | 0 | 0 | 0 | 0 | 0 | 0 | 0 | 0 | 0 | 0 | 0 | 0 | 0 | 0 | 0 | 0 | 0 | 0 | 0 | 0 | 0 | 0 | 0 | 0 | 0
[10 empty] | 0 | 0 | 0 | 0 | 0 | 0 | 0 | 0 | 0 | 0 | 0 | 0 | 0 | 0 | 0 | 0 | 0 | 0 | 0 | 0 | 0 | 0 | 0 | 0 | 0 | 0 | 0 | 0
[10 empty] | 0 | 0 | 0 | 0 | 0 | 0 | 0 | 0 | 0 | 0 | 0 | 0 | 0 | 0 | 0 | 0 | 0 | 0 | 0 | 0 | 0 | 0 | 0 | 0 | 0 | 0 | 0 | 0
[10 empty] | 0 | 0 | 0 | 0 | 0 | 0 | 0 | 0 | 0 | 0 | 0 | 0 | 0 | 0 | 0 | 0 | 0 | 0 | 0 | 0 | 0 | 0 | 0 | 0 | 0 | 0 | 0 | 0
[10 empty] | 0 | 0 | 0 | 0 | 0 | 0 | 0 | 0 | 0 | 0 | 0 | 0 | 0 | 0 | 0 | 0 | 0 | 0 | 0 | 0 | 0 | 0 | 0 | 0 | 0 | 0 | 0 | 0
[10 empty] | 0 | 0 | 0 | 0 | 0 | 0 | 0 | 0 | 0 | 0 | 0 | 0 | 0 | 0 | 0 | 0 | 0 | 0 | 0 | 0 | 0 | 0 | 0 | 0 | 0 | 0 | 0 | 0
[10 empty] | 0 | 0 | 0 | 0 | 0 | 0 | 0 | 0 | 0 | 0 | 0 | 0 | 0 | 0 | 0 | 0 | 0 | 0 | 0 | 0 | 0 | 0 | 0 | 0 | 0 | 0 | 0 | 0
[10 empty] | 0 | 0 | 0 | 0 | 0 | 0 | 0 | 0 | 0 | 0 | 0 | 0 | 0 | 0 | 0 | 0 | 0 | 0 | 0 | 0 | 0 | 0 | 0 | 0 | 0 | 0 | 0 | 0
[10 empty] | 0 | 0 | 0 | 0 | 0 | 0 | 0 | 0 | 0 | 0 | 0 | 0 | 0 | 0 | 0 | 0 | 0 | 0 | 0 | 0 | 0 | 0 | 0 | 0 | 0 | 0 | 0 | 0
[10 empty] | 0 | 0 | 0 | 0 | 0 | 0 | 0 | 0 | 0 | 0 | 0 | 0 | 0 | 0 | 0 | 0 | 0 | 0 | 0 | 0 | 0 | 0 | 0 | 0 | 0 | 0 | 0 | 0
[10 empty] | 0 | 0 | 0 | 0 | 0 | 0 | 0 | 0 | 0 | 0 | 0 | 0 | 0 | 0 | 0 | 0 | 0 | 0 | 0 | 0 | 0 | 0 | 0 | 0 | 0 | 0 | 0 | 0
[10 empty] | 0 | 0 | 0 | 0 | 0 | 0 | 0 | 0 | 0 | 0 | 0 | 0 | 0 | 0 | 0 | 0 | 0 | 0 | 0 | 0 | 0 | 0 | 0 | 0 | 0 | 0 | 0 | 0
[10 empty] | 0 | 0 | 0 | 0 | 0 | 0 | 0 | 0 | 0 | 0 | 0 | 0 | 0 | 0 | 0 | 0 | 0 | 0 | 0 | 0 | 0 | 0 | 0 | 0 | 0 | 0 | 0 | 0
[10 empty] | 0 | 0 | 0 | 0 | 0 | 0 | 0 | 0 | 0 | 0 | 0 | 0 | 0 | 0 | 0 | 0 | 0 | 0 | 0 | 0 | 0 | 0 | 0 | 0 | 0 | 0 | 0 | 0
[10 empty] | 0 | 0 | 0 | 0 | 0 | 0 | 0 | 0 | 0 | 0 | 0 | 0 | 0 | 0 | 0 | 0 | 0 | 0 | 0 | 0 | 0 | 0 | 0 | 0 | 0 | 0 | 0 | 0
[10 empty] | 0 | 0 | 0 | 0 | 0 | 0 | 0 | 0 | 0 | 0 | 0 | 0 | 0 | 0 | 0 | 0 | 0 | 0 | 0 | 0 | 0 | 0 | 0 | 0 | 0 | 0 | 0 | 0
[10 empty] | 0 | 0 | 0 | 0 | 0 | 0 | 0 | 0 | 0 | 0 | 0 | 0 | 0 | 0 | 0 | 0 | 0 | 0 | 0 | 0 | 0 | 0 | 0 | 0 | 0 | 0 | 0 | 0
[10 empty] | 0 | 0 | 0 | 0 | 0 | 0 | 0 | 0 | 0 | 0 | 0 | 0 | 0 | 0 | 0 | 0 | 0 | 0 | 0 | 0 | 0 | 0 | 0 | 0 | 0 | 0 | 0 | 0
[10 empty] | 0 | 0 | 0 | 0 | 0 | 0 | 0 | 0 | 0 | 0 | 0 | 0 | 0 | 0 | 0 | 0 | 0 | 0 | 0 | 0 | 0 | 0 | 0 | 0 | 0 | 0 | 0 | 0
[10 empty] | 0 | 0 | 0 | 0 | 0 | 0 | 0 | 0 | 0 | 0 | 0 | 0 | 0 | 0 | 0 | 0 | 0 | 0 | 0 | 0 | 0 | 0 | 0 | 0 | 0 | 0 | 0 | 0
[10 empty] | 0 | 0 | 0 | 0 | 0 | 0 | 0 | 0 | 0 | 0 | 0 | 0 | 0 | 0 | 0 | 0 | 0 | 0 | 0 | 0 | 0 | 0 | 0 | 0 | 0 | 0 | 0 | 0
[10 empty] | 0 | 0 | 0 | 0 | 0 | 0 | 0 | 0 | 0 | 0 | 0 | 0 | 0 | 0 | 0 | 0 | 0 | 0 | 0 | 0 | 0 | 0 | 0 | 0 | 0 | 0 | 0 | 0
[10 empty] | 0 | 0 | 0 | 0 | 0 | 0 | 0 | 0 | 0 | 0 | 0 | 0 | 0 | 0 | 0 | 0 | 0 | 0 | 0 | 0 | 0 | 0 | 0 | 0 | 0 | 0 | 0 | 0
[10 empty] | 0 | 0 | 0 | 0 | 0 | 0 | 0 | 0 | 0 | 0 | 0 | 0 | 0 | 0 | 0 | 0 | 0 | 0 | 0 | 0 | 0 | 0 | 0 | 0 | 0 | 0 | 0 | 0
[10 empty] | 0 | 0 | 0 | 0 | 0 | 0 | 0 | 0 | 0 | 0 | 0 | 0 | 0 | 0 | 0 | 0 | 0 | 0 | 0 | 0 | 0 | 0 | 0 | 0 | 0 | 0 | 0 | 0
[10 empty] | 0 | 0 | 0 | 0 | 0 | 0 | 0 | 0 | 0 | 0 | 0 | 0 | 0 | 0 | 0 | 0 | 0 | 0 | 0 | 0 | 0 | 0 | 0 | 0 | 0 | 0 | 0 | 0
[10 empty] | 0 | 0 | 0 | 0 | 0 | 0 | 0 | 0 | 0 | 0 | 0 | 0 | 0 | 0 | 0 | 0 | 0 | 0 | 0 | 0 | 0 | 0 | 0 | 0 | 0 | 0 | 0 | 0
[10 empty] | 0 | 0 | 0 | 0 | 0 | 0 | 0 | 0 | 0 | 0 | 0 | 0 | 0 | 0 | 0 | 0 | 0 | 0 | 0 | 0 | 0 | 0 | 0 | 0 | 0 | 0 | 0 | 0
[10 empty] | 0 | 0 | 0 | 0 | 0 | 0 | 0 | 0 | 0 | 0 | 0 | 0 | 0 | 0 | 0 | 0 | 0 | 0 | 0 | 0 | 0 | 0 | 0 | 0 | 0 | 0 | 0 | 0
[10 empty] | 0 | 0 | 0 | 0 | 0 | 0 | 0 | 0 | 0 | 0 | 0 | 0 | 0 | 0 | 0 | 0 | 0 | 0 | 0 | 0 | 0 | 0 | 0 | 0 | 0 | 0 | 0 | 0
[10 empty] | 0 | 0 | 0 | 0 | 0 | 0 | 0 | 0 | 0 | 0 | 0 | 0 | 0 | 0 | 0 | 0 | 0 | 0 | 0 | 0 | 0 | 0 | 0 | 0 | 0 | 0 | 0 | 0
[10 empty] | 0 | 0 | 0 | 0 | 0 | 0 | 0 | 0 | 0 | 0 | 0 | 0 | 0 | 0 | 0 | 0 | 0 | 0 | 0 | 0 | 0 | 0 | 0 | 0 | 0 | 0 | 0 | 0
[10 empty] | 0 | 0 | 0 | 0 | 0 | 0 | 0 | 0 | 0 | 0 | 0 | 0 | 0 | 0 | 0 | 0 | 0 | 0 | 0 | 0 | 0 | 0 | 0 | 0 | 0 | 0 | 0 | 0
[10 empty] | 0 | 0 | 0 | 0 | 0 | 0 | 0 | 0 | 0 | 0 | 0 | 0 | 0 | 0 | 0 | 0 | 0 | 0 | 0 | 0 | 0 | 0 | 0 | 0 | 0 | 0 | 0 | 0
[10 empty] | 0 | 0 | 0 | 0 | 0 | 0 | 0 | 0 | 0 | 0 | 0 | 0 | 0 | 0 | 0 | 0 | 0 | 0 | 0 | 0 | 0 | 0 | 0 | 0 | 0 | 0 | 0 | 0
[10 empty] | 0 | 0 | 0 | 0 | 0 | 0 | 0 | 0 | 0 | 0 | 0 | 0 | 0 | 0 | 0 | 0 | 0 | 0 | 0 | 0 | 0 | 0 | 0 | 0 | 0 | 0 | 0 | 0
[10 empty] | 0 | 0 | 0 | 0 | 0 | 0 | 0 | 0 | 0 | 0 | 0 | 0 | 0 | 0 | 0 | 0 | 0 | 0 | 0 | 0 | 0 | 0 | 0 | 0 | 0 | 0 | 0 | 0
[10 empty] | 0 | 0 | 0 | 0 | 0 | 0 | 0 | 0 | 0 | 0 | 0 | 0 | 0 | 0 | 0 | 0 | 0 | 0 | 0 | 0 | 0 | 0 | 0 | 0 | 0 | 0 | 0 | 0
[10 empty] | 0 | 0 | 0 | 0 | 0 | 0 | 0 | 0 | 0 | 0 | 0 | 0 | 0 | 0 | 0 | 0 | 0 | 0 | 0 | 0 | 0 | 0 | 0 | 0 | 0 | 0 | 0 | 0
[10 empty] | 0 | 0 | 0 | 0 | 0 | 0 | 0 | 0 | 0 | 0 | 0 | 0 | 0 | 0 | 0 | 0 | 0 | 0 | 0 | 0 | 0 | 0 | 0 | 0 | 0 | 0 | 0 | 0
[10 empty] | 0 | 0 | 0 | 0 | 0 | 0 | 0 | 0 | 0 | 0 | 0 | 0 | 0 | 0 | 0 | 0 | 0 | 0 | 0 | 0 | 0 | 0 | 0 | 0 | 0 | 0 | 0 | 0
[10 empty] | 0 | 0 | 0 | 0 | 0 | 0 | 0 | 0 | 0 | 0 | 0 | 0 | 0 | 0 | 0 | 0 | 0 | 0 | 0 | 0 | 0 | 0 | 0 | 0 | 0 | 0 | 0 | 0
[10 empty] | 0 | 0 | 0 | 0 | 0 | 0 | 0 | 0 | 0 | 0 | 0 | 0 | 0 | 0 | 0 | 0 | 0 | 0 | 0 | 0 | 0 | 0 | 0 | 0 | 0 | 0 | 0 | 0
[10 empty] | 0 | 0 | 0 | 0 | 0 | 0 | 0 | 0 | 0 | 0 | 0 | 0 | 0 | 0 | 0 | 0 | 0 | 0 | 0 | 0 | 0 | 0 | 0 | 0 | 0 | 0 | 0 | 0
[10 empty] | 0 | 0 | 0 | 0 | 0 | 0 | 0 | 0 | 0 | 0 | 0 | 0 | 0 | 0 | 0 | 0 | 0 | 0 | 0 | 0 | 0 | 0 | 0 | 0 | 0 | 0 | 0 | 0
[10 empty] | 0 | 0 | 0 | 0 | 0 | 0 | 0 | 0 | 0 | 0 | 0 | 0 | 0 | 0 | 0 | 0 | 0 | 0 | 0 | 0 | 0 | 0 | 0 | 0 | 0 | 0 | 0 | 0
[10 empty] | 0 | 0 | 0 | 0 | 0 | 0 | 0 | 0 | 0 | 0 | 0 | 0 | 0 | 0 | 0 | 0 | 0 | 0 | 0 | 0 | 0 | 0 | 0 | 0 | 0 | 0 | 0 | 0
[10 empty] | 0 | 0 | 0 | 0 | 0 | 0 | 0 | 0 | 0 | 0 | 0 | 0 | 0 | 0 | 0 | 0 | 0 | 0 | 0 | 0 | 0 | 0 | 0 | 0 | 0 | 0 | 0 | 0
[10 empty] | 0 | 0 | 0 | 0 | 0 | 0 | 0 | 0 | 0 | 0 | 0 | 0 | 0 | 0 | 0 | 0 | 0 | 0 | 0 | 0 | 0 | 0 | 0 | 0 | 0 | 0 | 0 | 0
[10 empty] | 0 | 0 | 0 | 0 | 0 | 0 | 0 | 0 | 0 | 0 | 0 | 0 | 0 | 0 | 0 | 0 | 0 | 0 | 0 | 0 | 0 | 0 | 0 | 0 | 0 | 0 | 0 | 0
[10 empty] | 0 | 0 | 0 | 0 | 0 | 0 | 0 | 0 | 0 | 0 | 0 | 0 | 0 | 0 | 0 | 0 | 0 | 0 | 0 | 0 | 0 | 0 | 0 | 0 | 0 | 0 | 0 | 0
[10 empty] | 0 | 0 | 0 | 0 | 0 | 0 | 0 | 0 | 0 | 0 | 0 | 0 | 0 | 0 | 0 | 0 | 0 | 0 | 0 | 0 | 0 | 0 | 0 | 0 | 0 | 0 | 0 | 0
[10 empty] | 0 | 0 | 0 | 0 | 0 | 0 | 0 | 0 | 0 | 0 | 0 | 0 | 0 | 0 | 0 | 0 | 0 | 0 | 0 | 0 | 0 | 0 | 0 | 0 | 0 | 0 | 0 | 0
[10 empty] | 0 | 0 | 0 | 0 | 0 | 0 | 0 | 0 | 0 | 0 | 0 | 0 | 0 | 0 | 0 | 0 | 0 | 0 | 0 | 0 | 0 | 0 | 0 | 0 | 0 | 0 | 0 | 0
[10 empty] | 0 | 0 | 0 | 0 | 0 | 0 | 0 | 0 | 0 | 0 | 0 | 0 | 0 | 0 | 0 | 0 | 0 | 0 | 0 | 0 | 0 | 0 | 0 | 0 | 0 | 0 | 0 | 0
[10 empty] | 0 | 0 | 0 | 0 | 0 | 0 | 0 | 0 | 0 | 0 | 0 | 0 | 0 | 0 | 0 | 0 | 0 | 0 | 0 | 0 | 0 | 0 | 0 | 0 | 0 | 0 | 0 | 0
[10 empty] | 0 | 0 | 0 | 0 | 0 | 0 | 0 | 0 | 0 | 0 | 0 | 0 | 0 | 0 | 0 | 0 | 0 | 0 | 0 | 0 | 0 | 0 | 0 | 0 | 0 | 0 | 0 | 0
[10 empty] | 0 | 0 | 0 | 0 | 0 | 0 | 0 | 0 | 0 | 0 | 0 | 0 | 0 | 0 | 0 | 0 | 0 | 0 | 0 | 0 | 0 | 0 | 0 | 0 | 0 | 0 | 0 | 0
[10 empty] | 0 | 0 | 0 | 0 | 0 | 0 | 0 | 0 | 0 | 0 | 0 | 0 | 0 | 0 | 0 | 0 | 0 | 0 | 0 | 0 | 0 | 0 | 0 | 0 | 0 | 0 | 0 | 0
[10 empty] | 0 | 0 | 0 | 0 | 0 | 0 | 0 | 0 | 0 | 0 | 0 | 0 | 0 | 0 | 0 | 0 | 0 | 0 | 0 | 0 | 0 | 0 | 0 | 0 | 0 | 0 | 0 | 0
[10 empty] | 0 | 0 | 0 | 0 | 0 | 0 | 0 | 0 | 0 | 0 | 0 | 0 | 0 | 0 | 0 | 0 | 0 | 0 | 0 | 0 | 0 | 0 | 0 | 0 | 0 | 0 | 0 | 0
[10 empty] | 0 | 0 | 0 | 0 | 0 | 0 | 0 | 0 | 0 | 0 | 0 | 0 | 0 | 0 | 0 | 0 | 0 | 0 | 0 | 0 | 0 | 0 | 0 | 0 | 0 | 0 | 0 | 0
[10 empty] | 0 | 0 | 0 | 0 | 0 | 0 | 0 | 0 | 0 | 0 | 0 | 0 | 0 | 0 | 0 | 0 | 0 | 0 | 0 | 0 | 0 | 0 | 0 | 0 | 0 | 0 | 0 | 0
[10 empty] | 0 | 0 | 0 | 0 | 0 | 0 | 0 | 0 | 0 | 0 | 0 | 0 | 0 | 0 | 0 | 0 | 0 | 0 | 0 | 0 | 0 | 0 | 0 | 0 | 0 | 0 | 0 | 0
[10 empty] | 0 | 0 | 0 | 0 | 0 | 0 | 0 | 0 | 0 | 0 | 0 | 0 | 0 | 0 | 0 | 0 | 0 | 0 | 0 | 0 | 0 | 0 | 0 | 0 | 0 | 0 | 0 | 0
[10 empty] | 0 | 0 | 0 | 0 | 0 | 0 | 0 | 0 | 0 | 0 | 0 | 0 | 0 | 0 | 0 | 0 | 0 | 0 | 0 | 0 | 0 | 0 | 0 | 0 | 0 | 0 | 0 | 0
[10 empty] | 0 | 0 | 0 | 0 | 0 | 0 | 0 | 0 | 0 | 0 | 0 | 0 | 0 | 0 | 0 | 0 | 0 | 0 | 0 | 0 | 0 | 0 | 0 | 0 | 0 | 0 | 0 | 0
[10 empty] | 0 | 0 | 0 | 0 | 0 | 0 | 0 | 0 | 0 | 0 | 0 | 0 | 0 | 0 | 0 | 0 | 0 | 0 | 0 | 0 | 0 | 0 | 0 | 0 | 0 | 0 | 0 | 0
[10 empty] | 0 | 0 | 0 | 0 | 0 | 0 | 0 | 0 | 0 | 0 | 0 | 0 | 0 | 0 | 0 | 0 | 0 | 0 | 0 | 0 | 0 | 0 | 0 | 0 | 0 | 0 | 0 | 0
[10 empty] | 0 | 0 | 0 | 0 | 0 | 0 | 0 | 0 | 0 | 0 | 0 | 0 | 0 | 0 | 0 | 0 | 0 | 0 | 0 | 0 | 0 | 0 | 0 | 0 | 0 | 0 | 0 | 0
[10 empty] | 0 | 0 | 0 | 0 | 0 | 0 | 0 | 0 | 0 | 0 | 0 | 0 | 0 | 0 | 0 | 0 | 0 | 0 | 0 | 0 | 0 | 0 | 0 | 0 | 0 | 0 | 0 | 0
[10 empty] | 0 | 0 | 0 | 0 | 0 | 0 | 0 | 0 | 0 | 0 | 0 | 0 | 0 | 0 | 0 | 0 | 0 | 0 | 0 | 0 | 0 | 0 | 0 | 0 | 0 | 0 | 0 | 0
[10 empty] | 0 | 0 | 0 | 0 | 0 | 0 | 0 | 0 | 0 | 0 | 0 | 0 | 0 | 0 | 0 | 0 | 0 | 0 | 0 | 0 | 0 | 0 | 0 | 0 | 0 | 0 | 0 | 0
[10 empty] | 0 | 0 | 0 | 0 | 0 | 0 | 0 | 0 | 0 | 0 | 0 | 0 | 0 | 0 | 0 | 0 | 0 | 0 | 0 | 0 | 0 | 0 | 0 | 0 | 0 | 0 | 0 | 0
[10 empty] | 0 | 0 | 0 | 0 | 0 | 0 | 0 | 0 | 0 | 0 | 0 | 0 | 0 | 0 | 0 | 0 | 0 | 0 | 0 | 0 | 0 | 0 | 0 | 0 | 0 | 0 | 0 | 0
[10 empty] | 0 | 0 | 0 | 0 | 0 | 0 | 0 | 0 | 0 | 0 | 0 | 0 | 0 | 0 | 0 | 0 | 0 | 0 | 0 | 0 | 0 | 0 | 0 | 0 | 0 | 0 | 0 | 0
[10 empty] | 0 | 0 | 0 | 0 | 0 | 0 | 0 | 0 | 0 | 0 | 0 | 0 | 0 | 0 | 0 | 0 | 0 | 0 | 0 | 0 | 0 | 0 | 0 | 0 | 0 | 0 | 0 | 0
[10 empty] | 0 | 0 | 0 | 0 | 0 | 0 | 0 | 0 | 0 | 0 | 0 | 0 | 0 | 0 | 0 | 0 | 0 | 0 | 0 | 0 | 0 | 0 | 0 | 0 | 0 | 0 | 0 | 0
[10 empty] | 0 | 0 | 0 | 0 | 0 | 0 | 0 | 0 | 0 | 0 | 0 | 0 | 0 | 0 | 0 | 0 | 0 | 0 | 0 | 0 | 0 | 0 | 0 | 0 | 0 | 0 | 0 | 0
[10 empty] | 0 | 0 | 0 | 0 | 0 | 0 | 0 | 0 | 0 | 0 | 0 | 0 | 0 | 0 | 0 | 0 | 0 | 0 | 0 | 0 | 0 | 0 | 0 | 0 | 0 | 0 | 0 | 0
[10 empty] | 0 | 0 | 0 | 0 | 0 | 0 | 0 | 0 | 0 | 0 | 0 | 0 | 0 | 0 | 0 | 0 | 0 | 0 | 0 | 0 | 0 | 0 | 0 | 0 | 0 | 0 | 0 | 0
[10 empty] | 0 | 0 | 0 | 0 | 0 | 0 | 0 | 0 | 0 | 0 | 0 | 0 | 0 | 0 | 0 | 0 | 0 | 0 | 0 | 0 | 0 | 0 | 0 | 0 | 0 | 0 | 0 | 0
[10 empty] | 0 | 0 | 0 | 0 | 0 | 0 | 0 | 0 | 0 | 0 | 0 | 0 | 0 | 0 | 0 | 0 | 0 | 0 | 0 | 0 | 0 | 0 | 0 | 0 | 0 | 0 | 0 | 0
[10 empty] | 0 | 0 | 0 | 0 | 0 | 0 | 0 | 0 | 0 | 0 | 0 | 0 | 0 | 0 | 0 | 0 | 0 | 0 | 0 | 0 | 0 | 0 | 0 | 0 | 0 | 0 | 0 | 0
[10 empty] | 0 | 0 | 0 | 0 | 0 | 0 | 0 | 0 | 0 | 0 | 0 | 0 | 0 | 0 | 0 | 0 | 0 | 0 | 0 | 0 | 0 | 0 | 0 | 0 | 0 | 0 | 0 | 0
[10 empty] | 0 | 0 | 0 | 0 | 0 | 0 | 0 | 0 | 0 | 0 | 0 | 0 | 0 | 0 | 0 | 0 | 0 | 0 | 0 | 0 | 0 | 0 | 0 | 0 | 0 | 0 | 0 | 0
[10 empty] | 0 | 0 | 0 | 0 | 0 | 0 | 0 | 0 | 0 | 0 | 0 | 0 | 0 | 0 | 0 | 0 | 0 | 0 | 0 | 0 | 0 | 0 | 0 | 0 | 0 | 0 | 0 | 0
[10 empty] | 0 | 0 | 0 | 0 | 0 | 0 | 0 | 0 | 0 | 0 | 0 | 0 | 0 | 0 | 0 | 0 | 0 | 0 | 0 | 0 | 0 | 0 | 0 | 0 | 0 | 0 | 0 | 0
[10 empty] | 0 | 0 | 0 | 0 | 0 | 0 | 0 | 0 | 0 | 0 | 0 | 0 | 0 | 0 | 0 | 0 | 0 | 0 | 0 | 0 | 0 | 0 | 0 | 0 | 0 | 0 | 0 | 0
[10 empty] | 0 | 0 | 0 | 0 | 0 | 0 | 0 | 0 | 0 | 0 | 0 | 0 | 0 | 0 | 0 | 0 | 0 | 0 | 0 | 0 | 0 | 0 | 0 | 0 | 0 | 0 | 0 | 0
[10 empty] | 0 | 0 | 0 | 0 | 0 | 0 | 0 | 0 | 0 | 0 | 0 | 0 | 0 | 0 | 0 | 0 | 0 | 0 | 0 | 0 | 0 | 0 | 0 | 0 | 0 | 0 | 0 | 0
[10 empty] | 0 | 0 | 0 | 0 | 0 | 0 | 0 | 0 | 0 | 0 | 0 | 0 | 0 | 0 | 0 | 0 | 0 | 0 | 0 | 0 | 0 | 0 | 0 | 0 | 0 | 0 | 0 | 0
[10 empty] | 0 | 0 | 0 | 0 | 0 | 0 | 0 | 0 | 0 | 0 | 0 | 0 | 0 | 0 | 0 | 0 | 0 | 0 | 0 | 0 | 0 | 0 | 0 | 0 | 0 | 0 | 0 | 0
[10 empty] | 0 | 0 | 0 | 0 | 0 | 0 | 0 | 0 | 0 | 0 | 0 | 0 | 0 | 0 | 0 | 0 | 0 | 0 | 0 | 0 | 0 | 0 | 0 | 0 | 0 | 0 | 0 | 0
[10 empty] | 0 | 0 | 0 | 0 | 0 | 0 | 0 | 0 | 0 | 0 | 0 | 0 | 0 | 0 | 0 | 0 | 0 | 0 | 0 | 0 | 0 | 0 | 0 | 0 | 0 | 0 | 0 | 0
[10 empty] | 0 | 0 | 0 | 0 | 0 | 0 | 0 | 0 | 0 | 0 | 0 | 0 | 0 | 0 | 0 | 0 | 0 | 0 | 0 | 0 | 0 | 0 | 0 | 0 | 0 | 0 | 0 | 0
[10 empty] | 0 | 0 | 0 | 0 | 0 | 0 | 0 | 0 | 0 | 0 | 0 | 0 | 0 | 0 | 0 | 0 | 0 | 0 | 0 | 0 | 0 | 0 | 0 | 0 | 0 | 0 | 0 | 0
[10 empty] | 0 | 0 | 0 | 0 | 0 | 0 | 0 | 0 | 0 | 0 | 0 | 0 | 0 | 0 | 0 | 0 | 0 | 0 | 0 | 0 | 0 | 0 | 0 | 0 | 0 | 0 | 0 | 0
[10 empty] | 0 | 0 | 0 | 0 | 0 | 0 | 0 | 0 | 0 | 0 | 0 | 0 | 0 | 0 | 0 | 0 | 0 | 0 | 0 | 0 | 0 | 0 | 0 | 0 | 0 | 0 | 0 | 0
[10 empty] | 0 | 0 | 0 | 0 | 0 | 0 | 0 | 0 | 0 | 0 | 0 | 0 | 0 | 0 | 0 | 0 | 0 | 0 | 0 | 0 | 0 | 0 | 0 | 0 | 0 | 0 | 0 | 0
[10 empty] | 0 | 0 | 0 | 0 | 0 | 0 | 0 | 0 | 0 | 0 | 0 | 0 | 0 | 0 | 0 | 0 | 0 | 0 | 0 | 0 | 0 | 0 | 0 | 0 | 0 | 0 | 0 | 0
[10 empty] | 0 | 0 | 0 | 0 | 0 | 0 | 0 | 0 | 0 | 0 | 0 | 0 | 0 | 0 | 0 | 0 | 0 | 0 | 0 | 0 | 0 | 0 | 0 | 0 | 0 | 0 | 0 | 0
[10 empty] | 0 | 0 | 0 | 0 | 0 | 0 | 0 | 0 | 0 | 0 | 0 | 0 | 0 | 0 | 0 | 0 | 0 | 0 | 0 | 0 | 0 | 0 | 0 | 0 | 0 | 0 | 0 | 0
[10 empty] | 0 | 0 | 0 | 0 | 0 | 0 | 0 | 0 | 0 | 0 | 0 | 0 | 0 | 0 | 0 | 0 | 0 | 0 | 0 | 0 | 0 | 0 | 0 | 0 | 0 | 0 | 0 | 0
[10 empty] | 0 | 0 | 0 | 0 | 0 | 0 | 0 | 0 | 0 | 0 | 0 | 0 | 0 | 0 | 0 | 0 | 0 | 0 | 0 | 0 | 0 | 0 | 0 | 0 | 0 | 0 | 0 | 0
[10 empty] | 0 | 0 | 0 | 0 | 0 | 0 | 0 | 0 | 0 | 0 | 0 | 0 | 0 | 0 | 0 | 0 | 0 | 0 | 0 | 0 | 0 | 0 | 0 | 0 | 0 | 0 | 0 | 0
[10 empty] | 0 | 0 | 0 | 0 | 0 | 0 | 0 | 0 | 0 | 0 | 0 | 0 | 0 | 0 | 0 | 0 | 0 | 0 | 0 | 0 | 0 | 0 | 0 | 0 | 0 | 0 | 0 | 0
[10 empty] | 0 | 0 | 0 | 0 | 0 | 0 | 0 | 0 | 0 | 0 | 0 | 0 | 0 | 0 | 0 | 0 | 0 | 0 | 0 | 0 | 0 | 0 | 0 | 0 | 0 | 0 | 0 | 0
[10 empty] | 0 | 0 | 0 | 0 | 0 | 0 | 0 | 0 | 0 | 0 | 0 | 0 | 0 | 0 | 0 | 0 | 0 | 0 | 0 | 0 | 0 | 0 | 0 | 0 | 0 | 0 | 0 | 0
[10 empty] | 0 | 0 | 0 | 0 | 0 | 0 | 0 | 0 | 0 | 0 | 0 | 0 | 0 | 0 | 0 | 0 | 0 | 0 | 0 | 0 | 0 | 0 | 0 | 0 | 0 | 0 | 0 | 0
[10 empty] | 0 | 0 | 0 | 0 | 0 | 0 | 0 | 0 | 0 | 0 | 0 | 0 | 0 | 0 | 0 | 0 | 0 | 0 | 0 | 0 | 0 | 0 | 0 | 0 | 0 | 0 | 0 | 0
[10 empty] | 0 | 0 | 0 | 0 | 0 | 0 | 0 | 0 | 0 | 0 | 0 | 0 | 0 | 0 | 0 | 0 | 0 | 0 | 0 | 0 | 0 | 0 | 0 | 0 | 0 | 0 | 0 | 0
[10 empty] | 0 | 0 | 0 | 0 | 0 | 0 | 0 | 0 | 0 | 0 | 0 | 0 | 0 | 0 | 0 | 0 | 0 | 0 | 0 | 0 | 0 | 0 | 0 | 0 | 0 | 0 | 0 | 0
[10 empty] | 0 | 0 | 0 | 0 | 0 | 0 | 0 | 0 | 0 | 0 | 0 | 0 | 0 | 0 | 0 | 0 | 0 | 0 | 0 | 0 | 0 | 0 | 0 | 0 | 0 | 0 | 0 | 0
[10 empty] | 0 | 0 | 0 | 0 | 0 | 0 | 0 | 0 | 0 | 0 | 0 | 0 | 0 | 0 | 0 | 0 | 0 | 0 | 0 | 0 | 0 | 0 | 0 | 0 | 0 | 0 | 0 | 0
[10 empty] | 0 | 0 | 0 | 0 | 0 | 0 | 0 | 0 | 0 | 0 | 0 | 0 | 0 | 0 | 0 | 0 | 0 | 0 | 0 | 0 | 0 | 0 | 0 | 0 | 0 | 0 | 0 | 0
[10 empty] | 0 | 0 | 0 | 0 | 0 | 0 | 0 | 0 | 0 | 0 | 0 | 0 | 0 | 0 | 0 | 0 | 0 | 0 | 0 | 0 | 0 | 0 | 0 | 0 | 0 | 0 | 0 | 0
[10 empty] | 0 | 0 | 0 | 0 | 0 | 0 | 0 | 0 | 0 | 0 | 0 | 0 | 0 | 0 | 0 | 0 | 0 | 0 | 0 | 0 | 0 | 0 | 0 | 0 | 0 | 0 | 0 | 0
[10 empty] | 0 | 0 | 0 | 0 | 0 | 0 | 0 | 0 | 0 | 0 | 0 | 0 | 0 | 0 | 0 | 0 | 0 | 0 | 0 | 0 | 0 | 0 | 0 | 0 | 0 | 0 | 0 | 0
[10 empty] | 0 | 0 | 0 | 0 | 0 | 0 | 0 | 0 | 0 | 0 | 0 | 0 | 0 | 0 | 0 | 0 | 0 | 0 | 0 | 0 | 0 | 0 | 0 | 0 | 0 | 0 | 0 | 0
[10 empty] | 0 | 0 | 0 | 0 | 0 | 0 | 0 | 0 | 0 | 0 | 0 | 0 | 0 | 0 | 0 | 0 | 0 | 0 | 0 | 0 | 0 | 0 | 0 | 0 | 0 | 0 | 0 | 0
[10 empty] | 0 | 0 | 0 | 0 | 0 | 0 | 0 | 0 | 0 | 0 | 0 | 0 | 0 | 0 | 0 | 0 | 0 | 0 | 0 | 0 | 0 | 0 | 0 | 0 | 0 | 0 | 0 | 0
[10 empty] | 0 | 0 | 0 | 0 | 0 | 0 | 0 | 0 | 0 | 0 | 0 | 0 | 0 | 0 | 0 | 0 | 0 | 0 | 0 | 0 | 0 | 0 | 0 | 0 | 0 | 0 | 0 | 0
[10 empty] | 0 | 0 | 0 | 0 | 0 | 0 | 0 | 0 | 0 | 0 | 0 | 0 | 0 | 0 | 0 | 0 | 0 | 0 | 0 | 0 | 0 | 0 | 0 | 0 | 0 | 0 | 0 | 0
[10 empty] | 0 | 0 | 0 | 0 | 0 | 0 | 0 | 0 | 0 | 0 | 0 | 0 | 0 | 0 | 0 | 0 | 0 | 0 | 0 | 0 | 0 | 0 | 0 | 0 | 0 | 0 | 0 | 0
[10 empty] | 0 | 0 | 0 | 0 | 0 | 0 | 0 | 0 | 0 | 0 | 0 | 0 | 0 | 0 | 0 | 0 | 0 | 0 | 0 | 0 | 0 | 0 | 0 | 0 | 0 | 0 | 0 | 0
[10 empty] | 0 | 0 | 0 | 0 | 0 | 0 | 0 | 0 | 0 | 0 | 0 | 0 | 0 | 0 | 0 | 0 | 0 | 0 | 0 | 0 | 0 | 0 | 0 | 0 | 0 | 0 | 0 | 0
[10 empty] | 0 | 0 | 0 | 0 | 0 | 0 | 0 | 0 | 0 | 0 | 0 | 0 | 0 | 0 | 0 | 0 | 0 | 0 | 0 | 0 | 0 | 0 | 0 | 0 | 0 | 0 | 0 | 0
[10 empty] | 0 | 0 | 0 | 0 | 0 | 0 | 0 | 0 | 0 | 0 | 0 | 0 | 0 | 0 | 0 | 0 | 0 | 0 | 0 | 0 | 0 | 0 | 0 | 0 | 0 | 0 | 0 | 0
[10 empty] | 0 | 0 | 0 | 0 | 0 | 0 | 0 | 0 | 0 | 0 | 0 | 0 | 0 | 0 | 0 | 0 | 0 | 0 | 0 | 0 | 0 | 0 | 0 | 0 | 0 | 0 | 0 | 0
[10 empty] | 0 | 0 | 0 | 0 | 0 | 0 | 0 | 0 | 0 | 0 | 0 | 0 | 0 | 0 | 0 | 0 | 0 | 0 | 0 | 0 | 0 | 0 | 0 | 0 | 0 | 0 | 0 | 0
[10 empty] | 0 | 0 | 0 | 0 | 0 | 0 | 0 | 0 | 0 | 0 | 0 | 0 | 0 | 0 | 0 | 0 | 0 | 0 | 0 | 0 | 0 | 0 | 0 | 0 | 0 | 0 | 0 | 0
[10 empty] | 0 | 0 | 0 | 0 | 0 | 0 | 0 | 0 | 0 | 0 | 0 | 0 | 0 | 0 | 0 | 0 | 0 | 0 | 0 | 0 | 0 | 0 | 0 | 0 | 0 | 0 | 0 | 0
[10 empty] | 0 | 0 | 0 | 0 | 0 | 0 | 0 | 0 | 0 | 0 | 0 | 0 | 0 | 0 | 0 | 0 | 0 | 0 | 0 | 0 | 0 | 0 | 0 | 0 | 0 | 0 | 0 | 0
[10 empty] | 0 | 0 | 0 | 0 | 0 | 0 | 0 | 0 | 0 | 0 | 0 | 0 | 0 | 0 | 0 | 0 | 0 | 0 | 0 | 0 | 0 | 0 | 0 | 0 | 0 | 0 | 0 | 0
[10 empty] | 0 | 0 | 0 | 0 | 0 | 0 | 0 | 0 | 0 | 0 | 0 | 0 | 0 | 0 | 0 | 0 | 0 | 0 | 0 | 0 | 0 | 0 | 0 | 0 | 0 | 0 | 0 | 0
[10 empty] | 0 | 0 | 0 | 0 | 0 | 0 | 0 | 0 | 0 | 0 | 0 | 0 | 0 | 0 | 0 | 0 | 0 | 0 | 0 | 0 | 0 | 0 | 0 | 0 | 0 | 0 | 0 | 0
[10 empty] | 0 | 0 | 0 | 0 | 0 | 0 | 0 | 0 | 0 | 0 | 0 | 0 | 0 | 0 | 0 | 0 | 0 | 0 | 0 | 0 | 0 | 0 | 0 | 0 | 0 | 0 | 0 | 0
[10 empty] | 0 | 0 | 0 | 0 | 0 | 0 | 0 | 0 | 0 | 0 | 0 | 0 | 0 | 0 | 0 | 0 | 0 | 0 | 0 | 0 | 0 | 0 | 0 | 0 | 0 | 0 | 0 | 0
[10 empty] | 0 | 0 | 0 | 0 | 0 | 0 | 0 | 0 | 0 | 0 | 0 | 0 | 0 | 0 | 0 | 0 | 0 | 0 | 0 | 0 | 0 | 0 | 0 | 0 | 0 | 0 | 0 | 0
[10 empty] | 0 | 0 | 0 | 0 | 0 | 0 | 0 | 0 | 0 | 0 | 0 | 0 | 0 | 0 | 0 | 0 | 0 | 0 | 0 | 0 | 0 | 0 | 0 | 0 | 0 | 0 | 0 | 0
[10 empty] | 0 | 0 | 0 | 0 | 0 | 0 | 0 | 0 | 0 | 0 | 0 | 0 | 0 | 0 | 0 | 0 | 0 | 0 | 0 | 0 | 0 | 0 | 0 | 0 | 0 | 0 | 0 | 0
[10 empty] | 0 | 0 | 0 | 0 | 0 | 0 | 0 | 0 | 0 | 0 | 0 | 0 | 0 | 0 | 0 | 0 | 0 | 0 | 0 | 0 | 0 | 0 | 0 | 0 | 0 | 0 | 0 | 0
[10 empty] | 0 | 0 | 0 | 0 | 0 | 0 | 0 | 0 | 0 | 0 | 0 | 0 | 0 | 0 | 0 | 0 | 0 | 0 | 0 | 0 | 0 | 0 | 0 | 0 | 0 | 0 | 0 | 0
[10 empty] | 0 | 0 | 0 | 0 | 0 | 0 | 0 | 0 | 0 | 0 | 0 | 0 | 0 | 0 | 0 | 0 | 0 | 0 | 0 | 0 | 0 | 0 | 0 | 0 | 0 | 0 | 0 | 0
[10 empty] | 0 | 0 | 0 | 0 | 0 | 0 | 0 | 0 | 0 | 0 | 0 | 0 | 0 | 0 | 0 | 0 | 0 | 0 | 0 | 0 | 0 | 0 | 0 | 0 | 0 | 0 | 0 | 0
[10 empty] | 0 | 0 | 0 | 0 | 0 | 0 | 0 | 0 | 0 | 0 | 0 | 0 | 0 | 0 | 0 | 0 | 0 | 0 | 0 | 0 | 0 | 0 | 0 | 0 | 0 | 0 | 0 | 0
[10 empty] | 0 | 0 | 0 | 0 | 0 | 0 | 0 | 0 | 0 | 0 | 0 | 0 | 0 | 0 | 0 | 0 | 0 | 0 | 0 | 0 | 0 | 0 | 0 | 0 | 0 | 0 | 0 | 0
[10 empty] | 0 | 0 | 0 | 0 | 0 | 0 | 0 | 0 | 0 | 0 | 0 | 0 | 0 | 0 | 0 | 0 | 0 | 0 | 0 | 0 | 0 | 0 | 0 | 0 | 0 | 0 | 0 | 0
[10 empty] | 0 | 0 | 0 | 0 | 0 | 0 | 0 | 0 | 0 | 0 | 0 | 0 | 0 | 0 | 0 | 0 | 0 | 0 | 0 | 0 | 0 | 0 | 0 | 0 | 0 | 0 | 0 | 0
[10 empty] | 0 | 0 | 0 | 0 | 0 | 0 | 0 | 0 | 0 | 0 | 0 | 0 | 0 | 0 | 0 | 0 | 0 | 0 | 0 | 0 | 0 | 0 | 0 | 0 | 0 | 0 | 0 | 0
[10 empty] | 0 | 0 | 0 | 0 | 0 | 0 | 0 | 0 | 0 | 0 | 0 | 0 | 0 | 0 | 0 | 0 | 0 | 0 | 0 | 0 | 0 | 0 | 0 | 0 | 0 | 0 | 0 | 0
[10 empty] | 0 | 0 | 0 | 0 | 0 | 0 | 0 | 0 | 0 | 0 | 0 | 0 | 0 | 0 | 0 | 0 | 0 | 0 | 0 | 0 | 0 | 0 | 0 | 0 | 0 | 0 | 0 | 0
[10 empty] | 0 | 0 | 0 | 0 | 0 | 0 | 0 | 0 | 0 | 0 | 0 | 0 | 0 | 0 | 0 | 0 | 0 | 0 | 0 | 0 | 0 | 0 | 0 | 0 | 0 | 0 | 0 | 0
[10 empty] | 0 | 0 | 0 | 0 | 0 | 0 | 0 | 0 | 0 | 0 | 0 | 0 | 0 | 0 | 0 | 0 | 0 | 0 | 0 | 0 | 0 | 0 | 0 | 0 | 0 | 0 | 0 | 0
[10 empty] | 0 | 0 | 0 | 0 | 0 | 0 | 0 | 0 | 0 | 0 | 0 | 0 | 0 | 0 | 0 | 0 | 0 | 0 | 0 | 0 | 0 | 0 | 0 | 0 | 0 | 0 | 0 | 0
[10 empty] | 0 | 0 | 0 | 0 | 0 | 0 | 0 | 0 | 0 | 0 | 0 | 0 | 0 | 0 | 0 | 0 | 0 | 0 | 0 | 0 | 0 | 0 | 0 | 0 | 0 | 0 | 0 | 0
[10 empty] | 0 | 0 | 0 | 0 | 0 | 0 | 0 | 0 | 0 | 0 | 0 | 0 | 0 | 0 | 0 | 0 | 0 | 0 | 0 | 0 | 0 | 0 | 0 | 0 | 0 | 0 | 0 | 0
[10 empty] | 0 | 0 | 0 | 0 | 0 | 0 | 0 | 0 | 0 | 0 | 0 | 0 | 0 | 0 | 0 | 0 | 0 | 0 | 0 | 0 | 0 | 0 | 0 | 0 | 0 | 0 | 0 | 0
[10 empty] | 0 | 0 | 0 | 0 | 0 | 0 | 0 | 0 | 0 | 0 | 0 | 0 | 0 | 0 | 0 | 0 | 0 | 0 | 0 | 0 | 0 | 0 | 0 | 0 | 0 | 0 | 0 | 0
[10 empty] | 0 | 0 | 0 | 0 | 0 | 0 | 0 | 0 | 0 | 0 | 0 | 0 | 0 | 0 | 0 | 0 | 0 | 0 | 0 | 0 | 0 | 0 | 0 | 0 | 0 | 0 | 0 | 0
[10 empty] | 0 | 0 | 0 | 0 | 0 | 0 | 0 | 0 | 0 | 0 | 0 | 0 | 0 | 0 | 0 | 0 | 0 | 0 | 0 | 0 | 0 | 0 | 0 | 0 | 0 | 0 | 0 | 0
[10 empty] | 0 | 0 | 0 | 0 | 0 | 0 | 0 | 0 | 0 | 0 | 0 | 0 | 0 | 0 | 0 | 0 | 0 | 0 | 0 | 0 | 0 | 0 | 0 | 0 | 0 | 0 | 0 | 0
[10 empty] | 0 | 0 | 0 | 0 | 0 | 0 | 0 | 0 | 0 | 0 | 0 | 0 | 0 | 0 | 0 | 0 | 0 | 0 | 0 | 0 | 0 | 0 | 0 | 0 | 0 | 0 | 0 | 0
[10 empty] | 0 | 0 | 0 | 0 | 0 | 0 | 0 | 0 | 0 | 0 | 0 | 0 | 0 | 0 | 0 | 0 | 0 | 0 | 0 | 0 | 0 | 0 | 0 | 0 | 0 | 0 | 0 | 0
[10 empty] | 0 | 0 | 0 | 0 | 0 | 0 | 0 | 0 | 0 | 0 | 0 | 0 | 0 | 0 | 0 | 0 | 0 | 0 | 0 | 0 | 0 | 0 | 0 | 0 | 0 | 0 | 0 | 0
[10 empty] | 0 | 0 | 0 | 0 | 0 | 0 | 0 | 0 | 0 | 0 | 0 | 0 | 0 | 0 | 0 | 0 | 0 | 0 | 0 | 0 | 0 | 0 | 0 | 0 | 0 | 0 | 0 | 0
[10 empty] | 0 | 0 | 0 | 0 | 0 | 0 | 0 | 0 | 0 | 0 | 0 | 0 | 0 | 0 | 0 | 0 | 0 | 0 | 0 | 0 | 0 | 0 | 0 | 0 | 0 | 0 | 0 | 0
[10 empty] | 0 | 0 | 0 | 0 | 0 | 0 | 0 | 0 | 0 | 0 | 0 | 0 | 0 | 0 | 0 | 0 | 0 | 0 | 0 | 0 | 0 | 0 | 0 | 0 | 0 | 0 | 0 | 0
[10 empty] | 0 | 0 | 0 | 0 | 0 | 0 | 0 | 0 | 0 | 0 | 0 | 0 | 0 | 0 | 0 | 0 | 0 | 0 | 0 | 0 | 0 | 0 | 0 | 0 | 0 | 0 | 0 | 0
[10 empty] | 0 | 0 | 0 | 0 | 0 | 0 | 0 | 0 | 0 | 0 | 0 | 0 | 0 | 0 | 0 | 0 | 0 | 0 | 0 | 0 | 0 | 0 | 0 | 0 | 0 | 0 | 0 | 0
[10 empty] | 0 | 0 | 0 | 0 | 0 | 0 | 0 | 0 | 0 | 0 | 0 | 0 | 0 | 0 | 0 | 0 | 0 | 0 | 0 | 0 | 0 | 0 | 0 | 0 | 0 | 0 | 0 | 0
[10 empty] | 0 | 0 | 0 | 0 | 0 | 0 | 0 | 0 | 0 | 0 | 0 | 0 | 0 | 0 | 0 | 0 | 0 | 0 | 0 | 0 | 0 | 0 | 0 | 0 | 0 | 0 | 0 | 0
[10 empty] | 0 | 0 | 0 | 0 | 0 | 0 | 0 | 0 | 0 | 0 | 0 | 0 | 0 | 0 | 0 | 0 | 0 | 0 | 0 | 0 | 0 | 0 | 0 | 0 | 0 | 0 | 0 | 0
[10 empty] | 0 | 0 | 0 | 0 | 0 | 0 | 0 | 0 | 0 | 0 | 0 | 0 | 0 | 0 | 0 | 0 | 0 | 0 | 0 | 0 | 0 | 0 | 0 | 0 | 0 | 0 | 0 | 0
[10 empty] | 0 | 0 | 0 | 0 | 0 | 0 | 0 | 0 | 0 | 0 | 0 | 0 | 0 | 0 | 0 | 0 | 0 | 0 | 0 | 0 | 0 | 0 | 0 | 0 | 0 | 0 | 0 | 0
[10 empty] | 0 | 0 | 0 | 0 | 0 | 0 | 0 | 0 | 0 | 0 | 0 | 0 | 0 | 0 | 0 | 0 | 0 | 0 | 0 | 0 | 0 | 0 | 0 | 0 | 0 | 0 | 0 | 0
[10 empty] | 0 | 0 | 0 | 0 | 0 | 0 | 0 | 0 | 0 | 0 | 0 | 0 | 0 | 0 | 0 | 0 | 0 | 0 | 0 | 0 | 0 | 0 | 0 | 0 | 0 | 0 | 0 | 0
[10 empty] | 0 | 0 | 0 | 0 | 0 | 0 | 0 | 0 | 0 | 0 | 0 | 0 | 0 | 0 | 0 | 0 | 0 | 0 | 0 | 0 | 0 | 0 | 0 | 0 | 0 | 0 | 0 | 0
[10 empty] | 0 | 0 | 0 | 0 | 0 | 0 | 0 | 0 | 0 | 0 | 0 | 0 | 0 | 0 | 0 | 0 | 0 | 0 | 0 | 0 | 0 | 0 | 0 | 0 | 0 | 0 | 0 | 0
[10 empty] | 0 | 0 | 0 | 0 | 0 | 0 | 0 | 0 | 0 | 0 | 0 | 0 | 0 | 0 | 0 | 0 | 0 | 0 | 0 | 0 | 0 | 0 | 0 | 0 | 0 | 0 | 0 | 0
[10 empty] | 0 | 0 | 0 | 0 | 0 | 0 | 0 | 0 | 0 | 0 | 0 | 0 | 0 | 0 | 0 | 0 | 0 | 0 | 0 | 0 | 0 | 0 | 0 | 0 | 0 | 0 | 0 | 0
[10 empty] | 0 | 0 | 0 | 0 | 0 | 0 | 0 | 0 | 0 | 0 | 0 | 0 | 0 | 0 | 0 | 0 | 0 | 0 | 0 | 0 | 0 | 0 | 0 | 0 | 0 | 0 | 0 | 0
[10 empty] | 0 | 0 | 0 | 0 | 0 | 0 | 0 | 0 | 0 | 0 | 0 | 0 | 0 | 0 | 0 | 0 | 0 | 0 | 0 | 0 | 0 | 0 | 0 | 0 | 0 | 0 | 0 | 0
[10 empty] | 0 | 0 | 0 | 0 | 0 | 0 | 0 | 0 | 0 | 0 | 0 | 0 | 0 | 0 | 0 | 0 | 0 | 0 | 0 | 0 | 0 | 0 | 0 | 0 | 0 | 0 | 0 | 0
[10 empty] | 0 | 0 | 0 | 0 | 0 | 0 | 0 | 0 | 0 | 0 | 0 | 0 | 0 | 0 | 0 | 0 | 0 | 0 | 0 | 0 | 0 | 0 | 0 | 0 | 0 | 0 | 0 | 0
[10 empty] | 0 | 0 | 0 | 0 | 0 | 0 | 0 | 0 | 0 | 0 | 0 | 0 | 0 | 0 | 0 | 0 | 0 | 0 | 0 | 0 | 0 | 0 | 0 | 0 | 0 | 0 | 0 | 0
[10 empty] | 0 | 0 | 0 | 0 | 0 | 0 | 0 | 0 | 0 | 0 | 0 | 0 | 0 | 0 | 0 | 0 | 0 | 0 | 0 | 0 | 0 | 0 | 0 | 0 | 0 | 0 | 0 | 0
[10 empty] | 0 | 0 | 0 | 0 | 0 | 0 | 0 | 0 | 0 | 0 | 0 | 0 | 0 | 0 | 0 | 0 | 0 | 0 | 0 | 0 | 0 | 0 | 0 | 0 | 0 | 0 | 0 | 0
[10 empty] | 0 | 0 | 0 | 0 | 0 | 0 | 0 | 0 | 0 | 0 | 0 | 0 | 0 | 0 | 0 | 0 | 0 | 0 | 0 | 0 | 0 | 0 | 0 | 0 | 0 | 0 | 0 | 0
[10 empty] | 0 | 0 | 0 | 0 | 0 | 0 | 0 | 0 | 0 | 0 | 0 | 0 | 0 | 0 | 0 | 0 | 0 | 0 | 0 | 0 | 0 | 0 | 0 | 0 | 0 | 0 | 0 | 0
[10 empty] | 0 | 0 | 0 | 0 | 0 | 0 | 0 | 0 | 0 | 0 | 0 | 0 | 0 | 0 | 0 | 0 | 0 | 0 | 0 | 0 | 0 | 0 | 0 | 0 | 0 | 0 | 0 | 0
[10 empty] | 0 | 0 | 0 | 0 | 0 | 0 | 0 | 0 | 0 | 0 | 0 | 0 | 0 | 0 | 0 | 0 | 0 | 0 | 0 | 0 | 0 | 0 | 0 | 0 | 0 | 0 | 0 | 0
[10 empty] | 0 | 0 | 0 | 0 | 0 | 0 | 0 | 0 | 0 | 0 | 0 | 0 | 0 | 0 | 0 | 0 | 0 | 0 | 0 | 0 | 0 | 0 | 0 | 0 | 0 | 0 | 0 | 0
[10 empty] | 0 | 0 | 0 | 0 | 0 | 0 | 0 | 0 | 0 | 0 | 0 | 0 | 0 | 0 | 0 | 0 | 0 | 0 | 0 | 0 | 0 | 0 | 0 | 0 | 0 | 0 | 0 | 0
[10 empty] | 0 | 0 | 0 | 0 | 0 | 0 | 0 | 0 | 0 | 0 | 0 | 0 | 0 | 0 | 0 | 0 | 0 | 0 | 0 | 0 | 0 | 0 | 0 | 0 | 0 | 0 | 0 | 0
[10 empty] | 0 | 0 | 0 | 0 | 0 | 0 | 0 | 0 | 0 | 0 | 0 | 0 | 0 | 0 | 0 | 0 | 0 | 0 | 0 | 0 | 0 | 0 | 0 | 0 | 0 | 0 | 0 | 0
[10 empty] | 0 | 0 | 0 | 0 | 0 | 0 | 0 | 0 | 0 | 0 | 0 | 0 | 0 | 0 | 0 | 0 | 0 | 0 | 0 | 0 | 0 | 0 | 0 | 0 | 0 | 0 | 0 | 0
[10 empty] | 0 | 0 | 0 | 0 | 0 | 0 | 0 | 0 | 0 | 0 | 0 | 0 | 0 | 0 | 0 | 0 | 0 | 0 | 0 | 0 | 0 | 0 | 0 | 0 | 0 | 0 | 0 | 0
[10 empty] | 0 | 0 | 0 | 0 | 0 | 0 | 0 | 0 | 0 | 0 | 0 | 0 | 0 | 0 | 0 | 0 | 0 | 0 | 0 | 0 | 0 | 0 | 0 | 0 | 0 | 0 | 0 | 0
[10 empty] | 0 | 0 | 0 | 0 | 0 | 0 | 0 | 0 | 0 | 0 | 0 | 0 | 0 | 0 | 0 | 0 | 0 | 0 | 0 | 0 | 0 | 0 | 0 | 0 | 0 | 0 | 0 | 0
[10 empty] | 0 | 0 | 0 | 0 | 0 | 0 | 0 | 0 | 0 | 0 | 0 | 0 | 0 | 0 | 0 | 0 | 0 | 0 | 0 | 0 | 0 | 0 | 0 | 0 | 0 | 0 | 0 | 0
[10 empty] | 0 | 0 | 0 | 0 | 0 | 0 | 0 | 0 | 0 | 0 | 0 | 0 | 0 | 0 | 0 | 0 | 0 | 0 | 0 | 0 | 0 | 0 | 0 | 0 | 0 | 0 | 0 | 0
[10 empty] | 0 | 0 | 0 | 0 | 0 | 0 | 0 | 0 | 0 | 0 | 0 | 0 | 0 | 0 | 0 | 0 | 0 | 0 | 0 | 0 | 0 | 0 | 0 | 0 | 0 | 0 | 0 | 0
[10 empty] | 0 | 0 | 0 | 0 | 0 | 0 | 0 | 0 | 0 | 0 | 0 | 0 | 0 | 0 | 0 | 0 | 0 | 0 | 0 | 0 | 0 | 0 | 0 | 0 | 0 | 0 | 0 | 0
[10 empty] | 0 | 0 | 0 | 0 | 0 | 0 | 0 | 0 | 0 | 0 | 0 | 0 | 0 | 0 | 0 | 0 | 0 | 0 | 0 | 0 | 0 | 0 | 0 | 0 | 0 | 0 | 0 | 0
[10 empty] | 0 | 0 | 0 | 0 | 0 | 0 | 0 | 0 | 0 | 0 | 0 | 0 | 0 | 0 | 0 | 0 | 0 | 0 | 0 | 0 | 0 | 0 | 0 | 0 | 0 | 0 | 0 | 0
[10 empty] | 0 | 0 | 0 | 0 | 0 | 0 | 0 | 0 | 0 | 0 | 0 | 0 | 0 | 0 | 0 | 0 | 0 | 0 | 0 | 0 | 0 | 0 | 0 | 0 | 0 | 0 | 0 | 0
[10 empty] | 0 | 0 | 0 | 0 | 0 | 0 | 0 | 0 | 0 | 0 | 0 | 0 | 0 | 0 | 0 | 0 | 0 | 0 | 0 | 0 | 0 | 0 | 0 | 0 | 0 | 0 | 0 | 0
[10 empty] | 0 | 0 | 0 | 0 | 0 | 0 | 0 | 0 | 0 | 0 | 0 | 0 | 0 | 0 | 0 | 0 | 0 | 0 | 0 | 0 | 0 | 0 | 0 | 0 | 0 | 0 | 0 | 0
[10 empty] | 0 | 0 | 0 | 0 | 0 | 0 | 0 | 0 | 0 | 0 | 0 | 0 | 0 | 0 | 0 | 0 | 0 | 0 | 0 | 0 | 0 | 0 | 0 | 0 | 0 | 0 | 0 | 0
[10 empty] | 0 | 0 | 0 | 0 | 0 | 0 | 0 | 0 | 0 | 0 | 0 | 0 | 0 | 0 | 0 | 0 | 0 | 0 | 0 | 0 | 0 | 0 | 0 | 0 | 0 | 0 | 0 | 0
[10 empty] | 0 | 0 | 0 | 0 | 0 | 0 | 0 | 0 | 0 | 0 | 0 | 0 | 0 | 0 | 0 | 0 | 0 | 0 | 0 | 0 | 0 | 0 | 0 | 0 | 0 | 0 | 0 | 0
[10 empty] | 0 | 0 | 0 | 0 | 0 | 0 | 0 | 0 | 0 | 0 | 0 | 0 | 0 | 0 | 0 | 0 | 0 | 0 | 0 | 0 | 0 | 0 | 0 | 0 | 0 | 0 | 0 | 0
[10 empty] | 0 | 0 | 0 | 0 | 0 | 0 | 0 | 0 | 0 | 0 | 0 | 0 | 0 | 0 | 0 | 0 | 0 | 0 | 0 | 0 | 0 | 0 | 0 | 0 | 0 | 0 | 0 | 0
[10 empty] | 0 | 0 | 0 | 0 | 0 | 0 | 0 | 0 | 0 | 0 | 0 | 0 | 0 | 0 | 0 | 0 | 0 | 0 | 0 | 0 | 0 | 0 | 0 | 0 | 0 | 0 | 0 | 0
[10 empty] | 0 | 0 | 0 | 0 | 0 | 0 | 0 | 0 | 0 | 0 | 0 | 0 | 0 | 0 | 0 | 0 | 0 | 0 | 0 | 0 | 0 | 0 | 0 | 0 | 0 | 0 | 0 | 0
[10 empty] | 0 | 0 | 0 | 0 | 0 | 0 | 0 | 0 | 0 | 0 | 0 | 0 | 0 | 0 | 0 | 0 | 0 | 0 | 0 | 0 | 0 | 0 | 0 | 0 | 0 | 0 | 0 | 0
[10 empty] | 0 | 0 | 0 | 0 | 0 | 0 | 0 | 0 | 0 | 0 | 0 | 0 | 0 | 0 | 0 | 0 | 0 | 0 | 0 | 0 | 0 | 0 | 0 | 0 | 0 | 0 | 0 | 0
[10 empty] | 0 | 0 | 0 | 0 | 0 | 0 | 0 | 0 | 0 | 0 | 0 | 0 | 0 | 0 | 0 | 0 | 0 | 0 | 0 | 0 | 0 | 0 | 0 | 0 | 0 | 0 | 0 | 0
[10 empty] | 0 | 0 | 0 | 0 | 0 | 0 | 0 | 0 | 0 | 0 | 0 | 0 | 0 | 0 | 0 | 0 | 0 | 0 | 0 | 0 | 0 | 0 | 0 | 0 | 0 | 0 | 0 | 0
[10 empty] | 0 | 0 | 0 | 0 | 0 | 0 | 0 | 0 | 0 | 0 | 0 | 0 | 0 | 0 | 0 | 0 | 0 | 0 | 0 | 0 | 0 | 0 | 0 | 0 | 0 | 0 | 0 | 0
[10 empty] | 0 | 0 | 0 | 0 | 0 | 0 | 0 | 0 | 0 | 0 | 0 | 0 | 0 | 0 | 0 | 0 | 0 | 0 | 0 | 0 | 0 | 0 | 0 | 0 | 0 | 0 | 0 | 0
[10 empty] | 0 | 0 | 0 | 0 | 0 | 0 | 0 | 0 | 0 | 0 | 0 | 0 | 0 | 0 | 0 | 0 | 0 | 0 | 0 | 0 | 0 | 0 | 0 | 0 | 0 | 0 | 0 | 0
[10 empty] | 0 | 0 | 0 | 0 | 0 | 0 | 0 | 0 | 0 | 0 | 0 | 0 | 0 | 0 | 0 | 0 | 0 | 0 | 0 | 0 | 0 | 0 | 0 | 0 | 0 | 0 | 0 | 0
[10 empty] | 0 | 0 | 0 | 0 | 0 | 0 | 0 | 0 | 0 | 0 | 0 | 0 | 0 | 0 | 0 | 0 | 0 | 0 | 0 | 0 | 0 | 0 | 0 | 0 | 0 | 0 | 0 | 0
[10 empty] | 0 | 0 | 0 | 0 | 0 | 0 | 0 | 0 | 0 | 0 | 0 | 0 | 0 | 0 | 0 | 0 | 0 | 0 | 0 | 0 | 0 | 0 | 0 | 0 | 0 | 0 | 0 | 0
[10 empty] | 0 | 0 | 0 | 0 | 0 | 0 | 0 | 0 | 0 | 0 | 0 | 0 | 0 | 0 | 0 | 0 | 0 | 0 | 0 | 0 | 0 | 0 | 0 | 0 | 0 | 0 | 0 | 0
[10 empty] | 0 | 0 | 0 | 0 | 0 | 0 | 0 | 0 | 0 | 0 | 0 | 0 | 0 | 0 | 0 | 0 | 0 | 0 | 0 | 0 | 0 | 0 | 0 | 0 | 0 | 0 | 0 | 0
[10 empty] | 0 | 0 | 0 | 0 | 0 | 0 | 0 | 0 | 0 | 0 | 0 | 0 | 0 | 0 | 0 | 0 | 0 | 0 | 0 | 0 | 0 | 0 | 0 | 0 | 0 | 0 | 0 | 0
[10 empty] | 0 | 0 | 0 | 0 | 0 | 0 | 0 | 0 | 0 | 0 | 0 | 0 | 0 | 0 | 0 | 0 | 0 | 0 | 0 | 0 | 0 | 0 | 0 | 0 | 0 | 0 | 0 | 0
[10 empty] | 0 | 0 | 0 | 0 | 0 | 0 | 0 | 0 | 0 | 0 | 0 | 0 | 0 | 0 | 0 | 0 | 0 | 0 | 0 | 0 | 0 | 0 | 0 | 0 | 0 | 0 | 0 | 0
[10 empty] | 0 | 0 | 0 | 0 | 0 | 0 | 0 | 0 | 0 | 0 | 0 | 0 | 0 | 0 | 0 | 0 | 0 | 0 | 0 | 0 | 0 | 0 | 0 | 0 | 0 | 0 | 0 | 0
[10 empty] | 0 | 0 | 0 | 0 | 0 | 0 | 0 | 0 | 0 | 0 | 0 | 0 | 0 | 0 | 0 | 0 | 0 | 0 | 0 | 0 | 0 | 0 | 0 | 0 | 0 | 0 | 0 | 0
[10 empty] | 0 | 0 | 0 | 0 | 0 | 0 | 0 | 0 | 0 | 0 | 0 | 0 | 0 | 0 | 0 | 0 | 0 | 0 | 0 | 0 | 0 | 0 | 0 | 0 | 0 | 0 | 0 | 0
[10 empty] | 0 | 0 | 0 | 0 | 0 | 0 | 0 | 0 | 0 | 0 | 0 | 0 | 0 | 0 | 0 | 0 | 0 | 0 | 0 | 0 | 0 | 0 | 0 | 0 | 0 | 0 | 0 | 0
[10 empty] | 0 | 0 | 0 | 0 | 0 | 0 | 0 | 0 | 0 | 0 | 0 | 0 | 0 | 0 | 0 | 0 | 0 | 0 | 0 | 0 | 0 | 0 | 0 | 0 | 0 | 0 | 0 | 0
[10 empty] | 0 | 0 | 0 | 0 | 0 | 0 | 0 | 0 | 0 | 0 | 0 | 0 | 0 | 0 | 0 | 0 | 0 | 0 | 0 | 0 | 0 | 0 | 0 | 0 | 0 | 0 | 0 | 0
[10 empty] | 0 | 0 | 0 | 0 | 0 | 0 | 0 | 0 | 0 | 0 | 0 | 0 | 0 | 0 | 0 | 0 | 0 | 0 | 0 | 0 | 0 | 0 | 0 | 0 | 0 | 0 | 0 | 0
[10 empty] | 0 | 0 | 0 | 0 | 0 | 0 | 0 | 0 | 0 | 0 | 0 | 0 | 0 | 0 | 0 | 0 | 0 | 0 | 0 | 0 | 0 | 0 | 0 | 0 | 0 | 0 | 0 | 0
[10 empty] | 0 | 0 | 0 | 0 | 0 | 0 | 0 | 0 | 0 | 0 | 0 | 0 | 0 | 0 | 0 | 0 | 0 | 0 | 0 | 0 | 0 | 0 | 0 | 0 | 0 | 0 | 0 | 0
[10 empty] | 0 | 0 | 0 | 0 | 0 | 0 | 0 | 0 | 0 | 0 | 0 | 0 | 0 | 0 | 0 | 0 | 0 | 0 | 0 | 0 | 0 | 0 | 0 | 0 | 0 | 0 | 0 | 0
[10 empty] | 0 | 0 | 0 | 0 | 0 | 0 | 0 | 0 | 0 | 0 | 0 | 0 | 0 | 0 | 0 | 0 | 0 | 0 | 0 | 0 | 0 | 0 | 0 | 0 | 0 | 0 | 0 | 0
[10 empty] | 0 | 0 | 0 | 0 | 0 | 0 | 0 | 0 | 0 | 0 | 0 | 0 | 0 | 0 | 0 | 0 | 0 | 0 | 0 | 0 | 0 | 0 | 0 | 0 | 0 | 0 | 0 | 0
[10 empty] | 0 | 0 | 0 | 0 | 0 | 0 | 0 | 0 | 0 | 0 | 0 | 0 | 0 | 0 | 0 | 0 | 0 | 0 | 0 | 0 | 0 | 0 | 0 | 0 | 0 | 0 | 0 | 0
[10 empty] | 0 | 0 | 0 | 0 | 0 | 0 | 0 | 0 | 0 | 0 | 0 | 0 | 0 | 0 | 0 | 0 | 0 | 0 | 0 | 0 | 0 | 0 | 0 | 0 | 0 | 0 | 0 | 0
[10 empty] | 0 | 0 | 0 | 0 | 0 | 0 | 0 | 0 | 0 | 0 | 0 | 0 | 0 | 0 | 0 | 0 | 0 | 0 | 0 | 0 | 0 | 0 | 0 | 0 | 0 | 0 | 0 | 0
[10 empty] | 0 | 0 | 0 | 0 | 0 | 0 | 0 | 0 | 0 | 0 | 0 | 0 | 0 | 0 | 0 | 0 | 0 | 0 | 0 | 0 | 0 | 0 | 0 | 0 | 0 | 0 | 0 | 0
[10 empty] | 0 | 0 | 0 | 0 | 0 | 0 | 0 | 0 | 0 | 0 | 0 | 0 | 0 | 0 | 0 | 0 | 0 | 0 | 0 | 0 | 0 | 0 | 0 | 0 | 0 | 0 | 0 | 0
[10 empty] | 0 | 0 | 0 | 0 | 0 | 0 | 0 | 0 | 0 | 0 | 0 | 0 | 0 | 0 | 0 | 0 | 0 | 0 | 0 | 0 | 0 | 0 | 0 | 0 | 0 | 0 | 0 | 0
[10 empty] | 0 | 0 | 0 | 0 | 0 | 0 | 0 | 0 | 0 | 0 | 0 | 0 | 0 | 0 | 0 | 0 | 0 | 0 | 0 | 0 | 0 | 0 | 0 | 0 | 0 | 0 | 0 | 0
[10 empty] | 0 | 0 | 0 | 0 | 0 | 0 | 0 | 0 | 0 | 0 | 0 | 0 | 0 | 0 | 0 | 0 | 0 | 0 | 0 | 0 | 0 | 0 | 0 | 0 | 0 | 0 | 0 | 0
[10 empty] | 0 | 0 | 0 | 0 | 0 | 0 | 0 | 0 | 0 | 0 | 0 | 0 | 0 | 0 | 0 | 0 | 0 | 0 | 0 | 0 | 0 | 0 | 0 | 0 | 0 | 0 | 0 | 0
[10 empty] | 0 | 0 | 0 | 0 | 0 | 0 | 0 | 0 | 0 | 0 | 0 | 0 | 0 | 0 | 0 | 0 | 0 | 0 | 0 | 0 | 0 | 0 | 0 | 0 | 0 | 0 | 0 | 0
[10 empty] | 0 | 0 | 0 | 0 | 0 | 0 | 0 | 0 | 0 | 0 | 0 | 0 | 0 | 0 | 0 | 0 | 0 | 0 | 0 | 0 | 0 | 0 | 0 | 0 | 0 | 0 | 0 | 0
[10 empty] | 0 | 0 | 0 | 0 | 0 | 0 | 0 | 0 | 0 | 0 | 0 | 0 | 0 | 0 | 0 | 0 | 0 | 0 | 0 | 0 | 0 | 0 | 0 | 0 | 0 | 0 | 0 | 0
[10 empty] | 0 | 0 | 0 | 0 | 0 | 0 | 0 | 0 | 0 | 0 | 0 | 0 | 0 | 0 | 0 | 0 | 0 | 0 | 0 | 0 | 0 | 0 | 0 | 0 | 0 | 0 | 0 | 0
[10 empty] | 0 | 0 | 0 | 0 | 0 | 0 | 0 | 0 | 0 | 0 | 0 | 0 | 0 | 0 | 0 | 0 | 0 | 0 | 0 | 0 | 0 | 0 | 0 | 0 | 0 | 0 | 0 | 0
[10 empty] | 0 | 0 | 0 | 0 | 0 | 0 | 0 | 0 | 0 | 0 | 0 | 0 | 0 | 0 | 0 | 0 | 0 | 0 | 0 | 0 | 0 | 0 | 0 | 0 | 0 | 0 | 0 | 0
[10 empty] | 0 | 0 | 0 | 0 | 0 | 0 | 0 | 0 | 0 | 0 | 0 | 0 | 0 | 0 | 0 | 0 | 0 | 0 | 0 | 0 | 0 | 0 | 0 | 0 | 0 | 0 | 0 | 0
[10 empty] | 0 | 0 | 0 | 0 | 0 | 0 | 0 | 0 | 0 | 0 | 0 | 0 | 0 | 0 | 0 | 0 | 0 | 0 | 0 | 0 | 0 | 0 | 0 | 0 | 0 | 0 | 0 | 0
[10 empty] | 0 | 0 | 0 | 0 | 0 | 0 | 0 | 0 | 0 | 0 | 0 | 0 | 0 | 0 | 0 | 0 | 0 | 0 | 0 | 0 | 0 | 0 | 0 | 0 | 0 | 0 | 0 | 0
[10 empty] | 0 | 0 | 0 | 0 | 0 | 0 | 0 | 0 | 0 | 0 | 0 | 0 | 0 | 0 | 0 | 0 | 0 | 0 | 0 | 0 | 0 | 0 | 0 | 0 | 0 | 0 | 0 | 0
[10 empty] | 0 | 0 | 0 | 0 | 0 | 0 | 0 | 0 | 0 | 0 | 0 | 0 | 0 | 0 | 0 | 0 | 0 | 0 | 0 | 0 | 0 | 0 | 0 | 0 | 0 | 0 | 0 | 0
[10 empty] | 0 | 0 | 0 | 0 | 0 | 0 | 0 | 0 | 0 | 0 | 0 | 0 | 0 | 0 | 0 | 0 | 0 | 0 | 0 | 0 | 0 | 0 | 0 | 0 | 0 | 0 | 0 | 0
[10 empty] | 0 | 0 | 0 | 0 | 0 | 0 | 0 | 0 | 0 | 0 | 0 | 0 | 0 | 0 | 0 | 0 | 0 | 0 | 0 | 0 | 0 | 0 | 0 | 0 | 0 | 0 | 0 | 0
[10 empty] | 0 | 0 | 0 | 0 | 0 | 0 | 0 | 0 | 0 | 0 | 0 | 0 | 0 | 0 | 0 | 0 | 0 | 0 | 0 | 0 | 0 | 0 | 0 | 0 | 0 | 0 | 0 | 0
[10 empty] | 0 | 0 | 0 | 0 | 0 | 0 | 0 | 0 | 0 | 0 | 0 | 0 | 0 | 0 | 0 | 0 | 0 | 0 | 0 | 0 | 0 | 0 | 0 | 0 | 0 | 0 | 0 | 0
[10 empty] | 0 | 0 | 0 | 0 | 0 | 0 | 0 | 0 | 0 | 0 | 0 | 0 | 0 | 0 | 0 | 0 | 0 | 0 | 0 | 0 | 0 | 0 | 0 | 0 | 0 | 0 | 0 | 0
[10 empty] | 0 | 0 | 0 | 0 | 0 | 0 | 0 | 0 | 0 | 0 | 0 | 0 | 0 | 0 | 0 | 0 | 0 | 0 | 0 | 0 | 0 | 0 | 0 | 0 | 0 | 0 | 0 | 0
[10 empty] | 0 | 0 | 0 | 0 | 0 | 0 | 0 | 0 | 0 | 0 | 0 | 0 | 0 | 0 | 0 | 0 | 0 | 0 | 0 | 0 | 0 | 0 | 0 | 0 | 0 | 0 | 0 | 0
[10 empty] | 0 | 0 | 0 | 0 | 0 | 0 | 0 | 0 | 0 | 0 | 0 | 0 | 0 | 0 | 0 | 0 | 0 | 0 | 0 | 0 | 0 | 0 | 0 | 0 | 0 | 0 | 0 | 0
[10 empty] | 0 | 0 | 0 | 0 | 0 | 0 | 0 | 0 | 0 | 0 | 0 | 0 | 0 | 0 | 0 | 0 | 0 | 0 | 0 | 0 | 0 | 0 | 0 | 0 | 0 | 0 | 0 | 0
[10 empty] | 0 | 0 | 0 | 0 | 0 | 0 | 0 | 0 | 0 | 0 | 0 | 0 | 0 | 0 | 0 | 0 | 0 | 0 | 0 | 0 | 0 | 0 | 0 | 0 | 0 | 0 | 0 | 0
[10 empty] | 0 | 0 | 0 | 0 | 0 | 0 | 0 | 0 | 0 | 0 | 0 | 0 | 0 | 0 | 0 | 0 | 0 | 0 | 0 | 0 | 0 | 0 | 0 | 0 | 0 | 0 | 0 | 0
[10 empty] | 0 | 0 | 0 | 0 | 0 | 0 | 0 | 0 | 0 | 0 | 0 | 0 | 0 | 0 | 0 | 0 | 0 | 0 | 0 | 0 | 0 | 0 | 0 | 0 | 0 | 0 | 0 | 0
[10 empty] | 0 | 0 | 0 | 0 | 0 | 0 | 0 | 0 | 0 | 0 | 0 | 0 | 0 | 0 | 0 | 0 | 0 | 0 | 0 | 0 | 0 | 0 | 0 | 0 | 0 | 0 | 0 | 0
[10 empty] | 0 | 0 | 0 | 0 | 0 | 0 | 0 | 0 | 0 | 0 | 0 | 0 | 0 | 0 | 0 | 0 | 0 | 0 | 0 | 0 | 0 | 0 | 0 | 0 | 0 | 0 | 0 | 0
[10 empty] | 0 | 0 | 0 | 0 | 0 | 0 | 0 | 0 | 0 | 0 | 0 | 0 | 0 | 0 | 0 | 0 | 0 | 0 | 0 | 0 | 0 | 0 | 0 | 0 | 0 | 0 | 0 | 0
[10 empty] | 0 | 0 | 0 | 0 | 0 | 0 | 0 | 0 | 0 | 0 | 0 | 0 | 0 | 0 | 0 | 0 | 0 | 0 | 0 | 0 | 0 | 0 | 0 | 0 | 0 | 0 | 0 | 0
[10 empty] | 0 | 0 | 0 | 0 | 0 | 0 | 0 | 0 | 0 | 0 | 0 | 0 | 0 | 0 | 0 | 0 | 0 | 0 | 0 | 0 | 0 | 0 | 0 | 0 | 0 | 0 | 0 | 0
[10 empty] | 0 | 0 | 0 | 0 | 0 | 0 | 0 | 0 | 0 | 0 | 0 | 0 | 0 | 0 | 0 | 0 | 0 | 0 | 0 | 0 | 0 | 0 | 0 | 0 | 0 | 0 | 0 | 0
[10 empty] | 0 | 0 | 0 | 0 | 0 | 0 | 0 | 0 | 0 | 0 | 0 | 0 | 0 | 0 | 0 | 0 | 0 | 0 | 0 | 0 | 0 | 0 | 0 | 0 | 0 | 0 | 0 | 0
[10 empty] | 0 | 0 | 0 | 0 | 0 | 0 | 0 | 0 | 0 | 0 | 0 | 0 | 0 | 0 | 0 | 0 | 0 | 0 | 0 | 0 | 0 | 0 | 0 | 0 | 0 | 0 | 0 | 0
[10 empty] | 0 | 0 | 0 | 0 | 0 | 0 | 0 | 0 | 0 | 0 | 0 | 0 | 0 | 0 | 0 | 0 | 0 | 0 | 0 | 0 | 0 | 0 | 0 | 0 | 0 | 0 | 0 | 0
[10 empty] | 0 | 0 | 0 | 0 | 0 | 0 | 0 | 0 | 0 | 0 | 0 | 0 | 0 | 0 | 0 | 0 | 0 | 0 | 0 | 0 | 0 | 0 | 0 | 0 | 0 | 0 | 0 | 0
[10 empty] | 0 | 0 | 0 | 0 | 0 | 0 | 0 | 0 | 0 | 0 | 0 | 0 | 0 | 0 | 0 | 0 | 0 | 0 | 0 | 0 | 0 | 0 | 0 | 0 | 0 | 0 | 0 | 0
[10 empty] | 0 | 0 | 0 | 0 | 0 | 0 | 0 | 0 | 0 | 0 | 0 | 0 | 0 | 0 | 0 | 0 | 0 | 0 | 0 | 0 | 0 | 0 | 0 | 0 | 0 | 0 | 0 | 0
[10 empty] | 0 | 0 | 0 | 0 | 0 | 0 | 0 | 0 | 0 | 0 | 0 | 0 | 0 | 0 | 0 | 0 | 0 | 0 | 0 | 0 | 0 | 0 | 0 | 0 | 0 | 0 | 0 | 0
[10 empty] | 0 | 0 | 0 | 0 | 0 | 0 | 0 | 0 | 0 | 0 | 0 | 0 | 0 | 0 | 0 | 0 | 0 | 0 | 0 | 0 | 0 | 0 | 0 | 0 | 0 | 0 | 0 | 0
[10 empty] | 0 | 0 | 0 | 0 | 0 | 0 | 0 | 0 | 0 | 0 | 0 | 0 | 0 | 0 | 0 | 0 | 0 | 0 | 0 | 0 | 0 | 0 | 0 | 0 | 0 | 0 | 0 | 0
[10 empty] | 0 | 0 | 0 | 0 | 0 | 0 | 0 | 0 | 0 | 0 | 0 | 0 | 0 | 0 | 0 | 0 | 0 | 0 | 0 | 0 | 0 | 0 | 0 | 0 | 0 | 0 | 0 | 0
[10 empty] | 0 | 0 | 0 | 0 | 0 | 0 | 0 | 0 | 0 | 0 | 0 | 0 | 0 | 0 | 0 | 0 | 0 | 0 | 0 | 0 | 0 | 0 | 0 | 0 | 0 | 0 | 0 | 0
[10 empty] | 0 | 0 | 0 | 0 | 0 | 0 | 0 | 0 | 0 | 0 | 0 | 0 | 0 | 0 | 0 | 0 | 0 | 0 | 0 | 0 | 0 | 0 | 0 | 0 | 0 | 0 | 0 | 0
[10 empty] | 0 | 0 | 0 | 0 | 0 | 0 | 0 | 0 | 0 | 0 | 0 | 0 | 0 | 0 | 0 | 0 | 0 | 0 | 0 | 0 | 0 | 0 | 0 | 0 | 0 | 0 | 0 | 0
[10 empty] | 0 | 0 | 0 | 0 | 0 | 0 | 0 | 0 | 0 | 0 | 0 | 0 | 0 | 0 | 0 | 0 | 0 | 0 | 0 | 0 | 0 | 0 | 0 | 0 | 0 | 0 | 0 | 0
[10 empty] | 0 | 0 | 0 | 0 | 0 | 0 | 0 | 0 | 0 | 0 | 0 | 0 | 0 | 0 | 0 | 0 | 0 | 0 | 0 | 0 | 0 | 0 | 0 | 0 | 0 | 0 | 0 | 0
[10 empty] | 0 | 0 | 0 | 0 | 0 | 0 | 0 | 0 | 0 | 0 | 0 | 0 | 0 | 0 | 0 | 0 | 0 | 0 | 0 | 0 | 0 | 0 | 0 | 0 | 0 | 0 | 0 | 0
[10 empty] | 0 | 0 | 0 | 0 | 0 | 0 | 0 | 0 | 0 | 0 | 0 | 0 | 0 | 0 | 0 | 0 | 0 | 0 | 0 | 0 | 0 | 0 | 0 | 0 | 0 | 0 | 0 | 0
[10 empty] | 0 | 0 | 0 | 0 | 0 | 0 | 0 | 0 | 0 | 0 | 0 | 0 | 0 | 0 | 0 | 0 | 0 | 0 | 0 | 0 | 0 | 0 | 0 | 0 | 0 | 0 | 0 | 0
[10 empty] | 0 | 0 | 0 | 0 | 0 | 0 | 0 | 0 | 0 | 0 | 0 | 0 | 0 | 0 | 0 | 0 | 0 | 0 | 0 | 0 | 0 | 0 | 0 | 0 | 0 | 0 | 0 | 0
[10 empty] | 0 | 0 | 0 | 0 | 0 | 0 | 0 | 0 | 0 | 0 | 0 | 0 | 0 | 0 | 0 | 0 | 0 | 0 | 0 | 0 | 0 | 0 | 0 | 0 | 0 | 0 | 0 | 0
[10 empty] | 0 | 0 | 0 | 0 | 0 | 0 | 0 | 0 | 0 | 0 | 0 | 0 | 0 | 0 | 0 | 0 | 0 | 0 | 0 | 0 | 0 | 0 | 0 | 0 | 0 | 0 | 0 | 0
[10 empty] | 0 | 0 | 0 | 0 | 0 | 0 | 0 | 0 | 0 | 0 | 0 | 0 | 0 | 0 | 0 | 0 | 0 | 0 | 0 | 0 | 0 | 0 | 0 | 0 | 0 | 0 | 0 | 0
[10 empty] | 0 | 0 | 0 | 0 | 0 | 0 | 0 | 0 | 0 | 0 | 0 | 0 | 0 | 0 | 0 | 0 | 0 | 0 | 0 | 0 | 0 | 0 | 0 | 0 | 0 | 0 | 0 | 0
[10 empty] | 0 | 0 | 0 | 0 | 0 | 0 | 0 | 0 | 0 | 0 | 0 | 0 | 0 | 0 | 0 | 0 | 0 | 0 | 0 | 0 | 0 | 0 | 0 | 0 | 0 | 0 | 0 | 0
[10 empty] | 0 | 0 | 0 | 0 | 0 | 0 | 0 | 0 | 0 | 0 | 0 | 0 | 0 | 0 | 0 | 0 | 0 | 0 | 0 | 0 | 0 | 0 | 0 | 0 | 0 | 0 | 0 | 0
[10 empty] | 0 | 0 | 0 | 0 | 0 | 0 | 0 | 0 | 0 | 0 | 0 | 0 | 0 | 0 | 0 | 0 | 0 | 0 | 0 | 0 | 0 | 0 | 0 | 0 | 0 | 0 | 0 | 0
[10 empty] | 0 | 0 | 0 | 0 | 0 | 0 | 0 | 0 | 0 | 0 | 0 | 0 | 0 | 0 | 0 | 0 | 0 | 0 | 0 | 0 | 0 | 0 | 0 | 0 | 0 | 0 | 0 | 0
[10 empty] | 0 | 0 | 0 | 0 | 0 | 0 | 0 | 0 | 0 | 0 | 0 | 0 | 0 | 0 | 0 | 0 | 0 | 0 | 0 | 0 | 0 | 0 | 0 | 0 | 0 | 0 | 0 | 0
[10 empty] | 0 | 0 | 0 | 0 | 0 | 0 | 0 | 0 | 0 | 0 | 0 | 0 | 0 | 0 | 0 | 0 | 0 | 0 | 0 | 0 | 0 | 0 | 0 | 0 | 0 | 0 | 0 | 0
[10 empty] | 0 | 0 | 0 | 0 | 0 | 0 | 0 | 0 | 0 | 0 | 0 | 0 | 0 | 0 | 0 | 0 | 0 | 0 | 0 | 0 | 0 | 0 | 0 | 0 | 0 | 0 | 0 | 0
[10 empty] | 0 | 0 | 0 | 0 | 0 | 0 | 0 | 0 | 0 | 0 | 0 | 0 | 0 | 0 | 0 | 0 | 0 | 0 | 0 | 0 | 0 | 0 | 0 | 0 | 0 | 0 | 0 | 0
[10 empty] | 0 | 0 | 0 | 0 | 0 | 0 | 0 | 0 | 0 | 0 | 0 | 0 | 0 | 0 | 0 | 0 | 0 | 0 | 0 | 0 | 0 | 0 | 0 | 0 | 0 | 0 | 0 | 0
[10 empty] | 0 | 0 | 0 | 0 | 0 | 0 | 0 | 0 | 0 | 0 | 0 | 0 | 0 | 0 | 0 | 0 | 0 | 0 | 0 | 0 | 0 | 0 | 0 | 0 | 0 | 0 | 0 | 0
[10 empty] | 0 | 0 | 0 | 0 | 0 | 0 | 0 | 0 | 0 | 0 | 0 | 0 | 0 | 0 | 0 | 0 | 0 | 0 | 0 | 0 | 0 | 0 | 0 | 0 | 0 | 0 | 0 | 0
[10 empty] | 0 | 0 | 0 | 0 | 0 | 0 | 0 | 0 | 0 | 0 | 0 | 0 | 0 | 0 | 0 | 0 | 0 | 0 | 0 | 0 | 0 | 0 | 0 | 0 | 0 | 0 | 0 | 0
[10 empty] | 0 | 0 | 0 | 0 | 0 | 0 | 0 | 0 | 0 | 0 | 0 | 0 | 0 | 0 | 0 | 0 | 0 | 0 | 0 | 0 | 0 | 0 | 0 | 0 | 0 | 0 | 0 | 0
[10 empty] | 0 | 0 | 0 | 0 | 0 | 0 | 0 | 0 | 0 | 0 | 0 | 0 | 0 | 0 | 0 | 0 | 0 | 0 | 0 | 0 | 0 | 0 | 0 | 0 | 0 | 0 | 0 | 0
[10 empty] | 0 | 0 | 0 | 0 | 0 | 0 | 0 | 0 | 0 | 0 | 0 | 0 | 0 | 0 | 0 | 0 | 0 | 0 | 0 | 0 | 0 | 0 | 0 | 0 | 0 | 0 | 0 | 0
[10 empty] | 0 | 0 | 0 | 0 | 0 | 0 | 0 | 0 | 0 | 0 | 0 | 0 | 0 | 0 | 0 | 0 | 0 | 0 | 0 | 0 | 0 | 0 | 0 | 0 | 0 | 0 | 0 | 0
[10 empty] | 0 | 0 | 0 | 0 | 0 | 0 | 0 | 0 | 0 | 0 | 0 | 0 | 0 | 0 | 0 | 0 | 0 | 0 | 0 | 0 | 0 | 0 | 0 | 0 | 0 | 0 | 0 | 0
[10 empty] | 0 | 0 | 0 | 0 | 0 | 0 | 0 | 0 | 0 | 0 | 0 | 0 | 0 | 0 | 0 | 0 | 0 | 0 | 0 | 0 | 0 | 0 | 0 | 0 | 0 | 0 | 0 | 0
[10 empty] | 0 | 0 | 0 | 0 | 0 | 0 | 0 | 0 | 0 | 0 | 0 | 0 | 0 | 0 | 0 | 0 | 0 | 0 | 0 | 0 | 0 | 0 | 0 | 0 | 0 | 0 | 0 | 0
[10 empty] | 0 | 0 | 0 | 0 | 0 | 0 | 0 | 0 | 0 | 0 | 0 | 0 | 0 | 0 | 0 | 0 | 0 | 0 | 0 | 0 | 0 | 0 | 0 | 0 | 0 | 0 | 0 | 0
[10 empty] | 0 | 0 | 0 | 0 | 0 | 0 | 0 | 0 | 0 | 0 | 0 | 0 | 0 | 0 | 0 | 0 | 0 | 0 | 0 | 0 | 0 | 0 | 0 | 0 | 0 | 0 | 0 | 0
[10 empty] | 0 | 0 | 0 | 0 | 0 | 0 | 0 | 0 | 0 | 0 | 0 | 0 | 0 | 0 | 0 | 0 | 0 | 0 | 0 | 0 | 0 | 0 | 0 | 0 | 0 | 0 | 0 | 0
[10 empty] | 0 | 0 | 0 | 0 | 0 | 0 | 0 | 0 | 0 | 0 | 0 | 0 | 0 | 0 | 0 | 0 | 0 | 0 | 0 | 0 | 0 | 0 | 0 | 0 | 0 | 0 | 0 | 0
[10 empty] | 0 | 0 | 0 | 0 | 0 | 0 | 0 | 0 | 0 | 0 | 0 | 0 | 0 | 0 | 0 | 0 | 0 | 0 | 0 | 0 | 0 | 0 | 0 | 0 | 0 | 0 | 0 | 0
[10 empty] | 0 | 0 | 0 | 0 | 0 | 0 | 0 | 0 | 0 | 0 | 0 | 0 | 0 | 0 | 0 | 0 | 0 | 0 | 0 | 0 | 0 | 0 | 0 | 0 | 0 | 0 | 0 | 0
[10 empty] | 0 | 0 | 0 | 0 | 0 | 0 | 0 | 0 | 0 | 0 | 0 | 0 | 0 | 0 | 0 | 0 | 0 | 0 | 0 | 0 | 0 | 0 | 0 | 0 | 0 | 0 | 0 | 0
[10 empty] | 0 | 0 | 0 | 0 | 0 | 0 | 0 | 0 | 0 | 0 | 0 | 0 | 0 | 0 | 0 | 0 | 0 | 0 | 0 | 0 | 0 | 0 | 0 | 0 | 0 | 0 | 0 | 0
[10 empty] | 0 | 0 | 0 | 0 | 0 | 0 | 0 | 0 | 0 | 0 | 0 | 0 | 0 | 0 | 0 | 0 | 0 | 0 | 0 | 0 | 0 | 0 | 0 | 0 | 0 | 0 | 0 | 0
[10 empty] | 0 | 0 | 0 | 0 | 0 | 0 | 0 | 0 | 0 | 0 | 0 | 0 | 0 | 0 | 0 | 0 | 0 | 0 | 0 | 0 | 0 | 0 | 0 | 0 | 0 | 0 | 0 | 0
[10 empty] | 0 | 0 | 0 | 0 | 0 | 0 | 0 | 0 | 0 | 0 | 0 | 0 | 0 | 0 | 0 | 0 | 0 | 0 | 0 | 0 | 0 | 0 | 0 | 0 | 0 | 0 | 0 | 0
[10 empty] | 0 | 0 | 0 | 0 | 0 | 0 | 0 | 0 | 0 | 0 | 0 | 0 | 0 | 0 | 0 | 0 | 0 | 0 | 0 | 0 | 0 | 0 | 0 | 0 | 0 | 0 | 0 | 0
[10 empty] | 0 | 0 | 0 | 0 | 0 | 0 | 0 | 0 | 0 | 0 | 0 | 0 | 0 | 0 | 0 | 0 | 0 | 0 | 0 | 0 | 0 | 0 | 0 | 0 | 0 | 0 | 0 | 0
[10 empty] | 0 | 0 | 0 | 0 | 0 | 0 | 0 | 0 | 0 | 0 | 0 | 0 | 0 | 0 | 0 | 0 | 0 | 0 | 0 | 0 | 0 | 0 | 0 | 0 | 0 | 0 | 0 | 0
[10 empty] | 0 | 0 | 0 | 0 | 0 | 0 | 0 | 0 | 0 | 0 | 0 | 0 | 0 | 0 | 0 | 0 | 0 | 0 | 0 | 0 | 0 | 0 | 0 | 0 | 0 | 0 | 0 | 0
[10 empty] | 0 | 0 | 0 | 0 | 0 | 0 | 0 | 0 | 0 | 0 | 0 | 0 | 0 | 0 | 0 | 0 | 0 | 0 | 0 | 0 | 0 | 0 | 0 | 0 | 0 | 0 | 0 | 0
[10 empty] | 0 | 0 | 0 | 0 | 0 | 0 | 0 | 0 | 0 | 0 | 0 | 0 | 0 | 0 | 0 | 0 | 0 | 0 | 0 | 0 | 0 | 0 | 0 | 0 | 0 | 0 | 0 | 0
[10 empty] | 0 | 0 | 0 | 0 | 0 | 0 | 0 | 0 | 0 | 0 | 0 | 0 | 0 | 0 | 0 | 0 | 0 | 0 | 0 | 0 | 0 | 0 | 0 | 0 | 0 | 0 | 0 | 0
[10 empty] | 0 | 0 | 0 | 0 | 0 | 0 | 0 | 0 | 0 | 0 | 0 | 0 | 0 | 0 | 0 | 0 | 0 | 0 | 0 | 0 | 0 | 0 | 0 | 0 | 0 | 0 | 0 | 0
[10 empty] | 0 | 0 | 0 | 0 | 0 | 0 | 0 | 0 | 0 | 0 | 0 | 0 | 0 | 0 | 0 | 0 | 0 | 0 | 0 | 0 | 0 | 0 | 0 | 0 | 0 | 0 | 0 | 0
[10 empty] | 0 | 0 | 0 | 0 | 0 | 0 | 0 | 0 | 0 | 0 | 0 | 0 | 0 | 0 | 0 | 0 | 0 | 0 | 0 | 0 | 0 | 0 | 0 | 0 | 0 | 0 | 0 | 0
[10 empty] | 0 | 0 | 0 | 0 | 0 | 0 | 0 | 0 | 0 | 0 | 0 | 0 | 0 | 0 | 0 | 0 | 0 | 0 | 0 | 0 | 0 | 0 | 0 | 0 | 0 | 0 | 0 | 0
[10 empty] | 0 | 0 | 0 | 0 | 0 | 0 | 0 | 0 | 0 | 0 | 0 | 0 | 0 | 0 | 0 | 0 | 0 | 0 | 0 | 0 | 0 | 0 | 0 | 0 | 0 | 0 | 0 | 0
[10 empty] | 0 | 0 | 0 | 0 | 0 | 0 | 0 | 0 | 0 | 0 | 0 | 0 | 0 | 0 | 0 | 0 | 0 | 0 | 0 | 0 | 0 | 0 | 0 | 0 | 0 | 0 | 0 | 0
[10 empty] | 0 | 0 | 0 | 0 | 0 | 0 | 0 | 0 | 0 | 0 | 0 | 0 | 0 | 0 | 0 | 0 | 0 | 0 | 0 | 0 | 0 | 0 | 0 | 0 | 0 | 0 | 0 | 0
[10 empty] | 0 | 0 | 0 | 0 | 0 | 0 | 0 | 0 | 0 | 0 | 0 | 0 | 0 | 0 | 0 | 0 | 0 | 0 | 0 | 0 | 0 | 0 | 0 | 0 | 0 | 0 | 0 | 0
[10 empty] | 0 | 0 | 0 | 0 | 0 | 0 | 0 | 0 | 0 | 0 | 0 | 0 | 0 | 0 | 0 | 0 | 0 | 0 | 0 | 0 | 0 | 0 | 0 | 0 | 0 | 0 | 0 | 0
[10 empty] | 0 | 0 | 0 | 0 | 0 | 0 | 0 | 0 | 0 | 0 | 0 | 0 | 0 | 0 | 0 | 0 | 0 | 0 | 0 | 0 | 0 | 0 | 0 | 0 | 0 | 0 | 0 | 0
[10 empty] | 0 | 0 | 0 | 0 | 0 | 0 | 0 | 0 | 0 | 0 | 0 | 0 | 0 | 0 | 0 | 0 | 0 | 0 | 0 | 0 | 0 | 0 | 0 | 0 | 0 | 0 | 0 | 0
[10 empty] | 0 | 0 | 0 | 0 | 0 | 0 | 0 | 0 | 0 | 0 | 0 | 0 | 0 | 0 | 0 | 0 | 0 | 0 | 0 | 0 | 0 | 0 | 0 | 0 | 0 | 0 | 0 | 0
[10 empty] | 0 | 0 | 0 | 0 | 0 | 0 | 0 | 0 | 0 | 0 | 0 | 0 | 0 | 0 | 0 | 0 | 0 | 0 | 0 | 0 | 0 | 0 | 0 | 0 | 0 | 0 | 0 | 0
[10 empty] | 0 | 0 | 0 | 0 | 0 | 0 | 0 | 0 | 0 | 0 | 0 | 0 | 0 | 0 | 0 | 0 | 0 | 0 | 0 | 0 | 0 | 0 | 0 | 0 | 0 | 0 | 0 | 0
[10 empty] | 0 | 0 | 0 | 0 | 0 | 0 | 0 | 0 | 0 | 0 | 0 | 0 | 0 | 0 | 0 | 0 | 0 | 0 | 0 | 0 | 0 | 0 | 0 | 0 | 0 | 0 | 0 | 0
[10 empty] | 0 | 0 | 0 | 0 | 0 | 0 | 0 | 0 | 0 | 0 | 0 | 0 | 0 | 0 | 0 | 0 | 0 | 0 | 0 | 0 | 0 | 0 | 0 | 0 | 0 | 0 | 0 | 0
[10 empty] | 0 | 0 | 0 | 0 | 0 | 0 | 0 | 0 | 0 | 0 | 0 | 0 | 0 | 0 | 0 | 0 | 0 | 0 | 0 | 0 | 0 | 0 | 0 | 0 | 0 | 0 | 0 | 0
[10 empty] | 0 | 0 | 0 | 0 | 0 | 0 | 0 | 0 | 0 | 0 | 0 | 0 | 0 | 0 | 0 | 0 | 0 | 0 | 0 | 0 | 0 | 0 | 0 | 0 | 0 | 0 | 0 | 0
[10 empty] | 0 | 0 | 0 | 0 | 0 | 0 | 0 | 0 | 0 | 0 | 0 | 0 | 0 | 0 | 0 | 0 | 0 | 0 | 0 | 0 | 0 | 0 | 0 | 0 | 0 | 0 | 0 | 0
[10 empty] | 0 | 0 | 0 | 0 | 0 | 0 | 0 | 0 | 0 | 0 | 0 | 0 | 0 | 0 | 0 | 0 | 0 | 0 | 0 | 0 | 0 | 0 | 0 | 0 | 0 | 0 | 0 | 0
[10 empty] | 0 | 0 | 0 | 0 | 0 | 0 | 0 | 0 | 0 | 0 | 0 | 0 | 0 | 0 | 0 | 0 | 0 | 0 | 0 | 0 | 0 | 0 | 0 | 0 | 0 | 0 | 0 | 0
[10 empty] | 0 | 0 | 0 | 0 | 0 | 0 | 0 | 0 | 0 | 0 | 0 | 0 | 0 | 0 | 0 | 0 | 0 | 0 | 0 | 0 | 0 | 0 | 0 | 0 | 0 | 0 | 0 | 0
[10 empty] | 0 | 0 | 0 | 0 | 0 | 0 | 0 | 0 | 0 | 0 | 0 | 0 | 0 | 0 | 0 | 0 | 0 | 0 | 0 | 0 | 0 | 0 | 0 | 0 | 0 | 0 | 0 | 0
[10 empty] | 0 | 0 | 0 | 0 | 0 | 0 | 0 | 0 | 0 | 0 | 0 | 0 | 0 | 0 | 0 | 0 | 0 | 0 | 0 | 0 | 0 | 0 | 0 | 0 | 0 | 0 | 0 | 0
[10 empty] | 0 | 0 | 0 | 0 | 0 | 0 | 0 | 0 | 0 | 0 | 0 | 0 | 0 | 0 | 0 | 0 | 0 | 0 | 0 | 0 | 0 | 0 | 0 | 0 | 0 | 0 | 0 | 0
[10 empty] | 0 | 0 | 0 | 0 | 0 | 0 | 0 | 0 | 0 | 0 | 0 | 0 | 0 | 0 | 0 | 0 | 0 | 0 | 0 | 0 | 0 | 0 | 0 | 0 | 0 | 0 | 0 | 0
[10 empty] | 0 | 0 | 0 | 0 | 0 | 0 | 0 | 0 | 0 | 0 | 0 | 0 | 0 | 0 | 0 | 0 | 0 | 0 | 0 | 0 | 0 | 0 | 0 | 0 | 0 | 0 | 0 | 0
[10 empty] | 0 | 0 | 0 | 0 | 0 | 0 | 0 | 0 | 0 | 0 | 0 | 0 | 0 | 0 | 0 | 0 | 0 | 0 | 0 | 0 | 0 | 0 | 0 | 0 | 0 | 0 | 0 | 0
[10 empty] | 0 | 0 | 0 | 0 | 0 | 0 | 0 | 0 | 0 | 0 | 0 | 0 | 0 | 0 | 0 | 0 | 0 | 0 | 0 | 0 | 0 | 0 | 0 | 0 | 0 | 0 | 0 | 0
[10 empty] | 0 | 0 | 0 | 0 | 0 | 0 | 0 | 0 | 0 | 0 | 0 | 0 | 0 | 0 | 0 | 0 | 0 | 0 | 0 | 0 | 0 | 0 | 0 | 0 | 0 | 0 | 0 | 0
[10 empty] | 0 | 0 | 0 | 0 | 0 | 0 | 0 | 0 | 0 | 0 | 0 | 0 | 0 | 0 | 0 | 0 | 0 | 0 | 0 | 0 | 0 | 0 | 0 | 0 | 0 | 0 | 0 | 0
[10 empty] | 0 | 0 | 0 | 0 | 0 | 0 | 0 | 0 | 0 | 0 | 0 | 0 | 0 | 0 | 0 | 0 | 0 | 0 | 0 | 0 | 0 | 0 | 0 | 0 | 0 | 0 | 0 | 0
[10 empty] | 0 | 0 | 0 | 0 | 0 | 0 | 0 | 0 | 0 | 0 | 0 | 0 | 0 | 0 | 0 | 0 | 0 | 0 | 0 | 0 | 0 | 0 | 0 | 0 | 0 | 0 | 0 | 0
[10 empty] | 0 | 0 | 0 | 0 | 0 | 0 | 0 | 0 | 0 | 0 | 0 | 0 | 0 | 0 | 0 | 0 | 0 | 0 | 0 | 0 | 0 | 0 | 0 | 0 | 0 | 0 | 0 | 0
[10 empty] | 0 | 0 | 0 | 0 | 0 | 0 | 0 | 0 | 0 | 0 | 0 | 0 | 0 | 0 | 0 | 0 | 0 | 0 | 0 | 0 | 0 | 0 | 0 | 0 | 0 | 0 | 0 | 0
[10 empty] | 0 | 0 | 0 | 0 | 0 | 0 | 0 | 0 | 0 | 0 | 0 | 0 | 0 | 0 | 0 | 0 | 0 | 0 | 0 | 0 | 0 | 0 | 0 | 0 | 0 | 0 | 0 | 0
[10 empty] | 0 | 0 | 0 | 0 | 0 | 0 | 0 | 0 | 0 | 0 | 0 | 0 | 0 | 0 | 0 | 0 | 0 | 0 | 0 | 0 | 0 | 0 | 0 | 0 | 0 | 0 | 0 | 0
[10 empty] | 0 | 0 | 0 | 0 | 0 | 0 | 0 | 0 | 0 | 0 | 0 | 0 | 0 | 0 | 0 | 0 | 0 | 0 | 0 | 0 | 0 | 0 | 0 | 0 | 0 | 0 | 0 | 0
[10 empty] | 0 | 0 | 0 | 0 | 0 | 0 | 0 | 0 | 0 | 0 | 0 | 0 | 0 | 0 | 0 | 0 | 0 | 0 | 0 | 0 | 0 | 0 | 0 | 0 | 0 | 0 | 0 | 0
[10 empty] | 0 | 0 | 0 | 0 | 0 | 0 | 0 | 0 | 0 | 0 | 0 | 0 | 0 | 0 | 0 | 0 | 0 | 0 | 0 | 0 | 0 | 0 | 0 | 0 | 0 | 0 | 0 | 0
[10 empty] | 0 | 0 | 0 | 0 | 0 | 0 | 0 | 0 | 0 | 0 | 0 | 0 | 0 | 0 | 0 | 0 | 0 | 0 | 0 | 0 | 0 | 0 | 0 | 0 | 0 | 0 | 0 | 0
[10 empty] | 0 | 0 | 0 | 0 | 0 | 0 | 0 | 0 | 0 | 0 | 0 | 0 | 0 | 0 | 0 | 0 | 0 | 0 | 0 | 0 | 0 | 0 | 0 | 0 | 0 | 0 | 0 | 0
[10 empty] | 0 | 0 | 0 | 0 | 0 | 0 | 0 | 0 | 0 | 0 | 0 | 0 | 0 | 0 | 0 | 0 | 0 | 0 | 0 | 0 | 0 | 0 | 0 | 0 | 0 | 0 | 0 | 0
[10 empty] | 0 | 0 | 0 | 0 | 0 | 0 | 0 | 0 | 0 | 0 | 0 | 0 | 0 | 0 | 0 | 0 | 0 | 0 | 0 | 0 | 0 | 0 | 0 | 0 | 0 | 0 | 0 | 0
[10 empty] | 0 | 0 | 0 | 0 | 0 | 0 | 0 | 0 | 0 | 0 | 0 | 0 | 0 | 0 | 0 | 0 | 0 | 0 | 0 | 0 | 0 | 0 | 0 | 0 | 0 | 0 | 0 | 0
[10 empty] | 0 | 0 | 0 | 0 | 0 | 0 | 0 | 0 | 0 | 0 | 0 | 0 | 0 | 0 | 0 | 0 | 0 | 0 | 0 | 0 | 0 | 0 | 0 | 0 | 0 | 0 | 0 | 0
[10 empty] | 0 | 0 | 0 | 0 | 0 | 0 | 0 | 0 | 0 | 0 | 0 | 0 | 0 | 0 | 0 | 0 | 0 | 0 | 0 | 0 | 0 | 0 | 0 | 0 | 0 | 0 | 0 | 0
[10 empty] | 0 | 0 | 0 | 0 | 0 | 0 | 0 | 0 | 0 | 0 | 0 | 0 | 0 | 0 | 0 | 0 | 0 | 0 | 0 | 0 | 0 | 0 | 0 | 0 | 0 | 0 | 0 | 0
[10 empty] | 0 | 0 | 0 | 0 | 0 | 0 | 0 | 0 | 0 | 0 | 0 | 0 | 0 | 0 | 0 | 0 | 0 | 0 | 0 | 0 | 0 | 0 | 0 | 0 | 0 | 0 | 0 | 0
[10 empty] | 0 | 0 | 0 | 0 | 0 | 0 | 0 | 0 | 0 | 0 | 0 | 0 | 0 | 0 | 0 | 0 | 0 | 0 | 0 | 0 | 0 | 0 | 0 | 0 | 0 | 0 | 0 | 0
[10 empty] | 0 | 0 | 0 | 0 | 0 | 0 | 0 | 0 | 0 | 0 | 0 | 0 | 0 | 0 | 0 | 0 | 0 | 0 | 0 | 0 | 0 | 0 | 0 | 0 | 0 | 0 | 0 | 0
[10 empty] | 0 | 0 | 0 | 0 | 0 | 0 | 0 | 0 | 0 | 0 | 0 | 0 | 0 | 0 | 0 | 0 | 0 | 0 | 0 | 0 | 0 | 0 | 0 | 0 | 0 | 0 | 0 | 0
[10 empty] | 0 | 0 | 0 | 0 | 0 | 0 | 0 | 0 | 0 | 0 | 0 | 0 | 0 | 0 | 0 | 0 | 0 | 0 | 0 | 0 | 0 | 0 | 0 | 0 | 0 | 0 | 0 | 0
[10 empty] | 0 | 0 | 0 | 0 | 0 | 0 | 0 | 0 | 0 | 0 | 0 | 0 | 0 | 0 | 0 | 0 | 0 | 0 | 0 | 0 | 0 | 0 | 0 | 0 | 0 | 0 | 0 | 0
[10 empty] | 0 | 0 | 0 | 0 | 0 | 0 | 0 | 0 | 0 | 0 | 0 | 0 | 0 | 0 | 0 | 0 | 0 | 0 | 0 | 0 | 0 | 0 | 0 | 0 | 0 | 0 | 0 | 0
[10 empty] | 0 | 0 | 0 | 0 | 0 | 0 | 0 | 0 | 0 | 0 | 0 | 0 | 0 | 0 | 0 | 0 | 0 | 0 | 0 | 0 | 0 | 0 | 0 | 0 | 0 | 0 | 0 | 0
[10 empty] | 0 | 0 | 0 | 0 | 0 | 0 | 0 | 0 | 0 | 0 | 0 | 0 | 0 | 0 | 0 | 0 | 0 | 0 | 0 | 0 | 0 | 0 | 0 | 0 | 0 | 0 | 0 | 0
[10 empty] | 0 | 0 | 0 | 0 | 0 | 0 | 0 | 0 | 0 | 0 | 0 | 0 | 0 | 0 | 0 | 0 | 0 | 0 | 0 | 0 | 0 | 0 | 0 | 0 | 0 | 0 | 0 | 0
[10 empty] | 0 | 0 | 0 | 0 | 0 | 0 | 0 | 0 | 0 | 0 | 0 | 0 | 0 | 0 | 0 | 0 | 0 | 0 | 0 | 0 | 0 | 0 | 0 | 0 | 0 | 0 | 0 | 0
[10 empty] | 0 | 0 | 0 | 0 | 0 | 0 | 0 | 0 | 0 | 0 | 0 | 0 | 0 | 0 | 0 | 0 | 0 | 0 | 0 | 0 | 0 | 0 | 0 | 0 | 0 | 0 | 0 | 0
[10 empty] | 0 | 0 | 0 | 0 | 0 | 0 | 0 | 0 | 0 | 0 | 0 | 0 | 0 | 0 | 0 | 0 | 0 | 0 | 0 | 0 | 0 | 0 | 0 | 0 | 0 | 0 | 0 | 0
[10 empty] | 0 | 0 | 0 | 0 | 0 | 0 | 0 | 0 | 0 | 0 | 0 | 0 | 0 | 0 | 0 | 0 | 0 | 0 | 0 | 0 | 0 | 0 | 0 | 0 | 0 | 0 | 0 | 0
[10 empty] | 0 | 0 | 0 | 0 | 0 | 0 | 0 | 0 | 0 | 0 | 0 | 0 | 0 | 0 | 0 | 0 | 0 | 0 | 0 | 0 | 0 | 0 | 0 | 0 | 0 | 0 | 0 | 0
[10 empty] | 0 | 0 | 0 | 0 | 0 | 0 | 0 | 0 | 0 | 0 | 0 | 0 | 0 | 0 | 0 | 0 | 0 | 0 | 0 | 0 | 0 | 0 | 0 | 0 | 0 | 0 | 0 | 0
[10 empty] | 0 | 0 | 0 | 0 | 0 | 0 | 0 | 0 | 0 | 0 | 0 | 0 | 0 | 0 | 0 | 0 | 0 | 0 | 0 | 0 | 0 | 0 | 0 | 0 | 0 | 0 | 0 | 0
[10 empty] | 0 | 0 | 0 | 0 | 0 | 0 | 0 | 0 | 0 | 0 | 0 | 0 | 0 | 0 | 0 | 0 | 0 | 0 | 0 | 0 | 0 | 0 | 0 | 0 | 0 | 0 | 0 | 0
[10 empty] | 0 | 0 | 0 | 0 | 0 | 0 | 0 | 0 | 0 | 0 | 0 | 0 | 0 | 0 | 0 | 0 | 0 | 0 | 0 | 0 | 0 | 0 | 0 | 0 | 0 | 0 | 0 | 0
[10 empty] | 0 | 0 | 0 | 0 | 0 | 0 | 0 | 0 | 0 | 0 | 0 | 0 | 0 | 0 | 0 | 0 | 0 | 0 | 0 | 0 | 0 | 0 | 0 | 0 | 0 | 0 | 0 | 0
[10 empty] | 0 | 0 | 0 | 0 | 0 | 0 | 0 | 0 | 0 | 0 | 0 | 0 | 0 | 0 | 0 | 0 | 0 | 0 | 0 | 0 | 0 | 0 | 0 | 0 | 0 | 0 | 0 | 0
[10 empty] | 0 | 0 | 0 | 0 | 0 | 0 | 0 | 0 | 0 | 0 | 0 | 0 | 0 | 0 | 0 | 0 | 0 | 0 | 0 | 0 | 0 | 0 | 0 | 0 | 0 | 0 | 0 | 0
[10 empty] | 0 | 0 | 0 | 0 | 0 | 0 | 0 | 0 | 0 | 0 | 0 | 0 | 0 | 0 | 0 | 0 | 0 | 0 | 0 | 0 | 0 | 0 | 0 | 0 | 0 | 0 | 0 | 0
[10 empty] | 0 | 0 | 0 | 0 | 0 | 0 | 0 | 0 | 0 | 0 | 0 | 0 | 0 | 0 | 0 | 0 | 0 | 0 | 0 | 0 | 0 | 0 | 0 | 0 | 0 | 0 | 0 | 0
[10 empty] | 0 | 0 | 0 | 0 | 0 | 0 | 0 | 0 | 0 | 0 | 0 | 0 | 0 | 0 | 0 | 0 | 0 | 0 | 0 | 0 | 0 | 0 | 0 | 0 | 0 | 0 | 0 | 0
[10 empty] | 0 | 0 | 0 | 0 | 0 | 0 | 0 | 0 | 0 | 0 | 0 | 0 | 0 | 0 | 0 | 0 | 0 | 0 | 0 | 0 | 0 | 0 | 0 | 0 | 0 | 0 | 0 | 0
[10 empty] | 0 | 0 | 0 | 0 | 0 | 0 | 0 | 0 | 0 | 0 | 0 | 0 | 0 | 0 | 0 | 0 | 0 | 0 | 0 | 0 | 0 | 0 | 0 | 0 | 0 | 0 | 0 | 0
[10 empty] | 0 | 0 | 0 | 0 | 0 | 0 | 0 | 0 | 0 | 0 | 0 | 0 | 0 | 0 | 0 | 0 | 0 | 0 | 0 | 0 | 0 | 0 | 0 | 0 | 0 | 0 | 0 | 0
[10 empty] | 0 | 0 | 0 | 0 | 0 | 0 | 0 | 0 | 0 | 0 | 0 | 0 | 0 | 0 | 0 | 0 | 0 | 0 | 0 | 0 | 0 | 0 | 0 | 0 | 0 | 0 | 0 | 0
[10 empty] | 0 | 0 | 0 | 0 | 0 | 0 | 0 | 0 | 0 | 0 | 0 | 0 | 0 | 0 | 0 | 0 | 0 | 0 | 0 | 0 | 0 | 0 | 0 | 0 | 0 | 0 | 0 | 0
[10 empty] | 0 | 0 | 0 | 0 | 0 | 0 | 0 | 0 | 0 | 0 | 0 | 0 | 0 | 0 | 0 | 0 | 0 | 0 | 0 | 0 | 0 | 0 | 0 | 0 | 0 | 0 | 0 | 0
[10 empty] | 0 | 0 | 0 | 0 | 0 | 0 | 0 | 0 | 0 | 0 | 0 | 0 | 0 | 0 | 0 | 0 | 0 | 0 | 0 | 0 | 0 | 0 | 0 | 0 | 0 | 0 | 0 | 0
[10 empty] | 0 | 0 | 0 | 0 | 0 | 0 | 0 | 0 | 0 | 0 | 0 | 0 | 0 | 0 | 0 | 0 | 0 | 0 | 0 | 0 | 0 | 0 | 0 | 0 | 0 | 0 | 0 | 0
[10 empty] | 0 | 0 | 0 | 0 | 0 | 0 | 0 | 0 | 0 | 0 | 0 | 0 | 0 | 0 | 0 | 0 | 0 | 0 | 0 | 0 | 0 | 0 | 0 | 0 | 0 | 0 | 0 | 0
[10 empty] | 0 | 0 | 0 | 0 | 0 | 0 | 0 | 0 | 0 | 0 | 0 | 0 | 0 | 0 | 0 | 0 | 0 | 0 | 0 | 0 | 0 | 0 | 0 | 0 | 0 | 0 | 0 | 0
[10 empty] | 0 | 0 | 0 | 0 | 0 | 0 | 0 | 0 | 0 | 0 | 0 | 0 | 0 | 0 | 0 | 0 | 0 | 0 | 0 | 0 | 0 | 0 | 0 | 0 | 0 | 0 | 0 | 0
[10 empty] | 0 | 0 | 0 | 0 | 0 | 0 | 0 | 0 | 0 | 0 | 0 | 0 | 0 | 0 | 0 | 0 | 0 | 0 | 0 | 0 | 0 | 0 | 0 | 0 | 0 | 0 | 0 | 0
[10 empty] | 0 | 0 | 0 | 0 | 0 | 0 | 0 | 0 | 0 | 0 | 0 | 0 | 0 | 0 | 0 | 0 | 0 | 0 | 0 | 0 | 0 | 0 | 0 | 0 | 0 | 0 | 0 | 0
[10 empty] | 0 | 0 | 0 | 0 | 0 | 0 | 0 | 0 | 0 | 0 | 0 | 0 | 0 | 0 | 0 | 0 | 0 | 0 | 0 | 0 | 0 | 0 | 0 | 0 | 0 | 0 | 0 | 0
[10 empty] | 0 | 0 | 0 | 0 | 0 | 0 | 0 | 0 | 0 | 0 | 0 | 0 | 0 | 0 | 0 | 0 | 0 | 0 | 0 | 0 | 0 | 0 | 0 | 0 | 0 | 0 | 0 | 0
[10 empty] | 0 | 0 | 0 | 0 | 0 | 0 | 0 | 0 | 0 | 0 | 0 | 0 | 0 | 0 | 0 | 0 | 0 | 0 | 0 | 0 | 0 | 0 | 0 | 0 | 0 | 0 | 0 | 0
[10 empty] | 0 | 0 | 0 | 0 | 0 | 0 | 0 | 0 | 0 | 0 | 0 | 0 | 0 | 0 | 0 | 0 | 0 | 0 | 0 | 0 | 0 | 0 | 0 | 0 | 0 | 0 | 0 | 0
[10 empty] | 0 | 0 | 0 | 0 | 0 | 0 | 0 | 0 | 0 | 0 | 0 | 0 | 0 | 0 | 0 | 0 | 0 | 0 | 0 | 0 | 0 | 0 | 0 | 0 | 0 | 0 | 0 | 0
[10 empty] | 0 | 0 | 0 | 0 | 0 | 0 | 0 | 0 | 0 | 0 | 0 | 0 | 0 | 0 | 0 | 0 | 0 | 0 | 0 | 0 | 0 | 0 | 0 | 0 | 0 | 0 | 0 | 0
[10 empty] | 0 | 0 | 0 | 0 | 0 | 0 | 0 | 0 | 0 | 0 | 0 | 0 | 0 | 0 | 0 | 0 | 0 | 0 | 0 | 0 | 0 | 0 | 0 | 0 | 0 | 0 | 0 | 0
[10 empty] | 0 | 0 | 0 | 0 | 0 | 0 | 0 | 0 | 0 | 0 | 0 | 0 | 0 | 0 | 0 | 0 | 0 | 0 | 0 | 0 | 0 | 0 | 0 | 0 | 0 | 0 | 0 | 0
[10 empty] | 0 | 0 | 0 | 0 | 0 | 0 | 0 | 0 | 0 | 0 | 0 | 0 | 0 | 0 | 0 | 0 | 0 | 0 | 0 | 0 | 0 | 0 | 0 | 0 | 0 | 0 | 0 | 0
[10 empty] | 0 | 0 | 0 | 0 | 0 | 0 | 0 | 0 | 0 | 0 | 0 | 0 | 0 | 0 | 0 | 0 | 0 | 0 | 0 | 0 | 0 | 0 | 0 | 0 | 0 | 0 | 0 | 0
[10 empty] | 0 | 0 | 0 | 0 | 0 | 0 | 0 | 0 | 0 | 0 | 0 | 0 | 0 | 0 | 0 | 0 | 0 | 0 | 0 | 0 | 0 | 0 | 0 | 0 | 0 | 0 | 0 | 0
[10 empty] | 0 | 0 | 0 | 0 | 0 | 0 | 0 | 0 | 0 | 0 | 0 | 0 | 0 | 0 | 0 | 0 | 0 | 0 | 0 | 0 | 0 | 0 | 0 | 0 | 0 | 0 | 0 | 0
[10 empty] | 0 | 0 | 0 | 0 | 0 | 0 | 0 | 0 | 0 | 0 | 0 | 0 | 0 | 0 | 0 | 0 | 0 | 0 | 0 | 0 | 0 | 0 | 0 | 0 | 0 | 0 | 0 | 0
[10 empty] | 0 | 0 | 0 | 0 | 0 | 0 | 0 | 0 | 0 | 0 | 0 | 0 | 0 | 0 | 0 | 0 | 0 | 0 | 0 | 0 | 0 | 0 | 0 | 0 | 0 | 0 | 0 | 0
[10 empty] | 0 | 0 | 0 | 0 | 0 | 0 | 0 | 0 | 0 | 0 | 0 | 0 | 0 | 0 | 0 | 0 | 0 | 0 | 0 | 0 | 0 | 0 | 0 | 0 | 0 | 0 | 0 | 0
[10 empty] | 0 | 0 | 0 | 0 | 0 | 0 | 0 | 0 | 0 | 0 | 0 | 0 | 0 | 0 | 0 | 0 | 0 | 0 | 0 | 0 | 0 | 0 | 0 | 0 | 0 | 0 | 0 | 0
[10 empty] | 0 | 0 | 0 | 0 | 0 | 0 | 0 | 0 | 0 | 0 | 0 | 0 | 0 | 0 | 0 | 0 | 0 | 0 | 0 | 0 | 0 | 0 | 0 | 0 | 0 | 0 | 0 | 0
[10 empty] | 0 | 0 | 0 | 0 | 0 | 0 | 0 | 0 | 0 | 0 | 0 | 0 | 0 | 0 | 0 | 0 | 0 | 0 | 0 | 0 | 0 | 0 | 0 | 0 | 0 | 0 | 0 | 0
[10 empty] | 0 | 0 | 0 | 0 | 0 | 0 | 0 | 0 | 0 | 0 | 0 | 0 | 0 | 0 | 0 | 0 | 0 | 0 | 0 | 0 | 0 | 0 | 0 | 0 | 0 | 0 | 0 | 0
[10 empty] | 0 | 0 | 0 | 0 | 0 | 0 | 0 | 0 | 0 | 0 | 0 | 0 | 0 | 0 | 0 | 0 | 0 | 0 | 0 | 0 | 0 | 0 | 0 | 0 | 0 | 0 | 0 | 0
[10 empty] | 0 | 0 | 0 | 0 | 0 | 0 | 0 | 0 | 0 | 0 | 0 | 0 | 0 | 0 | 0 | 0 | 0 | 0 | 0 | 0 | 0 | 0 | 0 | 0 | 0 | 0 | 0 | 0
[10 empty] | 0 | 0 | 0 | 0 | 0 | 0 | 0 | 0 | 0 | 0 | 0 | 0 | 0 | 0 | 0 | 0 | 0 | 0 | 0 | 0 | 0 | 0 | 0 | 0 | 0 | 0 | 0 | 0
[10 empty] | 0 | 0 | 0 | 0 | 0 | 0 | 0 | 0 | 0 | 0 | 0 | 0 | 0 | 0 | 0 | 0 | 0 | 0 | 0 | 0 | 0 | 0 | 0 | 0 | 0 | 0 | 0 | 0
[10 empty] | 0 | 0 | 0 | 0 | 0 | 0 | 0 | 0 | 0 | 0 | 0 | 0 | 0 | 0 | 0 | 0 | 0 | 0 | 0 | 0 | 0 | 0 | 0 | 0 | 0 | 0 | 0 | 0
[10 empty] | 0 | 0 | 0 | 0 | 0 | 0 | 0 | 0 | 0 | 0 | 0 | 0 | 0 | 0 | 0 | 0 | 0 | 0 | 0 | 0 | 0 | 0 | 0 | 0 | 0 | 0 | 0 | 0
[10 empty] | 0 | 0 | 0 | 0 | 0 | 0 | 0 | 0 | 0 | 0 | 0 | 0 | 0 | 0 | 0 | 0 | 0 | 0 | 0 | 0 | 0 | 0 | 0 | 0 | 0 | 0 | 0 | 0
[10 empty] | 0 | 0 | 0 | 0 | 0 | 0 | 0 | 0 | 0 | 0 | 0 | 0 | 0 | 0 | 0 | 0 | 0 | 0 | 0 | 0 | 0 | 0 | 0 | 0 | 0 | 0 | 0 | 0
[10 empty] | 0 | 0 | 0 | 0 | 0 | 0 | 0 | 0 | 0 | 0 | 0 | 0 | 0 | 0 | 0 | 0 | 0 | 0 | 0 | 0 | 0 | 0 | 0 | 0 | 0 | 0 | 0 | 0
[10 empty] | 0 | 0 | 0 | 0 | 0 | 0 | 0 | 0 | 0 | 0 | 0 | 0 | 0 | 0 | 0 | 0 | 0 | 0 | 0 | 0 | 0 | 0 | 0 | 0 | 0 | 0 | 0 | 0
[10 empty] | 0 | 0 | 0 | 0 | 0 | 0 | 0 | 0 | 0 | 0 | 0 | 0 | 0 | 0 | 0 | 0 | 0 | 0 | 0 | 0 | 0 | 0 | 0 | 0 | 0 | 0 | 0 | 0
[10 empty] | 0 | 0 | 0 | 0 | 0 | 0 | 0 | 0 | 0 | 0 | 0 | 0 | 0 | 0 | 0 | 0 | 0 | 0 | 0 | 0 | 0 | 0 | 0 | 0 | 0 | 0 | 0 | 0
[10 empty] | 0 | 0 | 0 | 0 | 0 | 0 | 0 | 0 | 0 | 0 | 0 | 0 | 0 | 0 | 0 | 0 | 0 | 0 | 0 | 0 | 0 | 0 | 0 | 0 | 0 | 0 | 0 | 0
[10 empty] | 0 | 0 | 0 | 0 | 0 | 0 | 0 | 0 | 0 | 0 | 0 | 0 | 0 | 0 | 0 | 0 | 0 | 0 | 0 | 0 | 0 | 0 | 0 | 0 | 0 | 0 | 0 | 0
[10 empty] | 0 | 0 | 0 | 0 | 0 | 0 | 0 | 0 | 0 | 0 | 0 | 0 | 0 | 0 | 0 | 0 | 0 | 0 | 0 | 0 | 0 | 0 | 0 | 0 | 0 | 0 | 0 | 0
[10 empty] | 0 | 0 | 0 | 0 | 0 | 0 | 0 | 0 | 0 | 0 | 0 | 0 | 0 | 0 | 0 | 0 | 0 | 0 | 0 | 0 | 0 | 0 | 0 | 0 | 0 | 0 | 0 | 0
[10 empty] | 0 | 0 | 0 | 0 | 0 | 0 | 0 | 0 | 0 | 0 | 0 | 0 | 0 | 0 | 0 | 0 | 0 | 0 | 0 | 0 | 0 | 0 | 0 | 0 | 0 | 0 | 0 | 0
[10 empty] | 0 | 0 | 0 | 0 | 0 | 0 | 0 | 0 | 0 | 0 | 0 | 0 | 0 | 0 | 0 | 0 | 0 | 0 | 0 | 0 | 0 | 0 | 0 | 0 | 0 | 0 | 0 | 0
[10 empty] | 0 | 0 | 0 | 0 | 0 | 0 | 0 | 0 | 0 | 0 | 0 | 0 | 0 | 0 | 0 | 0 | 0 | 0 | 0 | 0 | 0 | 0 | 0 | 0 | 0 | 0 | 0 | 0
[10 empty] | 0 | 0 | 0 | 0 | 0 | 0 | 0 | 0 | 0 | 0 | 0 | 0 | 0 | 0 | 0 | 0 | 0 | 0 | 0 | 0 | 0 | 0 | 0 | 0 | 0 | 0 | 0 | 0
[10 empty] | 0 | 0 | 0 | 0 | 0 | 0 | 0 | 0 | 0 | 0 | 0 | 0 | 0 | 0 | 0 | 0 | 0 | 0 | 0 | 0 | 0 | 0 | 0 | 0 | 0 | 0 | 0 | 0
[10 empty] | 0 | 0 | 0 | 0 | 0 | 0 | 0 | 0 | 0 | 0 | 0 | 0 | 0 | 0 | 0 | 0 | 0 | 0 | 0 | 0 | 0 | 0 | 0 | 0 | 0 | 0 | 0 | 0
[10 empty] | 0 | 0 | 0 | 0 | 0 | 0 | 0 | 0 | 0 | 0 | 0 | 0 | 0 | 0 | 0 | 0 | 0 | 0 | 0 | 0 | 0 | 0 | 0 | 0 | 0 | 0 | 0 | 0
[10 empty] | 0 | 0 | 0 | 0 | 0 | 0 | 0 | 0 | 0 | 0 | 0 | 0 | 0 | 0 | 0 | 0 | 0 | 0 | 0 | 0 | 0 | 0 | 0 | 0 | 0 | 0 | 0 | 0
[10 empty] | 0 | 0 | 0 | 0 | 0 | 0 | 0 | 0 | 0 | 0 | 0 | 0 | 0 | 0 | 0 | 0 | 0 | 0 | 0 | 0 | 0 | 0 | 0 | 0 | 0 | 0 | 0 | 0
[10 empty] | 0 | 0 | 0 | 0 | 0 | 0 | 0 | 0 | 0 | 0 | 0 | 0 | 0 | 0 | 0 | 0 | 0 | 0 | 0 | 0 | 0 | 0 | 0 | 0 | 0 | 0 | 0 | 0
[10 empty] | 0 | 0 | 0 | 0 | 0 | 0 | 0 | 0 | 0 | 0 | 0 | 0 | 0 | 0 | 0 | 0 | 0 | 0 | 0 | 0 | 0 | 0 | 0 | 0 | 0 | 0 | 0 | 0
[10 empty] | 0 | 0 | 0 | 0 | 0 | 0 | 0 | 0 | 0 | 0 | 0 | 0 | 0 | 0 | 0 | 0 | 0 | 0 | 0 | 0 | 0 | 0 | 0 | 0 | 0 | 0 | 0 | 0
[10 empty] | 0 | 0 | 0 | 0 | 0 | 0 | 0 | 0 | 0 | 0 | 0 | 0 | 0 | 0 | 0 | 0 | 0 | 0 | 0 | 0 | 0 | 0 | 0 | 0 | 0 | 0 | 0 | 0
[10 empty] | 0 | 0 | 0 | 0 | 0 | 0 | 0 | 0 | 0 | 0 | 0 | 0 | 0 | 0 | 0 | 0 | 0 | 0 | 0 | 0 | 0 | 0 | 0 | 0 | 0 | 0 | 0 | 0
[10 empty] | 0 | 0 | 0 | 0 | 0 | 0 | 0 | 0 | 0 | 0 | 0 | 0 | 0 | 0 | 0 | 0 | 0 | 0 | 0 | 0 | 0 | 0 | 0 | 0 | 0 | 0 | 0 | 0
[10 empty] | 0 | 0 | 0 | 0 | 0 | 0 | 0 | 0 | 0 | 0 | 0 | 0 | 0 | 0 | 0 | 0 | 0 | 0 | 0 | 0 | 0 | 0 | 0 | 0 | 0 | 0 | 0 | 0
[10 empty] | 0 | 0 | 0 | 0 | 0 | 0 | 0 | 0 | 0 | 0 | 0 | 0 | 0 | 0 | 0 | 0 | 0 | 0 | 0 | 0 | 0 | 0 | 0 | 0 | 0 | 0 | 0 | 0
[10 empty] | 0 | 0 | 0 | 0 | 0 | 0 | 0 | 0 | 0 | 0 | 0 | 0 | 0 | 0 | 0 | 0 | 0 | 0 | 0 | 0 | 0 | 0 | 0 | 0 | 0 | 0 | 0 | 0
[10 empty] | 0 | 0 | 0 | 0 | 0 | 0 | 0 | 0 | 0 | 0 | 0 | 0 | 0 | 0 | 0 | 0 | 0 | 0 | 0 | 0 | 0 | 0 | 0 | 0 | 0 | 0 | 0 | 0
[10 empty] | 0 | 0 | 0 | 0 | 0 | 0 | 0 | 0 | 0 | 0 | 0 | 0 | 0 | 0 | 0 | 0 | 0 | 0 | 0 | 0 | 0 | 0 | 0 | 0 | 0 | 0 | 0 | 0
[10 empty] | 0 | 0 | 0 | 0 | 0 | 0 | 0 | 0 | 0 | 0 | 0 | 0 | 0 | 0 | 0 | 0 | 0 | 0 | 0 | 0 | 0 | 0 | 0 | 0 | 0 | 0 | 0 | 0
[10 empty] | 0 | 0 | 0 | 0 | 0 | 0 | 0 | 0 | 0 | 0 | 0 | 0 | 0 | 0 | 0 | 0 | 0 | 0 | 0 | 0 | 0 | 0 | 0 | 0 | 0 | 0 | 0 | 0
[10 empty] | 0 | 0 | 0 | 0 | 0 | 0 | 0 | 0 | 0 | 0 | 0 | 0 | 0 | 0 | 0 | 0 | 0 | 0 | 0 | 0 | 0 | 0 | 0 | 0 | 0 | 0 | 0 | 0
[10 empty] | 0 | 0 | 0 | 0 | 0 | 0 | 0 | 0 | 0 | 0 | 0 | 0 | 0 | 0 | 0 | 0 | 0 | 0 | 0 | 0 | 0 | 0 | 0 | 0 | 0 | 0 | 0 | 0
[10 empty] | 0 | 0 | 0 | 0 | 0 | 0 | 0 | 0 | 0 | 0 | 0 | 0 | 0 | 0 | 0 | 0 | 0 | 0 | 0 | 0 | 0 | 0 | 0 | 0 | 0 | 0 | 0 | 0
[10 empty] | 0 | 0 | 0 | 0 | 0 | 0 | 0 | 0 | 0 | 0 | 0 | 0 | 0 | 0 | 0 | 0 | 0 | 0 | 0 | 0 | 0 | 0 | 0 | 0 | 0 | 0 | 0 | 0
[10 empty] | 0 | 0 | 0 | 0 | 0 | 0 | 0 | 0 | 0 | 0 | 0 | 0 | 0 | 0 | 0 | 0 | 0 | 0 | 0 | 0 | 0 | 0 | 0 | 0 | 0 | 0 | 0 | 0
[10 empty] | 0 | 0 | 0 | 0 | 0 | 0 | 0 | 0 | 0 | 0 | 0 | 0 | 0 | 0 | 0 | 0 | 0 | 0 | 0 | 0 | 0 | 0 | 0 | 0 | 0 | 0 | 0 | 0
[10 empty] | 0 | 0 | 0 | 0 | 0 | 0 | 0 | 0 | 0 | 0 | 0 | 0 | 0 | 0 | 0 | 0 | 0 | 0 | 0 | 0 | 0 | 0 | 0 | 0 | 0 | 0 | 0 | 0
[10 empty] | 0 | 0 | 0 | 0 | 0 | 0 | 0 | 0 | 0 | 0 | 0 | 0 | 0 | 0 | 0 | 0 | 0 | 0 | 0 | 0 | 0 | 0 | 0 | 0 | 0 | 0 | 0 | 0
[10 empty] | 0 | 0 | 0 | 0 | 0 | 0 | 0 | 0 | 0 | 0 | 0 | 0 | 0 | 0 | 0 | 0 | 0 | 0 | 0 | 0 | 0 | 0 | 0 | 0 | 0 | 0 | 0 | 0
[10 empty] | 0 | 0 | 0 | 0 | 0 | 0 | 0 | 0 | 0 | 0 | 0 | 0 | 0 | 0 | 0 | 0 | 0 | 0 | 0 | 0 | 0 | 0 | 0 | 0 | 0 | 0 | 0 | 0
[10 empty] | 0 | 0 | 0 | 0 | 0 | 0 | 0 | 0 | 0 | 0 | 0 | 0 | 0 | 0 | 0 | 0 | 0 | 0 | 0 | 0 | 0 | 0 | 0 | 0 | 0 | 0 | 0 | 0
[10 empty] | 0 | 0 | 0 | 0 | 0 | 0 | 0 | 0 | 0 | 0 | 0 | 0 | 0 | 0 | 0 | 0 | 0 | 0 | 0 | 0 | 0 | 0 | 0 | 0 | 0 | 0 | 0 | 0
[10 empty] | 0 | 0 | 0 | 0 | 0 | 0 | 0 | 0 | 0 | 0 | 0 | 0 | 0 | 0 | 0 | 0 | 0 | 0 | 0 | 0 | 0 | 0 | 0 | 0 | 0 | 0 | 0 | 0
[10 empty] | 0 | 0 | 0 | 0 | 0 | 0 | 0 | 0 | 0 | 0 | 0 | 0 | 0 | 0 | 0 | 0 | 0 | 0 | 0 | 0 | 0 | 0 | 0 | 0 | 0 | 0 | 0 | 0
[10 empty] | 0 | 0 | 0 | 0 | 0 | 0 | 0 | 0 | 0 | 0 | 0 | 0 | 0 | 0 | 0 | 0 | 0 | 0 | 0 | 0 | 0 | 0 | 0 | 0 | 0 | 0 | 0 | 0
[10 empty] | 0 | 0 | 0 | 0 | 0 | 0 | 0 | 0 | 0 | 0 | 0 | 0 | 0 | 0 | 0 | 0 | 0 | 0 | 0 | 0 | 0 | 0 | 0 | 0 | 0 | 0 | 0 | 0
[10 empty] | 0 | 0 | 0 | 0 | 0 | 0 | 0 | 0 | 0 | 0 | 0 | 0 | 0 | 0 | 0 | 0 | 0 | 0 | 0 | 0 | 0 | 0 | 0 | 0 | 0 | 0 | 0 | 0
[10 empty] | 0 | 0 | 0 | 0 | 0 | 0 | 0 | 0 | 0 | 0 | 0 | 0 | 0 | 0 | 0 | 0 | 0 | 0 | 0 | 0 | 0 | 0 | 0 | 0 | 0 | 0 | 0 | 0
[10 empty] | 0 | 0 | 0 | 0 | 0 | 0 | 0 | 0 | 0 | 0 | 0 | 0 | 0 | 0 | 0 | 0 | 0 | 0 | 0 | 0 | 0 | 0 | 0 | 0 | 0 | 0 | 0 | 0
[10 empty] | 0 | 0 | 0 | 0 | 0 | 0 | 0 | 0 | 0 | 0 | 0 | 0 | 0 | 0 | 0 | 0 | 0 | 0 | 0 | 0 | 0 | 0 | 0 | 0 | 0 | 0 | 0 | 0
[10 empty] | 0 | 0 | 0 | 0 | 0 | 0 | 0 | 0 | 0 | 0 | 0 | 0 | 0 | 0 | 0 | 0 | 0 | 0 | 0 | 0 | 0 | 0 | 0 | 0 | 0 | 0 | 0 | 0
[10 empty] | 0 | 0 | 0 | 0 | 0 | 0 | 0 | 0 | 0 | 0 | 0 | 0 | 0 | 0 | 0 | 0 | 0 | 0 | 0 | 0 | 0 | 0 | 0 | 0 | 0 | 0 | 0 | 0
[10 empty] | 0 | 0 | 0 | 0 | 0 | 0 | 0 | 0 | 0 | 0 | 0 | 0 | 0 | 0 | 0 | 0 | 0 | 0 | 0 | 0 | 0 | 0 | 0 | 0 | 0 | 0 | 0 | 0
[10 empty] | 0 | 0 | 0 | 0 | 0 | 0 | 0 | 0 | 0 | 0 | 0 | 0 | 0 | 0 | 0 | 0 | 0 | 0 | 0 | 0 | 0 | 0 | 0 | 0 | 0 | 0 | 0 | 0
[10 empty] | 0 | 0 | 0 | 0 | 0 | 0 | 0 | 0 | 0 | 0 | 0 | 0 | 0 | 0 | 0 | 0 | 0 | 0 | 0 | 0 | 0 | 0 | 0 | 0 | 0 | 0 | 0 | 0
[10 empty] | 0 | 0 | 0 | 0 | 0 | 0 | 0 | 0 | 0 | 0 | 0 | 0 | 0 | 0 | 0 | 0 | 0 | 0 | 0 | 0 | 0 | 0 | 0 | 0 | 0 | 0 | 0 | 0
[10 empty] | 0 | 0 | 0 | 0 | 0 | 0 | 0 | 0 | 0 | 0 | 0 | 0 | 0 | 0 | 0 | 0 | 0 | 0 | 0 | 0 | 0 | 0 | 0 | 0 | 0 | 0 | 0 | 0
[10 empty] | 0 | 0 | 0 | 0 | 0 | 0 | 0 | 0 | 0 | 0 | 0 | 0 | 0 | 0 | 0 | 0 | 0 | 0 | 0 | 0 | 0 | 0 | 0 | 0 | 0 | 0 | 0 | 0
[10 empty] | 0 | 0 | 0 | 0 | 0 | 0 | 0 | 0 | 0 | 0 | 0 | 0 | 0 | 0 | 0 | 0 | 0 | 0 | 0 | 0 | 0 | 0 | 0 | 0 | 0 | 0 | 0 | 0
[10 empty] | 0 | 0 | 0 | 0 | 0 | 0 | 0 | 0 | 0 | 0 | 0 | 0 | 0 | 0 | 0 | 0 | 0 | 0 | 0 | 0 | 0 | 0 | 0 | 0 | 0 | 0 | 0 | 0
[10 empty] | 0 | 0 | 0 | 0 | 0 | 0 | 0 | 0 | 0 | 0 | 0 | 0 | 0 | 0 | 0 | 0 | 0 | 0 | 0 | 0 | 0 | 0 | 0 | 0 | 0 | 0 | 0 | 0
[10 empty] | 0 | 0 | 0 | 0 | 0 | 0 | 0 | 0 | 0 | 0 | 0 | 0 | 0 | 0 | 0 | 0 | 0 | 0 | 0 | 0 | 0 | 0 | 0 | 0 | 0 | 0 | 0 | 0
[10 empty] | 0 | 0 | 0 | 0 | 0 | 0 | 0 | 0 | 0 | 0 | 0 | 0 | 0 | 0 | 0 | 0 | 0 | 0 | 0 | 0 | 0 | 0 | 0 | 0 | 0 | 0 | 0 | 0
[10 empty] | 0 | 0 | 0 | 0 | 0 | 0 | 0 | 0 | 0 | 0 | 0 | 0 | 0 | 0 | 0 | 0 | 0 | 0 | 0 | 0 | 0 | 0 | 0 | 0 | 0 | 0 | 0 | 0
[10 empty] | 0 | 0 | 0 | 0 | 0 | 0 | 0 | 0 | 0 | 0 | 0 | 0 | 0 | 0 | 0 | 0 | 0 | 0 | 0 | 0 | 0 | 0 | 0 | 0 | 0 | 0 | 0 | 0
[10 empty] | 0 | 0 | 0 | 0 | 0 | 0 | 0 | 0 | 0 | 0 | 0 | 0 | 0 | 0 | 0 | 0 | 0 | 0 | 0 | 0 | 0 | 0 | 0 | 0 | 0 | 0 | 0 | 0
[10 empty] | 0 | 0 | 0 | 0 | 0 | 0 | 0 | 0 | 0 | 0 | 0 | 0 | 0 | 0 | 0 | 0 | 0 | 0 | 0 | 0 | 0 | 0 | 0 | 0 | 0 | 0 | 0 | 0
[10 empty] | 0 | 0 | 0 | 0 | 0 | 0 | 0 | 0 | 0 | 0 | 0 | 0 | 0 | 0 | 0 | 0 | 0 | 0 | 0 | 0 | 0 | 0 | 0 | 0 | 0 | 0 | 0 | 0
[10 empty] | 0 | 0 | 0 | 0 | 0 | 0 | 0 | 0 | 0 | 0 | 0 | 0 | 0 | 0 | 0 | 0 | 0 | 0 | 0 | 0 | 0 | 0 | 0 | 0 | 0 | 0 | 0 | 0
[10 empty] | 0 | 0 | 0 | 0 | 0 | 0 | 0 | 0 | 0 | 0 | 0 | 0 | 0 | 0 | 0 | 0 | 0 | 0 | 0 | 0 | 0 | 0 | 0 | 0 | 0 | 0 | 0 | 0
[10 empty] | 0 | 0 | 0 | 0 | 0 | 0 | 0 | 0 | 0 | 0 | 0 | 0 | 0 | 0 | 0 | 0 | 0 | 0 | 0 | 0 | 0 | 0 | 0 | 0 | 0 | 0 | 0 | 0
[10 empty] | 0 | 0 | 0 | 0 | 0 | 0 | 0 | 0 | 0 | 0 | 0 | 0 | 0 | 0 | 0 | 0 | 0 | 0 | 0 | 0 | 0 | 0 | 0 | 0 | 0 | 0 | 0 | 0
[10 empty] | 0 | 0 | 0 | 0 | 0 | 0 | 0 | 0 | 0 | 0 | 0 | 0 | 0 | 0 | 0 | 0 | 0 | 0 | 0 | 0 | 0 | 0 | 0 | 0 | 0 | 0 | 0 | 0
[10 empty] | 0 | 0 | 0 | 0 | 0 | 0 | 0 | 0 | 0 | 0 | 0 | 0 | 0 | 0 | 0 | 0 | 0 | 0 | 0 | 0 | 0 | 0 | 0 | 0 | 0 | 0 | 0 | 0
[10 empty] | 0 | 0 | 0 | 0 | 0 | 0 | 0 | 0 | 0 | 0 | 0 | 0 | 0 | 0 | 0 | 0 | 0 | 0 | 0 | 0 | 0 | 0 | 0 | 0 | 0 | 0 | 0 | 0
[10 empty] | 0 | 0 | 0 | 0 | 0 | 0 | 0 | 0 | 0 | 0 | 0 | 0 | 0 | 0 | 0 | 0 | 0 | 0 | 0 | 0 | 0 | 0 | 0 | 0 | 0 | 0 | 0 | 0
[10 empty] | 0 | 0 | 0 | 0 | 0 | 0 | 0 | 0 | 0 | 0 | 0 | 0 | 0 | 0 | 0 | 0 | 0 | 0 | 0 | 0 | 0 | 0 | 0 | 0 | 0 | 0 | 0 | 0
[10 empty] | 0 | 0 | 0 | 0 | 0 | 0 | 0 | 0 | 0 | 0 | 0 | 0 | 0 | 0 | 0 | 0 | 0 | 0 | 0 | 0 | 0 | 0 | 0 | 0 | 0 | 0 | 0 | 0
[10 empty] | 0 | 0 | 0 | 0 | 0 | 0 | 0 | 0 | 0 | 0 | 0 | 0 | 0 | 0 | 0 | 0 | 0 | 0 | 0 | 0 | 0 | 0 | 0 | 0 | 0 | 0 | 0 | 0
[10 empty] | 0 | 0 | 0 | 0 | 0 | 0 | 0 | 0 | 0 | 0 | 0 | 0 | 0 | 0 | 0 | 0 | 0 | 0 | 0 | 0 | 0 | 0 | 0 | 0 | 0 | 0 | 0 | 0
[10 empty] | 0 | 0 | 0 | 0 | 0 | 0 | 0 | 0 | 0 | 0 | 0 | 0 | 0 | 0 | 0 | 0 | 0 | 0 | 0 | 0 | 0 | 0 | 0 | 0 | 0 | 0 | 0 | 0
[10 empty] | 0 | 0 | 0 | 0 | 0 | 0 | 0 | 0 | 0 | 0 | 0 | 0 | 0 | 0 | 0 | 0 | 0 | 0 | 0 | 0 | 0 | 0 | 0 | 0 | 0 | 0 | 0 | 0
[10 empty] | 0 | 0 | 0 | 0 | 0 | 0 | 0 | 0 | 0 | 0 | 0 | 0 | 0 | 0 | 0 | 0 | 0 | 0 | 0 | 0 | 0 | 0 | 0 | 0 | 0 | 0 | 0 | 0
[10 empty] | 0 | 0 | 0 | 0 | 0 | 0 | 0 | 0 | 0 | 0 | 0 | 0 | 0 | 0 | 0 | 0 | 0 | 0 | 0 | 0 | 0 | 0 | 0 | 0 | 0 | 0 | 0 | 0
[10 empty] | 0 | 0 | 0 | 0 | 0 | 0 | 0 | 0 | 0 | 0 | 0 | 0 | 0 | 0 | 0 | 0 | 0 | 0 | 0 | 0 | 0 | 0 | 0 | 0 | 0 | 0 | 0 | 0
[10 empty] | 0 | 0 | 0 | 0 | 0 | 0 | 0 | 0 | 0 | 0 | 0 | 0 | 0 | 0 | 0 | 0 | 0 | 0 | 0 | 0 | 0 | 0 | 0 | 0 | 0 | 0 | 0 | 0
[10 empty] | 0 | 0 | 0 | 0 | 0 | 0 | 0 | 0 | 0 | 0 | 0 | 0 | 0 | 0 | 0 | 0 | 0 | 0 | 0 | 0 | 0 | 0 | 0 | 0 | 0 | 0 | 0 | 0
[10 empty] | 0 | 0 | 0 | 0 | 0 | 0 | 0 | 0 | 0 | 0 | 0 | 0 | 0 | 0 | 0 | 0 | 0 | 0 | 0 | 0 | 0 | 0 | 0 | 0 | 0 | 0 | 0 | 0
[10 empty] | 0 | 0 | 0 | 0 | 0 | 0 | 0 | 0 | 0 | 0 | 0 | 0 | 0 | 0 | 0 | 0 | 0 | 0 | 0 | 0 | 0 | 0 | 0 | 0 | 0 | 0 | 0 | 0
[10 empty] | 0 | 0 | 0 | 0 | 0 | 0 | 0 | 0 | 0 | 0 | 0 | 0 | 0 | 0 | 0 | 0 | 0 | 0 | 0 | 0 | 0 | 0 | 0 | 0 | 0 | 0 | 0 | 0
[10 empty] | 0 | 0 | 0 | 0 | 0 | 0 | 0 | 0 | 0 | 0 | 0 | 0 | 0 | 0 | 0 | 0 | 0 | 0 | 0 | 0 | 0 | 0 | 0 | 0 | 0 | 0 | 0 | 0
[10 empty] | 0 | 0 | 0 | 0 | 0 | 0 | 0 | 0 | 0 | 0 | 0 | 0 | 0 | 0 | 0 | 0 | 0 | 0 | 0 | 0 | 0 | 0 | 0 | 0 | 0 | 0 | 0 | 0
[10 empty] | 0 | 0 | 0 | 0 | 0 | 0 | 0 | 0 | 0 | 0 | 0 | 0 | 0 | 0 | 0 | 0 | 0 | 0 | 0 | 0 | 0 | 0 | 0 | 0 | 0 | 0 | 0 | 0
[10 empty] | 0 | 0 | 0 | 0 | 0 | 0 | 0 | 0 | 0 | 0 | 0 | 0 | 0 | 0 | 0 | 0 | 0 | 0 | 0 | 0 | 0 | 0 | 0 | 0 | 0 | 0 | 0 | 0
[10 empty] | 0 | 0 | 0 | 0 | 0 | 0 | 0 | 0 | 0 | 0 | 0 | 0 | 0 | 0 | 0 | 0 | 0 | 0 | 0 | 0 | 0 | 0 | 0 | 0 | 0 | 0 | 0 | 0
[10 empty] | 0 | 0 | 0 | 0 | 0 | 0 | 0 | 0 | 0 | 0 | 0 | 0 | 0 | 0 | 0 | 0 | 0 | 0 | 0 | 0 | 0 | 0 | 0 | 0 | 0 | 0 | 0 | 0
[10 empty] | 0 | 0 | 0 | 0 | 0 | 0 | 0 | 0 | 0 | 0 | 0 | 0 | 0 | 0 | 0 | 0 | 0 | 0 | 0 | 0 | 0 | 0 | 0 | 0 | 0 | 0 | 0 | 0
[10 empty] | 0 | 0 | 0 | 0 | 0 | 0 | 0 | 0 | 0 | 0 | 0 | 0 | 0 | 0 | 0 | 0 | 0 | 0 | 0 | 0 | 0 | 0 | 0 | 0 | 0 | 0 | 0 | 0
[10 empty] | 0 | 0 | 0 | 0 | 0 | 0 | 0 | 0 | 0 | 0 | 0 | 0 | 0 | 0 | 0 | 0 | 0 | 0 | 0 | 0 | 0 | 0 | 0 | 0 | 0 | 0 | 0 | 0
[10 empty] | 0 | 0 | 0 | 0 | 0 | 0 | 0 | 0 | 0 | 0 | 0 | 0 | 0 | 0 | 0 | 0 | 0 | 0 | 0 | 0 | 0 | 0 | 0 | 0 | 0 | 0 | 0 | 0
[10 empty] | 0 | 0 | 0 | 0 | 0 | 0 | 0 | 0 | 0 | 0 | 0 | 0 | 0 | 0 | 0 | 0 | 0 | 0 | 0 | 0 | 0 | 0 | 0 | 0 | 0 | 0 | 0 | 0
[10 empty] | 0 | 0 | 0 | 0 | 0 | 0 | 0 | 0 | 0 | 0 | 0 | 0 | 0 | 0 | 0 | 0 | 0 | 0 | 0 | 0 | 0 | 0 | 0 | 0 | 0 | 0 | 0 | 0
[10 empty] | 0 | 0 | 0 | 0 | 0 | 0 | 0 | 0 | 0 | 0 | 0 | 0 | 0 | 0 | 0 | 0 | 0 | 0 | 0 | 0 | 0 | 0 | 0 | 0 | 0 | 0 | 0 | 0
[10 empty] | 0 | 0 | 0 | 0 | 0 | 0 | 0 | 0 | 0 | 0 | 0 | 0 | 0 | 0 | 0 | 0 | 0 | 0 | 0 | 0 | 0 | 0 | 0 | 0 | 0 | 0 | 0 | 0
[10 empty] | 0 | 0 | 0 | 0 | 0 | 0 | 0 | 0 | 0 | 0 | 0 | 0 | 0 | 0 | 0 | 0 | 0 | 0 | 0 | 0 | 0 | 0 | 0 | 0 | 0 | 0 | 0 | 0
[10 empty] | 0 | 0 | 0 | 0 | 0 | 0 | 0 | 0 | 0 | 0 | 0 | 0 | 0 | 0 | 0 | 0 | 0 | 0 | 0 | 0 | 0 | 0 | 0 | 0 | 0 | 0 | 0 | 0
[10 empty] | 0 | 0 | 0 | 0 | 0 | 0 | 0 | 0 | 0 | 0 | 0 | 0 | 0 | 0 | 0 | 0 | 0 | 0 | 0 | 0 | 0 | 0 | 0 | 0 | 0 | 0 | 0 | 0
[10 empty] | 0 | 0 | 0 | 0 | 0 | 0 | 0 | 0 | 0 | 0 | 0 | 0 | 0 | 0 | 0 | 0 | 0 | 0 | 0 | 0 | 0 | 0 | 0 | 0 | 0 | 0 | 0 | 0
[10 empty] | 0 | 0 | 0 | 0 | 0 | 0 | 0 | 0 | 0 | 0 | 0 | 0 | 0 | 0 | 0 | 0 | 0 | 0 | 0 | 0 | 0 | 0 | 0 | 0 | 0 | 0 | 0 | 0
[10 empty] | 0 | 0 | 0 | 0 | 0 | 0 | 0 | 0 | 0 | 0 | 0 | 0 | 0 | 0 | 0 | 0 | 0 | 0 | 0 | 0 | 0 | 0 | 0 | 0 | 0 | 0 | 0 | 0
[10 empty] | 0 | 0 | 0 | 0 | 0 | 0 | 0 | 0 | 0 | 0 | 0 | 0 | 0 | 0 | 0 | 0 | 0 | 0 | 0 | 0 | 0 | 0 | 0 | 0 | 0 | 0 | 0 | 0
[10 empty] | 0 | 0 | 0 | 0 | 0 | 0 | 0 | 0 | 0 | 0 | 0 | 0 | 0 | 0 | 0 | 0 | 0 | 0 | 0 | 0 | 0 | 0 | 0 | 0 | 0 | 0 | 0 | 0
[10 empty] | 0 | 0 | 0 | 0 | 0 | 0 | 0 | 0 | 0 | 0 | 0 | 0 | 0 | 0 | 0 | 0 | 0 | 0 | 0 | 0 | 0 | 0 | 0 | 0 | 0 | 0 | 0 | 0
[10 empty] | 0 | 0 | 0 | 0 | 0 | 0 | 0 | 0 | 0 | 0 | 0 | 0 | 0 | 0 | 0 | 0 | 0 | 0 | 0 | 0 | 0 | 0 | 0 | 0 | 0 | 0 | 0 | 0
[10 empty] | 0 | 0 | 0 | 0 | 0 | 0 | 0 | 0 | 0 | 0 | 0 | 0 | 0 | 0 | 0 | 0 | 0 | 0 | 0 | 0 | 0 | 0 | 0 | 0 | 0 | 0 | 0 | 0
[10 empty] | 0 | 0 | 0 | 0 | 0 | 0 | 0 | 0 | 0 | 0 | 0 | 0 | 0 | 0 | 0 | 0 | 0 | 0 | 0 | 0 | 0 | 0 | 0 | 0 | 0 | 0 | 0 | 0
[10 empty] | 0 | 0 | 0 | 0 | 0 | 0 | 0 | 0 | 0 | 0 | 0 | 0 | 0 | 0 | 0 | 0 | 0 | 0 | 0 | 0 | 0 | 0 | 0 | 0 | 0 | 0 | 0 | 0
[10 empty] | 0 | 0 | 0 | 0 | 0 | 0 | 0 | 0 | 0 | 0 | 0 | 0 | 0 | 0 | 0 | 0 | 0 | 0 | 0 | 0 | 0 | 0 | 0 | 0 | 0 | 0 | 0 | 0
[10 empty] | 0 | 0 | 0 | 0 | 0 | 0 | 0 | 0 | 0 | 0 | 0 | 0 | 0 | 0 | 0 | 0 | 0 | 0 | 0 | 0 | 0 | 0 | 0 | 0 | 0 | 0 | 0 | 0
[10 empty] | 0 | 0 | 0 | 0 | 0 | 0 | 0 | 0 | 0 | 0 | 0 | 0 | 0 | 0 | 0 | 0 | 0 | 0 | 0 | 0 | 0 | 0 | 0 | 0 | 0 | 0 | 0 | 0
[10 empty] | 0 | 0 | 0 | 0 | 0 | 0 | 0 | 0 | 0 | 0 | 0 | 0 | 0 | 0 | 0 | 0 | 0 | 0 | 0 | 0 | 0 | 0 | 0 | 0 | 0 | 0 | 0 | 0
[10 empty] | 0 | 0 | 0 | 0 | 0 | 0 | 0 | 0 | 0 | 0 | 0 | 0 | 0 | 0 | 0 | 0 | 0 | 0 | 0 | 0 | 0 | 0 | 0 | 0 | 0 | 0 | 0 | 0
[10 empty] | 0 | 0 | 0 | 0 | 0 | 0 | 0 | 0 | 0 | 0 | 0 | 0 | 0 | 0 | 0 | 0 | 0 | 0 | 0 | 0 | 0 | 0 | 0 | 0 | 0 | 0 | 0 | 0
[10 empty] | 0 | 0 | 0 | 0 | 0 | 0 | 0 | 0 | 0 | 0 | 0 | 0 | 0 | 0 | 0 | 0 | 0 | 0 | 0 | 0 | 0 | 0 | 0 | 0 | 0 | 0 | 0 | 0
[10 empty] | 0 | 0 | 0 | 0 | 0 | 0 | 0 | 0 | 0 | 0 | 0 | 0 | 0 | 0 | 0 | 0 | 0 | 0 | 0 | 0 | 0 | 0 | 0 | 0 | 0 | 0 | 0 | 0
[10 empty] | 0 | 0 | 0 | 0 | 0 | 0 | 0 | 0 | 0 | 0 | 0 | 0 | 0 | 0 | 0 | 0 | 0 | 0 | 0 | 0 | 0 | 0 | 0 | 0 | 0 | 0 | 0 | 0
[10 empty] | 0 | 0 | 0 | 0 | 0 | 0 | 0 | 0 | 0 | 0 | 0 | 0 | 0 | 0 | 0 | 0 | 0 | 0 | 0 | 0 | 0 | 0 | 0 | 0 | 0 | 0 | 0 | 0
[10 empty] | 0 | 0 | 0 | 0 | 0 | 0 | 0 | 0 | 0 | 0 | 0 | 0 | 0 | 0 | 0 | 0 | 0 | 0 | 0 | 0 | 0 | 0 | 0 | 0 | 0 | 0 | 0 | 0
[10 empty] | 0 | 0 | 0 | 0 | 0 | 0 | 0 | 0 | 0 | 0 | 0 | 0 | 0 | 0 | 0 | 0 | 0 | 0 | 0 | 0 | 0 | 0 | 0 | 0 | 0 | 0 | 0 | 0
[10 empty] | 0 | 0 | 0 | 0 | 0 | 0 | 0 | 0 | 0 | 0 | 0 | 0 | 0 | 0 | 0 | 0 | 0 | 0 | 0 | 0 | 0 | 0 | 0 | 0 | 0 | 0 | 0 | 0
[10 empty] | 0 | 0 | 0 | 0 | 0 | 0 | 0 | 0 | 0 | 0 | 0 | 0 | 0 | 0 | 0 | 0 | 0 | 0 | 0 | 0 | 0 | 0 | 0 | 0 | 0 | 0 | 0 | 0
[10 empty] | 0 | 0 | 0 | 0 | 0 | 0 | 0 | 0 | 0 | 0 | 0 | 0 | 0 | 0 | 0 | 0 | 0 | 0 | 0 | 0 | 0 | 0 | 0 | 0 | 0 | 0 | 0 | 0
[10 empty] | 0 | 0 | 0 | 0 | 0 | 0 | 0 | 0 | 0 | 0 | 0 | 0 | 0 | 0 | 0 | 0 | 0 | 0 | 0 | 0 | 0 | 0 | 0 | 0 | 0 | 0 | 0 | 0
[10 empty] | 0 | 0 | 0 | 0 | 0 | 0 | 0 | 0 | 0 | 0 | 0 | 0 | 0 | 0 | 0 | 0 | 0 | 0 | 0 | 0 | 0 | 0 | 0 | 0 | 0 | 0 | 0 | 0
[10 empty] | 0 | 0 | 0 | 0 | 0 | 0 | 0 | 0 | 0 | 0 | 0 | 0 | 0 | 0 | 0 | 0 | 0 | 0 | 0 | 0 | 0 | 0 | 0 | 0 | 0 | 0 | 0 | 0
[10 empty] | 0 | 0 | 0 | 0 | 0 | 0 | 0 | 0 | 0 | 0 | 0 | 0 | 0 | 0 | 0 | 0 | 0 | 0 | 0 | 0 | 0 | 0 | 0 | 0 | 0 | 0 | 0 | 0
[10 empty] | 0 | 0 | 0 | 0 | 0 | 0 | 0 | 0 | 0 | 0 | 0 | 0 | 0 | 0 | 0 | 0 | 0 | 0 | 0 | 0 | 0 | 0 | 0 | 0 | 0 | 0 | 0 | 0
[10 empty] | 0 | 0 | 0 | 0 | 0 | 0 | 0 | 0 | 0 | 0 | 0 | 0 | 0 | 0 | 0 | 0 | 0 | 0 | 0 | 0 | 0 | 0 | 0 | 0 | 0 | 0 | 0 | 0
[10 empty] | 0 | 0 | 0 | 0 | 0 | 0 | 0 | 0 | 0 | 0 | 0 | 0 | 0 | 0 | 0 | 0 | 0 | 0 | 0 | 0 | 0 | 0 | 0 | 0 | 0 | 0 | 0 | 0
[10 empty] | 0 | 0 | 0 | 0 | 0 | 0 | 0 | 0 | 0 | 0 | 0 | 0 | 0 | 0 | 0 | 0 | 0 | 0 | 0 | 0 | 0 | 0 | 0 | 0 | 0 | 0 | 0 | 0
[10 empty] | 0 | 0 | 0 | 0 | 0 | 0 | 0 | 0 | 0 | 0 | 0 | 0 | 0 | 0 | 0 | 0 | 0 | 0 | 0 | 0 | 0 | 0 | 0 | 0 | 0 | 0 | 0 | 0
[10 empty] | 0 | 0 | 0 | 0 | 0 | 0 | 0 | 0 | 0 | 0 | 0 | 0 | 0 | 0 | 0 | 0 | 0 | 0 | 0 | 0 | 0 | 0 | 0 | 0 | 0 | 0 | 0 | 0
[10 empty] | 0 | 0 | 0 | 0 | 0 | 0 | 0 | 0 | 0 | 0 | 0 | 0 | 0 | 0 | 0 | 0 | 0 | 0 | 0 | 0 | 0 | 0 | 0 | 0 | 0 | 0 | 0 | 0
[10 empty] | 0 | 0 | 0 | 0 | 0 | 0 | 0 | 0 | 0 | 0 | 0 | 0 | 0 | 0 | 0 | 0 | 0 | 0 | 0 | 0 | 0 | 0 | 0 | 0 | 0 | 0 | 0 | 0
[10 empty] | 0 | 0 | 0 | 0 | 0 | 0 | 0 | 0 | 0 | 0 | 0 | 0 | 0 | 0 | 0 | 0 | 0 | 0 | 0 | 0 | 0 | 0 | 0 | 0 | 0 | 0 | 0 | 0
[10 empty] | 0 | 0 | 0 | 0 | 0 | 0 | 0 | 0 | 0 | 0 | 0 | 0 | 0 | 0 | 0 | 0 | 0 | 0 | 0 | 0 | 0 | 0 | 0 | 0 | 0 | 0 | 0 | 0
[10 empty] | 0 | 0 | 0 | 0 | 0 | 0 | 0 | 0 | 0 | 0 | 0 | 0 | 0 | 0 | 0 | 0 | 0 | 0 | 0 | 0 | 0 | 0 | 0 | 0 | 0 | 0 | 0 | 0
[10 empty] | 0 | 0 | 0 | 0 | 0 | 0 | 0 | 0 | 0 | 0 | 0 | 0 | 0 | 0 | 0 | 0 | 0 | 0 | 0 | 0 | 0 | 0 | 0 | 0 | 0 | 0 | 0 | 0
[10 empty] | 0 | 0 | 0 | 0 | 0 | 0 | 0 | 0 | 0 | 0 | 0 | 0 | 0 | 0 | 0 | 0 | 0 | 0 | 0 | 0 | 0 | 0 | 0 | 0 | 0 | 0 | 0 | 0
[10 empty] | 0 | 0 | 0 | 0 | 0 | 0 | 0 | 0 | 0 | 0 | 0 | 0 | 0 | 0 | 0 | 0 | 0 | 0 | 0 | 0 | 0 | 0 | 0 | 0 | 0 | 0 | 0 | 0
[10 empty] | 0 | 0 | 0 | 0 | 0 | 0 | 0 | 0 | 0 | 0 | 0 | 0 | 0 | 0 | 0 | 0 | 0 | 0 | 0 | 0 | 0 | 0 | 0 | 0 | 0 | 0 | 0 | 0
[10 empty] | 0 | 0 | 0 | 0 | 0 | 0 | 0 | 0 | 0 | 0 | 0 | 0 | 0 | 0 | 0 | 0 | 0 | 0 | 0 | 0 | 0 | 0 | 0 | 0 | 0 | 0 | 0 | 0
[10 empty] | 0 | 0 | 0 | 0 | 0 | 0 | 0 | 0 | 0 | 0 | 0 | 0 | 0 | 0 | 0 | 0 | 0 | 0 | 0 | 0 | 0 | 0 | 0 | 0 | 0 | 0 | 0 | 0
[10 empty] | 0 | 0 | 0 | 0 | 0 | 0 | 0 | 0 | 0 | 0 | 0 | 0 | 0 | 0 | 0 | 0 | 0 | 0 | 0 | 0 | 0 | 0 | 0 | 0 | 0 | 0 | 0 | 0
[10 empty] | 0 | 0 | 0 | 0 | 0 | 0 | 0 | 0 | 0 | 0 | 0 | 0 | 0 | 0 | 0 | 0 | 0 | 0 | 0 | 0 | 0 | 0 | 0 | 0 | 0 | 0 | 0 | 0
[10 empty] | 0 | 0 | 0 | 0 | 0 | 0 | 0 | 0 | 0 | 0 | 0 | 0 | 0 | 0 | 0 | 0 | 0 | 0 | 0 | 0 | 0 | 0 | 0 | 0 | 0 | 0 | 0 | 0
[10 empty] | 0 | 0 | 0 | 0 | 0 | 0 | 0 | 0 | 0 | 0 | 0 | 0 | 0 | 0 | 0 | 0 | 0 | 0 | 0 | 0 | 0 | 0 | 0 | 0 | 0 | 0 | 0 | 0
[10 empty] | 0 | 0 | 0 | 0 | 0 | 0 | 0 | 0 | 0 | 0 | 0 | 0 | 0 | 0 | 0 | 0 | 0 | 0 | 0 | 0 | 0 | 0 | 0 | 0 | 0 | 0 | 0 | 0
[10 empty] | 0 | 0 | 0 | 0 | 0 | 0 | 0 | 0 | 0 | 0 | 0 | 0 | 0 | 0 | 0 | 0 | 0 | 0 | 0 | 0 | 0 | 0 | 0 | 0 | 0 | 0 | 0 | 0
[10 empty] | 0 | 0 | 0 | 0 | 0 | 0 | 0 | 0 | 0 | 0 | 0 | 0 | 0 | 0 | 0 | 0 | 0 | 0 | 0 | 0 | 0 | 0 | 0 | 0 | 0 | 0 | 0 | 0
[10 empty] | 0 | 0 | 0 | 0 | 0 | 0 | 0 | 0 | 0 | 0 | 0 | 0 | 0 | 0 | 0 | 0 | 0 | 0 | 0 | 0 | 0 | 0 | 0 | 0 | 0 | 0 | 0 | 0
[10 empty] | 0 | 0 | 0 | 0 | 0 | 0 | 0 | 0 | 0 | 0 | 0 | 0 | 0 | 0 | 0 | 0 | 0 | 0 | 0 | 0 | 0 | 0 | 0 | 0 | 0 | 0 | 0 | 0
[10 empty] | 0 | 0 | 0 | 0 | 0 | 0 | 0 | 0 | 0 | 0 | 0 | 0 | 0 | 0 | 0 | 0 | 0 | 0 | 0 | 0 | 0 | 0 | 0 | 0 | 0 | 0 | 0 | 0
[10 empty] | 0 | 0 | 0 | 0 | 0 | 0 | 0 | 0 | 0 | 0 | 0 | 0 | 0 | 0 | 0 | 0 | 0 | 0 | 0 | 0 | 0 | 0 | 0 | 0 | 0 | 0 | 0 | 0
[10 empty] | 0 | 0 | 0 | 0 | 0 | 0 | 0 | 0 | 0 | 0 | 0 | 0 | 0 | 0 | 0 | 0 | 0 | 0 | 0 | 0 | 0 | 0 | 0 | 0 | 0 | 0 | 0 | 0
[10 empty] | 0 | 0 | 0 | 0 | 0 | 0 | 0 | 0 | 0 | 0 | 0 | 0 | 0 | 0 | 0 | 0 | 0 | 0 | 0 | 0 | 0 | 0 | 0 | 0 | 0 | 0 | 0 | 0
[10 empty] | 0 | 0 | 0 | 0 | 0 | 0 | 0 | 0 | 0 | 0 | 0 | 0 | 0 | 0 | 0 | 0 | 0 | 0 | 0 | 0 | 0 | 0 | 0 | 0 | 0 | 0 | 0 | 0
[10 empty] | 0 | 0 | 0 | 0 | 0 | 0 | 0 | 0 | 0 | 0 | 0 | 0 | 0 | 0 | 0 | 0 | 0 | 0 | 0 | 0 | 0 | 0 | 0 | 0 | 0 | 0 | 0 | 0
[10 empty] | 0 | 0 | 0 | 0 | 0 | 0 | 0 | 0 | 0 | 0 | 0 | 0 | 0 | 0 | 0 | 0 | 0 | 0 | 0 | 0 | 0 | 0 | 0 | 0 | 0 | 0 | 0 | 0
[10 empty] | 0 | 0 | 0 | 0 | 0 | 0 | 0 | 0 | 0 | 0 | 0 | 0 | 0 | 0 | 0 | 0 | 0 | 0 | 0 | 0 | 0 | 0 | 0 | 0 | 0 | 0 | 0 | 0
[10 empty] | 0 | 0 | 0 | 0 | 0 | 0 | 0 | 0 | 0 | 0 | 0 | 0 | 0 | 0 | 0 | 0 | 0 | 0 | 0 | 0 | 0 | 0 | 0 | 0 | 0 | 0 | 0 | 0
[10 empty] | 0 | 0 | 0 | 0 | 0 | 0 | 0 | 0 | 0 | 0 | 0 | 0 | 0 | 0 | 0 | 0 | 0 | 0 | 0 | 0 | 0 | 0 | 0 | 0 | 0 | 0 | 0 | 0
[10 empty] | 0 | 0 | 0 | 0 | 0 | 0 | 0 | 0 | 0 | 0 | 0 | 0 | 0 | 0 | 0 | 0 | 0 | 0 | 0 | 0 | 0 | 0 | 0 | 0 | 0 | 0 | 0 | 0
[10 empty] | 0 | 0 | 0 | 0 | 0 | 0 | 0 | 0 | 0 | 0 | 0 | 0 | 0 | 0 | 0 | 0 | 0 | 0 | 0 | 0 | 0 | 0 | 0 | 0 | 0 | 0 | 0 | 0
[10 empty] | 0 | 0 | 0 | 0 | 0 | 0 | 0 | 0 | 0 | 0 | 0 | 0 | 0 | 0 | 0 | 0 | 0 | 0 | 0 | 0 | 0 | 0 | 0 | 0 | 0 | 0 | 0 | 0
[10 empty] | 0 | 0 | 0 | 0 | 0 | 0 | 0 | 0 | 0 | 0 | 0 | 0 | 0 | 0 | 0 | 0 | 0 | 0 | 0 | 0 | 0 | 0 | 0 | 0 | 0 | 0 | 0 | 0
[10 empty] | 0 | 0 | 0 | 0 | 0 | 0 | 0 | 0 | 0 | 0 | 0 | 0 | 0 | 0 | 0 | 0 | 0 | 0 | 0 | 0 | 0 | 0 | 0 | 0 | 0 | 0 | 0 | 0
[10 empty] | 0 | 0 | 0 | 0 | 0 | 0 | 0 | 0 | 0 | 0 | 0 | 0 | 0 | 0 | 0 | 0 | 0 | 0 | 0 | 0 | 0 | 0 | 0 | 0 | 0 | 0 | 0 | 0
[10 empty] | 0 | 0 | 0 | 0 | 0 | 0 | 0 | 0 | 0 | 0 | 0 | 0 | 0 | 0 | 0 | 0 | 0 | 0 | 0 | 0 | 0 | 0 | 0 | 0 | 0 | 0 | 0 | 0
[10 empty] | 0 | 0 | 0 | 0 | 0 | 0 | 0 | 0 | 0 | 0 | 0 | 0 | 0 | 0 | 0 | 0 | 0 | 0 | 0 | 0 | 0 | 0 | 0 | 0 | 0 | 0 | 0 | 0
[10 empty] | 0 | 0 | 0 | 0 | 0 | 0 | 0 | 0 | 0 | 0 | 0 | 0 | 0 | 0 | 0 | 0 | 0 | 0 | 0 | 0 | 0 | 0 | 0 | 0 | 0 | 0 | 0 | 0
[10 empty] | 0 | 0 | 0 | 0 | 0 | 0 | 0 | 0 | 0 | 0 | 0 | 0 | 0 | 0 | 0 | 0 | 0 | 0 | 0 | 0 | 0 | 0 | 0 | 0 | 0 | 0 | 0 | 0
[10 empty] | 0 | 0 | 0 | 0 | 0 | 0 | 0 | 0 | 0 | 0 | 0 | 0 | 0 | 0 | 0 | 0 | 0 | 0 | 0 | 0 | 0 | 0 | 0 | 0 | 0 | 0 | 0 | 0
[10 empty] | 0 | 0 | 0 | 0 | 0 | 0 | 0 | 0 | 0 | 0 | 0 | 0 | 0 | 0 | 0 | 0 | 0 | 0 | 0 | 0 | 0 | 0 | 0 | 0 | 0 | 0 | 0 | 0
[10 empty] | 0 | 0 | 0 | 0 | 0 | 0 | 0 | 0 | 0 | 0 | 0 | 0 | 0 | 0 | 0 | 0 | 0 | 0 | 0 | 0 | 0 | 0 | 0 | 0 | 0 | 0 | 0 | 0
[10 empty] | 0 | 0 | 0 | 0 | 0 | 0 | 0 | 0 | 0 | 0 | 0 | 0 | 0 | 0 | 0 | 0 | 0 | 0 | 0 | 0 | 0 | 0 | 0 | 0 | 0 | 0 | 0 | 0
[10 empty] | 0 | 0 | 0 | 0 | 0 | 0 | 0 | 0 | 0 | 0 | 0 | 0 | 0 | 0 | 0 | 0 | 0 | 0 | 0 | 0 | 0 | 0 | 0 | 0 | 0 | 0 | 0 | 0
[10 empty] | 0 | 0 | 0 | 0 | 0 | 0 | 0 | 0 | 0 | 0 | 0 | 0 | 0 | 0 | 0 | 0 | 0 | 0 | 0 | 0 | 0 | 0 | 0 | 0 | 0 | 0 | 0 | 0
[10 empty] | 0 | 0 | 0 | 0 | 0 | 0 | 0 | 0 | 0 | 0 | 0 | 0 | 0 | 0 | 0 | 0 | 0 | 0 | 0 | 0 | 0 | 0 | 0 | 0 | 0 | 0 | 0 | 0
[10 empty] | 0 | 0 | 0 | 0 | 0 | 0 | 0 | 0 | 0 | 0 | 0 | 0 | 0 | 0 | 0 | 0 | 0 | 0 | 0 | 0 | 0 | 0 | 0 | 0 | 0 | 0 | 0 | 0
[10 empty] | 0 | 0 | 0 | 0 | 0 | 0 | 0 | 0 | 0 | 0 | 0 | 0 | 0 | 0 | 0 | 0 | 0 | 0 | 0 | 0 | 0 | 0 | 0 | 0 | 0 | 0 | 0 | 0
[10 empty] | 0 | 0 | 0 | 0 | 0 | 0 | 0 | 0 | 0 | 0 | 0 | 0 | 0 | 0 | 0 | 0 | 0 | 0 | 0 | 0 | 0 | 0 | 0 | 0 | 0 | 0 | 0 | 0
[10 empty] | 0 | 0 | 0 | 0 | 0 | 0 | 0 | 0 | 0 | 0 | 0 | 0 | 0 | 0 | 0 | 0 | 0 | 0 | 0 | 0 | 0 | 0 | 0 | 0 | 0 | 0 | 0 | 0
[10 empty] | 0 | 0 | 0 | 0 | 0 | 0 | 0 | 0 | 0 | 0 | 0 | 0 | 0 | 0 | 0 | 0 | 0 | 0 | 0 | 0 | 0 | 0 | 0 | 0 | 0 | 0 | 0 | 0
[10 empty] | 0 | 0 | 0 | 0 | 0 | 0 | 0 | 0 | 0 | 0 | 0 | 0 | 0 | 0 | 0 | 0 | 0 | 0 | 0 | 0 | 0 | 0 | 0 | 0 | 0 | 0 | 0 | 0
[10 empty] | 0 | 0 | 0 | 0 | 0 | 0 | 0 | 0 | 0 | 0 | 0 | 0 | 0 | 0 | 0 | 0 | 0 | 0 | 0 | 0 | 0 | 0 | 0 | 0 | 0 | 0 | 0 | 0
[10 empty] | 0 | 0 | 0 | 0 | 0 | 0 | 0 | 0 | 0 | 0 | 0 | 0 | 0 | 0 | 0 | 0 | 0 | 0 | 0 | 0 | 0 | 0 | 0 | 0 | 0 | 0 | 0 | 0
[10 empty] | 0 | 0 | 0 | 0 | 0 | 0 | 0 | 0 | 0 | 0 | 0 | 0 | 0 | 0 | 0 | 0 | 0 | 0 | 0 | 0 | 0 | 0 | 0 | 0 | 0 | 0 | 0 | 0
[10 empty] | 0 | 0 | 0 | 0 | 0 | 0 | 0 | 0 | 0 | 0 | 0 | 0 | 0 | 0 | 0 | 0 | 0 | 0 | 0 | 0 | 0 | 0 | 0 | 0 | 0 | 0 | 0 | 0
[10 empty] | 0 | 0 | 0 | 0 | 0 | 0 | 0 | 0 | 0 | 0 | 0 | 0 | 0 | 0 | 0 | 0 | 0 | 0 | 0 | 0 | 0 | 0 | 0 | 0 | 0 | 0 | 0 | 0
[10 empty] | 0 | 0 | 0 | 0 | 0 | 0 | 0 | 0 | 0 | 0 | 0 | 0 | 0 | 0 | 0 | 0 | 0 | 0 | 0 | 0 | 0 | 0 | 0 | 0 | 0 | 0 | 0 | 0
[10 empty] | 0 | 0 | 0 | 0 | 0 | 0 | 0 | 0 | 0 | 0 | 0 | 0 | 0 | 0 | 0 | 0 | 0 | 0 | 0 | 0 | 0 | 0 | 0 | 0 | 0 | 0 | 0 | 0
[10 empty] | 0 | 0 | 0 | 0 | 0 | 0 | 0 | 0 | 0 | 0 | 0 | 0 | 0 | 0 | 0 | 0 | 0 | 0 | 0 | 0 | 0 | 0 | 0 | 0 | 0 | 0 | 0 | 0
[10 empty] | 0 | 0 | 0 | 0 | 0 | 0 | 0 | 0 | 0 | 0 | 0 | 0 | 0 | 0 | 0 | 0 | 0 | 0 | 0 | 0 | 0 | 0 | 0 | 0 | 0 | 0 | 0 | 0
[10 empty] | 0 | 0 | 0 | 0 | 0 | 0 | 0 | 0 | 0 | 0 | 0 | 0 | 0 | 0 | 0 | 0 | 0 | 0 | 0 | 0 | 0 | 0 | 0 | 0 | 0 | 0 | 0 | 0
[10 empty] | 0 | 0 | 0 | 0 | 0 | 0 | 0 | 0 | 0 | 0 | 0 | 0 | 0 | 0 | 0 | 0 | 0 | 0 | 0 | 0 | 0 | 0 | 0 | 0 | 0 | 0 | 0 | 0
[10 empty] | 0 | 0 | 0 | 0 | 0 | 0 | 0 | 0 | 0 | 0 | 0 | 0 | 0 | 0 | 0 | 0 | 0 | 0 | 0 | 0 | 0 | 0 | 0 | 0 | 0 | 0 | 0 | 0
[10 empty] | 0 | 0 | 0 | 0 | 0 | 0 | 0 | 0 | 0 | 0 | 0 | 0 | 0 | 0 | 0 | 0 | 0 | 0 | 0 | 0 | 0 | 0 | 0 | 0 | 0 | 0 | 0 | 0
[10 empty] | 0 | 0 | 0 | 0 | 0 | 0 | 0 | 0 | 0 | 0 | 0 | 0 | 0 | 0 | 0 | 0 | 0 | 0 | 0 | 0 | 0 | 0 | 0 | 0 | 0 | 0 | 0 | 0
[10 empty] | 0 | 0 | 0 | 0 | 0 | 0 | 0 | 0 | 0 | 0 | 0 | 0 | 0 | 0 | 0 | 0 | 0 | 0 | 0 | 0 | 0 | 0 | 0 | 0 | 0 | 0 | 0 | 0
[10 empty] | 0 | 0 | 0 | 0 | 0 | 0 | 0 | 0 | 0 | 0 | 0 | 0 | 0 | 0 | 0 | 0 | 0 | 0 | 0 | 0 | 0 | 0 | 0 | 0 | 0 | 0 | 0 | 0
[10 empty] | 0 | 0 | 0 | 0 | 0 | 0 | 0 | 0 | 0 | 0 | 0 | 0 | 0 | 0 | 0 | 0 | 0 | 0 | 0 | 0 | 0 | 0 | 0 | 0 | 0 | 0 | 0 | 0
[10 empty] | 0 | 0 | 0 | 0 | 0 | 0 | 0 | 0 | 0 | 0 | 0 | 0 | 0 | 0 | 0 | 0 | 0 | 0 | 0 | 0 | 0 | 0 | 0 | 0 | 0 | 0 | 0 | 0
[10 empty] | 0 | 0 | 0 | 0 | 0 | 0 | 0 | 0 | 0 | 0 | 0 | 0 | 0 | 0 | 0 | 0 | 0 | 0 | 0 | 0 | 0 | 0 | 0 | 0 | 0 | 0 | 0 | 0
[10 empty] | 0 | 0 | 0 | 0 | 0 | 0 | 0 | 0 | 0 | 0 | 0 | 0 | 0 | 0 | 0 | 0 | 0 | 0 | 0 | 0 | 0 | 0 | 0 | 0 | 0 | 0 | 0 | 0
[10 empty] | 0 | 0 | 0 | 0 | 0 | 0 | 0 | 0 | 0 | 0 | 0 | 0 | 0 | 0 | 0 | 0 | 0 | 0 | 0 | 0 | 0 | 0 | 0 | 0 | 0 | 0 | 0 | 0
[10 empty] | 0 | 0 | 0 | 0 | 0 | 0 | 0 | 0 | 0 | 0 | 0 | 0 | 0 | 0 | 0 | 0 | 0 | 0 | 0 | 0 | 0 | 0 | 0 | 0 | 0 | 0 | 0 | 0
[10 empty] | 0 | 0 | 0 | 0 | 0 | 0 | 0 | 0 | 0 | 0 | 0 | 0 | 0 | 0 | 0 | 0 | 0 | 0 | 0 | 0 | 0 | 0 | 0 | 0 | 0 | 0 | 0 | 0
[10 empty] | 0 | 0 | 0 | 0 | 0 | 0 | 0 | 0 | 0 | 0 | 0 | 0 | 0 | 0 | 0 | 0 | 0 | 0 | 0 | 0 | 0 | 0 | 0 | 0 | 0 | 0 | 0 | 0
[10 empty] | 0 | 0 | 0 | 0 | 0 | 0 | 0 | 0 | 0 | 0 | 0 | 0 | 0 | 0 | 0 | 0 | 0 | 0 | 0 | 0 | 0 | 0 | 0 | 0 | 0 | 0 | 0 | 0
[10 empty] | 0 | 0 | 0 | 0 | 0 | 0 | 0 | 0 | 0 | 0 | 0 | 0 | 0 | 0 | 0 | 0 | 0 | 0 | 0 | 0 | 0 | 0 | 0 | 0 | 0 | 0 | 0 | 0
[10 empty] | 0 | 0 | 0 | 0 | 0 | 0 | 0 | 0 | 0 | 0 | 0 | 0 | 0 | 0 | 0 | 0 | 0 | 0 | 0 | 0 | 0 | 0 | 0 | 0 | 0 | 0 | 0 | 0
[10 empty] | 0 | 0 | 0 | 0 | 0 | 0 | 0 | 0 | 0 | 0 | 0 | 0 | 0 | 0 | 0 | 0 | 0 | 0 | 0 | 0 | 0 | 0 | 0 | 0 | 0 | 0 | 0 | 0
[10 empty] | 0 | 0 | 0 | 0 | 0 | 0 | 0 | 0 | 0 | 0 | 0 | 0 | 0 | 0 | 0 | 0 | 0 | 0 | 0 | 0 | 0 | 0 | 0 | 0 | 0 | 0 | 0 | 0
[10 empty] | 0 | 0 | 0 | 0 | 0 | 0 | 0 | 0 | 0 | 0 | 0 | 0 | 0 | 0 | 0 | 0 | 0 | 0 | 0 | 0 | 0 | 0 | 0 | 0 | 0 | 0 | 0 | 0
[10 empty] | 0 | 0 | 0 | 0 | 0 | 0 | 0 | 0 | 0 | 0 | 0 | 0 | 0 | 0 | 0 | 0 | 0 | 0 | 0 | 0 | 0 | 0 | 0 | 0 | 0 | 0 | 0 | 0
[10 empty] | 0 | 0 | 0 | 0 | 0 | 0 | 0 | 0 | 0 | 0 | 0 | 0 | 0 | 0 | 0 | 0 | 0 | 0 | 0 | 0 | 0 | 0 | 0 | 0 | 0 | 0 | 0 | 0
[10 empty] | 0 | 0 | 0 | 0 | 0 | 0 | 0 | 0 | 0 | 0 | 0 | 0 | 0 | 0 | 0 | 0 | 0 | 0 | 0 | 0 | 0 | 0 | 0 | 0 | 0 | 0 | 0 | 0
[10 empty] | 0 | 0 | 0 | 0 | 0 | 0 | 0 | 0 | 0 | 0 | 0 | 0 | 0 | 0 | 0 | 0 | 0 | 0 | 0 | 0 | 0 | 0 | 0 | 0 | 0 | 0 | 0 | 0
[10 empty] | 0 | 0 | 0 | 0 | 0 | 0 | 0 | 0 | 0 | 0 | 0 | 0 | 0 | 0 | 0 | 0 | 0 | 0 | 0 | 0 | 0 | 0 | 0 | 0 | 0 | 0 | 0 | 0
[10 empty] | 0 | 0 | 0 | 0 | 0 | 0 | 0 | 0 | 0 | 0 | 0 | 0 | 0 | 0 | 0 | 0 | 0 | 0 | 0 | 0 | 0 | 0 | 0 | 0 | 0 | 0 | 0 | 0
[10 empty] | 0 | 0 | 0 | 0 | 0 | 0 | 0 | 0 | 0 | 0 | 0 | 0 | 0 | 0 | 0 | 0 | 0 | 0 | 0 | 0 | 0 | 0 | 0 | 0 | 0 | 0 | 0 | 0
[10 empty] | 0 | 0 | 0 | 0 | 0 | 0 | 0 | 0 | 0 | 0 | 0 | 0 | 0 | 0 | 0 | 0 | 0 | 0 | 0 | 0 | 0 | 0 | 0 | 0 | 0 | 0 | 0 | 0
[10 empty] | 0 | 0 | 0 | 0 | 0 | 0 | 0 | 0 | 0 | 0 | 0 | 0 | 0 | 0 | 0 | 0 | 0 | 0 | 0 | 0 | 0 | 0 | 0 | 0 | 0 | 0 | 0 | 0
[10 empty] | 0 | 0 | 0 | 0 | 0 | 0 | 0 | 0 | 0 | 0 | 0 | 0 | 0 | 0 | 0 | 0 | 0 | 0 | 0 | 0 | 0 | 0 | 0 | 0 | 0 | 0 | 0 | 0
[10 empty] | 0 | 0 | 0 | 0 | 0 | 0 | 0 | 0 | 0 | 0 | 0 | 0 | 0 | 0 | 0 | 0 | 0 | 0 | 0 | 0 | 0 | 0 | 0 | 0 | 0 | 0 | 0 | 0
[10 empty] | 0 | 0 | 0 | 0 | 0 | 0 | 0 | 0 | 0 | 0 | 0 | 0 | 0 | 0 | 0 | 0 | 0 | 0 | 0 | 0 | 0 | 0 | 0 | 0 | 0 | 0 | 0 | 0
[10 empty] | 0 | 0 | 0 | 0 | 0 | 0 | 0 | 0 | 0 | 0 | 0 | 0 | 0 | 0 | 0 | 0 | 0 | 0 | 0 | 0 | 0 | 0 | 0 | 0 | 0 | 0 | 0 | 0
[10 empty] | 0 | 0 | 0 | 0 | 0 | 0 | 0 | 0 | 0 | 0 | 0 | 0 | 0 | 0 | 0 | 0 | 0 | 0 | 0 | 0 | 0 | 0 | 0 | 0 | 0 | 0 | 0 | 0
[10 empty] | 0 | 0 | 0 | 0 | 0 | 0 | 0 | 0 | 0 | 0 | 0 | 0 | 0 | 0 | 0 | 0 | 0 | 0 | 0 | 0 | 0 | 0 | 0 | 0 | 0 | 0 | 0 | 0
[10 empty] | 0 | 0 | 0 | 0 | 0 | 0 | 0 | 0 | 0 | 0 | 0 | 0 | 0 | 0 | 0 | 0 | 0 | 0 | 0 | 0 | 0 | 0 | 0 | 0 | 0 | 0 | 0 | 0
[10 empty] | 0 | 0 | 0 | 0 | 0 | 0 | 0 | 0 | 0 | 0 | 0 | 0 | 0 | 0 | 0 | 0 | 0 | 0 | 0 | 0 | 0 | 0 | 0 | 0 | 0 | 0 | 0 | 0
[10 empty] | 0 | 0 | 0 | 0 | 0 | 0 | 0 | 0 | 0 | 0 | 0 | 0 | 0 | 0 | 0 | 0 | 0 | 0 | 0 | 0 | 0 | 0 | 0 | 0 | 0 | 0 | 0 | 0
[10 empty] | 0 | 0 | 0 | 0 | 0 | 0 | 0 | 0 | 0 | 0 | 0 | 0 | 0 | 0 | 0 | 0 | 0 | 0 | 0 | 0 | 0 | 0 | 0 | 0 | 0 | 0 | 0 | 0
[10 empty] | 0 | 0 | 0 | 0 | 0 | 0 | 0 | 0 | 0 | 0 | 0 | 0 | 0 | 0 | 0 | 0 | 0 | 0 | 0 | 0 | 0 | 0 | 0 | 0 | 0 | 0 | 0 | 0
[10 empty] | 0 | 0 | 0 | 0 | 0 | 0 | 0 | 0 | 0 | 0 | 0 | 0 | 0 | 0 | 0 | 0 | 0 | 0 | 0 | 0 | 0 | 0 | 0 | 0 | 0 | 0 | 0 | 0
[10 empty] | 0 | 0 | 0 | 0 | 0 | 0 | 0 | 0 | 0 | 0 | 0 | 0 | 0 | 0 | 0 | 0 | 0 | 0 | 0 | 0 | 0 | 0 | 0 | 0 | 0 | 0 | 0 | 0
[10 empty] | 0 | 0 | 0 | 0 | 0 | 0 | 0 | 0 | 0 | 0 | 0 | 0 | 0 | 0 | 0 | 0 | 0 | 0 | 0 | 0 | 0 | 0 | 0 | 0 | 0 | 0 | 0 | 0
[10 empty] | 0 | 0 | 0 | 0 | 0 | 0 | 0 | 0 | 0 | 0 | 0 | 0 | 0 | 0 | 0 | 0 | 0 | 0 | 0 | 0 | 0 | 0 | 0 | 0 | 0 | 0 | 0 | 0
[10 empty] | 0 | 0 | 0 | 0 | 0 | 0 | 0 | 0 | 0 | 0 | 0 | 0 | 0 | 0 | 0 | 0 | 0 | 0 | 0 | 0 | 0 | 0 | 0 | 0 | 0 | 0 | 0 | 0
[10 empty] | 0 | 0 | 0 | 0 | 0 | 0 | 0 | 0 | 0 | 0 | 0 | 0 | 0 | 0 | 0 | 0 | 0 | 0 | 0 | 0 | 0 | 0 | 0 | 0 | 0 | 0 | 0 | 0
[10 empty] | 0 | 0 | 0 | 0 | 0 | 0 | 0 | 0 | 0 | 0 | 0 | 0 | 0 | 0 | 0 | 0 | 0 | 0 | 0 | 0 | 0 | 0 | 0 | 0 | 0 | 0 | 0 | 0
[10 empty] | 0 | 0 | 0 | 0 | 0 | 0 | 0 | 0 | 0 | 0 | 0 | 0 | 0 | 0 | 0 | 0 | 0 | 0 | 0 | 0 | 0 | 0 | 0 | 0 | 0 | 0 | 0 | 0
[10 empty] | 0 | 0 | 0 | 0 | 0 | 0 | 0 | 0 | 0 | 0 | 0 | 0 | 0 | 0 | 0 | 0 | 0 | 0 | 0 | 0 | 0 | 0 | 0 | 0 | 0 | 0 | 0 | 0
[10 empty] | 0 | 0 | 0 | 0 | 0 | 0 | 0 | 0 | 0 | 0 | 0 | 0 | 0 | 0 | 0 | 0 | 0 | 0 | 0 | 0 | 0 | 0 | 0 | 0 | 0 | 0 | 0 | 0
[10 empty] | 0 | 0 | 0 | 0 | 0 | 0 | 0 | 0 | 0 | 0 | 0 | 0 | 0 | 0 | 0 | 0 | 0 | 0 | 0 | 0 | 0 | 0 | 0 | 0 | 0 | 0 | 0 | 0
[10 empty] | 0 | 0 | 0 | 0 | 0 | 0 | 0 | 0 | 0 | 0 | 0 | 0 | 0 | 0 | 0 | 0 | 0 | 0 | 0 | 0 | 0 | 0 | 0 | 0 | 0 | 0 | 0 | 0
[10 empty] | 0 | 0 | 0 | 0 | 0 | 0 | 0 | 0 | 0 | 0 | 0 | 0 | 0 | 0 | 0 | 0 | 0 | 0 | 0 | 0 | 0 | 0 | 0 | 0 | 0 | 0 | 0 | 0
[10 empty] | 0 | 0 | 0 | 0 | 0 | 0 | 0 | 0 | 0 | 0 | 0 | 0 | 0 | 0 | 0 | 0 | 0 | 0 | 0 | 0 | 0 | 0 | 0 | 0 | 0 | 0 | 0 | 0
[10 empty] | 0 | 0 | 0 | 0 | 0 | 0 | 0 | 0 | 0 | 0 | 0 | 0 | 0 | 0 | 0 | 0 | 0 | 0 | 0 | 0 | 0 | 0 | 0 | 0 | 0 | 0 | 0 | 0
[10 empty] | 0 | 0 | 0 | 0 | 0 | 0 | 0 | 0 | 0 | 0 | 0 | 0 | 0 | 0 | 0 | 0 | 0 | 0 | 0 | 0 | 0 | 0 | 0 | 0 | 0 | 0 | 0 | 0
[10 empty] | 0 | 0 | 0 | 0 | 0 | 0 | 0 | 0 | 0 | 0 | 0 | 0 | 0 | 0 | 0 | 0 | 0 | 0 | 0 | 0 | 0 | 0 | 0 | 0 | 0 | 0 | 0 | 0
[10 empty] | 0 | 0 | 0 | 0 | 0 | 0 | 0 | 0 | 0 | 0 | 0 | 0 | 0 | 0 | 0 | 0 | 0 | 0 | 0 | 0 | 0 | 0 | 0 | 0 | 0 | 0 | 0 | 0
[10 empty] | 0 | 0 | 0 | 0 | 0 | 0 | 0 | 0 | 0 | 0 | 0 | 0 | 0 | 0 | 0 | 0 | 0 | 0 | 0 | 0 | 0 | 0 | 0 | 0 | 0 | 0 | 0 | 0
[10 empty] | 0 | 0 | 0 | 0 | 0 | 0 | 0 | 0 | 0 | 0 | 0 | 0 | 0 | 0 | 0 | 0 | 0 | 0 | 0 | 0 | 0 | 0 | 0 | 0 | 0 | 0 | 0 | 0
[10 empty] | 0 | 0 | 0 | 0 | 0 | 0 | 0 | 0 | 0 | 0 | 0 | 0 | 0 | 0 | 0 | 0 | 0 | 0 | 0 | 0 | 0 | 0 | 0 | 0 | 0 | 0 | 0 | 0
[10 empty] | 0 | 0 | 0 | 0 | 0 | 0 | 0 | 0 | 0 | 0 | 0 | 0 | 0 | 0 | 0 | 0 | 0 | 0 | 0 | 0 | 0 | 0 | 0 | 0 | 0 | 0 | 0 | 0
[10 empty] | 0 | 0 | 0 | 0 | 0 | 0 | 0 | 0 | 0 | 0 | 0 | 0 | 0 | 0 | 0 | 0 | 0 | 0 | 0 | 0 | 0 | 0 | 0 | 0 | 0 | 0 | 0 | 0
[10 empty] | 0 | 0 | 0 | 0 | 0 | 0 | 0 | 0 | 0 | 0 | 0 | 0 | 0 | 0 | 0 | 0 | 0 | 0 | 0 | 0 | 0 | 0 | 0 | 0 | 0 | 0 | 0 | 0
[10 empty] | 0 | 0 | 0 | 0 | 0 | 0 | 0 | 0 | 0 | 0 | 0 | 0 | 0 | 0 | 0 | 0 | 0 | 0 | 0 | 0 | 0 | 0 | 0 | 0 | 0 | 0 | 0 | 0
[10 empty] | 0 | 0 | 0 | 0 | 0 | 0 | 0 | 0 | 0 | 0 | 0 | 0 | 0 | 0 | 0 | 0 | 0 | 0 | 0 | 0 | 0 | 0 | 0 | 0 | 0 | 0 | 0 | 0
[10 empty] | 0 | 0 | 0 | 0 | 0 | 0 | 0 | 0 | 0 | 0 | 0 | 0 | 0 | 0 | 0 | 0 | 0 | 0 | 0 | 0 | 0 | 0 | 0 | 0 | 0 | 0 | 0 | 0
[10 empty] | 0 | 0 | 0 | 0 | 0 | 0 | 0 | 0 | 0 | 0 | 0 | 0 | 0 | 0 | 0 | 0 | 0 | 0 | 0 | 0 | 0 | 0 | 0 | 0 | 0 | 0 | 0 | 0
[10 empty] | 0 | 0 | 0 | 0 | 0 | 0 | 0 | 0 | 0 | 0 | 0 | 0 | 0 | 0 | 0 | 0 | 0 | 0 | 0 | 0 | 0 | 0 | 0 | 0 | 0 | 0 | 0 | 0
[10 empty] | 0 | 0 | 0 | 0 | 0 | 0 | 0 | 0 | 0 | 0 | 0 | 0 | 0 | 0 | 0 | 0 | 0 | 0 | 0 | 0 | 0 | 0 | 0 | 0 | 0 | 0 | 0 | 0
[10 empty] | 0 | 0 | 0 | 0 | 0 | 0 | 0 | 0 | 0 | 0 | 0 | 0 | 0 | 0 | 0 | 0 | 0 | 0 | 0 | 0 | 0 | 0 | 0 | 0 | 0 | 0 | 0 | 0
[10 empty] | 0 | 0 | 0 | 0 | 0 | 0 | 0 | 0 | 0 | 0 | 0 | 0 | 0 | 0 | 0 | 0 | 0 | 0 | 0 | 0 | 0 | 0 | 0 | 0 | 0 | 0 | 0 | 0
[10 empty] | 0 | 0 | 0 | 0 | 0 | 0 | 0 | 0 | 0 | 0 | 0 | 0 | 0 | 0 | 0 | 0 | 0 | 0 | 0 | 0 | 0 | 0 | 0 | 0 | 0 | 0 | 0 | 0
[10 empty] | 0 | 0 | 0 | 0 | 0 | 0 | 0 | 0 | 0 | 0 | 0 | 0 | 0 | 0 | 0 | 0 | 0 | 0 | 0 | 0 | 0 | 0 | 0 | 0 | 0 | 0 | 0 | 0
[10 empty] | 0 | 0 | 0 | 0 | 0 | 0 | 0 | 0 | 0 | 0 | 0 | 0 | 0 | 0 | 0 | 0 | 0 | 0 | 0 | 0 | 0 | 0 | 0 | 0 | 0 | 0 | 0 | 0
[10 empty] | 0 | 0 | 0 | 0 | 0 | 0 | 0 | 0 | 0 | 0 | 0 | 0 | 0 | 0 | 0 | 0 | 0 | 0 | 0 | 0 | 0 | 0 | 0 | 0 | 0 | 0 | 0 | 0
[10 empty] | 0 | 0 | 0 | 0 | 0 | 0 | 0 | 0 | 0 | 0 | 0 | 0 | 0 | 0 | 0 | 0 | 0 | 0 | 0 | 0 | 0 | 0 | 0 | 0 | 0 | 0 | 0 | 0
[10 empty] | 0 | 0 | 0 | 0 | 0 | 0 | 0 | 0 | 0 | 0 | 0 | 0 | 0 | 0 | 0 | 0 | 0 | 0 | 0 | 0 | 0 | 0 | 0 | 0 | 0 | 0 | 0 | 0
[10 empty] | 0 | 0 | 0 | 0 | 0 | 0 | 0 | 0 | 0 | 0 | 0 | 0 | 0 | 0 | 0 | 0 | 0 | 0 | 0 | 0 | 0 | 0 | 0 | 0 | 0 | 0 | 0 | 0
[10 empty] | 0 | 0 | 0 | 0 | 0 | 0 | 0 | 0 | 0 | 0 | 0 | 0 | 0 | 0 | 0 | 0 | 0 | 0 | 0 | 0 | 0 | 0 | 0 | 0 | 0 | 0 | 0 | 0
[10 empty] | 0 | 0 | 0 | 0 | 0 | 0 | 0 | 0 | 0 | 0 | 0 | 0 | 0 | 0 | 0 | 0 | 0 | 0 | 0 | 0 | 0 | 0 | 0 | 0 | 0 | 0 | 0 | 0
[10 empty] | 0 | 0 | 0 | 0 | 0 | 0 | 0 | 0 | 0 | 0 | 0 | 0 | 0 | 0 | 0 | 0 | 0 | 0 | 0 | 0 | 0 | 0 | 0 | 0 | 0 | 0 | 0 | 0
[10 empty] | 0 | 0 | 0 | 0 | 0 | 0 | 0 | 0 | 0 | 0 | 0 | 0 | 0 | 0 | 0 | 0 | 0 | 0 | 0 | 0 | 0 | 0 | 0 | 0 | 0 | 0 | 0 | 0
[10 empty] | 0 | 0 | 0 | 0 | 0 | 0 | 0 | 0 | 0 | 0 | 0 | 0 | 0 | 0 | 0 | 0 | 0 | 0 | 0 | 0 | 0 | 0 | 0 | 0 | 0 | 0 | 0 | 0
[10 empty] | 0 | 0 | 0 | 0 | 0 | 0 | 0 | 0 | 0 | 0 | 0 | 0 | 0 | 0 | 0 | 0 | 0 | 0 | 0 | 0 | 0 | 0 | 0 | 0 | 0 | 0 | 0 | 0
[10 empty] | 0 | 0 | 0 | 0 | 0 | 0 | 0 | 0 | 0 | 0 | 0 | 0 | 0 | 0 | 0 | 0 | 0 | 0 | 0 | 0 | 0 | 0 | 0 | 0 | 0 | 0 | 0 | 0
[10 empty] | 0 | 0 | 0 | 0 | 0 | 0 | 0 | 0 | 0 | 0 | 0 | 0 | 0 | 0 | 0 | 0 | 0 | 0 | 0 | 0 | 0 | 0 | 0 | 0 | 0 | 0 | 0 | 0
[10 empty] | 0 | 0 | 0 | 0 | 0 | 0 | 0 | 0 | 0 | 0 | 0 | 0 | 0 | 0 | 0 | 0 | 0 | 0 | 0 | 0 | 0 | 0 | 0 | 0 | 0 | 0 | 0 | 0
[10 empty] | 0 | 0 | 0 | 0 | 0 | 0 | 0 | 0 | 0 | 0 | 0 | 0 | 0 | 0 | 0 | 0 | 0 | 0 | 0 | 0 | 0 | 0 | 0 | 0 | 0 | 0 | 0 | 0
[10 empty] | 0 | 0 | 0 | 0 | 0 | 0 | 0 | 0 | 0 | 0 | 0 | 0 | 0 | 0 | 0 | 0 | 0 | 0 | 0 | 0 | 0 | 0 | 0 | 0 | 0 | 0 | 0 | 0
[10 empty] | 0 | 0 | 0 | 0 | 0 | 0 | 0 | 0 | 0 | 0 | 0 | 0 | 0 | 0 | 0 | 0 | 0 | 0 | 0 | 0 | 0 | 0 | 0 | 0 | 0 | 0 | 0 | 0
[10 empty] | 0 | 0 | 0 | 0 | 0 | 0 | 0 | 0 | 0 | 0 | 0 | 0 | 0 | 0 | 0 | 0 | 0 | 0 | 0 | 0 | 0 | 0 | 0 | 0 | 0 | 0 | 0 | 0
[10 empty] | 0 | 0 | 0 | 0 | 0 | 0 | 0 | 0 | 0 | 0 | 0 | 0 | 0 | 0 | 0 | 0 | 0 | 0 | 0 | 0 | 0 | 0 | 0 | 0 | 0 | 0 | 0 | 0
[10 empty] | 0 | 0 | 0 | 0 | 0 | 0 | 0 | 0 | 0 | 0 | 0 | 0 | 0 | 0 | 0 | 0 | 0 | 0 | 0 | 0 | 0 | 0 | 0 | 0 | 0 | 0 | 0 | 0
[10 empty] | 0 | 0 | 0 | 0 | 0 | 0 | 0 | 0 | 0 | 0 | 0 | 0 | 0 | 0 | 0 | 0 | 0 | 0 | 0 | 0 | 0 | 0 | 0 | 0 | 0 | 0 | 0 | 0
[10 empty] | 0 | 0 | 0 | 0 | 0 | 0 | 0 | 0 | 0 | 0 | 0 | 0 | 0 | 0 | 0 | 0 | 0 | 0 | 0 | 0 | 0 | 0 | 0 | 0 | 0 | 0 | 0 | 0
[10 empty] | 0 | 0 | 0 | 0 | 0 | 0 | 0 | 0 | 0 | 0 | 0 | 0 | 0 | 0 | 0 | 0 | 0 | 0 | 0 | 0 | 0 | 0 | 0 | 0 | 0 | 0 | 0 | 0
[10 empty] | 0 | 0 | 0 | 0 | 0 | 0 | 0 | 0 | 0 | 0 | 0 | 0 | 0 | 0 | 0 | 0 | 0 | 0 | 0 | 0 | 0 | 0 | 0 | 0 | 0 | 0 | 0 | 0
[10 empty] | 0 | 0 | 0 | 0 | 0 | 0 | 0 | 0 | 0 | 0 | 0 | 0 | 0 | 0 | 0 | 0 | 0 | 0 | 0 | 0 | 0 | 0 | 0 | 0 | 0 | 0 | 0 | 0
[10 empty] | 0 | 0 | 0 | 0 | 0 | 0 | 0 | 0 | 0 | 0 | 0 | 0 | 0 | 0 | 0 | 0 | 0 | 0 | 0 | 0 | 0 | 0 | 0 | 0 | 0 | 0 | 0 | 0
[10 empty] | 0 | 0 | 0 | 0 | 0 | 0 | 0 | 0 | 0 | 0 | 0 | 0 | 0 | 0 | 0 | 0 | 0 | 0 | 0 | 0 | 0 | 0 | 0 | 0 | 0 | 0 | 0 | 0
[10 empty] | 0 | 0 | 0 | 0 | 0 | 0 | 0 | 0 | 0 | 0 | 0 | 0 | 0 | 0 | 0 | 0 | 0 | 0 | 0 | 0 | 0 | 0 | 0 | 0 | 0 | 0 | 0 | 0
[10 empty] | 0 | 0 | 0 | 0 | 0 | 0 | 0 | 0 | 0 | 0 | 0 | 0 | 0 | 0 | 0 | 0 | 0 | 0 | 0 | 0 | 0 | 0 | 0 | 0 | 0 | 0 | 0 | 0
[10 empty] | 0 | 0 | 0 | 0 | 0 | 0 | 0 | 0 | 0 | 0 | 0 | 0 | 0 | 0 | 0 | 0 | 0 | 0 | 0 | 0 | 0 | 0 | 0 | 0 | 0 | 0 | 0 | 0
[10 empty] | 0 | 0 | 0 | 0 | 0 | 0 | 0 | 0 | 0 | 0 | 0 | 0 | 0 | 0 | 0 | 0 | 0 | 0 | 0 | 0 | 0 | 0 | 0 | 0 | 0 | 0 | 0 | 0
[10 empty] | 0 | 0 | 0 | 0 | 0 | 0 | 0 | 0 | 0 | 0 | 0 | 0 | 0 | 0 | 0 | 0 | 0 | 0 | 0 | 0 | 0 | 0 | 0 | 0 | 0 | 0 | 0 | 0
[10 empty] | 0 | 0 | 0 | 0 | 0 | 0 | 0 | 0 | 0 | 0 | 0 | 0 | 0 | 0 | 0 | 0 | 0 | 0 | 0 | 0 | 0 | 0 | 0 | 0 | 0 | 0 | 0 | 0
[10 empty] | 0 | 0 | 0 | 0 | 0 | 0 | 0 | 0 | 0 | 0 | 0 | 0 | 0 | 0 | 0 | 0 | 0 | 0 | 0 | 0 | 0 | 0 | 0 | 0 | 0 | 0 | 0 | 0
[10 empty] | 0 | 0 | 0 | 0 | 0 | 0 | 0 | 0 | 0 | 0 | 0 | 0 | 0 | 0 | 0 | 0 | 0 | 0 | 0 | 0 | 0 | 0 | 0 | 0 | 0 | 0 | 0 | 0
[10 empty] | 0 | 0 | 0 | 0 | 0 | 0 | 0 | 0 | 0 | 0 | 0 | 0 | 0 | 0 | 0 | 0 | 0 | 0 | 0 | 0 | 0 | 0 | 0 | 0 | 0 | 0 | 0 | 0
[10 empty] | 0 | 0 | 0 | 0 | 0 | 0 | 0 | 0 | 0 | 0 | 0 | 0 | 0 | 0 | 0 | 0 | 0 | 0 | 0 | 0 | 0 | 0 | 0 | 0 | 0 | 0 | 0 | 0
[10 empty] | 0 | 0 | 0 | 0 | 0 | 0 | 0 | 0 | 0 | 0 | 0 | 0 | 0 | 0 | 0 | 0 | 0 | 0 | 0 | 0 | 0 | 0 | 0 | 0 | 0 | 0 | 0 | 0
[10 empty] | 0 | 0 | 0 | 0 | 0 | 0 | 0 | 0 | 0 | 0 | 0 | 0 | 0 | 0 | 0 | 0 | 0 | 0 | 0 | 0 | 0 | 0 | 0 | 0 | 0 | 0 | 0 | 0
[10 empty] | 0 | 0 | 0 | 0 | 0 | 0 | 0 | 0 | 0 | 0 | 0 | 0 | 0 | 0 | 0 | 0 | 0 | 0 | 0 | 0 | 0 | 0 | 0 | 0 | 0 | 0 | 0 | 0
[10 empty] | 0 | 0 | 0 | 0 | 0 | 0 | 0 | 0 | 0 | 0 | 0 | 0 | 0 | 0 | 0 | 0 | 0 | 0 | 0 | 0 | 0 | 0 | 0 | 0 | 0 | 0 | 0 | 0
[10 empty] | 0 | 0 | 0 | 0 | 0 | 0 | 0 | 0 | 0 | 0 | 0 | 0 | 0 | 0 | 0 | 0 | 0 | 0 | 0 | 0 | 0 | 0 | 0 | 0 | 0 | 0 | 0 | 0
[10 empty] | 0 | 0 | 0 | 0 | 0 | 0 | 0 | 0 | 0 | 0 | 0 | 0 | 0 | 0 | 0 | 0 | 0 | 0 | 0 | 0 | 0 | 0 | 0 | 0 | 0 | 0 | 0 | 0
[10 empty] | 0 | 0 | 0 | 0 | 0 | 0 | 0 | 0 | 0 | 0 | 0 | 0 | 0 | 0 | 0 | 0 | 0 | 0 | 0 | 0 | 0 | 0 | 0 | 0 | 0 | 0 | 0 | 0
[10 empty] | 0 | 0 | 0 | 0 | 0 | 0 | 0 | 0 | 0 | 0 | 0 | 0 | 0 | 0 | 0 | 0 | 0 | 0 | 0 | 0 | 0 | 0 | 0 | 0 | 0 | 0 | 0 | 0
[10 empty] | 0 | 0 | 0 | 0 | 0 | 0 | 0 | 0 | 0 | 0 | 0 | 0 | 0 | 0 | 0 | 0 | 0 | 0 | 0 | 0 | 0 | 0 | 0 | 0 | 0 | 0 | 0 | 0
[10 empty] | 0 | 0 | 0 | 0 | 0 | 0 | 0 | 0 | 0 | 0 | 0 | 0 | 0 | 0 | 0 | 0 | 0 | 0 | 0 | 0 | 0 | 0 | 0 | 0 | 0 | 0 | 0 | 0
[10 empty] | 0 | 0 | 0 | 0 | 0 | 0 | 0 | 0 | 0 | 0 | 0 | 0 | 0 | 0 | 0 | 0 | 0 | 0 | 0 | 0 | 0 | 0 | 0 | 0 | 0 | 0 | 0 | 0
[10 empty] | 0 | 0 | 0 | 0 | 0 | 0 | 0 | 0 | 0 | 0 | 0 | 0 | 0 | 0 | 0 | 0 | 0 | 0 | 0 | 0 | 0 | 0 | 0 | 0 | 0 | 0 | 0 | 0
[10 empty] | 0 | 0 | 0 | 0 | 0 | 0 | 0 | 0 | 0 | 0 | 0 | 0 | 0 | 0 | 0 | 0 | 0 | 0 | 0 | 0 | 0 | 0 | 0 | 0 | 0 | 0 | 0 | 0
[10 empty] | 0 | 0 | 0 | 0 | 0 | 0 | 0 | 0 | 0 | 0 | 0 | 0 | 0 | 0 | 0 | 0 | 0 | 0 | 0 | 0 | 0 | 0 | 0 | 0 | 0 | 0 | 0 | 0
[10 empty] | 0 | 0 | 0 | 0 | 0 | 0 | 0 | 0 | 0 | 0 | 0 | 0 | 0 | 0 | 0 | 0 | 0 | 0 | 0 | 0 | 0 | 0 | 0 | 0 | 0 | 0 | 0 | 0
[10 empty] | 0 | 0 | 0 | 0 | 0 | 0 | 0 | 0 | 0 | 0 | 0 | 0 | 0 | 0 | 0 | 0 | 0 | 0 | 0 | 0 | 0 | 0 | 0 | 0 | 0 | 0 | 0 | 0
[10 empty] | 0 | 0 | 0 | 0 | 0 | 0 | 0 | 0 | 0 | 0 | 0 | 0 | 0 | 0 | 0 | 0 | 0 | 0 | 0 | 0 | 0 | 0 | 0 | 0 | 0 | 0 | 0 | 0
[10 empty] | 0 | 0 | 0 | 0 | 0 | 0 | 0 | 0 | 0 | 0 | 0 | 0 | 0 | 0 | 0 | 0 | 0 | 0 | 0 | 0 | 0 | 0 | 0 | 0 | 0 | 0 | 0 | 0
[10 empty] | 0 | 0 | 0 | 0 | 0 | 0 | 0 | 0 | 0 | 0 | 0 | 0 | 0 | 0 | 0 | 0 | 0 | 0 | 0 | 0 | 0 | 0 | 0 | 0 | 0 | 0 | 0 | 0
[10 empty] | 0 | 0 | 0 | 0 | 0 | 0 | 0 | 0 | 0 | 0 | 0 | 0 | 0 | 0 | 0 | 0 | 0 | 0 | 0 | 0 | 0 | 0 | 0 | 0 | 0 | 0 | 0 | 0
[10 empty] | 0 | 0 | 0 | 0 | 0 | 0 | 0 | 0 | 0 | 0 | 0 | 0 | 0 | 0 | 0 | 0 | 0 | 0 | 0 | 0 | 0 | 0 | 0 | 0 | 0 | 0 | 0 | 0
[10 empty] | 0 | 0 | 0 | 0 | 0 | 0 | 0 | 0 | 0 | 0 | 0 | 0 | 0 | 0 | 0 | 0 | 0 | 0 | 0 | 0 | 0 | 0 | 0 | 0 | 0 | 0 | 0 | 0
[10 empty] | 0 | 0 | 0 | 0 | 0 | 0 | 0 | 0 | 0 | 0 | 0 | 0 | 0 | 0 | 0 | 0 | 0 | 0 | 0 | 0 | 0 | 0 | 0 | 0 | 0 | 0 | 0 | 0
[10 empty] | 0 | 0 | 0 | 0 | 0 | 0 | 0 | 0 | 0 | 0 | 0 | 0 | 0 | 0 | 0 | 0 | 0 | 0 | 0 | 0 | 0 | 0 | 0 | 0 | 0 | 0 | 0 | 0
[10 empty] | 0 | 0 | 0 | 0 | 0 | 0 | 0 | 0 | 0 | 0 | 0 | 0 | 0 | 0 | 0 | 0 | 0 | 0 | 0 | 0 | 0 | 0 | 0 | 0 | 0 | 0 | 0 | 0
[10 empty] | 0 | 0 | 0 | 0 | 0 | 0 | 0 | 0 | 0 | 0 | 0 | 0 | 0 | 0 | 0 | 0 | 0 | 0 | 0 | 0 | 0 | 0 | 0 | 0 | 0 | 0 | 0 | 0
[10 empty] | 0 | 0 | 0 | 0 | 0 | 0 | 0 | 0 | 0 | 0 | 0 | 0 | 0 | 0 | 0 | 0 | 0 | 0 | 0 | 0 | 0 | 0 | 0 | 0 | 0 | 0 | 0 | 0
[10 empty] | 0 | 0 | 0 | 0 | 0 | 0 | 0 | 0 | 0 | 0 | 0 | 0 | 0 | 0 | 0 | 0 | 0 | 0 | 0 | 0 | 0 | 0 | 0 | 0 | 0 | 0 | 0 | 0
[10 empty] | 0 | 0 | 0 | 0 | 0 | 0 | 0 | 0 | 0 | 0 | 0 | 0 | 0 | 0 | 0 | 0 | 0 | 0 | 0 | 0 | 0 | 0 | 0 | 0 | 0 | 0 | 0 | 0
[10 empty] | 0 | 0 | 0 | 0 | 0 | 0 | 0 | 0 | 0 | 0 | 0 | 0 | 0 | 0 | 0 | 0 | 0 | 0 | 0 | 0 | 0 | 0 | 0 | 0 | 0 | 0 | 0 | 0
[10 empty] | 0 | 0 | 0 | 0 | 0 | 0 | 0 | 0 | 0 | 0 | 0 | 0 | 0 | 0 | 0 | 0 | 0 | 0 | 0 | 0 | 0 | 0 | 0 | 0 | 0 | 0 | 0 | 0
[10 empty] | 0 | 0 | 0 | 0 | 0 | 0 | 0 | 0 | 0 | 0 | 0 | 0 | 0 | 0 | 0 | 0 | 0 | 0 | 0 | 0 | 0 | 0 | 0 | 0 | 0 | 0 | 0 | 0
[10 empty] | 0 | 0 | 0 | 0 | 0 | 0 | 0 | 0 | 0 | 0 | 0 | 0 | 0 | 0 | 0 | 0 | 0 | 0 | 0 | 0 | 0 | 0 | 0 | 0 | 0 | 0 | 0 | 0
[10 empty] | 0 | 0 | 0 | 0 | 0 | 0 | 0 | 0 | 0 | 0 | 0 | 0 | 0 | 0 | 0 | 0 | 0 | 0 | 0 | 0 | 0 | 0 | 0 | 0 | 0 | 0 | 0 | 0
[10 empty] | 0 | 0 | 0 | 0 | 0 | 0 | 0 | 0 | 0 | 0 | 0 | 0 | 0 | 0 | 0 | 0 | 0 | 0 | 0 | 0 | 0 | 0 | 0 | 0 | 0 | 0 | 0 | 0
[10 empty] | 0 | 0 | 0 | 0 | 0 | 0 | 0 | 0 | 0 | 0 | 0 | 0 | 0 | 0 | 0 | 0 | 0 | 0 | 0 | 0 | 0 | 0 | 0 | 0 | 0 | 0 | 0 | 0
[10 empty] | 0 | 0 | 0 | 0 | 0 | 0 | 0 | 0 | 0 | 0 | 0 | 0 | 0 | 0 | 0 | 0 | 0 | 0 | 0 | 0 | 0 | 0 | 0 | 0 | 0 | 0 | 0 | 0
[10 empty] | 0 | 0 | 0 | 0 | 0 | 0 | 0 | 0 | 0 | 0 | 0 | 0 | 0 | 0 | 0 | 0 | 0 | 0 | 0 | 0 | 0 | 0 | 0 | 0 | 0 | 0 | 0 | 0
[10 empty] | 0 | 0 | 0 | 0 | 0 | 0 | 0 | 0 | 0 | 0 | 0 | 0 | 0 | 0 | 0 | 0 | 0 | 0 | 0 | 0 | 0 | 0 | 0 | 0 | 0 | 0 | 0 | 0
[10 empty] | 0 | 0 | 0 | 0 | 0 | 0 | 0 | 0 | 0 | 0 | 0 | 0 | 0 | 0 | 0 | 0 | 0 | 0 | 0 | 0 | 0 | 0 | 0 | 0 | 0 | 0 | 0 | 0
[10 empty] | 0 | 0 | 0 | 0 | 0 | 0 | 0 | 0 | 0 | 0 | 0 | 0 | 0 | 0 | 0 | 0 | 0 | 0 | 0 | 0 | 0 | 0 | 0 | 0 | 0 | 0 | 0 | 0
[10 empty] | 0 | 0 | 0 | 0 | 0 | 0 | 0 | 0 | 0 | 0 | 0 | 0 | 0 | 0 | 0 | 0 | 0 | 0 | 0 | 0 | 0 | 0 | 0 | 0 | 0 | 0 | 0 | 0
[10 empty] | 0 | 0 | 0 | 0 | 0 | 0 | 0 | 0 | 0 | 0 | 0 | 0 | 0 | 0 | 0 | 0 | 0 | 0 | 0 | 0 | 0 | 0 | 0 | 0 | 0 | 0 | 0 | 0
[10 empty] | 0 | 0 | 0 | 0 | 0 | 0 | 0 | 0 | 0 | 0 | 0 | 0 | 0 | 0 | 0 | 0 | 0 | 0 | 0 | 0 | 0 | 0 | 0 | 0 | 0 | 0 | 0 | 0
[10 empty] | 0 | 0 | 0 | 0 | 0 | 0 | 0 | 0 | 0 | 0 | 0 | 0 | 0 | 0 | 0 | 0 | 0 | 0 | 0 | 0 | 0 | 0 | 0 | 0 | 0 | 0 | 0 | 0
[10 empty] | 0 | 0 | 0 | 0 | 0 | 0 | 0 | 0 | 0 | 0 | 0 | 0 | 0 | 0 | 0 | 0 | 0 | 0 | 0 | 0 | 0 | 0 | 0 | 0 | 0 | 0 | 0 | 0
[10 empty] | 0 | 0 | 0 | 0 | 0 | 0 | 0 | 0 | 0 | 0 | 0 | 0 | 0 | 0 | 0 | 0 | 0 | 0 | 0 | 0 | 0 | 0 | 0 | 0 | 0 | 0 | 0 | 0
[10 empty] | 0 | 0 | 0 | 0 | 0 | 0 | 0 | 0 | 0 | 0 | 0 | 0 | 0 | 0 | 0 | 0 | 0 | 0 | 0 | 0 | 0 | 0 | 0 | 0 | 0 | 0 | 0 | 0
[10 empty] | 0 | 0 | 0 | 0 | 0 | 0 | 0 | 0 | 0 | 0 | 0 | 0 | 0 | 0 | 0 | 0 | 0 | 0 | 0 | 0 | 0 | 0 | 0 | 0 | 0 | 0 | 0 | 0
[10 empty] | 0 | 0 | 0 | 0 | 0 | 0 | 0 | 0 | 0 | 0 | 0 | 0 | 0 | 0 | 0 | 0 | 0 | 0 | 0 | 0 | 0 | 0 | 0 | 0 | 0 | 0 | 0 | 0
[10 empty] | 0 | 0 | 0 | 0 | 0 | 0 | 0 | 0 | 0 | 0 | 0 | 0 | 0 | 0 | 0 | 0 | 0 | 0 | 0 | 0 | 0 | 0 | 0 | 0 | 0 | 0 | 0 | 0
[10 empty] | 0 | 0 | 0 | 0 | 0 | 0 | 0 | 0 | 0 | 0 | 0 | 0 | 0 | 0 | 0 | 0 | 0 | 0 | 0 | 0 | 0 | 0 | 0 | 0 | 0 | 0 | 0 | 0
[10 empty] | 0 | 0 | 0 | 0 | 0 | 0 | 0 | 0 | 0 | 0 | 0 | 0 | 0 | 0 | 0 | 0 | 0 | 0 | 0 | 0 | 0 | 0 | 0 | 0 | 0 | 0 | 0 | 0
[10 empty] | 0 | 0 | 0 | 0 | 0 | 0 | 0 | 0 | 0 | 0 | 0 | 0 | 0 | 0 | 0 | 0 | 0 | 0 | 0 | 0 | 0 | 0 | 0 | 0 | 0 | 0 | 0 | 0
[10 empty] | 0 | 0 | 0 | 0 | 0 | 0 | 0 | 0 | 0 | 0 | 0 | 0 | 0 | 0 | 0 | 0 | 0 | 0 | 0 | 0 | 0 | 0 | 0 | 0 | 0 | 0 | 0 | 0
[10 empty] | 0 | 0 | 0 | 0 | 0 | 0 | 0 | 0 | 0 | 0 | 0 | 0 | 0 | 0 | 0 | 0 | 0 | 0 | 0 | 0 | 0 | 0 | 0 | 0 | 0 | 0 | 0 | 0
[10 empty] | 0 | 0 | 0 | 0 | 0 | 0 | 0 | 0 | 0 | 0 | 0 | 0 | 0 | 0 | 0 | 0 | 0 | 0 | 0 | 0 | 0 | 0 | 0 | 0 | 0 | 0 | 0 | 0
[10 empty] | 0 | 0 | 0 | 0 | 0 | 0 | 0 | 0 | 0 | 0 | 0 | 0 | 0 | 0 | 0 | 0 | 0 | 0 | 0 | 0 | 0 | 0 | 0 | 0 | 0 | 0 | 0 | 0
[10 empty] | 0 | 0 | 0 | 0 | 0 | 0 | 0 | 0 | 0 | 0 | 0 | 0 | 0 | 0 | 0 | 0 | 0 | 0 | 0 | 0 | 0 | 0 | 0 | 0 | 0 | 0 | 0 | 0
[10 empty] | 0 | 0 | 0 | 0 | 0 | 0 | 0 | 0 | 0 | 0 | 0 | 0 | 0 | 0 | 0 | 0 | 0 | 0 | 0 | 0 | 0 | 0 | 0 | 0 | 0 | 0 | 0 | 0
[10 empty] | 0 | 0 | 0 | 0 | 0 | 0 | 0 | 0 | 0 | 0 | 0 | 0 | 0 | 0 | 0 | 0 | 0 | 0 | 0 | 0 | 0 | 0 | 0 | 0 | 0 | 0 | 0 | 0
[10 empty] | 0 | 0 | 0 | 0 | 0 | 0 | 0 | 0 | 0 | 0 | 0 | 0 | 0 | 0 | 0 | 0 | 0 | 0 | 0 | 0 | 0 | 0 | 0 | 0 | 0 | 0 | 0 | 0
[10 empty] | 0 | 0 | 0 | 0 | 0 | 0 | 0 | 0 | 0 | 0 | 0 | 0 | 0 | 0 | 0 | 0 | 0 | 0 | 0 | 0 | 0 | 0 | 0 | 0 | 0 | 0 | 0 | 0
[10 empty] | 0 | 0 | 0 | 0 | 0 | 0 | 0 | 0 | 0 | 0 | 0 | 0 | 0 | 0 | 0 | 0 | 0 | 0 | 0 | 0 | 0 | 0 | 0 | 0 | 0 | 0 | 0 | 0
[10 empty] | 0 | 0 | 0 | 0 | 0 | 0 | 0 | 0 | 0 | 0 | 0 | 0 | 0 | 0 | 0 | 0 | 0 | 0 | 0 | 0 | 0 | 0 | 0 | 0 | 0 | 0 | 0 | 0
[10 empty] | 0 | 0 | 0 | 0 | 0 | 0 | 0 | 0 | 0 | 0 | 0 | 0 | 0 | 0 | 0 | 0 | 0 | 0 | 0 | 0 | 0 | 0 | 0 | 0 | 0 | 0 | 0 | 0
[10 empty] | 0 | 0 | 0 | 0 | 0 | 0 | 0 | 0 | 0 | 0 | 0 | 0 | 0 | 0 | 0 | 0 | 0 | 0 | 0 | 0 | 0 | 0 | 0 | 0 | 0 | 0 | 0 | 0
[10 empty] | 0 | 0 | 0 | 0 | 0 | 0 | 0 | 0 | 0 | 0 | 0 | 0 | 0 | 0 | 0 | 0 | 0 | 0 | 0 | 0 | 0 | 0 | 0 | 0 | 0 | 0 | 0 | 0
[10 empty] | 0 | 0 | 0 | 0 | 0 | 0 | 0 | 0 | 0 | 0 | 0 | 0 | 0 | 0 | 0 | 0 | 0 | 0 | 0 | 0 | 0 | 0 | 0 | 0 | 0 | 0 | 0 | 0
[10 empty] | 0 | 0 | 0 | 0 | 0 | 0 | 0 | 0 | 0 | 0 | 0 | 0 | 0 | 0 | 0 | 0 | 0 | 0 | 0 | 0 | 0 | 0 | 0 | 0 | 0 | 0 | 0 | 0
[10 empty] | 0 | 0 | 0 | 0 | 0 | 0 | 0 | 0 | 0 | 0 | 0 | 0 | 0 | 0 | 0 | 0 | 0 | 0 | 0 | 0 | 0 | 0 | 0 | 0 | 0 | 0 | 0 | 0
[10 empty] | 0 | 0 | 0 | 0 | 0 | 0 | 0 | 0 | 0 | 0 | 0 | 0 | 0 | 0 | 0 | 0 | 0 | 0 | 0 | 0 | 0 | 0 | 0 | 0 | 0 | 0 | 0 | 0
[10 empty] | 0 | 0 | 0 | 0 | 0 | 0 | 0 | 0 | 0 | 0 | 0 | 0 | 0 | 0 | 0 | 0 | 0 | 0 | 0 | 0 | 0 | 0 | 0 | 0 | 0 | 0 | 0 | 0
[10 empty] | 0 | 0 | 0 | 0 | 0 | 0 | 0 | 0 | 0 | 0 | 0 | 0 | 0 | 0 | 0 | 0 | 0 | 0 | 0 | 0 | 0 | 0 | 0 | 0 | 0 | 0 | 0 | 0
[10 empty] | 0 | 0 | 0 | 0 | 0 | 0 | 0 | 0 | 0 | 0 | 0 | 0 | 0 | 0 | 0 | 0 | 0 | 0 | 0 | 0 | 0 | 0 | 0 | 0 | 0 | 0 | 0 | 0
[10 empty] | 0 | 0 | 0 | 0 | 0 | 0 | 0 | 0 | 0 | 0 | 0 | 0 | 0 | 0 | 0 | 0 | 0 | 0 | 0 | 0 | 0 | 0 | 0 | 0 | 0 | 0 | 0 | 0
[10 empty] | 0 | 0 | 0 | 0 | 0 | 0 | 0 | 0 | 0 | 0 | 0 | 0 | 0 | 0 | 0 | 0 | 0 | 0 | 0 | 0 | 0 | 0 | 0 | 0 | 0 | 0 | 0 | 0
[10 empty] | 0 | 0 | 0 | 0 | 0 | 0 | 0 | 0 | 0 | 0 | 0 | 0 | 0 | 0 | 0 | 0 | 0 | 0 | 0 | 0 | 0 | 0 | 0 | 0 | 0 | 0 | 0 | 0
[10 empty] | 0 | 0 | 0 | 0 | 0 | 0 | 0 | 0 | 0 | 0 | 0 | 0 | 0 | 0 | 0 | 0 | 0 | 0 | 0 | 0 | 0 | 0 | 0 | 0 | 0 | 0 | 0 | 0
[10 empty] | 0 | 0 | 0 | 0 | 0 | 0 | 0 | 0 | 0 | 0 | 0 | 0 | 0 | 0 | 0 | 0 | 0 | 0 | 0 | 0 | 0 | 0 | 0 | 0 | 0 | 0 | 0 | 0
[10 empty] | 0 | 0 | 0 | 0 | 0 | 0 | 0 | 0 | 0 | 0 | 0 | 0 | 0 | 0 | 0 | 0 | 0 | 0 | 0 | 0 | 0 | 0 | 0 | 0 | 0 | 0 | 0 | 0
[10 empty] | 0 | 0 | 0 | 0 | 0 | 0 | 0 | 0 | 0 | 0 | 0 | 0 | 0 | 0 | 0 | 0 | 0 | 0 | 0 | 0 | 0 | 0 | 0 | 0 | 0 | 0 | 0 | 0
[10 empty] | 0 | 0 | 0 | 0 | 0 | 0 | 0 | 0 | 0 | 0 | 0 | 0 | 0 | 0 | 0 | 0 | 0 | 0 | 0 | 0 | 0 | 0 | 0 | 0 | 0 | 0 | 0 | 0
[10 empty] | 0 | 0 | 0 | 0 | 0 | 0 | 0 | 0 | 0 | 0 | 0 | 0 | 0 | 0 | 0 | 0 | 0 | 0 | 0 | 0 | 0 | 0 | 0 | 0 | 0 | 0 | 0 | 0
[10 empty] | 0 | 0 | 0 | 0 | 0 | 0 | 0 | 0 | 0 | 0 | 0 | 0 | 0 | 0 | 0 | 0 | 0 | 0 | 0 | 0 | 0 | 0 | 0 | 0 | 0 | 0 | 0 | 0
[10 empty] | 0 | 0 | 0 | 0 | 0 | 0 | 0 | 0 | 0 | 0 | 0 | 0 | 0 | 0 | 0 | 0 | 0 | 0 | 0 | 0 | 0 | 0 | 0 | 0 | 0 | 0 | 0 | 0
[10 empty] | 0 | 0 | 0 | 0 | 0 | 0 | 0 | 0 | 0 | 0 | 0 | 0 | 0 | 0 | 0 | 0 | 0 | 0 | 0 | 0 | 0 | 0 | 0 | 0 | 0 | 0 | 0 | 0
[10 empty] | 0 | 0 | 0 | 0 | 0 | 0 | 0 | 0 | 0 | 0 | 0 | 0 | 0 | 0 | 0 | 0 | 0 | 0 | 0 | 0 | 0 | 0 | 0 | 0 | 0 | 0 | 0 | 0
[10 empty] | 0 | 0 | 0 | 0 | 0 | 0 | 0 | 0 | 0 | 0 | 0 | 0 | 0 | 0 | 0 | 0 | 0 | 0 | 0 | 0 | 0 | 0 | 0 | 0 | 0 | 0 | 0 | 0
[10 empty] | 0 | 0 | 0 | 0 | 0 | 0 | 0 | 0 | 0 | 0 | 0 | 0 | 0 | 0 | 0 | 0 | 0 | 0 | 0 | 0 | 0 | 0 | 0 | 0 | 0 | 0 | 0 | 0
[10 empty] | 0 | 0 | 0 | 0 | 0 | 0 | 0 | 0 | 0 | 0 | 0 | 0 | 0 | 0 | 0 | 0 | 0 | 0 | 0 | 0 | 0 | 0 | 0 | 0 | 0 | 0 | 0 | 0
[10 empty] | 0 | 0 | 0 | 0 | 0 | 0 | 0 | 0 | 0 | 0 | 0 | 0 | 0 | 0 | 0 | 0 | 0 | 0 | 0 | 0 | 0 | 0 | 0 | 0 | 0 | 0 | 0 | 0
[10 empty] | 0 | 0 | 0 | 0 | 0 | 0 | 0 | 0 | 0 | 0 | 0 | 0 | 0 | 0 | 0 | 0 | 0 | 0 | 0 | 0 | 0 | 0 | 0 | 0 | 0 | 0 | 0 | 0
[10 empty] | 0 | 0 | 0 | 0 | 0 | 0 | 0 | 0 | 0 | 0 | 0 | 0 | 0 | 0 | 0 | 0 | 0 | 0 | 0 | 0 | 0 | 0 | 0 | 0 | 0 | 0 | 0 | 0
[10 empty] | 0 | 0 | 0 | 0 | 0 | 0 | 0 | 0 | 0 | 0 | 0 | 0 | 0 | 0 | 0 | 0 | 0 | 0 | 0 | 0 | 0 | 0 | 0 | 0 | 0 | 0 | 0 | 0
[10 empty] | 0 | 0 | 0 | 0 | 0 | 0 | 0 | 0 | 0 | 0 | 0 | 0 | 0 | 0 | 0 | 0 | 0 | 0 | 0 | 0 | 0 | 0 | 0 | 0 | 0 | 0 | 0 | 0
[10 empty] | 0 | 0 | 0 | 0 | 0 | 0 | 0 | 0 | 0 | 0 | 0 | 0 | 0 | 0 | 0 | 0 | 0 | 0 | 0 | 0 | 0 | 0 | 0 | 0 | 0 | 0 | 0 | 0
[10 empty] | 0 | 0 | 0 | 0 | 0 | 0 | 0 | 0 | 0 | 0 | 0 | 0 | 0 | 0 | 0 | 0 | 0 | 0 | 0 | 0 | 0 | 0 | 0 | 0 | 0 | 0 | 0 | 0
[10 empty] | 0 | 0 | 0 | 0 | 0 | 0 | 0 | 0 | 0 | 0 | 0 | 0 | 0 | 0 | 0 | 0 | 0 | 0 | 0 | 0 | 0 | 0 | 0 | 0 | 0 | 0 | 0 | 0
[10 empty] | 0 | 0 | 0 | 0 | 0 | 0 | 0 | 0 | 0 | 0 | 0 | 0 | 0 | 0 | 0 | 0 | 0 | 0 | 0 | 0 | 0 | 0 | 0 | 0 | 0 | 0 | 0 | 0
[10 empty] | 0 | 0 | 0 | 0 | 0 | 0 | 0 | 0 | 0 | 0 | 0 | 0 | 0 | 0 | 0 | 0 | 0 | 0 | 0 | 0 | 0 | 0 | 0 | 0 | 0 | 0 | 0 | 0
[10 empty] | 0 | 0 | 0 | 0 | 0 | 0 | 0 | 0 | 0 | 0 | 0 | 0 | 0 | 0 | 0 | 0 | 0 | 0 | 0 | 0 | 0 | 0 | 0 | 0 | 0 | 0 | 0 | 0
[10 empty] | 0 | 0 | 0 | 0 | 0 | 0 | 0 | 0 | 0 | 0 | 0 | 0 | 0 | 0 | 0 | 0 | 0 | 0 | 0 | 0 | 0 | 0 | 0 | 0 | 0 | 0 | 0 | 0
[10 empty] | 0 | 0 | 0 | 0 | 0 | 0 | 0 | 0 | 0 | 0 | 0 | 0 | 0 | 0 | 0 | 0 | 0 | 0 | 0 | 0 | 0 | 0 | 0 | 0 | 0 | 0 | 0 | 0
[10 empty] | 0 | 0 | 0 | 0 | 0 | 0 | 0 | 0 | 0 | 0 | 0 | 0 | 0 | 0 | 0 | 0 | 0 | 0 | 0 | 0 | 0 | 0 | 0 | 0 | 0 | 0 | 0 | 0
[10 empty] | 0 | 0 | 0 | 0 | 0 | 0 | 0 | 0 | 0 | 0 | 0 | 0 | 0 | 0 | 0 | 0 | 0 | 0 | 0 | 0 | 0 | 0 | 0 | 0 | 0 | 0 | 0 | 0
[10 empty] | 0 | 0 | 0 | 0 | 0 | 0 | 0 | 0 | 0 | 0 | 0 | 0 | 0 | 0 | 0 | 0 | 0 | 0 | 0 | 0 | 0 | 0 | 0 | 0 | 0 | 0 | 0 | 0
[10 empty] | 0 | 0 | 0 | 0 | 0 | 0 | 0 | 0 | 0 | 0 | 0 | 0 | 0 | 0 | 0 | 0 | 0 | 0 | 0 | 0 | 0 | 0 | 0 | 0 | 0 | 0 | 0 | 0
[10 empty] | 0 | 0 | 0 | 0 | 0 | 0 | 0 | 0 | 0 | 0 | 0 | 0 | 0 | 0 | 0 | 0 | 0 | 0 | 0 | 0 | 0 | 0 | 0 | 0 | 0 | 0 | 0 | 0
[10 empty] | 0 | 0 | 0 | 0 | 0 | 0 | 0 | 0 | 0 | 0 | 0 | 0 | 0 | 0 | 0 | 0 | 0 | 0 | 0 | 0 | 0 | 0 | 0 | 0 | 0 | 0 | 0 | 0
[10 empty] | 0 | 0 | 0 | 0 | 0 | 0 | 0 | 0 | 0 | 0 | 0 | 0 | 0 | 0 | 0 | 0 | 0 | 0 | 0 | 0 | 0 | 0 | 0 | 0 | 0 | 0 | 0 | 0
[10 empty] | 0 | 0 | 0 | 0 | 0 | 0 | 0 | 0 | 0 | 0 | 0 | 0 | 0 | 0 | 0 | 0 | 0 | 0 | 0 | 0 | 0 | 0 | 0 | 0 | 0 | 0 | 0 | 0
[10 empty] | 0 | 0 | 0 | 0 | 0 | 0 | 0 | 0 | 0 | 0 | 0 | 0 | 0 | 0 | 0 | 0 | 0 | 0 | 0 | 0 | 0 | 0 | 0 | 0 | 0 | 0 | 0 | 0
[10 empty] | 0 | 0 | 0 | 0 | 0 | 0 | 0 | 0 | 0 | 0 | 0 | 0 | 0 | 0 | 0 | 0 | 0 | 0 | 0 | 0 | 0 | 0 | 0 | 0 | 0 | 0 | 0 | 0
[10 empty] | 0 | 0 | 0 | 0 | 0 | 0 | 0 | 0 | 0 | 0 | 0 | 0 | 0 | 0 | 0 | 0 | 0 | 0 | 0 | 0 | 0 | 0 | 0 | 0 | 0 | 0 | 0 | 0
[10 empty] | 0 | 0 | 0 | 0 | 0 | 0 | 0 | 0 | 0 | 0 | 0 | 0 | 0 | 0 | 0 | 0 | 0 | 0 | 0 | 0 | 0 | 0 | 0 | 0 | 0 | 0 | 0 | 0
[10 empty] | 0 | 0 | 0 | 0 | 0 | 0 | 0 | 0 | 0 | 0 | 0 | 0 | 0 | 0 | 0 | 0 | 0 | 0 | 0 | 0 | 0 | 0 | 0 | 0 | 0 | 0 | 0 | 0
[10 empty] | 0 | 0 | 0 | 0 | 0 | 0 | 0 | 0 | 0 | 0 | 0 | 0 | 0 | 0 | 0 | 0 | 0 | 0 | 0 | 0 | 0 | 0 | 0 | 0 | 0 | 0 | 0 | 0
[10 empty] | 0 | 0 | 0 | 0 | 0 | 0 | 0 | 0 | 0 | 0 | 0 | 0 | 0 | 0 | 0 | 0 | 0 | 0 | 0 | 0 | 0 | 0 | 0 | 0 | 0 | 0 | 0 | 0
[10 empty] | 0 | 0 | 0 | 0 | 0 | 0 | 0 | 0 | 0 | 0 | 0 | 0 | 0 | 0 | 0 | 0 | 0 | 0 | 0 | 0 | 0 | 0 | 0 | 0 | 0 | 0 | 0 | 0
[10 empty] | 0 | 0 | 0 | 0 | 0 | 0 | 0 | 0 | 0 | 0 | 0 | 0 | 0 | 0 | 0 | 0 | 0 | 0 | 0 | 0 | 0 | 0 | 0 | 0 | 0 | 0 | 0 | 0
[10 empty] | 0 | 0 | 0 | 0 | 0 | 0 | 0 | 0 | 0 | 0 | 0 | 0 | 0 | 0 | 0 | 0 | 0 | 0 | 0 | 0 | 0 | 0 | 0 | 0 | 0 | 0 | 0 | 0
[10 empty] | 0 | 0 | 0 | 0 | 0 | 0 | 0 | 0 | 0 | 0 | 0 | 0 | 0 | 0 | 0 | 0 | 0 | 0 | 0 | 0 | 0 | 0 | 0 | 0 | 0 | 0 | 0 | 0
[10 empty] | 0 | 0 | 0 | 0 | 0 | 0 | 0 | 0 | 0 | 0 | 0 | 0 | 0 | 0 | 0 | 0 | 0 | 0 | 0 | 0 | 0 | 0 | 0 | 0 | 0 | 0 | 0 | 0
[10 empty] | 0 | 0 | 0 | 0 | 0 | 0 | 0 | 0 | 0 | 0 | 0 | 0 | 0 | 0 | 0 | 0 | 0 | 0 | 0 | 0 | 0 | 0 | 0 | 0 | 0 | 0 | 0 | 0
[10 empty] | 0 | 0 | 0 | 0 | 0 | 0 | 0 | 0 | 0 | 0 | 0 | 0 | 0 | 0 | 0 | 0 | 0 | 0 | 0 | 0 | 0 | 0 | 0 | 0 | 0 | 0 | 0 | 0
[10 empty] | 0 | 0 | 0 | 0 | 0 | 0 | 0 | 0 | 0 | 0 | 0 | 0 | 0 | 0 | 0 | 0 | 0 | 0 | 0 | 0 | 0 | 0 | 0 | 0 | 0 | 0 | 0 | 0
[10 empty] | 0 | 0 | 0 | 0 | 0 | 0 | 0 | 0 | 0 | 0 | 0 | 0 | 0 | 0 | 0 | 0 | 0 | 0 | 0 | 0 | 0 | 0 | 0 | 0 | 0 | 0 | 0 | 0
[10 empty] | 0 | 0 | 0 | 0 | 0 | 0 | 0 | 0 | 0 | 0 | 0 | 0 | 0 | 0 | 0 | 0 | 0 | 0 | 0 | 0 | 0 | 0 | 0 | 0 | 0 | 0 | 0 | 0
[10 empty] | 0 | 0 | 0 | 0 | 0 | 0 | 0 | 0 | 0 | 0 | 0 | 0 | 0 | 0 | 0 | 0 | 0 | 0 | 0 | 0 | 0 | 0 | 0 | 0 | 0 | 0 | 0 | 0
[10 empty] | 0 | 0 | 0 | 0 | 0 | 0 | 0 | 0 | 0 | 0 | 0 | 0 | 0 | 0 | 0 | 0 | 0 | 0 | 0 | 0 | 0 | 0 | 0 | 0 | 0 | 0 | 0 | 0
[10 empty] | 0 | 0 | 0 | 0 | 0 | 0 | 0 | 0 | 0 | 0 | 0 | 0 | 0 | 0 | 0 | 0 | 0 | 0 | 0 | 0 | 0 | 0 | 0 | 0 | 0 | 0 | 0 | 0
[10 empty] | 0 | 0 | 0 | 0 | 0 | 0 | 0 | 0 | 0 | 0 | 0 | 0 | 0 | 0 | 0 | 0 | 0 | 0 | 0 | 0 | 0 | 0 | 0 | 0 | 0 | 0 | 0 | 0
[10 empty] | 0 | 0 | 0 | 0 | 0 | 0 | 0 | 0 | 0 | 0 | 0 | 0 | 0 | 0 | 0 | 0 | 0 | 0 | 0 | 0 | 0 | 0 | 0 | 0 | 0 | 0 | 0 | 0
[10 empty] | 0 | 0 | 0 | 0 | 0 | 0 | 0 | 0 | 0 | 0 | 0 | 0 | 0 | 0 | 0 | 0 | 0 | 0 | 0 | 0 | 0 | 0 | 0 | 0 | 0 | 0 | 0 | 0
[10 empty] | 0 | 0 | 0 | 0 | 0 | 0 | 0 | 0 | 0 | 0 | 0 | 0 | 0 | 0 | 0 | 0 | 0 | 0 | 0 | 0 | 0 | 0 | 0 | 0 | 0 | 0 | 0 | 0
[10 empty] | 0 | 0 | 0 | 0 | 0 | 0 | 0 | 0 | 0 | 0 | 0 | 0 | 0 | 0 | 0 | 0 | 0 | 0 | 0 | 0 | 0 | 0 | 0 | 0 | 0 | 0 | 0 | 0
[10 empty] | 0 | 0 | 0 | 0 | 0 | 0 | 0 | 0 | 0 | 0 | 0 | 0 | 0 | 0 | 0 | 0 | 0 | 0 | 0 | 0 | 0 | 0 | 0 | 0 | 0 | 0 | 0 | 0
[10 empty] | 0 | 0 | 0 | 0 | 0 | 0 | 0 | 0 | 0 | 0 | 0 | 0 | 0 | 0 | 0 | 0 | 0 | 0 | 0 | 0 | 0 | 0 | 0 | 0 | 0 | 0 | 0 | 0
[10 empty] | 0 | 0 | 0 | 0 | 0 | 0 | 0 | 0 | 0 | 0 | 0 | 0 | 0 | 0 | 0 | 0 | 0 | 0 | 0 | 0 | 0 | 0 | 0 | 0 | 0 | 0 | 0 | 0
[10 empty] | 0 | 0 | 0 | 0 | 0 | 0 | 0 | 0 | 0 | 0 | 0 | 0 | 0 | 0 | 0 | 0 | 0 | 0 | 0 | 0 | 0 | 0 | 0 | 0 | 0 | 0 | 0 | 0
[10 empty] | 0 | 0 | 0 | 0 | 0 | 0 | 0 | 0 | 0 | 0 | 0 | 0 | 0 | 0 | 0 | 0 | 0 | 0 | 0 | 0 | 0 | 0 | 0 | 0 | 0 | 0 | 0 | 0
[10 empty] | 0 | 0 | 0 | 0 | 0 | 0 | 0 | 0 | 0 | 0 | 0 | 0 | 0 | 0 | 0 | 0 | 0 | 0 | 0 | 0 | 0 | 0 | 0 | 0 | 0 | 0 | 0 | 0
[10 empty] | 0 | 0 | 0 | 0 | 0 | 0 | 0 | 0 | 0 | 0 | 0 | 0 | 0 | 0 | 0 | 0 | 0 | 0 | 0 | 0 | 0 | 0 | 0 | 0 | 0 | 0 | 0 | 0
[10 empty] | 0 | 0 | 0 | 0 | 0 | 0 | 0 | 0 | 0 | 0 | 0 | 0 | 0 | 0 | 0 | 0 | 0 | 0 | 0 | 0 | 0 | 0 | 0 | 0 | 0 | 0 | 0 | 0
[10 empty] | 0 | 0 | 0 | 0 | 0 | 0 | 0 | 0 | 0 | 0 | 0 | 0 | 0 | 0 | 0 | 0 | 0 | 0 | 0 | 0 | 0 | 0 | 0 | 0 | 0 | 0 | 0 | 0
[10 empty] | 0 | 0 | 0 | 0 | 0 | 0 | 0 | 0 | 0 | 0 | 0 | 0 | 0 | 0 | 0 | 0 | 0 | 0 | 0 | 0 | 0 | 0 | 0 | 0 | 0 | 0 | 0 | 0
[10 empty] | 0 | 0 | 0 | 0 | 0 | 0 | 0 | 0 | 0 | 0 | 0 | 0 | 0 | 0 | 0 | 0 | 0 | 0 | 0 | 0 | 0 | 0 | 0 | 0 | 0 | 0 | 0 | 0
[10 empty] | 0 | 0 | 0 | 0 | 0 | 0 | 0 | 0 | 0 | 0 | 0 | 0 | 0 | 0 | 0 | 0 | 0 | 0 | 0 | 0 | 0 | 0 | 0 | 0 | 0 | 0 | 0 | 0
[10 empty] | 0 | 0 | 0 | 0 | 0 | 0 | 0 | 0 | 0 | 0 | 0 | 0 | 0 | 0 | 0 | 0 | 0 | 0 | 0 | 0 | 0 | 0 | 0 | 0 | 0 | 0 | 0 | 0
[10 empty] | 0 | 0 | 0 | 0 | 0 | 0 | 0 | 0 | 0 | 0 | 0 | 0 | 0 | 0 | 0 | 0 | 0 | 0 | 0 | 0 | 0 | 0 | 0 | 0 | 0 | 0 | 0 | 0
[10 empty] | 0 | 0 | 0 | 0 | 0 | 0 | 0 | 0 | 0 | 0 | 0 | 0 | 0 | 0 | 0 | 0 | 0 | 0 | 0 | 0 | 0 | 0 | 0 | 0 | 0 | 0 | 0 | 0
[10 empty] | 0 | 0 | 0 | 0 | 0 | 0 | 0 | 0 | 0 | 0 | 0 | 0 | 0 | 0 | 0 | 0 | 0 | 0 | 0 | 0 | 0 | 0 | 0 | 0 | 0 | 0 | 0 | 0
[10 empty] | 0 | 0 | 0 | 0 | 0 | 0 | 0 | 0 | 0 | 0 | 0 | 0 | 0 | 0 | 0 | 0 | 0 | 0 | 0 | 0 | 0 | 0 | 0 | 0 | 0 | 0 | 0 | 0
[10 empty] | 0 | 0 | 0 | 0 | 0 | 0 | 0 | 0 | 0 | 0 | 0 | 0 | 0 | 0 | 0 | 0 | 0 | 0 | 0 | 0 | 0 | 0 | 0 | 0 | 0 | 0 | 0 | 0
[10 empty] | 0 | 0 | 0 | 0 | 0 | 0 | 0 | 0 | 0 | 0 | 0 | 0 | 0 | 0 | 0 | 0 | 0 | 0 | 0 | 0 | 0 | 0 | 0 | 0 | 0 | 0 | 0 | 0
[10 empty] | 0 | 0 | 0 | 0 | 0 | 0 | 0 | 0 | 0 | 0 | 0 | 0 | 0 | 0 | 0 | 0 | 0 | 0 | 0 | 0 | 0 | 0 | 0 | 0 | 0 | 0 | 0 | 0
[10 empty] | 0 | 0 | 0 | 0 | 0 | 0 | 0 | 0 | 0 | 0 | 0 | 0 | 0 | 0 | 0 | 0 | 0 | 0 | 0 | 0 | 0 | 0 | 0 | 0 | 0 | 0 | 0 | 0
[10 empty] | 0 | 0 | 0 | 0 | 0 | 0 | 0 | 0 | 0 | 0 | 0 | 0 | 0 | 0 | 0 | 0 | 0 | 0 | 0 | 0 | 0 | 0 | 0 | 0 | 0 | 0 | 0 | 0
[10 empty] | 0 | 0 | 0 | 0 | 0 | 0 | 0 | 0 | 0 | 0 | 0 | 0 | 0 | 0 | 0 | 0 | 0 | 0 | 0 | 0 | 0 | 0 | 0 | 0 | 0 | 0 | 0 | 0
[10 empty] | 0 | 0 | 0 | 0 | 0 | 0 | 0 | 0 | 0 | 0 | 0 | 0 | 0 | 0 | 0 | 0 | 0 | 0 | 0 | 0 | 0 | 0 | 0 | 0 | 0 | 0 | 0 | 0
[10 empty] | 0 | 0 | 0 | 0 | 0 | 0 | 0 | 0 | 0 | 0 | 0 | 0 | 0 | 0 | 0 | 0 | 0 | 0 | 0 | 0 | 0 | 0 | 0 | 0 | 0 | 0 | 0 | 0
[10 empty] | 0 | 0 | 0 | 0 | 0 | 0 | 0 | 0 | 0 | 0 | 0 | 0 | 0 | 0 | 0 | 0 | 0 | 0 | 0 | 0 | 0 | 0 | 0 | 0 | 0 | 0 | 0 | 0
[10 empty] | 0 | 0 | 0 | 0 | 0 | 0 | 0 | 0 | 0 | 0 | 0 | 0 | 0 | 0 | 0 | 0 | 0 | 0 | 0 | 0 | 0 | 0 | 0 | 0 | 0 | 0 | 0 | 0
[10 empty] | 0 | 0 | 0 | 0 | 0 | 0 | 0 | 0 | 0 | 0 | 0 | 0 | 0 | 0 | 0 | 0 | 0 | 0 | 0 | 0 | 0 | 0 | 0 | 0 | 0 | 0 | 0 | 0
[10 empty] | 0 | 0 | 0 | 0 | 0 | 0 | 0 | 0 | 0 | 0 | 0 | 0 | 0 | 0 | 0 | 0 | 0 | 0 | 0 | 0 | 0 | 0 | 0 | 0 | 0 | 0 | 0 | 0
[10 empty] | 0 | 0 | 0 | 0 | 0 | 0 | 0 | 0 | 0 | 0 | 0 | 0 | 0 | 0 | 0 | 0 | 0 | 0 | 0 | 0 | 0 | 0 | 0 | 0 | 0 | 0 | 0 | 0
[10 empty] | 0 | 0 | 0 | 0 | 0 | 0 | 0 | 0 | 0 | 0 | 0 | 0 | 0 | 0 | 0 | 0 | 0 | 0 | 0 | 0 | 0 | 0 | 0 | 0 | 0 | 0 | 0 | 0
[10 empty] | 0 | 0 | 0 | 0 | 0 | 0 | 0 | 0 | 0 | 0 | 0 | 0 | 0 | 0 | 0 | 0 | 0 | 0 | 0 | 0 | 0 | 0 | 0 | 0 | 0 | 0 | 0 | 0
[10 empty] | 0 | 0 | 0 | 0 | 0 | 0 | 0 | 0 | 0 | 0 | 0 | 0 | 0 | 0 | 0 | 0 | 0 | 0 | 0 | 0 | 0 | 0 | 0 | 0 | 0 | 0 | 0 | 0
[10 empty] | 0 | 0 | 0 | 0 | 0 | 0 | 0 | 0 | 0 | 0 | 0 | 0 | 0 | 0 | 0 | 0 | 0 | 0 | 0 | 0 | 0 | 0 | 0 | 0 | 0 | 0 | 0 | 0
[10 empty] | 0 | 0 | 0 | 0 | 0 | 0 | 0 | 0 | 0 | 0 | 0 | 0 | 0 | 0 | 0 | 0 | 0 | 0 | 0 | 0 | 0 | 0 | 0 | 0 | 0 | 0 | 0 | 0
[10 empty] | 0 | 0 | 0 | 0 | 0 | 0 | 0 | 0 | 0 | 0 | 0 | 0 | 0 | 0 | 0 | 0 | 0 | 0 | 0 | 0 | 0 | 0 | 0 | 0 | 0 | 0 | 0 | 0
[10 empty] | 0 | 0 | 0 | 0 | 0 | 0 | 0 | 0 | 0 | 0 | 0 | 0 | 0 | 0 | 0 | 0 | 0 | 0 | 0 | 0 | 0 | 0 | 0 | 0 | 0 | 0 | 0 | 0
[10 empty] | 0 | 0 | 0 | 0 | 0 | 0 | 0 | 0 | 0 | 0 | 0 | 0 | 0 | 0 | 0 | 0 | 0 | 0 | 0 | 0 | 0 | 0 | 0 | 0 | 0 | 0 | 0 | 0
[10 empty] | 0 | 0 | 0 | 0 | 0 | 0 | 0 | 0 | 0 | 0 | 0 | 0 | 0 | 0 | 0 | 0 | 0 | 0 | 0 | 0 | 0 | 0 | 0 | 0 | 0 | 0 | 0 | 0
[10 empty] | 0 | 0 | 0 | 0 | 0 | 0 | 0 | 0 | 0 | 0 | 0 | 0 | 0 | 0 | 0 | 0 | 0 | 0 | 0 | 0 | 0 | 0 | 0 | 0 | 0 | 0 | 0 | 0
[10 empty] | 0 | 0 | 0 | 0 | 0 | 0 | 0 | 0 | 0 | 0 | 0 | 0 | 0 | 0 | 0 | 0 | 0 | 0 | 0 | 0 | 0 | 0 | 0 | 0 | 0 | 0 | 0 | 0
[10 empty] | 0 | 0 | 0 | 0 | 0 | 0 | 0 | 0 | 0 | 0 | 0 | 0 | 0 | 0 | 0 | 0 | 0 | 0 | 0 | 0 | 0 | 0 | 0 | 0 | 0 | 0 | 0 | 0
[10 empty] | 0 | 0 | 0 | 0 | 0 | 0 | 0 | 0 | 0 | 0 | 0 | 0 | 0 | 0 | 0 | 0 | 0 | 0 | 0 | 0 | 0 | 0 | 0 | 0 | 0 | 0 | 0 | 0
[10 empty] | 0 | 0 | 0 | 0 | 0 | 0 | 0 | 0 | 0 | 0 | 0 | 0 | 0 | 0 | 0 | 0 | 0 | 0 | 0 | 0 | 0 | 0 | 0 | 0 | 0 | 0 | 0 | 0
[10 empty] | 0 | 0 | 0 | 0 | 0 | 0 | 0 | 0 | 0 | 0 | 0 | 0 | 0 | 0 | 0 | 0 | 0 | 0 | 0 | 0 | 0 | 0 | 0 | 0 | 0 | 0 | 0 | 0
[10 empty] | 0 | 0 | 0 | 0 | 0 | 0 | 0 | 0 | 0 | 0 | 0 | 0 | 0 | 0 | 0 | 0 | 0 | 0 | 0 | 0 | 0 | 0 | 0 | 0 | 0 | 0 | 0 | 0
[10 empty] | 0 | 0 | 0 | 0 | 0 | 0 | 0 | 0 | 0 | 0 | 0 | 0 | 0 | 0 | 0 | 0 | 0 | 0 | 0 | 0 | 0 | 0 | 0 | 0 | 0 | 0 | 0 | 0
[10 empty] | 0 | 0 | 0 | 0 | 0 | 0 | 0 | 0 | 0 | 0 | 0 | 0 | 0 | 0 | 0 | 0 | 0 | 0 | 0 | 0 | 0 | 0 | 0 | 0 | 0 | 0 | 0 | 0
[10 empty] | 0 | 0 | 0 | 0 | 0 | 0 | 0 | 0 | 0 | 0 | 0 | 0 | 0 | 0 | 0 | 0 | 0 | 0 | 0 | 0 | 0 | 0 | 0 | 0 | 0 | 0 | 0 | 0
[10 empty] | 0 | 0 | 0 | 0 | 0 | 0 | 0 | 0 | 0 | 0 | 0 | 0 | 0 | 0 | 0 | 0 | 0 | 0 | 0 | 0 | 0 | 0 | 0 | 0 | 0 | 0 | 0 | 0
[10 empty] | 0 | 0 | 0 | 0 | 0 | 0 | 0 | 0 | 0 | 0 | 0 | 0 | 0 | 0 | 0 | 0 | 0 | 0 | 0 | 0 | 0 | 0 | 0 | 0 | 0 | 0 | 0 | 0
[10 empty] | 0 | 0 | 0 | 0 | 0 | 0 | 0 | 0 | 0 | 0 | 0 | 0 | 0 | 0 | 0 | 0 | 0 | 0 | 0 | 0 | 0 | 0 | 0 | 0 | 0 | 0 | 0 | 0
[10 empty] | 0 | 0 | 0 | 0 | 0 | 0 | 0 | 0 | 0 | 0 | 0 | 0 | 0 | 0 | 0 | 0 | 0 | 0 | 0 | 0 | 0 | 0 | 0 | 0 | 0 | 0 | 0 | 0
[10 empty] | 0 | 0 | 0 | 0 | 0 | 0 | 0 | 0 | 0 | 0 | 0 | 0 | 0 | 0 | 0 | 0 | 0 | 0 | 0 | 0 | 0 | 0 | 0 | 0 | 0 | 0 | 0 | 0
[10 empty] | 0 | 0 | 0 | 0 | 0 | 0 | 0 | 0 | 0 | 0 | 0 | 0 | 0 | 0 | 0 | 0 | 0 | 0 | 0 | 0 | 0 | 0 | 0 | 0 | 0 | 0 | 0 | 0
[10 empty] | 0 | 0 | 0 | 0 | 0 | 0 | 0 | 0 | 0 | 0 | 0 | 0 | 0 | 0 | 0 | 0 | 0 | 0 | 0 | 0 | 0 | 0 | 0 | 0 | 0 | 0 | 0 | 0
[10 empty] | 0 | 0 | 0 | 0 | 0 | 0 | 0 | 0 | 0 | 0 | 0 | 0 | 0 | 0 | 0 | 0 | 0 | 0 | 0 | 0 | 0 | 0 | 0 | 0 | 0 | 0 | 0 | 0
[10 empty] | 0 | 0 | 0 | 0 | 0 | 0 | 0 | 0 | 0 | 0 | 0 | 0 | 0 | 0 | 0 | 0 | 0 | 0 | 0 | 0 | 0 | 0 | 0 | 0 | 0 | 0 | 0 | 0
[10 empty] | 0 | 0 | 0 | 0 | 0 | 0 | 0 | 0 | 0 | 0 | 0 | 0 | 0 | 0 | 0 | 0 | 0 | 0 | 0 | 0 | 0 | 0 | 0 | 0 | 0 | 0 | 0 | 0
[10 empty] | 0 | 0 | 0 | 0 | 0 | 0 | 0 | 0 | 0 | 0 | 0 | 0 | 0 | 0 | 0 | 0 | 0 | 0 | 0 | 0 | 0 | 0 | 0 | 0 | 0 | 0 | 0 | 0
[10 empty] | 0 | 0 | 0 | 0 | 0 | 0 | 0 | 0 | 0 | 0 | 0 | 0 | 0 | 0 | 0 | 0 | 0 | 0 | 0 | 0 | 0 | 0 | 0 | 0 | 0 | 0 | 0 | 0
[10 empty] | 0 | 0 | 0 | 0 | 0 | 0 | 0 | 0 | 0 | 0 | 0 | 0 | 0 | 0 | 0 | 0 | 0 | 0 | 0 | 0 | 0 | 0 | 0 | 0 | 0 | 0 | 0 | 0
[10 empty] | 0 | 0 | 0 | 0 | 0 | 0 | 0 | 0 | 0 | 0 | 0 | 0 | 0 | 0 | 0 | 0 | 0 | 0 | 0 | 0 | 0 | 0 | 0 | 0 | 0 | 0 | 0 | 0
[10 empty] | 0 | 0 | 0 | 0 | 0 | 0 | 0 | 0 | 0 | 0 | 0 | 0 | 0 | 0 | 0 | 0 | 0 | 0 | 0 | 0 | 0 | 0 | 0 | 0 | 0 | 0 | 0 | 0
[10 empty] | 0 | 0 | 0 | 0 | 0 | 0 | 0 | 0 | 0 | 0 | 0 | 0 | 0 | 0 | 0 | 0 | 0 | 0 | 0 | 0 | 0 | 0 | 0 | 0 | 0 | 0 | 0 | 0
[10 empty] | 0 | 0 | 0 | 0 | 0 | 0 | 0 | 0 | 0 | 0 | 0 | 0 | 0 | 0 | 0 | 0 | 0 | 0 | 0 | 0 | 0 | 0 | 0 | 0 | 0 | 0 | 0 | 0
[10 empty] | 0 | 0 | 0 | 0 | 0 | 0 | 0 | 0 | 0 | 0 | 0 | 0 | 0 | 0 | 0 | 0 | 0 | 0 | 0 | 0 | 0 | 0 | 0 | 0 | 0 | 0 | 0 | 0
[10 empty] | 0 | 0 | 0 | 0 | 0 | 0 | 0 | 0 | 0 | 0 | 0 | 0 | 0 | 0 | 0 | 0 | 0 | 0 | 0 | 0 | 0 | 0 | 0 | 0 | 0 | 0 | 0 | 0
[10 empty] | 0 | 0 | 0 | 0 | 0 | 0 | 0 | 0 | 0 | 0 | 0 | 0 | 0 | 0 | 0 | 0 | 0 | 0 | 0 | 0 | 0 | 0 | 0 | 0 | 0 | 0 | 0 | 0
[10 empty] | 0 | 0 | 0 | 0 | 0 | 0 | 0 | 0 | 0 | 0 | 0 | 0 | 0 | 0 | 0 | 0 | 0 | 0 | 0 | 0 | 0 | 0 | 0 | 0 | 0 | 0 | 0 | 0
[10 empty] | 0 | 0 | 0 | 0 | 0 | 0 | 0 | 0 | 0 | 0 | 0 | 0 | 0 | 0 | 0 | 0 | 0 | 0 | 0 | 0 | 0 | 0 | 0 | 0 | 0 | 0 | 0 | 0
[10 empty] | 0 | 0 | 0 | 0 | 0 | 0 | 0 | 0 | 0 | 0 | 0 | 0 | 0 | 0 | 0 | 0 | 0 | 0 | 0 | 0 | 0 | 0 | 0 | 0 | 0 | 0 | 0 | 0
[10 empty] | 0 | 0 | 0 | 0 | 0 | 0 | 0 | 0 | 0 | 0 | 0 | 0 | 0 | 0 | 0 | 0 | 0 | 0 | 0 | 0 | 0 | 0 | 0 | 0 | 0 | 0 | 0 | 0
[10 empty] | 0 | 0 | 0 | 0 | 0 | 0 | 0 | 0 | 0 | 0 | 0 | 0 | 0 | 0 | 0 | 0 | 0 | 0 | 0 | 0 | 0 | 0 | 0 | 0 | 0 | 0 | 0 | 0
[10 empty] | 0 | 0 | 0 | 0 | 0 | 0 | 0 | 0 | 0 | 0 | 0 | 0 | 0 | 0 | 0 | 0 | 0 | 0 | 0 | 0 | 0 | 0 | 0 | 0 | 0 | 0 | 0 | 0
[10 empty] | 0 | 0 | 0 | 0 | 0 | 0 | 0 | 0 | 0 | 0 | 0 | 0 | 0 | 0 | 0 | 0 | 0 | 0 | 0 | 0 | 0 | 0 | 0 | 0 | 0 | 0 | 0 | 0
[10 empty] | 0 | 0 | 0 | 0 | 0 | 0 | 0 | 0 | 0 | 0 | 0 | 0 | 0 | 0 | 0 | 0 | 0 | 0 | 0 | 0 | 0 | 0 | 0 | 0 | 0 | 0 | 0 | 0
[10 empty] | 0 | 0 | 0 | 0 | 0 | 0 | 0 | 0 | 0 | 0 | 0 | 0 | 0 | 0 | 0 | 0 | 0 | 0 | 0 | 0 | 0 | 0 | 0 | 0 | 0 | 0 | 0 | 0
[10 empty] | 0 | 0 | 0 | 0 | 0 | 0 | 0 | 0 | 0 | 0 | 0 | 0 | 0 | 0 | 0 | 0 | 0 | 0 | 0 | 0 | 0 | 0 | 0 | 0 | 0 | 0 | 0 | 0
[10 empty] | 0 | 0 | 0 | 0 | 0 | 0 | 0 | 0 | 0 | 0 | 0 | 0 | 0 | 0 | 0 | 0 | 0 | 0 | 0 | 0 | 0 | 0 | 0 | 0 | 0 | 0 | 0 | 0
[10 empty] | 0 | 0 | 0 | 0 | 0 | 0 | 0 | 0 | 0 | 0 | 0 | 0 | 0 | 0 | 0 | 0 | 0 | 0 | 0 | 0 | 0 | 0 | 0 | 0 | 0 | 0 | 0 | 0
[10 empty] | 0 | 0 | 0 | 0 | 0 | 0 | 0 | 0 | 0 | 0 | 0 | 0 | 0 | 0 | 0 | 0 | 0 | 0 | 0 | 0 | 0 | 0 | 0 | 0 | 0 | 0 | 0 | 0
[10 empty] | 0 | 0 | 0 | 0 | 0 | 0 | 0 | 0 | 0 | 0 | 0 | 0 | 0 | 0 | 0 | 0 | 0 | 0 | 0 | 0 | 0 | 0 | 0 | 0 | 0 | 0 | 0 | 0
[10 empty] | 0 | 0 | 0 | 0 | 0 | 0 | 0 | 0 | 0 | 0 | 0 | 0 | 0 | 0 | 0 | 0 | 0 | 0 | 0 | 0 | 0 | 0 | 0 | 0 | 0 | 0 | 0 | 0
[10 empty] | 0 | 0 | 0 | 0 | 0 | 0 | 0 | 0 | 0 | 0 | 0 | 0 | 0 | 0 | 0 | 0 | 0 | 0 | 0 | 0 | 0 | 0 | 0 | 0 | 0 | 0 | 0 | 0
[10 empty] | 0 | 0 | 0 | 0 | 0 | 0 | 0 | 0 | 0 | 0 | 0 | 0 | 0 | 0 | 0 | 0 | 0 | 0 | 0 | 0 | 0 | 0 | 0 | 0 | 0 | 0 | 0 | 0
[10 empty] | 0 | 0 | 0 | 0 | 0 | 0 | 0 | 0 | 0 | 0 | 0 | 0 | 0 | 0 | 0 | 0 | 0 | 0 | 0 | 0 | 0 | 0 | 0 | 0 | 0 | 0 | 0 | 0
[10 empty] | 0 | 0 | 0 | 0 | 0 | 0 | 0 | 0 | 0 | 0 | 0 | 0 | 0 | 0 | 0 | 0 | 0 | 0 | 0 | 0 | 0 | 0 | 0 | 0 | 0 | 0 | 0 | 0
[10 empty] | 0 | 0 | 0 | 0 | 0 | 0 | 0 | 0 | 0 | 0 | 0 | 0 | 0 | 0 | 0 | 0 | 0 | 0 | 0 | 0 | 0 | 0 | 0 | 0 | 0 | 0 | 0 | 0
[10 empty] | 0 | 0 | 0 | 0 | 0 | 0 | 0 | 0 | 0 | 0 | 0 | 0 | 0 | 0 | 0 | 0 | 0 | 0 | 0 | 0 | 0 | 0 | 0 | 0 | 0 | 0 | 0 | 0
[10 empty] | 0 | 0 | 0 | 0 | 0 | 0 | 0 | 0 | 0 | 0 | 0 | 0 | 0 | 0 | 0 | 0 | 0 | 0 | 0 | 0 | 0 | 0 | 0 | 0 | 0 | 0 | 0 | 0
[10 empty] | 0 | 0 | 0 | 0 | 0 | 0 | 0 | 0 | 0 | 0 | 0 | 0 | 0 | 0 | 0 | 0 | 0 | 0 | 0 | 0 | 0 | 0 | 0 | 0 | 0 | 0 | 0 | 0
[10 empty] | 0 | 0 | 0 | 0 | 0 | 0 | 0 | 0 | 0 | 0 | 0 | 0 | 0 | 0 | 0 | 0 | 0 | 0 | 0 | 0 | 0 | 0 | 0 | 0 | 0 | 0 | 0 | 0
[10 empty] | 0 | 0 | 0 | 0 | 0 | 0 | 0 | 0 | 0 | 0 | 0 | 0 | 0 | 0 | 0 | 0 | 0 | 0 | 0 | 0 | 0 | 0 | 0 | 0 | 0 | 0 | 0 | 0
[10 empty] | 0 | 0 | 0 | 0 | 0 | 0 | 0 | 0 | 0 | 0 | 0 | 0 | 0 | 0 | 0 | 0 | 0 | 0 | 0 | 0 | 0 | 0 | 0 | 0 | 0 | 0 | 0 | 0
[10 empty] | 0 | 0 | 0 | 0 | 0 | 0 | 0 | 0 | 0 | 0 | 0 | 0 | 0 | 0 | 0 | 0 | 0 | 0 | 0 | 0 | 0 | 0 | 0 | 0 | 0 | 0 | 0 | 0
[10 empty] | 0 | 0 | 0 | 0 | 0 | 0 | 0 | 0 | 0 | 0 | 0 | 0 | 0 | 0 | 0 | 0 | 0 | 0 | 0 | 0 | 0 | 0 | 0 | 0 | 0 | 0 | 0 | 0
[10 empty] | 0 | 0 | 0 | 0 | 0 | 0 | 0 | 0 | 0 | 0 | 0 | 0 | 0 | 0 | 0 | 0 | 0 | 0 | 0 | 0 | 0 | 0 | 0 | 0 | 0 | 0 | 0 | 0
[10 empty] | 0 | 0 | 0 | 0 | 0 | 0 | 0 | 0 | 0 | 0 | 0 | 0 | 0 | 0 | 0 | 0 | 0 | 0 | 0 | 0 | 0 | 0 | 0 | 0 | 0 | 0 | 0 | 0
[10 empty] | 0 | 0 | 0 | 0 | 0 | 0 | 0 | 0 | 0 | 0 | 0 | 0 | 0 | 0 | 0 | 0 | 0 | 0 | 0 | 0 | 0 | 0 | 0 | 0 | 0 | 0 | 0 | 0
[10 empty] | 0 | 0 | 0 | 0 | 0 | 0 | 0 | 0 | 0 | 0 | 0 | 0 | 0 | 0 | 0 | 0 | 0 | 0 | 0 | 0 | 0 | 0 | 0 | 0 | 0 | 0 | 0 | 0
[10 empty] | 0 | 0 | 0 | 0 | 0 | 0 | 0 | 0 | 0 | 0 | 0 | 0 | 0 | 0 | 0 | 0 | 0 | 0 | 0 | 0 | 0 | 0 | 0 | 0 | 0 | 0 | 0 | 0
[10 empty] | 0 | 0 | 0 | 0 | 0 | 0 | 0 | 0 | 0 | 0 | 0 | 0 | 0 | 0 | 0 | 0 | 0 | 0 | 0 | 0 | 0 | 0 | 0 | 0 | 0 | 0 | 0 | 0
[10 empty] | 0 | 0 | 0 | 0 | 0 | 0 | 0 | 0 | 0 | 0 | 0 | 0 | 0 | 0 | 0 | 0 | 0 | 0 | 0 | 0 | 0 | 0 | 0 | 0 | 0 | 0 | 0 | 0
[10 empty] | 0 | 0 | 0 | 0 | 0 | 0 | 0 | 0 | 0 | 0 | 0 | 0 | 0 | 0 | 0 | 0 | 0 | 0 | 0 | 0 | 0 | 0 | 0 | 0 | 0 | 0 | 0 | 0
[10 empty] | 0 | 0 | 0 | 0 | 0 | 0 | 0 | 0 | 0 | 0 | 0 | 0 | 0 | 0 | 0 | 0 | 0 | 0 | 0 | 0 | 0 | 0 | 0 | 0 | 0 | 0 | 0 | 0
[10 empty] | 0 | 0 | 0 | 0 | 0 | 0 | 0 | 0 | 0 | 0 | 0 | 0 | 0 | 0 | 0 | 0 | 0 | 0 | 0 | 0 | 0 | 0 | 0 | 0 | 0 | 0 | 0 | 0
[10 empty] | 0 | 0 | 0 | 0 | 0 | 0 | 0 | 0 | 0 | 0 | 0 | 0 | 0 | 0 | 0 | 0 | 0 | 0 | 0 | 0 | 0 | 0 | 0 | 0 | 0 | 0 | 0 | 0
[10 empty] | 0 | 0 | 0 | 0 | 0 | 0 | 0 | 0 | 0 | 0 | 0 | 0 | 0 | 0 | 0 | 0 | 0 | 0 | 0 | 0 | 0 | 0 | 0 | 0 | 0 | 0 | 0 | 0
[10 empty] | 0 | 0 | 0 | 0 | 0 | 0 | 0 | 0 | 0 | 0 | 0 | 0 | 0 | 0 | 0 | 0 | 0 | 0 | 0 | 0 | 0 | 0 | 0 | 0 | 0 | 0 | 0 | 0
[10 empty] | 0 | 0 | 0 | 0 | 0 | 0 | 0 | 0 | 0 | 0 | 0 | 0 | 0 | 0 | 0 | 0 | 0 | 0 | 0 | 0 | 0 | 0 | 0 | 0 | 0 | 0 | 0 | 0
[10 empty] | 0 | 0 | 0 | 0 | 0 | 0 | 0 | 0 | 0 | 0 | 0 | 0 | 0 | 0 | 0 | 0 | 0 | 0 | 0 | 0 | 0 | 0 | 0 | 0 | 0 | 0 | 0 | 0
[10 empty] | 0 | 0 | 0 | 0 | 0 | 0 | 0 | 0 | 0 | 0 | 0 | 0 | 0 | 0 | 0 | 0 | 0 | 0 | 0 | 0 | 0 | 0 | 0 | 0 | 0 | 0 | 0 | 0
[10 empty] | 0 | 0 | 0 | 0 | 0 | 0 | 0 | 0 | 0 | 0 | 0 | 0 | 0 | 0 | 0 | 0 | 0 | 0 | 0 | 0 | 0 | 0 | 0 | 0 | 0 | 0 | 0 | 0
[10 empty] | 0 | 0 | 0 | 0 | 0 | 0 | 0 | 0 | 0 | 0 | 0 | 0 | 0 | 0 | 0 | 0 | 0 | 0 | 0 | 0 | 0 | 0 | 0 | 0 | 0 | 0 | 0 | 0
[10 empty] | 0 | 0 | 0 | 0 | 0 | 0 | 0 | 0 | 0 | 0 | 0 | 0 | 0 | 0 | 0 | 0 | 0 | 0 | 0 | 0 | 0 | 0 | 0 | 0 | 0 | 0 | 0 | 0
[10 empty] | 0 | 0 | 0 | 0 | 0 | 0 | 0 | 0 | 0 | 0 | 0 | 0 | 0 | 0 | 0 | 0 | 0 | 0 | 0 | 0 | 0 | 0 | 0 | 0 | 0 | 0 | 0 | 0
[10 empty] | 0 | 0 | 0 | 0 | 0 | 0 | 0 | 0 | 0 | 0 | 0 | 0 | 0 | 0 | 0 | 0 | 0 | 0 | 0 | 0 | 0 | 0 | 0 | 0 | 0 | 0 | 0 | 0
[10 empty] | 0 | 0 | 0 | 0 | 0 | 0 | 0 | 0 | 0 | 0 | 0 | 0 | 0 | 0 | 0 | 0 | 0 | 0 | 0 | 0 | 0 | 0 | 0 | 0 | 0 | 0 | 0 | 0
[10 empty] | 0 | 0 | 0 | 0 | 0 | 0 | 0 | 0 | 0 | 0 | 0 | 0 | 0 | 0 | 0 | 0 | 0 | 0 | 0 | 0 | 0 | 0 | 0 | 0 | 0 | 0 | 0 | 0
[10 empty] | 0 | 0 | 0 | 0 | 0 | 0 | 0 | 0 | 0 | 0 | 0 | 0 | 0 | 0 | 0 | 0 | 0 | 0 | 0 | 0 | 0 | 0 | 0 | 0 | 0 | 0 | 0 | 0
[10 empty] | 0 | 0 | 0 | 0 | 0 | 0 | 0 | 0 | 0 | 0 | 0 | 0 | 0 | 0 | 0 | 0 | 0 | 0 | 0 | 0 | 0 | 0 | 0 | 0 | 0 | 0 | 0 | 0
[10 empty] | 0 | 0 | 0 | 0 | 0 | 0 | 0 | 0 | 0 | 0 | 0 | 0 | 0 | 0 | 0 | 0 | 0 | 0 | 0 | 0 | 0 | 0 | 0 | 0 | 0 | 0 | 0 | 0
[10 empty] | 0 | 0 | 0 | 0 | 0 | 0 | 0 | 0 | 0 | 0 | 0 | 0 | 0 | 0 | 0 | 0 | 0 | 0 | 0 | 0 | 0 | 0 | 0 | 0 | 0 | 0 | 0 | 0
[10 empty] | 0 | 0 | 0 | 0 | 0 | 0 | 0 | 0 | 0 | 0 | 0 | 0 | 0 | 0 | 0 | 0 | 0 | 0 | 0 | 0 | 0 | 0 | 0 | 0 | 0 | 0 | 0 | 0
[10 empty] | 0 | 0 | 0 | 0 | 0 | 0 | 0 | 0 | 0 | 0 | 0 | 0 | 0 | 0 | 0 | 0 | 0 | 0 | 0 | 0 | 0 | 0 | 0 | 0 | 0 | 0 | 0 | 0
[10 empty] | 0 | 0 | 0 | 0 | 0 | 0 | 0 | 0 | 0 | 0 | 0 | 0 | 0 | 0 | 0 | 0 | 0 | 0 | 0 | 0 | 0 | 0 | 0 | 0 | 0 | 0 | 0 | 0
[10 empty] | 0 | 0 | 0 | 0 | 0 | 0 | 0 | 0 | 0 | 0 | 0 | 0 | 0 | 0 | 0 | 0 | 0 | 0 | 0 | 0 | 0 | 0 | 0 | 0 | 0 | 0 | 0 | 0
[10 empty] | 0 | 0 | 0 | 0 | 0 | 0 | 0 | 0 | 0 | 0 | 0 | 0 | 0 | 0 | 0 | 0 | 0 | 0 | 0 | 0 | 0 | 0 | 0 | 0 | 0 | 0 | 0 | 0
[10 empty] | 0 | 0 | 0 | 0 | 0 | 0 | 0 | 0 | 0 | 0 | 0 | 0 | 0 | 0 | 0 | 0 | 0 | 0 | 0 | 0 | 0 | 0 | 0 | 0 | 0 | 0 | 0 | 0
[10 empty] | 0 | 0 | 0 | 0 | 0 | 0 | 0 | 0 | 0 | 0 | 0 | 0 | 0 | 0 | 0 | 0 | 0 | 0 | 0 | 0 | 0 | 0 | 0 | 0 | 0 | 0 | 0 | 0
[10 empty] | 0 | 0 | 0 | 0 | 0 | 0 | 0 | 0 | 0 | 0 | 0 | 0 | 0 | 0 | 0 | 0 | 0 | 0 | 0 | 0 | 0 | 0 | 0 | 0 | 0 | 0 | 0 | 0
[10 empty] | 0 | 0 | 0 | 0 | 0 | 0 | 0 | 0 | 0 | 0 | 0 | 0 | 0 | 0 | 0 | 0 | 0 | 0 | 0 | 0 | 0 | 0 | 0 | 0 | 0 | 0 | 0 | 0
[10 empty] | 0 | 0 | 0 | 0 | 0 | 0 | 0 | 0 | 0 | 0 | 0 | 0 | 0 | 0 | 0 | 0 | 0 | 0 | 0 | 0 | 0 | 0 | 0 | 0 | 0 | 0 | 0 | 0
[10 empty] | 0 | 0 | 0 | 0 | 0 | 0 | 0 | 0 | 0 | 0 | 0 | 0 | 0 | 0 | 0 | 0 | 0 | 0 | 0 | 0 | 0 | 0 | 0 | 0 | 0 | 0 | 0 | 0
[10 empty] | 0 | 0 | 0 | 0 | 0 | 0 | 0 | 0 | 0 | 0 | 0 | 0 | 0 | 0 | 0 | 0 | 0 | 0 | 0 | 0 | 0 | 0 | 0 | 0 | 0 | 0 | 0 | 0
[10 empty] | 0 | 0 | 0 | 0 | 0 | 0 | 0 | 0 | 0 | 0 | 0 | 0 | 0 | 0 | 0 | 0 | 0 | 0 | 0 | 0 | 0 | 0 | 0 | 0 | 0 | 0 | 0 | 0
[10 empty] | 0 | 0 | 0 | 0 | 0 | 0 | 0 | 0 | 0 | 0 | 0 | 0 | 0 | 0 | 0 | 0 | 0 | 0 | 0 | 0 | 0 | 0 | 0 | 0 | 0 | 0 | 0 | 0
[10 empty] | 0 | 0 | 0 | 0 | 0 | 0 | 0 | 0 | 0 | 0 | 0 | 0 | 0 | 0 | 0 | 0 | 0 | 0 | 0 | 0 | 0 | 0 | 0 | 0 | 0 | 0 | 0 | 0
[10 empty] | 0 | 0 | 0 | 0 | 0 | 0 | 0 | 0 | 0 | 0 | 0 | 0 | 0 | 0 | 0 | 0 | 0 | 0 | 0 | 0 | 0 | 0 | 0 | 0 | 0 | 0 | 0 | 0
[10 empty] | 0 | 0 | 0 | 0 | 0 | 0 | 0 | 0 | 0 | 0 | 0 | 0 | 0 | 0 | 0 | 0 | 0 | 0 | 0 | 0 | 0 | 0 | 0 | 0 | 0 | 0 | 0 | 0
[10 empty] | 0 | 0 | 0 | 0 | 0 | 0 | 0 | 0 | 0 | 0 | 0 | 0 | 0 | 0 | 0 | 0 | 0 | 0 | 0 | 0 | 0 | 0 | 0 | 0 | 0 | 0 | 0 | 0
[10 empty] | 0 | 0 | 0 | 0 | 0 | 0 | 0 | 0 | 0 | 0 | 0 | 0 | 0 | 0 | 0 | 0 | 0 | 0 | 0 | 0 | 0 | 0 | 0 | 0 | 0 | 0 | 0 | 0
[10 empty] | 0 | 0 | 0 | 0 | 0 | 0 | 0 | 0 | 0 | 0 | 0 | 0 | 0 | 0 | 0 | 0 | 0 | 0 | 0 | 0 | 0 | 0 | 0 | 0 | 0 | 0 | 0 | 0
[10 empty] | 0 | 0 | 0 | 0 | 0 | 0 | 0 | 0 | 0 | 0 | 0 | 0 | 0 | 0 | 0 | 0 | 0 | 0 | 0 | 0 | 0 | 0 | 0 | 0 | 0 | 0 | 0 | 0
[10 empty] | 0 | 0 | 0 | 0 | 0 | 0 | 0 | 0 | 0 | 0 | 0 | 0 | 0 | 0 | 0 | 0 | 0 | 0 | 0 | 0 | 0 | 0 | 0 | 0 | 0 | 0 | 0 | 0
[10 empty] | 0 | 0 | 0 | 0 | 0 | 0 | 0 | 0 | 0 | 0 | 0 | 0 | 0 | 0 | 0 | 0 | 0 | 0 | 0 | 0 | 0 | 0 | 0 | 0 | 0 | 0 | 0 | 0
[10 empty] | 0 | 0 | 0 | 0 | 0 | 0 | 0 | 0 | 0 | 0 | 0 | 0 | 0 | 0 | 0 | 0 | 0 | 0 | 0 | 0 | 0 | 0 | 0 | 0 | 0 | 0 | 0 | 0
[10 empty] | 0 | 0 | 0 | 0 | 0 | 0 | 0 | 0 | 0 | 0 | 0 | 0 | 0 | 0 | 0 | 0 | 0 | 0 | 0 | 0 | 0 | 0 | 0 | 0 | 0 | 0 | 0 | 0
[10 empty] | 0 | 0 | 0 | 0 | 0 | 0 | 0 | 0 | 0 | 0 | 0 | 0 | 0 | 0 | 0 | 0 | 0 | 0 | 0 | 0 | 0 | 0 | 0 | 0 | 0 | 0 | 0 | 0
[10 empty] | 0 | 0 | 0 | 0 | 0 | 0 | 0 | 0 | 0 | 0 | 0 | 0 | 0 | 0 | 0 | 0 | 0 | 0 | 0 | 0 | 0 | 0 | 0 | 0 | 0 | 0 | 0 | 0
[10 empty] | 0 | 0 | 0 | 0 | 0 | 0 | 0 | 0 | 0 | 0 | 0 | 0 | 0 | 0 | 0 | 0 | 0 | 0 | 0 | 0 | 0 | 0 | 0 | 0 | 0 | 0 | 0 | 0
[10 empty] | 0 | 0 | 0 | 0 | 0 | 0 | 0 | 0 | 0 | 0 | 0 | 0 | 0 | 0 | 0 | 0 | 0 | 0 | 0 | 0 | 0 | 0 | 0 | 0 | 0 | 0 | 0 | 0
[10 empty] | 0 | 0 | 0 | 0 | 0 | 0 | 0 | 0 | 0 | 0 | 0 | 0 | 0 | 0 | 0 | 0 | 0 | 0 | 0 | 0 | 0 | 0 | 0 | 0 | 0 | 0 | 0 | 0
[10 empty] | 0 | 0 | 0 | 0 | 0 | 0 | 0 | 0 | 0 | 0 | 0 | 0 | 0 | 0 | 0 | 0 | 0 | 0 | 0 | 0 | 0 | 0 | 0 | 0 | 0 | 0 | 0 | 0
[10 empty] | 0 | 0 | 0 | 0 | 0 | 0 | 0 | 0 | 0 | 0 | 0 | 0 | 0 | 0 | 0 | 0 | 0 | 0 | 0 | 0 | 0 | 0 | 0 | 0 | 0 | 0 | 0 | 0
[10 empty] | 0 | 0 | 0 | 0 | 0 | 0 | 0 | 0 | 0 | 0 | 0 | 0 | 0 | 0 | 0 | 0 | 0 | 0 | 0 | 0 | 0 | 0 | 0 | 0 | 0 | 0 | 0 | 0
[10 empty] | 0 | 0 | 0 | 0 | 0 | 0 | 0 | 0 | 0 | 0 | 0 | 0 | 0 | 0 | 0 | 0 | 0 | 0 | 0 | 0 | 0 | 0 | 0 | 0 | 0 | 0 | 0 | 0
[10 empty] | 0 | 0 | 0 | 0 | 0 | 0 | 0 | 0 | 0 | 0 | 0 | 0 | 0 | 0 | 0 | 0 | 0 | 0 | 0 | 0 | 0 | 0 | 0 | 0 | 0 | 0 | 0 | 0
[10 empty] | 0 | 0 | 0 | 0 | 0 | 0 | 0 | 0 | 0 | 0 | 0 | 0 | 0 | 0 | 0 | 0 | 0 | 0 | 0 | 0 | 0 | 0 | 0 | 0 | 0 | 0 | 0 | 0
[10 empty] | 0 | 0 | 0 | 0 | 0 | 0 | 0 | 0 | 0 | 0 | 0 | 0 | 0 | 0 | 0 | 0 | 0 | 0 | 0 | 0 | 0 | 0 | 0 | 0 | 0 | 0 | 0 | 0
[10 empty] | 0 | 0 | 0 | 0 | 0 | 0 | 0 | 0 | 0 | 0 | 0 | 0 | 0 | 0 | 0 | 0 | 0 | 0 | 0 | 0 | 0 | 0 | 0 | 0 | 0 | 0 | 0 | 0
[10 empty] | 0 | 0 | 0 | 0 | 0 | 0 | 0 | 0 | 0 | 0 | 0 | 0 | 0 | 0 | 0 | 0 | 0 | 0 | 0 | 0 | 0 | 0 | 0 | 0 | 0 | 0 | 0 | 0
[10 empty] | 0 | 0 | 0 | 0 | 0 | 0 | 0 | 0 | 0 | 0 | 0 | 0 | 0 | 0 | 0 | 0 | 0 | 0 | 0 | 0 | 0 | 0 | 0 | 0 | 0 | 0 | 0 | 0
[10 empty] | 0 | 0 | 0 | 0 | 0 | 0 | 0 | 0 | 0 | 0 | 0 | 0 | 0 | 0 | 0 | 0 | 0 | 0 | 0 | 0 | 0 | 0 | 0 | 0 | 0 | 0 | 0 | 0
[10 empty] | 0 | 0 | 0 | 0 | 0 | 0 | 0 | 0 | 0 | 0 | 0 | 0 | 0 | 0 | 0 | 0 | 0 | 0 | 0 | 0 | 0 | 0 | 0 | 0 | 0 | 0 | 0 | 0
[10 empty] | 0 | 0 | 0 | 0 | 0 | 0 | 0 | 0 | 0 | 0 | 0 | 0 | 0 | 0 | 0 | 0 | 0 | 0 | 0 | 0 | 0 | 0 | 0 | 0 | 0 | 0 | 0 | 0
[10 empty] | 0 | 0 | 0 | 0 | 0 | 0 | 0 | 0 | 0 | 0 | 0 | 0 | 0 | 0 | 0 | 0 | 0 | 0 | 0 | 0 | 0 | 0 | 0 | 0 | 0 | 0 | 0 | 0
[10 empty] | 0 | 0 | 0 | 0 | 0 | 0 | 0 | 0 | 0 | 0 | 0 | 0 | 0 | 0 | 0 | 0 | 0 | 0 | 0 | 0 | 0 | 0 | 0 | 0 | 0 | 0 | 0 | 0
[10 empty] | 0 | 0 | 0 | 0 | 0 | 0 | 0 | 0 | 0 | 0 | 0 | 0 | 0 | 0 | 0 | 0 | 0 | 0 | 0 | 0 | 0 | 0 | 0 | 0 | 0 | 0 | 0 | 0
[10 empty] | 0 | 0 | 0 | 0 | 0 | 0 | 0 | 0 | 0 | 0 | 0 | 0 | 0 | 0 | 0 | 0 | 0 | 0 | 0 | 0 | 0 | 0 | 0 | 0 | 0 | 0 | 0 | 0
[10 empty] | 0 | 0 | 0 | 0 | 0 | 0 | 0 | 0 | 0 | 0 | 0 | 0 | 0 | 0 | 0 | 0 | 0 | 0 | 0 | 0 | 0 | 0 | 0 | 0 | 0 | 0 | 0 | 0
[10 empty] | 0 | 0 | 0 | 0 | 0 | 0 | 0 | 0 | 0 | 0 | 0 | 0 | 0 | 0 | 0 | 0 | 0 | 0 | 0 | 0 | 0 | 0 | 0 | 0 | 0 | 0 | 0 | 0
[10 empty] | 0 | 0 | 0 | 0 | 0 | 0 | 0 | 0 | 0 | 0 | 0 | 0 | 0 | 0 | 0 | 0 | 0 | 0 | 0 | 0 | 0 | 0 | 0 | 0 | 0 | 0 | 0 | 0
[10 empty] | 0 | 0 | 0 | 0 | 0 | 0 | 0 | 0 | 0 | 0 | 0 | 0 | 0 | 0 | 0 | 0 | 0 | 0 | 0 | 0 | 0 | 0 | 0 | 0 | 0 | 0 | 0 | 0
[10 empty] | 0 | 0 | 0 | 0 | 0 | 0 | 0 | 0 | 0 | 0 | 0 | 0 | 0 | 0 | 0 | 0 | 0 | 0 | 0 | 0 | 0 | 0 | 0 | 0 | 0 | 0 | 0 | 0
[10 empty] | 0 | 0 | 0 | 0 | 0 | 0 | 0 | 0 | 0 | 0 | 0 | 0 | 0 | 0 | 0 | 0 | 0 | 0 | 0 | 0 | 0 | 0 | 0 | 0 | 0 | 0 | 0 | 0
[10 empty] | 0 | 0 | 0 | 0 | 0 | 0 | 0 | 0 | 0 | 0 | 0 | 0 | 0 | 0 | 0 | 0 | 0 | 0 | 0 | 0 | 0 | 0 | 0 | 0 | 0 | 0 | 0 | 0
[10 empty] | 0 | 0 | 0 | 0 | 0 | 0 | 0 | 0 | 0 | 0 | 0 | 0 | 0 | 0 | 0 | 0 | 0 | 0 | 0 | 0 | 0 | 0 | 0 | 0 | 0 | 0 | 0 | 0
[10 empty] | 0 | 0 | 0 | 0 | 0 | 0 | 0 | 0 | 0 | 0 | 0 | 0 | 0 | 0 | 0 | 0 | 0 | 0 | 0 | 0 | 0 | 0 | 0 | 0 | 0 | 0 | 0 | 0
[10 empty] | 0 | 0 | 0 | 0 | 0 | 0 | 0 | 0 | 0 | 0 | 0 | 0 | 0 | 0 | 0 | 0 | 0 | 0 | 0 | 0 | 0 | 0 | 0 | 0 | 0 | 0 | 0 | 0
[10 empty] | 0 | 0 | 0 | 0 | 0 | 0 | 0 | 0 | 0 | 0 | 0 | 0 | 0 | 0 | 0 | 0 | 0 | 0 | 0 | 0 | 0 | 0 | 0 | 0 | 0 | 0 | 0 | 0
[10 empty] | 0 | 0 | 0 | 0 | 0 | 0 | 0 | 0 | 0 | 0 | 0 | 0 | 0 | 0 | 0 | 0 | 0 | 0 | 0 | 0 | 0 | 0 | 0 | 0 | 0 | 0 | 0 | 0
[10 empty] | 0 | 0 | 0 | 0 | 0 | 0 | 0 | 0 | 0 | 0 | 0 | 0 | 0 | 0 | 0 | 0 | 0 | 0 | 0 | 0 | 0 | 0 | 0 | 0 | 0 | 0 | 0 | 0
[10 empty] | 0 | 0 | 0 | 0 | 0 | 0 | 0 | 0 | 0 | 0 | 0 | 0 | 0 | 0 | 0 | 0 | 0 | 0 | 0 | 0 | 0 | 0 | 0 | 0 | 0 | 0 | 0 | 0
[10 empty] | 0 | 0 | 0 | 0 | 0 | 0 | 0 | 0 | 0 | 0 | 0 | 0 | 0 | 0 | 0 | 0 | 0 | 0 | 0 | 0 | 0 | 0 | 0 | 0 | 0 | 0 | 0 | 0
[10 empty] | 0 | 0 | 0 | 0 | 0 | 0 | 0 | 0 | 0 | 0 | 0 | 0 | 0 | 0 | 0 | 0 | 0 | 0 | 0 | 0 | 0 | 0 | 0 | 0 | 0 | 0 | 0 | 0
[10 empty] | 0 | 0 | 0 | 0 | 0 | 0 | 0 | 0 | 0 | 0 | 0 | 0 | 0 | 0 | 0 | 0 | 0 | 0 | 0 | 0 | 0 | 0 | 0 | 0 | 0 | 0 | 0 | 0
[10 empty] | 0 | 0 | 0 | 0 | 0 | 0 | 0 | 0 | 0 | 0 | 0 | 0 | 0 | 0 | 0 | 0 | 0 | 0 | 0 | 0 | 0 | 0 | 0 | 0 | 0 | 0 | 0 | 0
[10 empty] | 0 | 0 | 0 | 0 | 0 | 0 | 0 | 0 | 0 | 0 | 0 | 0 | 0 | 0 | 0 | 0 | 0 | 0 | 0 | 0 | 0 | 0 | 0 | 0 | 0 | 0 | 0 | 0
[10 empty] | 0 | 0 | 0 | 0 | 0 | 0 | 0 | 0 | 0 | 0 | 0 | 0 | 0 | 0 | 0 | 0 | 0 | 0 | 0 | 0 | 0 | 0 | 0 | 0 | 0 | 0 | 0 | 0
[10 empty] | 0 | 0 | 0 | 0 | 0 | 0 | 0 | 0 | 0 | 0 | 0 | 0 | 0 | 0 | 0 | 0 | 0 | 0 | 0 | 0 | 0 | 0 | 0 | 0 | 0 | 0 | 0 | 0
[10 empty] | 0 | 0 | 0 | 0 | 0 | 0 | 0 | 0 | 0 | 0 | 0 | 0 | 0 | 0 | 0 | 0 | 0 | 0 | 0 | 0 | 0 | 0 | 0 | 0 | 0 | 0 | 0 | 0
[10 empty] | 0 | 0 | 0 | 0 | 0 | 0 | 0 | 0 | 0 | 0 | 0 | 0 | 0 | 0 | 0 | 0 | 0 | 0 | 0 | 0 | 0 | 0 | 0 | 0 | 0 | 0 | 0 | 0
[10 empty] | 0 | 0 | 0 | 0 | 0 | 0 | 0 | 0 | 0 | 0 | 0 | 0 | 0 | 0 | 0 | 0 | 0 | 0 | 0 | 0 | 0 | 0 | 0 | 0 | 0 | 0 | 0 | 0
[10 empty] | 0 | 0 | 0 | 0 | 0 | 0 | 0 | 0 | 0 | 0 | 0 | 0 | 0 | 0 | 0 | 0 | 0 | 0 | 0 | 0 | 0 | 0 | 0 | 0 | 0 | 0 | 0 | 0
[10 empty] | 0 | 0 | 0 | 0 | 0 | 0 | 0 | 0 | 0 | 0 | 0 | 0 | 0 | 0 | 0 | 0 | 0 | 0 | 0 | 0 | 0 | 0 | 0 | 0 | 0 | 0 | 0 | 0
[10 empty] | 0 | 0 | 0 | 0 | 0 | 0 | 0 | 0 | 0 | 0 | 0 | 0 | 0 | 0 | 0 | 0 | 0 | 0 | 0 | 0 | 0 | 0 | 0 | 0 | 0 | 0 | 0 | 0
[10 empty] | 0 | 0 | 0 | 0 | 0 | 0 | 0 | 0 | 0 | 0 | 0 | 0 | 0 | 0 | 0 | 0 | 0 | 0 | 0 | 0 | 0 | 0 | 0 | 0 | 0 | 0 | 0 | 0
[10 empty] | 0 | 0 | 0 | 0 | 0 | 0 | 0 | 0 | 0 | 0 | 0 | 0 | 0 | 0 | 0 | 0 | 0 | 0 | 0 | 0 | 0 | 0 | 0 | 0 | 0 | 0 | 0 | 0
[10 empty] | 0 | 0 | 0 | 0 | 0 | 0 | 0 | 0 | 0 | 0 | 0 | 0 | 0 | 0 | 0 | 0 | 0 | 0 | 0 | 0 | 0 | 0 | 0 | 0 | 0 | 0 | 0 | 0
[10 empty] | 0 | 0 | 0 | 0 | 0 | 0 | 0 | 0 | 0 | 0 | 0 | 0 | 0 | 0 | 0 | 0 | 0 | 0 | 0 | 0 | 0 | 0 | 0 | 0 | 0 | 0 | 0 | 0
[10 empty] | 0 | 0 | 0 | 0 | 0 | 0 | 0 | 0 | 0 | 0 | 0 | 0 | 0 | 0 | 0 | 0 | 0 | 0 | 0 | 0 | 0 | 0 | 0 | 0 | 0 | 0 | 0 | 0
[10 empty] | 0 | 0 | 0 | 0 | 0 | 0 | 0 | 0 | 0 | 0 | 0 | 0 | 0 | 0 | 0 | 0 | 0 | 0 | 0 | 0 | 0 | 0 | 0 | 0 | 0 | 0 | 0 | 0
[10 empty] | 0 | 0 | 0 | 0 | 0 | 0 | 0 | 0 | 0 | 0 | 0 | 0 | 0 | 0 | 0 | 0 | 0 | 0 | 0 | 0 | 0 | 0 | 0 | 0 | 0 | 0 | 0 | 0
[10 empty] | 0 | 0 | 0 | 0 | 0 | 0 | 0 | 0 | 0 | 0 | 0 | 0 | 0 | 0 | 0 | 0 | 0 | 0 | 0 | 0 | 0 | 0 | 0 | 0 | 0 | 0 | 0 | 0
[10 empty] | 0 | 0 | 0 | 0 | 0 | 0 | 0 | 0 | 0 | 0 | 0 | 0 | 0 | 0 | 0 | 0 | 0 | 0 | 0 | 0 | 0 | 0 | 0 | 0 | 0 | 0 | 0 | 0
[10 empty] | 0 | 0 | 0 | 0 | 0 | 0 | 0 | 0 | 0 | 0 | 0 | 0 | 0 | 0 | 0 | 0 | 0 | 0 | 0 | 0 | 0 | 0 | 0 | 0 | 0 | 0 | 0 | 0
[10 empty] | 0 | 0 | 0 | 0 | 0 | 0 | 0 | 0 | 0 | 0 | 0 | 0 | 0 | 0 | 0 | 0 | 0 | 0 | 0 | 0 | 0 | 0 | 0 | 0 | 0 | 0 | 0 | 0
[10 empty] | 0 | 0 | 0 | 0 | 0 | 0 | 0 | 0 | 0 | 0 | 0 | 0 | 0 | 0 | 0 | 0 | 0 | 0 | 0 | 0 | 0 | 0 | 0 | 0 | 0 | 0 | 0 | 0
[10 empty] | 0 | 0 | 0 | 0 | 0 | 0 | 0 | 0 | 0 | 0 | 0 | 0 | 0 | 0 | 0 | 0 | 0 | 0 | 0 | 0 | 0 | 0 | 0 | 0 | 0 | 0 | 0 | 0
[10 empty] | 0 | 0 | 0 | 0 | 0 | 0 | 0 | 0 | 0 | 0 | 0 | 0 | 0 | 0 | 0 | 0 | 0 | 0 | 0 | 0 | 0 | 0 | 0 | 0 | 0 | 0 | 0 | 0
[10 empty] | 0 | 0 | 0 | 0 | 0 | 0 | 0 | 0 | 0 | 0 | 0 | 0 | 0 | 0 | 0 | 0 | 0 | 0 | 0 | 0 | 0 | 0 | 0 | 0 | 0 | 0 | 0 | 0
[10 empty] | 0 | 0 | 0 | 0 | 0 | 0 | 0 | 0 | 0 | 0 | 0 | 0 | 0 | 0 | 0 | 0 | 0 | 0 | 0 | 0 | 0 | 0 | 0 | 0 | 0 | 0 | 0 | 0
[10 empty] | 0 | 0 | 0 | 0 | 0 | 0 | 0 | 0 | 0 | 0 | 0 | 0 | 0 | 0 | 0 | 0 | 0 | 0 | 0 | 0 | 0 | 0 | 0 | 0 | 0 | 0 | 0 | 0
[10 empty] | 0 | 0 | 0 | 0 | 0 | 0 | 0 | 0 | 0 | 0 | 0 | 0 | 0 | 0 | 0 | 0 | 0 | 0 | 0 | 0 | 0 | 0 | 0 | 0 | 0 | 0 | 0 | 0
[10 empty] | 0 | 0 | 0 | 0 | 0 | 0 | 0 | 0 | 0 | 0 | 0 | 0 | 0 | 0 | 0 | 0 | 0 | 0 | 0 | 0 | 0 | 0 | 0 | 0 | 0 | 0 | 0 | 0
[10 empty] | 0 | 0 | 0 | 0 | 0 | 0 | 0 | 0 | 0 | 0 | 0 | 0 | 0 | 0 | 0 | 0 | 0 | 0 | 0 | 0 | 0 | 0 | 0 | 0 | 0 | 0 | 0 | 0
[10 empty] | 0 | 0 | 0 | 0 | 0 | 0 | 0 | 0 | 0 | 0 | 0 | 0 | 0 | 0 | 0 | 0 | 0 | 0 | 0 | 0 | 0 | 0 | 0 | 0 | 0 | 0 | 0 | 0
[10 empty] | 0 | 0 | 0 | 0 | 0 | 0 | 0 | 0 | 0 | 0 | 0 | 0 | 0 | 0 | 0 | 0 | 0 | 0 | 0 | 0 | 0 | 0 | 0 | 0 | 0 | 0 | 0 | 0
[10 empty] | 0 | 0 | 0 | 0 | 0 | 0 | 0 | 0 | 0 | 0 | 0 | 0 | 0 | 0 | 0 | 0 | 0 | 0 | 0 | 0 | 0 | 0 | 0 | 0 | 0 | 0 | 0 | 0
[10 empty] | 0 | 0 | 0 | 0 | 0 | 0 | 0 | 0 | 0 | 0 | 0 | 0 | 0 | 0 | 0 | 0 | 0 | 0 | 0 | 0 | 0 | 0 | 0 | 0 | 0 | 0 | 0 | 0
[10 empty] | 0 | 0 | 0 | 0 | 0 | 0 | 0 | 0 | 0 | 0 | 0 | 0 | 0 | 0 | 0 | 0 | 0 | 0 | 0 | 0 | 0 | 0 | 0 | 0 | 0 | 0 | 0 | 0
[10 empty] | 0 | 0 | 0 | 0 | 0 | 0 | 0 | 0 | 0 | 0 | 0 | 0 | 0 | 0 | 0 | 0 | 0 | 0 | 0 | 0 | 0 | 0 | 0 | 0 | 0 | 0 | 0 | 0
[10 empty] | 0 | 0 | 0 | 0 | 0 | 0 | 0 | 0 | 0 | 0 | 0 | 0 | 0 | 0 | 0 | 0 | 0 | 0 | 0 | 0 | 0 | 0 | 0 | 0 | 0 | 0 | 0 | 0
[10 empty] | 0 | 0 | 0 | 0 | 0 | 0 | 0 | 0 | 0 | 0 | 0 | 0 | 0 | 0 | 0 | 0 | 0 | 0 | 0 | 0 | 0 | 0 | 0 | 0 | 0 | 0 | 0 | 0
[10 empty] | 0 | 0 | 0 | 0 | 0 | 0 | 0 | 0 | 0 | 0 | 0 | 0 | 0 | 0 | 0 | 0 | 0 | 0 | 0 | 0 | 0 | 0 | 0 | 0 | 0 | 0 | 0 | 0
[10 empty] | 0 | 0 | 0 | 0 | 0 | 0 | 0 | 0 | 0 | 0 | 0 | 0 | 0 | 0 | 0 | 0 | 0 | 0 | 0 | 0 | 0 | 0 | 0 | 0 | 0 | 0 | 0 | 0
[10 empty] | 0 | 0 | 0 | 0 | 0 | 0 | 0 | 0 | 0 | 0 | 0 | 0 | 0 | 0 | 0 | 0 | 0 | 0 | 0 | 0 | 0 | 0 | 0 | 0 | 0 | 0 | 0 | 0
[10 empty] | 0 | 0 | 0 | 0 | 0 | 0 | 0 | 0 | 0 | 0 | 0 | 0 | 0 | 0 | 0 | 0 | 0 | 0 | 0 | 0 | 0 | 0 | 0 | 0 | 0 | 0 | 0 | 0
[10 empty] | 0 | 0 | 0 | 0 | 0 | 0 | 0 | 0 | 0 | 0 | 0 | 0 | 0 | 0 | 0 | 0 | 0 | 0 | 0 | 0 | 0 | 0 | 0 | 0 | 0 | 0 | 0 | 0
[10 empty] | 0 | 0 | 0 | 0 | 0 | 0 | 0 | 0 | 0 | 0 | 0 | 0 | 0 | 0 | 0 | 0 | 0 | 0 | 0 | 0 | 0 | 0 | 0 | 0 | 0 | 0 | 0 | 0
[10 empty] | 0 | 0 | 0 | 0 | 0 | 0 | 0 | 0 | 0 | 0 | 0 | 0 | 0 | 0 | 0 | 0 | 0 | 0 | 0 | 0 | 0 | 0 | 0 | 0 | 0 | 0 | 0 | 0
[10 empty] | 0 | 0 | 0 | 0 | 0 | 0 | 0 | 0 | 0 | 0 | 0 | 0 | 0 | 0 | 0 | 0 | 0 | 0 | 0 | 0 | 0 | 0 | 0 | 0 | 0 | 0 | 0 | 0
[10 empty] | 0 | 0 | 0 | 0 | 0 | 0 | 0 | 0 | 0 | 0 | 0 | 0 | 0 | 0 | 0 | 0 | 0 | 0 | 0 | 0 | 0 | 0 | 0 | 0 | 0 | 0 | 0 | 0
[10 empty] | 0 | 0 | 0 | 0 | 0 | 0 | 0 | 0 | 0 | 0 | 0 | 0 | 0 | 0 | 0 | 0 | 0 | 0 | 0 | 0 | 0 | 0 | 0 | 0 | 0 | 0 | 0 | 0
[10 empty] | 0 | 0 | 0 | 0 | 0 | 0 | 0 | 0 | 0 | 0 | 0 | 0 | 0 | 0 | 0 | 0 | 0 | 0 | 0 | 0 | 0 | 0 | 0 | 0 | 0 | 0 | 0 | 0
[10 empty] | 0 | 0 | 0 | 0 | 0 | 0 | 0 | 0 | 0 | 0 | 0 | 0 | 0 | 0 | 0 | 0 | 0 | 0 | 0 | 0 | 0 | 0 | 0 | 0 | 0 | 0 | 0 | 0
[10 empty] | 0 | 0 | 0 | 0 | 0 | 0 | 0 | 0 | 0 | 0 | 0 | 0 | 0 | 0 | 0 | 0 | 0 | 0 | 0 | 0 | 0 | 0 | 0 | 0 | 0 | 0 | 0 | 0
[10 empty] | 0 | 0 | 0 | 0 | 0 | 0 | 0 | 0 | 0 | 0 | 0 | 0 | 0 | 0 | 0 | 0 | 0 | 0 | 0 | 0 | 0 | 0 | 0 | 0 | 0 | 0 | 0 | 0
[10 empty] | 0 | 0 | 0 | 0 | 0 | 0 | 0 | 0 | 0 | 0 | 0 | 0 | 0 | 0 | 0 | 0 | 0 | 0 | 0 | 0 | 0 | 0 | 0 | 0 | 0 | 0 | 0 | 0
[10 empty] | 0 | 0 | 0 | 0 | 0 | 0 | 0 | 0 | 0 | 0 | 0 | 0 | 0 | 0 | 0 | 0 | 0 | 0 | 0 | 0 | 0 | 0 | 0 | 0 | 0 | 0 | 0 | 0
[10 empty] | 0 | 0 | 0 | 0 | 0 | 0 | 0 | 0 | 0 | 0 | 0 | 0 | 0 | 0 | 0 | 0 | 0 | 0 | 0 | 0 | 0 | 0 | 0 | 0 | 0 | 0 | 0 | 0
[10 empty] | 0 | 0 | 0 | 0 | 0 | 0 | 0 | 0 | 0 | 0 | 0 | 0 | 0 | 0 | 0 | 0 | 0 | 0 | 0 | 0 | 0 | 0 | 0 | 0 | 0 | 0 | 0 | 0
[10 empty] | 0 | 0 | 0 | 0 | 0 | 0 | 0 | 0 | 0 | 0 | 0 | 0 | 0 | 0 | 0 | 0 | 0 | 0 | 0 | 0 | 0 | 0 | 0 | 0 | 0 | 0 | 0 | 0
[10 empty] | 0 | 0 | 0 | 0 | 0 | 0 | 0 | 0 | 0 | 0 | 0 | 0 | 0 | 0 | 0 | 0 | 0 | 0 | 0 | 0 | 0 | 0 | 0 | 0 | 0 | 0 | 0 | 0
[10 empty] | 0 | 0 | 0 | 0 | 0 | 0 | 0 | 0 | 0 | 0 | 0 | 0 | 0 | 0 | 0 | 0 | 0 | 0 | 0 | 0 | 0 | 0 | 0 | 0 | 0 | 0 | 0 | 0
[10 empty] | 0 | 0 | 0 | 0 | 0 | 0 | 0 | 0 | 0 | 0 | 0 | 0 | 0 | 0 | 0 | 0 | 0 | 0 | 0 | 0 | 0 | 0 | 0 | 0 | 0 | 0 | 0 | 0
[10 empty] | 0 | 0 | 0 | 0 | 0 | 0 | 0 | 0 | 0 | 0 | 0 | 0 | 0 | 0 | 0 | 0 | 0 | 0 | 0 | 0 | 0 | 0 | 0 | 0 | 0 | 0 | 0 | 0
[10 empty] | 0 | 0 | 0 | 0 | 0 | 0 | 0 | 0 | 0 | 0 | 0 | 0 | 0 | 0 | 0 | 0 | 0 | 0 | 0 | 0 | 0 | 0 | 0 | 0 | 0 | 0 | 0 | 0
[10 empty] | 0 | 0 | 0 | 0 | 0 | 0 | 0 | 0 | 0 | 0 | 0 | 0 | 0 | 0 | 0 | 0 | 0 | 0 | 0 | 0 | 0 | 0 | 0 | 0 | 0 | 0 | 0 | 0
[10 empty] | 0 | 0 | 0 | 0 | 0 | 0 | 0 | 0 | 0 | 0 | 0 | 0 | 0 | 0 | 0 | 0 | 0 | 0 | 0 | 0 | 0 | 0 | 0 | 0 | 0 | 0 | 0 | 0
[10 empty] | 0 | 0 | 0 | 0 | 0 | 0 | 0 | 0 | 0 | 0 | 0 | 0 | 0 | 0 | 0 | 0 | 0 | 0 | 0 | 0 | 0 | 0 | 0 | 0 | 0 | 0 | 0 | 0
[10 empty] | 0 | 0 | 0 | 0 | 0 | 0 | 0 | 0 | 0 | 0 | 0 | 0 | 0 | 0 | 0 | 0 | 0 | 0 | 0 | 0 | 0 | 0 | 0 | 0 | 0 | 0 | 0 | 0
[10 empty] | 0 | 0 | 0 | 0 | 0 | 0 | 0 | 0 | 0 | 0 | 0 | 0 | 0 | 0 | 0 | 0 | 0 | 0 | 0 | 0 | 0 | 0 | 0 | 0 | 0 | 0 | 0 | 0
[10 empty] | 0 | 0 | 0 | 0 | 0 | 0 | 0 | 0 | 0 | 0 | 0 | 0 | 0 | 0 | 0 | 0 | 0 | 0 | 0 | 0 | 0 | 0 | 0 | 0 | 0 | 0 | 0 | 0
[10 empty] | 0 | 0 | 0 | 0 | 0 | 0 | 0 | 0 | 0 | 0 | 0 | 0 | 0 | 0 | 0 | 0 | 0 | 0 | 0 | 0 | 0 | 0 | 0 | 0 | 0 | 0 | 0 | 0
[10 empty] | 0 | 0 | 0 | 0 | 0 | 0 | 0 | 0 | 0 | 0 | 0 | 0 | 0 | 0 | 0 | 0 | 0 | 0 | 0 | 0 | 0 | 0 | 0 | 0 | 0 | 0 | 0 | 0
[10 empty] | 0 | 0 | 0 | 0 | 0 | 0 | 0 | 0 | 0 | 0 | 0 | 0 | 0 | 0 | 0 | 0 | 0 | 0 | 0 | 0 | 0 | 0 | 0 | 0 | 0 | 0 | 0 | 0
[10 empty] | 0 | 0 | 0 | 0 | 0 | 0 | 0 | 0 | 0 | 0 | 0 | 0 | 0 | 0 | 0 | 0 | 0 | 0 | 0 | 0 | 0 | 0 | 0 | 0 | 0 | 0 | 0 | 0
[10 empty] | 0 | 0 | 0 | 0 | 0 | 0 | 0 | 0 | 0 | 0 | 0 | 0 | 0 | 0 | 0 | 0 | 0 | 0 | 0 | 0 | 0 | 0 | 0 | 0 | 0 | 0 | 0 | 0
[10 empty] | 0 | 0 | 0 | 0 | 0 | 0 | 0 | 0 | 0 | 0 | 0 | 0 | 0 | 0 | 0 | 0 | 0 | 0 | 0 | 0 | 0 | 0 | 0 | 0 | 0 | 0 | 0 | 0
[10 empty] | 0 | 0 | 0 | 0 | 0 | 0 | 0 | 0 | 0 | 0 | 0 | 0 | 0 | 0 | 0 | 0 | 0 | 0 | 0 | 0 | 0 | 0 | 0 | 0 | 0 | 0 | 0 | 0
[10 empty] | 0 | 0 | 0 | 0 | 0 | 0 | 0 | 0 | 0 | 0 | 0 | 0 | 0 | 0 | 0 | 0 | 0 | 0 | 0 | 0 | 0 | 0 | 0 | 0 | 0 | 0 | 0 | 0
[10 empty] | 0 | 0 | 0 | 0 | 0 | 0 | 0 | 0 | 0 | 0 | 0 | 0 | 0 | 0 | 0 | 0 | 0 | 0 | 0 | 0 | 0 | 0 | 0 | 0 | 0 | 0 | 0 | 0
[10 empty] | 0 | 0 | 0 | 0 | 0 | 0 | 0 | 0 | 0 | 0 | 0 | 0 | 0 | 0 | 0 | 0 | 0 | 0 | 0 | 0 | 0 | 0 | 0 | 0 | 0 | 0 | 0 | 0
[10 empty] | 0 | 0 | 0 | 0 | 0 | 0 | 0 | 0 | 0 | 0 | 0 | 0 | 0 | 0 | 0 | 0 | 0 | 0 | 0 | 0 | 0 | 0 | 0 | 0 | 0 | 0 | 0 | 0
[10 empty] | 0 | 0 | 0 | 0 | 0 | 0 | 0 | 0 | 0 | 0 | 0 | 0 | 0 | 0 | 0 | 0 | 0 | 0 | 0 | 0 | 0 | 0 | 0 | 0 | 0 | 0 | 0 | 0
[10 empty] | 0 | 0 | 0 | 0 | 0 | 0 | 0 | 0 | 0 | 0 | 0 | 0 | 0 | 0 | 0 | 0 | 0 | 0 | 0 | 0 | 0 | 0 | 0 | 0 | 0 | 0 | 0 | 0
[10 empty] | 0 | 0 | 0 | 0 | 0 | 0 | 0 | 0 | 0 | 0 | 0 | 0 | 0 | 0 | 0 | 0 | 0 | 0 | 0 | 0 | 0 | 0 | 0 | 0 | 0 | 0 | 0 | 0
[10 empty] | 0 | 0 | 0 | 0 | 0 | 0 | 0 | 0 | 0 | 0 | 0 | 0 | 0 | 0 | 0 | 0 | 0 | 0 | 0 | 0 | 0 | 0 | 0 | 0 | 0 | 0 | 0 | 0
[10 empty] | 0 | 0 | 0 | 0 | 0 | 0 | 0 | 0 | 0 | 0 | 0 | 0 | 0 | 0 | 0 | 0 | 0 | 0 | 0 | 0 | 0 | 0 | 0 | 0 | 0 | 0 | 0 | 0
[10 empty] | 0 | 0 | 0 | 0 | 0 | 0 | 0 | 0 | 0 | 0 | 0 | 0 | 0 | 0 | 0 | 0 | 0 | 0 | 0 | 0 | 0 | 0 | 0 | 0 | 0 | 0 | 0 | 0
[10 empty] | 0 | 0 | 0 | 0 | 0 | 0 | 0 | 0 | 0 | 0 | 0 | 0 | 0 | 0 | 0 | 0 | 0 | 0 | 0 | 0 | 0 | 0 | 0 | 0 | 0 | 0 | 0 | 0
[10 empty] | 0 | 0 | 0 | 0 | 0 | 0 | 0 | 0 | 0 | 0 | 0 | 0 | 0 | 0 | 0 | 0 | 0 | 0 | 0 | 0 | 0 | 0 | 0 | 0 | 0 | 0 | 0 | 0
[10 empty] | 0 | 0 | 0 | 0 | 0 | 0 | 0 | 0 | 0 | 0 | 0 | 0 | 0 | 0 | 0 | 0 | 0 | 0 | 0 | 0 | 0 | 0 | 0 | 0 | 0 | 0 | 0 | 0
[10 empty] | 0 | 0 | 0 | 0 | 0 | 0 | 0 | 0 | 0 | 0 | 0 | 0 | 0 | 0 | 0 | 0 | 0 | 0 | 0 | 0 | 0 | 0 | 0 | 0 | 0 | 0 | 0 | 0
[10 empty] | 0 | 0 | 0 | 0 | 0 | 0 | 0 | 0 | 0 | 0 | 0 | 0 | 0 | 0 | 0 | 0 | 0 | 0 | 0 | 0 | 0 | 0 | 0 | 0 | 0 | 0 | 0 | 0
[10 empty] | 0 | 0 | 0 | 0 | 0 | 0 | 0 | 0 | 0 | 0 | 0 | 0 | 0 | 0 | 0 | 0 | 0 | 0 | 0 | 0 | 0 | 0 | 0 | 0 | 0 | 0 | 0 | 0
[10 empty] | 0 | 0 | 0 | 0 | 0 | 0 | 0 | 0 | 0 | 0 | 0 | 0 | 0 | 0 | 0 | 0 | 0 | 0 | 0 | 0 | 0 | 0 | 0 | 0 | 0 | 0 | 0 | 0
[10 empty] | 0 | 0 | 0 | 0 | 0 | 0 | 0 | 0 | 0 | 0 | 0 | 0 | 0 | 0 | 0 | 0 | 0 | 0 | 0 | 0 | 0 | 0 | 0 | 0 | 0 | 0 | 0 | 0
[10 empty] | 0 | 0 | 0 | 0 | 0 | 0 | 0 | 0 | 0 | 0 | 0 | 0 | 0 | 0 | 0 | 0 | 0 | 0 | 0 | 0 | 0 | 0 | 0 | 0 | 0 | 0 | 0 | 0
[10 empty] | 0 | 0 | 0 | 0 | 0 | 0 | 0 | 0 | 0 | 0 | 0 | 0 | 0 | 0 | 0 | 0 | 0 | 0 | 0 | 0 | 0 | 0 | 0 | 0 | 0 | 0 | 0 | 0
[10 empty] | 0 | 0 | 0 | 0 | 0 | 0 | 0 | 0 | 0 | 0 | 0 | 0 | 0 | 0 | 0 | 0 | 0 | 0 | 0 | 0 | 0 | 0 | 0 | 0 | 0 | 0 | 0 | 0
[10 empty] | 0 | 0 | 0 | 0 | 0 | 0 | 0 | 0 | 0 | 0 | 0 | 0 | 0 | 0 | 0 | 0 | 0 | 0 | 0 | 0 | 0 | 0 | 0 | 0 | 0 | 0 | 0 | 0
[10 empty] | 0 | 0 | 0 | 0 | 0 | 0 | 0 | 0 | 0 | 0 | 0 | 0 | 0 | 0 | 0 | 0 | 0 | 0 | 0 | 0 | 0 | 0 | 0 | 0 | 0 | 0 | 0 | 0
[10 empty] | 0 | 0 | 0 | 0 | 0 | 0 | 0 | 0 | 0 | 0 | 0 | 0 | 0 | 0 | 0 | 0 | 0 | 0 | 0 | 0 | 0 | 0 | 0 | 0 | 0 | 0 | 0 | 0
[10 empty] | 0 | 0 | 0 | 0 | 0 | 0 | 0 | 0 | 0 | 0 | 0 | 0 | 0 | 0 | 0 | 0 | 0 | 0 | 0 | 0 | 0 | 0 | 0 | 0 | 0 | 0 | 0 | 0
[10 empty] | 0 | 0 | 0 | 0 | 0 | 0 | 0 | 0 | 0 | 0 | 0 | 0 | 0 | 0 | 0 | 0 | 0 | 0 | 0 | 0 | 0 | 0 | 0 | 0 | 0 | 0 | 0 | 0
[10 empty] | 0 | 0 | 0 | 0 | 0 | 0 | 0 | 0 | 0 | 0 | 0 | 0 | 0 | 0 | 0 | 0 | 0 | 0 | 0 | 0 | 0 | 0 | 0 | 0 | 0 | 0 | 0 | 0
[10 empty] | 0 | 0 | 0 | 0 | 0 | 0 | 0 | 0 | 0 | 0 | 0 | 0 | 0 | 0 | 0 | 0 | 0 | 0 | 0 | 0 | 0 | 0 | 0 | 0 | 0 | 0 | 0 | 0
[10 empty] | 0 | 0 | 0 | 0 | 0 | 0 | 0 | 0 | 0 | 0 | 0 | 0 | 0 | 0 | 0 | 0 | 0 | 0 | 0 | 0 | 0 | 0 | 0 | 0 | 0 | 0 | 0 | 0
[10 empty] | 0 | 0 | 0 | 0 | 0 | 0 | 0 | 0 | 0 | 0 | 0 | 0 | 0 | 0 | 0 | 0 | 0 | 0 | 0 | 0 | 0 | 0 | 0 | 0 | 0 | 0 | 0 | 0
[10 empty] | 0 | 0 | 0 | 0 | 0 | 0 | 0 | 0 | 0 | 0 | 0 | 0 | 0 | 0 | 0 | 0 | 0 | 0 | 0 | 0 | 0 | 0 | 0 | 0 | 0 | 0 | 0 | 0
[10 empty] | 0 | 0 | 0 | 0 | 0 | 0 | 0 | 0 | 0 | 0 | 0 | 0 | 0 | 0 | 0 | 0 | 0 | 0 | 0 | 0 | 0 | 0 | 0 | 0 | 0 | 0 | 0 | 0
[10 empty] | 0 | 0 | 0 | 0 | 0 | 0 | 0 | 0 | 0 | 0 | 0 | 0 | 0 | 0 | 0 | 0 | 0 | 0 | 0 | 0 | 0 | 0 | 0 | 0 | 0 | 0 | 0 | 0
[10 empty] | 0 | 0 | 0 | 0 | 0 | 0 | 0 | 0 | 0 | 0 | 0 | 0 | 0 | 0 | 0 | 0 | 0 | 0 | 0 | 0 | 0 | 0 | 0 | 0 | 0 | 0 | 0 | 0
[10 empty] | 0 | 0 | 0 | 0 | 0 | 0 | 0 | 0 | 0 | 0 | 0 | 0 | 0 | 0 | 0 | 0 | 0 | 0 | 0 | 0 | 0 | 0 | 0 | 0 | 0 | 0 | 0 | 0
[10 empty] | 0 | 0 | 0 | 0 | 0 | 0 | 0 | 0 | 0 | 0 | 0 | 0 | 0 | 0 | 0 | 0 | 0 | 0 | 0 | 0 | 0 | 0 | 0 | 0 | 0 | 0 | 0 | 0
[10 empty] | 0 | 0 | 0 | 0 | 0 | 0 | 0 | 0 | 0 | 0 | 0 | 0 | 0 | 0 | 0 | 0 | 0 | 0 | 0 | 0 | 0 | 0 | 0 | 0 | 0 | 0 | 0 | 0
[10 empty] | 0 | 0 | 0 | 0 | 0 | 0 | 0 | 0 | 0 | 0 | 0 | 0 | 0 | 0 | 0 | 0 | 0 | 0 | 0 | 0 | 0 | 0 | 0 | 0 | 0 | 0 | 0 | 0
[10 empty] | 0 | 0 | 0 | 0 | 0 | 0 | 0 | 0 | 0 | 0 | 0 | 0 | 0 | 0 | 0 | 0 | 0 | 0 | 0 | 0 | 0 | 0 | 0 | 0 | 0 | 0 | 0 | 0
[10 empty] | 0 | 0 | 0 | 0 | 0 | 0 | 0 | 0 | 0 | 0 | 0 | 0 | 0 | 0 | 0 | 0 | 0 | 0 | 0 | 0 | 0 | 0 | 0 | 0 | 0 | 0 | 0 | 0
[10 empty] | 0 | 0 | 0 | 0 | 0 | 0 | 0 | 0 | 0 | 0 | 0 | 0 | 0 | 0 | 0 | 0 | 0 | 0 | 0 | 0 | 0 | 0 | 0 | 0 | 0 | 0 | 0 | 0
[10 empty] | 0 | 0 | 0 | 0 | 0 | 0 | 0 | 0 | 0 | 0 | 0 | 0 | 0 | 0 | 0 | 0 | 0 | 0 | 0 | 0 | 0 | 0 | 0 | 0 | 0 | 0 | 0 | 0
[10 empty] | 0 | 0 | 0 | 0 | 0 | 0 | 0 | 0 | 0 | 0 | 0 | 0 | 0 | 0 | 0 | 0 | 0 | 0 | 0 | 0 | 0 | 0 | 0 | 0 | 0 | 0 | 0 | 0
[10 empty] | 0 | 0 | 0 | 0 | 0 | 0 | 0 | 0 | 0 | 0 | 0 | 0 | 0 | 0 | 0 | 0 | 0 | 0 | 0 | 0 | 0 | 0 | 0 | 0 | 0 | 0 | 0 | 0
[10 empty] | 0 | 0 | 0 | 0 | 0 | 0 | 0 | 0 | 0 | 0 | 0 | 0 | 0 | 0 | 0 | 0 | 0 | 0 | 0 | 0 | 0 | 0 | 0 | 0 | 0 | 0 | 0 | 0
[10 empty] | 0 | 0 | 0 | 0 | 0 | 0 | 0 | 0 | 0 | 0 | 0 | 0 | 0 | 0 | 0 | 0 | 0 | 0 | 0 | 0 | 0 | 0 | 0 | 0 | 0 | 0 | 0 | 0
[10 empty] | 0 | 0 | 0 | 0 | 0 | 0 | 0 | 0 | 0 | 0 | 0 | 0 | 0 | 0 | 0 | 0 | 0 | 0 | 0 | 0 | 0 | 0 | 0 | 0 | 0 | 0 | 0 | 0
[10 empty] | 0 | 0 | 0 | 0 | 0 | 0 | 0 | 0 | 0 | 0 | 0 | 0 | 0 | 0 | 0 | 0 | 0 | 0 | 0 | 0 | 0 | 0 | 0 | 0 | 0 | 0 | 0 | 0
[10 empty] | 0 | 0 | 0 | 0 | 0 | 0 | 0 | 0 | 0 | 0 | 0 | 0 | 0 | 0 | 0 | 0 | 0 | 0 | 0 | 0 | 0 | 0 | 0 | 0 | 0 | 0 | 0 | 0
[10 empty] | 0 | 0 | 0 | 0 | 0 | 0 | 0 | 0 | 0 | 0 | 0 | 0 | 0 | 0 | 0 | 0 | 0 | 0 | 0 | 0 | 0 | 0 | 0 | 0 | 0 | 0 | 0 | 0
[10 empty] | 0 | 0 | 0 | 0 | 0 | 0 | 0 | 0 | 0 | 0 | 0 | 0 | 0 | 0 | 0 | 0 | 0 | 0 | 0 | 0 | 0 | 0 | 0 | 0 | 0 | 0 | 0 | 0
[10 empty] | 0 | 0 | 0 | 0 | 0 | 0 | 0 | 0 | 0 | 0 | 0 | 0 | 0 | 0 | 0 | 0 | 0 | 0 | 0 | 0 | 0 | 0 | 0 | 0 | 0 | 0 | 0 | 0
[10 empty] | 0 | 0 | 0 | 0 | 0 | 0 | 0 | 0 | 0 | 0 | 0 | 0 | 0 | 0 | 0 | 0 | 0 | 0 | 0 | 0 | 0 | 0 | 0 | 0 | 0 | 0 | 0 | 0
[10 empty] | 0 | 0 | 0 | 0 | 0 | 0 | 0 | 0 | 0 | 0 | 0 | 0 | 0 | 0 | 0 | 0 | 0 | 0 | 0 | 0 | 0 | 0 | 0 | 0 | 0 | 0 | 0 | 0
[10 empty] | 0 | 0 | 0 | 0 | 0 | 0 | 0 | 0 | 0 | 0 | 0 | 0 | 0 | 0 | 0 | 0 | 0 | 0 | 0 | 0 | 0 | 0 | 0 | 0 | 0 | 0 | 0 | 0
[10 empty] | 0 | 0 | 0 | 0 | 0 | 0 | 0 | 0 | 0 | 0 | 0 | 0 | 0 | 0 | 0 | 0 | 0 | 0 | 0 | 0 | 0 | 0 | 0 | 0 | 0 | 0 | 0 | 0
[10 empty] | 0 | 0 | 0 | 0 | 0 | 0 | 0 | 0 | 0 | 0 | 0 | 0 | 0 | 0 | 0 | 0 | 0 | 0 | 0 | 0 | 0 | 0 | 0 | 0 | 0 | 0 | 0 | 0
[10 empty] | 0 | 0 | 0 | 0 | 0 | 0 | 0 | 0 | 0 | 0 | 0 | 0 | 0 | 0 | 0 | 0 | 0 | 0 | 0 | 0 | 0 | 0 | 0 | 0 | 0 | 0 | 0 | 0
[10 empty] | 0 | 0 | 0 | 0 | 0 | 0 | 0 | 0 | 0 | 0 | 0 | 0 | 0 | 0 | 0 | 0 | 0 | 0 | 0 | 0 | 0 | 0 | 0 | 0 | 0 | 0 | 0 | 0
[10 empty] | 0 | 0 | 0 | 0 | 0 | 0 | 0 | 0 | 0 | 0 | 0 | 0 | 0 | 0 | 0 | 0 | 0 | 0 | 0 | 0 | 0 | 0 | 0 | 0 | 0 | 0 | 0 | 0
[10 empty] | 0 | 0 | 0 | 0 | 0 | 0 | 0 | 0 | 0 | 0 | 0 | 0 | 0 | 0 | 0 | 0 | 0 | 0 | 0 | 0 | 0 | 0 | 0 | 0 | 0 | 0 | 0 | 0
[10 empty] | 0 | 0 | 0 | 0 | 0 | 0 | 0 | 0 | 0 | 0 | 0 | 0 | 0 | 0 | 0 | 0 | 0 | 0 | 0 | 0 | 0 | 0 | 0 | 0 | 0 | 0 | 0 | 0
[10 empty] | 0 | 0 | 0 | 0 | 0 | 0 | 0 | 0 | 0 | 0 | 0 | 0 | 0 | 0 | 0 | 0 | 0 | 0 | 0 | 0 | 0 | 0 | 0 | 0 | 0 | 0 | 0 | 0
[10 empty] | 0 | 0 | 0 | 0 | 0 | 0 | 0 | 0 | 0 | 0 | 0 | 0 | 0 | 0 | 0 | 0 | 0 | 0 | 0 | 0 | 0 | 0 | 0 | 0 | 0 | 0 | 0 | 0
[10 empty] | 0 | 0 | 0 | 0 | 0 | 0 | 0 | 0 | 0 | 0 | 0 | 0 | 0 | 0 | 0 | 0 | 0 | 0 | 0 | 0 | 0 | 0 | 0 | 0 | 0 | 0 | 0 | 0
[10 empty] | 0 | 0 | 0 | 0 | 0 | 0 | 0 | 0 | 0 | 0 | 0 | 0 | 0 | 0 | 0 | 0 | 0 | 0 | 0 | 0 | 0 | 0 | 0 | 0 | 0 | 0 | 0 | 0
[10 empty] | 0 | 0 | 0 | 0 | 0 | 0 | 0 | 0 | 0 | 0 | 0 | 0 | 0 | 0 | 0 | 0 | 0 | 0 | 0 | 0 | 0 | 0 | 0 | 0 | 0 | 0 | 0 | 0
[10 empty] | 0 | 0 | 0 | 0 | 0 | 0 | 0 | 0 | 0 | 0 | 0 | 0 | 0 | 0 | 0 | 0 | 0 | 0 | 0 | 0 | 0 | 0 | 0 | 0 | 0 | 0 | 0 | 0
[10 empty] | 0 | 0 | 0 | 0 | 0 | 0 | 0 | 0 | 0 | 0 | 0 | 0 | 0 | 0 | 0 | 0 | 0 | 0 | 0 | 0 | 0 | 0 | 0 | 0 | 0 | 0 | 0 | 0
[10 empty] | 0 | 0 | 0 | 0 | 0 | 0 | 0 | 0 | 0 | 0 | 0 | 0 | 0 | 0 | 0 | 0 | 0 | 0 | 0 | 0 | 0 | 0 | 0 | 0 | 0 | 0 | 0 | 0
[10 empty] | 0 | 0 | 0 | 0 | 0 | 0 | 0 | 0 | 0 | 0 | 0 | 0 | 0 | 0 | 0 | 0 | 0 | 0 | 0 | 0 | 0 | 0 | 0 | 0 | 0 | 0 | 0 | 0
[10 empty] | 0 | 0 | 0 | 0 | 0 | 0 | 0 | 0 | 0 | 0 | 0 | 0 | 0 | 0 | 0 | 0 | 0 | 0 | 0 | 0 | 0 | 0 | 0 | 0 | 0 | 0 | 0 | 0
[10 empty] | 0 | 0 | 0 | 0 | 0 | 0 | 0 | 0 | 0 | 0 | 0 | 0 | 0 | 0 | 0 | 0 | 0 | 0 | 0 | 0 | 0 | 0 | 0 | 0 | 0 | 0 | 0 | 0
[10 empty] | 0 | 0 | 0 | 0 | 0 | 0 | 0 | 0 | 0 | 0 | 0 | 0 | 0 | 0 | 0 | 0 | 0 | 0 | 0 | 0 | 0 | 0 | 0 | 0 | 0 | 0 | 0 | 0
[10 empty] | 0 | 0 | 0 | 0 | 0 | 0 | 0 | 0 | 0 | 0 | 0 | 0 | 0 | 0 | 0 | 0 | 0 | 0 | 0 | 0 | 0 | 0 | 0 | 0 | 0 | 0 | 0 | 0
[10 empty] | 0 | 0 | 0 | 0 | 0 | 0 | 0 | 0 | 0 | 0 | 0 | 0 | 0 | 0 | 0 | 0 | 0 | 0 | 0 | 0 | 0 | 0 | 0 | 0 | 0 | 0 | 0 | 0
[10 empty] | 0 | 0 | 0 | 0 | 0 | 0 | 0 | 0 | 0 | 0 | 0 | 0 | 0 | 0 | 0 | 0 | 0 | 0 | 0 | 0 | 0 | 0 | 0 | 0 | 0 | 0 | 0 | 0
[10 empty] | 0 | 0 | 0 | 0 | 0 | 0 | 0 | 0 | 0 | 0 | 0 | 0 | 0 | 0 | 0 | 0 | 0 | 0 | 0 | 0 | 0 | 0 | 0 | 0 | 0 | 0 | 0 | 0
[10 empty] | 0 | 0 | 0 | 0 | 0 | 0 | 0 | 0 | 0 | 0 | 0 | 0 | 0 | 0 | 0 | 0 | 0 | 0 | 0 | 0 | 0 | 0 | 0 | 0 | 0 | 0 | 0 | 0
[10 empty] | 0 | 0 | 0 | 0 | 0 | 0 | 0 | 0 | 0 | 0 | 0 | 0 | 0 | 0 | 0 | 0 | 0 | 0 | 0 | 0 | 0 | 0 | 0 | 0 | 0 | 0 | 0 | 0
[10 empty] | 0 | 0 | 0 | 0 | 0 | 0 | 0 | 0 | 0 | 0 | 0 | 0 | 0 | 0 | 0 | 0 | 0 | 0 | 0 | 0 | 0 | 0 | 0 | 0 | 0 | 0 | 0 | 0
[10 empty] | 0 | 0 | 0 | 0 | 0 | 0 | 0 | 0 | 0 | 0 | 0 | 0 | 0 | 0 | 0 | 0 | 0 | 0 | 0 | 0 | 0 | 0 | 0 | 0 | 0 | 0 | 0 | 0
[10 empty] | 0 | 0 | 0 | 0 | 0 | 0 | 0 | 0 | 0 | 0 | 0 | 0 | 0 | 0 | 0 | 0 | 0 | 0 | 0 | 0 | 0 | 0 | 0 | 0 | 0 | 0 | 0 | 0
[10 empty] | 0 | 0 | 0 | 0 | 0 | 0 | 0 | 0 | 0 | 0 | 0 | 0 | 0 | 0 | 0 | 0 | 0 | 0 | 0 | 0 | 0 | 0 | 0 | 0 | 0 | 0 | 0 | 0
[10 empty] | 0 | 0 | 0 | 0 | 0 | 0 | 0 | 0 | 0 | 0 | 0 | 0 | 0 | 0 | 0 | 0 | 0 | 0 | 0 | 0 | 0 | 0 | 0 | 0 | 0 | 0 | 0 | 0
[10 empty] | 0 | 0 | 0 | 0 | 0 | 0 | 0 | 0 | 0 | 0 | 0 | 0 | 0 | 0 | 0 | 0 | 0 | 0 | 0 | 0 | 0 | 0 | 0 | 0 | 0 | 0 | 0 | 0
[10 empty] | 0 | 0 | 0 | 0 | 0 | 0 | 0 | 0 | 0 | 0 | 0 | 0 | 0 | 0 | 0 | 0 | 0 | 0 | 0 | 0 | 0 | 0 | 0 | 0 | 0 | 0 | 0 | 0
[10 empty] | 0 | 0 | 0 | 0 | 0 | 0 | 0 | 0 | 0 | 0 | 0 | 0 | 0 | 0 | 0 | 0 | 0 | 0 | 0 | 0 | 0 | 0 | 0 | 0 | 0 | 0 | 0 | 0
[10 empty] | 0 | 0 | 0 | 0 | 0 | 0 | 0 | 0 | 0 | 0 | 0 | 0 | 0 | 0 | 0 | 0 | 0 | 0 | 0 | 0 | 0 | 0 | 0 | 0 | 0 | 0 | 0 | 0
[10 empty] | 0 | 0 | 0 | 0 | 0 | 0 | 0 | 0 | 0 | 0 | 0 | 0 | 0 | 0 | 0 | 0 | 0 | 0 | 0 | 0 | 0 | 0 | 0 | 0 | 0 | 0 | 0 | 0
[10 empty] | 0 | 0 | 0 | 0 | 0 | 0 | 0 | 0 | 0 | 0 | 0 | 0 | 0 | 0 | 0 | 0 | 0 | 0 | 0 | 0 | 0 | 0 | 0 | 0 | 0 | 0 | 0 | 0
[10 empty] | 0 | 0 | 0 | 0 | 0 | 0 | 0 | 0 | 0 | 0 | 0 | 0 | 0 | 0 | 0 | 0 | 0 | 0 | 0 | 0 | 0 | 0 | 0 | 0 | 0 | 0 | 0 | 0
[10 empty] | 0 | 0 | 0 | 0 | 0 | 0 | 0 | 0 | 0 | 0 | 0 | 0 | 0 | 0 | 0 | 0 | 0 | 0 | 0 | 0 | 0 | 0 | 0 | 0 | 0 | 0 | 0 | 0
[10 empty] | 0 | 0 | 0 | 0 | 0 | 0 | 0 | 0 | 0 | 0 | 0 | 0 | 0 | 0 | 0 | 0 | 0 | 0 | 0 | 0 | 0 | 0 | 0 | 0 | 0 | 0 | 0 | 0
[10 empty] | 0 | 0 | 0 | 0 | 0 | 0 | 0 | 0 | 0 | 0 | 0 | 0 | 0 | 0 | 0 | 0 | 0 | 0 | 0 | 0 | 0 | 0 | 0 | 0 | 0 | 0 | 0 | 0
[10 empty] | 0 | 0 | 0 | 0 | 0 | 0 | 0 | 0 | 0 | 0 | 0 | 0 | 0 | 0 | 0 | 0 | 0 | 0 | 0 | 0 | 0 | 0 | 0 | 0 | 0 | 0 | 0 | 0
[10 empty] | 0 | 0 | 0 | 0 | 0 | 0 | 0 | 0 | 0 | 0 | 0 | 0 | 0 | 0 | 0 | 0 | 0 | 0 | 0 | 0 | 0 | 0 | 0 | 0 | 0 | 0 | 0 | 0
[10 empty] | 0 | 0 | 0 | 0 | 0 | 0 | 0 | 0 | 0 | 0 | 0 | 0 | 0 | 0 | 0 | 0 | 0 | 0 | 0 | 0 | 0 | 0 | 0 | 0 | 0 | 0 | 0 | 0
[10 empty] | 0 | 0 | 0 | 0 | 0 | 0 | 0 | 0 | 0 | 0 | 0 | 0 | 0 | 0 | 0 | 0 | 0 | 0 | 0 | 0 | 0 | 0 | 0 | 0 | 0 | 0 | 0 | 0
[10 empty] | 0 | 0 | 0 | 0 | 0 | 0 | 0 | 0 | 0 | 0 | 0 | 0 | 0 | 0 | 0 | 0 | 0 | 0 | 0 | 0 | 0 | 0 | 0 | 0 | 0 | 0 | 0 | 0
[10 empty] | 0 | 0 | 0 | 0 | 0 | 0 | 0 | 0 | 0 | 0 | 0 | 0 | 0 | 0 | 0 | 0 | 0 | 0 | 0 | 0 | 0 | 0 | 0 | 0 | 0 | 0 | 0 | 0
[10 empty] | 0 | 0 | 0 | 0 | 0 | 0 | 0 | 0 | 0 | 0 | 0 | 0 | 0 | 0 | 0 | 0 | 0 | 0 | 0 | 0 | 0 | 0 | 0 | 0 | 0 | 0 | 0 | 0
[10 empty] | 0 | 0 | 0 | 0 | 0 | 0 | 0 | 0 | 0 | 0 | 0 | 0 | 0 | 0 | 0 | 0 | 0 | 0 | 0 | 0 | 0 | 0 | 0 | 0 | 0 | 0 | 0 | 0
[10 empty] | 0 | 0 | 0 | 0 | 0 | 0 | 0 | 0 | 0 | 0 | 0 | 0 | 0 | 0 | 0 | 0 | 0 | 0 | 0 | 0 | 0 | 0 | 0 | 0 | 0 | 0 | 0 | 0
[10 empty] | 0 | 0 | 0 | 0 | 0 | 0 | 0 | 0 | 0 | 0 | 0 | 0 | 0 | 0 | 0 | 0 | 0 | 0 | 0 | 0 | 0 | 0 | 0 | 0 | 0 | 0 | 0 | 0
[10 empty] | 0 | 0 | 0 | 0 | 0 | 0 | 0 | 0 | 0 | 0 | 0 | 0 | 0 | 0 | 0 | 0 | 0 | 0 | 0 | 0 | 0 | 0 | 0 | 0 | 0 | 0 | 0 | 0
[10 empty] | 0 | 0 | 0 | 0 | 0 | 0 | 0 | 0 | 0 | 0 | 0 | 0 | 0 | 0 | 0 | 0 | 0 | 0 | 0 | 0 | 0 | 0 | 0 | 0 | 0 | 0 | 0 | 0
[10 empty] | 0 | 0 | 0 | 0 | 0 | 0 | 0 | 0 | 0 | 0 | 0 | 0 | 0 | 0 | 0 | 0 | 0 | 0 | 0 | 0 | 0 | 0 | 0 | 0 | 0 | 0 | 0 | 0
[10 empty] | 0 | 0 | 0 | 0 | 0 | 0 | 0 | 0 | 0 | 0 | 0 | 0 | 0 | 0 | 0 | 0 | 0 | 0 | 0 | 0 | 0 | 0 | 0 | 0 | 0 | 0 | 0 | 0
[10 empty] | 0 | 0 | 0 | 0 | 0 | 0 | 0 | 0 | 0 | 0 | 0 | 0 | 0 | 0 | 0 | 0 | 0 | 0 | 0 | 0 | 0 | 0 | 0 | 0 | 0 | 0 | 0 | 0
[10 empty] | 0 | 0 | 0 | 0 | 0 | 0 | 0 | 0 | 0 | 0 | 0 | 0 | 0 | 0 | 0 | 0 | 0 | 0 | 0 | 0 | 0 | 0 | 0 | 0 | 0 | 0 | 0 | 0
[10 empty] | 0 | 0 | 0 | 0 | 0 | 0 | 0 | 0 | 0 | 0 | 0 | 0 | 0 | 0 | 0 | 0 | 0 | 0 | 0 | 0 | 0 | 0 | 0 | 0 | 0 | 0 | 0 | 0
[10 empty] | 0 | 0 | 0 | 0 | 0 | 0 | 0 | 0 | 0 | 0 | 0 | 0 | 0 | 0 | 0 | 0 | 0 | 0 | 0 | 0 | 0 | 0 | 0 | 0 | 0 | 0 | 0 | 0
[10 empty] | 0 | 0 | 0 | 0 | 0 | 0 | 0 | 0 | 0 | 0 | 0 | 0 | 0 | 0 | 0 | 0 | 0 | 0 | 0 | 0 | 0 | 0 | 0 | 0 | 0 | 0 | 0 | 0
[10 empty] | 0 | 0 | 0 | 0 | 0 | 0 | 0 | 0 | 0 | 0 | 0 | 0 | 0 | 0 | 0 | 0 | 0 | 0 | 0 | 0 | 0 | 0 | 0 | 0 | 0 | 0 | 0 | 0
[10 empty] | 0 | 0 | 0 | 0 | 0 | 0 | 0 | 0 | 0 | 0 | 0 | 0 | 0 | 0 | 0 | 0 | 0 | 0 | 0 | 0 | 0 | 0 | 0 | 0 | 0 | 0 | 0 | 0
[10 empty] | 0 | 0 | 0 | 0 | 0 | 0 | 0 | 0 | 0 | 0 | 0 | 0 | 0 | 0 | 0 | 0 | 0 | 0 | 0 | 0 | 0 | 0 | 0 | 0 | 0 | 0 | 0 | 0
[10 empty] | 0 | 0 | 0 | 0 | 0 | 0 | 0 | 0 | 0 | 0 | 0 | 0 | 0 | 0 | 0 | 0 | 0 | 0 | 0 | 0 | 0 | 0 | 0 | 0 | 0 | 0 | 0 | 0
[10 empty] | 0 | 0 | 0 | 0 | 0 | 0 | 0 | 0 | 0 | 0 | 0 | 0 | 0 | 0 | 0 | 0 | 0 | 0 | 0 | 0 | 0 | 0 | 0 | 0 | 0 | 0 | 0 | 0
[10 empty] | 0 | 0 | 0 | 0 | 0 | 0 | 0 | 0 | 0 | 0 | 0 | 0 | 0 | 0 | 0 | 0 | 0 | 0 | 0 | 0 | 0 | 0 | 0 | 0 | 0 | 0 | 0 | 0
[10 empty] | 0 | 0 | 0 | 0 | 0 | 0 | 0 | 0 | 0 | 0 | 0 | 0 | 0 | 0 | 0 | 0 | 0 | 0 | 0 | 0 | 0 | 0 | 0 | 0 | 0 | 0 | 0 | 0
[10 empty] | 0 | 0 | 0 | 0 | 0 | 0 | 0 | 0 | 0 | 0 | 0 | 0 | 0 | 0 | 0 | 0 | 0 | 0 | 0 | 0 | 0 | 0 | 0 | 0 | 0 | 0 | 0 | 0
[10 empty] | 0 | 0 | 0 | 0 | 0 | 0 | 0 | 0 | 0 | 0 | 0 | 0 | 0 | 0 | 0 | 0 | 0 | 0 | 0 | 0 | 0 | 0 | 0 | 0 | 0 | 0 | 0 | 0
[10 empty] | 0 | 0 | 0 | 0 | 0 | 0 | 0 | 0 | 0 | 0 | 0 | 0 | 0 | 0 | 0 | 0 | 0 | 0 | 0 | 0 | 0 | 0 | 0 | 0 | 0 | 0 | 0 | 0
[10 empty] | 0 | 0 | 0 | 0 | 0 | 0 | 0 | 0 | 0 | 0 | 0 | 0 | 0 | 0 | 0 | 0 | 0 | 0 | 0 | 0 | 0 | 0 | 0 | 0 | 0 | 0 | 0 | 0
[10 empty] | 0 | 0 | 0 | 0 | 0 | 0 | 0 | 0 | 0 | 0 | 0 | 0 | 0 | 0 | 0 | 0 | 0 | 0 | 0 | 0 | 0 | 0 | 0 | 0 | 0 | 0 | 0 | 0
[10 empty] | 0 | 0 | 0 | 0 | 0 | 0 | 0 | 0 | 0 | 0 | 0 | 0 | 0 | 0 | 0 | 0 | 0 | 0 | 0 | 0 | 0 | 0 | 0 | 0 | 0 | 0 | 0 | 0
[10 empty] | 0 | 0 | 0 | 0 | 0 | 0 | 0 | 0 | 0 | 0 | 0 | 0 | 0 | 0 | 0 | 0 | 0 | 0 | 0 | 0 | 0 | 0 | 0 | 0 | 0 | 0 | 0 | 0
[10 empty] | 0 | 0 | 0 | 0 | 0 | 0 | 0 | 0 | 0 | 0 | 0 | 0 | 0 | 0 | 0 | 0 | 0 | 0 | 0 | 0 | 0 | 0 | 0 | 0 | 0 | 0 | 0 | 0
[10 empty] | 0 | 0 | 0 | 0 | 0 | 0 | 0 | 0 | 0 | 0 | 0 | 0 | 0 | 0 | 0 | 0 | 0 | 0 | 0 | 0 | 0 | 0 | 0 | 0 | 0 | 0 | 0 | 0
[10 empty] | 0 | 0 | 0 | 0 | 0 | 0 | 0 | 0 | 0 | 0 | 0 | 0 | 0 | 0 | 0 | 0 | 0 | 0 | 0 | 0 | 0 | 0 | 0 | 0 | 0 | 0 | 0 | 0
[10 empty] | 0 | 0 | 0 | 0 | 0 | 0 | 0 | 0 | 0 | 0 | 0 | 0 | 0 | 0 | 0 | 0 | 0 | 0 | 0 | 0 | 0 | 0 | 0 | 0 | 0 | 0 | 0 | 0
[10 empty] | 0 | 0 | 0 | 0 | 0 | 0 | 0 | 0 | 0 | 0 | 0 | 0 | 0 | 0 | 0 | 0 | 0 | 0 | 0 | 0 | 0 | 0 | 0 | 0 | 0 | 0 | 0 | 0
[10 empty] | 0 | 0 | 0 | 0 | 0 | 0 | 0 | 0 | 0 | 0 | 0 | 0 | 0 | 0 | 0 | 0 | 0 | 0 | 0 | 0 | 0 | 0 | 0 | 0 | 0 | 0 | 0 | 0
[10 empty] | 0 | 0 | 0 | 0 | 0 | 0 | 0 | 0 | 0 | 0 | 0 | 0 | 0 | 0 | 0 | 0 | 0 | 0 | 0 | 0 | 0 | 0 | 0 | 0 | 0 | 0 | 0 | 0
[10 empty] | 0 | 0 | 0 | 0 | 0 | 0 | 0 | 0 | 0 | 0 | 0 | 0 | 0 | 0 | 0 | 0 | 0 | 0 | 0 | 0 | 0 | 0 | 0 | 0 | 0 | 0 | 0 | 0
[10 empty] | 0 | 0 | 0 | 0 | 0 | 0 | 0 | 0 | 0 | 0 | 0 | 0 | 0 | 0 | 0 | 0 | 0 | 0 | 0 | 0 | 0 | 0 | 0 | 0 | 0 | 0 | 0 | 0
[10 empty] | 0 | 0 | 0 | 0 | 0 | 0 | 0 | 0 | 0 | 0 | 0 | 0 | 0 | 0 | 0 | 0 | 0 | 0 | 0 | 0 | 0 | 0 | 0 | 0 | 0 | 0 | 0 | 0
[10 empty] | 0 | 0 | 0 | 0 | 0 | 0 | 0 | 0 | 0 | 0 | 0 | 0 | 0 | 0 | 0 | 0 | 0 | 0 | 0 | 0 | 0 | 0 | 0 | 0 | 0 | 0 | 0 | 0
[10 empty] | 0 | 0 | 0 | 0 | 0 | 0 | 0 | 0 | 0 | 0 | 0 | 0 | 0 | 0 | 0 | 0 | 0 | 0 | 0 | 0 | 0 | 0 | 0 | 0 | 0 | 0 | 0 | 0
[10 empty] | 0 | 0 | 0 | 0 | 0 | 0 | 0 | 0 | 0 | 0 | 0 | 0 | 0 | 0 | 0 | 0 | 0 | 0 | 0 | 0 | 0 | 0 | 0 | 0 | 0 | 0 | 0 | 0
[10 empty] | 0 | 0 | 0 | 0 | 0 | 0 | 0 | 0 | 0 | 0 | 0 | 0 | 0 | 0 | 0 | 0 | 0 | 0 | 0 | 0 | 0 | 0 | 0 | 0 | 0 | 0 | 0 | 0
[10 empty] | 0 | 0 | 0 | 0 | 0 | 0 | 0 | 0 | 0 | 0 | 0 | 0 | 0 | 0 | 0 | 0 | 0 | 0 | 0 | 0 | 0 | 0 | 0 | 0 | 0 | 0 | 0 | 0
[10 empty] | 0 | 0 | 0 | 0 | 0 | 0 | 0 | 0 | 0 | 0 | 0 | 0 | 0 | 0 | 0 | 0 | 0 | 0 | 0 | 0 | 0 | 0 | 0 | 0 | 0 | 0 | 0 | 0
[10 empty] | 0 | 0 | 0 | 0 | 0 | 0 | 0 | 0 | 0 | 0 | 0 | 0 | 0 | 0 | 0 | 0 | 0 | 0 | 0 | 0 | 0 | 0 | 0 | 0 | 0 | 0 | 0 | 0
[10 empty] | 0 | 0 | 0 | 0 | 0 | 0 | 0 | 0 | 0 | 0 | 0 | 0 | 0 | 0 | 0 | 0 | 0 | 0 | 0 | 0 | 0 | 0 | 0 | 0 | 0 | 0 | 0 | 0
[10 empty] | 0 | 0 | 0 | 0 | 0 | 0 | 0 | 0 | 0 | 0 | 0 | 0 | 0 | 0 | 0 | 0 | 0 | 0 | 0 | 0 | 0 | 0 | 0 | 0 | 0 | 0 | 0 | 0
[10 empty] | 0 | 0 | 0 | 0 | 0 | 0 | 0 | 0 | 0 | 0 | 0 | 0 | 0 | 0 | 0 | 0 | 0 | 0 | 0 | 0 | 0 | 0 | 0 | 0 | 0 | 0 | 0 | 0
[10 empty] | 0 | 0 | 0 | 0 | 0 | 0 | 0 | 0 | 0 | 0 | 0 | 0 | 0 | 0 | 0 | 0 | 0 | 0 | 0 | 0 | 0 | 0 | 0 | 0 | 0 | 0 | 0 | 0
[10 empty] | 0 | 0 | 0 | 0 | 0 | 0 | 0 | 0 | 0 | 0 | 0 | 0 | 0 | 0 | 0 | 0 | 0 | 0 | 0 | 0 | 0 | 0 | 0 | 0 | 0 | 0 | 0 | 0
[10 empty] | 0 | 0 | 0 | 0 | 0 | 0 | 0 | 0 | 0 | 0 | 0 | 0 | 0 | 0 | 0 | 0 | 0 | 0 | 0 | 0 | 0 | 0 | 0 | 0 | 0 | 0 | 0 | 0
[10 empty] | 0 | 0 | 0 | 0 | 0 | 0 | 0 | 0 | 0 | 0 | 0 | 0 | 0 | 0 | 0 | 0 | 0 | 0 | 0 | 0 | 0 | 0 | 0 | 0 | 0 | 0 | 0 | 0
[10 empty] | 0 | 0 | 0 | 0 | 0 | 0 | 0 | 0 | 0 | 0 | 0 | 0 | 0 | 0 | 0 | 0 | 0 | 0 | 0 | 0 | 0 | 0 | 0 | 0 | 0 | 0 | 0 | 0
[10 empty] | 0 | 0 | 0 | 0 | 0 | 0 | 0 | 0 | 0 | 0 | 0 | 0 | 0 | 0 | 0 | 0 | 0 | 0 | 0 | 0 | 0 | 0 | 0 | 0 | 0 | 0 | 0 | 0
[10 empty] | 0 | 0 | 0 | 0 | 0 | 0 | 0 | 0 | 0 | 0 | 0 | 0 | 0 | 0 | 0 | 0 | 0 | 0 | 0 | 0 | 0 | 0 | 0 | 0 | 0 | 0 | 0 | 0
[10 empty] | 0 | 0 | 0 | 0 | 0 | 0 | 0 | 0 | 0 | 0 | 0 | 0 | 0 | 0 | 0 | 0 | 0 | 0 | 0 | 0 | 0 | 0 | 0 | 0 | 0 | 0 | 0 | 0
[10 empty] | 0 | 0 | 0 | 0 | 0 | 0 | 0 | 0 | 0 | 0 | 0 | 0 | 0 | 0 | 0 | 0 | 0 | 0 | 0 | 0 | 0 | 0 | 0 | 0 | 0 | 0 | 0 | 0
[10 empty] | 0 | 0 | 0 | 0 | 0 | 0 | 0 | 0 | 0 | 0 | 0 | 0 | 0 | 0 | 0 | 0 | 0 | 0 | 0 | 0 | 0 | 0 | 0 | 0 | 0 | 0 | 0 | 0
[10 empty] | 0 | 0 | 0 | 0 | 0 | 0 | 0 | 0 | 0 | 0 | 0 | 0 | 0 | 0 | 0 | 0 | 0 | 0 | 0 | 0 | 0 | 0 | 0 | 0 | 0 | 0 | 0 | 0
[10 empty] | 0 | 0 | 0 | 0 | 0 | 0 | 0 | 0 | 0 | 0 | 0 | 0 | 0 | 0 | 0 | 0 | 0 | 0 | 0 | 0 | 0 | 0 | 0 | 0 | 0 | 0 | 0 | 0
[10 empty] | 0 | 0 | 0 | 0 | 0 | 0 | 0 | 0 | 0 | 0 | 0 | 0 | 0 | 0 | 0 | 0 | 0 | 0 | 0 | 0 | 0 | 0 | 0 | 0 | 0 | 0 | 0 | 0
[10 empty] | 0 | 0 | 0 | 0 | 0 | 0 | 0 | 0 | 0 | 0 | 0 | 0 | 0 | 0 | 0 | 0 | 0 | 0 | 0 | 0 | 0 | 0 | 0 | 0 | 0 | 0 | 0 | 0
[10 empty] | 0 | 0 | 0 | 0 | 0 | 0 | 0 | 0 | 0 | 0 | 0 | 0 | 0 | 0 | 0 | 0 | 0 | 0 | 0 | 0 | 0 | 0 | 0 | 0 | 0 | 0 | 0 | 0
[10 empty] | 0 | 0 | 0 | 0 | 0 | 0 | 0 | 0 | 0 | 0 | 0 | 0 | 0 | 0 | 0 | 0 | 0 | 0 | 0 | 0 | 0 | 0 | 0 | 0 | 0 | 0 | 0 | 0
[10 empty] | 0 | 0 | 0 | 0 | 0 | 0 | 0 | 0 | 0 | 0 | 0 | 0 | 0 | 0 | 0 | 0 | 0 | 0 | 0 | 0 | 0 | 0 | 0 | 0 | 0 | 0 | 0 | 0
[10 empty] | 0 | 0 | 0 | 0 | 0 | 0 | 0 | 0 | 0 | 0 | 0 | 0 | 0 | 0 | 0 | 0 | 0 | 0 | 0 | 0 | 0 | 0 | 0 | 0 | 0 | 0 | 0 | 0
[10 empty] | 0 | 0 | 0 | 0 | 0 | 0 | 0 | 0 | 0 | 0 | 0 | 0 | 0 | 0 | 0 | 0 | 0 | 0 | 0 | 0 | 0 | 0 | 0 | 0 | 0 | 0 | 0 | 0
[10 empty] | 0 | 0 | 0 | 0 | 0 | 0 | 0 | 0 | 0 | 0 | 0 | 0 | 0 | 0 | 0 | 0 | 0 | 0 | 0 | 0 | 0 | 0 | 0 | 0 | 0 | 0 | 0 | 0
[10 empty] | 0 | 0 | 0 | 0 | 0 | 0 | 0 | 0 | 0 | 0 | 0 | 0 | 0 | 0 | 0 | 0 | 0 | 0 | 0 | 0 | 0 | 0 | 0 | 0 | 0 | 0 | 0 | 0
[10 empty] | 0 | 0 | 0 | 0 | 0 | 0 | 0 | 0 | 0 | 0 | 0 | 0 | 0 | 0 | 0 | 0 | 0 | 0 | 0 | 0 | 0 | 0 | 0 | 0 | 0 | 0 | 0 | 0
[10 empty] | 0 | 0 | 0 | 0 | 0 | 0 | 0 | 0 | 0 | 0 | 0 | 0 | 0 | 0 | 0 | 0 | 0 | 0 | 0 | 0 | 0 | 0 | 0 | 0 | 0 | 0 | 0 | 0
[10 empty] | 0 | 0 | 0 | 0 | 0 | 0 | 0 | 0 | 0 | 0 | 0 | 0 | 0 | 0 | 0 | 0 | 0 | 0 | 0 | 0 | 0 | 0 | 0 | 0 | 0 | 0 | 0 | 0
[10 empty] | 0 | 0 | 0 | 0 | 0 | 0 | 0 | 0 | 0 | 0 | 0 | 0 | 0 | 0 | 0 | 0 | 0 | 0 | 0 | 0 | 0 | 0 | 0 | 0 | 0 | 0 | 0 | 0
[10 empty] | 0 | 0 | 0 | 0 | 0 | 0 | 0 | 0 | 0 | 0 | 0 | 0 | 0 | 0 | 0 | 0 | 0 | 0 | 0 | 0 | 0 | 0 | 0 | 0 | 0 | 0 | 0 | 0
[10 empty] | 0 | 0 | 0 | 0 | 0 | 0 | 0 | 0 | 0 | 0 | 0 | 0 | 0 | 0 | 0 | 0 | 0 | 0 | 0 | 0 | 0 | 0 | 0 | 0 | 0 | 0 | 0 | 0
[10 empty] | 0 | 0 | 0 | 0 | 0 | 0 | 0 | 0 | 0 | 0 | 0 | 0 | 0 | 0 | 0 | 0 | 0 | 0 | 0 | 0 | 0 | 0 | 0 | 0 | 0 | 0 | 0 | 0
[10 empty] | 0 | 0 | 0 | 0 | 0 | 0 | 0 | 0 | 0 | 0 | 0 | 0 | 0 | 0 | 0 | 0 | 0 | 0 | 0 | 0 | 0 | 0 | 0 | 0 | 0 | 0 | 0 | 0
[10 empty] | 0 | 0 | 0 | 0 | 0 | 0 | 0 | 0 | 0 | 0 | 0 | 0 | 0 | 0 | 0 | 0 | 0 | 0 | 0 | 0 | 0 | 0 | 0 | 0 | 0 | 0 | 0 | 0
[10 empty] | 0 | 0 | 0 | 0 | 0 | 0 | 0 | 0 | 0 | 0 | 0 | 0 | 0 | 0 | 0 | 0 | 0 | 0 | 0 | 0 | 0 | 0 | 0 | 0 | 0 | 0 | 0 | 0
[10 empty] | 0 | 0 | 0 | 0 | 0 | 0 | 0 | 0 | 0 | 0 | 0 | 0 | 0 | 0 | 0 | 0 | 0 | 0 | 0 | 0 | 0 | 0 | 0 | 0 | 0 | 0 | 0 | 0
[10 empty] | 0 | 0 | 0 | 0 | 0 | 0 | 0 | 0 | 0 | 0 | 0 | 0 | 0 | 0 | 0 | 0 | 0 | 0 | 0 | 0 | 0 | 0 | 0 | 0 | 0 | 0 | 0 | 0
[10 empty] | 0 | 0 | 0 | 0 | 0 | 0 | 0 | 0 | 0 | 0 | 0 | 0 | 0 | 0 | 0 | 0 | 0 | 0 | 0 | 0 | 0 | 0 | 0 | 0 | 0 | 0 | 0 | 0
[10 empty] | 0 | 0 | 0 | 0 | 0 | 0 | 0 | 0 | 0 | 0 | 0 | 0 | 0 | 0 | 0 | 0 | 0 | 0 | 0 | 0 | 0 | 0 | 0 | 0 | 0 | 0 | 0 | 0
[10 empty] | 0 | 0 | 0 | 0 | 0 | 0 | 0 | 0 | 0 | 0 | 0 | 0 | 0 | 0 | 0 | 0 | 0 | 0 | 0 | 0 | 0 | 0 | 0 | 0 | 0 | 0 | 0 | 0
[10 empty] | 0 | 0 | 0 | 0 | 0 | 0 | 0 | 0 | 0 | 0 | 0 | 0 | 0 | 0 | 0 | 0 | 0 | 0 | 0 | 0 | 0 | 0 | 0 | 0 | 0 | 0 | 0 | 0
[10 empty] | 0 | 0 | 0 | 0 | 0 | 0 | 0 | 0 | 0 | 0 | 0 | 0 | 0 | 0 | 0 | 0 | 0 | 0 | 0 | 0 | 0 | 0 | 0 | 0 | 0 | 0 | 0 | 0
[10 empty] | 0 | 0 | 0 | 0 | 0 | 0 | 0 | 0 | 0 | 0 | 0 | 0 | 0 | 0 | 0 | 0 | 0 | 0 | 0 | 0 | 0 | 0 | 0 | 0 | 0 | 0 | 0 | 0
[10 empty] | 0 | 0 | 0 | 0 | 0 | 0 | 0 | 0 | 0 | 0 | 0 | 0 | 0 | 0 | 0 | 0 | 0 | 0 | 0 | 0 | 0 | 0 | 0 | 0 | 0 | 0 | 0 | 0
[10 empty] | 0 | 0 | 0 | 0 | 0 | 0 | 0 | 0 | 0 | 0 | 0 | 0 | 0 | 0 | 0 | 0 | 0 | 0 | 0 | 0 | 0 | 0 | 0 | 0 | 0 | 0 | 0 | 0
[10 empty] | 0 | 0 | 0 | 0 | 0 | 0 | 0 | 0 | 0 | 0 | 0 | 0 | 0 | 0 | 0 | 0 | 0 | 0 | 0 | 0 | 0 | 0 | 0 | 0 | 0 | 0 | 0 | 0
[10 empty] | 0 | 0 | 0 | 0 | 0 | 0 | 0 | 0 | 0 | 0 | 0 | 0 | 0 | 0 | 0 | 0 | 0 | 0 | 0 | 0 | 0 | 0 | 0 | 0 | 0 | 0 | 0 | 0
[10 empty] | 0 | 0 | 0 | 0 | 0 | 0 | 0 | 0 | 0 | 0 | 0 | 0 | 0 | 0 | 0 | 0 | 0 | 0 | 0 | 0 | 0 | 0 | 0 | 0 | 0 | 0 | 0 | 0
[10 empty] | 0 | 0 | 0 | 0 | 0 | 0 | 0 | 0 | 0 | 0 | 0 | 0 | 0 | 0 | 0 | 0 | 0 | 0 | 0 | 0 | 0 | 0 | 0 | 0 | 0 | 0 | 0 | 0
[10 empty] | 0 | 0 | 0 | 0 | 0 | 0 | 0 | 0 | 0 | 0 | 0 | 0 | 0 | 0 | 0 | 0 | 0 | 0 | 0 | 0 | 0 | 0 | 0 | 0 | 0 | 0 | 0 | 0
[10 empty] | 0 | 0 | 0 | 0 | 0 | 0 | 0 | 0 | 0 | 0 | 0 | 0 | 0 | 0 | 0 | 0 | 0 | 0 | 0 | 0 | 0 | 0 | 0 | 0 | 0 | 0 | 0 | 0
[10 empty] | 0 | 0 | 0 | 0 | 0 | 0 | 0 | 0 | 0 | 0 | 0 | 0 | 0 | 0 | 0 | 0 | 0 | 0 | 0 | 0 | 0 | 0 | 0 | 0 | 0 | 0 | 0 | 0
[10 empty] | 0 | 0 | 0 | 0 | 0 | 0 | 0 | 0 | 0 | 0 | 0 | 0 | 0 | 0 | 0 | 0 | 0 | 0 | 0 | 0 | 0 | 0 | 0 | 0 | 0 | 0 | 0 | 0
[10 empty] | 0 | 0 | 0 | 0 | 0 | 0 | 0 | 0 | 0 | 0 | 0 | 0 | 0 | 0 | 0 | 0 | 0 | 0 | 0 | 0 | 0 | 0 | 0 | 0 | 0 | 0 | 0 | 0
[10 empty] | 0 | 0 | 0 | 0 | 0 | 0 | 0 | 0 | 0 | 0 | 0 | 0 | 0 | 0 | 0 | 0 | 0 | 0 | 0 | 0 | 0 | 0 | 0 | 0 | 0 | 0 | 0 | 0
[10 empty] | 0 | 0 | 0 | 0 | 0 | 0 | 0 | 0 | 0 | 0 | 0 | 0 | 0 | 0 | 0 | 0 | 0 | 0 | 0 | 0 | 0 | 0 | 0 | 0 | 0 | 0 | 0 | 0
[10 empty] | 0 | 0 | 0 | 0 | 0 | 0 | 0 | 0 | 0 | 0 | 0 | 0 | 0 | 0 | 0 | 0 | 0 | 0 | 0 | 0 | 0 | 0 | 0 | 0 | 0 | 0 | 0 | 0
[10 empty] | 0 | 0 | 0 | 0 | 0 | 0 | 0 | 0 | 0 | 0 | 0 | 0 | 0 | 0 | 0 | 0 | 0 | 0 | 0 | 0 | 0 | 0 | 0 | 0 | 0 | 0 | 0 | 0
[10 empty] | 0 | 0 | 0 | 0 | 0 | 0 | 0 | 0 | 0 | 0 | 0 | 0 | 0 | 0 | 0 | 0 | 0 | 0 | 0 | 0 | 0 | 0 | 0 | 0 | 0 | 0 | 0 | 0
[10 empty] | 0 | 0 | 0 | 0 | 0 | 0 | 0 | 0 | 0 | 0 | 0 | 0 | 0 | 0 | 0 | 0 | 0 | 0 | 0 | 0 | 0 | 0 | 0 | 0 | 0 | 0 | 0 | 0
[10 empty] | 0 | 0 | 0 | 0 | 0 | 0 | 0 | 0 | 0 | 0 | 0 | 0 | 0 | 0 | 0 | 0 | 0 | 0 | 0 | 0 | 0 | 0 | 0 | 0 | 0 | 0 | 0 | 0
[10 empty] | 0 | 0 | 0 | 0 | 0 | 0 | 0 | 0 | 0 | 0 | 0 | 0 | 0 | 0 | 0 | 0 | 0 | 0 | 0 | 0 | 0 | 0 | 0 | 0 | 0 | 0 | 0 | 0
[10 empty] | 0 | 0 | 0 | 0 | 0 | 0 | 0 | 0 | 0 | 0 | 0 | 0 | 0 | 0 | 0 | 0 | 0 | 0 | 0 | 0 | 0 | 0 | 0 | 0 | 0 | 0 | 0 | 0
[10 empty] | 0 | 0 | 0 | 0 | 0 | 0 | 0 | 0 | 0 | 0 | 0 | 0 | 0 | 0 | 0 | 0 | 0 | 0 | 0 | 0 | 0 | 0 | 0 | 0 | 0 | 0 | 0 | 0
[10 empty] | 0 | 0 | 0 | 0 | 0 | 0 | 0 | 0 | 0 | 0 | 0 | 0 | 0 | 0 | 0 | 0 | 0 | 0 | 0 | 0 | 0 | 0 | 0 | 0 | 0 | 0 | 0 | 0
[10 empty] | 0 | 0 | 0 | 0 | 0 | 0 | 0 | 0 | 0 | 0 | 0 | 0 | 0 | 0 | 0 | 0 | 0 | 0 | 0 | 0 | 0 | 0 | 0 | 0 | 0 | 0 | 0 | 0
[10 empty] | 0 | 0 | 0 | 0 | 0 | 0 | 0 | 0 | 0 | 0 | 0 | 0 | 0 | 0 | 0 | 0 | 0 | 0 | 0 | 0 | 0 | 0 | 0 | 0 | 0 | 0 | 0 | 0
[10 empty] | 0 | 0 | 0 | 0 | 0 | 0 | 0 | 0 | 0 | 0 | 0 | 0 | 0 | 0 | 0 | 0 | 0 | 0 | 0 | 0 | 0 | 0 | 0 | 0 | 0 | 0 | 0 | 0
[10 empty] | 0 | 0 | 0 | 0 | 0 | 0 | 0 | 0 | 0 | 0 | 0 | 0 | 0 | 0 | 0 | 0 | 0 | 0 | 0 | 0 | 0 | 0 | 0 | 0 | 0 | 0 | 0 | 0
[10 empty] | 0 | 0 | 0 | 0 | 0 | 0 | 0 | 0 | 0 | 0 | 0 | 0 | 0 | 0 | 0 | 0 | 0 | 0 | 0 | 0 | 0 | 0 | 0 | 0 | 0 | 0 | 0 | 0
[10 empty] | 0 | 0 | 0 | 0 | 0 | 0 | 0 | 0 | 0 | 0 | 0 | 0 | 0 | 0 | 0 | 0 | 0 | 0 | 0 | 0 | 0 | 0 | 0 | 0 | 0 | 0 | 0 | 0
[10 empty] | 0 | 0 | 0 | 0 | 0 | 0 | 0 | 0 | 0 | 0 | 0 | 0 | 0 | 0 | 0 | 0 | 0 | 0 | 0 | 0 | 0 | 0 | 0 | 0 | 0 | 0 | 0 | 0
[10 empty] | 0 | 0 | 0 | 0 | 0 | 0 | 0 | 0 | 0 | 0 | 0 | 0 | 0 | 0 | 0 | 0 | 0 | 0 | 0 | 0 | 0 | 0 | 0 | 0 | 0 | 0 | 0 | 0
[10 empty] | 0 | 0 | 0 | 0 | 0 | 0 | 0 | 0 | 0 | 0 | 0 | 0 | 0 | 0 | 0 | 0 | 0 | 0 | 0 | 0 | 0 | 0 | 0 | 0 | 0 | 0 | 0 | 0
[10 empty] | 0 | 0 | 0 | 0 | 0 | 0 | 0 | 0 | 0 | 0 | 0 | 0 | 0 | 0 | 0 | 0 | 0 | 0 | 0 | 0 | 0 | 0 | 0 | 0 | 0 | 0 | 0 | 0
[10 empty] | 0 | 0 | 0 | 0 | 0 | 0 | 0 | 0 | 0 | 0 | 0 | 0 | 0 | 0 | 0 | 0 | 0 | 0 | 0 | 0 | 0 | 0 | 0 | 0 | 0 | 0 | 0 | 0
[10 empty] | 0 | 0 | 0 | 0 | 0 | 0 | 0 | 0 | 0 | 0 | 0 | 0 | 0 | 0 | 0 | 0 | 0 | 0 | 0 | 0 | 0 | 0 | 0 | 0 | 0 | 0 | 0 | 0
[10 empty] | 0 | 0 | 0 | 0 | 0 | 0 | 0 | 0 | 0 | 0 | 0 | 0 | 0 | 0 | 0 | 0 | 0 | 0 | 0 | 0 | 0 | 0 | 0 | 0 | 0 | 0 | 0 | 0
[10 empty] | 0 | 0 | 0 | 0 | 0 | 0 | 0 | 0 | 0 | 0 | 0 | 0 | 0 | 0 | 0 | 0 | 0 | 0 | 0 | 0 | 0 | 0 | 0 | 0 | 0 | 0 | 0 | 0
[10 empty] | 0 | 0 | 0 | 0 | 0 | 0 | 0 | 0 | 0 | 0 | 0 | 0 | 0 | 0 | 0 | 0 | 0 | 0 | 0 | 0 | 0 | 0 | 0 | 0 | 0 | 0 | 0 | 0
[10 empty] | 0 | 0 | 0 | 0 | 0 | 0 | 0 | 0 | 0 | 0 | 0 | 0 | 0 | 0 | 0 | 0 | 0 | 0 | 0 | 0 | 0 | 0 | 0 | 0 | 0 | 0 | 0 | 0
[10 empty] | 0 | 0 | 0 | 0 | 0 | 0 | 0 | 0 | 0 | 0 | 0 | 0 | 0 | 0 | 0 | 0 | 0 | 0 | 0 | 0 | 0 | 0 | 0 | 0 | 0 | 0 | 0 | 0
[10 empty] | 0 | 0 | 0 | 0 | 0 | 0 | 0 | 0 | 0 | 0 | 0 | 0 | 0 | 0 | 0 | 0 | 0 | 0 | 0 | 0 | 0 | 0 | 0 | 0 | 0 | 0 | 0 | 0
[10 empty] | 0 | 0 | 0 | 0 | 0 | 0 | 0 | 0 | 0 | 0 | 0 | 0 | 0 | 0 | 0 | 0 | 0 | 0 | 0 | 0 | 0 | 0 | 0 | 0 | 0 | 0 | 0 | 0
[10 empty] | 0 | 0 | 0 | 0 | 0 | 0 | 0 | 0 | 0 | 0 | 0 | 0 | 0 | 0 | 0 | 0 | 0 | 0 | 0 | 0 | 0 | 0 | 0 | 0 | 0 | 0 | 0 | 0
[10 empty] | 0 | 0 | 0 | 0 | 0 | 0 | 0 | 0 | 0 | 0 | 0 | 0 | 0 | 0 | 0 | 0 | 0 | 0 | 0 | 0 | 0 | 0 | 0 | 0 | 0 | 0 | 0 | 0
[10 empty] | 0 | 0 | 0 | 0 | 0 | 0 | 0 | 0 | 0 | 0 | 0 | 0 | 0 | 0 | 0 | 0 | 0 | 0 | 0 | 0 | 0 | 0 | 0 | 0 | 0 | 0 | 0 | 0
[10 empty] | 0 | 0 | 0 | 0 | 0 | 0 | 0 | 0 | 0 | 0 | 0 | 0 | 0 | 0 | 0 | 0 | 0 | 0 | 0 | 0 | 0 | 0 | 0 | 0 | 0 | 0 | 0 | 0
[10 empty] | 0 | 0 | 0 | 0 | 0 | 0 | 0 | 0 | 0 | 0 | 0 | 0 | 0 | 0 | 0 | 0 | 0 | 0 | 0 | 0 | 0 | 0 | 0 | 0 | 0 | 0 | 0 | 0
[10 empty] | 0 | 0 | 0 | 0 | 0 | 0 | 0 | 0 | 0 | 0 | 0 | 0 | 0 | 0 | 0 | 0 | 0 | 0 | 0 | 0 | 0 | 0 | 0 | 0 | 0 | 0 | 0 | 0
[10 empty] | 0 | 0 | 0 | 0 | 0 | 0 | 0 | 0 | 0 | 0 | 0 | 0 | 0 | 0 | 0 | 0 | 0 | 0 | 0 | 0 | 0 | 0 | 0 | 0 | 0 | 0 | 0 | 0
[10 empty] | 0 | 0 | 0 | 0 | 0 | 0 | 0 | 0 | 0 | 0 | 0 | 0 | 0 | 0 | 0 | 0 | 0 | 0 | 0 | 0 | 0 | 0 | 0 | 0 | 0 | 0 | 0 | 0
[10 empty] | 0 | 0 | 0 | 0 | 0 | 0 | 0 | 0 | 0 | 0 | 0 | 0 | 0 | 0 | 0 | 0 | 0 | 0 | 0 | 0 | 0 | 0 | 0 | 0 | 0 | 0 | 0 | 0
[10 empty] | 0 | 0 | 0 | 0 | 0 | 0 | 0 | 0 | 0 | 0 | 0 | 0 | 0 | 0 | 0 | 0 | 0 | 0 | 0 | 0 | 0 | 0 | 0 | 0 | 0 | 0 | 0 | 0
[10 empty] | 0 | 0 | 0 | 0 | 0 | 0 | 0 | 0 | 0 | 0 | 0 | 0 | 0 | 0 | 0 | 0 | 0 | 0 | 0 | 0 | 0 | 0 | 0 | 0 | 0 | 0 | 0 | 0
[10 empty] | 0 | 0 | 0 | 0 | 0 | 0 | 0 | 0 | 0 | 0 | 0 | 0 | 0 | 0 | 0 | 0 | 0 | 0 | 0 | 0 | 0 | 0 | 0 | 0 | 0 | 0 | 0 | 0
[10 empty] | 0 | 0 | 0 | 0 | 0 | 0 | 0 | 0 | 0 | 0 | 0 | 0 | 0 | 0 | 0 | 0 | 0 | 0 | 0 | 0 | 0 | 0 | 0 | 0 | 0 | 0 | 0 | 0
[10 empty] | 0 | 0 | 0 | 0 | 0 | 0 | 0 | 0 | 0 | 0 | 0 | 0 | 0 | 0 | 0 | 0 | 0 | 0 | 0 | 0 | 0 | 0 | 0 | 0 | 0 | 0 | 0 | 0
[10 empty] | 0 | 0 | 0 | 0 | 0 | 0 | 0 | 0 | 0 | 0 | 0 | 0 | 0 | 0 | 0 | 0 | 0 | 0 | 0 | 0 | 0 | 0 | 0 | 0 | 0 | 0 | 0 | 0
[10 empty] | 0 | 0 | 0 | 0 | 0 | 0 | 0 | 0 | 0 | 0 | 0 | 0 | 0 | 0 | 0 | 0 | 0 | 0 | 0 | 0 | 0 | 0 | 0 | 0 | 0 | 0 | 0 | 0
[10 empty] | 0 | 0 | 0 | 0 | 0 | 0 | 0 | 0 | 0 | 0 | 0 | 0 | 0 | 0 | 0 | 0 | 0 | 0 | 0 | 0 | 0 | 0 | 0 | 0 | 0 | 0 | 0 | 0
[10 empty] | 0 | 0 | 0 | 0 | 0 | 0 | 0 | 0 | 0 | 0 | 0 | 0 | 0 | 0 | 0 | 0 | 0 | 0 | 0 | 0 | 0 | 0 | 0 | 0 | 0 | 0 | 0 | 0
[10 empty] | 0 | 0 | 0 | 0 | 0 | 0 | 0 | 0 | 0 | 0 | 0 | 0 | 0 | 0 | 0 | 0 | 0 | 0 | 0 | 0 | 0 | 0 | 0 | 0 | 0 | 0 | 0 | 0
[10 empty] | 0 | 0 | 0 | 0 | 0 | 0 | 0 | 0 | 0 | 0 | 0 | 0 | 0 | 0 | 0 | 0 | 0 | 0 | 0 | 0 | 0 | 0 | 0 | 0 | 0 | 0 | 0 | 0
[10 empty] | 0 | 0 | 0 | 0 | 0 | 0 | 0 | 0 | 0 | 0 | 0 | 0 | 0 | 0 | 0 | 0 | 0 | 0 | 0 | 0 | 0 | 0 | 0 | 0 | 0 | 0 | 0 | 0
[10 empty] | 0 | 0 | 0 | 0 | 0 | 0 | 0 | 0 | 0 | 0 | 0 | 0 | 0 | 0 | 0 | 0 | 0 | 0 | 0 | 0 | 0 | 0 | 0 | 0 | 0 | 0 | 0 | 0
[10 empty] | 0 | 0 | 0 | 0 | 0 | 0 | 0 | 0 | 0 | 0 | 0 | 0 | 0 | 0 | 0 | 0 | 0 | 0 | 0 | 0 | 0 | 0 | 0 | 0 | 0 | 0 | 0 | 0
[10 empty] | 0 | 0 | 0 | 0 | 0 | 0 | 0 | 0 | 0 | 0 | 0 | 0 | 0 | 0 | 0 | 0 | 0 | 0 | 0 | 0 | 0 | 0 | 0 | 0 | 0 | 0 | 0 | 0
[10 empty] | 0 | 0 | 0 | 0 | 0 | 0 | 0 | 0 | 0 | 0 | 0 | 0 | 0 | 0 | 0 | 0 | 0 | 0 | 0 | 0 | 0 | 0 | 0 | 0 | 0 | 0 | 0 | 0
[10 empty] | 0 | 0 | 0 | 0 | 0 | 0 | 0 | 0 | 0 | 0 | 0 | 0 | 0 | 0 | 0 | 0 | 0 | 0 | 0 | 0 | 0 | 0 | 0 | 0 | 0 | 0 | 0 | 0
[10 empty] | 0 | 0 | 0 | 0 | 0 | 0 | 0 | 0 | 0 | 0 | 0 | 0 | 0 | 0 | 0 | 0 | 0 | 0 | 0 | 0 | 0 | 0 | 0 | 0 | 0 | 0 | 0 | 0
[10 empty] | 0 | 0 | 0 | 0 | 0 | 0 | 0 | 0 | 0 | 0 | 0 | 0 | 0 | 0 | 0 | 0 | 0 | 0 | 0 | 0 | 0 | 0 | 0 | 0 | 0 | 0 | 0 | 0
[10 empty] | 0 | 0 | 0 | 0 | 0 | 0 | 0 | 0 | 0 | 0 | 0 | 0 | 0 | 0 | 0 | 0 | 0 | 0 | 0 | 0 | 0 | 0 | 0 | 0 | 0 | 0 | 0 | 0
[10 empty] | 0 | 0 | 0 | 0 | 0 | 0 | 0 | 0 | 0 | 0 | 0 | 0 | 0 | 0 | 0 | 0 | 0 | 0 | 0 | 0 | 0 | 0 | 0 | 0 | 0 | 0 | 0 | 0
[10 empty] | 0 | 0 | 0 | 0 | 0 | 0 | 0 | 0 | 0 | 0 | 0 | 0 | 0 | 0 | 0 | 0 | 0 | 0 | 0 | 0 | 0 | 0 | 0 | 0 | 0 | 0 | 0 | 0
[10 empty] | 0 | 0 | 0 | 0 | 0 | 0 | 0 | 0 | 0 | 0 | 0 | 0 | 0 | 0 | 0 | 0 | 0 | 0 | 0 | 0 | 0 | 0 | 0 | 0 | 0 | 0 | 0 | 0
[10 empty] | 0 | 0 | 0 | 0 | 0 | 0 | 0 | 0 | 0 | 0 | 0 | 0 | 0 | 0 | 0 | 0 | 0 | 0 | 0 | 0 | 0 | 0 | 0 | 0 | 0 | 0 | 0 | 0
[10 empty] | 0 | 0 | 0 | 0 | 0 | 0 | 0 | 0 | 0 | 0 | 0 | 0 | 0 | 0 | 0 | 0 | 0 | 0 | 0 | 0 | 0 | 0 | 0 | 0 | 0 | 0 | 0 | 0
[10 empty] | 0 | 0 | 0 | 0 | 0 | 0 | 0 | 0 | 0 | 0 | 0 | 0 | 0 | 0 | 0 | 0 | 0 | 0 | 0 | 0 | 0 | 0 | 0 | 0 | 0 | 0 | 0 | 0
[10 empty] | 0 | 0 | 0 | 0 | 0 | 0 | 0 | 0 | 0 | 0 | 0 | 0 | 0 | 0 | 0 | 0 | 0 | 0 | 0 | 0 | 0 | 0 | 0 | 0 | 0 | 0 | 0 | 0
[10 empty] | 0 | 0 | 0 | 0 | 0 | 0 | 0 | 0 | 0 | 0 | 0 | 0 | 0 | 0 | 0 | 0 | 0 | 0 | 0 | 0 | 0 | 0 | 0 | 0 | 0 | 0 | 0 | 0
[10 empty] | 0 | 0 | 0 | 0 | 0 | 0 | 0 | 0 | 0 | 0 | 0 | 0 | 0 | 0 | 0 | 0 | 0 | 0 | 0 | 0 | 0 | 0 | 0 | 0 | 0 | 0 | 0 | 0
[10 empty] | 0 | 0 | 0 | 0 | 0 | 0 | 0 | 0 | 0 | 0 | 0 | 0 | 0 | 0 | 0 | 0 | 0 | 0 | 0 | 0 | 0 | 0 | 0 | 0 | 0 | 0 | 0 | 0
[10 empty] | 0 | 0 | 0 | 0 | 0 | 0 | 0 | 0 | 0 | 0 | 0 | 0 | 0 | 0 | 0 | 0 | 0 | 0 | 0 | 0 | 0 | 0 | 0 | 0 | 0 | 0 | 0 | 0
[10 empty] | 0 | 0 | 0 | 0 | 0 | 0 | 0 | 0 | 0 | 0 | 0 | 0 | 0 | 0 | 0 | 0 | 0 | 0 | 0 | 0 | 0 | 0 | 0 | 0 | 0 | 0 | 0 | 0
[10 empty] | 0 | 0 | 0 | 0 | 0 | 0 | 0 | 0 | 0 | 0 | 0 | 0 | 0 | 0 | 0 | 0 | 0 | 0 | 0 | 0 | 0 | 0 | 0 | 0 | 0 | 0 | 0 | 0
[10 empty] | 0 | 0 | 0 | 0 | 0 | 0 | 0 | 0 | 0 | 0 | 0 | 0 | 0 | 0 | 0 | 0 | 0 | 0 | 0 | 0 | 0 | 0 | 0 | 0 | 0 | 0 | 0 | 0
[10 empty] | 0 | 0 | 0 | 0 | 0 | 0 | 0 | 0 | 0 | 0 | 0 | 0 | 0 | 0 | 0 | 0 | 0 | 0 | 0 | 0 | 0 | 0 | 0 | 0 | 0 | 0 | 0 | 0
[10 empty] | 0 | 0 | 0 | 0 | 0 | 0 | 0 | 0 | 0 | 0 | 0 | 0 | 0 | 0 | 0 | 0 | 0 | 0 | 0 | 0 | 0 | 0 | 0 | 0 | 0 | 0 | 0 | 0
[10 empty] | 0 | 0 | 0 | 0 | 0 | 0 | 0 | 0 | 0 | 0 | 0 | 0 | 0 | 0 | 0 | 0 | 0 | 0 | 0 | 0 | 0 | 0 | 0 | 0 | 0 | 0 | 0 | 0
[10 empty] | 0 | 0 | 0 | 0 | 0 | 0 | 0 | 0 | 0 | 0 | 0 | 0 | 0 | 0 | 0 | 0 | 0 | 0 | 0 | 0 | 0 | 0 | 0 | 0 | 0 | 0 | 0 | 0
[10 empty] | 0 | 0 | 0 | 0 | 0 | 0 | 0 | 0 | 0 | 0 | 0 | 0 | 0 | 0 | 0 | 0 | 0 | 0 | 0 | 0 | 0 | 0 | 0 | 0 | 0 | 0 | 0 | 0
[10 empty] | 0 | 0 | 0 | 0 | 0 | 0 | 0 | 0 | 0 | 0 | 0 | 0 | 0 | 0 | 0 | 0 | 0 | 0 | 0 | 0 | 0 | 0 | 0 | 0 | 0 | 0 | 0 | 0
[10 empty] | 0 | 0 | 0 | 0 | 0 | 0 | 0 | 0 | 0 | 0 | 0 | 0 | 0 | 0 | 0 | 0 | 0 | 0 | 0 | 0 | 0 | 0 | 0 | 0 | 0 | 0 | 0 | 0
[10 empty] | 0 | 0 | 0 | 0 | 0 | 0 | 0 | 0 | 0 | 0 | 0 | 0 | 0 | 0 | 0 | 0 | 0 | 0 | 0 | 0 | 0 | 0 | 0 | 0 | 0 | 0 | 0 | 0
[10 empty] | 0 | 0 | 0 | 0 | 0 | 0 | 0 | 0 | 0 | 0 | 0 | 0 | 0 | 0 | 0 | 0 | 0 | 0 | 0 | 0 | 0 | 0 | 0 | 0 | 0 | 0 | 0 | 0
[10 empty] | 0 | 0 | 0 | 0 | 0 | 0 | 0 | 0 | 0 | 0 | 0 | 0 | 0 | 0 | 0 | 0 | 0 | 0 | 0 | 0 | 0 | 0 | 0 | 0 | 0 | 0 | 0 | 0
[10 empty] | 0 | 0 | 0 | 0 | 0 | 0 | 0 | 0 | 0 | 0 | 0 | 0 | 0 | 0 | 0 | 0 | 0 | 0 | 0 | 0 | 0 | 0 | 0 | 0 | 0 | 0 | 0 | 0
[10 empty] | 0 | 0 | 0 | 0 | 0 | 0 | 0 | 0 | 0 | 0 | 0 | 0 | 0 | 0 | 0 | 0 | 0 | 0 | 0 | 0 | 0 | 0 | 0 | 0 | 0 | 0 | 0 | 0
[10 empty] | 0 | 0 | 0 | 0 | 0 | 0 | 0 | 0 | 0 | 0 | 0 | 0 | 0 | 0 | 0 | 0 | 0 | 0 | 0 | 0 | 0 | 0 | 0 | 0 | 0 | 0 | 0 | 0
[10 empty] | 0 | 0 | 0 | 0 | 0 | 0 | 0 | 0 | 0 | 0 | 0 | 0 | 0 | 0 | 0 | 0 | 0 | 0 | 0 | 0 | 0 | 0 | 0 | 0 | 0 | 0 | 0 | 0
[10 empty] | 0 | 0 | 0 | 0 | 0 | 0 | 0 | 0 | 0 | 0 | 0 | 0 | 0 | 0 | 0 | 0 | 0 | 0 | 0 | 0 | 0 | 0 | 0 | 0 | 0 | 0 | 0 | 0
[10 empty] | 0 | 0 | 0 | 0 | 0 | 0 | 0 | 0 | 0 | 0 | 0 | 0 | 0 | 0 | 0 | 0 | 0 | 0 | 0 | 0 | 0 | 0 | 0 | 0 | 0 | 0 | 0 | 0
[10 empty] | 0 | 0 | 0 | 0 | 0 | 0 | 0 | 0 | 0 | 0 | 0 | 0 | 0 | 0 | 0 | 0 | 0 | 0 | 0 | 0 | 0 | 0 | 0 | 0 | 0 | 0 | 0 | 0
[10 empty] | 0 | 0 | 0 | 0 | 0 | 0 | 0 | 0 | 0 | 0 | 0 | 0 | 0 | 0 | 0 | 0 | 0 | 0 | 0 | 0 | 0 | 0 | 0 | 0 | 0 | 0 | 0 | 0
[10 empty] | 0 | 0 | 0 | 0 | 0 | 0 | 0 | 0 | 0 | 0 | 0 | 0 | 0 | 0 | 0 | 0 | 0 | 0 | 0 | 0 | 0 | 0 | 0 | 0 | 0 | 0 | 0 | 0
[10 empty] | 0 | 0 | 0 | 0 | 0 | 0 | 0 | 0 | 0 | 0 | 0 | 0 | 0 | 0 | 0 | 0 | 0 | 0 | 0 | 0 | 0 | 0 | 0 | 0 | 0 | 0 | 0 | 0
[10 empty] | 0 | 0 | 0 | 0 | 0 | 0 | 0 | 0 | 0 | 0 | 0 | 0 | 0 | 0 | 0 | 0 | 0 | 0 | 0 | 0 | 0 | 0 | 0 | 0 | 0 | 0 | 0 | 0
[10 empty] | 0 | 0 | 0 | 0 | 0 | 0 | 0 | 0 | 0 | 0 | 0 | 0 | 0 | 0 | 0 | 0 | 0 | 0 | 0 | 0 | 0 | 0 | 0 | 0 | 0 | 0 | 0 | 0
[10 empty] | 0 | 0 | 0 | 0 | 0 | 0 | 0 | 0 | 0 | 0 | 0 | 0 | 0 | 0 | 0 | 0 | 0 | 0 | 0 | 0 | 0 | 0 | 0 | 0 | 0 | 0 | 0 | 0
[10 empty] | 0 | 0 | 0 | 0 | 0 | 0 | 0 | 0 | 0 | 0 | 0 | 0 | 0 | 0 | 0 | 0 | 0 | 0 | 0 | 0 | 0 | 0 | 0 | 0 | 0 | 0 | 0 | 0
[10 empty] | 0 | 0 | 0 | 0 | 0 | 0 | 0 | 0 | 0 | 0 | 0 | 0 | 0 | 0 | 0 | 0 | 0 | 0 | 0 | 0 | 0 | 0 | 0 | 0 | 0 | 0 | 0 | 0
[10 empty] | 0 | 0 | 0 | 0 | 0 | 0 | 0 | 0 | 0 | 0 | 0 | 0 | 0 | 0 | 0 | 0 | 0 | 0 | 0 | 0 | 0 | 0 | 0 | 0 | 0 | 0 | 0 | 0
[10 empty] | 0 | 0 | 0 | 0 | 0 | 0 | 0 | 0 | 0 | 0 | 0 | 0 | 0 | 0 | 0 | 0 | 0 | 0 | 0 | 0 | 0 | 0 | 0 | 0 | 0 | 0 | 0 | 0
[10 empty] | 0 | 0 | 0 | 0 | 0 | 0 | 0 | 0 | 0 | 0 | 0 | 0 | 0 | 0 | 0 | 0 | 0 | 0 | 0 | 0 | 0 | 0 | 0 | 0 | 0 | 0 | 0 | 0
[10 empty] | 0 | 0 | 0 | 0 | 0 | 0 | 0 | 0 | 0 | 0 | 0 | 0 | 0 | 0 | 0 | 0 | 0 | 0 | 0 | 0 | 0 | 0 | 0 | 0 | 0 | 0 | 0 | 0
[10 empty] | 0 | 0 | 0 | 0 | 0 | 0 | 0 | 0 | 0 | 0 | 0 | 0 | 0 | 0 | 0 | 0 | 0 | 0 | 0 | 0 | 0 | 0 | 0 | 0 | 0 | 0 | 0 | 0
[10 empty] | 0 | 0 | 0 | 0 | 0 | 0 | 0 | 0 | 0 | 0 | 0 | 0 | 0 | 0 | 0 | 0 | 0 | 0 | 0 | 0 | 0 | 0 | 0 | 0 | 0 | 0 | 0 | 0
[10 empty] | 0 | 0 | 0 | 0 | 0 | 0 | 0 | 0 | 0 | 0 | 0 | 0 | 0 | 0 | 0 | 0 | 0 | 0 | 0 | 0 | 0 | 0 | 0 | 0 | 0 | 0 | 0 | 0
[10 empty] | 0 | 0 | 0 | 0 | 0 | 0 | 0 | 0 | 0 | 0 | 0 | 0 | 0 | 0 | 0 | 0 | 0 | 0 | 0 | 0 | 0 | 0 | 0 | 0 | 0 | 0 | 0 | 0
[10 empty] | 0 | 0 | 0 | 0 | 0 | 0 | 0 | 0 | 0 | 0 | 0 | 0 | 0 | 0 | 0 | 0 | 0 | 0 | 0 | 0 | 0 | 0 | 0 | 0 | 0 | 0 | 0 | 0
[10 empty] | 0 | 0 | 0 | 0 | 0 | 0 | 0 | 0 | 0 | 0 | 0 | 0 | 0 | 0 | 0 | 0 | 0 | 0 | 0 | 0 | 0 | 0 | 0 | 0 | 0 | 0 | 0 | 0
[10 empty] | 0 | 0 | 0 | 0 | 0 | 0 | 0 | 0 | 0 | 0 | 0 | 0 | 0 | 0 | 0 | 0 | 0 | 0 | 0 | 0 | 0 | 0 | 0 | 0 | 0 | 0 | 0 | 0
[10 empty] | 0 | 0 | 0 | 0 | 0 | 0 | 0 | 0 | 0 | 0 | 0 | 0 | 0 | 0 | 0 | 0 | 0 | 0 | 0 | 0 | 0 | 0 | 0 | 0 | 0 | 0 | 0 | 0
[10 empty] | 0 | 0 | 0 | 0 | 0 | 0 | 0 | 0 | 0 | 0 | 0 | 0 | 0 | 0 | 0 | 0 | 0 | 0 | 0 | 0 | 0 | 0 | 0 | 0 | 0 | 0 | 0 | 0
[10 empty] | 0 | 0 | 0 | 0 | 0 | 0 | 0 | 0 | 0 | 0 | 0 | 0 | 0 | 0 | 0 | 0 | 0 | 0 | 0 | 0 | 0 | 0 | 0 | 0 | 0 | 0 | 0 | 0
[10 empty] | 0 | 0 | 0 | 0 | 0 | 0 | 0 | 0 | 0 | 0 | 0 | 0 | 0 | 0 | 0 | 0 | 0 | 0 | 0 | 0 | 0 | 0 | 0 | 0 | 0 | 0 | 0 | 0
[10 empty] | 0 | 0 | 0 | 0 | 0 | 0 | 0 | 0 | 0 | 0 | 0 | 0 | 0 | 0 | 0 | 0 | 0 | 0 | 0 | 0 | 0 | 0 | 0 | 0 | 0 | 0 | 0 | 0
[10 empty] | 0 | 0 | 0 | 0 | 0 | 0 | 0 | 0 | 0 | 0 | 0 | 0 | 0 | 0 | 0 | 0 | 0 | 0 | 0 | 0 | 0 | 0 | 0 | 0 | 0 | 0 | 0 | 0
[10 empty] | 0 | 0 | 0 | 0 | 0 | 0 | 0 | 0 | 0 | 0 | 0 | 0 | 0 | 0 | 0 | 0 | 0 | 0 | 0 | 0 | 0 | 0 | 0 | 0 | 0 | 0 | 0 | 0
[10 empty] | 0 | 0 | 0 | 0 | 0 | 0 | 0 | 0 | 0 | 0 | 0 | 0 | 0 | 0 | 0 | 0 | 0 | 0 | 0 | 0 | 0 | 0 | 0 | 0 | 0 | 0 | 0 | 0
[10 empty] | 0 | 0 | 0 | 0 | 0 | 0 | 0 | 0 | 0 | 0 | 0 | 0 | 0 | 0 | 0 | 0 | 0 | 0 | 0 | 0 | 0 | 0 | 0 | 0 | 0 | 0 | 0 | 0
[10 empty] | 0 | 0 | 0 | 0 | 0 | 0 | 0 | 0 | 0 | 0 | 0 | 0 | 0 | 0 | 0 | 0 | 0 | 0 | 0 | 0 | 0 | 0 | 0 | 0 | 0 | 0 | 0 | 0
[10 empty] | 0 | 0 | 0 | 0 | 0 | 0 | 0 | 0 | 0 | 0 | 0 | 0 | 0 | 0 | 0 | 0 | 0 | 0 | 0 | 0 | 0 | 0 | 0 | 0 | 0 | 0 | 0 | 0
[10 empty] | 0 | 0 | 0 | 0 | 0 | 0 | 0 | 0 | 0 | 0 | 0 | 0 | 0 | 0 | 0 | 0 | 0 | 0 | 0 | 0 | 0 | 0 | 0 | 0 | 0 | 0 | 0 | 0
[10 empty] | 0 | 0 | 0 | 0 | 0 | 0 | 0 | 0 | 0 | 0 | 0 | 0 | 0 | 0 | 0 | 0 | 0 | 0 | 0 | 0 | 0 | 0 | 0 | 0 | 0 | 0 | 0 | 0
[10 empty] | 0 | 0 | 0 | 0 | 0 | 0 | 0 | 0 | 0 | 0 | 0 | 0 | 0 | 0 | 0 | 0 | 0 | 0 | 0 | 0 | 0 | 0 | 0 | 0 | 0 | 0 | 0 | 0
[10 empty] | 0 | 0 | 0 | 0 | 0 | 0 | 0 | 0 | 0 | 0 | 0 | 0 | 0 | 0 | 0 | 0 | 0 | 0 | 0 | 0 | 0 | 0 | 0 | 0 | 0 | 0 | 0 | 0
[10 empty] | 0 | 0 | 0 | 0 | 0 | 0 | 0 | 0 | 0 | 0 | 0 | 0 | 0 | 0 | 0 | 0 | 0 | 0 | 0 | 0 | 0 | 0 | 0 | 0 | 0 | 0 | 0 | 0
[10 empty] | 0 | 0 | 0 | 0 | 0 | 0 | 0 | 0 | 0 | 0 | 0 | 0 | 0 | 0 | 0 | 0 | 0 | 0 | 0 | 0 | 0 | 0 | 0 | 0 | 0 | 0 | 0 | 0
[10 empty] | 0 | 0 | 0 | 0 | 0 | 0 | 0 | 0 | 0 | 0 | 0 | 0 | 0 | 0 | 0 | 0 | 0 | 0 | 0 | 0 | 0 | 0 | 0 | 0 | 0 | 0 | 0 | 0
[10 empty] | 0 | 0 | 0 | 0 | 0 | 0 | 0 | 0 | 0 | 0 | 0 | 0 | 0 | 0 | 0 | 0 | 0 | 0 | 0 | 0 | 0 | 0 | 0 | 0 | 0 | 0 | 0 | 0
[10 empty] | 0 | 0 | 0 | 0 | 0 | 0 | 0 | 0 | 0 | 0 | 0 | 0 | 0 | 0 | 0 | 0 | 0 | 0 | 0 | 0 | 0 | 0 | 0 | 0 | 0 | 0 | 0 | 0
[10 empty] | 0 | 0 | 0 | 0 | 0 | 0 | 0 | 0 | 0 | 0 | 0 | 0 | 0 | 0 | 0 | 0 | 0 | 0 | 0 | 0 | 0 | 0 | 0 | 0 | 0 | 0 | 0 | 0
[10 empty] | 0 | 0 | 0 | 0 | 0 | 0 | 0 | 0 | 0 | 0 | 0 | 0 | 0 | 0 | 0 | 0 | 0 | 0 | 0 | 0 | 0 | 0 | 0 | 0 | 0 | 0 | 0 | 0
[10 empty] | 0 | 0 | 0 | 0 | 0 | 0 | 0 | 0 | 0 | 0 | 0 | 0 | 0 | 0 | 0 | 0 | 0 | 0 | 0 | 0 | 0 | 0 | 0 | 0 | 0 | 0 | 0 | 0
[10 empty] | 0 | 0 | 0 | 0 | 0 | 0 | 0 | 0 | 0 | 0 | 0 | 0 | 0 | 0 | 0 | 0 | 0 | 0 | 0 | 0 | 0 | 0 | 0 | 0 | 0 | 0 | 0 | 0
[10 empty] | 0 | 0 | 0 | 0 | 0 | 0 | 0 | 0 | 0 | 0 | 0 | 0 | 0 | 0 | 0 | 0 | 0 | 0 | 0 | 0 | 0 | 0 | 0 | 0 | 0 | 0 | 0 | 0
[10 empty] | 0 | 0 | 0 | 0 | 0 | 0 | 0 | 0 | 0 | 0 | 0 | 0 | 0 | 0 | 0 | 0 | 0 | 0 | 0 | 0 | 0 | 0 | 0 | 0 | 0 | 0 | 0 | 0
[10 empty] | 0 | 0 | 0 | 0 | 0 | 0 | 0 | 0 | 0 | 0 | 0 | 0 | 0 | 0 | 0 | 0 | 0 | 0 | 0 | 0 | 0 | 0 | 0 | 0 | 0 | 0 | 0 | 0
[10 empty] | 0 | 0 | 0 | 0 | 0 | 0 | 0 | 0 | 0 | 0 | 0 | 0 | 0 | 0 | 0 | 0 | 0 | 0 | 0 | 0 | 0 | 0 | 0 | 0 | 0 | 0 | 0 | 0
[10 empty] | 0 | 0 | 0 | 0 | 0 | 0 | 0 | 0 | 0 | 0 | 0 | 0 | 0 | 0 | 0 | 0 | 0 | 0 | 0 | 0 | 0 | 0 | 0 | 0 | 0 | 0 | 0 | 0
[10 empty] | 0 | 0 | 0 | 0 | 0 | 0 | 0 | 0 | 0 | 0 | 0 | 0 | 0 | 0 | 0 | 0 | 0 | 0 | 0 | 0 | 0 | 0 | 0 | 0 | 0 | 0 | 0 | 0
[10 empty] | 0 | 0 | 0 | 0 | 0 | 0 | 0 | 0 | 0 | 0 | 0 | 0 | 0 | 0 | 0 | 0 | 0 | 0 | 0 | 0 | 0 | 0 | 0 | 0 | 0 | 0 | 0 | 0
[10 empty] | 0 | 0 | 0 | 0 | 0 | 0 | 0 | 0 | 0 | 0 | 0 | 0 | 0 | 0 | 0 | 0 | 0 | 0 | 0 | 0 | 0 | 0 | 0 | 0 | 0 | 0 | 0 | 0
[10 empty] | 0 | 0 | 0 | 0 | 0 | 0 | 0 | 0 | 0 | 0 | 0 | 0 | 0 | 0 | 0 | 0 | 0 | 0 | 0 | 0 | 0 | 0 | 0 | 0 | 0 | 0 | 0 | 0
[10 empty] | 0 | 0 | 0 | 0 | 0 | 0 | 0 | 0 | 0 | 0 | 0 | 0 | 0 | 0 | 0 | 0 | 0 | 0 | 0 | 0 | 0 | 0 | 0 | 0 | 0 | 0 | 0 | 0
[10 empty] | 0 | 0 | 0 | 0 | 0 | 0 | 0 | 0 | 0 | 0 | 0 | 0 | 0 | 0 | 0 | 0 | 0 | 0 | 0 | 0 | 0 | 0 | 0 | 0 | 0 | 0 | 0 | 0
[10 empty] | 0 | 0 | 0 | 0 | 0 | 0 | 0 | 0 | 0 | 0 | 0 | 0 | 0 | 0 | 0 | 0 | 0 | 0 | 0 | 0 | 0 | 0 | 0 | 0 | 0 | 0 | 0 | 0
[10 empty] | 0 | 0 | 0 | 0 | 0 | 0 | 0 | 0 | 0 | 0 | 0 | 0 | 0 | 0 | 0 | 0 | 0 | 0 | 0 | 0 | 0 | 0 | 0 | 0 | 0 | 0 | 0 | 0
[10 empty] | 0 | 0 | 0 | 0 | 0 | 0 | 0 | 0 | 0 | 0 | 0 | 0 | 0 | 0 | 0 | 0 | 0 | 0 | 0 | 0 | 0 | 0 | 0 | 0 | 0 | 0 | 0 | 0
[10 empty] | 0 | 0 | 0 | 0 | 0 | 0 | 0 | 0 | 0 | 0 | 0 | 0 | 0 | 0 | 0 | 0 | 0 | 0 | 0 | 0 | 0 | 0 | 0 | 0 | 0 | 0 | 0 | 0
[10 empty] | 0 | 0 | 0 | 0 | 0 | 0 | 0 | 0 | 0 | 0 | 0 | 0 | 0 | 0 | 0 | 0 | 0 | 0 | 0 | 0 | 0 | 0 | 0 | 0 | 0 | 0 | 0 | 0
[10 empty] | 0 | 0 | 0 | 0 | 0 | 0 | 0 | 0 | 0 | 0 | 0 | 0 | 0 | 0 | 0 | 0 | 0 | 0 | 0 | 0 | 0 | 0 | 0 | 0 | 0 | 0 | 0 | 0
[10 empty] | 0 | 0 | 0 | 0 | 0 | 0 | 0 | 0 | 0 | 0 | 0 | 0 | 0 | 0 | 0 | 0 | 0 | 0 | 0 | 0 | 0 | 0 | 0 | 0 | 0 | 0 | 0 | 0
[10 empty] | 0 | 0 | 0 | 0 | 0 | 0 | 0 | 0 | 0 | 0 | 0 | 0 | 0 | 0 | 0 | 0 | 0 | 0 | 0 | 0 | 0 | 0 | 0 | 0 | 0 | 0 | 0 | 0
[10 empty] | 0 | 0 | 0 | 0 | 0 | 0 | 0 | 0 | 0 | 0 | 0 | 0 | 0 | 0 | 0 | 0 | 0 | 0 | 0 | 0 | 0 | 0 | 0 | 0 | 0 | 0 | 0 | 0
[10 empty] | 0 | 0 | 0 | 0 | 0 | 0 | 0 | 0 | 0 | 0 | 0 | 0 | 0 | 0 | 0 | 0 | 0 | 0 | 0 | 0 | 0 | 0 | 0 | 0 | 0 | 0 | 0 | 0
[10 empty] | 0 | 0 | 0 | 0 | 0 | 0 | 0 | 0 | 0 | 0 | 0 | 0 | 0 | 0 | 0 | 0 | 0 | 0 | 0 | 0 | 0 | 0 | 0 | 0 | 0 | 0 | 0 | 0
[10 empty] | 0 | 0 | 0 | 0 | 0 | 0 | 0 | 0 | 0 | 0 | 0 | 0 | 0 | 0 | 0 | 0 | 0 | 0 | 0 | 0 | 0 | 0 | 0 | 0 | 0 | 0 | 0 | 0
[10 empty] | 0 | 0 | 0 | 0 | 0 | 0 | 0 | 0 | 0 | 0 | 0 | 0 | 0 | 0 | 0 | 0 | 0 | 0 | 0 | 0 | 0 | 0 | 0 | 0 | 0 | 0 | 0 | 0
[10 empty] | 0 | 0 | 0 | 0 | 0 | 0 | 0 | 0 | 0 | 0 | 0 | 0 | 0 | 0 | 0 | 0 | 0 | 0 | 0 | 0 | 0 | 0 | 0 | 0 | 0 | 0 | 0 | 0
[10 empty] | 0 | 0 | 0 | 0 | 0 | 0 | 0 | 0 | 0 | 0 | 0 | 0 | 0 | 0 | 0 | 0 | 0 | 0 | 0 | 0 | 0 | 0 | 0 | 0 | 0 | 0 | 0 | 0
[10 empty] | 0 | 0 | 0 | 0 | 0 | 0 | 0 | 0 | 0 | 0 | 0 | 0 | 0 | 0 | 0 | 0 | 0 | 0 | 0 | 0 | 0 | 0 | 0 | 0 | 0 | 0 | 0 | 0
[10 empty] | 0 | 0 | 0 | 0 | 0 | 0 | 0 | 0 | 0 | 0 | 0 | 0 | 0 | 0 | 0 | 0 | 0 | 0 | 0 | 0 | 0 | 0 | 0 | 0 | 0 | 0 | 0 | 0
[10 empty] | 0 | 0 | 0 | 0 | 0 | 0 | 0 | 0 | 0 | 0 | 0 | 0 | 0 | 0 | 0 | 0 | 0 | 0 | 0 | 0 | 0 | 0 | 0 | 0 | 0 | 0 | 0 | 0
[10 empty] | 0 | 0 | 0 | 0 | 0 | 0 | 0 | 0 | 0 | 0 | 0 | 0 | 0 | 0 | 0 | 0 | 0 | 0 | 0 | 0 | 0 | 0 | 0 | 0 | 0 | 0 | 0 | 0
[10 empty] | 0 | 0 | 0 | 0 | 0 | 0 | 0 | 0 | 0 | 0 | 0 | 0 | 0 | 0 | 0 | 0 | 0 | 0 | 0 | 0 | 0 | 0 | 0 | 0 | 0 | 0 | 0 | 0
[10 empty] | 0 | 0 | 0 | 0 | 0 | 0 | 0 | 0 | 0 | 0 | 0 | 0 | 0 | 0 | 0 | 0 | 0 | 0 | 0 | 0 | 0 | 0 | 0 | 0 | 0 | 0 | 0 | 0
[10 empty] | 0 | 0 | 0 | 0 | 0 | 0 | 0 | 0 | 0 | 0 | 0 | 0 | 0 | 0 | 0 | 0 | 0 | 0 | 0 | 0 | 0 | 0 | 0 | 0 | 0 | 0 | 0 | 0
[10 empty] | 0 | 0 | 0 | 0 | 0 | 0 | 0 | 0 | 0 | 0 | 0 | 0 | 0 | 0 | 0 | 0 | 0 | 0 | 0 | 0 | 0 | 0 | 0 | 0 | 0 | 0 | 0 | 0
[10 empty] | 0 | 0 | 0 | 0 | 0 | 0 | 0 | 0 | 0 | 0 | 0 | 0 | 0 | 0 | 0 | 0 | 0 | 0 | 0 | 0 | 0 | 0 | 0 | 0 | 0 | 0 | 0 | 0
[10 empty] | 0 | 0 | 0 | 0 | 0 | 0 | 0 | 0 | 0 | 0 | 0 | 0 | 0 | 0 | 0 | 0 | 0 | 0 | 0 | 0 | 0 | 0 | 0 | 0 | 0 | 0 | 0 | 0
[10 empty] | 0 | 0 | 0 | 0 | 0 | 0 | 0 | 0 | 0 | 0 | 0 | 0 | 0 | 0 | 0 | 0 | 0 | 0 | 0 | 0 | 0 | 0 | 0 | 0 | 0 | 0 | 0 | 0
[10 empty] | 0 | 0 | 0 | 0 | 0 | 0 | 0 | 0 | 0 | 0 | 0 | 0 | 0 | 0 | 0 | 0 | 0 | 0 | 0 | 0 | 0 | 0 | 0 | 0 | 0 | 0 | 0 | 0
[10 empty] | 0 | 0 | 0 | 0 | 0 | 0 | 0 | 0 | 0 | 0 | 0 | 0 | 0 | 0 | 0 | 0 | 0 | 0 | 0 | 0 | 0 | 0 | 0 | 0 | 0 | 0 | 0 | 0
[10 empty] | 0 | 0 | 0 | 0 | 0 | 0 | 0 | 0 | 0 | 0 | 0 | 0 | 0 | 0 | 0 | 0 | 0 | 0 | 0 | 0 | 0 | 0 | 0 | 0 | 0 | 0 | 0 | 0
[10 empty] | 0 | 0 | 0 | 0 | 0 | 0 | 0 | 0 | 0 | 0 | 0 | 0 | 0 | 0 | 0 | 0 | 0 | 0 | 0 | 0 | 0 | 0 | 0 | 0 | 0 | 0 | 0 | 0
[10 empty] | 0 | 0 | 0 | 0 | 0 | 0 | 0 | 0 | 0 | 0 | 0 | 0 | 0 | 0 | 0 | 0 | 0 | 0 | 0 | 0 | 0 | 0 | 0 | 0 | 0 | 0 | 0 | 0
[10 empty] | 0 | 0 | 0 | 0 | 0 | 0 | 0 | 0 | 0 | 0 | 0 | 0 | 0 | 0 | 0 | 0 | 0 | 0 | 0 | 0 | 0 | 0 | 0 | 0 | 0 | 0 | 0 | 0
[10 empty] | 0 | 0 | 0 | 0 | 0 | 0 | 0 | 0 | 0 | 0 | 0 | 0 | 0 | 0 | 0 | 0 | 0 | 0 | 0 | 0 | 0 | 0 | 0 | 0 | 0 | 0 | 0 | 0
[10 empty] | 0 | 0 | 0 | 0 | 0 | 0 | 0 | 0 | 0 | 0 | 0 | 0 | 0 | 0 | 0 | 0 | 0 | 0 | 0 | 0 | 0 | 0 | 0 | 0 | 0 | 0 | 0 | 0
[10 empty] | 0 | 0 | 0 | 0 | 0 | 0 | 0 | 0 | 0 | 0 | 0 | 0 | 0 | 0 | 0 | 0 | 0 | 0 | 0 | 0 | 0 | 0 | 0 | 0 | 0 | 0 | 0 | 0
[10 empty] | 0 | 0 | 0 | 0 | 0 | 0 | 0 | 0 | 0 | 0 | 0 | 0 | 0 | 0 | 0 | 0 | 0 | 0 | 0 | 0 | 0 | 0 | 0 | 0 | 0 | 0 | 0 | 0
[10 empty] | 0 | 0 | 0 | 0 | 0 | 0 | 0 | 0 | 0 | 0 | 0 | 0 | 0 | 0 | 0 | 0 | 0 | 0 | 0 | 0 | 0 | 0 | 0 | 0 | 0 | 0 | 0 | 0
[10 empty] | 0 | 0 | 0 | 0 | 0 | 0 | 0 | 0 | 0 | 0 | 0 | 0 | 0 | 0 | 0 | 0 | 0 | 0 | 0 | 0 | 0 | 0 | 0 | 0 | 0 | 0 | 0 | 0
[10 empty] | 0 | 0 | 0 | 0 | 0 | 0 | 0 | 0 | 0 | 0 | 0 | 0 | 0 | 0 | 0 | 0 | 0 | 0 | 0 | 0 | 0 | 0 | 0 | 0 | 0 | 0 | 0 | 0
[10 empty] | 0 | 0 | 0 | 0 | 0 | 0 | 0 | 0 | 0 | 0 | 0 | 0 | 0 | 0 | 0 | 0 | 0 | 0 | 0 | 0 | 0 | 0 | 0 | 0 | 0 | 0 | 0 | 0
[10 empty] | 0 | 0 | 0 | 0 | 0 | 0 | 0 | 0 | 0 | 0 | 0 | 0 | 0 | 0 | 0 | 0 | 0 | 0 | 0 | 0 | 0 | 0 | 0 | 0 | 0 | 0 | 0 | 0
[10 empty] | 0 | 0 | 0 | 0 | 0 | 0 | 0 | 0 | 0 | 0 | 0 | 0 | 0 | 0 | 0 | 0 | 0 | 0 | 0 | 0 | 0 | 0 | 0 | 0 | 0 | 0 | 0 | 0
[10 empty] | 0 | 0 | 0 | 0 | 0 | 0 | 0 | 0 | 0 | 0 | 0 | 0 | 0 | 0 | 0 | 0 | 0 | 0 | 0 | 0 | 0 | 0 | 0 | 0 | 0 | 0 | 0 | 0
[10 empty] | 0 | 0 | 0 | 0 | 0 | 0 | 0 | 0 | 0 | 0 | 0 | 0 | 0 | 0 | 0 | 0 | 0 | 0 | 0 | 0 | 0 | 0 | 0 | 0 | 0 | 0 | 0 | 0
[10 empty] | 0 | 0 | 0 | 0 | 0 | 0 | 0 | 0 | 0 | 0 | 0 | 0 | 0 | 0 | 0 | 0 | 0 | 0 | 0 | 0 | 0 | 0 | 0 | 0 | 0 | 0 | 0 | 0
[10 empty] | 0 | 0 | 0 | 0 | 0 | 0 | 0 | 0 | 0 | 0 | 0 | 0 | 0 | 0 | 0 | 0 | 0 | 0 | 0 | 0 | 0 | 0 | 0 | 0 | 0 | 0 | 0 | 0
[10 empty] | 0 | 0 | 0 | 0 | 0 | 0 | 0 | 0 | 0 | 0 | 0 | 0 | 0 | 0 | 0 | 0 | 0 | 0 | 0 | 0 | 0 | 0 | 0 | 0 | 0 | 0 | 0 | 0
[10 empty] | 0 | 0 | 0 | 0 | 0 | 0 | 0 | 0 | 0 | 0 | 0 | 0 | 0 | 0 | 0 | 0 | 0 | 0 | 0 | 0 | 0 | 0 | 0 | 0 | 0 | 0 | 0 | 0
[10 empty] | 0 | 0 | 0 | 0 | 0 | 0 | 0 | 0 | 0 | 0 | 0 | 0 | 0 | 0 | 0 | 0 | 0 | 0 | 0 | 0 | 0 | 0 | 0 | 0 | 0 | 0 | 0 | 0
[10 empty] | 0 | 0 | 0 | 0 | 0 | 0 | 0 | 0 | 0 | 0 | 0 | 0 | 0 | 0 | 0 | 0 | 0 | 0 | 0 | 0 | 0 | 0 | 0 | 0 | 0 | 0 | 0 | 0
[10 empty] | 0 | 0 | 0 | 0 | 0 | 0 | 0 | 0 | 0 | 0 | 0 | 0 | 0 | 0 | 0 | 0 | 0 | 0 | 0 | 0 | 0 | 0 | 0 | 0 | 0 | 0 | 0 | 0
[10 empty] | 0 | 0 | 0 | 0 | 0 | 0 | 0 | 0 | 0 | 0 | 0 | 0 | 0 | 0 | 0 | 0 | 0 | 0 | 0 | 0 | 0 | 0 | 0 | 0 | 0 | 0 | 0 | 0
[10 empty] | 0 | 0 | 0 | 0 | 0 | 0 | 0 | 0 | 0 | 0 | 0 | 0 | 0 | 0 | 0 | 0 | 0 | 0 | 0 | 0 | 0 | 0 | 0 | 0 | 0 | 0 | 0 | 0
[10 empty] | 0 | 0 | 0 | 0 | 0 | 0 | 0 | 0 | 0 | 0 | 0 | 0 | 0 | 0 | 0 | 0 | 0 | 0 | 0 | 0 | 0 | 0 | 0 | 0 | 0 | 0 | 0 | 0
[10 empty] | 0 | 0 | 0 | 0 | 0 | 0 | 0 | 0 | 0 | 0 | 0 | 0 | 0 | 0 | 0 | 0 | 0 | 0 | 0 | 0 | 0 | 0 | 0 | 0 | 0 | 0 | 0 | 0
[10 empty] | 0 | 0 | 0 | 0 | 0 | 0 | 0 | 0 | 0 | 0 | 0 | 0 | 0 | 0 | 0 | 0 | 0 | 0 | 0 | 0 | 0 | 0 | 0 | 0 | 0 | 0 | 0 | 0
[10 empty] | 0 | 0 | 0 | 0 | 0 | 0 | 0 | 0 | 0 | 0 | 0 | 0 | 0 | 0 | 0 | 0 | 0 | 0 | 0 | 0 | 0 | 0 | 0 | 0 | 0 | 0 | 0 | 0
[10 empty] | 0 | 0 | 0 | 0 | 0 | 0 | 0 | 0 | 0 | 0 | 0 | 0 | 0 | 0 | 0 | 0 | 0 | 0 | 0 | 0 | 0 | 0 | 0 | 0 | 0 | 0 | 0 | 0
[10 empty] | 0 | 0 | 0 | 0 | 0 | 0 | 0 | 0 | 0 | 0 | 0 | 0 | 0 | 0 | 0 | 0 | 0 | 0 | 0 | 0 | 0 | 0 | 0 | 0 | 0 | 0 | 0 | 0
[10 empty] | 0 | 0 | 0 | 0 | 0 | 0 | 0 | 0 | 0 | 0 | 0 | 0 | 0 | 0 | 0 | 0 | 0 | 0 | 0 | 0 | 0 | 0 | 0 | 0 | 0 | 0 | 0 | 0
[10 empty] | 0 | 0 | 0 | 0 | 0 | 0 | 0 | 0 | 0 | 0 | 0 | 0 | 0 | 0 | 0 | 0 | 0 | 0 | 0 | 0 | 0 | 0 | 0 | 0 | 0 | 0 | 0 | 0
[10 empty] | 0 | 0 | 0 | 0 | 0 | 0 | 0 | 0 | 0 | 0 | 0 | 0 | 0 | 0 | 0 | 0 | 0 | 0 | 0 | 0 | 0 | 0 | 0 | 0 | 0 | 0 | 0 | 0
[10 empty] | 0 | 0 | 0 | 0 | 0 | 0 | 0 | 0 | 0 | 0 | 0 | 0 | 0 | 0 | 0 | 0 | 0 | 0 | 0 | 0 | 0 | 0 | 0 | 0 | 0 | 0 | 0 | 0
[10 empty] | 0 | 0 | 0 | 0 | 0 | 0 | 0 | 0 | 0 | 0 | 0 | 0 | 0 | 0 | 0 | 0 | 0 | 0 | 0 | 0 | 0 | 0 | 0 | 0 | 0 | 0 | 0 | 0
[10 empty] | 0 | 0 | 0 | 0 | 0 | 0 | 0 | 0 | 0 | 0 | 0 | 0 | 0 | 0 | 0 | 0 | 0 | 0 | 0 | 0 | 0 | 0 | 0 | 0 | 0 | 0 | 0 | 0
[10 empty] | 0 | 0 | 0 | 0 | 0 | 0 | 0 | 0 | 0 | 0 | 0 | 0 | 0 | 0 | 0 | 0 | 0 | 0 | 0 | 0 | 0 | 0 | 0 | 0 | 0 | 0 | 0 | 0
[10 empty] | 0 | 0 | 0 | 0 | 0 | 0 | 0 | 0 | 0 | 0 | 0 | 0 | 0 | 0 | 0 | 0 | 0 | 0 | 0 | 0 | 0 | 0 | 0 | 0 | 0 | 0 | 0 | 0
[10 empty] | 0 | 0 | 0 | 0 | 0 | 0 | 0 | 0 | 0 | 0 | 0 | 0 | 0 | 0 | 0 | 0 | 0 | 0 | 0 | 0 | 0 | 0 | 0 | 0 | 0 | 0 | 0 | 0
[10 empty] | 0 | 0 | 0 | 0 | 0 | 0 | 0 | 0 | 0 | 0 | 0 | 0 | 0 | 0 | 0 | 0 | 0 | 0 | 0 | 0 | 0 | 0 | 0 | 0 | 0 | 0 | 0 | 0
[10 empty] | 0 | 0 | 0 | 0 | 0 | 0 | 0 | 0 | 0 | 0 | 0 | 0 | 0 | 0 | 0 | 0 | 0 | 0 | 0 | 0 | 0 | 0 | 0 | 0 | 0 | 0 | 0 | 0
[10 empty] | 0 | 0 | 0 | 0 | 0 | 0 | 0 | 0 | 0 | 0 | 0 | 0 | 0 | 0 | 0 | 0 | 0 | 0 | 0 | 0 | 0 | 0 | 0 | 0 | 0 | 0 | 0 | 0
[10 empty] | 0 | 0 | 0 | 0 | 0 | 0 | 0 | 0 | 0 | 0 | 0 | 0 | 0 | 0 | 0 | 0 | 0 | 0 | 0 | 0 | 0 | 0 | 0 | 0 | 0 | 0 | 0 | 0
[10 empty] | 0 | 0 | 0 | 0 | 0 | 0 | 0 | 0 | 0 | 0 | 0 | 0 | 0 | 0 | 0 | 0 | 0 | 0 | 0 | 0 | 0 | 0 | 0 | 0 | 0 | 0 | 0 | 0
[10 empty] | 0 | 0 | 0 | 0 | 0 | 0 | 0 | 0 | 0 | 0 | 0 | 0 | 0 | 0 | 0 | 0 | 0 | 0 | 0 | 0 | 0 | 0 | 0 | 0 | 0 | 0 | 0 | 0
[10 empty] | 0 | 0 | 0 | 0 | 0 | 0 | 0 | 0 | 0 | 0 | 0 | 0 | 0 | 0 | 0 | 0 | 0 | 0 | 0 | 0 | 0 | 0 | 0 | 0 | 0 | 0 | 0 | 0
[10 empty] | 0 | 0 | 0 | 0 | 0 | 0 | 0 | 0 | 0 | 0 | 0 | 0 | 0 | 0 | 0 | 0 | 0 | 0 | 0 | 0 | 0 | 0 | 0 | 0 | 0 | 0 | 0 | 0
[10 empty] | 0 | 0 | 0 | 0 | 0 | 0 | 0 | 0 | 0 | 0 | 0 | 0 | 0 | 0 | 0 | 0 | 0 | 0 | 0 | 0 | 0 | 0 | 0 | 0 | 0 | 0 | 0 | 0
[10 empty] | 0 | 0 | 0 | 0 | 0 | 0 | 0 | 0 | 0 | 0 | 0 | 0 | 0 | 0 | 0 | 0 | 0 | 0 | 0 | 0 | 0 | 0 | 0 | 0 | 0 | 0 | 0 | 0
[10 empty] | 0 | 0 | 0 | 0 | 0 | 0 | 0 | 0 | 0 | 0 | 0 | 0 | 0 | 0 | 0 | 0 | 0 | 0 | 0 | 0 | 0 | 0 | 0 | 0 | 0 | 0 | 0 | 0
[10 empty] | 0 | 0 | 0 | 0 | 0 | 0 | 0 | 0 | 0 | 0 | 0 | 0 | 0 | 0 | 0 | 0 | 0 | 0 | 0 | 0 | 0 | 0 | 0 | 0 | 0 | 0 | 0 | 0
[10 empty] | 0 | 0 | 0 | 0 | 0 | 0 | 0 | 0 | 0 | 0 | 0 | 0 | 0 | 0 | 0 | 0 | 0 | 0 | 0 | 0 | 0 | 0 | 0 | 0 | 0 | 0 | 0 | 0
[10 empty] | 0 | 0 | 0 | 0 | 0 | 0 | 0 | 0 | 0 | 0 | 0 | 0 | 0 | 0 | 0 | 0 | 0 | 0 | 0 | 0 | 0 | 0 | 0 | 0 | 0 | 0 | 0 | 0
[10 empty] | 0 | 0 | 0 | 0 | 0 | 0 | 0 | 0 | 0 | 0 | 0 | 0 | 0 | 0 | 0 | 0 | 0 | 0 | 0 | 0 | 0 | 0 | 0 | 0 | 0 | 0 | 0 | 0
[10 empty] | 0 | 0 | 0 | 0 | 0 | 0 | 0 | 0 | 0 | 0 | 0 | 0 | 0 | 0 | 0 | 0 | 0 | 0 | 0 | 0 | 0 | 0 | 0 | 0 | 0 | 0 | 0 | 0
[10 empty] | 0 | 0 | 0 | 0 | 0 | 0 | 0 | 0 | 0 | 0 | 0 | 0 | 0 | 0 | 0 | 0 | 0 | 0 | 0 | 0 | 0 | 0 | 0 | 0 | 0 | 0 | 0 | 0
[10 empty] | 0 | 0 | 0 | 0 | 0 | 0 | 0 | 0 | 0 | 0 | 0 | 0 | 0 | 0 | 0 | 0 | 0 | 0 | 0 | 0 | 0 | 0 | 0 | 0 | 0 | 0 | 0 | 0
[10 empty] | 0 | 0 | 0 | 0 | 0 | 0 | 0 | 0 | 0 | 0 | 0 | 0 | 0 | 0 | 0 | 0 | 0 | 0 | 0 | 0 | 0 | 0 | 0 | 0 | 0 | 0 | 0 | 0
[10 empty] | 0 | 0 | 0 | 0 | 0 | 0 | 0 | 0 | 0 | 0 | 0 | 0 | 0 | 0 | 0 | 0 | 0 | 0 | 0 | 0 | 0 | 0 | 0 | 0 | 0 | 0 | 0 | 0
[10 empty] | 0 | 0 | 0 | 0 | 0 | 0 | 0 | 0 | 0 | 0 | 0 | 0 | 0 | 0 | 0 | 0 | 0 | 0 | 0 | 0 | 0 | 0 | 0 | 0 | 0 | 0 | 0 | 0
[10 empty] | 0 | 0 | 0 | 0 | 0 | 0 | 0 | 0 | 0 | 0 | 0 | 0 | 0 | 0 | 0 | 0 | 0 | 0 | 0 | 0 | 0 | 0 | 0 | 0 | 0 | 0 | 0 | 0
[10 empty] | 0 | 0 | 0 | 0 | 0 | 0 | 0 | 0 | 0 | 0 | 0 | 0 | 0 | 0 | 0 | 0 | 0 | 0 | 0 | 0 | 0 | 0 | 0 | 0 | 0 | 0 | 0 | 0
[10 empty] | 0 | 0 | 0 | 0 | 0 | 0 | 0 | 0 | 0 | 0 | 0 | 0 | 0 | 0 | 0 | 0 | 0 | 0 | 0 | 0 | 0 | 0 | 0 | 0 | 0 | 0 | 0 | 0
[10 empty] | 0 | 0 | 0 | 0 | 0 | 0 | 0 | 0 | 0 | 0 | 0 | 0 | 0 | 0 | 0 | 0 | 0 | 0 | 0 | 0 | 0 | 0 | 0 | 0 | 0 | 0 | 0 | 0
[10 empty] | 0 | 0 | 0 | 0 | 0 | 0 | 0 | 0 | 0 | 0 | 0 | 0 | 0 | 0 | 0 | 0 | 0 | 0 | 0 | 0 | 0 | 0 | 0 | 0 | 0 | 0 | 0 | 0
[10 empty] | 0 | 0 | 0 | 0 | 0 | 0 | 0 | 0 | 0 | 0 | 0 | 0 | 0 | 0 | 0 | 0 | 0 | 0 | 0 | 0 | 0 | 0 | 0 | 0 | 0 | 0 | 0 | 0
[10 empty] | 0 | 0 | 0 | 0 | 0 | 0 | 0 | 0 | 0 | 0 | 0 | 0 | 0 | 0 | 0 | 0 | 0 | 0 | 0 | 0 | 0 | 0 | 0 | 0 | 0 | 0 | 0 | 0
[10 empty] | 0 | 0 | 0 | 0 | 0 | 0 | 0 | 0 | 0 | 0 | 0 | 0 | 0 | 0 | 0 | 0 | 0 | 0 | 0 | 0 | 0 | 0 | 0 | 0 | 0 | 0 | 0 | 0
[10 empty] | 0 | 0 | 0 | 0 | 0 | 0 | 0 | 0 | 0 | 0 | 0 | 0 | 0 | 0 | 0 | 0 | 0 | 0 | 0 | 0 | 0 | 0 | 0 | 0 | 0 | 0 | 0 | 0
[10 empty] | 0 | 0 | 0 | 0 | 0 | 0 | 0 | 0 | 0 | 0 | 0 | 0 | 0 | 0 | 0 | 0 | 0 | 0 | 0 | 0 | 0 | 0 | 0 | 0 | 0 | 0 | 0 | 0
[10 empty] | 0 | 0 | 0 | 0 | 0 | 0 | 0 | 0 | 0 | 0 | 0 | 0 | 0 | 0 | 0 | 0 | 0 | 0 | 0 | 0 | 0 | 0 | 0 | 0 | 0 | 0 | 0 | 0
[10 empty] | 0 | 0 | 0 | 0 | 0 | 0 | 0 | 0 | 0 | 0 | 0 | 0 | 0 | 0 | 0 | 0 | 0 | 0 | 0 | 0 | 0 | 0 | 0 | 0 | 0 | 0 | 0 | 0
[10 empty] | 0 | 0 | 0 | 0 | 0 | 0 | 0 | 0 | 0 | 0 | 0 | 0 | 0 | 0 | 0 | 0 | 0 | 0 | 0 | 0 | 0 | 0 | 0 | 0 | 0 | 0 | 0 | 0
[10 empty] | 0 | 0 | 0 | 0 | 0 | 0 | 0 | 0 | 0 | 0 | 0 | 0 | 0 | 0 | 0 | 0 | 0 | 0 | 0 | 0 | 0 | 0 | 0 | 0 | 0 | 0 | 0 | 0
[10 empty] | 0 | 0 | 0 | 0 | 0 | 0 | 0 | 0 | 0 | 0 | 0 | 0 | 0 | 0 | 0 | 0 | 0 | 0 | 0 | 0 | 0 | 0 | 0 | 0 | 0 | 0 | 0 | 0
[10 empty] | 0 | 0 | 0 | 0 | 0 | 0 | 0 | 0 | 0 | 0 | 0 | 0 | 0 | 0 | 0 | 0 | 0 | 0 | 0 | 0 | 0 | 0 | 0 | 0 | 0 | 0 | 0 | 0
[10 empty] | 0 | 0 | 0 | 0 | 0 | 0 | 0 | 0 | 0 | 0 | 0 | 0 | 0 | 0 | 0 | 0 | 0 | 0 | 0 | 0 | 0 | 0 | 0 | 0 | 0 | 0 | 0 | 0
[10 empty] | 0 | 0 | 0 | 0 | 0 | 0 | 0 | 0 | 0 | 0 | 0 | 0 | 0 | 0 | 0 | 0 | 0 | 0 | 0 | 0 | 0 | 0 | 0 | 0 | 0 | 0 | 0 | 0
[10 empty] | 0 | 0 | 0 | 0 | 0 | 0 | 0 | 0 | 0 | 0 | 0 | 0 | 0 | 0 | 0 | 0 | 0 | 0 | 0 | 0 | 0 | 0 | 0 | 0 | 0 | 0 | 0 | 0
[10 empty] | 0 | 0 | 0 | 0 | 0 | 0 | 0 | 0 | 0 | 0 | 0 | 0 | 0 | 0 | 0 | 0 | 0 | 0 | 0 | 0 | 0 | 0 | 0 | 0 | 0 | 0 | 0 | 0
[10 empty] | 0 | 0 | 0 | 0 | 0 | 0 | 0 | 0 | 0 | 0 | 0 | 0 | 0 | 0 | 0 | 0 | 0 | 0 | 0 | 0 | 0 | 0 | 0 | 0 | 0 | 0 | 0 | 0
[10 empty] | 0 | 0 | 0 | 0 | 0 | 0 | 0 | 0 | 0 | 0 | 0 | 0 | 0 | 0 | 0 | 0 | 0 | 0 | 0 | 0 | 0 | 0 | 0 | 0 | 0 | 0 | 0 | 0
[10 empty] | 0 | 0 | 0 | 0 | 0 | 0 | 0 | 0 | 0 | 0 | 0 | 0 | 0 | 0 | 0 | 0 | 0 | 0 | 0 | 0 | 0 | 0 | 0 | 0 | 0 | 0 | 0 | 0
[10 empty] | 0 | 0 | 0 | 0 | 0 | 0 | 0 | 0 | 0 | 0 | 0 | 0 | 0 | 0 | 0 | 0 | 0 | 0 | 0 | 0 | 0 | 0 | 0 | 0 | 0 | 0 | 0 | 0
[10 empty] | 0 | 0 | 0 | 0 | 0 | 0 | 0 | 0 | 0 | 0 | 0 | 0 | 0 | 0 | 0 | 0 | 0 | 0 | 0 | 0 | 0 | 0 | 0 | 0 | 0 | 0 | 0 | 0
[10 empty] | 0 | 0 | 0 | 0 | 0 | 0 | 0 | 0 | 0 | 0 | 0 | 0 | 0 | 0 | 0 | 0 | 0 | 0 | 0 | 0 | 0 | 0 | 0 | 0 | 0 | 0 | 0 | 0
[10 empty] | 0 | 0 | 0 | 0 | 0 | 0 | 0 | 0 | 0 | 0 | 0 | 0 | 0 | 0 | 0 | 0 | 0 | 0 | 0 | 0 | 0 | 0 | 0 | 0 | 0 | 0 | 0 | 0
[10 empty] | 0 | 0 | 0 | 0 | 0 | 0 | 0 | 0 | 0 | 0 | 0 | 0 | 0 | 0 | 0 | 0 | 0 | 0 | 0 | 0 | 0 | 0 | 0 | 0 | 0 | 0 | 0 | 0
[10 empty] | 0 | 0 | 0 | 0 | 0 | 0 | 0 | 0 | 0 | 0 | 0 | 0 | 0 | 0 | 0 | 0 | 0 | 0 | 0 | 0 | 0 | 0 | 0 | 0 | 0 | 0 | 0 | 0
[10 empty] | 0 | 0 | 0 | 0 | 0 | 0 | 0 | 0 | 0 | 0 | 0 | 0 | 0 | 0 | 0 | 0 | 0 | 0 | 0 | 0 | 0 | 0 | 0 | 0 | 0 | 0 | 0 | 0
[10 empty] | 0 | 0 | 0 | 0 | 0 | 0 | 0 | 0 | 0 | 0 | 0 | 0 | 0 | 0 | 0 | 0 | 0 | 0 | 0 | 0 | 0 | 0 | 0 | 0 | 0 | 0 | 0 | 0
[10 empty] | 0 | 0 | 0 | 0 | 0 | 0 | 0 | 0 | 0 | 0 | 0 | 0 | 0 | 0 | 0 | 0 | 0 | 0 | 0 | 0 | 0 | 0 | 0 | 0 | 0 | 0 | 0 | 0
[10 empty] | 0 | 0 | 0 | 0 | 0 | 0 | 0 | 0 | 0 | 0 | 0 | 0 | 0 | 0 | 0 | 0 | 0 | 0 | 0 | 0 | 0 | 0 | 0 | 0 | 0 | 0 | 0 | 0
[10 empty] | 0 | 0 | 0 | 0 | 0 | 0 | 0 | 0 | 0 | 0 | 0 | 0 | 0 | 0 | 0 | 0 | 0 | 0 | 0 | 0 | 0 | 0 | 0 | 0 | 0 | 0 | 0 | 0
[10 empty] | 0 | 0 | 0 | 0 | 0 | 0 | 0 | 0 | 0 | 0 | 0 | 0 | 0 | 0 | 0 | 0 | 0 | 0 | 0 | 0 | 0 | 0 | 0 | 0 | 0 | 0 | 0 | 0
[10 empty] | 0 | 0 | 0 | 0 | 0 | 0 | 0 | 0 | 0 | 0 | 0 | 0 | 0 | 0 | 0 | 0 | 0 | 0 | 0 | 0 | 0 | 0 | 0 | 0 | 0 | 0 | 0 | 0
[10 empty] | 0 | 0 | 0 | 0 | 0 | 0 | 0 | 0 | 0 | 0 | 0 | 0 | 0 | 0 | 0 | 0 | 0 | 0 | 0 | 0 | 0 | 0 | 0 | 0 | 0 | 0 | 0 | 0
[10 empty] | 0 | 0 | 0 | 0 | 0 | 0 | 0 | 0 | 0 | 0 | 0 | 0 | 0 | 0 | 0 | 0 | 0 | 0 | 0 | 0 | 0 | 0 | 0 | 0 | 0 | 0 | 0 | 0
[10 empty] | 0 | 0 | 0 | 0 | 0 | 0 | 0 | 0 | 0 | 0 | 0 | 0 | 0 | 0 | 0 | 0 | 0 | 0 | 0 | 0 | 0 | 0 | 0 | 0 | 0 | 0 | 0 | 0
[10 empty] | 0 | 0 | 0 | 0 | 0 | 0 | 0 | 0 | 0 | 0 | 0 | 0 | 0 | 0 | 0 | 0 | 0 | 0 | 0 | 0 | 0 | 0 | 0 | 0 | 0 | 0 | 0 | 0
[10 empty] | 0 | 0 | 0 | 0 | 0 | 0 | 0 | 0 | 0 | 0 | 0 | 0 | 0 | 0 | 0 | 0 | 0 | 0 | 0 | 0 | 0 | 0 | 0 | 0 | 0 | 0 | 0 | 0
[10 empty] | 0 | 0 | 0 | 0 | 0 | 0 | 0 | 0 | 0 | 0 | 0 | 0 | 0 | 0 | 0 | 0 | 0 | 0 | 0 | 0 | 0 | 0 | 0 | 0 | 0 | 0 | 0 | 0
[10 empty] | 0 | 0 | 0 | 0 | 0 | 0 | 0 | 0 | 0 | 0 | 0 | 0 | 0 | 0 | 0 | 0 | 0 | 0 | 0 | 0 | 0 | 0 | 0 | 0 | 0 | 0 | 0 | 0
[10 empty] | 0 | 0 | 0 | 0 | 0 | 0 | 0 | 0 | 0 | 0 | 0 | 0 | 0 | 0 | 0 | 0 | 0 | 0 | 0 | 0 | 0 | 0 | 0 | 0 | 0 | 0 | 0 | 0
[10 empty] | 0 | 0 | 0 | 0 | 0 | 0 | 0 | 0 | 0 | 0 | 0 | 0 | 0 | 0 | 0 | 0 | 0 | 0 | 0 | 0 | 0 | 0 | 0 | 0 | 0 | 0 | 0 | 0
[10 empty] | 0 | 0 | 0 | 0 | 0 | 0 | 0 | 0 | 0 | 0 | 0 | 0 | 0 | 0 | 0 | 0 | 0 | 0 | 0 | 0 | 0 | 0 | 0 | 0 | 0 | 0 | 0 | 0
[10 empty] | 0 | 0 | 0 | 0 | 0 | 0 | 0 | 0 | 0 | 0 | 0 | 0 | 0 | 0 | 0 | 0 | 0 | 0 | 0 | 0 | 0 | 0 | 0 | 0 | 0 | 0 | 0 | 0
[10 empty] | 0 | 0 | 0 | 0 | 0 | 0 | 0 | 0 | 0 | 0 | 0 | 0 | 0 | 0 | 0 | 0 | 0 | 0 | 0 | 0 | 0 | 0 | 0 | 0 | 0 | 0 | 0 | 0
[10 empty] | 0 | 0 | 0 | 0 | 0 | 0 | 0 | 0 | 0 | 0 | 0 | 0 | 0 | 0 | 0 | 0 | 0 | 0 | 0 | 0 | 0 | 0 | 0 | 0 | 0 | 0 | 0 | 0
[10 empty] | 0 | 0 | 0 | 0 | 0 | 0 | 0 | 0 | 0 | 0 | 0 | 0 | 0 | 0 | 0 | 0 | 0 | 0 | 0 | 0 | 0 | 0 | 0 | 0 | 0 | 0 | 0 | 0
[10 empty] | 0 | 0 | 0 | 0 | 0 | 0 | 0 | 0 | 0 | 0 | 0 | 0 | 0 | 0 | 0 | 0 | 0 | 0 | 0 | 0 | 0 | 0 | 0 | 0 | 0 | 0 | 0 | 0
[10 empty] | 0 | 0 | 0 | 0 | 0 | 0 | 0 | 0 | 0 | 0 | 0 | 0 | 0 | 0 | 0 | 0 | 0 | 0 | 0 | 0 | 0 | 0 | 0 | 0 | 0 | 0 | 0 | 0
[10 empty] | 0 | 0 | 0 | 0 | 0 | 0 | 0 | 0 | 0 | 0 | 0 | 0 | 0 | 0 | 0 | 0 | 0 | 0 | 0 | 0 | 0 | 0 | 0 | 0 | 0 | 0 | 0 | 0
[10 empty] | 0 | 0 | 0 | 0 | 0 | 0 | 0 | 0 | 0 | 0 | 0 | 0 | 0 | 0 | 0 | 0 | 0 | 0 | 0 | 0 | 0 | 0 | 0 | 0 | 0 | 0 | 0 | 0
[10 empty] | 0 | 0 | 0 | 0 | 0 | 0 | 0 | 0 | 0 | 0 | 0 | 0 | 0 | 0 | 0 | 0 | 0 | 0 | 0 | 0 | 0 | 0 | 0 | 0 | 0 | 0 | 0 | 0
[10 empty] | 0 | 0 | 0 | 0 | 0 | 0 | 0 | 0 | 0 | 0 | 0 | 0 | 0 | 0 | 0 | 0 | 0 | 0 | 0 | 0 | 0 | 0 | 0 | 0 | 0 | 0 | 0 | 0
[10 empty] | 0 | 0 | 0 | 0 | 0 | 0 | 0 | 0 | 0 | 0 | 0 | 0 | 0 | 0 | 0 | 0 | 0 | 0 | 0 | 0 | 0 | 0 | 0 | 0 | 0 | 0 | 0 | 0
[10 empty] | 0 | 0 | 0 | 0 | 0 | 0 | 0 | 0 | 0 | 0 | 0 | 0 | 0 | 0 | 0 | 0 | 0 | 0 | 0 | 0 | 0 | 0 | 0 | 0 | 0 | 0 | 0 | 0
[10 empty] | 0 | 0 | 0 | 0 | 0 | 0 | 0 | 0 | 0 | 0 | 0 | 0 | 0 | 0 | 0 | 0 | 0 | 0 | 0 | 0 | 0 | 0 | 0 | 0 | 0 | 0 | 0 | 0
[10 empty] | 0 | 0 | 0 | 0 | 0 | 0 | 0 | 0 | 0 | 0 | 0 | 0 | 0 | 0 | 0 | 0 | 0 | 0 | 0 | 0 | 0 | 0 | 0 | 0 | 0 | 0 | 0 | 0
[10 empty] | 0 | 0 | 0 | 0 | 0 | 0 | 0 | 0 | 0 | 0 | 0 | 0 | 0 | 0 | 0 | 0 | 0 | 0 | 0 | 0 | 0 | 0 | 0 | 0 | 0 | 0 | 0 | 0
[10 empty] | 0 | 0 | 0 | 0 | 0 | 0 | 0 | 0 | 0 | 0 | 0 | 0 | 0 | 0 | 0 | 0 | 0 | 0 | 0 | 0 | 0 | 0 | 0 | 0 | 0 | 0 | 0 | 0
[10 empty] | 0 | 0 | 0 | 0 | 0 | 0 | 0 | 0 | 0 | 0 | 0 | 0 | 0 | 0 | 0 | 0 | 0 | 0 | 0 | 0 | 0 | 0 | 0 | 0 | 0 | 0 | 0 | 0
[10 empty] | 0 | 0 | 0 | 0 | 0 | 0 | 0 | 0 | 0 | 0 | 0 | 0 | 0 | 0 | 0 | 0 | 0 | 0 | 0 | 0 | 0 | 0 | 0 | 0 | 0 | 0 | 0 | 0
[10 empty] | 0 | 0 | 0 | 0 | 0 | 0 | 0 | 0 | 0 | 0 | 0 | 0 | 0 | 0 | 0 | 0 | 0 | 0 | 0 | 0 | 0 | 0 | 0 | 0 | 0 | 0 | 0 | 0
[10 empty] | 0 | 0 | 0 | 0 | 0 | 0 | 0 | 0 | 0 | 0 | 0 | 0 | 0 | 0 | 0 | 0 | 0 | 0 | 0 | 0 | 0 | 0 | 0 | 0 | 0 | 0 | 0 | 0
[10 empty] | 0 | 0 | 0 | 0 | 0 | 0 | 0 | 0 | 0 | 0 | 0 | 0 | 0 | 0 | 0 | 0 | 0 | 0 | 0 | 0 | 0 | 0 | 0 | 0 | 0 | 0 | 0 | 0
[10 empty] | 0 | 0 | 0 | 0 | 0 | 0 | 0 | 0 | 0 | 0 | 0 | 0 | 0 | 0 | 0 | 0 | 0 | 0 | 0 | 0 | 0 | 0 | 0 | 0 | 0 | 0 | 0 | 0
[10 empty] | 0 | 0 | 0 | 0 | 0 | 0 | 0 | 0 | 0 | 0 | 0 | 0 | 0 | 0 | 0 | 0 | 0 | 0 | 0 | 0 | 0 | 0 | 0 | 0 | 0 | 0 | 0 | 0
[10 empty] | 0 | 0 | 0 | 0 | 0 | 0 | 0 | 0 | 0 | 0 | 0 | 0 | 0 | 0 | 0 | 0 | 0 | 0 | 0 | 0 | 0 | 0 | 0 | 0 | 0 | 0 | 0 | 0
[10 empty] | 0 | 0 | 0 | 0 | 0 | 0 | 0 | 0 | 0 | 0 | 0 | 0 | 0 | 0 | 0 | 0 | 0 | 0 | 0 | 0 | 0 | 0 | 0 | 0 | 0 | 0 | 0 | 0
[10 empty] | 0 | 0 | 0 | 0 | 0 | 0 | 0 | 0 | 0 | 0 | 0 | 0 | 0 | 0 | 0 | 0 | 0 | 0 | 0 | 0 | 0 | 0 | 0 | 0 | 0 | 0 | 0 | 0
[10 empty] | 0 | 0 | 0 | 0 | 0 | 0 | 0 | 0 | 0 | 0 | 0 | 0 | 0 | 0 | 0 | 0 | 0 | 0 | 0 | 0 | 0 | 0 | 0 | 0 | 0 | 0 | 0 | 0
[10 empty] | 0 | 0 | 0 | 0 | 0 | 0 | 0 | 0 | 0 | 0 | 0 | 0 | 0 | 0 | 0 | 0 | 0 | 0 | 0 | 0 | 0 | 0 | 0 | 0 | 0 | 0 | 0 | 0
[10 empty] | 0 | 0 | 0 | 0 | 0 | 0 | 0 | 0 | 0 | 0 | 0 | 0 | 0 | 0 | 0 | 0 | 0 | 0 | 0 | 0 | 0 | 0 | 0 | 0 | 0 | 0 | 0 | 0
[10 empty] | 0 | 0 | 0 | 0 | 0 | 0 | 0 | 0 | 0 | 0 | 0 | 0 | 0 | 0 | 0 | 0 | 0 | 0 | 0 | 0 | 0 | 0 | 0 | 0 | 0 | 0 | 0 | 0
[10 empty] | 0 | 0 | 0 | 0 | 0 | 0 | 0 | 0 | 0 | 0 | 0 | 0 | 0 | 0 | 0 | 0 | 0 | 0 | 0 | 0 | 0 | 0 | 0 | 0 | 0 | 0 | 0 | 0
[10 empty] | 0 | 0 | 0 | 0 | 0 | 0 | 0 | 0 | 0 | 0 | 0 | 0 | 0 | 0 | 0 | 0 | 0 | 0 | 0 | 0 | 0 | 0 | 0 | 0 | 0 | 0 | 0 | 0
[10 empty] | 0 | 0 | 0 | 0 | 0 | 0 | 0 | 0 | 0 | 0 | 0 | 0 | 0 | 0 | 0 | 0 | 0 | 0 | 0 | 0 | 0 | 0 | 0 | 0 | 0 | 0 | 0 | 0
[10 empty] | 0 | 0 | 0 | 0 | 0 | 0 | 0 | 0 | 0 | 0 | 0 | 0 | 0 | 0 | 0 | 0 | 0 | 0 | 0 | 0 | 0 | 0 | 0 | 0 | 0 | 0 | 0 | 0
[10 empty] | 0 | 0 | 0 | 0 | 0 | 0 | 0 | 0 | 0 | 0 | 0 | 0 | 0 | 0 | 0 | 0 | 0 | 0 | 0 | 0 | 0 | 0 | 0 | 0 | 0 | 0 | 0 | 0
[10 empty] | 0 | 0 | 0 | 0 | 0 | 0 | 0 | 0 | 0 | 0 | 0 | 0 | 0 | 0 | 0 | 0 | 0 | 0 | 0 | 0 | 0 | 0 | 0 | 0 | 0 | 0 | 0 | 0
[10 empty] | 0 | 0 | 0 | 0 | 0 | 0 | 0 | 0 | 0 | 0 | 0 | 0 | 0 | 0 | 0 | 0 | 0 | 0 | 0 | 0 | 0 | 0 | 0 | 0 | 0 | 0 | 0 | 0
[10 empty] | 0 | 0 | 0 | 0 | 0 | 0 | 0 | 0 | 0 | 0 | 0 | 0 | 0 | 0 | 0 | 0 | 0 | 0 | 0 | 0 | 0 | 0 | 0 | 0 | 0 | 0 | 0 | 0
[10 empty] | 0 | 0 | 0 | 0 | 0 | 0 | 0 | 0 | 0 | 0 | 0 | 0 | 0 | 0 | 0 | 0 | 0 | 0 | 0 | 0 | 0 | 0 | 0 | 0 | 0 | 0 | 0 | 0
[10 empty] | 0 | 0 | 0 | 0 | 0 | 0 | 0 | 0 | 0 | 0 | 0 | 0 | 0 | 0 | 0 | 0 | 0 | 0 | 0 | 0 | 0 | 0 | 0 | 0 | 0 | 0 | 0 | 0
[10 empty] | 0 | 0 | 0 | 0 | 0 | 0 | 0 | 0 | 0 | 0 | 0 | 0 | 0 | 0 | 0 | 0 | 0 | 0 | 0 | 0 | 0 | 0 | 0 | 0 | 0 | 0 | 0 | 0
[10 empty] | 0 | 0 | 0 | 0 | 0 | 0 | 0 | 0 | 0 | 0 | 0 | 0 | 0 | 0 | 0 | 0 | 0 | 0 | 0 | 0 | 0 | 0 | 0 | 0 | 0 | 0 | 0 | 0
[10 empty] | 0 | 0 | 0 | 0 | 0 | 0 | 0 | 0 | 0 | 0 | 0 | 0 | 0 | 0 | 0 | 0 | 0 | 0 | 0 | 0 | 0 | 0 | 0 | 0 | 0 | 0 | 0 | 0
[10 empty] | 0 | 0 | 0 | 0 | 0 | 0 | 0 | 0 | 0 | 0 | 0 | 0 | 0 | 0 | 0 | 0 | 0 | 0 | 0 | 0 | 0 | 0 | 0 | 0 | 0 | 0 | 0 | 0
[10 empty] | 0 | 0 | 0 | 0 | 0 | 0 | 0 | 0 | 0 | 0 | 0 | 0 | 0 | 0 | 0 | 0 | 0 | 0 | 0 | 0 | 0 | 0 | 0 | 0 | 0 | 0 | 0 | 0
[10 empty] | 0 | 0 | 0 | 0 | 0 | 0 | 0 | 0 | 0 | 0 | 0 | 0 | 0 | 0 | 0 | 0 | 0 | 0 | 0 | 0 | 0 | 0 | 0 | 0 | 0 | 0 | 0 | 0
[10 empty] | 0 | 0 | 0 | 0 | 0 | 0 | 0 | 0 | 0 | 0 | 0 | 0 | 0 | 0 | 0 | 0 | 0 | 0 | 0 | 0 | 0 | 0 | 0 | 0 | 0 | 0 | 0 | 0
[10 empty] | 0 | 0 | 0 | 0 | 0 | 0 | 0 | 0 | 0 | 0 | 0 | 0 | 0 | 0 | 0 | 0 | 0 | 0 | 0 | 0 | 0 | 0 | 0 | 0 | 0 | 0 | 0 | 0
[10 empty] | 0 | 0 | 0 | 0 | 0 | 0 | 0 | 0 | 0 | 0 | 0 | 0 | 0 | 0 | 0 | 0 | 0 | 0 | 0 | 0 | 0 | 0 | 0 | 0 | 0 | 0 | 0 | 0
[10 empty] | 0 | 0 | 0 | 0 | 0 | 0 | 0 | 0 | 0 | 0 | 0 | 0 | 0 | 0 | 0 | 0 | 0 | 0 | 0 | 0 | 0 | 0 | 0 | 0 | 0 | 0 | 0 | 0
[10 empty] | 0 | 0 | 0 | 0 | 0 | 0 | 0 | 0 | 0 | 0 | 0 | 0 | 0 | 0 | 0 | 0 | 0 | 0 | 0 | 0 | 0 | 0 | 0 | 0 | 0 | 0 | 0 | 0
[10 empty] | 0 | 0 | 0 | 0 | 0 | 0 | 0 | 0 | 0 | 0 | 0 | 0 | 0 | 0 | 0 | 0 | 0 | 0 | 0 | 0 | 0 | 0 | 0 | 0 | 0 | 0 | 0 | 0
[10 empty] | 0 | 0 | 0 | 0 | 0 | 0 | 0 | 0 | 0 | 0 | 0 | 0 | 0 | 0 | 0 | 0 | 0 | 0 | 0 | 0 | 0 | 0 | 0 | 0 | 0 | 0 | 0 | 0
[10 empty] | 0 | 0 | 0 | 0 | 0 | 0 | 0 | 0 | 0 | 0 | 0 | 0 | 0 | 0 | 0 | 0 | 0 | 0 | 0 | 0 | 0 | 0 | 0 | 0 | 0 | 0 | 0 | 0
[10 empty] | 0 | 0 | 0 | 0 | 0 | 0 | 0 | 0 | 0 | 0 | 0 | 0 | 0 | 0 | 0 | 0 | 0 | 0 | 0 | 0 | 0 | 0 | 0 | 0 | 0 | 0 | 0 | 0
[10 empty] | 0 | 0 | 0 | 0 | 0 | 0 | 0 | 0 | 0 | 0 | 0 | 0 | 0 | 0 | 0 | 0 | 0 | 0 | 0 | 0 | 0 | 0 | 0 | 0 | 0 | 0 | 0 | 0
[10 empty] | 0 | 0 | 0 | 0 | 0 | 0 | 0 | 0 | 0 | 0 | 0 | 0 | 0 | 0 | 0 | 0 | 0 | 0 | 0 | 0 | 0 | 0 | 0 | 0 | 0 | 0 | 0 | 0
[10 empty] | 0 | 0 | 0 | 0 | 0 | 0 | 0 | 0 | 0 | 0 | 0 | 0 | 0 | 0 | 0 | 0 | 0 | 0 | 0 | 0 | 0 | 0 | 0 | 0 | 0 | 0 | 0 | 0
[10 empty] | 0 | 0 | 0 | 0 | 0 | 0 | 0 | 0 | 0 | 0 | 0 | 0 | 0 | 0 | 0 | 0 | 0 | 0 | 0 | 0 | 0 | 0 | 0 | 0 | 0 | 0 | 0 | 0
[10 empty] | 0 | 0 | 0 | 0 | 0 | 0 | 0 | 0 | 0 | 0 | 0 | 0 | 0 | 0 | 0 | 0 | 0 | 0 | 0 | 0 | 0 | 0 | 0 | 0 | 0 | 0 | 0 | 0
[10 empty] | 0 | 0 | 0 | 0 | 0 | 0 | 0 | 0 | 0 | 0 | 0 | 0 | 0 | 0 | 0 | 0 | 0 | 0 | 0 | 0 | 0 | 0 | 0 | 0 | 0 | 0 | 0 | 0
[10 empty] | 0 | 0 | 0 | 0 | 0 | 0 | 0 | 0 | 0 | 0 | 0 | 0 | 0 | 0 | 0 | 0 | 0 | 0 | 0 | 0 | 0 | 0 | 0 | 0 | 0 | 0 | 0 | 0
[10 empty] | 0 | 0 | 0 | 0 | 0 | 0 | 0 | 0 | 0 | 0 | 0 | 0 | 0 | 0 | 0 | 0 | 0 | 0 | 0 | 0 | 0 | 0 | 0 | 0 | 0 | 0 | 0 | 0
[10 empty] | 0 | 0 | 0 | 0 | 0 | 0 | 0 | 0 | 0 | 0 | 0 | 0 | 0 | 0 | 0 | 0 | 0 | 0 | 0 | 0 | 0 | 0 | 0 | 0 | 0 | 0 | 0 | 0
[10 empty] | 0 | 0 | 0 | 0 | 0 | 0 | 0 | 0 | 0 | 0 | 0 | 0 | 0 | 0 | 0 | 0 | 0 | 0 | 0 | 0 | 0 | 0 | 0 | 0 | 0 | 0 | 0 | 0
[10 empty] | 0 | 0 | 0 | 0 | 0 | 0 | 0 | 0 | 0 | 0 | 0 | 0 | 0 | 0 | 0 | 0 | 0 | 0 | 0 | 0 | 0 | 0 | 0 | 0 | 0 | 0 | 0 | 0
[10 empty] | 0 | 0 | 0 | 0 | 0 | 0 | 0 | 0 | 0 | 0 | 0 | 0 | 0 | 0 | 0 | 0 | 0 | 0 | 0 | 0 | 0 | 0 | 0 | 0 | 0 | 0 | 0 | 0
[10 empty] | 0 | 0 | 0 | 0 | 0 | 0 | 0 | 0 | 0 | 0 | 0 | 0 | 0 | 0 | 0 | 0 | 0 | 0 | 0 | 0 | 0 | 0 | 0 | 0 | 0 | 0 | 0 | 0
[10 empty] | 0 | 0 | 0 | 0 | 0 | 0 | 0 | 0 | 0 | 0 | 0 | 0 | 0 | 0 | 0 | 0 | 0 | 0 | 0 | 0 | 0 | 0 | 0 | 0 | 0 | 0 | 0 | 0
[10 empty] | 0 | 0 | 0 | 0 | 0 | 0 | 0 | 0 | 0 | 0 | 0 | 0 | 0 | 0 | 0 | 0 | 0 | 0 | 0 | 0 | 0 | 0 | 0 | 0 | 0 | 0 | 0 | 0
[10 empty] | 0 | 0 | 0 | 0 | 0 | 0 | 0 | 0 | 0 | 0 | 0 | 0 | 0 | 0 | 0 | 0 | 0 | 0 | 0 | 0 | 0 | 0 | 0 | 0 | 0 | 0 | 0 | 0
[10 empty] | 0 | 0 | 0 | 0 | 0 | 0 | 0 | 0 | 0 | 0 | 0 | 0 | 0 | 0 | 0 | 0 | 0 | 0 | 0 | 0 | 0 | 0 | 0 | 0 | 0 | 0 | 0 | 0
[10 empty] | 0 | 0 | 0 | 0 | 0 | 0 | 0 | 0 | 0 | 0 | 0 | 0 | 0 | 0 | 0 | 0 | 0 | 0 | 0 | 0 | 0 | 0 | 0 | 0 | 0 | 0 | 0 | 0
[10 empty] | 0 | 0 | 0 | 0 | 0 | 0 | 0 | 0 | 0 | 0 | 0 | 0 | 0 | 0 | 0 | 0 | 0 | 0 | 0 | 0 | 0 | 0 | 0 | 0 | 0 | 0 | 0 | 0
[10 empty] | 0 | 0 | 0 | 0 | 0 | 0 | 0 | 0 | 0 | 0 | 0 | 0 | 0 | 0 | 0 | 0 | 0 | 0 | 0 | 0 | 0 | 0 | 0 | 0 | 0 | 0 | 0 | 0
[10 empty] | 0 | 0 | 0 | 0 | 0 | 0 | 0 | 0 | 0 | 0 | 0 | 0 | 0 | 0 | 0 | 0 | 0 | 0 | 0 | 0 | 0 | 0 | 0 | 0 | 0 | 0 | 0 | 0
[10 empty] | 0 | 0 | 0 | 0 | 0 | 0 | 0 | 0 | 0 | 0 | 0 | 0 | 0 | 0 | 0 | 0 | 0 | 0 | 0 | 0 | 0 | 0 | 0 | 0 | 0 | 0 | 0 | 0
[10 empty] | 0 | 0 | 0 | 0 | 0 | 0 | 0 | 0 | 0 | 0 | 0 | 0 | 0 | 0 | 0 | 0 | 0 | 0 | 0 | 0 | 0 | 0 | 0 | 0 | 0 | 0 | 0 | 0
[10 empty] | 0 | 0 | 0 | 0 | 0 | 0 | 0 | 0 | 0 | 0 | 0 | 0 | 0 | 0 | 0 | 0 | 0 | 0 | 0 | 0 | 0 | 0 | 0 | 0 | 0 | 0 | 0 | 0
[10 empty] | 0 | 0 | 0 | 0 | 0 | 0 | 0 | 0 | 0 | 0 | 0 | 0 | 0 | 0 | 0 | 0 | 0 | 0 | 0 | 0 | 0 | 0 | 0 | 0 | 0 | 0 | 0 | 0
[10 empty] | 0 | 0 | 0 | 0 | 0 | 0 | 0 | 0 | 0 | 0 | 0 | 0 | 0 | 0 | 0 | 0 | 0 | 0 | 0 | 0 | 0 | 0 | 0 | 0 | 0 | 0 | 0 | 0
[10 empty] | 0 | 0 | 0 | 0 | 0 | 0 | 0 | 0 | 0 | 0 | 0 | 0 | 0 | 0 | 0 | 0 | 0 | 0 | 0 | 0 | 0 | 0 | 0 | 0 | 0 | 0 | 0 | 0
[10 empty] | 0 | 0 | 0 | 0 | 0 | 0 | 0 | 0 | 0 | 0 | 0 | 0 | 0 | 0 | 0 | 0 | 0 | 0 | 0 | 0 | 0 | 0 | 0 | 0 | 0 | 0 | 0 | 0
[10 empty] | 0 | 0 | 0 | 0 | 0 | 0 | 0 | 0 | 0 | 0 | 0 | 0 | 0 | 0 | 0 | 0 | 0 | 0 | 0 | 0 | 0 | 0 | 0 | 0 | 0 | 0 | 0 | 0
[10 empty] | 0 | 0 | 0 | 0 | 0 | 0 | 0 | 0 | 0 | 0 | 0 | 0 | 0 | 0 | 0 | 0 | 0 | 0 | 0 | 0 | 0 | 0 | 0 | 0 | 0 | 0 | 0 | 0
[10 empty] | 0 | 0 | 0 | 0 | 0 | 0 | 0 | 0 | 0 | 0 | 0 | 0 | 0 | 0 | 0 | 0 | 0 | 0 | 0 | 0 | 0 | 0 | 0 | 0 | 0 | 0 | 0 | 0
[10 empty] | 0 | 0 | 0 | 0 | 0 | 0 | 0 | 0 | 0 | 0 | 0 | 0 | 0 | 0 | 0 | 0 | 0 | 0 | 0 | 0 | 0 | 0 | 0 | 0 | 0 | 0 | 0 | 0
[10 empty] | 0 | 0 | 0 | 0 | 0 | 0 | 0 | 0 | 0 | 0 | 0 | 0 | 0 | 0 | 0 | 0 | 0 | 0 | 0 | 0 | 0 | 0 | 0 | 0 | 0 | 0 | 0 | 0
[10 empty] | 0 | 0 | 0 | 0 | 0 | 0 | 0 | 0 | 0 | 0 | 0 | 0 | 0 | 0 | 0 | 0 | 0 | 0 | 0 | 0 | 0 | 0 | 0 | 0 | 0 | 0 | 0 | 0
[10 empty] | 0 | 0 | 0 | 0 | 0 | 0 | 0 | 0 | 0 | 0 | 0 | 0 | 0 | 0 | 0 | 0 | 0 | 0 | 0 | 0 | 0 | 0 | 0 | 0 | 0 | 0 | 0 | 0
[10 empty] | 0 | 0 | 0 | 0 | 0 | 0 | 0 | 0 | 0 | 0 | 0 | 0 | 0 | 0 | 0 | 0 | 0 | 0 | 0 | 0 | 0 | 0 | 0 | 0 | 0 | 0 | 0 | 0
[10 empty] | 0 | 0 | 0 | 0 | 0 | 0 | 0 | 0 | 0 | 0 | 0 | 0 | 0 | 0 | 0 | 0 | 0 | 0 | 0 | 0 | 0 | 0 | 0 | 0 | 0 | 0 | 0 | 0
[10 empty] | 0 | 0 | 0 | 0 | 0 | 0 | 0 | 0 | 0 | 0 | 0 | 0 | 0 | 0 | 0 | 0 | 0 | 0 | 0 | 0 | 0 | 0 | 0 | 0 | 0 | 0 | 0 | 0
[10 empty] | 0 | 0 | 0 | 0 | 0 | 0 | 0 | 0 | 0 | 0 | 0 | 0 | 0 | 0 | 0 | 0 | 0 | 0 | 0 | 0 | 0 | 0 | 0 | 0 | 0 | 0 | 0 | 0
[10 empty] | 0 | 0 | 0 | 0 | 0 | 0 | 0 | 0 | 0 | 0 | 0 | 0 | 0 | 0 | 0 | 0 | 0 | 0 | 0 | 0 | 0 | 0 | 0 | 0 | 0 | 0 | 0 | 0
[10 empty] | 0 | 0 | 0 | 0 | 0 | 0 | 0 | 0 | 0 | 0 | 0 | 0 | 0 | 0 | 0 | 0 | 0 | 0 | 0 | 0 | 0 | 0 | 0 | 0 | 0 | 0 | 0 | 0
[10 empty] | 0 | 0 | 0 | 0 | 0 | 0 | 0 | 0 | 0 | 0 | 0 | 0 | 0 | 0 | 0 | 0 | 0 | 0 | 0 | 0 | 0 | 0 | 0 | 0 | 0 | 0 | 0 | 0
[10 empty] | 0 | 0 | 0 | 0 | 0 | 0 | 0 | 0 | 0 | 0 | 0 | 0 | 0 | 0 | 0 | 0 | 0 | 0 | 0 | 0 | 0 | 0 | 0 | 0 | 0 | 0 | 0 | 0
[10 empty] | 0 | 0 | 0 | 0 | 0 | 0 | 0 | 0 | 0 | 0 | 0 | 0 | 0 | 0 | 0 | 0 | 0 | 0 | 0 | 0 | 0 | 0 | 0 | 0 | 0 | 0 | 0 | 0
[10 empty] | 0 | 0 | 0 | 0 | 0 | 0 | 0 | 0 | 0 | 0 | 0 | 0 | 0 | 0 | 0 | 0 | 0 | 0 | 0 | 0 | 0 | 0 | 0 | 0 | 0 | 0 | 0 | 0
[10 empty] | 0 | 0 | 0 | 0 | 0 | 0 | 0 | 0 | 0 | 0 | 0 | 0 | 0 | 0 | 0 | 0 | 0 | 0 | 0 | 0 | 0 | 0 | 0 | 0 | 0 | 0 | 0 | 0
[10 empty] | 0 | 0 | 0 | 0 | 0 | 0 | 0 | 0 | 0 | 0 | 0 | 0 | 0 | 0 | 0 | 0 | 0 | 0 | 0 | 0 | 0 | 0 | 0 | 0 | 0 | 0 | 0 | 0
[10 empty] | 0 | 0 | 0 | 0 | 0 | 0 | 0 | 0 | 0 | 0 | 0 | 0 | 0 | 0 | 0 | 0 | 0 | 0 | 0 | 0 | 0 | 0 | 0 | 0 | 0 | 0 | 0 | 0
[10 empty] | 0 | 0 | 0 | 0 | 0 | 0 | 0 | 0 | 0 | 0 | 0 | 0 | 0 | 0 | 0 | 0 | 0 | 0 | 0 | 0 | 0 | 0 | 0 | 0 | 0 | 0 | 0 | 0
[10 empty] | 0 | 0 | 0 | 0 | 0 | 0 | 0 | 0 | 0 | 0 | 0 | 0 | 0 | 0 | 0 | 0 | 0 | 0 | 0 | 0 | 0 | 0 | 0 | 0 | 0 | 0 | 0 | 0
[10 empty] | 0 | 0 | 0 | 0 | 0 | 0 | 0 | 0 | 0 | 0 | 0 | 0 | 0 | 0 | 0 | 0 | 0 | 0 | 0 | 0 | 0 | 0 | 0 | 0 | 0 | 0 | 0 | 0
[10 empty] | 0 | 0 | 0 | 0 | 0 | 0 | 0 | 0 | 0 | 0 | 0 | 0 | 0 | 0 | 0 | 0 | 0 | 0 | 0 | 0 | 0 | 0 | 0 | 0 | 0 | 0 | 0 | 0
[10 empty] | 0 | 0 | 0 | 0 | 0 | 0 | 0 | 0 | 0 | 0 | 0 | 0 | 0 | 0 | 0 | 0 | 0 | 0 | 0 | 0 | 0 | 0 | 0 | 0 | 0 | 0 | 0 | 0
[10 empty] | 0 | 0 | 0 | 0 | 0 | 0 | 0 | 0 | 0 | 0 | 0 | 0 | 0 | 0 | 0 | 0 | 0 | 0 | 0 | 0 | 0 | 0 | 0 | 0 | 0 | 0 | 0 | 0
[10 empty] | 0 | 0 | 0 | 0 | 0 | 0 | 0 | 0 | 0 | 0 | 0 | 0 | 0 | 0 | 0 | 0 | 0 | 0 | 0 | 0 | 0 | 0 | 0 | 0 | 0 | 0 | 0 | 0
[10 empty] | 0 | 0 | 0 | 0 | 0 | 0 | 0 | 0 | 0 | 0 | 0 | 0 | 0 | 0 | 0 | 0 | 0 | 0 | 0 | 0 | 0 | 0 | 0 | 0 | 0 | 0 | 0 | 0
[10 empty] | 0 | 0 | 0 | 0 | 0 | 0 | 0 | 0 | 0 | 0 | 0 | 0 | 0 | 0 | 0 | 0 | 0 | 0 | 0 | 0 | 0 | 0 | 0 | 0 | 0 | 0 | 0 | 0
[10 empty] | 0 | 0 | 0 | 0 | 0 | 0 | 0 | 0 | 0 | 0 | 0 | 0 | 0 | 0 | 0 | 0 | 0 | 0 | 0 | 0 | 0 | 0 | 0 | 0 | 0 | 0 | 0 | 0
[10 empty] | 0 | 0 | 0 | 0 | 0 | 0 | 0 | 0 | 0 | 0 | 0 | 0 | 0 | 0 | 0 | 0 | 0 | 0 | 0 | 0 | 0 | 0 | 0 | 0 | 0 | 0 | 0 | 0
[10 empty] | 0 | 0 | 0 | 0 | 0 | 0 | 0 | 0 | 0 | 0 | 0 | 0 | 0 | 0 | 0 | 0 | 0 | 0 | 0 | 0 | 0 | 0 | 0 | 0 | 0 | 0 | 0 | 0
[10 empty] | 0 | 0 | 0 | 0 | 0 | 0 | 0 | 0 | 0 | 0 | 0 | 0 | 0 | 0 | 0 | 0 | 0 | 0 | 0 | 0 | 0 | 0 | 0 | 0 | 0 | 0 | 0 | 0
[10 empty] | 0 | 0 | 0 | 0 | 0 | 0 | 0 | 0 | 0 | 0 | 0 | 0 | 0 | 0 | 0 | 0 | 0 | 0 | 0 | 0 | 0 | 0 | 0 | 0 | 0 | 0 | 0 | 0
[10 empty] | 0 | 0 | 0 | 0 | 0 | 0 | 0 | 0 | 0 | 0 | 0 | 0 | 0 | 0 | 0 | 0 | 0 | 0 | 0 | 0 | 0 | 0 | 0 | 0 | 0 | 0 | 0 | 0
[10 empty] | 0 | 0 | 0 | 0 | 0 | 0 | 0 | 0 | 0 | 0 | 0 | 0 | 0 | 0 | 0 | 0 | 0 | 0 | 0 | 0 | 0 | 0 | 0 | 0 | 0 | 0 | 0 | 0
[10 empty] | 0 | 0 | 0 | 0 | 0 | 0 | 0 | 0 | 0 | 0 | 0 | 0 | 0 | 0 | 0 | 0 | 0 | 0 | 0 | 0 | 0 | 0 | 0 | 0 | 0 | 0 | 0 | 0
[10 empty] | 0 | 0 | 0 | 0 | 0 | 0 | 0 | 0 | 0 | 0 | 0 | 0 | 0 | 0 | 0 | 0 | 0 | 0 | 0 | 0 | 0 | 0 | 0 | 0 | 0 | 0 | 0 | 0
[10 empty] | 0 | 0 | 0 | 0 | 0 | 0 | 0 | 0 | 0 | 0 | 0 | 0 | 0 | 0 | 0 | 0 | 0 | 0 | 0 | 0 | 0 | 0 | 0 | 0 | 0 | 0 | 0 | 0
[10 empty] | 0 | 0 | 0 | 0 | 0 | 0 | 0 | 0 | 0 | 0 | 0 | 0 | 0 | 0 | 0 | 0 | 0 | 0 | 0 | 0 | 0 | 0 | 0 | 0 | 0 | 0 | 0 | 0
[10 empty] | 0 | 0 | 0 | 0 | 0 | 0 | 0 | 0 | 0 | 0 | 0 | 0 | 0 | 0 | 0 | 0 | 0 | 0 | 0 | 0 | 0 | 0 | 0 | 0 | 0 | 0 | 0 | 0
[10 empty] | 0 | 0 | 0 | 0 | 0 | 0 | 0 | 0 | 0 | 0 | 0 | 0 | 0 | 0 | 0 | 0 | 0 | 0 | 0 | 0 | 0 | 0 | 0 | 0 | 0 | 0 | 0 | 0
[10 empty] | 0 | 0 | 0 | 0 | 0 | 0 | 0 | 0 | 0 | 0 | 0 | 0 | 0 | 0 | 0 | 0 | 0 | 0 | 0 | 0 | 0 | 0 | 0 | 0 | 0 | 0 | 0 | 0
[10 empty] | 0 | 0 | 0 | 0 | 0 | 0 | 0 | 0 | 0 | 0 | 0 | 0 | 0 | 0 | 0 | 0 | 0 | 0 | 0 | 0 | 0 | 0 | 0 | 0 | 0 | 0 | 0 | 0
[10 empty] | 0 | 0 | 0 | 0 | 0 | 0 | 0 | 0 | 0 | 0 | 0 | 0 | 0 | 0 | 0 | 0 | 0 | 0 | 0 | 0 | 0 | 0 | 0 | 0 | 0 | 0 | 0 | 0
[10 empty] | 0 | 0 | 0 | 0 | 0 | 0 | 0 | 0 | 0 | 0 | 0 | 0 | 0 | 0 | 0 | 0 | 0 | 0 | 0 | 0 | 0 | 0 | 0 | 0 | 0 | 0 | 0 | 0
[10 empty] | 0 | 0 | 0 | 0 | 0 | 0 | 0 | 0 | 0 | 0 | 0 | 0 | 0 | 0 | 0 | 0 | 0 | 0 | 0 | 0 | 0 | 0 | 0 | 0 | 0 | 0 | 0 | 0
[10 empty] | 0 | 0 | 0 | 0 | 0 | 0 | 0 | 0 | 0 | 0 | 0 | 0 | 0 | 0 | 0 | 0 | 0 | 0 | 0 | 0 | 0 | 0 | 0 | 0 | 0 | 0 | 0 | 0
[10 empty] | 0 | 0 | 0 | 0 | 0 | 0 | 0 | 0 | 0 | 0 | 0 | 0 | 0 | 0 | 0 | 0 | 0 | 0 | 0 | 0 | 0 | 0 | 0 | 0 | 0 | 0 | 0 | 0
[10 empty] | 0 | 0 | 0 | 0 | 0 | 0 | 0 | 0 | 0 | 0 | 0 | 0 | 0 | 0 | 0 | 0 | 0 | 0 | 0 | 0 | 0 | 0 | 0 | 0 | 0 | 0 | 0 | 0
[10 empty] | 0 | 0 | 0 | 0 | 0 | 0 | 0 | 0 | 0 | 0 | 0 | 0 | 0 | 0 | 0 | 0 | 0 | 0 | 0 | 0 | 0 | 0 | 0 | 0 | 0 | 0 | 0 | 0
[10 empty] | 0 | 0 | 0 | 0 | 0 | 0 | 0 | 0 | 0 | 0 | 0 | 0 | 0 | 0 | 0 | 0 | 0 | 0 | 0 | 0 | 0 | 0 | 0 | 0 | 0 | 0 | 0 | 0
[10 empty] | 0 | 0 | 0 | 0 | 0 | 0 | 0 | 0 | 0 | 0 | 0 | 0 | 0 | 0 | 0 | 0 | 0 | 0 | 0 | 0 | 0 | 0 | 0 | 0 | 0 | 0 | 0 | 0
[10 empty] | 0 | 0 | 0 | 0 | 0 | 0 | 0 | 0 | 0 | 0 | 0 | 0 | 0 | 0 | 0 | 0 | 0 | 0 | 0 | 0 | 0 | 0 | 0 | 0 | 0 | 0 | 0 | 0
[10 empty] | 0 | 0 | 0 | 0 | 0 | 0 | 0 | 0 | 0 | 0 | 0 | 0 | 0 | 0 | 0 | 0 | 0 | 0 | 0 | 0 | 0 | 0 | 0 | 0 | 0 | 0 | 0 | 0
[10 empty] | 0 | 0 | 0 | 0 | 0 | 0 | 0 | 0 | 0 | 0 | 0 | 0 | 0 | 0 | 0 | 0 | 0 | 0 | 0 | 0 | 0 | 0 | 0 | 0 | 0 | 0 | 0 | 0
[10 empty] | 0 | 0 | 0 | 0 | 0 | 0 | 0 | 0 | 0 | 0 | 0 | 0 | 0 | 0 | 0 | 0 | 0 | 0 | 0 | 0 | 0 | 0 | 0 | 0 | 0 | 0 | 0 | 0
[10 empty] | 0 | 0 | 0 | 0 | 0 | 0 | 0 | 0 | 0 | 0 | 0 | 0 | 0 | 0 | 0 | 0 | 0 | 0 | 0 | 0 | 0 | 0 | 0 | 0 | 0 | 0 | 0 | 0
[10 empty] | 0 | 0 | 0 | 0 | 0 | 0 | 0 | 0 | 0 | 0 | 0 | 0 | 0 | 0 | 0 | 0 | 0 | 0 | 0 | 0 | 0 | 0 | 0 | 0 | 0 | 0 | 0 | 0
[10 empty] | 0 | 0 | 0 | 0 | 0 | 0 | 0 | 0 | 0 | 0 | 0 | 0 | 0 | 0 | 0 | 0 | 0 | 0 | 0 | 0 | 0 | 0 | 0 | 0 | 0 | 0 | 0 | 0
[10 empty] | 0 | 0 | 0 | 0 | 0 | 0 | 0 | 0 | 0 | 0 | 0 | 0 | 0 | 0 | 0 | 0 | 0 | 0 | 0 | 0 | 0 | 0 | 0 | 0 | 0 | 0 | 0 | 0
[10 empty] | 0 | 0 | 0 | 0 | 0 | 0 | 0 | 0 | 0 | 0 | 0 | 0 | 0 | 0 | 0 | 0 | 0 | 0 | 0 | 0 | 0 | 0 | 0 | 0 | 0 | 0 | 0 | 0
[10 empty] | 0 | 0 | 0 | 0 | 0 | 0 | 0 | 0 | 0 | 0 | 0 | 0 | 0 | 0 | 0 | 0 | 0 | 0 | 0 | 0 | 0 | 0 | 0 | 0 | 0 | 0 | 0 | 0
[10 empty] | 0 | 0 | 0 | 0 | 0 | 0 | 0 | 0 | 0 | 0 | 0 | 0 | 0 | 0 | 0 | 0 | 0 | 0 | 0 | 0 | 0 | 0 | 0 | 0 | 0 | 0 | 0 | 0
[10 empty] | 0 | 0 | 0 | 0 | 0 | 0 | 0 | 0 | 0 | 0 | 0 | 0 | 0 | 0 | 0 | 0 | 0 | 0 | 0 | 0 | 0 | 0 | 0 | 0 | 0 | 0 | 0 | 0
[10 empty] | 0 | 0 | 0 | 0 | 0 | 0 | 0 | 0 | 0 | 0 | 0 | 0 | 0 | 0 | 0 | 0 | 0 | 0 | 0 | 0 | 0 | 0 | 0 | 0 | 0 | 0 | 0 | 0
[10 empty] | 0 | 0 | 0 | 0 | 0 | 0 | 0 | 0 | 0 | 0 | 0 | 0 | 0 | 0 | 0 | 0 | 0 | 0 | 0 | 0 | 0 | 0 | 0 | 0 | 0 | 0 | 0 | 0
[10 empty] | 0 | 0 | 0 | 0 | 0 | 0 | 0 | 0 | 0 | 0 | 0 | 0 | 0 | 0 | 0 | 0 | 0 | 0 | 0 | 0 | 0 | 0 | 0 | 0 | 0 | 0 | 0 | 0
[10 empty] | 0 | 0 | 0 | 0 | 0 | 0 | 0 | 0 | 0 | 0 | 0 | 0 | 0 | 0 | 0 | 0 | 0 | 0 | 0 | 0 | 0 | 0 | 0 | 0 | 0 | 0 | 0 | 0
[10 empty] | 0 | 0 | 0 | 0 | 0 | 0 | 0 | 0 | 0 | 0 | 0 | 0 | 0 | 0 | 0 | 0 | 0 | 0 | 0 | 0 | 0 | 0 | 0 | 0 | 0 | 0 | 0 | 0
[10 empty] | 0 | 0 | 0 | 0 | 0 | 0 | 0 | 0 | 0 | 0 | 0 | 0 | 0 | 0 | 0 | 0 | 0 | 0 | 0 | 0 | 0 | 0 | 0 | 0 | 0 | 0 | 0 | 0
[10 empty] | 0 | 0 | 0 | 0 | 0 | 0 | 0 | 0 | 0 | 0 | 0 | 0 | 0 | 0 | 0 | 0 | 0 | 0 | 0 | 0 | 0 | 0 | 0 | 0 | 0 | 0 | 0 | 0
[10 empty] | 0 | 0 | 0 | 0 | 0 | 0 | 0 | 0 | 0 | 0 | 0 | 0 | 0 | 0 | 0 | 0 | 0 | 0 | 0 | 0 | 0 | 0 | 0 | 0 | 0 | 0 | 0 | 0
[10 empty] | 0 | 0 | 0 | 0 | 0 | 0 | 0 | 0 | 0 | 0 | 0 | 0 | 0 | 0 | 0 | 0 | 0 | 0 | 0 | 0 | 0 | 0 | 0 | 0 | 0 | 0 | 0 | 0
[10 empty] | 0 | 0 | 0 | 0 | 0 | 0 | 0 | 0 | 0 | 0 | 0 | 0 | 0 | 0 | 0 | 0 | 0 | 0 | 0 | 0 | 0 | 0 | 0 | 0 | 0 | 0 | 0 | 0
[10 empty] | 0 | 0 | 0 | 0 | 0 | 0 | 0 | 0 | 0 | 0 | 0 | 0 | 0 | 0 | 0 | 0 | 0 | 0 | 0 | 0 | 0 | 0 | 0 | 0 | 0 | 0 | 0 | 0
[10 empty] | 0 | 0 | 0 | 0 | 0 | 0 | 0 | 0 | 0 | 0 | 0 | 0 | 0 | 0 | 0 | 0 | 0 | 0 | 0 | 0 | 0 | 0 | 0 | 0 | 0 | 0 | 0 | 0
[10 empty] | 0 | 0 | 0 | 0 | 0 | 0 | 0 | 0 | 0 | 0 | 0 | 0 | 0 | 0 | 0 | 0 | 0 | 0 | 0 | 0 | 0 | 0 | 0 | 0 | 0 | 0 | 0 | 0
[10 empty] | 0 | 0 | 0 | 0 | 0 | 0 | 0 | 0 | 0 | 0 | 0 | 0 | 0 | 0 | 0 | 0 | 0 | 0 | 0 | 0 | 0 | 0 | 0 | 0 | 0 | 0 | 0 | 0
[10 empty] | 0 | 0 | 0 | 0 | 0 | 0 | 0 | 0 | 0 | 0 | 0 | 0 | 0 | 0 | 0 | 0 | 0 | 0 | 0 | 0 | 0 | 0 | 0 | 0 | 0 | 0 | 0 | 0
[10 empty] | 0 | 0 | 0 | 0 | 0 | 0 | 0 | 0 | 0 | 0 | 0 | 0 | 0 | 0 | 0 | 0 | 0 | 0 | 0 | 0 | 0 | 0 | 0 | 0 | 0 | 0 | 0 | 0
[10 empty] | 0 | 0 | 0 | 0 | 0 | 0 | 0 | 0 | 0 | 0 | 0 | 0 | 0 | 0 | 0 | 0 | 0 | 0 | 0 | 0 | 0 | 0 | 0 | 0 | 0 | 0 | 0 | 0
[10 empty] | 0 | 0 | 0 | 0 | 0 | 0 | 0 | 0 | 0 | 0 | 0 | 0 | 0 | 0 | 0 | 0 | 0 | 0 | 0 | 0 | 0 | 0 | 0 | 0 | 0 | 0 | 0 | 0
[10 empty] | 0 | 0 | 0 | 0 | 0 | 0 | 0 | 0 | 0 | 0 | 0 | 0 | 0 | 0 | 0 | 0 | 0 | 0 | 0 | 0 | 0 | 0 | 0 | 0 | 0 | 0 | 0 | 0
[10 empty] | 0 | 0 | 0 | 0 | 0 | 0 | 0 | 0 | 0 | 0 | 0 | 0 | 0 | 0 | 0 | 0 | 0 | 0 | 0 | 0 | 0 | 0 | 0 | 0 | 0 | 0 | 0 | 0
[10 empty] | 0 | 0 | 0 | 0 | 0 | 0 | 0 | 0 | 0 | 0 | 0 | 0 | 0 | 0 | 0 | 0 | 0 | 0 | 0 | 0 | 0 | 0 | 0 | 0 | 0 | 0 | 0 | 0
[10 empty] | 0 | 0 | 0 | 0 | 0 | 0 | 0 | 0 | 0 | 0 | 0 | 0 | 0 | 0 | 0 | 0 | 0 | 0 | 0 | 0 | 0 | 0 | 0 | 0 | 0 | 0 | 0 | 0
[10 empty] | 0 | 0 | 0 | 0 | 0 | 0 | 0 | 0 | 0 | 0 | 0 | 0 | 0 | 0 | 0 | 0 | 0 | 0 | 0 | 0 | 0 | 0 | 0 | 0 | 0 | 0 | 0 | 0
[10 empty] | 0 | 0 | 0 | 0 | 0 | 0 | 0 | 0 | 0 | 0 | 0 | 0 | 0 | 0 | 0 | 0 | 0 | 0 | 0 | 0 | 0 | 0 | 0 | 0 | 0 | 0 | 0 | 0
[10 empty] | 0 | 0 | 0 | 0 | 0 | 0 | 0 | 0 | 0 | 0 | 0 | 0 | 0 | 0 | 0 | 0 | 0 | 0 | 0 | 0 | 0 | 0 | 0 | 0 | 0 | 0 | 0 | 0
[10 empty] | 0 | 0 | 0 | 0 | 0 | 0 | 0 | 0 | 0 | 0 | 0 | 0 | 0 | 0 | 0 | 0 | 0 | 0 | 0 | 0 | 0 | 0 | 0 | 0 | 0 | 0 | 0 | 0
[10 empty] | 0 | 0 | 0 | 0 | 0 | 0 | 0 | 0 | 0 | 0 | 0 | 0 | 0 | 0 | 0 | 0 | 0 | 0 | 0 | 0 | 0 | 0 | 0 | 0 | 0 | 0 | 0 | 0
[10 empty] | 0 | 0 | 0 | 0 | 0 | 0 | 0 | 0 | 0 | 0 | 0 | 0 | 0 | 0 | 0 | 0 | 0 | 0 | 0 | 0 | 0 | 0 | 0 | 0 | 0 | 0 | 0 | 0
[10 empty] | 0 | 0 | 0 | 0 | 0 | 0 | 0 | 0 | 0 | 0 | 0 | 0 | 0 | 0 | 0 | 0 | 0 | 0 | 0 | 0 | 0 | 0 | 0 | 0 | 0 | 0 | 0 | 0
[10 empty] | 0 | 0 | 0 | 0 | 0 | 0 | 0 | 0 | 0 | 0 | 0 | 0 | 0 | 0 | 0 | 0 | 0 | 0 | 0 | 0 | 0 | 0 | 0 | 0 | 0 | 0 | 0 | 0
[10 empty] | 0 | 0 | 0 | 0 | 0 | 0 | 0 | 0 | 0 | 0 | 0 | 0 | 0 | 0 | 0 | 0 | 0 | 0 | 0 | 0 | 0 | 0 | 0 | 0 | 0 | 0 | 0 | 0
[10 empty] | 0 | 0 | 0 | 0 | 0 | 0 | 0 | 0 | 0 | 0 | 0 | 0 | 0 | 0 | 0 | 0 | 0 | 0 | 0 | 0 | 0 | 0 | 0 | 0 | 0 | 0 | 0 | 0
[10 empty] | 0 | 0 | 0 | 0 | 0 | 0 | 0 | 0 | 0 | 0 | 0 | 0 | 0 | 0 | 0 | 0 | 0 | 0 | 0 | 0 | 0 | 0 | 0 | 0 | 0 | 0 | 0 | 0
[10 empty] | 0 | 0 | 0 | 0 | 0 | 0 | 0 | 0 | 0 | 0 | 0 | 0 | 0 | 0 | 0 | 0 | 0 | 0 | 0 | 0 | 0 | 0 | 0 | 0 | 0 | 0 | 0 | 0
[10 empty] | 0 | 0 | 0 | 0 | 0 | 0 | 0 | 0 | 0 | 0 | 0 | 0 | 0 | 0 | 0 | 0 | 0 | 0 | 0 | 0 | 0 | 0 | 0 | 0 | 0 | 0 | 0 | 0
[10 empty] | 0 | 0 | 0 | 0 | 0 | 0 | 0 | 0 | 0 | 0 | 0 | 0 | 0 | 0 | 0 | 0 | 0 | 0 | 0 | 0 | 0 | 0 | 0 | 0 | 0 | 0 | 0 | 0
[10 empty] | 0 | 0 | 0 | 0 | 0 | 0 | 0 | 0 | 0 | 0 | 0 | 0 | 0 | 0 | 0 | 0 | 0 | 0 | 0 | 0 | 0 | 0 | 0 | 0 | 0 | 0 | 0 | 0
[10 empty] | 0 | 0 | 0 | 0 | 0 | 0 | 0 | 0 | 0 | 0 | 0 | 0 | 0 | 0 | 0 | 0 | 0 | 0 | 0 | 0 | 0 | 0 | 0 | 0 | 0 | 0 | 0 | 0
[10 empty] | 0 | 0 | 0 | 0 | 0 | 0 | 0 | 0 | 0 | 0 | 0 | 0 | 0 | 0 | 0 | 0 | 0 | 0 | 0 | 0 | 0 | 0 | 0 | 0 | 0 | 0 | 0 | 0
[10 empty] | 0 | 0 | 0 | 0 | 0 | 0 | 0 | 0 | 0 | 0 | 0 | 0 | 0 | 0 | 0 | 0 | 0 | 0 | 0 | 0 | 0 | 0 | 0 | 0 | 0 | 0 | 0 | 0
[10 empty] | 0 | 0 | 0 | 0 | 0 | 0 | 0 | 0 | 0 | 0 | 0 | 0 | 0 | 0 | 0 | 0 | 0 | 0 | 0 | 0 | 0 | 0 | 0 | 0 | 0 | 0 | 0 | 0
[10 empty] | 0 | 0 | 0 | 0 | 0 | 0 | 0 | 0 | 0 | 0 | 0 | 0 | 0 | 0 | 0 | 0 | 0 | 0 | 0 | 0 | 0 | 0 | 0 | 0 | 0 | 0 | 0 | 0
[10 empty] | 0 | 0 | 0 | 0 | 0 | 0 | 0 | 0 | 0 | 0 | 0 | 0 | 0 | 0 | 0 | 0 | 0 | 0 | 0 | 0 | 0 | 0 | 0 | 0 | 0 | 0 | 0 | 0
[10 empty] | 0 | 0 | 0 | 0 | 0 | 0 | 0 | 0 | 0 | 0 | 0 | 0 | 0 | 0 | 0 | 0 | 0 | 0 | 0 | 0 | 0 | 0 | 0 | 0 | 0 | 0 | 0 | 0
[10 empty] | 0 | 0 | 0 | 0 | 0 | 0 | 0 | 0 | 0 | 0 | 0 | 0 | 0 | 0 | 0 | 0 | 0 | 0 | 0 | 0 | 0 | 0 | 0 | 0 | 0 | 0 | 0 | 0
[10 empty] | 0 | 0 | 0 | 0 | 0 | 0 | 0 | 0 | 0 | 0 | 0 | 0 | 0 | 0 | 0 | 0 | 0 | 0 | 0 | 0 | 0 | 0 | 0 | 0 | 0 | 0 | 0 | 0
[10 empty] | 0 | 0 | 0 | 0 | 0 | 0 | 0 | 0 | 0 | 0 | 0 | 0 | 0 | 0 | 0 | 0 | 0 | 0 | 0 | 0 | 0 | 0 | 0 | 0 | 0 | 0 | 0 | 0
[10 empty] | 0 | 0 | 0 | 0 | 0 | 0 | 0 | 0 | 0 | 0 | 0 | 0 | 0 | 0 | 0 | 0 | 0 | 0 | 0 | 0 | 0 | 0 | 0 | 0 | 0 | 0 | 0 | 0
[10 empty] | 0 | 0 | 0 | 0 | 0 | 0 | 0 | 0 | 0 | 0 | 0 | 0 | 0 | 0 | 0 | 0 | 0 | 0 | 0 | 0 | 0 | 0 | 0 | 0 | 0 | 0 | 0 | 0
[10 empty] | 0 | 0 | 0 | 0 | 0 | 0 | 0 | 0 | 0 | 0 | 0 | 0 | 0 | 0 | 0 | 0 | 0 | 0 | 0 | 0 | 0 | 0 | 0 | 0 | 0 | 0 | 0 | 0
[10 empty] | 0 | 0 | 0 | 0 | 0 | 0 | 0 | 0 | 0 | 0 | 0 | 0 | 0 | 0 | 0 | 0 | 0 | 0 | 0 | 0 | 0 | 0 | 0 | 0 | 0 | 0 | 0 | 0
[10 empty] | 0 | 0 | 0 | 0 | 0 | 0 | 0 | 0 | 0 | 0 | 0 | 0 | 0 | 0 | 0 | 0 | 0 | 0 | 0 | 0 | 0 | 0 | 0 | 0 | 0 | 0 | 0 | 0
[10 empty] | 0 | 0 | 0 | 0 | 0 | 0 | 0 | 0 | 0 | 0 | 0 | 0 | 0 | 0 | 0 | 0 | 0 | 0 | 0 | 0 | 0 | 0 | 0 | 0 | 0 | 0 | 0 | 0
[10 empty] | 0 | 0 | 0 | 0 | 0 | 0 | 0 | 0 | 0 | 0 | 0 | 0 | 0 | 0 | 0 | 0 | 0 | 0 | 0 | 0 | 0 | 0 | 0 | 0 | 0 | 0 | 0 | 0
[10 empty] | 0 | 0 | 0 | 0 | 0 | 0 | 0 | 0 | 0 | 0 | 0 | 0 | 0 | 0 | 0 | 0 | 0 | 0 | 0 | 0 | 0 | 0 | 0 | 0 | 0 | 0 | 0 | 0
[10 empty] | 0 | 0 | 0 | 0 | 0 | 0 | 0 | 0 | 0 | 0 | 0 | 0 | 0 | 0 | 0 | 0 | 0 | 0 | 0 | 0 | 0 | 0 | 0 | 0 | 0 | 0 | 0 | 0
[10 empty] | 0 | 0 | 0 | 0 | 0 | 0 | 0 | 0 | 0 | 0 | 0 | 0 | 0 | 0 | 0 | 0 | 0 | 0 | 0 | 0 | 0 | 0 | 0 | 0 | 0 | 0 | 0 | 0
[10 empty] | 0 | 0 | 0 | 0 | 0 | 0 | 0 | 0 | 0 | 0 | 0 | 0 | 0 | 0 | 0 | 0 | 0 | 0 | 0 | 0 | 0 | 0 | 0 | 0 | 0 | 0 | 0 | 0
[10 empty] | 0 | 0 | 0 | 0 | 0 | 0 | 0 | 0 | 0 | 0 | 0 | 0 | 0 | 0 | 0 | 0 | 0 | 0 | 0 | 0 | 0 | 0 | 0 | 0 | 0 | 0 | 0 | 0
[10 empty] | 0 | 0 | 0 | 0 | 0 | 0 | 0 | 0 | 0 | 0 | 0 | 0 | 0 | 0 | 0 | 0 | 0 | 0 | 0 | 0 | 0 | 0 | 0 | 0 | 0 | 0 | 0 | 0
[10 empty] | 0 | 0 | 0 | 0 | 0 | 0 | 0 | 0 | 0 | 0 | 0 | 0 | 0 | 0 | 0 | 0 | 0 | 0 | 0 | 0 | 0 | 0 | 0 | 0 | 0 | 0 | 0 | 0
[10 empty] | 0 | 0 | 0 | 0 | 0 | 0 | 0 | 0 | 0 | 0 | 0 | 0 | 0 | 0 | 0 | 0 | 0 | 0 | 0 | 0 | 0 | 0 | 0 | 0 | 0 | 0 | 0 | 0
[10 empty] | 0 | 0 | 0 | 0 | 0 | 0 | 0 | 0 | 0 | 0 | 0 | 0 | 0 | 0 | 0 | 0 | 0 | 0 | 0 | 0 | 0 | 0 | 0 | 0 | 0 | 0 | 0 | 0
[10 empty] | 0 | 0 | 0 | 0 | 0 | 0 | 0 | 0 | 0 | 0 | 0 | 0 | 0 | 0 | 0 | 0 | 0 | 0 | 0 | 0 | 0 | 0 | 0 | 0 | 0 | 0 | 0 | 0
[10 empty] | 0 | 0 | 0 | 0 | 0 | 0 | 0 | 0 | 0 | 0 | 0 | 0 | 0 | 0 | 0 | 0 | 0 | 0 | 0 | 0 | 0 | 0 | 0 | 0 | 0 | 0 | 0 | 0
[10 empty] | 0 | 0 | 0 | 0 | 0 | 0 | 0 | 0 | 0 | 0 | 0 | 0 | 0 | 0 | 0 | 0 | 0 | 0 | 0 | 0 | 0 | 0 | 0 | 0 | 0 | 0 | 0 | 0
[10 empty] | 0 | 0 | 0 | 0 | 0 | 0 | 0 | 0 | 0 | 0 | 0 | 0 | 0 | 0 | 0 | 0 | 0 | 0 | 0 | 0 | 0 | 0 | 0 | 0 | 0 | 0 | 0 | 0
[10 empty] | 0 | 0 | 0 | 0 | 0 | 0 | 0 | 0 | 0 | 0 | 0 | 0 | 0 | 0 | 0 | 0 | 0 | 0 | 0 | 0 | 0 | 0 | 0 | 0 | 0 | 0 | 0 | 0
[10 empty] | 0 | 0 | 0 | 0 | 0 | 0 | 0 | 0 | 0 | 0 | 0 | 0 | 0 | 0 | 0 | 0 | 0 | 0 | 0 | 0 | 0 | 0 | 0 | 0 | 0 | 0 | 0 | 0
[10 empty] | 0 | 0 | 0 | 0 | 0 | 0 | 0 | 0 | 0 | 0 | 0 | 0 | 0 | 0 | 0 | 0 | 0 | 0 | 0 | 0 | 0 | 0 | 0 | 0 | 0 | 0 | 0 | 0
[10 empty] | 0 | 0 | 0 | 0 | 0 | 0 | 0 | 0 | 0 | 0 | 0 | 0 | 0 | 0 | 0 | 0 | 0 | 0 | 0 | 0 | 0 | 0 | 0 | 0 | 0 | 0 | 0 | 0
[10 empty] | 0 | 0 | 0 | 0 | 0 | 0 | 0 | 0 | 0 | 0 | 0 | 0 | 0 | 0 | 0 | 0 | 0 | 0 | 0 | 0 | 0 | 0 | 0 | 0 | 0 | 0 | 0 | 0
[10 empty] | 0 | 0 | 0 | 0 | 0 | 0 | 0 | 0 | 0 | 0 | 0 | 0 | 0 | 0 | 0 | 0 | 0 | 0 | 0 | 0 | 0 | 0 | 0 | 0 | 0 | 0 | 0 | 0
[10 empty] | 0 | 0 | 0 | 0 | 0 | 0 | 0 | 0 | 0 | 0 | 0 | 0 | 0 | 0 | 0 | 0 | 0 | 0 | 0 | 0 | 0 | 0 | 0 | 0 | 0 | 0 | 0 | 0
[10 empty] | 0 | 0 | 0 | 0 | 0 | 0 | 0 | 0 | 0 | 0 | 0 | 0 | 0 | 0 | 0 | 0 | 0 | 0 | 0 | 0 | 0 | 0 | 0 | 0 | 0 | 0 | 0 | 0
[10 empty] | 0 | 0 | 0 | 0 | 0 | 0 | 0 | 0 | 0 | 0 | 0 | 0 | 0 | 0 | 0 | 0 | 0 | 0 | 0 | 0 | 0 | 0 | 0 | 0 | 0 | 0 | 0 | 0
[10 empty] | 0 | 0 | 0 | 0 | 0 | 0 | 0 | 0 | 0 | 0 | 0 | 0 | 0 | 0 | 0 | 0 | 0 | 0 | 0 | 0 | 0 | 0 | 0 | 0 | 0 | 0 | 0 | 0
[10 empty] | 0 | 0 | 0 | 0 | 0 | 0 | 0 | 0 | 0 | 0 | 0 | 0 | 0 | 0 | 0 | 0 | 0 | 0 | 0 | 0 | 0 | 0 | 0 | 0 | 0 | 0 | 0 | 0
[10 empty] | 0 | 0 | 0 | 0 | 0 | 0 | 0 | 0 | 0 | 0 | 0 | 0 | 0 | 0 | 0 | 0 | 0 | 0 | 0 | 0 | 0 | 0 | 0 | 0 | 0 | 0 | 0 | 0
[10 empty] | 0 | 0 | 0 | 0 | 0 | 0 | 0 | 0 | 0 | 0 | 0 | 0 | 0 | 0 | 0 | 0 | 0 | 0 | 0 | 0 | 0 | 0 | 0 | 0 | 0 | 0 | 0 | 0
[10 empty] | 0 | 0 | 0 | 0 | 0 | 0 | 0 | 0 | 0 | 0 | 0 | 0 | 0 | 0 | 0 | 0 | 0 | 0 | 0 | 0 | 0 | 0 | 0 | 0 | 0 | 0 | 0 | 0
[10 empty] | 0 | 0 | 0 | 0 | 0 | 0 | 0 | 0 | 0 | 0 | 0 | 0 | 0 | 0 | 0 | 0 | 0 | 0 | 0 | 0 | 0 | 0 | 0 | 0 | 0 | 0 | 0 | 0
[10 empty] | 0 | 0 | 0 | 0 | 0 | 0 | 0 | 0 | 0 | 0 | 0 | 0 | 0 | 0 | 0 | 0 | 0 | 0 | 0 | 0 | 0 | 0 | 0 | 0 | 0 | 0 | 0 | 0
[10 empty] | 0 | 0 | 0 | 0 | 0 | 0 | 0 | 0 | 0 | 0 | 0 | 0 | 0 | 0 | 0 | 0 | 0 | 0 | 0 | 0 | 0 | 0 | 0 | 0 | 0 | 0 | 0 | 0
[10 empty] | 0 | 0 | 0 | 0 | 0 | 0 | 0 | 0 | 0 | 0 | 0 | 0 | 0 | 0 | 0 | 0 | 0 | 0 | 0 | 0 | 0 | 0 | 0 | 0 | 0 | 0 | 0 | 0
[10 empty] | 0 | 0 | 0 | 0 | 0 | 0 | 0 | 0 | 0 | 0 | 0 | 0 | 0 | 0 | 0 | 0 | 0 | 0 | 0 | 0 | 0 | 0 | 0 | 0 | 0 | 0 | 0 | 0
[10 empty] | 0 | 0 | 0 | 0 | 0 | 0 | 0 | 0 | 0 | 0 | 0 | 0 | 0 | 0 | 0 | 0 | 0 | 0 | 0 | 0 | 0 | 0 | 0 | 0 | 0 | 0 | 0 | 0
[10 empty] | 0 | 0 | 0 | 0 | 0 | 0 | 0 | 0 | 0 | 0 | 0 | 0 | 0 | 0 | 0 | 0 | 0 | 0 | 0 | 0 | 0 | 0 | 0 | 0 | 0 | 0 | 0 | 0
[10 empty] | 0 | 0 | 0 | 0 | 0 | 0 | 0 | 0 | 0 | 0 | 0 | 0 | 0 | 0 | 0 | 0 | 0 | 0 | 0 | 0 | 0 | 0 | 0 | 0 | 0 | 0 | 0 | 0
[10 empty] | 0 | 0 | 0 | 0 | 0 | 0 | 0 | 0 | 0 | 0 | 0 | 0 | 0 | 0 | 0 | 0 | 0 | 0 | 0 | 0 | 0 | 0 | 0 | 0 | 0 | 0 | 0 | 0
[10 empty] | 0 | 0 | 0 | 0 | 0 | 0 | 0 | 0 | 0 | 0 | 0 | 0 | 0 | 0 | 0 | 0 | 0 | 0 | 0 | 0 | 0 | 0 | 0 | 0 | 0 | 0 | 0 | 0
[10 empty] | 0 | 0 | 0 | 0 | 0 | 0 | 0 | 0 | 0 | 0 | 0 | 0 | 0 | 0 | 0 | 0 | 0 | 0 | 0 | 0 | 0 | 0 | 0 | 0 | 0 | 0 | 0 | 0
[10 empty] | 0 | 0 | 0 | 0 | 0 | 0 | 0 | 0 | 0 | 0 | 0 | 0 | 0 | 0 | 0 | 0 | 0 | 0 | 0 | 0 | 0 | 0 | 0 | 0 | 0 | 0 | 0 | 0
[10 empty] | 0 | 0 | 0 | 0 | 0 | 0 | 0 | 0 | 0 | 0 | 0 | 0 | 0 | 0 | 0 | 0 | 0 | 0 | 0 | 0 | 0 | 0 | 0 | 0 | 0 | 0 | 0 | 0
[10 empty] | 0 | 0 | 0 | 0 | 0 | 0 | 0 | 0 | 0 | 0 | 0 | 0 | 0 | 0 | 0 | 0 | 0 | 0 | 0 | 0 | 0 | 0 | 0 | 0 | 0 | 0 | 0 | 0
[10 empty] | 0 | 0 | 0 | 0 | 0 | 0 | 0 | 0 | 0 | 0 | 0 | 0 | 0 | 0 | 0 | 0 | 0 | 0 | 0 | 0 | 0 | 0 | 0 | 0 | 0 | 0 | 0 | 0
[10 empty] | 0 | 0 | 0 | 0 | 0 | 0 | 0 | 0 | 0 | 0 | 0 | 0 | 0 | 0 | 0 | 0 | 0 | 0 | 0 | 0 | 0 | 0 | 0 | 0 | 0 | 0 | 0 | 0
[10 empty] | 0 | 0 | 0 | 0 | 0 | 0 | 0 | 0 | 0 | 0 | 0 | 0 | 0 | 0 | 0 | 0 | 0 | 0 | 0 | 0 | 0 | 0 | 0 | 0 | 0 | 0 | 0 | 0
[10 empty] | 0 | 0 | 0 | 0 | 0 | 0 | 0 | 0 | 0 | 0 | 0 | 0 | 0 | 0 | 0 | 0 | 0 | 0 | 0 | 0 | 0 | 0 | 0 | 0 | 0 | 0 | 0 | 0
[10 empty] | 0 | 0 | 0 | 0 | 0 | 0 | 0 | 0 | 0 | 0 | 0 | 0 | 0 | 0 | 0 | 0 | 0 | 0 | 0 | 0 | 0 | 0 | 0 | 0 | 0 | 0 | 0 | 0
[10 empty] | 0 | 0 | 0 | 0 | 0 | 0 | 0 | 0 | 0 | 0 | 0 | 0 | 0 | 0 | 0 | 0 | 0 | 0 | 0 | 0 | 0 | 0 | 0 | 0 | 0 | 0 | 0 | 0
[10 empty] | 0 | 0 | 0 | 0 | 0 | 0 | 0 | 0 | 0 | 0 | 0 | 0 | 0 | 0 | 0 | 0 | 0 | 0 | 0 | 0 | 0 | 0 | 0 | 0 | 0 | 0 | 0 | 0
[10 empty] | 0 | 0 | 0 | 0 | 0 | 0 | 0 | 0 | 0 | 0 | 0 | 0 | 0 | 0 | 0 | 0 | 0 | 0 | 0 | 0 | 0 | 0 | 0 | 0 | 0 | 0 | 0 | 0
[10 empty] | 0 | 0 | 0 | 0 | 0 | 0 | 0 | 0 | 0 | 0 | 0 | 0 | 0 | 0 | 0 | 0 | 0 | 0 | 0 | 0 | 0 | 0 | 0 | 0 | 0 | 0 | 0 | 0
[10 empty] | 0 | 0 | 0 | 0 | 0 | 0 | 0 | 0 | 0 | 0 | 0 | 0 | 0 | 0 | 0 | 0 | 0 | 0 | 0 | 0 | 0 | 0 | 0 | 0 | 0 | 0 | 0 | 0
[10 empty] | 0 | 0 | 0 | 0 | 0 | 0 | 0 | 0 | 0 | 0 | 0 | 0 | 0 | 0 | 0 | 0 | 0 | 0 | 0 | 0 | 0 | 0 | 0 | 0 | 0 | 0 | 0 | 0
[10 empty] | 0 | 0 | 0 | 0 | 0 | 0 | 0 | 0 | 0 | 0 | 0 | 0 | 0 | 0 | 0 | 0 | 0 | 0 | 0 | 0 | 0 | 0 | 0 | 0 | 0 | 0 | 0 | 0
[10 empty] | 0 | 0 | 0 | 0 | 0 | 0 | 0 | 0 | 0 | 0 | 0 | 0 | 0 | 0 | 0 | 0 | 0 | 0 | 0 | 0 | 0 | 0 | 0 | 0 | 0 | 0 | 0 | 0
[10 empty] | 0 | 0 | 0 | 0 | 0 | 0 | 0 | 0 | 0 | 0 | 0 | 0 | 0 | 0 | 0 | 0 | 0 | 0 | 0 | 0 | 0 | 0 | 0 | 0 | 0 | 0 | 0 | 0
[10 empty] | 0 | 0 | 0 | 0 | 0 | 0 | 0 | 0 | 0 | 0 | 0 | 0 | 0 | 0 | 0 | 0 | 0 | 0 | 0 | 0 | 0 | 0 | 0 | 0 | 0 | 0 | 0 | 0
[10 empty] | 0 | 0 | 0 | 0 | 0 | 0 | 0 | 0 | 0 | 0 | 0 | 0 | 0 | 0 | 0 | 0 | 0 | 0 | 0 | 0 | 0 | 0 | 0 | 0 | 0 | 0 | 0 | 0
[10 empty] | 0 | 0 | 0 | 0 | 0 | 0 | 0 | 0 | 0 | 0 | 0 | 0 | 0 | 0 | 0 | 0 | 0 | 0 | 0 | 0 | 0 | 0 | 0 | 0 | 0 | 0 | 0 | 0
[10 empty] | 0 | 0 | 0 | 0 | 0 | 0 | 0 | 0 | 0 | 0 | 0 | 0 | 0 | 0 | 0 | 0 | 0 | 0 | 0 | 0 | 0 | 0 | 0 | 0 | 0 | 0 | 0 | 0
[10 empty] | 0 | 0 | 0 | 0 | 0 | 0 | 0 | 0 | 0 | 0 | 0 | 0 | 0 | 0 | 0 | 0 | 0 | 0 | 0 | 0 | 0 | 0 | 0 | 0 | 0 | 0 | 0 | 0
[10 empty] | 0 | 0 | 0 | 0 | 0 | 0 | 0 | 0 | 0 | 0 | 0 | 0 | 0 | 0 | 0 | 0 | 0 | 0 | 0 | 0 | 0 | 0 | 0 | 0 | 0 | 0 | 0 | 0
[10 empty] | 0 | 0 | 0 | 0 | 0 | 0 | 0 | 0 | 0 | 0 | 0 | 0 | 0 | 0 | 0 | 0 | 0 | 0 | 0 | 0 | 0 | 0 | 0 | 0 | 0 | 0 | 0 | 0
[10 empty] | 0 | 0 | 0 | 0 | 0 | 0 | 0 | 0 | 0 | 0 | 0 | 0 | 0 | 0 | 0 | 0 | 0 | 0 | 0 | 0 | 0 | 0 | 0 | 0 | 0 | 0 | 0 | 0
[10 empty] | 0 | 0 | 0 | 0 | 0 | 0 | 0 | 0 | 0 | 0 | 0 | 0 | 0 | 0 | 0 | 0 | 0 | 0 | 0 | 0 | 0 | 0 | 0 | 0 | 0 | 0 | 0 | 0
[10 empty] | 0 | 0 | 0 | 0 | 0 | 0 | 0 | 0 | 0 | 0 | 0 | 0 | 0 | 0 | 0 | 0 | 0 | 0 | 0 | 0 | 0 | 0 | 0 | 0 | 0 | 0 | 0 | 0
[10 empty] | 0 | 0 | 0 | 0 | 0 | 0 | 0 | 0 | 0 | 0 | 0 | 0 | 0 | 0 | 0 | 0 | 0 | 0 | 0 | 0 | 0 | 0 | 0 | 0 | 0 | 0 | 0 | 0
[10 empty] | 0 | 0 | 0 | 0 | 0 | 0 | 0 | 0 | 0 | 0 | 0 | 0 | 0 | 0 | 0 | 0 | 0 | 0 | 0 | 0 | 0 | 0 | 0 | 0 | 0 | 0 | 0 | 0
[10 empty] | 0 | 0 | 0 | 0 | 0 | 0 | 0 | 0 | 0 | 0 | 0 | 0 | 0 | 0 | 0 | 0 | 0 | 0 | 0 | 0 | 0 | 0 | 0 | 0 | 0 | 0 | 0 | 0
[10 empty] | 0 | 0 | 0 | 0 | 0 | 0 | 0 | 0 | 0 | 0 | 0 | 0 | 0 | 0 | 0 | 0 | 0 | 0 | 0 | 0 | 0 | 0 | 0 | 0 | 0 | 0 | 0 | 0
[10 empty] | 0 | 0 | 0 | 0 | 0 | 0 | 0 | 0 | 0 | 0 | 0 | 0 | 0 | 0 | 0 | 0 | 0 | 0 | 0 | 0 | 0 | 0 | 0 | 0 | 0 | 0 | 0 | 0
[10 empty] | 0 | 0 | 0 | 0 | 0 | 0 | 0 | 0 | 0 | 0 | 0 | 0 | 0 | 0 | 0 | 0 | 0 | 0 | 0 | 0 | 0 | 0 | 0 | 0 | 0 | 0 | 0 | 0
[10 empty] | 0 | 0 | 0 | 0 | 0 | 0 | 0 | 0 | 0 | 0 | 0 | 0 | 0 | 0 | 0 | 0 | 0 | 0 | 0 | 0 | 0 | 0 | 0 | 0 | 0 | 0 | 0 | 0
[10 empty] | 0 | 0 | 0 | 0 | 0 | 0 | 0 | 0 | 0 | 0 | 0 | 0 | 0 | 0 | 0 | 0 | 0 | 0 | 0 | 0 | 0 | 0 | 0 | 0 | 0 | 0 | 0 | 0
[10 empty] | 0 | 0 | 0 | 0 | 0 | 0 | 0 | 0 | 0 | 0 | 0 | 0 | 0 | 0 | 0 | 0 | 0 | 0 | 0 | 0 | 0 | 0 | 0 | 0 | 0 | 0 | 0 | 0
[10 empty] | 0 | 0 | 0 | 0 | 0 | 0 | 0 | 0 | 0 | 0 | 0 | 0 | 0 | 0 | 0 | 0 | 0 | 0 | 0 | 0 | 0 | 0 | 0 | 0 | 0 | 0 | 0 | 0
[10 empty] | 0 | 0 | 0 | 0 | 0 | 0 | 0 | 0 | 0 | 0 | 0 | 0 | 0 | 0 | 0 | 0 | 0 | 0 | 0 | 0 | 0 | 0 | 0 | 0 | 0 | 0 | 0 | 0
[10 empty] | 0 | 0 | 0 | 0 | 0 | 0 | 0 | 0 | 0 | 0 | 0 | 0 | 0 | 0 | 0 | 0 | 0 | 0 | 0 | 0 | 0 | 0 | 0 | 0 | 0 | 0 | 0 | 0
[10 empty] | 0 | 0 | 0 | 0 | 0 | 0 | 0 | 0 | 0 | 0 | 0 | 0 | 0 | 0 | 0 | 0 | 0 | 0 | 0 | 0 | 0 | 0 | 0 | 0 | 0 | 0 | 0 | 0
[10 empty] | 0 | 0 | 0 | 0 | 0 | 0 | 0 | 0 | 0 | 0 | 0 | 0 | 0 | 0 | 0 | 0 | 0 | 0 | 0 | 0 | 0 | 0 | 0 | 0 | 0 | 0 | 0 | 0
[10 empty] | 0 | 0 | 0 | 0 | 0 | 0 | 0 | 0 | 0 | 0 | 0 | 0 | 0 | 0 | 0 | 0 | 0 | 0 | 0 | 0 | 0 | 0 | 0 | 0 | 0 | 0 | 0 | 0
[10 empty] | 0 | 0 | 0 | 0 | 0 | 0 | 0 | 0 | 0 | 0 | 0 | 0 | 0 | 0 | 0 | 0 | 0 | 0 | 0 | 0 | 0 | 0 | 0 | 0 | 0 | 0 | 0 | 0
[10 empty] | 0 | 0 | 0 | 0 | 0 | 0 | 0 | 0 | 0 | 0 | 0 | 0 | 0 | 0 | 0 | 0 | 0 | 0 | 0 | 0 | 0 | 0 | 0 | 0 | 0 | 0 | 0 | 0
[10 empty] | 0 | 0 | 0 | 0 | 0 | 0 | 0 | 0 | 0 | 0 | 0 | 0 | 0 | 0 | 0 | 0 | 0 | 0 | 0 | 0 | 0 | 0 | 0 | 0 | 0 | 0 | 0 | 0
[10 empty] | 0 | 0 | 0 | 0 | 0 | 0 | 0 | 0 | 0 | 0 | 0 | 0 | 0 | 0 | 0 | 0 | 0 | 0 | 0 | 0 | 0 | 0 | 0 | 0 | 0 | 0 | 0 | 0
[10 empty] | 0 | 0 | 0 | 0 | 0 | 0 | 0 | 0 | 0 | 0 | 0 | 0 | 0 | 0 | 0 | 0 | 0 | 0 | 0 | 0 | 0 | 0 | 0 | 0 | 0 | 0 | 0 | 0
[10 empty] | 0 | 0 | 0 | 0 | 0 | 0 | 0 | 0 | 0 | 0 | 0 | 0 | 0 | 0 | 0 | 0 | 0 | 0 | 0 | 0 | 0 | 0 | 0 | 0 | 0 | 0 | 0 | 0
[10 empty] | 0 | 0 | 0 | 0 | 0 | 0 | 0 | 0 | 0 | 0 | 0 | 0 | 0 | 0 | 0 | 0 | 0 | 0 | 0 | 0 | 0 | 0 | 0 | 0 | 0 | 0 | 0 | 0
[10 empty] | 0 | 0 | 0 | 0 | 0 | 0 | 0 | 0 | 0 | 0 | 0 | 0 | 0 | 0 | 0 | 0 | 0 | 0 | 0 | 0 | 0 | 0 | 0 | 0 | 0 | 0 | 0 | 0
[10 empty] | 0 | 0 | 0 | 0 | 0 | 0 | 0 | 0 | 0 | 0 | 0 | 0 | 0 | 0 | 0 | 0 | 0 | 0 | 0 | 0 | 0 | 0 | 0 | 0 | 0 | 0 | 0 | 0
[10 empty] | 0 | 0 | 0 | 0 | 0 | 0 | 0 | 0 | 0 | 0 | 0 | 0 | 0 | 0 | 0 | 0 | 0 | 0 | 0 | 0 | 0 | 0 | 0 | 0 | 0 | 0 | 0 | 0
[10 empty] | 0 | 0 | 0 | 0 | 0 | 0 | 0 | 0 | 0 | 0 | 0 | 0 | 0 | 0 | 0 | 0 | 0 | 0 | 0 | 0 | 0 | 0 | 0 | 0 | 0 | 0 | 0 | 0
[10 empty] | 0 | 0 | 0 | 0 | 0 | 0 | 0 | 0 | 0 | 0 | 0 | 0 | 0 | 0 | 0 | 0 | 0 | 0 | 0 | 0 | 0 | 0 | 0 | 0 | 0 | 0 | 0 | 0
[10 empty] | 0 | 0 | 0 | 0 | 0 | 0 | 0 | 0 | 0 | 0 | 0 | 0 | 0 | 0 | 0 | 0 | 0 | 0 | 0 | 0 | 0 | 0 | 0 | 0 | 0 | 0 | 0 | 0
[10 empty] | 0 | 0 | 0 | 0 | 0 | 0 | 0 | 0 | 0 | 0 | 0 | 0 | 0 | 0 | 0 | 0 | 0 | 0 | 0 | 0 | 0 | 0 | 0 | 0 | 0 | 0 | 0 | 0
[10 empty] | 0 | 0 | 0 | 0 | 0 | 0 | 0 | 0 | 0 | 0 | 0 | 0 | 0 | 0 | 0 | 0 | 0 | 0 | 0 | 0 | 0 | 0 | 0 | 0 | 0 | 0 | 0 | 0
[10 empty] | 0 | 0 | 0 | 0 | 0 | 0 | 0 | 0 | 0 | 0 | 0 | 0 | 0 | 0 | 0 | 0 | 0 | 0 | 0 | 0 | 0 | 0 | 0 | 0 | 0 | 0 | 0 | 0
[10 empty] | 0 | 0 | 0 | 0 | 0 | 0 | 0 | 0 | 0 | 0 | 0 | 0 | 0 | 0 | 0 | 0 | 0 | 0 | 0 | 0 | 0 | 0 | 0 | 0 | 0 | 0 | 0 | 0
[10 empty] | 0 | 0 | 0 | 0 | 0 | 0 | 0 | 0 | 0 | 0 | 0 | 0 | 0 | 0 | 0 | 0 | 0 | 0 | 0 | 0 | 0 | 0 | 0 | 0 | 0 | 0 | 0 | 0
[10 empty] | 0 | 0 | 0 | 0 | 0 | 0 | 0 | 0 | 0 | 0 | 0 | 0 | 0 | 0 | 0 | 0 | 0 | 0 | 0 | 0 | 0 | 0 | 0 | 0 | 0 | 0 | 0 | 0
[10 empty] | 0 | 0 | 0 | 0 | 0 | 0 | 0 | 0 | 0 | 0 | 0 | 0 | 0 | 0 | 0 | 0 | 0 | 0 | 0 | 0 | 0 | 0 | 0 | 0 | 0 | 0 | 0 | 0
[10 empty] | 0 | 0 | 0 | 0 | 0 | 0 | 0 | 0 | 0 | 0 | 0 | 0 | 0 | 0 | 0 | 0 | 0 | 0 | 0 | 0 | 0 | 0 | 0 | 0 | 0 | 0 | 0 | 0
[10 empty] | 0 | 0 | 0 | 0 | 0 | 0 | 0 | 0 | 0 | 0 | 0 | 0 | 0 | 0 | 0 | 0 | 0 | 0 | 0 | 0 | 0 | 0 | 0 | 0 | 0 | 0 | 0 | 0
[10 empty] | 0 | 0 | 0 | 0 | 0 | 0 | 0 | 0 | 0 | 0 | 0 | 0 | 0 | 0 | 0 | 0 | 0 | 0 | 0 | 0 | 0 | 0 | 0 | 0 | 0 | 0 | 0 | 0
[10 empty] | 0 | 0 | 0 | 0 | 0 | 0 | 0 | 0 | 0 | 0 | 0 | 0 | 0 | 0 | 0 | 0 | 0 | 0 | 0 | 0 | 0 | 0 | 0 | 0 | 0 | 0 | 0 | 0
[10 empty] | 0 | 0 | 0 | 0 | 0 | 0 | 0 | 0 | 0 | 0 | 0 | 0 | 0 | 0 | 0 | 0 | 0 | 0 | 0 | 0 | 0 | 0 | 0 | 0 | 0 | 0 | 0 | 0
[10 empty] | 0 | 0 | 0 | 0 | 0 | 0 | 0 | 0 | 0 | 0 | 0 | 0 | 0 | 0 | 0 | 0 | 0 | 0 | 0 | 0 | 0 | 0 | 0 | 0 | 0 | 0 | 0 | 0
[10 empty] | 0 | 0 | 0 | 0 | 0 | 0 | 0 | 0 | 0 | 0 | 0 | 0 | 0 | 0 | 0 | 0 | 0 | 0 | 0 | 0 | 0 | 0 | 0 | 0 | 0 | 0 | 0 | 0
[10 empty] | 0 | 0 | 0 | 0 | 0 | 0 | 0 | 0 | 0 | 0 | 0 | 0 | 0 | 0 | 0 | 0 | 0 | 0 | 0 | 0 | 0 | 0 | 0 | 0 | 0 | 0 | 0 | 0
[10 empty] | 0 | 0 | 0 | 0 | 0 | 0 | 0 | 0 | 0 | 0 | 0 | 0 | 0 | 0 | 0 | 0 | 0 | 0 | 0 | 0 | 0 | 0 | 0 | 0 | 0 | 0 | 0 | 0
[10 empty] | 0 | 0 | 0 | 0 | 0 | 0 | 0 | 0 | 0 | 0 | 0 | 0 | 0 | 0 | 0 | 0 | 0 | 0 | 0 | 0 | 0 | 0 | 0 | 0 | 0 | 0 | 0 | 0
[10 empty] | 0 | 0 | 0 | 0 | 0 | 0 | 0 | 0 | 0 | 0 | 0 | 0 | 0 | 0 | 0 | 0 | 0 | 0 | 0 | 0 | 0 | 0 | 0 | 0 | 0 | 0 | 0 | 0
[10 empty] | 0 | 0 | 0 | 0 | 0 | 0 | 0 | 0 | 0 | 0 | 0 | 0 | 0 | 0 | 0 | 0 | 0 | 0 | 0 | 0 | 0 | 0 | 0 | 0 | 0 | 0 | 0 | 0
[10 empty] | 0 | 0 | 0 | 0 | 0 | 0 | 0 | 0 | 0 | 0 | 0 | 0 | 0 | 0 | 0 | 0 | 0 | 0 | 0 | 0 | 0 | 0 | 0 | 0 | 0 | 0 | 0 | 0
[10 empty] | 0 | 0 | 0 | 0 | 0 | 0 | 0 | 0 | 0 | 0 | 0 | 0 | 0 | 0 | 0 | 0 | 0 | 0 | 0 | 0 | 0 | 0 | 0 | 0 | 0 | 0 | 0 | 0
[10 empty] | 0 | 0 | 0 | 0 | 0 | 0 | 0 | 0 | 0 | 0 | 0 | 0 | 0 | 0 | 0 | 0 | 0 | 0 | 0 | 0 | 0 | 0 | 0 | 0 | 0 | 0 | 0 | 0
[10 empty] | 0 | 0 | 0 | 0 | 0 | 0 | 0 | 0 | 0 | 0 | 0 | 0 | 0 | 0 | 0 | 0 | 0 | 0 | 0 | 0 | 0 | 0 | 0 | 0 | 0 | 0 | 0 | 0
[10 empty] | 0 | 0 | 0 | 0 | 0 | 0 | 0 | 0 | 0 | 0 | 0 | 0 | 0 | 0 | 0 | 0 | 0 | 0 | 0 | 0 | 0 | 0 | 0 | 0 | 0 | 0 | 0 | 0
[10 empty] | 0 | 0 | 0 | 0 | 0 | 0 | 0 | 0 | 0 | 0 | 0 | 0 | 0 | 0 | 0 | 0 | 0 | 0 | 0 | 0 | 0 | 0 | 0 | 0 | 0 | 0 | 0 | 0
[10 empty] | 0 | 0 | 0 | 0 | 0 | 0 | 0 | 0 | 0 | 0 | 0 | 0 | 0 | 0 | 0 | 0 | 0 | 0 | 0 | 0 | 0 | 0 | 0 | 0 | 0 | 0 | 0 | 0
[10 empty] | 0 | 0 | 0 | 0 | 0 | 0 | 0 | 0 | 0 | 0 | 0 | 0 | 0 | 0 | 0 | 0 | 0 | 0 | 0 | 0 | 0 | 0 | 0 | 0 | 0 | 0 | 0 | 0
[10 empty] | 0 | 0 | 0 | 0 | 0 | 0 | 0 | 0 | 0 | 0 | 0 | 0 | 0 | 0 | 0 | 0 | 0 | 0 | 0 | 0 | 0 | 0 | 0 | 0 | 0 | 0 | 0 | 0
[10 empty] | 0 | 0 | 0 | 0 | 0 | 0 | 0 | 0 | 0 | 0 | 0 | 0 | 0 | 0 | 0 | 0 | 0 | 0 | 0 | 0 | 0 | 0 | 0 | 0 | 0 | 0 | 0 | 0
[10 empty] | 0 | 0 | 0 | 0 | 0 | 0 | 0 | 0 | 0 | 0 | 0 | 0 | 0 | 0 | 0 | 0 | 0 | 0 | 0 | 0 | 0 | 0 | 0 | 0 | 0 | 0 | 0 | 0
[10 empty] | 0 | 0 | 0 | 0 | 0 | 0 | 0 | 0 | 0 | 0 | 0 | 0 | 0 | 0 | 0 | 0 | 0 | 0 | 0 | 0 | 0 | 0 | 0 | 0 | 0 | 0 | 0 | 0
[10 empty] | 0 | 0 | 0 | 0 | 0 | 0 | 0 | 0 | 0 | 0 | 0 | 0 | 0 | 0 | 0 | 0 | 0 | 0 | 0 | 0 | 0 | 0 | 0 | 0 | 0 | 0 | 0 | 0
[10 empty] | 0 | 0 | 0 | 0 | 0 | 0 | 0 | 0 | 0 | 0 | 0 | 0 | 0 | 0 | 0 | 0 | 0 | 0 | 0 | 0 | 0 | 0 | 0 | 0 | 0 | 0 | 0 | 0
[10 empty] | 0 | 0 | 0 | 0 | 0 | 0 | 0 | 0 | 0 | 0 | 0 | 0 | 0 | 0 | 0 | 0 | 0 | 0 | 0 | 0 | 0 | 0 | 0 | 0 | 0 | 0 | 0 | 0
[10 empty] | 0 | 0 | 0 | 0 | 0 | 0 | 0 | 0 | 0 | 0 | 0 | 0 | 0 | 0 | 0 | 0 | 0 | 0 | 0 | 0 | 0 | 0 | 0 | 0 | 0 | 0 | 0 | 0
[10 empty] | 0 | 0 | 0 | 0 | 0 | 0 | 0 | 0 | 0 | 0 | 0 | 0 | 0 | 0 | 0 | 0 | 0 | 0 | 0 | 0 | 0 | 0 | 0 | 0 | 0 | 0 | 0 | 0
[10 empty] | 0 | 0 | 0 | 0 | 0 | 0 | 0 | 0 | 0 | 0 | 0 | 0 | 0 | 0 | 0 | 0 | 0 | 0 | 0 | 0 | 0 | 0 | 0 | 0 | 0 | 0 | 0 | 0
[10 empty] | 0 | 0 | 0 | 0 | 0 | 0 | 0 | 0 | 0 | 0 | 0 | 0 | 0 | 0 | 0 | 0 | 0 | 0 | 0 | 0 | 0 | 0 | 0 | 0 | 0 | 0 | 0 | 0
[10 empty] | 0 | 0 | 0 | 0 | 0 | 0 | 0 | 0 | 0 | 0 | 0 | 0 | 0 | 0 | 0 | 0 | 0 | 0 | 0 | 0 | 0 | 0 | 0 | 0 | 0 | 0 | 0 | 0
[10 empty] | 0 | 0 | 0 | 0 | 0 | 0 | 0 | 0 | 0 | 0 | 0 | 0 | 0 | 0 | 0 | 0 | 0 | 0 | 0 | 0 | 0 | 0 | 0 | 0 | 0 | 0 | 0 | 0
[10 empty] | 0 | 0 | 0 | 0 | 0 | 0 | 0 | 0 | 0 | 0 | 0 | 0 | 0 | 0 | 0 | 0 | 0 | 0 | 0 | 0 | 0 | 0 | 0 | 0 | 0 | 0 | 0 | 0
[10 empty] | 0 | 0 | 0 | 0 | 0 | 0 | 0 | 0 | 0 | 0 | 0 | 0 | 0 | 0 | 0 | 0 | 0 | 0 | 0 | 0 | 0 | 0 | 0 | 0 | 0 | 0 | 0 | 0
[10 empty] | 0 | 0 | 0 | 0 | 0 | 0 | 0 | 0 | 0 | 0 | 0 | 0 | 0 | 0 | 0 | 0 | 0 | 0 | 0 | 0 | 0 | 0 | 0 | 0 | 0 | 0 | 0 | 0
[10 empty] | 0 | 0 | 0 | 0 | 0 | 0 | 0 | 0 | 0 | 0 | 0 | 0 | 0 | 0 | 0 | 0 | 0 | 0 | 0 | 0 | 0 | 0 | 0 | 0 | 0 | 0 | 0 | 0
[10 empty] | 0 | 0 | 0 | 0 | 0 | 0 | 0 | 0 | 0 | 0 | 0 | 0 | 0 | 0 | 0 | 0 | 0 | 0 | 0 | 0 | 0 | 0 | 0 | 0 | 0 | 0 | 0 | 0
[10 empty] | 0 | 0 | 0 | 0 | 0 | 0 | 0 | 0 | 0 | 0 | 0 | 0 | 0 | 0 | 0 | 0 | 0 | 0 | 0 | 0 | 0 | 0 | 0 | 0 | 0 | 0 | 0 | 0
[10 empty] | 0 | 0 | 0 | 0 | 0 | 0 | 0 | 0 | 0 | 0 | 0 | 0 | 0 | 0 | 0 | 0 | 0 | 0 | 0 | 0 | 0 | 0 | 0 | 0 | 0 | 0 | 0 | 0
[10 empty] | 0 | 0 | 0 | 0 | 0 | 0 | 0 | 0 | 0 | 0 | 0 | 0 | 0 | 0 | 0 | 0 | 0 | 0 | 0 | 0 | 0 | 0 | 0 | 0 | 0 | 0 | 0 | 0
[10 empty] | 0 | 0 | 0 | 0 | 0 | 0 | 0 | 0 | 0 | 0 | 0 | 0 | 0 | 0 | 0 | 0 | 0 | 0 | 0 | 0 | 0 | 0 | 0 | 0 | 0 | 0 | 0 | 0
[10 empty] | 0 | 0 | 0 | 0 | 0 | 0 | 0 | 0 | 0 | 0 | 0 | 0 | 0 | 0 | 0 | 0 | 0 | 0 | 0 | 0 | 0 | 0 | 0 | 0 | 0 | 0 | 0 | 0
[10 empty] | 0 | 0 | 0 | 0 | 0 | 0 | 0 | 0 | 0 | 0 | 0 | 0 | 0 | 0 | 0 | 0 | 0 | 0 | 0 | 0 | 0 | 0 | 0 | 0 | 0 | 0 | 0 | 0
[10 empty] | 0 | 0 | 0 | 0 | 0 | 0 | 0 | 0 | 0 | 0 | 0 | 0 | 0 | 0 | 0 | 0 | 0 | 0 | 0 | 0 | 0 | 0 | 0 | 0 | 0 | 0 | 0 | 0
[10 empty] | 0 | 0 | 0 | 0 | 0 | 0 | 0 | 0 | 0 | 0 | 0 | 0 | 0 | 0 | 0 | 0 | 0 | 0 | 0 | 0 | 0 | 0 | 0 | 0 | 0 | 0 | 0 | 0
[10 empty] | 0 | 0 | 0 | 0 | 0 | 0 | 0 | 0 | 0 | 0 | 0 | 0 | 0 | 0 | 0 | 0 | 0 | 0 | 0 | 0 | 0 | 0 | 0 | 0 | 0 | 0 | 0 | 0
[10 empty] | 0 | 0 | 0 | 0 | 0 | 0 | 0 | 0 | 0 | 0 | 0 | 0 | 0 | 0 | 0 | 0 | 0 | 0 | 0 | 0 | 0 | 0 | 0 | 0 | 0 | 0 | 0 | 0
[10 empty] | 0 | 0 | 0 | 0 | 0 | 0 | 0 | 0 | 0 | 0 | 0 | 0 | 0 | 0 | 0 | 0 | 0 | 0 | 0 | 0 | 0 | 0 | 0 | 0 | 0 | 0 | 0 | 0
[10 empty] | 0 | 0 | 0 | 0 | 0 | 0 | 0 | 0 | 0 | 0 | 0 | 0 | 0 | 0 | 0 | 0 | 0 | 0 | 0 | 0 | 0 | 0 | 0 | 0 | 0 | 0 | 0 | 0
[10 empty] | 0 | 0 | 0 | 0 | 0 | 0 | 0 | 0 | 0 | 0 | 0 | 0 | 0 | 0 | 0 | 0 | 0 | 0 | 0 | 0 | 0 | 0 | 0 | 0 | 0 | 0 | 0 | 0
[10 empty] | 0 | 0 | 0 | 0 | 0 | 0 | 0 | 0 | 0 | 0 | 0 | 0 | 0 | 0 | 0 | 0 | 0 | 0 | 0 | 0 | 0 | 0 | 0 | 0 | 0 | 0 | 0 | 0
[10 empty] | 0 | 0 | 0 | 0 | 0 | 0 | 0 | 0 | 0 | 0 | 0 | 0 | 0 | 0 | 0 | 0 | 0 | 0 | 0 | 0 | 0 | 0 | 0 | 0 | 0 | 0 | 0 | 0
[10 empty] | 0 | 0 | 0 | 0 | 0 | 0 | 0 | 0 | 0 | 0 | 0 | 0 | 0 | 0 | 0 | 0 | 0 | 0 | 0 | 0 | 0 | 0 | 0 | 0 | 0 | 0 | 0 | 0
[10 empty] | 0 | 0 | 0 | 0 | 0 | 0 | 0 | 0 | 0 | 0 | 0 | 0 | 0 | 0 | 0 | 0 | 0 | 0 | 0 | 0 | 0 | 0 | 0 | 0 | 0 | 0 | 0 | 0
[10 empty] | 0 | 0 | 0 | 0 | 0 | 0 | 0 | 0 | 0 | 0 | 0 | 0 | 0 | 0 | 0 | 0 | 0 | 0 | 0 | 0 | 0 | 0 | 0 | 0 | 0 | 0 | 0 | 0
[10 empty] | 0 | 0 | 0 | 0 | 0 | 0 | 0 | 0 | 0 | 0 | 0 | 0 | 0 | 0 | 0 | 0 | 0 | 0 | 0 | 0 | 0 | 0 | 0 | 0 | 0 | 0 | 0 | 0
[10 empty] | 0 | 0 | 0 | 0 | 0 | 0 | 0 | 0 | 0 | 0 | 0 | 0 | 0 | 0 | 0 | 0 | 0 | 0 | 0 | 0 | 0 | 0 | 0 | 0 | 0 | 0 | 0 | 0
[10 empty] | 0 | 0 | 0 | 0 | 0 | 0 | 0 | 0 | 0 | 0 | 0 | 0 | 0 | 0 | 0 | 0 | 0 | 0 | 0 | 0 | 0 | 0 | 0 | 0 | 0 | 0 | 0 | 0
[10 empty] | 0 | 0 | 0 | 0 | 0 | 0 | 0 | 0 | 0 | 0 | 0 | 0 | 0 | 0 | 0 | 0 | 0 | 0 | 0 | 0 | 0 | 0 | 0 | 0 | 0 | 0 | 0 | 0
[10 empty] | 0 | 0 | 0 | 0 | 0 | 0 | 0 | 0 | 0 | 0 | 0 | 0 | 0 | 0 | 0 | 0 | 0 | 0 | 0 | 0 | 0 | 0 | 0 | 0 | 0 | 0 | 0 | 0
[10 empty] | 0 | 0 | 0 | 0 | 0 | 0 | 0 | 0 | 0 | 0 | 0 | 0 | 0 | 0 | 0 | 0 | 0 | 0 | 0 | 0 | 0 | 0 | 0 | 0 | 0 | 0 | 0 | 0
[10 empty] | 0 | 0 | 0 | 0 | 0 | 0 | 0 | 0 | 0 | 0 | 0 | 0 | 0 | 0 | 0 | 0 | 0 | 0 | 0 | 0 | 0 | 0 | 0 | 0 | 0 | 0 | 0 | 0
[10 empty] | 0 | 0 | 0 | 0 | 0 | 0 | 0 | 0 | 0 | 0 | 0 | 0 | 0 | 0 | 0 | 0 | 0 | 0 | 0 | 0 | 0 | 0 | 0 | 0 | 0 | 0 | 0 | 0
[10 empty] | 0 | 0 | 0 | 0 | 0 | 0 | 0 | 0 | 0 | 0 | 0 | 0 | 0 | 0 | 0 | 0 | 0 | 0 | 0 | 0 | 0 | 0 | 0 | 0 | 0 | 0 | 0 | 0
[10 empty] | 0 | 0 | 0 | 0 | 0 | 0 | 0 | 0 | 0 | 0 | 0 | 0 | 0 | 0 | 0 | 0 | 0 | 0 | 0 | 0 | 0 | 0 | 0 | 0 | 0 | 0 | 0 | 0
[10 empty] | 0 | 0 | 0 | 0 | 0 | 0 | 0 | 0 | 0 | 0 | 0 | 0 | 0 | 0 | 0 | 0 | 0 | 0 | 0 | 0 | 0 | 0 | 0 | 0 | 0 | 0 | 0 | 0
[10 empty] | 0 | 0 | 0 | 0 | 0 | 0 | 0 | 0 | 0 | 0 | 0 | 0 | 0 | 0 | 0 | 0 | 0 | 0 | 0 | 0 | 0 | 0 | 0 | 0 | 0 | 0 | 0 | 0
[10 empty] | 0 | 0 | 0 | 0 | 0 | 0 | 0 | 0 | 0 | 0 | 0 | 0 | 0 | 0 | 0 | 0 | 0 | 0 | 0 | 0 | 0 | 0 | 0 | 0 | 0 | 0 | 0 | 0
[10 empty] | 0 | 0 | 0 | 0 | 0 | 0 | 0 | 0 | 0 | 0 | 0 | 0 | 0 | 0 | 0 | 0 | 0 | 0 | 0 | 0 | 0 | 0 | 0 | 0 | 0 | 0 | 0 | 0
[10 empty] | 0 | 0 | 0 | 0 | 0 | 0 | 0 | 0 | 0 | 0 | 0 | 0 | 0 | 0 | 0 | 0 | 0 | 0 | 0 | 0 | 0 | 0 | 0 | 0 | 0 | 0 | 0 | 0
[10 empty] | 0 | 0 | 0 | 0 | 0 | 0 | 0 | 0 | 0 | 0 | 0 | 0 | 0 | 0 | 0 | 0 | 0 | 0 | 0 | 0 | 0 | 0 | 0 | 0 | 0 | 0 | 0 | 0
[10 empty] | 0 | 0 | 0 | 0 | 0 | 0 | 0 | 0 | 0 | 0 | 0 | 0 | 0 | 0 | 0 | 0 | 0 | 0 | 0 | 0 | 0 | 0 | 0 | 0 | 0 | 0 | 0 | 0
[10 empty] | 0 | 0 | 0 | 0 | 0 | 0 | 0 | 0 | 0 | 0 | 0 | 0 | 0 | 0 | 0 | 0 | 0 | 0 | 0 | 0 | 0 | 0 | 0 | 0 | 0 | 0 | 0 | 0
[10 empty] | 0 | 0 | 0 | 0 | 0 | 0 | 0 | 0 | 0 | 0 | 0 | 0 | 0 | 0 | 0 | 0 | 0 | 0 | 0 | 0 | 0 | 0 | 0 | 0 | 0 | 0 | 0 | 0
[10 empty] | 0 | 0 | 0 | 0 | 0 | 0 | 0 | 0 | 0 | 0 | 0 | 0 | 0 | 0 | 0 | 0 | 0 | 0 | 0 | 0 | 0 | 0 | 0 | 0 | 0 | 0 | 0 | 0
[10 empty] | 0 | 0 | 0 | 0 | 0 | 0 | 0 | 0 | 0 | 0 | 0 | 0 | 0 | 0 | 0 | 0 | 0 | 0 | 0 | 0 | 0 | 0 | 0 | 0 | 0 | 0 | 0 | 0
[10 empty] | 0 | 0 | 0 | 0 | 0 | 0 | 0 | 0 | 0 | 0 | 0 | 0 | 0 | 0 | 0 | 0 | 0 | 0 | 0 | 0 | 0 | 0 | 0 | 0 | 0 | 0 | 0 | 0
[10 empty] | 0 | 0 | 0 | 0 | 0 | 0 | 0 | 0 | 0 | 0 | 0 | 0 | 0 | 0 | 0 | 0 | 0 | 0 | 0 | 0 | 0 | 0 | 0 | 0 | 0 | 0 | 0 | 0
[10 empty] | 0 | 0 | 0 | 0 | 0 | 0 | 0 | 0 | 0 | 0 | 0 | 0 | 0 | 0 | 0 | 0 | 0 | 0 | 0 | 0 | 0 | 0 | 0 | 0 | 0 | 0 | 0 | 0
[10 empty] | 0 | 0 | 0 | 0 | 0 | 0 | 0 | 0 | 0 | 0 | 0 | 0 | 0 | 0 | 0 | 0 | 0 | 0 | 0 | 0 | 0 | 0 | 0 | 0 | 0 | 0 | 0 | 0
[10 empty] | 0 | 0 | 0 | 0 | 0 | 0 | 0 | 0 | 0 | 0 | 0 | 0 | 0 | 0 | 0 | 0 | 0 | 0 | 0 | 0 | 0 | 0 | 0 | 0 | 0 | 0 | 0 | 0
[10 empty] | 0 | 0 | 0 | 0 | 0 | 0 | 0 | 0 | 0 | 0 | 0 | 0 | 0 | 0 | 0 | 0 | 0 | 0 | 0 | 0 | 0 | 0 | 0 | 0 | 0 | 0 | 0 | 0
[10 empty] | 0 | 0 | 0 | 0 | 0 | 0 | 0 | 0 | 0 | 0 | 0 | 0 | 0 | 0 | 0 | 0 | 0 | 0 | 0 | 0 | 0 | 0 | 0 | 0 | 0 | 0 | 0 | 0
[10 empty] | 0 | 0 | 0 | 0 | 0 | 0 | 0 | 0 | 0 | 0 | 0 | 0 | 0 | 0 | 0 | 0 | 0 | 0 | 0 | 0 | 0 | 0 | 0 | 0 | 0 | 0 | 0 | 0
[10 empty] | 0 | 0 | 0 | 0 | 0 | 0 | 0 | 0 | 0 | 0 | 0 | 0 | 0 | 0 | 0 | 0 | 0 | 0 | 0 | 0 | 0 | 0 | 0 | 0 | 0 | 0 | 0 | 0
[10 empty] | 0 | 0 | 0 | 0 | 0 | 0 | 0 | 0 | 0 | 0 | 0 | 0 | 0 | 0 | 0 | 0 | 0 | 0 | 0 | 0 | 0 | 0 | 0 | 0 | 0 | 0 | 0 | 0
[10 empty] | 0 | 0 | 0 | 0 | 0 | 0 | 0 | 0 | 0 | 0 | 0 | 0 | 0 | 0 | 0 | 0 | 0 | 0 | 0 | 0 | 0 | 0 | 0 | 0 | 0 | 0 | 0 | 0
[10 empty] | 0 | 0 | 0 | 0 | 0 | 0 | 0 | 0 | 0 | 0 | 0 | 0 | 0 | 0 | 0 | 0 | 0 | 0 | 0 | 0 | 0 | 0 | 0 | 0 | 0 | 0 | 0 | 0
[10 empty] | 0 | 0 | 0 | 0 | 0 | 0 | 0 | 0 | 0 | 0 | 0 | 0 | 0 | 0 | 0 | 0 | 0 | 0 | 0 | 0 | 0 | 0 | 0 | 0 | 0 | 0 | 0 | 0
[10 empty] | 0 | 0 | 0 | 0 | 0 | 0 | 0 | 0 | 0 | 0 | 0 | 0 | 0 | 0 | 0 | 0 | 0 | 0 | 0 | 0 | 0 | 0 | 0 | 0 | 0 | 0 | 0 | 0
[10 empty] | 0 | 0 | 0 | 0 | 0 | 0 | 0 | 0 | 0 | 0 | 0 | 0 | 0 | 0 | 0 | 0 | 0 | 0 | 0 | 0 | 0 | 0 | 0 | 0 | 0 | 0 | 0 | 0
[10 empty] | 0 | 0 | 0 | 0 | 0 | 0 | 0 | 0 | 0 | 0 | 0 | 0 | 0 | 0 | 0 | 0 | 0 | 0 | 0 | 0 | 0 | 0 | 0 | 0 | 0 | 0 | 0 | 0
[10 empty] | 0 | 0 | 0 | 0 | 0 | 0 | 0 | 0 | 0 | 0 | 0 | 0 | 0 | 0 | 0 | 0 | 0 | 0 | 0 | 0 | 0 | 0 | 0 | 0 | 0 | 0 | 0 | 0
[10 empty] | 0 | 0 | 0 | 0 | 0 | 0 | 0 | 0 | 0 | 0 | 0 | 0 | 0 | 0 | 0 | 0 | 0 | 0 | 0 | 0 | 0 | 0 | 0 | 0 | 0 | 0 | 0 | 0
[10 empty] | 0 | 0 | 0 | 0 | 0 | 0 | 0 | 0 | 0 | 0 | 0 | 0 | 0 | 0 | 0 | 0 | 0 | 0 | 0 | 0 | 0 | 0 | 0 | 0 | 0 | 0 | 0 | 0
[10 empty] | 0 | 0 | 0 | 0 | 0 | 0 | 0 | 0 | 0 | 0 | 0 | 0 | 0 | 0 | 0 | 0 | 0 | 0 | 0 | 0 | 0 | 0 | 0 | 0 | 0 | 0 | 0 | 0
[10 empty] | 0 | 0 | 0 | 0 | 0 | 0 | 0 | 0 | 0 | 0 | 0 | 0 | 0 | 0 | 0 | 0 | 0 | 0 | 0 | 0 | 0 | 0 | 0 | 0 | 0 | 0 | 0 | 0
[10 empty] | 0 | 0 | 0 | 0 | 0 | 0 | 0 | 0 | 0 | 0 | 0 | 0 | 0 | 0 | 0 | 0 | 0 | 0 | 0 | 0 | 0 | 0 | 0 | 0 | 0 | 0 | 0 | 0
[10 empty] | 0 | 0 | 0 | 0 | 0 | 0 | 0 | 0 | 0 | 0 | 0 | 0 | 0 | 0 | 0 | 0 | 0 | 0 | 0 | 0 | 0 | 0 | 0 | 0 | 0 | 0 | 0 | 0
[10 empty] | 0 | 0 | 0 | 0 | 0 | 0 | 0 | 0 | 0 | 0 | 0 | 0 | 0 | 0 | 0 | 0 | 0 | 0 | 0 | 0 | 0 | 0 | 0 | 0 | 0 | 0 | 0 | 0
[10 empty] | 0 | 0 | 0 | 0 | 0 | 0 | 0 | 0 | 0 | 0 | 0 | 0 | 0 | 0 | 0 | 0 | 0 | 0 | 0 | 0 | 0 | 0 | 0 | 0 | 0 | 0 | 0 | 0
[10 empty] | 0 | 0 | 0 | 0 | 0 | 0 | 0 | 0 | 0 | 0 | 0 | 0 | 0 | 0 | 0 | 0 | 0 | 0 | 0 | 0 | 0 | 0 | 0 | 0 | 0 | 0 | 0 | 0
[10 empty] | 0 | 0 | 0 | 0 | 0 | 0 | 0 | 0 | 0 | 0 | 0 | 0 | 0 | 0 | 0 | 0 | 0 | 0 | 0 | 0 | 0 | 0 | 0 | 0 | 0 | 0 | 0 | 0
[10 empty] | 0 | 0 | 0 | 0 | 0 | 0 | 0 | 0 | 0 | 0 | 0 | 0 | 0 | 0 | 0 | 0 | 0 | 0 | 0 | 0 | 0 | 0 | 0 | 0 | 0 | 0 | 0 | 0
[10 empty] | 0 | 0 | 0 | 0 | 0 | 0 | 0 | 0 | 0 | 0 | 0 | 0 | 0 | 0 | 0 | 0 | 0 | 0 | 0 | 0 | 0 | 0 | 0 | 0 | 0 | 0 | 0 | 0
[10 empty] | 0 | 0 | 0 | 0 | 0 | 0 | 0 | 0 | 0 | 0 | 0 | 0 | 0 | 0 | 0 | 0 | 0 | 0 | 0 | 0 | 0 | 0 | 0 | 0 | 0 | 0 | 0 | 0
[10 empty] | 0 | 0 | 0 | 0 | 0 | 0 | 0 | 0 | 0 | 0 | 0 | 0 | 0 | 0 | 0 | 0 | 0 | 0 | 0 | 0 | 0 | 0 | 0 | 0 | 0 | 0 | 0 | 0
[10 empty] | 0 | 0 | 0 | 0 | 0 | 0 | 0 | 0 | 0 | 0 | 0 | 0 | 0 | 0 | 0 | 0 | 0 | 0 | 0 | 0 | 0 | 0 | 0 | 0 | 0 | 0 | 0 | 0
[10 empty] | 0 | 0 | 0 | 0 | 0 | 0 | 0 | 0 | 0 | 0 | 0 | 0 | 0 | 0 | 0 | 0 | 0 | 0 | 0 | 0 | 0 | 0 | 0 | 0 | 0 | 0 | 0 | 0
[10 empty] | 0 | 0 | 0 | 0 | 0 | 0 | 0 | 0 | 0 | 0 | 0 | 0 | 0 | 0 | 0 | 0 | 0 | 0 | 0 | 0 | 0 | 0 | 0 | 0 | 0 | 0 | 0 | 0
[10 empty] | 0 | 0 | 0 | 0 | 0 | 0 | 0 | 0 | 0 | 0 | 0 | 0 | 0 | 0 | 0 | 0 | 0 | 0 | 0 | 0 | 0 | 0 | 0 | 0 | 0 | 0 | 0 | 0
[10 empty] | 0 | 0 | 0 | 0 | 0 | 0 | 0 | 0 | 0 | 0 | 0 | 0 | 0 | 0 | 0 | 0 | 0 | 0 | 0 | 0 | 0 | 0 | 0 | 0 | 0 | 0 | 0 | 0
[10 empty] | 0 | 0 | 0 | 0 | 0 | 0 | 0 | 0 | 0 | 0 | 0 | 0 | 0 | 0 | 0 | 0 | 0 | 0 | 0 | 0 | 0 | 0 | 0 | 0 | 0 | 0 | 0 | 0
[10 empty] | 0 | 0 | 0 | 0 | 0 | 0 | 0 | 0 | 0 | 0 | 0 | 0 | 0 | 0 | 0 | 0 | 0 | 0 | 0 | 0 | 0 | 0 | 0 | 0 | 0 | 0 | 0 | 0
[10 empty] | 0 | 0 | 0 | 0 | 0 | 0 | 0 | 0 | 0 | 0 | 0 | 0 | 0 | 0 | 0 | 0 | 0 | 0 | 0 | 0 | 0 | 0 | 0 | 0 | 0 | 0 | 0 | 0
[10 empty] | 0 | 0 | 0 | 0 | 0 | 0 | 0 | 0 | 0 | 0 | 0 | 0 | 0 | 0 | 0 | 0 | 0 | 0 | 0 | 0 | 0 | 0 | 0 | 0 | 0 | 0 | 0 | 0
[10 empty] | 0 | 0 | 0 | 0 | 0 | 0 | 0 | 0 | 0 | 0 | 0 | 0 | 0 | 0 | 0 | 0 | 0 | 0 | 0 | 0 | 0 | 0 | 0 | 0 | 0 | 0 | 0 | 0
[10 empty] | 0 | 0 | 0 | 0 | 0 | 0 | 0 | 0 | 0 | 0 | 0 | 0 | 0 | 0 | 0 | 0 | 0 | 0 | 0 | 0 | 0 | 0 | 0 | 0 | 0 | 0 | 0 | 0
[10 empty] | 0 | 0 | 0 | 0 | 0 | 0 | 0 | 0 | 0 | 0 | 0 | 0 | 0 | 0 | 0 | 0 | 0 | 0 | 0 | 0 | 0 | 0 | 0 | 0 | 0 | 0 | 0 | 0
[10 empty] | 0 | 0 | 0 | 0 | 0 | 0 | 0 | 0 | 0 | 0 | 0 | 0 | 0 | 0 | 0 | 0 | 0 | 0 | 0 | 0 | 0 | 0 | 0 | 0 | 0 | 0 | 0 | 0
[10 empty] | 0 | 0 | 0 | 0 | 0 | 0 | 0 | 0 | 0 | 0 | 0 | 0 | 0 | 0 | 0 | 0 | 0 | 0 | 0 | 0 | 0 | 0 | 0 | 0 | 0 | 0 | 0 | 0
[10 empty] | 0 | 0 | 0 | 0 | 0 | 0 | 0 | 0 | 0 | 0 | 0 | 0 | 0 | 0 | 0 | 0 | 0 | 0 | 0 | 0 | 0 | 0 | 0 | 0 | 0 | 0 | 0 | 0
[10 empty] | 0 | 0 | 0 | 0 | 0 | 0 | 0 | 0 | 0 | 0 | 0 | 0 | 0 | 0 | 0 | 0 | 0 | 0 | 0 | 0 | 0 | 0 | 0 | 0 | 0 | 0 | 0 | 0
[10 empty] | 0 | 0 | 0 | 0 | 0 | 0 | 0 | 0 | 0 | 0 | 0 | 0 | 0 | 0 | 0 | 0 | 0 | 0 | 0 | 0 | 0 | 0 | 0 | 0 | 0 | 0 | 0 | 0
[10 empty] | 0 | 0 | 0 | 0 | 0 | 0 | 0 | 0 | 0 | 0 | 0 | 0 | 0 | 0 | 0 | 0 | 0 | 0 | 0 | 0 | 0 | 0 | 0 | 0 | 0 | 0 | 0 | 0
[10 empty] | 0 | 0 | 0 | 0 | 0 | 0 | 0 | 0 | 0 | 0 | 0 | 0 | 0 | 0 | 0 | 0 | 0 | 0 | 0 | 0 | 0 | 0 | 0 | 0 | 0 | 0 | 0 | 0
[10 empty] | 0 | 0 | 0 | 0 | 0 | 0 | 0 | 0 | 0 | 0 | 0 | 0 | 0 | 0 | 0 | 0 | 0 | 0 | 0 | 0 | 0 | 0 | 0 | 0 | 0 | 0 | 0 | 0
[10 empty] | 0 | 0 | 0 | 0 | 0 | 0 | 0 | 0 | 0 | 0 | 0 | 0 | 0 | 0 | 0 | 0 | 0 | 0 | 0 | 0 | 0 | 0 | 0 | 0 | 0 | 0 | 0 | 0
[10 empty] | 0 | 0 | 0 | 0 | 0 | 0 | 0 | 0 | 0 | 0 | 0 | 0 | 0 | 0 | 0 | 0 | 0 | 0 | 0 | 0 | 0 | 0 | 0 | 0 | 0 | 0 | 0 | 0
[10 empty] | 0 | 0 | 0 | 0 | 0 | 0 | 0 | 0 | 0 | 0 | 0 | 0 | 0 | 0 | 0 | 0 | 0 | 0 | 0 | 0 | 0 | 0 | 0 | 0 | 0 | 0 | 0 | 0
[10 empty] | 0 | 0 | 0 | 0 | 0 | 0 | 0 | 0 | 0 | 0 | 0 | 0 | 0 | 0 | 0 | 0 | 0 | 0 | 0 | 0 | 0 | 0 | 0 | 0 | 0 | 0 | 0 | 0
[10 empty] | 0 | 0 | 0 | 0 | 0 | 0 | 0 | 0 | 0 | 0 | 0 | 0 | 0 | 0 | 0 | 0 | 0 | 0 | 0 | 0 | 0 | 0 | 0 | 0 | 0 | 0 | 0 | 0
[10 empty] | 0 | 0 | 0 | 0 | 0 | 0 | 0 | 0 | 0 | 0 | 0 | 0 | 0 | 0 | 0 | 0 | 0 | 0 | 0 | 0 | 0 | 0 | 0 | 0 | 0 | 0 | 0 | 0
[10 empty] | 0 | 0 | 0 | 0 | 0 | 0 | 0 | 0 | 0 | 0 | 0 | 0 | 0 | 0 | 0 | 0 | 0 | 0 | 0 | 0 | 0 | 0 | 0 | 0 | 0 | 0 | 0 | 0
[10 empty] | 0 | 0 | 0 | 0 | 0 | 0 | 0 | 0 | 0 | 0 | 0 | 0 | 0 | 0 | 0 | 0 | 0 | 0 | 0 | 0 | 0 | 0 | 0 | 0 | 0 | 0 | 0 | 0
[10 empty] | 0 | 0 | 0 | 0 | 0 | 0 | 0 | 0 | 0 | 0 | 0 | 0 | 0 | 0 | 0 | 0 | 0 | 0 | 0 | 0 | 0 | 0 | 0 | 0 | 0 | 0 | 0 | 0
[10 empty] | 0 | 0 | 0 | 0 | 0 | 0 | 0 | 0 | 0 | 0 | 0 | 0 | 0 | 0 | 0 | 0 | 0 | 0 | 0 | 0 | 0 | 0 | 0 | 0 | 0 | 0 | 0 | 0
[10 empty] | 0 | 0 | 0 | 0 | 0 | 0 | 0 | 0 | 0 | 0 | 0 | 0 | 0 | 0 | 0 | 0 | 0 | 0 | 0 | 0 | 0 | 0 | 0 | 0 | 0 | 0 | 0 | 0
[10 empty] | 0 | 0 | 0 | 0 | 0 | 0 | 0 | 0 | 0 | 0 | 0 | 0 | 0 | 0 | 0 | 0 | 0 | 0 | 0 | 0 | 0 | 0 | 0 | 0 | 0 | 0 | 0 | 0
[10 empty] | 0 | 0 | 0 | 0 | 0 | 0 | 0 | 0 | 0 | 0 | 0 | 0 | 0 | 0 | 0 | 0 | 0 | 0 | 0 | 0 | 0 | 0 | 0 | 0 | 0 | 0 | 0 | 0
[10 empty] | 0 | 0 | 0 | 0 | 0 | 0 | 0 | 0 | 0 | 0 | 0 | 0 | 0 | 0 | 0 | 0 | 0 | 0 | 0 | 0 | 0 | 0 | 0 | 0 | 0 | 0 | 0 | 0
[10 empty] | 0 | 0 | 0 | 0 | 0 | 0 | 0 | 0 | 0 | 0 | 0 | 0 | 0 | 0 | 0 | 0 | 0 | 0 | 0 | 0 | 0 | 0 | 0 | 0 | 0 | 0 | 0 | 0
[10 empty] | 0 | 0 | 0 | 0 | 0 | 0 | 0 | 0 | 0 | 0 | 0 | 0 | 0 | 0 | 0 | 0 | 0 | 0 | 0 | 0 | 0 | 0 | 0 | 0 | 0 | 0 | 0 | 0
[10 empty] | 0 | 0 | 0 | 0 | 0 | 0 | 0 | 0 | 0 | 0 | 0 | 0 | 0 | 0 | 0 | 0 | 0 | 0 | 0 | 0 | 0 | 0 | 0 | 0 | 0 | 0 | 0 | 0
[10 empty] | 0 | 0 | 0 | 0 | 0 | 0 | 0 | 0 | 0 | 0 | 0 | 0 | 0 | 0 | 0 | 0 | 0 | 0 | 0 | 0 | 0 | 0 | 0 | 0 | 0 | 0 | 0 | 0
[10 empty] | 0 | 0 | 0 | 0 | 0 | 0 | 0 | 0 | 0 | 0 | 0 | 0 | 0 | 0 | 0 | 0 | 0 | 0 | 0 | 0 | 0 | 0 | 0 | 0 | 0 | 0 | 0 | 0
[10 empty] | 0 | 0 | 0 | 0 | 0 | 0 | 0 | 0 | 0 | 0 | 0 | 0 | 0 | 0 | 0 | 0 | 0 | 0 | 0 | 0 | 0 | 0 | 0 | 0 | 0 | 0 | 0 | 0
[10 empty] | 0 | 0 | 0 | 0 | 0 | 0 | 0 | 0 | 0 | 0 | 0 | 0 | 0 | 0 | 0 | 0 | 0 | 0 | 0 | 0 | 0 | 0 | 0 | 0 | 0 | 0 | 0 | 0
[10 empty] | 0 | 0 | 0 | 0 | 0 | 0 | 0 | 0 | 0 | 0 | 0 | 0 | 0 | 0 | 0 | 0 | 0 | 0 | 0 | 0 | 0 | 0 | 0 | 0 | 0 | 0 | 0 | 0
[10 empty] | 0 | 0 | 0 | 0 | 0 | 0 | 0 | 0 | 0 | 0 | 0 | 0 | 0 | 0 | 0 | 0 | 0 | 0 | 0 | 0 | 0 | 0 | 0 | 0 | 0 | 0 | 0 | 0
[10 empty] | 0 | 0 | 0 | 0 | 0 | 0 | 0 | 0 | 0 | 0 | 0 | 0 | 0 | 0 | 0 | 0 | 0 | 0 | 0 | 0 | 0 | 0 | 0 | 0 | 0 | 0 | 0 | 0
[10 empty] | 0 | 0 | 0 | 0 | 0 | 0 | 0 | 0 | 0 | 0 | 0 | 0 | 0 | 0 | 0 | 0 | 0 | 0 | 0 | 0 | 0 | 0 | 0 | 0 | 0 | 0 | 0 | 0
[10 empty] | 0 | 0 | 0 | 0 | 0 | 0 | 0 | 0 | 0 | 0 | 0 | 0 | 0 | 0 | 0 | 0 | 0 | 0 | 0 | 0 | 0 | 0 | 0 | 0 | 0 | 0 | 0 | 0
[10 empty] | 0 | 0 | 0 | 0 | 0 | 0 | 0 | 0 | 0 | 0 | 0 | 0 | 0 | 0 | 0 | 0 | 0 | 0 | 0 | 0 | 0 | 0 | 0 | 0 | 0 | 0 | 0 | 0
[10 empty] | 0 | 0 | 0 | 0 | 0 | 0 | 0 | 0 | 0 | 0 | 0 | 0 | 0 | 0 | 0 | 0 | 0 | 0 | 0 | 0 | 0 | 0 | 0 | 0 | 0 | 0 | 0 | 0
[10 empty] | 0 | 0 | 0 | 0 | 0 | 0 | 0 | 0 | 0 | 0 | 0 | 0 | 0 | 0 | 0 | 0 | 0 | 0 | 0 | 0 | 0 | 0 | 0 | 0 | 0 | 0 | 0 | 0
[10 empty] | 0 | 0 | 0 | 0 | 0 | 0 | 0 | 0 | 0 | 0 | 0 | 0 | 0 | 0 | 0 | 0 | 0 | 0 | 0 | 0 | 0 | 0 | 0 | 0 | 0 | 0 | 0 | 0
[10 empty] | 0 | 0 | 0 | 0 | 0 | 0 | 0 | 0 | 0 | 0 | 0 | 0 | 0 | 0 | 0 | 0 | 0 | 0 | 0 | 0 | 0 | 0 | 0 | 0 | 0 | 0 | 0 | 0
[10 empty] | 0 | 0 | 0 | 0 | 0 | 0 | 0 | 0 | 0 | 0 | 0 | 0 | 0 | 0 | 0 | 0 | 0 | 0 | 0 | 0 | 0 | 0 | 0 | 0 | 0 | 0 | 0 | 0
[10 empty] | 0 | 0 | 0 | 0 | 0 | 0 | 0 | 0 | 0 | 0 | 0 | 0 | 0 | 0 | 0 | 0 | 0 | 0 | 0 | 0 | 0 | 0 | 0 | 0 | 0 | 0 | 0 | 0
[10 empty] | 0 | 0 | 0 | 0 | 0 | 0 | 0 | 0 | 0 | 0 | 0 | 0 | 0 | 0 | 0 | 0 | 0 | 0 | 0 | 0 | 0 | 0 | 0 | 0 | 0 | 0 | 0 | 0
[10 empty] | 0 | 0 | 0 | 0 | 0 | 0 | 0 | 0 | 0 | 0 | 0 | 0 | 0 | 0 | 0 | 0 | 0 | 0 | 0 | 0 | 0 | 0 | 0 | 0 | 0 | 0 | 0 | 0
[10 empty] | 0 | 0 | 0 | 0 | 0 | 0 | 0 | 0 | 0 | 0 | 0 | 0 | 0 | 0 | 0 | 0 | 0 | 0 | 0 | 0 | 0 | 0 | 0 | 0 | 0 | 0 | 0 | 0
[10 empty] | 0 | 0 | 0 | 0 | 0 | 0 | 0 | 0 | 0 | 0 | 0 | 0 | 0 | 0 | 0 | 0 | 0 | 0 | 0 | 0 | 0 | 0 | 0 | 0 | 0 | 0 | 0 | 0
[10 empty] | 0 | 0 | 0 | 0 | 0 | 0 | 0 | 0 | 0 | 0 | 0 | 0 | 0 | 0 | 0 | 0 | 0 | 0 | 0 | 0 | 0 | 0 | 0 | 0 | 0 | 0 | 0 | 0
[10 empty] | 0 | 0 | 0 | 0 | 0 | 0 | 0 | 0 | 0 | 0 | 0 | 0 | 0 | 0 | 0 | 0 | 0 | 0 | 0 | 0 | 0 | 0 | 0 | 0 | 0 | 0 | 0 | 0
[10 empty] | 0 | 0 | 0 | 0 | 0 | 0 | 0 | 0 | 0 | 0 | 0 | 0 | 0 | 0 | 0 | 0 | 0 | 0 | 0 | 0 | 0 | 0 | 0 | 0 | 0 | 0 | 0 | 0
[10 empty] | 0 | 0 | 0 | 0 | 0 | 0 | 0 | 0 | 0 | 0 | 0 | 0 | 0 | 0 | 0 | 0 | 0 | 0 | 0 | 0 | 0 | 0 | 0 | 0 | 0 | 0 | 0 | 0
[10 empty] | 0 | 0 | 0 | 0 | 0 | 0 | 0 | 0 | 0 | 0 | 0 | 0 | 0 | 0 | 0 | 0 | 0 | 0 | 0 | 0 | 0 | 0 | 0 | 0 | 0 | 0 | 0 | 0
[10 empty] | 0 | 0 | 0 | 0 | 0 | 0 | 0 | 0 | 0 | 0 | 0 | 0 | 0 | 0 | 0 | 0 | 0 | 0 | 0 | 0 | 0 | 0 | 0 | 0 | 0 | 0 | 0 | 0
[10 empty] | 0 | 0 | 0 | 0 | 0 | 0 | 0 | 0 | 0 | 0 | 0 | 0 | 0 | 0 | 0 | 0 | 0 | 0 | 0 | 0 | 0 | 0 | 0 | 0 | 0 | 0 | 0 | 0
[10 empty] | 0 | 0 | 0 | 0 | 0 | 0 | 0 | 0 | 0 | 0 | 0 | 0 | 0 | 0 | 0 | 0 | 0 | 0 | 0 | 0 | 0 | 0 | 0 | 0 | 0 | 0 | 0 | 0
[10 empty] | 0 | 0 | 0 | 0 | 0 | 0 | 0 | 0 | 0 | 0 | 0 | 0 | 0 | 0 | 0 | 0 | 0 | 0 | 0 | 0 | 0 | 0 | 0 | 0 | 0 | 0 | 0 | 0
[10 empty] | 0 | 0 | 0 | 0 | 0 | 0 | 0 | 0 | 0 | 0 | 0 | 0 | 0 | 0 | 0 | 0 | 0 | 0 | 0 | 0 | 0 | 0 | 0 | 0 | 0 | 0 | 0 | 0
[10 empty] | 0 | 0 | 0 | 0 | 0 | 0 | 0 | 0 | 0 | 0 | 0 | 0 | 0 | 0 | 0 | 0 | 0 | 0 | 0 | 0 | 0 | 0 | 0 | 0 | 0 | 0 | 0 | 0
[10 empty] | 0 | 0 | 0 | 0 | 0 | 0 | 0 | 0 | 0 | 0 | 0 | 0 | 0 | 0 | 0 | 0 | 0 | 0 | 0 | 0 | 0 | 0 | 0 | 0 | 0 | 0 | 0 | 0
[10 empty] | 0 | 0 | 0 | 0 | 0 | 0 | 0 | 0 | 0 | 0 | 0 | 0 | 0 | 0 | 0 | 0 | 0 | 0 | 0 | 0 | 0 | 0 | 0 | 0 | 0 | 0 | 0 | 0
[10 empty] | 0 | 0 | 0 | 0 | 0 | 0 | 0 | 0 | 0 | 0 | 0 | 0 | 0 | 0 | 0 | 0 | 0 | 0 | 0 | 0 | 0 | 0 | 0 | 0 | 0 | 0 | 0 | 0
[10 empty] | 0 | 0 | 0 | 0 | 0 | 0 | 0 | 0 | 0 | 0 | 0 | 0 | 0 | 0 | 0 | 0 | 0 | 0 | 0 | 0 | 0 | 0 | 0 | 0 | 0 | 0 | 0 | 0
[10 empty] | 0 | 0 | 0 | 0 | 0 | 0 | 0 | 0 | 0 | 0 | 0 | 0 | 0 | 0 | 0 | 0 | 0 | 0 | 0 | 0 | 0 | 0 | 0 | 0 | 0 | 0 | 0 | 0
[10 empty] | 0 | 0 | 0 | 0 | 0 | 0 | 0 | 0 | 0 | 0 | 0 | 0 | 0 | 0 | 0 | 0 | 0 | 0 | 0 | 0 | 0 | 0 | 0 | 0 | 0 | 0 | 0 | 0
[10 empty] | 0 | 0 | 0 | 0 | 0 | 0 | 0 | 0 | 0 | 0 | 0 | 0 | 0 | 0 | 0 | 0 | 0 | 0 | 0 | 0 | 0 | 0 | 0 | 0 | 0 | 0 | 0 | 0
[10 empty] | 0 | 0 | 0 | 0 | 0 | 0 | 0 | 0 | 0 | 0 | 0 | 0 | 0 | 0 | 0 | 0 | 0 | 0 | 0 | 0 | 0 | 0 | 0 | 0 | 0 | 0 | 0 | 0
[10 empty] | 0 | 0 | 0 | 0 | 0 | 0 | 0 | 0 | 0 | 0 | 0 | 0 | 0 | 0 | 0 | 0 | 0 | 0 | 0 | 0 | 0 | 0 | 0 | 0 | 0 | 0 | 0 | 0
[10 empty] | 0 | 0 | 0 | 0 | 0 | 0 | 0 | 0 | 0 | 0 | 0 | 0 | 0 | 0 | 0 | 0 | 0 | 0 | 0 | 0 | 0 | 0 | 0 | 0 | 0 | 0 | 0 | 0
[10 empty] | 0 | 0 | 0 | 0 | 0 | 0 | 0 | 0 | 0 | 0 | 0 | 0 | 0 | 0 | 0 | 0 | 0 | 0 | 0 | 0 | 0 | 0 | 0 | 0 | 0 | 0 | 0 | 0
[10 empty] | 0 | 0 | 0 | 0 | 0 | 0 | 0 | 0 | 0 | 0 | 0 | 0 | 0 | 0 | 0 | 0 | 0 | 0 | 0 | 0 | 0 | 0 | 0 | 0 | 0 | 0 | 0 | 0
[10 empty] | 0 | 0 | 0 | 0 | 0 | 0 | 0 | 0 | 0 | 0 | 0 | 0 | 0 | 0 | 0 | 0 | 0 | 0 | 0 | 0 | 0 | 0 | 0 | 0 | 0 | 0 | 0 | 0
[10 empty] | 0 | 0 | 0 | 0 | 0 | 0 | 0 | 0 | 0 | 0 | 0 | 0 | 0 | 0 | 0 | 0 | 0 | 0 | 0 | 0 | 0 | 0 | 0 | 0 | 0 | 0 | 0 | 0
[10 empty] | 0 | 0 | 0 | 0 | 0 | 0 | 0 | 0 | 0 | 0 | 0 | 0 | 0 | 0 | 0 | 0 | 0 | 0 | 0 | 0 | 0 | 0 | 0 | 0 | 0 | 0 | 0 | 0
[10 empty] | 0 | 0 | 0 | 0 | 0 | 0 | 0 | 0 | 0 | 0 | 0 | 0 | 0 | 0 | 0 | 0 | 0 | 0 | 0 | 0 | 0 | 0 | 0 | 0 | 0 | 0 | 0 | 0
[10 empty] | 0 | 0 | 0 | 0 | 0 | 0 | 0 | 0 | 0 | 0 | 0 | 0 | 0 | 0 | 0 | 0 | 0 | 0 | 0 | 0 | 0 | 0 | 0 | 0 | 0 | 0 | 0 | 0
[10 empty] | 0 | 0 | 0 | 0 | 0 | 0 | 0 | 0 | 0 | 0 | 0 | 0 | 0 | 0 | 0 | 0 | 0 | 0 | 0 | 0 | 0 | 0 | 0 | 0 | 0 | 0 | 0 | 0
[10 empty] | 0 | 0 | 0 | 0 | 0 | 0 | 0 | 0 | 0 | 0 | 0 | 0 | 0 | 0 | 0 | 0 | 0 | 0 | 0 | 0 | 0 | 0 | 0 | 0 | 0 | 0 | 0 | 0
[10 empty] | 0 | 0 | 0 | 0 | 0 | 0 | 0 | 0 | 0 | 0 | 0 | 0 | 0 | 0 | 0 | 0 | 0 | 0 | 0 | 0 | 0 | 0 | 0 | 0 | 0 | 0 | 0 | 0
[10 empty] | 0 | 0 | 0 | 0 | 0 | 0 | 0 | 0 | 0 | 0 | 0 | 0 | 0 | 0 | 0 | 0 | 0 | 0 | 0 | 0 | 0 | 0 | 0 | 0 | 0 | 0 | 0 | 0
[10 empty] | 0 | 0 | 0 | 0 | 0 | 0 | 0 | 0 | 0 | 0 | 0 | 0 | 0 | 0 | 0 | 0 | 0 | 0 | 0 | 0 | 0 | 0 | 0 | 0 | 0 | 0 | 0 | 0
[10 empty] | 0 | 0 | 0 | 0 | 0 | 0 | 0 | 0 | 0 | 0 | 0 | 0 | 0 | 0 | 0 | 0 | 0 | 0 | 0 | 0 | 0 | 0 | 0 | 0 | 0 | 0 | 0 | 0
[10 empty] | 0 | 0 | 0 | 0 | 0 | 0 | 0 | 0 | 0 | 0 | 0 | 0 | 0 | 0 | 0 | 0 | 0 | 0 | 0 | 0 | 0 | 0 | 0 | 0 | 0 | 0 | 0 | 0
[10 empty] | 0 | 0 | 0 | 0 | 0 | 0 | 0 | 0 | 0 | 0 | 0 | 0 | 0 | 0 | 0 | 0 | 0 | 0 | 0 | 0 | 0 | 0 | 0 | 0 | 0 | 0 | 0 | 0
[10 empty] | 0 | 0 | 0 | 0 | 0 | 0 | 0 | 0 | 0 | 0 | 0 | 0 | 0 | 0 | 0 | 0 | 0 | 0 | 0 | 0 | 0 | 0 | 0 | 0 | 0 | 0 | 0 | 0
[10 empty] | 0 | 0 | 0 | 0 | 0 | 0 | 0 | 0 | 0 | 0 | 0 | 0 | 0 | 0 | 0 | 0 | 0 | 0 | 0 | 0 | 0 | 0 | 0 | 0 | 0 | 0 | 0 | 0
[10 empty] | 0 | 0 | 0 | 0 | 0 | 0 | 0 | 0 | 0 | 0 | 0 | 0 | 0 | 0 | 0 | 0 | 0 | 0 | 0 | 0 | 0 | 0 | 0 | 0 | 0 | 0 | 0 | 0
[10 empty] | 0 | 0 | 0 | 0 | 0 | 0 | 0 | 0 | 0 | 0 | 0 | 0 | 0 | 0 | 0 | 0 | 0 | 0 | 0 | 0 | 0 | 0 | 0 | 0 | 0 | 0 | 0 | 0
[10 empty] | 0 | 0 | 0 | 0 | 0 | 0 | 0 | 0 | 0 | 0 | 0 | 0 | 0 | 0 | 0 | 0 | 0 | 0 | 0 | 0 | 0 | 0 | 0 | 0 | 0 | 0 | 0 | 0
[10 empty] | 0 | 0 | 0 | 0 | 0 | 0 | 0 | 0 | 0 | 0 | 0 | 0 | 0 | 0 | 0 | 0 | 0 | 0 | 0 | 0 | 0 | 0 | 0 | 0 | 0 | 0 | 0 | 0
[10 empty] | 0 | 0 | 0 | 0 | 0 | 0 | 0 | 0 | 0 | 0 | 0 | 0 | 0 | 0 | 0 | 0 | 0 | 0 | 0 | 0 | 0 | 0 | 0 | 0 | 0 | 0 | 0 | 0
[10 empty] | 0 | 0 | 0 | 0 | 0 | 0 | 0 | 0 | 0 | 0 | 0 | 0 | 0 | 0 | 0 | 0 | 0 | 0 | 0 | 0 | 0 | 0 | 0 | 0 | 0 | 0 | 0 | 0
[10 empty] | 0 | 0 | 0 | 0 | 0 | 0 | 0 | 0 | 0 | 0 | 0 | 0 | 0 | 0 | 0 | 0 | 0 | 0 | 0 | 0 | 0 | 0 | 0 | 0 | 0 | 0 | 0 | 0
[10 empty] | 0 | 0 | 0 | 0 | 0 | 0 | 0 | 0 | 0 | 0 | 0 | 0 | 0 | 0 | 0 | 0 | 0 | 0 | 0 | 0 | 0 | 0 | 0 | 0 | 0 | 0 | 0 | 0
[10 empty] | 0 | 0 | 0 | 0 | 0 | 0 | 0 | 0 | 0 | 0 | 0 | 0 | 0 | 0 | 0 | 0 | 0 | 0 | 0 | 0 | 0 | 0 | 0 | 0 | 0 | 0 | 0 | 0
[10 empty] | 0 | 0 | 0 | 0 | 0 | 0 | 0 | 0 | 0 | 0 | 0 | 0 | 0 | 0 | 0 | 0 | 0 | 0 | 0 | 0 | 0 | 0 | 0 | 0 | 0 | 0 | 0 | 0
[10 empty] | 0 | 0 | 0 | 0 | 0 | 0 | 0 | 0 | 0 | 0 | 0 | 0 | 0 | 0 | 0 | 0 | 0 | 0 | 0 | 0 | 0 | 0 | 0 | 0 | 0 | 0 | 0 | 0
[10 empty] | 0 | 0 | 0 | 0 | 0 | 0 | 0 | 0 | 0 | 0 | 0 | 0 | 0 | 0 | 0 | 0 | 0 | 0 | 0 | 0 | 0 | 0 | 0 | 0 | 0 | 0 | 0 | 0
[10 empty] | 0 | 0 | 0 | 0 | 0 | 0 | 0 | 0 | 0 | 0 | 0 | 0 | 0 | 0 | 0 | 0 | 0 | 0 | 0 | 0 | 0 | 0 | 0 | 0 | 0 | 0 | 0 | 0
[10 empty] | 0 | 0 | 0 | 0 | 0 | 0 | 0 | 0 | 0 | 0 | 0 | 0 | 0 | 0 | 0 | 0 | 0 | 0 | 0 | 0 | 0 | 0 | 0 | 0 | 0 | 0 | 0 | 0
[10 empty] | 0 | 0 | 0 | 0 | 0 | 0 | 0 | 0 | 0 | 0 | 0 | 0 | 0 | 0 | 0 | 0 | 0 | 0 | 0 | 0 | 0 | 0 | 0 | 0 | 0 | 0 | 0 | 0
[10 empty] | 0 | 0 | 0 | 0 | 0 | 0 | 0 | 0 | 0 | 0 | 0 | 0 | 0 | 0 | 0 | 0 | 0 | 0 | 0 | 0 | 0 | 0 | 0 | 0 | 0 | 0 | 0 | 0
[10 empty] | 0 | 0 | 0 | 0 | 0 | 0 | 0 | 0 | 0 | 0 | 0 | 0 | 0 | 0 | 0 | 0 | 0 | 0 | 0 | 0 | 0 | 0 | 0 | 0 | 0 | 0 | 0 | 0
[10 empty] | 0 | 0 | 0 | 0 | 0 | 0 | 0 | 0 | 0 | 0 | 0 | 0 | 0 | 0 | 0 | 0 | 0 | 0 | 0 | 0 | 0 | 0 | 0 | 0 | 0 | 0 | 0 | 0
[10 empty] | 0 | 0 | 0 | 0 | 0 | 0 | 0 | 0 | 0 | 0 | 0 | 0 | 0 | 0 | 0 | 0 | 0 | 0 | 0 | 0 | 0 | 0 | 0 | 0 | 0 | 0 | 0 | 0
[10 empty] | 0 | 0 | 0 | 0 | 0 | 0 | 0 | 0 | 0 | 0 | 0 | 0 | 0 | 0 | 0 | 0 | 0 | 0 | 0 | 0 | 0 | 0 | 0 | 0 | 0 | 0 | 0 | 0
[10 empty] | 0 | 0 | 0 | 0 | 0 | 0 | 0 | 0 | 0 | 0 | 0 | 0 | 0 | 0 | 0 | 0 | 0 | 0 | 0 | 0 | 0 | 0 | 0 | 0 | 0 | 0 | 0 | 0
[10 empty] | 0 | 0 | 0 | 0 | 0 | 0 | 0 | 0 | 0 | 0 | 0 | 0 | 0 | 0 | 0 | 0 | 0 | 0 | 0 | 0 | 0 | 0 | 0 | 0 | 0 | 0 | 0 | 0
[10 empty] | 0 | 0 | 0 | 0 | 0 | 0 | 0 | 0 | 0 | 0 | 0 | 0 | 0 | 0 | 0 | 0 | 0 | 0 | 0 | 0 | 0 | 0 | 0 | 0 | 0 | 0 | 0 | 0
[10 empty] | 0 | 0 | 0 | 0 | 0 | 0 | 0 | 0 | 0 | 0 | 0 | 0 | 0 | 0 | 0 | 0 | 0 | 0 | 0 | 0 | 0 | 0 | 0 | 0 | 0 | 0 | 0 | 0
[10 empty] | 0 | 0 | 0 | 0 | 0 | 0 | 0 | 0 | 0 | 0 | 0 | 0 | 0 | 0 | 0 | 0 | 0 | 0 | 0 | 0 | 0 | 0 | 0 | 0 | 0 | 0 | 0 | 0
[10 empty] | 0 | 0 | 0 | 0 | 0 | 0 | 0 | 0 | 0 | 0 | 0 | 0 | 0 | 0 | 0 | 0 | 0 | 0 | 0 | 0 | 0 | 0 | 0 | 0 | 0 | 0 | 0 | 0
[10 empty] | 0 | 0 | 0 | 0 | 0 | 0 | 0 | 0 | 0 | 0 | 0 | 0 | 0 | 0 | 0 | 0 | 0 | 0 | 0 | 0 | 0 | 0 | 0 | 0 | 0 | 0 | 0 | 0
[10 empty] | 0 | 0 | 0 | 0 | 0 | 0 | 0 | 0 | 0 | 0 | 0 | 0 | 0 | 0 | 0 | 0 | 0 | 0 | 0 | 0 | 0 | 0 | 0 | 0 | 0 | 0 | 0 | 0
[10 empty] | 0 | 0 | 0 | 0 | 0 | 0 | 0 | 0 | 0 | 0 | 0 | 0 | 0 | 0 | 0 | 0 | 0 | 0 | 0 | 0 | 0 | 0 | 0 | 0 | 0 | 0 | 0 | 0
[10 empty] | 0 | 0 | 0 | 0 | 0 | 0 | 0 | 0 | 0 | 0 | 0 | 0 | 0 | 0 | 0 | 0 | 0 | 0 | 0 | 0 | 0 | 0 | 0 | 0 | 0 | 0 | 0 | 0
[10 empty] | 0 | 0 | 0 | 0 | 0 | 0 | 0 | 0 | 0 | 0 | 0 | 0 | 0 | 0 | 0 | 0 | 0 | 0 | 0 | 0 | 0 | 0 | 0 | 0 | 0 | 0 | 0 | 0
[10 empty] | 0 | 0 | 0 | 0 | 0 | 0 | 0 | 0 | 0 | 0 | 0 | 0 | 0 | 0 | 0 | 0 | 0 | 0 | 0 | 0 | 0 | 0 | 0 | 0 | 0 | 0 | 0 | 0
[10 empty] | 0 | 0 | 0 | 0 | 0 | 0 | 0 | 0 | 0 | 0 | 0 | 0 | 0 | 0 | 0 | 0 | 0 | 0 | 0 | 0 | 0 | 0 | 0 | 0 | 0 | 0 | 0 | 0
[10 empty] | 0 | 0 | 0 | 0 | 0 | 0 | 0 | 0 | 0 | 0 | 0 | 0 | 0 | 0 | 0 | 0 | 0 | 0 | 0 | 0 | 0 | 0 | 0 | 0 | 0 | 0 | 0 | 0
[10 empty] | 0 | 0 | 0 | 0 | 0 | 0 | 0 | 0 | 0 | 0 | 0 | 0 | 0 | 0 | 0 | 0 | 0 | 0 | 0 | 0 | 0 | 0 | 0 | 0 | 0 | 0 | 0 | 0
[10 empty] | 0 | 0 | 0 | 0 | 0 | 0 | 0 | 0 | 0 | 0 | 0 | 0 | 0 | 0 | 0 | 0 | 0 | 0 | 0 | 0 | 0 | 0 | 0 | 0 | 0 | 0 | 0 | 0
[10 empty] | 0 | 0 | 0 | 0 | 0 | 0 | 0 | 0 | 0 | 0 | 0 | 0 | 0 | 0 | 0 | 0 | 0 | 0 | 0 | 0 | 0 | 0 | 0 | 0 | 0 | 0 | 0 | 0
[10 empty] | 0 | 0 | 0 | 0 | 0 | 0 | 0 | 0 | 0 | 0 | 0 | 0 | 0 | 0 | 0 | 0 | 0 | 0 | 0 | 0 | 0 | 0 | 0 | 0 | 0 | 0 | 0 | 0
[10 empty] | 0 | 0 | 0 | 0 | 0 | 0 | 0 | 0 | 0 | 0 | 0 | 0 | 0 | 0 | 0 | 0 | 0 | 0 | 0 | 0 | 0 | 0 | 0 | 0 | 0 | 0 | 0 | 0
[10 empty] | 0 | 0 | 0 | 0 | 0 | 0 | 0 | 0 | 0 | 0 | 0 | 0 | 0 | 0 | 0 | 0 | 0 | 0 | 0 | 0 | 0 | 0 | 0 | 0 | 0 | 0 | 0 | 0
[10 empty] | 0 | 0 | 0 | 0 | 0 | 0 | 0 | 0 | 0 | 0 | 0 | 0 | 0 | 0 | 0 | 0 | 0 | 0 | 0 | 0 | 0 | 0 | 0 | 0 | 0 | 0 | 0 | 0
[10 empty] | 0 | 0 | 0 | 0 | 0 | 0 | 0 | 0 | 0 | 0 | 0 | 0 | 0 | 0 | 0 | 0 | 0 | 0 | 0 | 0 | 0 | 0 | 0 | 0 | 0 | 0 | 0 | 0
[10 empty] | 0 | 0 | 0 | 0 | 0 | 0 | 0 | 0 | 0 | 0 | 0 | 0 | 0 | 0 | 0 | 0 | 0 | 0 | 0 | 0 | 0 | 0 | 0 | 0 | 0 | 0 | 0 | 0
[10 empty] | 0 | 0 | 0 | 0 | 0 | 0 | 0 | 0 | 0 | 0 | 0 | 0 | 0 | 0 | 0 | 0 | 0 | 0 | 0 | 0 | 0 | 0 | 0 | 0 | 0 | 0 | 0 | 0
[10 empty] | 0 | 0 | 0 | 0 | 0 | 0 | 0 | 0 | 0 | 0 | 0 | 0 | 0 | 0 | 0 | 0 | 0 | 0 | 0 | 0 | 0 | 0 | 0 | 0 | 0 | 0 | 0 | 0
[10 empty] | 0 | 0 | 0 | 0 | 0 | 0 | 0 | 0 | 0 | 0 | 0 | 0 | 0 | 0 | 0 | 0 | 0 | 0 | 0 | 0 | 0 | 0 | 0 | 0 | 0 | 0 | 0 | 0
[10 empty] | 0 | 0 | 0 | 0 | 0 | 0 | 0 | 0 | 0 | 0 | 0 | 0 | 0 | 0 | 0 | 0 | 0 | 0 | 0 | 0 | 0 | 0 | 0 | 0 | 0 | 0 | 0 | 0
[10 empty] | 0 | 0 | 0 | 0 | 0 | 0 | 0 | 0 | 0 | 0 | 0 | 0 | 0 | 0 | 0 | 0 | 0 | 0 | 0 | 0 | 0 | 0 | 0 | 0 | 0 | 0 | 0 | 0
[10 empty] | 0 | 0 | 0 | 0 | 0 | 0 | 0 | 0 | 0 | 0 | 0 | 0 | 0 | 0 | 0 | 0 | 0 | 0 | 0 | 0 | 0 | 0 | 0 | 0 | 0 | 0 | 0 | 0
[10 empty] | 0 | 0 | 0 | 0 | 0 | 0 | 0 | 0 | 0 | 0 | 0 | 0 | 0 | 0 | 0 | 0 | 0 | 0 | 0 | 0 | 0 | 0 | 0 | 0 | 0 | 0 | 0 | 0
[10 empty] | 0 | 0 | 0 | 0 | 0 | 0 | 0 | 0 | 0 | 0 | 0 | 0 | 0 | 0 | 0 | 0 | 0 | 0 | 0 | 0 | 0 | 0 | 0 | 0 | 0 | 0 | 0 | 0
[10 empty] | 0 | 0 | 0 | 0 | 0 | 0 | 0 | 0 | 0 | 0 | 0 | 0 | 0 | 0 | 0 | 0 | 0 | 0 | 0 | 0 | 0 | 0 | 0 | 0 | 0 | 0 | 0 | 0
[10 empty] | 0 | 0 | 0 | 0 | 0 | 0 | 0 | 0 | 0 | 0 | 0 | 0 | 0 | 0 | 0 | 0 | 0 | 0 | 0 | 0 | 0 | 0 | 0 | 0 | 0 | 0 | 0 | 0
[10 empty] | 0 | 0 | 0 | 0 | 0 | 0 | 0 | 0 | 0 | 0 | 0 | 0 | 0 | 0 | 0 | 0 | 0 | 0 | 0 | 0 | 0 | 0 | 0 | 0 | 0 | 0 | 0 | 0
[10 empty] | 0 | 0 | 0 | 0 | 0 | 0 | 0 | 0 | 0 | 0 | 0 | 0 | 0 | 0 | 0 | 0 | 0 | 0 | 0 | 0 | 0 | 0 | 0 | 0 | 0 | 0 | 0 | 0
[10 empty] | 0 | 0 | 0 | 0 | 0 | 0 | 0 | 0 | 0 | 0 | 0 | 0 | 0 | 0 | 0 | 0 | 0 | 0 | 0 | 0 | 0 | 0 | 0 | 0 | 0 | 0 | 0 | 0
[10 empty] | 0 | 0 | 0 | 0 | 0 | 0 | 0 | 0 | 0 | 0 | 0 | 0 | 0 | 0 | 0 | 0 | 0 | 0 | 0 | 0 | 0 | 0 | 0 | 0 | 0 | 0 | 0 | 0
[10 empty] | 0 | 0 | 0 | 0 | 0 | 0 | 0 | 0 | 0 | 0 | 0 | 0 | 0 | 0 | 0 | 0 | 0 | 0 | 0 | 0 | 0 | 0 | 0 | 0 | 0 | 0 | 0 | 0
[10 empty] | 0 | 0 | 0 | 0 | 0 | 0 | 0 | 0 | 0 | 0 | 0 | 0 | 0 | 0 | 0 | 0 | 0 | 0 | 0 | 0 | 0 | 0 | 0 | 0 | 0 | 0 | 0 | 0
[10 empty] | 0 | 0 | 0 | 0 | 0 | 0 | 0 | 0 | 0 | 0 | 0 | 0 | 0 | 0 | 0 | 0 | 0 | 0 | 0 | 0 | 0 | 0 | 0 | 0 | 0 | 0 | 0 | 0
[10 empty] | 0 | 0 | 0 | 0 | 0 | 0 | 0 | 0 | 0 | 0 | 0 | 0 | 0 | 0 | 0 | 0 | 0 | 0 | 0 | 0 | 0 | 0 | 0 | 0 | 0 | 0 | 0 | 0
[10 empty] | 0 | 0 | 0 | 0 | 0 | 0 | 0 | 0 | 0 | 0 | 0 | 0 | 0 | 0 | 0 | 0 | 0 | 0 | 0 | 0 | 0 | 0 | 0 | 0 | 0 | 0 | 0 | 0
[10 empty] | 0 | 0 | 0 | 0 | 0 | 0 | 0 | 0 | 0 | 0 | 0 | 0 | 0 | 0 | 0 | 0 | 0 | 0 | 0 | 0 | 0 | 0 | 0 | 0 | 0 | 0 | 0 | 0
[10 empty] | 0 | 0 | 0 | 0 | 0 | 0 | 0 | 0 | 0 | 0 | 0 | 0 | 0 | 0 | 0 | 0 | 0 | 0 | 0 | 0 | 0 | 0 | 0 | 0 | 0 | 0 | 0 | 0
[10 empty] | 0 | 0 | 0 | 0 | 0 | 0 | 0 | 0 | 0 | 0 | 0 | 0 | 0 | 0 | 0 | 0 | 0 | 0 | 0 | 0 | 0 | 0 | 0 | 0 | 0 | 0 | 0 | 0
[10 empty] | 0 | 0 | 0 | 0 | 0 | 0 | 0 | 0 | 0 | 0 | 0 | 0 | 0 | 0 | 0 | 0 | 0 | 0 | 0 | 0 | 0 | 0 | 0 | 0 | 0 | 0 | 0 | 0
[10 empty] | 0 | 0 | 0 | 0 | 0 | 0 | 0 | 0 | 0 | 0 | 0 | 0 | 0 | 0 | 0 | 0 | 0 | 0 | 0 | 0 | 0 | 0 | 0 | 0 | 0 | 0 | 0 | 0
[10 empty] | 0 | 0 | 0 | 0 | 0 | 0 | 0 | 0 | 0 | 0 | 0 | 0 | 0 | 0 | 0 | 0 | 0 | 0 | 0 | 0 | 0 | 0 | 0 | 0 | 0 | 0 | 0 | 0
[10 empty] | 0 | 0 | 0 | 0 | 0 | 0 | 0 | 0 | 0 | 0 | 0 | 0 | 0 | 0 | 0 | 0 | 0 | 0 | 0 | 0 | 0 | 0 | 0 | 0 | 0 | 0 | 0 | 0
[10 empty] | 0 | 0 | 0 | 0 | 0 | 0 | 0 | 0 | 0 | 0 | 0 | 0 | 0 | 0 | 0 | 0 | 0 | 0 | 0 | 0 | 0 | 0 | 0 | 0 | 0 | 0 | 0 | 0
[10 empty] | 0 | 0 | 0 | 0 | 0 | 0 | 0 | 0 | 0 | 0 | 0 | 0 | 0 | 0 | 0 | 0 | 0 | 0 | 0 | 0 | 0 | 0 | 0 | 0 | 0 | 0 | 0 | 0
[10 empty] | 0 | 0 | 0 | 0 | 0 | 0 | 0 | 0 | 0 | 0 | 0 | 0 | 0 | 0 | 0 | 0 | 0 | 0 | 0 | 0 | 0 | 0 | 0 | 0 | 0 | 0 | 0 | 0
[10 empty] | 0 | 0 | 0 | 0 | 0 | 0 | 0 | 0 | 0 | 0 | 0 | 0 | 0 | 0 | 0 | 0 | 0 | 0 | 0 | 0 | 0 | 0 | 0 | 0 | 0 | 0 | 0 | 0
[10 empty] | 0 | 0 | 0 | 0 | 0 | 0 | 0 | 0 | 0 | 0 | 0 | 0 | 0 | 0 | 0 | 0 | 0 | 0 | 0 | 0 | 0 | 0 | 0 | 0 | 0 | 0 | 0 | 0
[10 empty] | 0 | 0 | 0 | 0 | 0 | 0 | 0 | 0 | 0 | 0 | 0 | 0 | 0 | 0 | 0 | 0 | 0 | 0 | 0 | 0 | 0 | 0 | 0 | 0 | 0 | 0 | 0 | 0
[10 empty] | 0 | 0 | 0 | 0 | 0 | 0 | 0 | 0 | 0 | 0 | 0 | 0 | 0 | 0 | 0 | 0 | 0 | 0 | 0 | 0 | 0 | 0 | 0 | 0 | 0 | 0 | 0 | 0
[10 empty] | 0 | 0 | 0 | 0 | 0 | 0 | 0 | 0 | 0 | 0 | 0 | 0 | 0 | 0 | 0 | 0 | 0 | 0 | 0 | 0 | 0 | 0 | 0 | 0 | 0 | 0 | 0 | 0
[10 empty] | 0 | 0 | 0 | 0 | 0 | 0 | 0 | 0 | 0 | 0 | 0 | 0 | 0 | 0 | 0 | 0 | 0 | 0 | 0 | 0 | 0 | 0 | 0 | 0 | 0 | 0 | 0 | 0
[10 empty] | 0 | 0 | 0 | 0 | 0 | 0 | 0 | 0 | 0 | 0 | 0 | 0 | 0 | 0 | 0 | 0 | 0 | 0 | 0 | 0 | 0 | 0 | 0 | 0 | 0 | 0 | 0 | 0
[10 empty] | 0 | 0 | 0 | 0 | 0 | 0 | 0 | 0 | 0 | 0 | 0 | 0 | 0 | 0 | 0 | 0 | 0 | 0 | 0 | 0 | 0 | 0 | 0 | 0 | 0 | 0 | 0 | 0
[10 empty] | 0 | 0 | 0 | 0 | 0 | 0 | 0 | 0 | 0 | 0 | 0 | 0 | 0 | 0 | 0 | 0 | 0 | 0 | 0 | 0 | 0 | 0 | 0 | 0 | 0 | 0 | 0 | 0
[10 empty] | 0 | 0 | 0 | 0 | 0 | 0 | 0 | 0 | 0 | 0 | 0 | 0 | 0 | 0 | 0 | 0 | 0 | 0 | 0 | 0 | 0 | 0 | 0 | 0 | 0 | 0 | 0 | 0
[10 empty] | 0 | 0 | 0 | 0 | 0 | 0 | 0 | 0 | 0 | 0 | 0 | 0 | 0 | 0 | 0 | 0 | 0 | 0 | 0 | 0 | 0 | 0 | 0 | 0 | 0 | 0 | 0 | 0
[10 empty] | 0 | 0 | 0 | 0 | 0 | 0 | 0 | 0 | 0 | 0 | 0 | 0 | 0 | 0 | 0 | 0 | 0 | 0 | 0 | 0 | 0 | 0 | 0 | 0 | 0 | 0 | 0 | 0
[10 empty] | 0 | 0 | 0 | 0 | 0 | 0 | 0 | 0 | 0 | 0 | 0 | 0 | 0 | 0 | 0 | 0 | 0 | 0 | 0 | 0 | 0 | 0 | 0 | 0 | 0 | 0 | 0 | 0
[10 empty] | 0 | 0 | 0 | 0 | 0 | 0 | 0 | 0 | 0 | 0 | 0 | 0 | 0 | 0 | 0 | 0 | 0 | 0 | 0 | 0 | 0 | 0 | 0 | 0 | 0 | 0 | 0 | 0
[10 empty] | 0 | 0 | 0 | 0 | 0 | 0 | 0 | 0 | 0 | 0 | 0 | 0 | 0 | 0 | 0 | 0 | 0 | 0 | 0 | 0 | 0 | 0 | 0 | 0 | 0 | 0 | 0 | 0
[10 empty] | 0 | 0 | 0 | 0 | 0 | 0 | 0 | 0 | 0 | 0 | 0 | 0 | 0 | 0 | 0 | 0 | 0 | 0 | 0 | 0 | 0 | 0 | 0 | 0 | 0 | 0 | 0 | 0
[10 empty] | 0 | 0 | 0 | 0 | 0 | 0 | 0 | 0 | 0 | 0 | 0 | 0 | 0 | 0 | 0 | 0 | 0 | 0 | 0 | 0 | 0 | 0 | 0 | 0 | 0 | 0 | 0 | 0
[10 empty] | 0 | 0 | 0 | 0 | 0 | 0 | 0 | 0 | 0 | 0 | 0 | 0 | 0 | 0 | 0 | 0 | 0 | 0 | 0 | 0 | 0 | 0 | 0 | 0 | 0 | 0 | 0 | 0
[10 empty] | 0 | 0 | 0 | 0 | 0 | 0 | 0 | 0 | 0 | 0 | 0 | 0 | 0 | 0 | 0 | 0 | 0 | 0 | 0 | 0 | 0 | 0 | 0 | 0 | 0 | 0 | 0 | 0
[10 empty] | 0 | 0 | 0 | 0 | 0 | 0 | 0 | 0 | 0 | 0 | 0 | 0 | 0 | 0 | 0 | 0 | 0 | 0 | 0 | 0 | 0 | 0 | 0 | 0 | 0 | 0 | 0 | 0
[10 empty] | 0 | 0 | 0 | 0 | 0 | 0 | 0 | 0 | 0 | 0 | 0 | 0 | 0 | 0 | 0 | 0 | 0 | 0 | 0 | 0 | 0 | 0 | 0 | 0 | 0 | 0 | 0 | 0
[10 empty] | 0 | 0 | 0 | 0 | 0 | 0 | 0 | 0 | 0 | 0 | 0 | 0 | 0 | 0 | 0 | 0 | 0 | 0 | 0 | 0 | 0 | 0 | 0 | 0 | 0 | 0 | 0 | 0
[10 empty] | 0 | 0 | 0 | 0 | 0 | 0 | 0 | 0 | 0 | 0 | 0 | 0 | 0 | 0 | 0 | 0 | 0 | 0 | 0 | 0 | 0 | 0 | 0 | 0 | 0 | 0 | 0 | 0
[10 empty] | 0 | 0 | 0 | 0 | 0 | 0 | 0 | 0 | 0 | 0 | 0 | 0 | 0 | 0 | 0 | 0 | 0 | 0 | 0 | 0 | 0 | 0 | 0 | 0 | 0 | 0 | 0 | 0
[10 empty] | 0 | 0 | 0 | 0 | 0 | 0 | 0 | 0 | 0 | 0 | 0 | 0 | 0 | 0 | 0 | 0 | 0 | 0 | 0 | 0 | 0 | 0 | 0 | 0 | 0 | 0 | 0 | 0
[10 empty] | 0 | 0 | 0 | 0 | 0 | 0 | 0 | 0 | 0 | 0 | 0 | 0 | 0 | 0 | 0 | 0 | 0 | 0 | 0 | 0 | 0 | 0 | 0 | 0 | 0 | 0 | 0 | 0
[10 empty] | 0 | 0 | 0 | 0 | 0 | 0 | 0 | 0 | 0 | 0 | 0 | 0 | 0 | 0 | 0 | 0 | 0 | 0 | 0 | 0 | 0 | 0 | 0 | 0 | 0 | 0 | 0 | 0
[10 empty] | 0 | 0 | 0 | 0 | 0 | 0 | 0 | 0 | 0 | 0 | 0 | 0 | 0 | 0 | 0 | 0 | 0 | 0 | 0 | 0 | 0 | 0 | 0 | 0 | 0 | 0 | 0 | 0
[10 empty] | 0 | 0 | 0 | 0 | 0 | 0 | 0 | 0 | 0 | 0 | 0 | 0 | 0 | 0 | 0 | 0 | 0 | 0 | 0 | 0 | 0 | 0 | 0 | 0 | 0 | 0 | 0 | 0
[10 empty] | 0 | 0 | 0 | 0 | 0 | 0 | 0 | 0 | 0 | 0 | 0 | 0 | 0 | 0 | 0 | 0 | 0 | 0 | 0 | 0 | 0 | 0 | 0 | 0 | 0 | 0 | 0 | 0
[10 empty] | 0 | 0 | 0 | 0 | 0 | 0 | 0 | 0 | 0 | 0 | 0 | 0 | 0 | 0 | 0 | 0 | 0 | 0 | 0 | 0 | 0 | 0 | 0 | 0 | 0 | 0 | 0 | 0
[10 empty] | 0 | 0 | 0 | 0 | 0 | 0 | 0 | 0 | 0 | 0 | 0 | 0 | 0 | 0 | 0 | 0 | 0 | 0 | 0 | 0 | 0 | 0 | 0 | 0 | 0 | 0 | 0 | 0
[10 empty] | 0 | 0 | 0 | 0 | 0 | 0 | 0 | 0 | 0 | 0 | 0 | 0 | 0 | 0 | 0 | 0 | 0 | 0 | 0 | 0 | 0 | 0 | 0 | 0 | 0 | 0 | 0 | 0
[10 empty] | 0 | 0 | 0 | 0 | 0 | 0 | 0 | 0 | 0 | 0 | 0 | 0 | 0 | 0 | 0 | 0 | 0 | 0 | 0 | 0 | 0 | 0 | 0 | 0 | 0 | 0 | 0 | 0
[10 empty] | 0 | 0 | 0 | 0 | 0 | 0 | 0 | 0 | 0 | 0 | 0 | 0 | 0 | 0 | 0 | 0 | 0 | 0 | 0 | 0 | 0 | 0 | 0 | 0 | 0 | 0 | 0 | 0
[10 empty] | 0 | 0 | 0 | 0 | 0 | 0 | 0 | 0 | 0 | 0 | 0 | 0 | 0 | 0 | 0 | 0 | 0 | 0 | 0 | 0 | 0 | 0 | 0 | 0 | 0 | 0 | 0 | 0
[10 empty] | 0 | 0 | 0 | 0 | 0 | 0 | 0 | 0 | 0 | 0 | 0 | 0 | 0 | 0 | 0 | 0 | 0 | 0 | 0 | 0 | 0 | 0 | 0 | 0 | 0 | 0 | 0 | 0
[10 empty] | 0 | 0 | 0 | 0 | 0 | 0 | 0 | 0 | 0 | 0 | 0 | 0 | 0 | 0 | 0 | 0 | 0 | 0 | 0 | 0 | 0 | 0 | 0 | 0 | 0 | 0 | 0 | 0
[10 empty] | 0 | 0 | 0 | 0 | 0 | 0 | 0 | 0 | 0 | 0 | 0 | 0 | 0 | 0 | 0 | 0 | 0 | 0 | 0 | 0 | 0 | 0 | 0 | 0 | 0 | 0 | 0 | 0
[10 empty] | 0 | 0 | 0 | 0 | 0 | 0 | 0 | 0 | 0 | 0 | 0 | 0 | 0 | 0 | 0 | 0 | 0 | 0 | 0 | 0 | 0 | 0 | 0 | 0 | 0 | 0 | 0 | 0
[10 empty] | 0 | 0 | 0 | 0 | 0 | 0 | 0 | 0 | 0 | 0 | 0 | 0 | 0 | 0 | 0 | 0 | 0 | 0 | 0 | 0 | 0 | 0 | 0 | 0 | 0 | 0 | 0 | 0
[10 empty] | 0 | 0 | 0 | 0 | 0 | 0 | 0 | 0 | 0 | 0 | 0 | 0 | 0 | 0 | 0 | 0 | 0 | 0 | 0 | 0 | 0 | 0 | 0 | 0 | 0 | 0 | 0 | 0
[10 empty] | 0 | 0 | 0 | 0 | 0 | 0 | 0 | 0 | 0 | 0 | 0 | 0 | 0 | 0 | 0 | 0 | 0 | 0 | 0 | 0 | 0 | 0 | 0 | 0 | 0 | 0 | 0 | 0
[10 empty] | 0 | 0 | 0 | 0 | 0 | 0 | 0 | 0 | 0 | 0 | 0 | 0 | 0 | 0 | 0 | 0 | 0 | 0 | 0 | 0 | 0 | 0 | 0 | 0 | 0 | 0 | 0 | 0
[10 empty] | 0 | 0 | 0 | 0 | 0 | 0 | 0 | 0 | 0 | 0 | 0 | 0 | 0 | 0 | 0 | 0 | 0 | 0 | 0 | 0 | 0 | 0 | 0 | 0 | 0 | 0 | 0 | 0
[10 empty] | 0 | 0 | 0 | 0 | 0 | 0 | 0 | 0 | 0 | 0 | 0 | 0 | 0 | 0 | 0 | 0 | 0 | 0 | 0 | 0 | 0 | 0 | 0 | 0 | 0 | 0 | 0 | 0
[10 empty] | 0 | 0 | 0 | 0 | 0 | 0 | 0 | 0 | 0 | 0 | 0 | 0 | 0 | 0 | 0 | 0 | 0 | 0 | 0 | 0 | 0 | 0 | 0 | 0 | 0 | 0 | 0 | 0
[10 empty] | 0 | 0 | 0 | 0 | 0 | 0 | 0 | 0 | 0 | 0 | 0 | 0 | 0 | 0 | 0 | 0 | 0 | 0 | 0 | 0 | 0 | 0 | 0 | 0 | 0 | 0 | 0 | 0
[10 empty] | 0 | 0 | 0 | 0 | 0 | 0 | 0 | 0 | 0 | 0 | 0 | 0 | 0 | 0 | 0 | 0 | 0 | 0 | 0 | 0 | 0 | 0 | 0 | 0 | 0 | 0 | 0 | 0
[10 empty] | 0 | 0 | 0 | 0 | 0 | 0 | 0 | 0 | 0 | 0 | 0 | 0 | 0 | 0 | 0 | 0 | 0 | 0 | 0 | 0 | 0 | 0 | 0 | 0 | 0 | 0 | 0 | 0
[10 empty] | 0 | 0 | 0 | 0 | 0 | 0 | 0 | 0 | 0 | 0 | 0 | 0 | 0 | 0 | 0 | 0 | 0 | 0 | 0 | 0 | 0 | 0 | 0 | 0 | 0 | 0 | 0 | 0
[10 empty] | 0 | 0 | 0 | 0 | 0 | 0 | 0 | 0 | 0 | 0 | 0 | 0 | 0 | 0 | 0 | 0 | 0 | 0 | 0 | 0 | 0 | 0 | 0 | 0 | 0 | 0 | 0 | 0
[10 empty] | 0 | 0 | 0 | 0 | 0 | 0 | 0 | 0 | 0 | 0 | 0 | 0 | 0 | 0 | 0 | 0 | 0 | 0 | 0 | 0 | 0 | 0 | 0 | 0 | 0 | 0 | 0 | 0
[10 empty] | 0 | 0 | 0 | 0 | 0 | 0 | 0 | 0 | 0 | 0 | 0 | 0 | 0 | 0 | 0 | 0 | 0 | 0 | 0 | 0 | 0 | 0 | 0 | 0 | 0 | 0 | 0 | 0
[10 empty] | 0 | 0 | 0 | 0 | 0 | 0 | 0 | 0 | 0 | 0 | 0 | 0 | 0 | 0 | 0 | 0 | 0 | 0 | 0 | 0 | 0 | 0 | 0 | 0 | 0 | 0 | 0 | 0
[10 empty] | 0 | 0 | 0 | 0 | 0 | 0 | 0 | 0 | 0 | 0 | 0 | 0 | 0 | 0 | 0 | 0 | 0 | 0 | 0 | 0 | 0 | 0 | 0 | 0 | 0 | 0 | 0 | 0
[10 empty] | 0 | 0 | 0 | 0 | 0 | 0 | 0 | 0 | 0 | 0 | 0 | 0 | 0 | 0 | 0 | 0 | 0 | 0 | 0 | 0 | 0 | 0 | 0 | 0 | 0 | 0 | 0 | 0
[10 empty] | 0 | 0 | 0 | 0 | 0 | 0 | 0 | 0 | 0 | 0 | 0 | 0 | 0 | 0 | 0 | 0 | 0 | 0 | 0 | 0 | 0 | 0 | 0 | 0 | 0 | 0 | 0 | 0
[10 empty] | 0 | 0 | 0 | 0 | 0 | 0 | 0 | 0 | 0 | 0 | 0 | 0 | 0 | 0 | 0 | 0 | 0 | 0 | 0 | 0 | 0 | 0 | 0 | 0 | 0 | 0 | 0 | 0
[10 empty] | 0 | 0 | 0 | 0 | 0 | 0 | 0 | 0 | 0 | 0 | 0 | 0 | 0 | 0 | 0 | 0 | 0 | 0 | 0 | 0 | 0 | 0 | 0 | 0 | 0 | 0 | 0 | 0
[10 empty] | 0 | 0 | 0 | 0 | 0 | 0 | 0 | 0 | 0 | 0 | 0 | 0 | 0 | 0 | 0 | 0 | 0 | 0 | 0 | 0 | 0 | 0 | 0 | 0 | 0 | 0 | 0 | 0
[10 empty] | 0 | 0 | 0 | 0 | 0 | 0 | 0 | 0 | 0 | 0 | 0 | 0 | 0 | 0 | 0 | 0 | 0 | 0 | 0 | 0 | 0 | 0 | 0 | 0 | 0 | 0 | 0 | 0
[10 empty] | 0 | 0 | 0 | 0 | 0 | 0 | 0 | 0 | 0 | 0 | 0 | 0 | 0 | 0 | 0 | 0 | 0 | 0 | 0 | 0 | 0 | 0 | 0 | 0 | 0 | 0 | 0 | 0
[10 empty] | 0 | 0 | 0 | 0 | 0 | 0 | 0 | 0 | 0 | 0 | 0 | 0 | 0 | 0 | 0 | 0 | 0 | 0 | 0 | 0 | 0 | 0 | 0 | 0 | 0 | 0 | 0 | 0
[10 empty] | 0 | 0 | 0 | 0 | 0 | 0 | 0 | 0 | 0 | 0 | 0 | 0 | 0 | 0 | 0 | 0 | 0 | 0 | 0 | 0 | 0 | 0 | 0 | 0 | 0 | 0 | 0 | 0
[10 empty] | 0 | 0 | 0 | 0 | 0 | 0 | 0 | 0 | 0 | 0 | 0 | 0 | 0 | 0 | 0 | 0 | 0 | 0 | 0 | 0 | 0 | 0 | 0 | 0 | 0 | 0 | 0 | 0
[10 empty] | 0 | 0 | 0 | 0 | 0 | 0 | 0 | 0 | 0 | 0 | 0 | 0 | 0 | 0 | 0 | 0 | 0 | 0 | 0 | 0 | 0 | 0 | 0 | 0 | 0 | 0 | 0 | 0
[10 empty] | 0 | 0 | 0 | 0 | 0 | 0 | 0 | 0 | 0 | 0 | 0 | 0 | 0 | 0 | 0 | 0 | 0 | 0 | 0 | 0 | 0 | 0 | 0 | 0 | 0 | 0 | 0 | 0
[10 empty] | 0 | 0 | 0 | 0 | 0 | 0 | 0 | 0 | 0 | 0 | 0 | 0 | 0 | 0 | 0 | 0 | 0 | 0 | 0 | 0 | 0 | 0 | 0 | 0 | 0 | 0 | 0 | 0
[10 empty] | 0 | 0 | 0 | 0 | 0 | 0 | 0 | 0 | 0 | 0 | 0 | 0 | 0 | 0 | 0 | 0 | 0 | 0 | 0 | 0 | 0 | 0 | 0 | 0 | 0 | 0 | 0 | 0
[10 empty] | 0 | 0 | 0 | 0 | 0 | 0 | 0 | 0 | 0 | 0 | 0 | 0 | 0 | 0 | 0 | 0 | 0 | 0 | 0 | 0 | 0 | 0 | 0 | 0 | 0 | 0 | 0 | 0
[10 empty] | 0 | 0 | 0 | 0 | 0 | 0 | 0 | 0 | 0 | 0 | 0 | 0 | 0 | 0 | 0 | 0 | 0 | 0 | 0 | 0 | 0 | 0 | 0 | 0 | 0 | 0 | 0 | 0
[10 empty] | 0 | 0 | 0 | 0 | 0 | 0 | 0 | 0 | 0 | 0 | 0 | 0 | 0 | 0 | 0 | 0 | 0 | 0 | 0 | 0 | 0 | 0 | 0 | 0 | 0 | 0 | 0 | 0
[10 empty] | 0 | 0 | 0 | 0 | 0 | 0 | 0 | 0 | 0 | 0 | 0 | 0 | 0 | 0 | 0 | 0 | 0 | 0 | 0 | 0 | 0 | 0 | 0 | 0 | 0 | 0 | 0 | 0
[10 empty] | 0 | 0 | 0 | 0 | 0 | 0 | 0 | 0 | 0 | 0 | 0 | 0 | 0 | 0 | 0 | 0 | 0 | 0 | 0 | 0 | 0 | 0 | 0 | 0 | 0 | 0 | 0 | 0
[10 empty] | 0 | 0 | 0 | 0 | 0 | 0 | 0 | 0 | 0 | 0 | 0 | 0 | 0 | 0 | 0 | 0 | 0 | 0 | 0 | 0 | 0 | 0 | 0 | 0 | 0 | 0 | 0 | 0
[10 empty] | 0 | 0 | 0 | 0 | 0 | 0 | 0 | 0 | 0 | 0 | 0 | 0 | 0 | 0 | 0 | 0 | 0 | 0 | 0 | 0 | 0 | 0 | 0 | 0 | 0 | 0 | 0 | 0
[10 empty] | 0 | 0 | 0 | 0 | 0 | 0 | 0 | 0 | 0 | 0 | 0 | 0 | 0 | 0 | 0 | 0 | 0 | 0 | 0 | 0 | 0 | 0 | 0 | 0 | 0 | 0 | 0 | 0
[10 empty] | 0 | 0 | 0 | 0 | 0 | 0 | 0 | 0 | 0 | 0 | 0 | 0 | 0 | 0 | 0 | 0 | 0 | 0 | 0 | 0 | 0 | 0 | 0 | 0 | 0 | 0 | 0 | 0
[10 empty] | 0 | 0 | 0 | 0 | 0 | 0 | 0 | 0 | 0 | 0 | 0 | 0 | 0 | 0 | 0 | 0 | 0 | 0 | 0 | 0 | 0 | 0 | 0 | 0 | 0 | 0 | 0 | 0
[10 empty] | 0 | 0 | 0 | 0 | 0 | 0 | 0 | 0 | 0 | 0 | 0 | 0 | 0 | 0 | 0 | 0 | 0 | 0 | 0 | 0 | 0 | 0 | 0 | 0 | 0 | 0 | 0 | 0
[10 empty] | 0 | 0 | 0 | 0 | 0 | 0 | 0 | 0 | 0 | 0 | 0 | 0 | 0 | 0 | 0 | 0 | 0 | 0 | 0 | 0 | 0 | 0 | 0 | 0 | 0 | 0 | 0 | 0
[10 empty] | 0 | 0 | 0 | 0 | 0 | 0 | 0 | 0 | 0 | 0 | 0 | 0 | 0 | 0 | 0 | 0 | 0 | 0 | 0 | 0 | 0 | 0 | 0 | 0 | 0 | 0 | 0 | 0
[10 empty] | 0 | 0 | 0 | 0 | 0 | 0 | 0 | 0 | 0 | 0 | 0 | 0 | 0 | 0 | 0 | 0 | 0 | 0 | 0 | 0 | 0 | 0 | 0 | 0 | 0 | 0 | 0 | 0
[10 empty] | 0 | 0 | 0 | 0 | 0 | 0 | 0 | 0 | 0 | 0 | 0 | 0 | 0 | 0 | 0 | 0 | 0 | 0 | 0 | 0 | 0 | 0 | 0 | 0 | 0 | 0 | 0 | 0
[10 empty] | 0 | 0 | 0 | 0 | 0 | 0 | 0 | 0 | 0 | 0 | 0 | 0 | 0 | 0 | 0 | 0 | 0 | 0 | 0 | 0 | 0 | 0 | 0 | 0 | 0 | 0 | 0 | 0
[10 empty] | 0 | 0 | 0 | 0 | 0 | 0 | 0 | 0 | 0 | 0 | 0 | 0 | 0 | 0 | 0 | 0 | 0 | 0 | 0 | 0 | 0 | 0 | 0 | 0 | 0 | 0 | 0 | 0
[10 empty] | 0 | 0 | 0 | 0 | 0 | 0 | 0 | 0 | 0 | 0 | 0 | 0 | 0 | 0 | 0 | 0 | 0 | 0 | 0 | 0 | 0 | 0 | 0 | 0 | 0 | 0 | 0 | 0
[10 empty] | 0 | 0 | 0 | 0 | 0 | 0 | 0 | 0 | 0 | 0 | 0 | 0 | 0 | 0 | 0 | 0 | 0 | 0 | 0 | 0 | 0 | 0 | 0 | 0 | 0 | 0 | 0 | 0
[10 empty] | 0 | 0 | 0 | 0 | 0 | 0 | 0 | 0 | 0 | 0 | 0 | 0 | 0 | 0 | 0 | 0 | 0 | 0 | 0 | 0 | 0 | 0 | 0 | 0 | 0 | 0 | 0 | 0
[10 empty] | 0 | 0 | 0 | 0 | 0 | 0 | 0 | 0 | 0 | 0 | 0 | 0 | 0 | 0 | 0 | 0 | 0 | 0 | 0 | 0 | 0 | 0 | 0 | 0 | 0 | 0 | 0 | 0
[10 empty] | 0 | 0 | 0 | 0 | 0 | 0 | 0 | 0 | 0 | 0 | 0 | 0 | 0 | 0 | 0 | 0 | 0 | 0 | 0 | 0 | 0 | 0 | 0 | 0 | 0 | 0 | 0 | 0
[10 empty] | 0 | 0 | 0 | 0 | 0 | 0 | 0 | 0 | 0 | 0 | 0 | 0 | 0 | 0 | 0 | 0 | 0 | 0 | 0 | 0 | 0 | 0 | 0 | 0 | 0 | 0 | 0 | 0
[10 empty] | 0 | 0 | 0 | 0 | 0 | 0 | 0 | 0 | 0 | 0 | 0 | 0 | 0 | 0 | 0 | 0 | 0 | 0 | 0 | 0 | 0 | 0 | 0 | 0 | 0 | 0 | 0 | 0
[10 empty] | 0 | 0 | 0 | 0 | 0 | 0 | 0 | 0 | 0 | 0 | 0 | 0 | 0 | 0 | 0 | 0 | 0 | 0 | 0 | 0 | 0 | 0 | 0 | 0 | 0 | 0 | 0 | 0
[10 empty] | 0 | 0 | 0 | 0 | 0 | 0 | 0 | 0 | 0 | 0 | 0 | 0 | 0 | 0 | 0 | 0 | 0 | 0 | 0 | 0 | 0 | 0 | 0 | 0 | 0 | 0 | 0 | 0
[10 empty] | 0 | 0 | 0 | 0 | 0 | 0 | 0 | 0 | 0 | 0 | 0 | 0 | 0 | 0 | 0 | 0 | 0 | 0 | 0 | 0 | 0 | 0 | 0 | 0 | 0 | 0 | 0 | 0
[10 empty] | 0 | 0 | 0 | 0 | 0 | 0 | 0 | 0 | 0 | 0 | 0 | 0 | 0 | 0 | 0 | 0 | 0 | 0 | 0 | 0 | 0 | 0 | 0 | 0 | 0 | 0 | 0 | 0
[10 empty] | 0 | 0 | 0 | 0 | 0 | 0 | 0 | 0 | 0 | 0 | 0 | 0 | 0 | 0 | 0 | 0 | 0 | 0 | 0 | 0 | 0 | 0 | 0 | 0 | 0 | 0 | 0 | 0
[10 empty] | 0 | 0 | 0 | 0 | 0 | 0 | 0 | 0 | 0 | 0 | 0 | 0 | 0 | 0 | 0 | 0 | 0 | 0 | 0 | 0 | 0 | 0 | 0 | 0 | 0 | 0 | 0 | 0
[10 empty] | 0 | 0 | 0 | 0 | 0 | 0 | 0 | 0 | 0 | 0 | 0 | 0 | 0 | 0 | 0 | 0 | 0 | 0 | 0 | 0 | 0 | 0 | 0 | 0 | 0 | 0 | 0 | 0
[10 empty] | 0 | 0 | 0 | 0 | 0 | 0 | 0 | 0 | 0 | 0 | 0 | 0 | 0 | 0 | 0 | 0 | 0 | 0 | 0 | 0 | 0 | 0 | 0 | 0 | 0 | 0 | 0 | 0
[10 empty] | 0 | 0 | 0 | 0 | 0 | 0 | 0 | 0 | 0 | 0 | 0 | 0 | 0 | 0 | 0 | 0 | 0 | 0 | 0 | 0 | 0 | 0 | 0 | 0 | 0 | 0 | 0 | 0
[10 empty] | 0 | 0 | 0 | 0 | 0 | 0 | 0 | 0 | 0 | 0 | 0 | 0 | 0 | 0 | 0 | 0 | 0 | 0 | 0 | 0 | 0 | 0 | 0 | 0 | 0 | 0 | 0 | 0
[10 empty] | 0 | 0 | 0 | 0 | 0 | 0 | 0 | 0 | 0 | 0 | 0 | 0 | 0 | 0 | 0 | 0 | 0 | 0 | 0 | 0 | 0 | 0 | 0 | 0 | 0 | 0 | 0 | 0
[10 empty] | 0 | 0 | 0 | 0 | 0 | 0 | 0 | 0 | 0 | 0 | 0 | 0 | 0 | 0 | 0 | 0 | 0 | 0 | 0 | 0 | 0 | 0 | 0 | 0 | 0 | 0 | 0 | 0
[10 empty] | 0 | 0 | 0 | 0 | 0 | 0 | 0 | 0 | 0 | 0 | 0 | 0 | 0 | 0 | 0 | 0 | 0 | 0 | 0 | 0 | 0 | 0 | 0 | 0 | 0 | 0 | 0 | 0
[10 empty] | 0 | 0 | 0 | 0 | 0 | 0 | 0 | 0 | 0 | 0 | 0 | 0 | 0 | 0 | 0 | 0 | 0 | 0 | 0 | 0 | 0 | 0 | 0 | 0 | 0 | 0 | 0 | 0
[10 empty] | 0 | 0 | 0 | 0 | 0 | 0 | 0 | 0 | 0 | 0 | 0 | 0 | 0 | 0 | 0 | 0 | 0 | 0 | 0 | 0 | 0 | 0 | 0 | 0 | 0 | 0 | 0 | 0
[10 empty] | 0 | 0 | 0 | 0 | 0 | 0 | 0 | 0 | 0 | 0 | 0 | 0 | 0 | 0 | 0 | 0 | 0 | 0 | 0 | 0 | 0 | 0 | 0 | 0 | 0 | 0 | 0 | 0
[10 empty] | 0 | 0 | 0 | 0 | 0 | 0 | 0 | 0 | 0 | 0 | 0 | 0 | 0 | 0 | 0 | 0 | 0 | 0 | 0 | 0 | 0 | 0 | 0 | 0 | 0 | 0 | 0 | 0
[10 empty] | 0 | 0 | 0 | 0 | 0 | 0 | 0 | 0 | 0 | 0 | 0 | 0 | 0 | 0 | 0 | 0 | 0 | 0 | 0 | 0 | 0 | 0 | 0 | 0 | 0 | 0 | 0 | 0
[10 empty] | 0 | 0 | 0 | 0 | 0 | 0 | 0 | 0 | 0 | 0 | 0 | 0 | 0 | 0 | 0 | 0 | 0 | 0 | 0 | 0 | 0 | 0 | 0 | 0 | 0 | 0 | 0 | 0
[10 empty] | 0 | 0 | 0 | 0 | 0 | 0 | 0 | 0 | 0 | 0 | 0 | 0 | 0 | 0 | 0 | 0 | 0 | 0 | 0 | 0 | 0 | 0 | 0 | 0 | 0 | 0 | 0 | 0
[10 empty] | 0 | 0 | 0 | 0 | 0 | 0 | 0 | 0 | 0 | 0 | 0 | 0 | 0 | 0 | 0 | 0 | 0 | 0 | 0 | 0 | 0 | 0 | 0 | 0 | 0 | 0 | 0 | 0
[10 empty] | 0 | 0 | 0 | 0 | 0 | 0 | 0 | 0 | 0 | 0 | 0 | 0 | 0 | 0 | 0 | 0 | 0 | 0 | 0 | 0 | 0 | 0 | 0 | 0 | 0 | 0 | 0 | 0
[10 empty] | 0 | 0 | 0 | 0 | 0 | 0 | 0 | 0 | 0 | 0 | 0 | 0 | 0 | 0 | 0 | 0 | 0 | 0 | 0 | 0 | 0 | 0 | 0 | 0 | 0 | 0 | 0 | 0
[10 empty] | 0 | 0 | 0 | 0 | 0 | 0 | 0 | 0 | 0 | 0 | 0 | 0 | 0 | 0 | 0 | 0 | 0 | 0 | 0 | 0 | 0 | 0 | 0 | 0 | 0 | 0 | 0 | 0
[10 empty] | 0 | 0 | 0 | 0 | 0 | 0 | 0 | 0 | 0 | 0 | 0 | 0 | 0 | 0 | 0 | 0 | 0 | 0 | 0 | 0 | 0 | 0 | 0 | 0 | 0 | 0 | 0 | 0
[10 empty] | 0 | 0 | 0 | 0 | 0 | 0 | 0 | 0 | 0 | 0 | 0 | 0 | 0 | 0 | 0 | 0 | 0 | 0 | 0 | 0 | 0 | 0 | 0 | 0 | 0 | 0 | 0 | 0
[10 empty] | 0 | 0 | 0 | 0 | 0 | 0 | 0 | 0 | 0 | 0 | 0 | 0 | 0 | 0 | 0 | 0 | 0 | 0 | 0 | 0 | 0 | 0 | 0 | 0 | 0 | 0 | 0 | 0
[10 empty] | 0 | 0 | 0 | 0 | 0 | 0 | 0 | 0 | 0 | 0 | 0 | 0 | 0 | 0 | 0 | 0 | 0 | 0 | 0 | 0 | 0 | 0 | 0 | 0 | 0 | 0 | 0 | 0
[10 empty] | 0 | 0 | 0 | 0 | 0 | 0 | 0 | 0 | 0 | 0 | 0 | 0 | 0 | 0 | 0 | 0 | 0 | 0 | 0 | 0 | 0 | 0 | 0 | 0 | 0 | 0 | 0 | 0
[10 empty] | 0 | 0 | 0 | 0 | 0 | 0 | 0 | 0 | 0 | 0 | 0 | 0 | 0 | 0 | 0 | 0 | 0 | 0 | 0 | 0 | 0 | 0 | 0 | 0 | 0 | 0 | 0 | 0
[10 empty] | 0 | 0 | 0 | 0 | 0 | 0 | 0 | 0 | 0 | 0 | 0 | 0 | 0 | 0 | 0 | 0 | 0 | 0 | 0 | 0 | 0 | 0 | 0 | 0 | 0 | 0 | 0 | 0
[10 empty] | 0 | 0 | 0 | 0 | 0 | 0 | 0 | 0 | 0 | 0 | 0 | 0 | 0 | 0 | 0 | 0 | 0 | 0 | 0 | 0 | 0 | 0 | 0 | 0 | 0 | 0 | 0 | 0
[10 empty] | 0 | 0 | 0 | 0 | 0 | 0 | 0 | 0 | 0 | 0 | 0 | 0 | 0 | 0 | 0 | 0 | 0 | 0 | 0 | 0 | 0 | 0 | 0 | 0 | 0 | 0 | 0 | 0
[10 empty] | 0 | 0 | 0 | 0 | 0 | 0 | 0 | 0 | 0 | 0 | 0 | 0 | 0 | 0 | 0 | 0 | 0 | 0 | 0 | 0 | 0 | 0 | 0 | 0 | 0 | 0 | 0 | 0
[10 empty] | 0 | 0 | 0 | 0 | 0 | 0 | 0 | 0 | 0 | 0 | 0 | 0 | 0 | 0 | 0 | 0 | 0 | 0 | 0 | 0 | 0 | 0 | 0 | 0 | 0 | 0 | 0 | 0
[10 empty] | 0 | 0 | 0 | 0 | 0 | 0 | 0 | 0 | 0 | 0 | 0 | 0 | 0 | 0 | 0 | 0 | 0 | 0 | 0 | 0 | 0 | 0 | 0 | 0 | 0 | 0 | 0 | 0
[10 empty] | 0 | 0 | 0 | 0 | 0 | 0 | 0 | 0 | 0 | 0 | 0 | 0 | 0 | 0 | 0 | 0 | 0 | 0 | 0 | 0 | 0 | 0 | 0 | 0 | 0 | 0 | 0 | 0
[10 empty] | 0 | 0 | 0 | 0 | 0 | 0 | 0 | 0 | 0 | 0 | 0 | 0 | 0 | 0 | 0 | 0 | 0 | 0 | 0 | 0 | 0 | 0 | 0 | 0 | 0 | 0 | 0 | 0
[10 empty] | 0 | 0 | 0 | 0 | 0 | 0 | 0 | 0 | 0 | 0 | 0 | 0 | 0 | 0 | 0 | 0 | 0 | 0 | 0 | 0 | 0 | 0 | 0 | 0 | 0 | 0 | 0 | 0
[10 empty] | 0 | 0 | 0 | 0 | 0 | 0 | 0 | 0 | 0 | 0 | 0 | 0 | 0 | 0 | 0 | 0 | 0 | 0 | 0 | 0 | 0 | 0 | 0 | 0 | 0 | 0 | 0 | 0
[10 empty] | 0 | 0 | 0 | 0 | 0 | 0 | 0 | 0 | 0 | 0 | 0 | 0 | 0 | 0 | 0 | 0 | 0 | 0 | 0 | 0 | 0 | 0 | 0 | 0 | 0 | 0 | 0 | 0
[10 empty] | 0 | 0 | 0 | 0 | 0 | 0 | 0 | 0 | 0 | 0 | 0 | 0 | 0 | 0 | 0 | 0 | 0 | 0 | 0 | 0 | 0 | 0 | 0 | 0 | 0 | 0 | 0 | 0
[10 empty] | 0 | 0 | 0 | 0 | 0 | 0 | 0 | 0 | 0 | 0 | 0 | 0 | 0 | 0 | 0 | 0 | 0 | 0 | 0 | 0 | 0 | 0 | 0 | 0 | 0 | 0 | 0 | 0
[10 empty] | 0 | 0 | 0 | 0 | 0 | 0 | 0 | 0 | 0 | 0 | 0 | 0 | 0 | 0 | 0 | 0 | 0 | 0 | 0 | 0 | 0 | 0 | 0 | 0 | 0 | 0 | 0 | 0
[10 empty] | 0 | 0 | 0 | 0 | 0 | 0 | 0 | 0 | 0 | 0 | 0 | 0 | 0 | 0 | 0 | 0 | 0 | 0 | 0 | 0 | 0 | 0 | 0 | 0 | 0 | 0 | 0 | 0
[10 empty] | 0 | 0 | 0 | 0 | 0 | 0 | 0 | 0 | 0 | 0 | 0 | 0 | 0 | 0 | 0 | 0 | 0 | 0 | 0 | 0 | 0 | 0 | 0 | 0 | 0 | 0 | 0 | 0
[10 empty] | 0 | 0 | 0 | 0 | 0 | 0 | 0 | 0 | 0 | 0 | 0 | 0 | 0 | 0 | 0 | 0 | 0 | 0 | 0 | 0 | 0 | 0 | 0 | 0 | 0 | 0 | 0 | 0
[10 empty] | 0 | 0 | 0 | 0 | 0 | 0 | 0 | 0 | 0 | 0 | 0 | 0 | 0 | 0 | 0 | 0 | 0 | 0 | 0 | 0 | 0 | 0 | 0 | 0 | 0 | 0 | 0 | 0
[10 empty] | 0 | 0 | 0 | 0 | 0 | 0 | 0 | 0 | 0 | 0 | 0 | 0 | 0 | 0 | 0 | 0 | 0 | 0 | 0 | 0 | 0 | 0 | 0 | 0 | 0 | 0 | 0 | 0
[10 empty] | 0 | 0 | 0 | 0 | 0 | 0 | 0 | 0 | 0 | 0 | 0 | 0 | 0 | 0 | 0 | 0 | 0 | 0 | 0 | 0 | 0 | 0 | 0 | 0 | 0 | 0 | 0 | 0
[10 empty] | 0 | 0 | 0 | 0 | 0 | 0 | 0 | 0 | 0 | 0 | 0 | 0 | 0 | 0 | 0 | 0 | 0 | 0 | 0 | 0 | 0 | 0 | 0 | 0 | 0 | 0 | 0 | 0
[10 empty] | 0 | 0 | 0 | 0 | 0 | 0 | 0 | 0 | 0 | 0 | 0 | 0 | 0 | 0 | 0 | 0 | 0 | 0 | 0 | 0 | 0 | 0 | 0 | 0 | 0 | 0 | 0 | 0
[10 empty] | 0 | 0 | 0 | 0 | 0 | 0 | 0 | 0 | 0 | 0 | 0 | 0 | 0 | 0 | 0 | 0 | 0 | 0 | 0 | 0 | 0 | 0 | 0 | 0 | 0 | 0 | 0 | 0
[10 empty] | 0 | 0 | 0 | 0 | 0 | 0 | 0 | 0 | 0 | 0 | 0 | 0 | 0 | 0 | 0 | 0 | 0 | 0 | 0 | 0 | 0 | 0 | 0 | 0 | 0 | 0 | 0 | 0
[10 empty] | 0 | 0 | 0 | 0 | 0 | 0 | 0 | 0 | 0 | 0 | 0 | 0 | 0 | 0 | 0 | 0 | 0 | 0 | 0 | 0 | 0 | 0 | 0 | 0 | 0 | 0 | 0 | 0
[10 empty] | 0 | 0 | 0 | 0 | 0 | 0 | 0 | 0 | 0 | 0 | 0 | 0 | 0 | 0 | 0 | 0 | 0 | 0 | 0 | 0 | 0 | 0 | 0 | 0 | 0 | 0 | 0 | 0
[10 empty] | 0 | 0 | 0 | 0 | 0 | 0 | 0 | 0 | 0 | 0 | 0 | 0 | 0 | 0 | 0 | 0 | 0 | 0 | 0 | 0 | 0 | 0 | 0 | 0 | 0 | 0 | 0 | 0
[10 empty] | 0 | 0 | 0 | 0 | 0 | 0 | 0 | 0 | 0 | 0 | 0 | 0 | 0 | 0 | 0 | 0 | 0 | 0 | 0 | 0 | 0 | 0 | 0 | 0 | 0 | 0 | 0 | 0
[10 empty] | 0 | 0 | 0 | 0 | 0 | 0 | 0 | 0 | 0 | 0 | 0 | 0 | 0 | 0 | 0 | 0 | 0 | 0 | 0 | 0 | 0 | 0 | 0 | 0 | 0 | 0 | 0 | 0
[10 empty] | 0 | 0 | 0 | 0 | 0 | 0 | 0 | 0 | 0 | 0 | 0 | 0 | 0 | 0 | 0 | 0 | 0 | 0 | 0 | 0 | 0 | 0 | 0 | 0 | 0 | 0 | 0 | 0
[10 empty] | 0 | 0 | 0 | 0 | 0 | 0 | 0 | 0 | 0 | 0 | 0 | 0 | 0 | 0 | 0 | 0 | 0 | 0 | 0 | 0 | 0 | 0 | 0 | 0 | 0 | 0 | 0 | 0
[10 empty] | 0 | 0 | 0 | 0 | 0 | 0 | 0 | 0 | 0 | 0 | 0 | 0 | 0 | 0 | 0 | 0 | 0 | 0 | 0 | 0 | 0 | 0 | 0 | 0 | 0 | 0 | 0 | 0
[10 empty] | 0 | 0 | 0 | 0 | 0 | 0 | 0 | 0 | 0 | 0 | 0 | 0 | 0 | 0 | 0 | 0 | 0 | 0 | 0 | 0 | 0 | 0 | 0 | 0 | 0 | 0 | 0 | 0
[10 empty] | 0 | 0 | 0 | 0 | 0 | 0 | 0 | 0 | 0 | 0 | 0 | 0 | 0 | 0 | 0 | 0 | 0 | 0 | 0 | 0 | 0 | 0 | 0 | 0 | 0 | 0 | 0 | 0
[10 empty] | 0 | 0 | 0 | 0 | 0 | 0 | 0 | 0 | 0 | 0 | 0 | 0 | 0 | 0 | 0 | 0 | 0 | 0 | 0 | 0 | 0 | 0 | 0 | 0 | 0 | 0 | 0 | 0
[10 empty] | 0 | 0 | 0 | 0 | 0 | 0 | 0 | 0 | 0 | 0 | 0 | 0 | 0 | 0 | 0 | 0 | 0 | 0 | 0 | 0 | 0 | 0 | 0 | 0 | 0 | 0 | 0 | 0
[10 empty] | 0 | 0 | 0 | 0 | 0 | 0 | 0 | 0 | 0 | 0 | 0 | 0 | 0 | 0 | 0 | 0 | 0 | 0 | 0 | 0 | 0 | 0 | 0 | 0 | 0 | 0 | 0 | 0
[10 empty] | 0 | 0 | 0 | 0 | 0 | 0 | 0 | 0 | 0 | 0 | 0 | 0 | 0 | 0 | 0 | 0 | 0 | 0 | 0 | 0 | 0 | 0 | 0 | 0 | 0 | 0 | 0 | 0
[10 empty] | 0 | 0 | 0 | 0 | 0 | 0 | 0 | 0 | 0 | 0 | 0 | 0 | 0 | 0 | 0 | 0 | 0 | 0 | 0 | 0 | 0 | 0 | 0 | 0 | 0 | 0 | 0 | 0
[10 empty] | 0 | 0 | 0 | 0 | 0 | 0 | 0 | 0 | 0 | 0 | 0 | 0 | 0 | 0 | 0 | 0 | 0 | 0 | 0 | 0 | 0 | 0 | 0 | 0 | 0 | 0 | 0 | 0
[10 empty] | 0 | 0 | 0 | 0 | 0 | 0 | 0 | 0 | 0 | 0 | 0 | 0 | 0 | 0 | 0 | 0 | 0 | 0 | 0 | 0 | 0 | 0 | 0 | 0 | 0 | 0 | 0 | 0
[10 empty] | 0 | 0 | 0 | 0 | 0 | 0 | 0 | 0 | 0 | 0 | 0 | 0 | 0 | 0 | 0 | 0 | 0 | 0 | 0 | 0 | 0 | 0 | 0 | 0 | 0 | 0 | 0 | 0
[10 empty] | 0 | 0 | 0 | 0 | 0 | 0 | 0 | 0 | 0 | 0 | 0 | 0 | 0 | 0 | 0 | 0 | 0 | 0 | 0 | 0 | 0 | 0 | 0 | 0 | 0 | 0 | 0 | 0
[10 empty] | 0 | 0 | 0 | 0 | 0 | 0 | 0 | 0 | 0 | 0 | 0 | 0 | 0 | 0 | 0 | 0 | 0 | 0 | 0 | 0 | 0 | 0 | 0 | 0 | 0 | 0 | 0 | 0
[10 empty] | 0 | 0 | 0 | 0 | 0 | 0 | 0 | 0 | 0 | 0 | 0 | 0 | 0 | 0 | 0 | 0 | 0 | 0 | 0 | 0 | 0 | 0 | 0 | 0 | 0 | 0 | 0 | 0
[10 empty] | 0 | 0 | 0 | 0 | 0 | 0 | 0 | 0 | 0 | 0 | 0 | 0 | 0 | 0 | 0 | 0 | 0 | 0 | 0 | 0 | 0 | 0 | 0 | 0 | 0 | 0 | 0 | 0
[10 empty] | 0 | 0 | 0 | 0 | 0 | 0 | 0 | 0 | 0 | 0 | 0 | 0 | 0 | 0 | 0 | 0 | 0 | 0 | 0 | 0 | 0 | 0 | 0 | 0 | 0 | 0 | 0 | 0
[10 empty] | 0 | 0 | 0 | 0 | 0 | 0 | 0 | 0 | 0 | 0 | 0 | 0 | 0 | 0 | 0 | 0 | 0 | 0 | 0 | 0 | 0 | 0 | 0 | 0 | 0 | 0 | 0 | 0
[10 empty] | 0 | 0 | 0 | 0 | 0 | 0 | 0 | 0 | 0 | 0 | 0 | 0 | 0 | 0 | 0 | 0 | 0 | 0 | 0 | 0 | 0 | 0 | 0 | 0 | 0 | 0 | 0 | 0
[10 empty] | 0 | 0 | 0 | 0 | 0 | 0 | 0 | 0 | 0 | 0 | 0 | 0 | 0 | 0 | 0 | 0 | 0 | 0 | 0 | 0 | 0 | 0 | 0 | 0 | 0 | 0 | 0 | 0
[10 empty] | 0 | 0 | 0 | 0 | 0 | 0 | 0 | 0 | 0 | 0 | 0 | 0 | 0 | 0 | 0 | 0 | 0 | 0 | 0 | 0 | 0 | 0 | 0 | 0 | 0 | 0 | 0 | 0
[10 empty] | 0 | 0 | 0 | 0 | 0 | 0 | 0 | 0 | 0 | 0 | 0 | 0 | 0 | 0 | 0 | 0 | 0 | 0 | 0 | 0 | 0 | 0 | 0 | 0 | 0 | 0 | 0 | 0
[10 empty] | 0 | 0 | 0 | 0 | 0 | 0 | 0 | 0 | 0 | 0 | 0 | 0 | 0 | 0 | 0 | 0 | 0 | 0 | 0 | 0 | 0 | 0 | 0 | 0 | 0 | 0 | 0 | 0
[10 empty] | 0 | 0 | 0 | 0 | 0 | 0 | 0 | 0 | 0 | 0 | 0 | 0 | 0 | 0 | 0 | 0 | 0 | 0 | 0 | 0 | 0 | 0 | 0 | 0 | 0 | 0 | 0 | 0
[10 empty] | 0 | 0 | 0 | 0 | 0 | 0 | 0 | 0 | 0 | 0 | 0 | 0 | 0 | 0 | 0 | 0 | 0 | 0 | 0 | 0 | 0 | 0 | 0 | 0 | 0 | 0 | 0 | 0
[10 empty] | 0 | 0 | 0 | 0 | 0 | 0 | 0 | 0 | 0 | 0 | 0 | 0 | 0 | 0 | 0 | 0 | 0 | 0 | 0 | 0 | 0 | 0 | 0 | 0 | 0 | 0 | 0 | 0
[10 empty] | 0 | 0 | 0 | 0 | 0 | 0 | 0 | 0 | 0 | 0 | 0 | 0 | 0 | 0 | 0 | 0 | 0 | 0 | 0 | 0 | 0 | 0 | 0 | 0 | 0 | 0 | 0 | 0
[10 empty] | 0 | 0 | 0 | 0 | 0 | 0 | 0 | 0 | 0 | 0 | 0 | 0 | 0 | 0 | 0 | 0 | 0 | 0 | 0 | 0 | 0 | 0 | 0 | 0 | 0 | 0 | 0 | 0
[10 empty] | 0 | 0 | 0 | 0 | 0 | 0 | 0 | 0 | 0 | 0 | 0 | 0 | 0 | 0 | 0 | 0 | 0 | 0 | 0 | 0 | 0 | 0 | 0 | 0 | 0 | 0 | 0 | 0
[10 empty] | 0 | 0 | 0 | 0 | 0 | 0 | 0 | 0 | 0 | 0 | 0 | 0 | 0 | 0 | 0 | 0 | 0 | 0 | 0 | 0 | 0 | 0 | 0 | 0 | 0 | 0 | 0 | 0
[10 empty] | 0 | 0 | 0 | 0 | 0 | 0 | 0 | 0 | 0 | 0 | 0 | 0 | 0 | 0 | 0 | 0 | 0 | 0 | 0 | 0 | 0 | 0 | 0 | 0 | 0 | 0 | 0 | 0
[10 empty] | 0 | 0 | 0 | 0 | 0 | 0 | 0 | 0 | 0 | 0 | 0 | 0 | 0 | 0 | 0 | 0 | 0 | 0 | 0 | 0 | 0 | 0 | 0 | 0 | 0 | 0 | 0 | 0
[10 empty] | 0 | 0 | 0 | 0 | 0 | 0 | 0 | 0 | 0 | 0 | 0 | 0 | 0 | 0 | 0 | 0 | 0 | 0 | 0 | 0 | 0 | 0 | 0 | 0 | 0 | 0 | 0 | 0
[10 empty] | 0 | 0 | 0 | 0 | 0 | 0 | 0 | 0 | 0 | 0 | 0 | 0 | 0 | 0 | 0 | 0 | 0 | 0 | 0 | 0 | 0 | 0 | 0 | 0 | 0 | 0 | 0 | 0
[10 empty] | 0 | 0 | 0 | 0 | 0 | 0 | 0 | 0 | 0 | 0 | 0 | 0 | 0 | 0 | 0 | 0 | 0 | 0 | 0 | 0 | 0 | 0 | 0 | 0 | 0 | 0 | 0 | 0
[10 empty] | 0 | 0 | 0 | 0 | 0 | 0 | 0 | 0 | 0 | 0 | 0 | 0 | 0 | 0 | 0 | 0 | 0 | 0 | 0 | 0 | 0 | 0 | 0 | 0 | 0 | 0 | 0 | 0
[10 empty] | 0 | 0 | 0 | 0 | 0 | 0 | 0 | 0 | 0 | 0 | 0 | 0 | 0 | 0 | 0 | 0 | 0 | 0 | 0 | 0 | 0 | 0 | 0 | 0 | 0 | 0 | 0 | 0
[10 empty] | 0 | 0 | 0 | 0 | 0 | 0 | 0 | 0 | 0 | 0 | 0 | 0 | 0 | 0 | 0 | 0 | 0 | 0 | 0 | 0 | 0 | 0 | 0 | 0 | 0 | 0 | 0 | 0
[10 empty] | 0 | 0 | 0 | 0 | 0 | 0 | 0 | 0 | 0 | 0 | 0 | 0 | 0 | 0 | 0 | 0 | 0 | 0 | 0 | 0 | 0 | 0 | 0 | 0 | 0 | 0 | 0 | 0
[10 empty] | 0 | 0 | 0 | 0 | 0 | 0 | 0 | 0 | 0 | 0 | 0 | 0 | 0 | 0 | 0 | 0 | 0 | 0 | 0 | 0 | 0 | 0 | 0 | 0 | 0 | 0 | 0 | 0
[10 empty] | 0 | 0 | 0 | 0 | 0 | 0 | 0 | 0 | 0 | 0 | 0 | 0 | 0 | 0 | 0 | 0 | 0 | 0 | 0 | 0 | 0 | 0 | 0 | 0 | 0 | 0 | 0 | 0
[10 empty] | 0 | 0 | 0 | 0 | 0 | 0 | 0 | 0 | 0 | 0 | 0 | 0 | 0 | 0 | 0 | 0 | 0 | 0 | 0 | 0 | 0 | 0 | 0 | 0 | 0 | 0 | 0 | 0
[10 empty] | 0 | 0 | 0 | 0 | 0 | 0 | 0 | 0 | 0 | 0 | 0 | 0 | 0 | 0 | 0 | 0 | 0 | 0 | 0 | 0 | 0 | 0 | 0 | 0 | 0 | 0 | 0 | 0
[10 empty] | 0 | 0 | 0 | 0 | 0 | 0 | 0 | 0 | 0 | 0 | 0 | 0 | 0 | 0 | 0 | 0 | 0 | 0 | 0 | 0 | 0 | 0 | 0 | 0 | 0 | 0 | 0 | 0
[10 empty] | 0 | 0 | 0 | 0 | 0 | 0 | 0 | 0 | 0 | 0 | 0 | 0 | 0 | 0 | 0 | 0 | 0 | 0 | 0 | 0 | 0 | 0 | 0 | 0 | 0 | 0 | 0 | 0
[10 empty] | 0 | 0 | 0 | 0 | 0 | 0 | 0 | 0 | 0 | 0 | 0 | 0 | 0 | 0 | 0 | 0 | 0 | 0 | 0 | 0 | 0 | 0 | 0 | 0 | 0 | 0 | 0 | 0
[10 empty] | 0 | 0 | 0 | 0 | 0 | 0 | 0 | 0 | 0 | 0 | 0 | 0 | 0 | 0 | 0 | 0 | 0 | 0 | 0 | 0 | 0 | 0 | 0 | 0 | 0 | 0 | 0 | 0
[10 empty] | 0 | 0 | 0 | 0 | 0 | 0 | 0 | 0 | 0 | 0 | 0 | 0 | 0 | 0 | 0 | 0 | 0 | 0 | 0 | 0 | 0 | 0 | 0 | 0 | 0 | 0 | 0 | 0
[10 empty] | 0 | 0 | 0 | 0 | 0 | 0 | 0 | 0 | 0 | 0 | 0 | 0 | 0 | 0 | 0 | 0 | 0 | 0 | 0 | 0 | 0 | 0 | 0 | 0 | 0 | 0 | 0 | 0
[10 empty] | 0 | 0 | 0 | 0 | 0 | 0 | 0 | 0 | 0 | 0 | 0 | 0 | 0 | 0 | 0 | 0 | 0 | 0 | 0 | 0 | 0 | 0 | 0 | 0 | 0 | 0 | 0 | 0
[10 empty] | 0 | 0 | 0 | 0 | 0 | 0 | 0 | 0 | 0 | 0 | 0 | 0 | 0 | 0 | 0 | 0 | 0 | 0 | 0 | 0 | 0 | 0 | 0 | 0 | 0 | 0 | 0 | 0
[10 empty] | 0 | 0 | 0 | 0 | 0 | 0 | 0 | 0 | 0 | 0 | 0 | 0 | 0 | 0 | 0 | 0 | 0 | 0 | 0 | 0 | 0 | 0 | 0 | 0 | 0 | 0 | 0 | 0
[10 empty] | 0 | 0 | 0 | 0 | 0 | 0 | 0 | 0 | 0 | 0 | 0 | 0 | 0 | 0 | 0 | 0 | 0 | 0 | 0 | 0 | 0 | 0 | 0 | 0 | 0 | 0 | 0 | 0
[10 empty] | 0 | 0 | 0 | 0 | 0 | 0 | 0 | 0 | 0 | 0 | 0 | 0 | 0 | 0 | 0 | 0 | 0 | 0 | 0 | 0 | 0 | 0 | 0 | 0 | 0 | 0 | 0 | 0
[10 empty] | 0 | 0 | 0 | 0 | 0 | 0 | 0 | 0 | 0 | 0 | 0 | 0 | 0 | 0 | 0 | 0 | 0 | 0 | 0 | 0 | 0 | 0 | 0 | 0 | 0 | 0 | 0 | 0
[10 empty] | 0 | 0 | 0 | 0 | 0 | 0 | 0 | 0 | 0 | 0 | 0 | 0 | 0 | 0 | 0 | 0 | 0 | 0 | 0 | 0 | 0 | 0 | 0 | 0 | 0 | 0 | 0 | 0
[10 empty] | 0 | 0 | 0 | 0 | 0 | 0 | 0 | 0 | 0 | 0 | 0 | 0 | 0 | 0 | 0 | 0 | 0 | 0 | 0 | 0 | 0 | 0 | 0 | 0 | 0 | 0 | 0 | 0
[10 empty] | 0 | 0 | 0 | 0 | 0 | 0 | 0 | 0 | 0 | 0 | 0 | 0 | 0 | 0 | 0 | 0 | 0 | 0 | 0 | 0 | 0 | 0 | 0 | 0 | 0 | 0 | 0 | 0
[10 empty] | 0 | 0 | 0 | 0 | 0 | 0 | 0 | 0 | 0 | 0 | 0 | 0 | 0 | 0 | 0 | 0 | 0 | 0 | 0 | 0 | 0 | 0 | 0 | 0 | 0 | 0 | 0 | 0
[10 empty] | 0 | 0 | 0 | 0 | 0 | 0 | 0 | 0 | 0 | 0 | 0 | 0 | 0 | 0 | 0 | 0 | 0 | 0 | 0 | 0 | 0 | 0 | 0 | 0 | 0 | 0 | 0 | 0
[10 empty] | 0 | 0 | 0 | 0 | 0 | 0 | 0 | 0 | 0 | 0 | 0 | 0 | 0 | 0 | 0 | 0 | 0 | 0 | 0 | 0 | 0 | 0 | 0 | 0 | 0 | 0 | 0 | 0
[10 empty] | 0 | 0 | 0 | 0 | 0 | 0 | 0 | 0 | 0 | 0 | 0 | 0 | 0 | 0 | 0 | 0 | 0 | 0 | 0 | 0 | 0 | 0 | 0 | 0 | 0 | 0 | 0 | 0
[10 empty] | 0 | 0 | 0 | 0 | 0 | 0 | 0 | 0 | 0 | 0 | 0 | 0 | 0 | 0 | 0 | 0 | 0 | 0 | 0 | 0 | 0 | 0 | 0 | 0 | 0 | 0 | 0 | 0
[10 empty] | 0 | 0 | 0 | 0 | 0 | 0 | 0 | 0 | 0 | 0 | 0 | 0 | 0 | 0 | 0 | 0 | 0 | 0 | 0 | 0 | 0 | 0 | 0 | 0 | 0 | 0 | 0 | 0
[10 empty] | 0 | 0 | 0 | 0 | 0 | 0 | 0 | 0 | 0 | 0 | 0 | 0 | 0 | 0 | 0 | 0 | 0 | 0 | 0 | 0 | 0 | 0 | 0 | 0 | 0 | 0 | 0 | 0
[10 empty] | 0 | 0 | 0 | 0 | 0 | 0 | 0 | 0 | 0 | 0 | 0 | 0 | 0 | 0 | 0 | 0 | 0 | 0 | 0 | 0 | 0 | 0 | 0 | 0 | 0 | 0 | 0 | 0
[10 empty] | 0 | 0 | 0 | 0 | 0 | 0 | 0 | 0 | 0 | 0 | 0 | 0 | 0 | 0 | 0 | 0 | 0 | 0 | 0 | 0 | 0 | 0 | 0 | 0 | 0 | 0 | 0 | 0
[10 empty] | 0 | 0 | 0 | 0 | 0 | 0 | 0 | 0 | 0 | 0 | 0 | 0 | 0 | 0 | 0 | 0 | 0 | 0 | 0 | 0 | 0 | 0 | 0 | 0 | 0 | 0 | 0 | 0
[10 empty] | 0 | 0 | 0 | 0 | 0 | 0 | 0 | 0 | 0 | 0 | 0 | 0 | 0 | 0 | 0 | 0 | 0 | 0 | 0 | 0 | 0 | 0 | 0 | 0 | 0 | 0 | 0 | 0
[10 empty] | 0 | 0 | 0 | 0 | 0 | 0 | 0 | 0 | 0 | 0 | 0 | 0 | 0 | 0 | 0 | 0 | 0 | 0 | 0 | 0 | 0 | 0 | 0 | 0 | 0 | 0 | 0 | 0
[10 empty] | 0 | 0 | 0 | 0 | 0 | 0 | 0 | 0 | 0 | 0 | 0 | 0 | 0 | 0 | 0 | 0 | 0 | 0 | 0 | 0 | 0 | 0 | 0 | 0 | 0 | 0 | 0 | 0
[10 empty] | 0 | 0 | 0 | 0 | 0 | 0 | 0 | 0 | 0 | 0 | 0 | 0 | 0 | 0 | 0 | 0 | 0 | 0 | 0 | 0 | 0 | 0 | 0 | 0 | 0 | 0 | 0 | 0
[10 empty] | 0 | 0 | 0 | 0 | 0 | 0 | 0 | 0 | 0 | 0 | 0 | 0 | 0 | 0 | 0 | 0 | 0 | 0 | 0 | 0 | 0 | 0 | 0 | 0 | 0 | 0 | 0 | 0
[10 empty] | 0 | 0 | 0 | 0 | 0 | 0 | 0 | 0 | 0 | 0 | 0 | 0 | 0 | 0 | 0 | 0 | 0 | 0 | 0 | 0 | 0 | 0 | 0 | 0 | 0 | 0 | 0 | 0
[10 empty] | 0 | 0 | 0 | 0 | 0 | 0 | 0 | 0 | 0 | 0 | 0 | 0 | 0 | 0 | 0 | 0 | 0 | 0 | 0 | 0 | 0 | 0 | 0 | 0 | 0 | 0 | 0 | 0
[10 empty] | 0 | 0 | 0 | 0 | 0 | 0 | 0 | 0 | 0 | 0 | 0 | 0 | 0 | 0 | 0 | 0 | 0 | 0 | 0 | 0 | 0 | 0 | 0 | 0 | 0 | 0 | 0 | 0
[10 empty] | 0 | 0 | 0 | 0 | 0 | 0 | 0 | 0 | 0 | 0 | 0 | 0 | 0 | 0 | 0 | 0 | 0 | 0 | 0 | 0 | 0 | 0 | 0 | 0 | 0 | 0 | 0 | 0
[10 empty] | 0 | 0 | 0 | 0 | 0 | 0 | 0 | 0 | 0 | 0 | 0 | 0 | 0 | 0 | 0 | 0 | 0 | 0 | 0 | 0 | 0 | 0 | 0 | 0 | 0 | 0 | 0 | 0
[10 empty] | 0 | 0 | 0 | 0 | 0 | 0 | 0 | 0 | 0 | 0 | 0 | 0 | 0 | 0 | 0 | 0 | 0 | 0 | 0 | 0 | 0 | 0 | 0 | 0 | 0 | 0 | 0 | 0
[10 empty] | 0 | 0 | 0 | 0 | 0 | 0 | 0 | 0 | 0 | 0 | 0 | 0 | 0 | 0 | 0 | 0 | 0 | 0 | 0 | 0 | 0 | 0 | 0 | 0 | 0 | 0 | 0 | 0
[10 empty] | 0 | 0 | 0 | 0 | 0 | 0 | 0 | 0 | 0 | 0 | 0 | 0 | 0 | 0 | 0 | 0 | 0 | 0 | 0 | 0 | 0 | 0 | 0 | 0 | 0 | 0 | 0 | 0
[10 empty] | 0 | 0 | 0 | 0 | 0 | 0 | 0 | 0 | 0 | 0 | 0 | 0 | 0 | 0 | 0 | 0 | 0 | 0 | 0 | 0 | 0 | 0 | 0 | 0 | 0 | 0 | 0 | 0
[10 empty] | 0 | 0 | 0 | 0 | 0 | 0 | 0 | 0 | 0 | 0 | 0 | 0 | 0 | 0 | 0 | 0 | 0 | 0 | 0 | 0 | 0 | 0 | 0 | 0 | 0 | 0 | 0 | 0
[10 empty] | 0 | 0 | 0 | 0 | 0 | 0 | 0 | 0 | 0 | 0 | 0 | 0 | 0 | 0 | 0 | 0 | 0 | 0 | 0 | 0 | 0 | 0 | 0 | 0 | 0 | 0 | 0 | 0
[10 empty] | 0 | 0 | 0 | 0 | 0 | 0 | 0 | 0 | 0 | 0 | 0 | 0 | 0 | 0 | 0 | 0 | 0 | 0 | 0 | 0 | 0 | 0 | 0 | 0 | 0 | 0 | 0 | 0
[10 empty] | 0 | 0 | 0 | 0 | 0 | 0 | 0 | 0 | 0 | 0 | 0 | 0 | 0 | 0 | 0 | 0 | 0 | 0 | 0 | 0 | 0 | 0 | 0 | 0 | 0 | 0 | 0 | 0
[10 empty] | 0 | 0 | 0 | 0 | 0 | 0 | 0 | 0 | 0 | 0 | 0 | 0 | 0 | 0 | 0 | 0 | 0 | 0 | 0 | 0 | 0 | 0 | 0 | 0 | 0 | 0 | 0 | 0
[10 empty] | 0 | 0 | 0 | 0 | 0 | 0 | 0 | 0 | 0 | 0 | 0 | 0 | 0 | 0 | 0 | 0 | 0 | 0 | 0 | 0 | 0 | 0 | 0 | 0 | 0 | 0 | 0 | 0
[10 empty] | 0 | 0 | 0 | 0 | 0 | 0 | 0 | 0 | 0 | 0 | 0 | 0 | 0 | 0 | 0 | 0 | 0 | 0 | 0 | 0 | 0 | 0 | 0 | 0 | 0 | 0 | 0 | 0
[10 empty] | 0 | 0 | 0 | 0 | 0 | 0 | 0 | 0 | 0 | 0 | 0 | 0 | 0 | 0 | 0 | 0 | 0 | 0 | 0 | 0 | 0 | 0 | 0 | 0 | 0 | 0 | 0 | 0
[10 empty] | 0 | 0 | 0 | 0 | 0 | 0 | 0 | 0 | 0 | 0 | 0 | 0 | 0 | 0 | 0 | 0 | 0 | 0 | 0 | 0 | 0 | 0 | 0 | 0 | 0 | 0 | 0 | 0
[10 empty] | 0 | 0 | 0 | 0 | 0 | 0 | 0 | 0 | 0 | 0 | 0 | 0 | 0 | 0 | 0 | 0 | 0 | 0 | 0 | 0 | 0 | 0 | 0 | 0 | 0 | 0 | 0 | 0
[10 empty] | 0 | 0 | 0 | 0 | 0 | 0 | 0 | 0 | 0 | 0 | 0 | 0 | 0 | 0 | 0 | 0 | 0 | 0 | 0 | 0 | 0 | 0 | 0 | 0 | 0 | 0 | 0 | 0
[10 empty] | 0 | 0 | 0 | 0 | 0 | 0 | 0 | 0 | 0 | 0 | 0 | 0 | 0 | 0 | 0 | 0 | 0 | 0 | 0 | 0 | 0 | 0 | 0 | 0 | 0 | 0 | 0 | 0
[10 empty] | 0 | 0 | 0 | 0 | 0 | 0 | 0 | 0 | 0 | 0 | 0 | 0 | 0 | 0 | 0 | 0 | 0 | 0 | 0 | 0 | 0 | 0 | 0 | 0 | 0 | 0 | 0 | 0
[10 empty] | 0 | 0 | 0 | 0 | 0 | 0 | 0 | 0 | 0 | 0 | 0 | 0 | 0 | 0 | 0 | 0 | 0 | 0 | 0 | 0 | 0 | 0 | 0 | 0 | 0 | 0 | 0 | 0
[10 empty] | 0 | 0 | 0 | 0 | 0 | 0 | 0 | 0 | 0 | 0 | 0 | 0 | 0 | 0 | 0 | 0 | 0 | 0 | 0 | 0 | 0 | 0 | 0 | 0 | 0 | 0 | 0 | 0
[10 empty] | 0 | 0 | 0 | 0 | 0 | 0 | 0 | 0 | 0 | 0 | 0 | 0 | 0 | 0 | 0 | 0 | 0 | 0 | 0 | 0 | 0 | 0 | 0 | 0 | 0 | 0 | 0 | 0
[10 empty] | 0 | 0 | 0 | 0 | 0 | 0 | 0 | 0 | 0 | 0 | 0 | 0 | 0 | 0 | 0 | 0 | 0 | 0 | 0 | 0 | 0 | 0 | 0 | 0 | 0 | 0 | 0 | 0
[10 empty] | 0 | 0 | 0 | 0 | 0 | 0 | 0 | 0 | 0 | 0 | 0 | 0 | 0 | 0 | 0 | 0 | 0 | 0 | 0 | 0 | 0 | 0 | 0 | 0 | 0 | 0 | 0 | 0
[10 empty] | 0 | 0 | 0 | 0 | 0 | 0 | 0 | 0 | 0 | 0 | 0 | 0 | 0 | 0 | 0 | 0 | 0 | 0 | 0 | 0 | 0 | 0 | 0 | 0 | 0 | 0 | 0 | 0
[10 empty] | 0 | 0 | 0 | 0 | 0 | 0 | 0 | 0 | 0 | 0 | 0 | 0 | 0 | 0 | 0 | 0 | 0 | 0 | 0 | 0 | 0 | 0 | 0 | 0 | 0 | 0 | 0 | 0
[10 empty] | 0 | 0 | 0 | 0 | 0 | 0 | 0 | 0 | 0 | 0 | 0 | 0 | 0 | 0 | 0 | 0 | 0 | 0 | 0 | 0 | 0 | 0 | 0 | 0 | 0 | 0 | 0 | 0
[10 empty] | 0 | 0 | 0 | 0 | 0 | 0 | 0 | 0 | 0 | 0 | 0 | 0 | 0 | 0 | 0 | 0 | 0 | 0 | 0 | 0 | 0 | 0 | 0 | 0 | 0 | 0 | 0 | 0
[10 empty] | 0 | 0 | 0 | 0 | 0 | 0 | 0 | 0 | 0 | 0 | 0 | 0 | 0 | 0 | 0 | 0 | 0 | 0 | 0 | 0 | 0 | 0 | 0 | 0 | 0 | 0 | 0 | 0
[10 empty] | 0 | 0 | 0 | 0 | 0 | 0 | 0 | 0 | 0 | 0 | 0 | 0 | 0 | 0 | 0 | 0 | 0 | 0 | 0 | 0 | 0 | 0 | 0 | 0 | 0 | 0 | 0 | 0
[10 empty] | 0 | 0 | 0 | 0 | 0 | 0 | 0 | 0 | 0 | 0 | 0 | 0 | 0 | 0 | 0 | 0 | 0 | 0 | 0 | 0 | 0 | 0 | 0 | 0 | 0 | 0 | 0 | 0
[10 empty] | 0 | 0 | 0 | 0 | 0 | 0 | 0 | 0 | 0 | 0 | 0 | 0 | 0 | 0 | 0 | 0 | 0 | 0 | 0 | 0 | 0 | 0 | 0 | 0 | 0 | 0 | 0 | 0
[10 empty] | 0 | 0 | 0 | 0 | 0 | 0 | 0 | 0 | 0 | 0 | 0 | 0 | 0 | 0 | 0 | 0 | 0 | 0 | 0 | 0 | 0 | 0 | 0 | 0 | 0 | 0 | 0 | 0
[10 empty] | 0 | 0 | 0 | 0 | 0 | 0 | 0 | 0 | 0 | 0 | 0 | 0 | 0 | 0 | 0 | 0 | 0 | 0 | 0 | 0 | 0 | 0 | 0 | 0 | 0 | 0 | 0 | 0
[10 empty] | 0 | 0 | 0 | 0 | 0 | 0 | 0 | 0 | 0 | 0 | 0 | 0 | 0 | 0 | 0 | 0 | 0 | 0 | 0 | 0 | 0 | 0 | 0 | 0 | 0 | 0 | 0 | 0
[10 empty] | 0 | 0 | 0 | 0 | 0 | 0 | 0 | 0 | 0 | 0 | 0 | 0 | 0 | 0 | 0 | 0 | 0 | 0 | 0 | 0 | 0 | 0 | 0 | 0 | 0 | 0 | 0 | 0
[10 empty] | 0 | 0 | 0 | 0 | 0 | 0 | 0 | 0 | 0 | 0 | 0 | 0 | 0 | 0 | 0 | 0 | 0 | 0 | 0 | 0 | 0 | 0 | 0 | 0 | 0 | 0 | 0 | 0
[10 empty] | 0 | 0 | 0 | 0 | 0 | 0 | 0 | 0 | 0 | 0 | 0 | 0 | 0 | 0 | 0 | 0 | 0 | 0 | 0 | 0 | 0 | 0 | 0 | 0 | 0 | 0 | 0 | 0
[10 empty] | 0 | 0 | 0 | 0 | 0 | 0 | 0 | 0 | 0 | 0 | 0 | 0 | 0 | 0 | 0 | 0 | 0 | 0 | 0 | 0 | 0 | 0 | 0 | 0 | 0 | 0 | 0 | 0
[10 empty] | 0 | 0 | 0 | 0 | 0 | 0 | 0 | 0 | 0 | 0 | 0 | 0 | 0 | 0 | 0 | 0 | 0 | 0 | 0 | 0 | 0 | 0 | 0 | 0 | 0 | 0 | 0 | 0
[10 empty] | 0 | 0 | 0 | 0 | 0 | 0 | 0 | 0 | 0 | 0 | 0 | 0 | 0 | 0 | 0 | 0 | 0 | 0 | 0 | 0 | 0 | 0 | 0 | 0 | 0 | 0 | 0 | 0
[10 empty] | 0 | 0 | 0 | 0 | 0 | 0 | 0 | 0 | 0 | 0 | 0 | 0 | 0 | 0 | 0 | 0 | 0 | 0 | 0 | 0 | 0 | 0 | 0 | 0 | 0 | 0 | 0 | 0
[10 empty] | 0 | 0 | 0 | 0 | 0 | 0 | 0 | 0 | 0 | 0 | 0 | 0 | 0 | 0 | 0 | 0 | 0 | 0 | 0 | 0 | 0 | 0 | 0 | 0 | 0 | 0 | 0 | 0
[10 empty] | 0 | 0 | 0 | 0 | 0 | 0 | 0 | 0 | 0 | 0 | 0 | 0 | 0 | 0 | 0 | 0 | 0 | 0 | 0 | 0 | 0 | 0 | 0 | 0 | 0 | 0 | 0 | 0
[10 empty] | 0 | 0 | 0 | 0 | 0 | 0 | 0 | 0 | 0 | 0 | 0 | 0 | 0 | 0 | 0 | 0 | 0 | 0 | 0 | 0 | 0 | 0 | 0 | 0 | 0 | 0 | 0 | 0
[10 empty] | 0 | 0 | 0 | 0 | 0 | 0 | 0 | 0 | 0 | 0 | 0 | 0 | 0 | 0 | 0 | 0 | 0 | 0 | 0 | 0 | 0 | 0 | 0 | 0 | 0 | 0 | 0 | 0
[10 empty] | 0 | 0 | 0 | 0 | 0 | 0 | 0 | 0 | 0 | 0 | 0 | 0 | 0 | 0 | 0 | 0 | 0 | 0 | 0 | 0 | 0 | 0 | 0 | 0 | 0 | 0 | 0 | 0
[10 empty] | 0 | 0 | 0 | 0 | 0 | 0 | 0 | 0 | 0 | 0 | 0 | 0 | 0 | 0 | 0 | 0 | 0 | 0 | 0 | 0 | 0 | 0 | 0 | 0 | 0 | 0 | 0 | 0
[10 empty] | 0 | 0 | 0 | 0 | 0 | 0 | 0 | 0 | 0 | 0 | 0 | 0 | 0 | 0 | 0 | 0 | 0 | 0 | 0 | 0 | 0 | 0 | 0 | 0 | 0 | 0 | 0 | 0
[10 empty] | 0 | 0 | 0 | 0 | 0 | 0 | 0 | 0 | 0 | 0 | 0 | 0 | 0 | 0 | 0 | 0 | 0 | 0 | 0 | 0 | 0 | 0 | 0 | 0 | 0 | 0 | 0 | 0
[10 empty] | 0 | 0 | 0 | 0 | 0 | 0 | 0 | 0 | 0 | 0 | 0 | 0 | 0 | 0 | 0 | 0 | 0 | 0 | 0 | 0 | 0 | 0 | 0 | 0 | 0 | 0 | 0 | 0
[10 empty] | 0 | 0 | 0 | 0 | 0 | 0 | 0 | 0 | 0 | 0 | 0 | 0 | 0 | 0 | 0 | 0 | 0 | 0 | 0 | 0 | 0 | 0 | 0 | 0 | 0 | 0 | 0 | 0
[10 empty] | 0 | 0 | 0 | 0 | 0 | 0 | 0 | 0 | 0 | 0 | 0 | 0 | 0 | 0 | 0 | 0 | 0 | 0 | 0 | 0 | 0 | 0 | 0 | 0 | 0 | 0 | 0 | 0
[10 empty] | 0 | 0 | 0 | 0 | 0 | 0 | 0 | 0 | 0 | 0 | 0 | 0 | 0 | 0 | 0 | 0 | 0 | 0 | 0 | 0 | 0 | 0 | 0 | 0 | 0 | 0 | 0 | 0
[10 empty] | 0 | 0 | 0 | 0 | 0 | 0 | 0 | 0 | 0 | 0 | 0 | 0 | 0 | 0 | 0 | 0 | 0 | 0 | 0 | 0 | 0 | 0 | 0 | 0 | 0 | 0 | 0 | 0
[10 empty] | 0 | 0 | 0 | 0 | 0 | 0 | 0 | 0 | 0 | 0 | 0 | 0 | 0 | 0 | 0 | 0 | 0 | 0 | 0 | 0 | 0 | 0 | 0 | 0 | 0 | 0 | 0 | 0
[10 empty] | 0 | 0 | 0 | 0 | 0 | 0 | 0 | 0 | 0 | 0 | 0 | 0 | 0 | 0 | 0 | 0 | 0 | 0 | 0 | 0 | 0 | 0 | 0 | 0 | 0 | 0 | 0 | 0
[10 empty] | 0 | 0 | 0 | 0 | 0 | 0 | 0 | 0 | 0 | 0 | 0 | 0 | 0 | 0 | 0 | 0 | 0 | 0 | 0 | 0 | 0 | 0 | 0 | 0 | 0 | 0 | 0 | 0
[10 empty] | 0 | 0 | 0 | 0 | 0 | 0 | 0 | 0 | 0 | 0 | 0 | 0 | 0 | 0 | 0 | 0 | 0 | 0 | 0 | 0 | 0 | 0 | 0 | 0 | 0 | 0 | 0 | 0
[10 empty] | 0 | 0 | 0 | 0 | 0 | 0 | 0 | 0 | 0 | 0 | 0 | 0 | 0 | 0 | 0 | 0 | 0 | 0 | 0 | 0 | 0 | 0 | 0 | 0 | 0 | 0 | 0 | 0
[10 empty] | 0 | 0 | 0 | 0 | 0 | 0 | 0 | 0 | 0 | 0 | 0 | 0 | 0 | 0 | 0 | 0 | 0 | 0 | 0 | 0 | 0 | 0 | 0 | 0 | 0 | 0 | 0 | 0
[10 empty] | 0 | 0 | 0 | 0 | 0 | 0 | 0 | 0 | 0 | 0 | 0 | 0 | 0 | 0 | 0 | 0 | 0 | 0 | 0 | 0 | 0 | 0 | 0 | 0 | 0 | 0 | 0 | 0
[10 empty] | 0 | 0 | 0 | 0 | 0 | 0 | 0 | 0 | 0 | 0 | 0 | 0 | 0 | 0 | 0 | 0 | 0 | 0 | 0 | 0 | 0 | 0 | 0 | 0 | 0 | 0 | 0 | 0
[10 empty] | 0 | 0 | 0 | 0 | 0 | 0 | 0 | 0 | 0 | 0 | 0 | 0 | 0 | 0 | 0 | 0 | 0 | 0 | 0 | 0 | 0 | 0 | 0 | 0 | 0 | 0 | 0 | 0
[10 empty] | 0 | 0 | 0 | 0 | 0 | 0 | 0 | 0 | 0 | 0 | 0 | 0 | 0 | 0 | 0 | 0 | 0 | 0 | 0 | 0 | 0 | 0 | 0 | 0 | 0 | 0 | 0 | 0
[10 empty] | 0 | 0 | 0 | 0 | 0 | 0 | 0 | 0 | 0 | 0 | 0 | 0 | 0 | 0 | 0 | 0 | 0 | 0 | 0 | 0 | 0 | 0 | 0 | 0 | 0 | 0 | 0 | 0
[10 empty] | 0 | 0 | 0 | 0 | 0 | 0 | 0 | 0 | 0 | 0 | 0 | 0 | 0 | 0 | 0 | 0 | 0 | 0 | 0 | 0 | 0 | 0 | 0 | 0 | 0 | 0 | 0 | 0
[10 empty] | 0 | 0 | 0 | 0 | 0 | 0 | 0 | 0 | 0 | 0 | 0 | 0 | 0 | 0 | 0 | 0 | 0 | 0 | 0 | 0 | 0 | 0 | 0 | 0 | 0 | 0 | 0 | 0
[10 empty] | 0 | 0 | 0 | 0 | 0 | 0 | 0 | 0 | 0 | 0 | 0 | 0 | 0 | 0 | 0 | 0 | 0 | 0 | 0 | 0 | 0 | 0 | 0 | 0 | 0 | 0 | 0 | 0
[10 empty] | 0 | 0 | 0 | 0 | 0 | 0 | 0 | 0 | 0 | 0 | 0 | 0 | 0 | 0 | 0 | 0 | 0 | 0 | 0 | 0 | 0 | 0 | 0 | 0 | 0 | 0 | 0 | 0
[10 empty] | 0 | 0 | 0 | 0 | 0 | 0 | 0 | 0 | 0 | 0 | 0 | 0 | 0 | 0 | 0 | 0 | 0 | 0 | 0 | 0 | 0 | 0 | 0 | 0 | 0 | 0 | 0 | 0
[10 empty] | 0 | 0 | 0 | 0 | 0 | 0 | 0 | 0 | 0 | 0 | 0 | 0 | 0 | 0 | 0 | 0 | 0 | 0 | 0 | 0 | 0 | 0 | 0 | 0 | 0 | 0 | 0 | 0
[10 empty] | 0 | 0 | 0 | 0 | 0 | 0 | 0 | 0 | 0 | 0 | 0 | 0 | 0 | 0 | 0 | 0 | 0 | 0 | 0 | 0 | 0 | 0 | 0 | 0 | 0 | 0 | 0 | 0
[10 empty] | 0 | 0 | 0 | 0 | 0 | 0 | 0 | 0 | 0 | 0 | 0 | 0 | 0 | 0 | 0 | 0 | 0 | 0 | 0 | 0 | 0 | 0 | 0 | 0 | 0 | 0 | 0 | 0
[10 empty] | 0 | 0 | 0 | 0 | 0 | 0 | 0 | 0 | 0 | 0 | 0 | 0 | 0 | 0 | 0 | 0 | 0 | 0 | 0 | 0 | 0 | 0 | 0 | 0 | 0 | 0 | 0 | 0
[10 empty] | 0 | 0 | 0 | 0 | 0 | 0 | 0 | 0 | 0 | 0 | 0 | 0 | 0 | 0 | 0 | 0 | 0 | 0 | 0 | 0 | 0 | 0 | 0 | 0 | 0 | 0 | 0 | 0
[10 empty] | 0 | 0 | 0 | 0 | 0 | 0 | 0 | 0 | 0 | 0 | 0 | 0 | 0 | 0 | 0 | 0 | 0 | 0 | 0 | 0 | 0 | 0 | 0 | 0 | 0 | 0 | 0 | 0
[10 empty] | 0 | 0 | 0 | 0 | 0 | 0 | 0 | 0 | 0 | 0 | 0 | 0 | 0 | 0 | 0 | 0 | 0 | 0 | 0 | 0 | 0 | 0 | 0 | 0 | 0 | 0 | 0 | 0
[10 empty] | 0 | 0 | 0 | 0 | 0 | 0 | 0 | 0 | 0 | 0 | 0 | 0 | 0 | 0 | 0 | 0 | 0 | 0 | 0 | 0 | 0 | 0 | 0 | 0 | 0 | 0 | 0 | 0
[10 empty] | 0 | 0 | 0 | 0 | 0 | 0 | 0 | 0 | 0 | 0 | 0 | 0 | 0 | 0 | 0 | 0 | 0 | 0 | 0 | 0 | 0 | 0 | 0 | 0 | 0 | 0 | 0 | 0
[10 empty] | 0 | 0 | 0 | 0 | 0 | 0 | 0 | 0 | 0 | 0 | 0 | 0 | 0 | 0 | 0 | 0 | 0 | 0 | 0 | 0 | 0 | 0 | 0 | 0 | 0 | 0 | 0 | 0
[10 empty] | 0 | 0 | 0 | 0 | 0 | 0 | 0 | 0 | 0 | 0 | 0 | 0 | 0 | 0 | 0 | 0 | 0 | 0 | 0 | 0 | 0 | 0 | 0 | 0 | 0 | 0 | 0 | 0
[10 empty] | 0 | 0 | 0 | 0 | 0 | 0 | 0 | 0 | 0 | 0 | 0 | 0 | 0 | 0 | 0 | 0 | 0 | 0 | 0 | 0 | 0 | 0 | 0 | 0 | 0 | 0 | 0 | 0
[10 empty] | 0 | 0 | 0 | 0 | 0 | 0 | 0 | 0 | 0 | 0 | 0 | 0 | 0 | 0 | 0 | 0 | 0 | 0 | 0 | 0 | 0 | 0 | 0 | 0 | 0 | 0 | 0 | 0
[10 empty] | 0 | 0 | 0 | 0 | 0 | 0 | 0 | 0 | 0 | 0 | 0 | 0 | 0 | 0 | 0 | 0 | 0 | 0 | 0 | 0 | 0 | 0 | 0 | 0 | 0 | 0 | 0 | 0
[10 empty] | 0 | 0 | 0 | 0 | 0 | 0 | 0 | 0 | 0 | 0 | 0 | 0 | 0 | 0 | 0 | 0 | 0 | 0 | 0 | 0 | 0 | 0 | 0 | 0 | 0 | 0 | 0 | 0
[10 empty] | 0 | 0 | 0 | 0 | 0 | 0 | 0 | 0 | 0 | 0 | 0 | 0 | 0 | 0 | 0 | 0 | 0 | 0 | 0 | 0 | 0 | 0 | 0 | 0 | 0 | 0 | 0 | 0
[10 empty] | 0 | 0 | 0 | 0 | 0 | 0 | 0 | 0 | 0 | 0 | 0 | 0 | 0 | 0 | 0 | 0 | 0 | 0 | 0 | 0 | 0 | 0 | 0 | 0 | 0 | 0 | 0 | 0
[10 empty] | 0 | 0 | 0 | 0 | 0 | 0 | 0 | 0 | 0 | 0 | 0 | 0 | 0 | 0 | 0 | 0 | 0 | 0 | 0 | 0 | 0 | 0 | 0 | 0 | 0 | 0 | 0 | 0
[10 empty] | 0 | 0 | 0 | 0 | 0 | 0 | 0 | 0 | 0 | 0 | 0 | 0 | 0 | 0 | 0 | 0 | 0 | 0 | 0 | 0 | 0 | 0 | 0 | 0 | 0 | 0 | 0 | 0
[10 empty] | 0 | 0 | 0 | 0 | 0 | 0 | 0 | 0 | 0 | 0 | 0 | 0 | 0 | 0 | 0 | 0 | 0 | 0 | 0 | 0 | 0 | 0 | 0 | 0 | 0 | 0 | 0 | 0
[10 empty] | 0 | 0 | 0 | 0 | 0 | 0 | 0 | 0 | 0 | 0 | 0 | 0 | 0 | 0 | 0 | 0 | 0 | 0 | 0 | 0 | 0 | 0 | 0 | 0 | 0 | 0 | 0 | 0
[10 empty] | 0 | 0 | 0 | 0 | 0 | 0 | 0 | 0 | 0 | 0 | 0 | 0 | 0 | 0 | 0 | 0 | 0 | 0 | 0 | 0 | 0 | 0 | 0 | 0 | 0 | 0 | 0 | 0
[10 empty] | 0 | 0 | 0 | 0 | 0 | 0 | 0 | 0 | 0 | 0 | 0 | 0 | 0 | 0 | 0 | 0 | 0 | 0 | 0 | 0 | 0 | 0 | 0 | 0 | 0 | 0 | 0 | 0
[10 empty] | 0 | 0 | 0 | 0 | 0 | 0 | 0 | 0 | 0 | 0 | 0 | 0 | 0 | 0 | 0 | 0 | 0 | 0 | 0 | 0 | 0 | 0 | 0 | 0 | 0 | 0 | 0 | 0
[10 empty] | 0 | 0 | 0 | 0 | 0 | 0 | 0 | 0 | 0 | 0 | 0 | 0 | 0 | 0 | 0 | 0 | 0 | 0 | 0 | 0 | 0 | 0 | 0 | 0 | 0 | 0 | 0 | 0
[10 empty] | 0 | 0 | 0 | 0 | 0 | 0 | 0 | 0 | 0 | 0 | 0 | 0 | 0 | 0 | 0 | 0 | 0 | 0 | 0 | 0 | 0 | 0 | 0 | 0 | 0 | 0 | 0 | 0
[10 empty] | 0 | 0 | 0 | 0 | 0 | 0 | 0 | 0 | 0 | 0 | 0 | 0 | 0 | 0 | 0 | 0 | 0 | 0 | 0 | 0 | 0 | 0 | 0 | 0 | 0 | 0 | 0 | 0
[10 empty] | 0 | 0 | 0 | 0 | 0 | 0 | 0 | 0 | 0 | 0 | 0 | 0 | 0 | 0 | 0 | 0 | 0 | 0 | 0 | 0 | 0 | 0 | 0 | 0 | 0 | 0 | 0 | 0
[10 empty] | 0 | 0 | 0 | 0 | 0 | 0 | 0 | 0 | 0 | 0 | 0 | 0 | 0 | 0 | 0 | 0 | 0 | 0 | 0 | 0 | 0 | 0 | 0 | 0 | 0 | 0 | 0 | 0
[10 empty] | 0 | 0 | 0 | 0 | 0 | 0 | 0 | 0 | 0 | 0 | 0 | 0 | 0 | 0 | 0 | 0 | 0 | 0 | 0 | 0 | 0 | 0 | 0 | 0 | 0 | 0 | 0 | 0
[10 empty] | 0 | 0 | 0 | 0 | 0 | 0 | 0 | 0 | 0 | 0 | 0 | 0 | 0 | 0 | 0 | 0 | 0 | 0 | 0 | 0 | 0 | 0 | 0 | 0 | 0 | 0 | 0 | 0
[10 empty] | 0 | 0 | 0 | 0 | 0 | 0 | 0 | 0 | 0 | 0 | 0 | 0 | 0 | 0 | 0 | 0 | 0 | 0 | 0 | 0 | 0 | 0 | 0 | 0 | 0 | 0 | 0 | 0
[10 empty] | 0 | 0 | 0 | 0 | 0 | 0 | 0 | 0 | 0 | 0 | 0 | 0 | 0 | 0 | 0 | 0 | 0 | 0 | 0 | 0 | 0 | 0 | 0 | 0 | 0 | 0 | 0 | 0
[10 empty] | 0 | 0 | 0 | 0 | 0 | 0 | 0 | 0 | 0 | 0 | 0 | 0 | 0 | 0 | 0 | 0 | 0 | 0 | 0 | 0 | 0 | 0 | 0 | 0 | 0 | 0 | 0 | 0
[10 empty] | 0 | 0 | 0 | 0 | 0 | 0 | 0 | 0 | 0 | 0 | 0 | 0 | 0 | 0 | 0 | 0 | 0 | 0 | 0 | 0 | 0 | 0 | 0 | 0 | 0 | 0 | 0 | 0
[10 empty] | 0 | 0 | 0 | 0 | 0 | 0 | 0 | 0 | 0 | 0 | 0 | 0 | 0 | 0 | 0 | 0 | 0 | 0 | 0 | 0 | 0 | 0 | 0 | 0 | 0 | 0 | 0 | 0
[10 empty] | 0 | 0 | 0 | 0 | 0 | 0 | 0 | 0 | 0 | 0 | 0 | 0 | 0 | 0 | 0 | 0 | 0 | 0 | 0 | 0 | 0 | 0 | 0 | 0 | 0 | 0 | 0 | 0
[10 empty] | 0 | 0 | 0 | 0 | 0 | 0 | 0 | 0 | 0 | 0 | 0 | 0 | 0 | 0 | 0 | 0 | 0 | 0 | 0 | 0 | 0 | 0 | 0 | 0 | 0 | 0 | 0 | 0
[10 empty] | 0 | 0 | 0 | 0 | 0 | 0 | 0 | 0 | 0 | 0 | 0 | 0 | 0 | 0 | 0 | 0 | 0 | 0 | 0 | 0 | 0 | 0 | 0 | 0 | 0 | 0 | 0 | 0
[10 empty] | 0 | 0 | 0 | 0 | 0 | 0 | 0 | 0 | 0 | 0 | 0 | 0 | 0 | 0 | 0 | 0 | 0 | 0 | 0 | 0 | 0 | 0 | 0 | 0 | 0 | 0 | 0 | 0
[10 empty] | 0 | 0 | 0 | 0 | 0 | 0 | 0 | 0 | 0 | 0 | 0 | 0 | 0 | 0 | 0 | 0 | 0 | 0 | 0 | 0 | 0 | 0 | 0 | 0 | 0 | 0 | 0 | 0
[10 empty] | 0 | 0 | 0 | 0 | 0 | 0 | 0 | 0 | 0 | 0 | 0 | 0 | 0 | 0 | 0 | 0 | 0 | 0 | 0 | 0 | 0 | 0 | 0 | 0 | 0 | 0 | 0 | 0
[10 empty] | 0 | 0 | 0 | 0 | 0 | 0 | 0 | 0 | 0 | 0 | 0 | 0 | 0 | 0 | 0 | 0 | 0 | 0 | 0 | 0 | 0 | 0 | 0 | 0 | 0 | 0 | 0 | 0
[10 empty] | 0 | 0 | 0 | 0 | 0 | 0 | 0 | 0 | 0 | 0 | 0 | 0 | 0 | 0 | 0 | 0 | 0 | 0 | 0 | 0 | 0 | 0 | 0 | 0 | 0 | 0 | 0 | 0
[10 empty] | 0 | 0 | 0 | 0 | 0 | 0 | 0 | 0 | 0 | 0 | 0 | 0 | 0 | 0 | 0 | 0 | 0 | 0 | 0 | 0 | 0 | 0 | 0 | 0 | 0 | 0 | 0 | 0
[10 empty] | 0 | 0 | 0 | 0 | 0 | 0 | 0 | 0 | 0 | 0 | 0 | 0 | 0 | 0 | 0 | 0 | 0 | 0 | 0 | 0 | 0 | 0 | 0 | 0 | 0 | 0 | 0 | 0
[10 empty] | 0 | 0 | 0 | 0 | 0 | 0 | 0 | 0 | 0 | 0 | 0 | 0 | 0 | 0 | 0 | 0 | 0 | 0 | 0 | 0 | 0 | 0 | 0 | 0 | 0 | 0 | 0 | 0
[10 empty] | 0 | 0 | 0 | 0 | 0 | 0 | 0 | 0 | 0 | 0 | 0 | 0 | 0 | 0 | 0 | 0 | 0 | 0 | 0 | 0 | 0 | 0 | 0 | 0 | 0 | 0 | 0 | 0
[10 empty] | 0 | 0 | 0 | 0 | 0 | 0 | 0 | 0 | 0 | 0 | 0 | 0 | 0 | 0 | 0 | 0 | 0 | 0 | 0 | 0 | 0 | 0 | 0 | 0 | 0 | 0 | 0 | 0
[10 empty] | 0 | 0 | 0 | 0 | 0 | 0 | 0 | 0 | 0 | 0 | 0 | 0 | 0 | 0 | 0 | 0 | 0 | 0 | 0 | 0 | 0 | 0 | 0 | 0 | 0 | 0 | 0 | 0
[10 empty] | 0 | 0 | 0 | 0 | 0 | 0 | 0 | 0 | 0 | 0 | 0 | 0 | 0 | 0 | 0 | 0 | 0 | 0 | 0 | 0 | 0 | 0 | 0 | 0 | 0 | 0 | 0 | 0
[10 empty] | 0 | 0 | 0 | 0 | 0 | 0 | 0 | 0 | 0 | 0 | 0 | 0 | 0 | 0 | 0 | 0 | 0 | 0 | 0 | 0 | 0 | 0 | 0 | 0 | 0 | 0 | 0 | 0
[10 empty] | 0 | 0 | 0 | 0 | 0 | 0 | 0 | 0 | 0 | 0 | 0 | 0 | 0 | 0 | 0 | 0 | 0 | 0 | 0 | 0 | 0 | 0 | 0 | 0 | 0 | 0 | 0 | 0
[10 empty] | 0 | 0 | 0 | 0 | 0 | 0 | 0 | 0 | 0 | 0 | 0 | 0 | 0 | 0 | 0 | 0 | 0 | 0 | 0 | 0 | 0 | 0 | 0 | 0 | 0 | 0 | 0 | 0
[10 empty] | 0 | 0 | 0 | 0 | 0 | 0 | 0 | 0 | 0 | 0 | 0 | 0 | 0 | 0 | 0 | 0 | 0 | 0 | 0 | 0 | 0 | 0 | 0 | 0 | 0 | 0 | 0 | 0
[10 empty] | 0 | 0 | 0 | 0 | 0 | 0 | 0 | 0 | 0 | 0 | 0 | 0 | 0 | 0 | 0 | 0 | 0 | 0 | 0 | 0 | 0 | 0 | 0 | 0 | 0 | 0 | 0 | 0
[10 empty] | 0 | 0 | 0 | 0 | 0 | 0 | 0 | 0 | 0 | 0 | 0 | 0 | 0 | 0 | 0 | 0 | 0 | 0 | 0 | 0 | 0 | 0 | 0 | 0 | 0 | 0 | 0 | 0
[10 empty] | 0 | 0 | 0 | 0 | 0 | 0 | 0 | 0 | 0 | 0 | 0 | 0 | 0 | 0 | 0 | 0 | 0 | 0 | 0 | 0 | 0 | 0 | 0 | 0 | 0 | 0 | 0 | 0
[10 empty] | 0 | 0 | 0 | 0 | 0 | 0 | 0 | 0 | 0 | 0 | 0 | 0 | 0 | 0 | 0 | 0 | 0 | 0 | 0 | 0 | 0 | 0 | 0 | 0 | 0 | 0 | 0 | 0
[10 empty] | 0 | 0 | 0 | 0 | 0 | 0 | 0 | 0 | 0 | 0 | 0 | 0 | 0 | 0 | 0 | 0 | 0 | 0 | 0 | 0 | 0 | 0 | 0 | 0 | 0 | 0 | 0 | 0
[10 empty] | 0 | 0 | 0 | 0 | 0 | 0 | 0 | 0 | 0 | 0 | 0 | 0 | 0 | 0 | 0 | 0 | 0 | 0 | 0 | 0 | 0 | 0 | 0 | 0 | 0 | 0 | 0 | 0
[10 empty] | 0 | 0 | 0 | 0 | 0 | 0 | 0 | 0 | 0 | 0 | 0 | 0 | 0 | 0 | 0 | 0 | 0 | 0 | 0 | 0 | 0 | 0 | 0 | 0 | 0 | 0 | 0 | 0
[10 empty] | 0 | 0 | 0 | 0 | 0 | 0 | 0 | 0 | 0 | 0 | 0 | 0 | 0 | 0 | 0 | 0 | 0 | 0 | 0 | 0 | 0 | 0 | 0 | 0 | 0 | 0 | 0 | 0
[10 empty] | 0 | 0 | 0 | 0 | 0 | 0 | 0 | 0 | 0 | 0 | 0 | 0 | 0 | 0 | 0 | 0 | 0 | 0 | 0 | 0 | 0 | 0 | 0 | 0 | 0 | 0 | 0 | 0
[10 empty] | 0 | 0 | 0 | 0 | 0 | 0 | 0 | 0 | 0 | 0 | 0 | 0 | 0 | 0 | 0 | 0 | 0 | 0 | 0 | 0 | 0 | 0 | 0 | 0 | 0 | 0 | 0 | 0
[10 empty] | 0 | 0 | 0 | 0 | 0 | 0 | 0 | 0 | 0 | 0 | 0 | 0 | 0 | 0 | 0 | 0 | 0 | 0 | 0 | 0 | 0 | 0 | 0 | 0 | 0 | 0 | 0 | 0
[10 empty] | 0 | 0 | 0 | 0 | 0 | 0 | 0 | 0 | 0 | 0 | 0 | 0 | 0 | 0 | 0 | 0 | 0 | 0 | 0 | 0 | 0 | 0 | 0 | 0 | 0 | 0 | 0 | 0
[10 empty] | 0 | 0 | 0 | 0 | 0 | 0 | 0 | 0 | 0 | 0 | 0 | 0 | 0 | 0 | 0 | 0 | 0 | 0 | 0 | 0 | 0 | 0 | 0 | 0 | 0 | 0 | 0 | 0
[10 empty] | 0 | 0 | 0 | 0 | 0 | 0 | 0 | 0 | 0 | 0 | 0 | 0 | 0 | 0 | 0 | 0 | 0 | 0 | 0 | 0 | 0 | 0 | 0 | 0 | 0 | 0 | 0 | 0
[10 empty] | 0 | 0 | 0 | 0 | 0 | 0 | 0 | 0 | 0 | 0 | 0 | 0 | 0 | 0 | 0 | 0 | 0 | 0 | 0 | 0 | 0 | 0 | 0 | 0 | 0 | 0 | 0 | 0
[10 empty] | 0 | 0 | 0 | 0 | 0 | 0 | 0 | 0 | 0 | 0 | 0 | 0 | 0 | 0 | 0 | 0 | 0 | 0 | 0 | 0 | 0 | 0 | 0 | 0 | 0 | 0 | 0 | 0
[10 empty] | 0 | 0 | 0 | 0 | 0 | 0 | 0 | 0 | 0 | 0 | 0 | 0 | 0 | 0 | 0 | 0 | 0 | 0 | 0 | 0 | 0 | 0 | 0 | 0 | 0 | 0 | 0 | 0
[10 empty] | 0 | 0 | 0 | 0 | 0 | 0 | 0 | 0 | 0 | 0 | 0 | 0 | 0 | 0 | 0 | 0 | 0 | 0 | 0 | 0 | 0 | 0 | 0 | 0 | 0 | 0 | 0 | 0
[10 empty] | 0 | 0 | 0 | 0 | 0 | 0 | 0 | 0 | 0 | 0 | 0 | 0 | 0 | 0 | 0 | 0 | 0 | 0 | 0 | 0 | 0 | 0 | 0 | 0 | 0 | 0 | 0 | 0
[10 empty] | 0 | 0 | 0 | 0 | 0 | 0 | 0 | 0 | 0 | 0 | 0 | 0 | 0 | 0 | 0 | 0 | 0 | 0 | 0 | 0 | 0 | 0 | 0 | 0 | 0 | 0 | 0 | 0
[10 empty] | 0 | 0 | 0 | 0 | 0 | 0 | 0 | 0 | 0 | 0 | 0 | 0 | 0 | 0 | 0 | 0 | 0 | 0 | 0 | 0 | 0 | 0 | 0 | 0 | 0 | 0 | 0 | 0
[10 empty] | 0 | 0 | 0 | 0 | 0 | 0 | 0 | 0 | 0 | 0 | 0 | 0 | 0 | 0 | 0 | 0 | 0 | 0 | 0 | 0 | 0 | 0 | 0 | 0 | 0 | 0 | 0 | 0
[10 empty] | 0 | 0 | 0 | 0 | 0 | 0 | 0 | 0 | 0 | 0 | 0 | 0 | 0 | 0 | 0 | 0 | 0 | 0 | 0 | 0 | 0 | 0 | 0 | 0 | 0 | 0 | 0 | 0
[10 empty] | 0 | 0 | 0 | 0 | 0 | 0 | 0 | 0 | 0 | 0 | 0 | 0 | 0 | 0 | 0 | 0 | 0 | 0 | 0 | 0 | 0 | 0 | 0 | 0 | 0 | 0 | 0 | 0
[10 empty] | 0 | 0 | 0 | 0 | 0 | 0 | 0 | 0 | 0 | 0 | 0 | 0 | 0 | 0 | 0 | 0 | 0 | 0 | 0 | 0 | 0 | 0 | 0 | 0 | 0 | 0 | 0 | 0
[10 empty] | 0 | 0 | 0 | 0 | 0 | 0 | 0 | 0 | 0 | 0 | 0 | 0 | 0 | 0 | 0 | 0 | 0 | 0 | 0 | 0 | 0 | 0 | 0 | 0 | 0 | 0 | 0 | 0
[10 empty] | 0 | 0 | 0 | 0 | 0 | 0 | 0 | 0 | 0 | 0 | 0 | 0 | 0 | 0 | 0 | 0 | 0 | 0 | 0 | 0 | 0 | 0 | 0 | 0 | 0 | 0 | 0 | 0
[10 empty] | 0 | 0 | 0 | 0 | 0 | 0 | 0 | 0 | 0 | 0 | 0 | 0 | 0 | 0 | 0 | 0 | 0 | 0 | 0 | 0 | 0 | 0 | 0 | 0 | 0 | 0 | 0 | 0
[10 empty] | 0 | 0 | 0 | 0 | 0 | 0 | 0 | 0 | 0 | 0 | 0 | 0 | 0 | 0 | 0 | 0 | 0 | 0 | 0 | 0 | 0 | 0 | 0 | 0 | 0 | 0 | 0 | 0
[10 empty] | 0 | 0 | 0 | 0 | 0 | 0 | 0 | 0 | 0 | 0 | 0 | 0 | 0 | 0 | 0 | 0 | 0 | 0 | 0 | 0 | 0 | 0 | 0 | 0 | 0 | 0 | 0 | 0
[10 empty] | 0 | 0 | 0 | 0 | 0 | 0 | 0 | 0 | 0 | 0 | 0 | 0 | 0 | 0 | 0 | 0 | 0 | 0 | 0 | 0 | 0 | 0 | 0 | 0 | 0 | 0 | 0 | 0
[10 empty] | 0 | 0 | 0 | 0 | 0 | 0 | 0 | 0 | 0 | 0 | 0 | 0 | 0 | 0 | 0 | 0 | 0 | 0 | 0 | 0 | 0 | 0 | 0 | 0 | 0 | 0 | 0 | 0
[10 empty] | 0 | 0 | 0 | 0 | 0 | 0 | 0 | 0 | 0 | 0 | 0 | 0 | 0 | 0 | 0 | 0 | 0 | 0 | 0 | 0 | 0 | 0 | 0 | 0 | 0 | 0 | 0 | 0
[10 empty] | 0 | 0 | 0 | 0 | 0 | 0 | 0 | 0 | 0 | 0 | 0 | 0 | 0 | 0 | 0 | 0 | 0 | 0 | 0 | 0 | 0 | 0 | 0 | 0 | 0 | 0 | 0 | 0
[10 empty] | 0 | 0 | 0 | 0 | 0 | 0 | 0 | 0 | 0 | 0 | 0 | 0 | 0 | 0 | 0 | 0 | 0 | 0 | 0 | 0 | 0 | 0 | 0 | 0 | 0 | 0 | 0 | 0
[10 empty] | 0 | 0 | 0 | 0 | 0 | 0 | 0 | 0 | 0 | 0 | 0 | 0 | 0 | 0 | 0 | 0 | 0 | 0 | 0 | 0 | 0 | 0 | 0 | 0 | 0 | 0 | 0 | 0
[10 empty] | 0 | 0 | 0 | 0 | 0 | 0 | 0 | 0 | 0 | 0 | 0 | 0 | 0 | 0 | 0 | 0 | 0 | 0 | 0 | 0 | 0 | 0 | 0 | 0 | 0 | 0 | 0 | 0
[10 empty] | 0 | 0 | 0 | 0 | 0 | 0 | 0 | 0 | 0 | 0 | 0 | 0 | 0 | 0 | 0 | 0 | 0 | 0 | 0 | 0 | 0 | 0 | 0 | 0 | 0 | 0 | 0 | 0
[10 empty] | 0 | 0 | 0 | 0 | 0 | 0 | 0 | 0 | 0 | 0 | 0 | 0 | 0 | 0 | 0 | 0 | 0 | 0 | 0 | 0 | 0 | 0 | 0 | 0 | 0 | 0 | 0 | 0
[10 empty] | 0 | 0 | 0 | 0 | 0 | 0 | 0 | 0 | 0 | 0 | 0 | 0 | 0 | 0 | 0 | 0 | 0 | 0 | 0 | 0 | 0 | 0 | 0 | 0 | 0 | 0 | 0 | 0
[10 empty] | 0 | 0 | 0 | 0 | 0 | 0 | 0 | 0 | 0 | 0 | 0 | 0 | 0 | 0 | 0 | 0 | 0 | 0 | 0 | 0 | 0 | 0 | 0 | 0 | 0 | 0 | 0 | 0
[10 empty] | 0 | 0 | 0 | 0 | 0 | 0 | 0 | 0 | 0 | 0 | 0 | 0 | 0 | 0 | 0 | 0 | 0 | 0 | 0 | 0 | 0 | 0 | 0 | 0 | 0 | 0 | 0 | 0
[10 empty] | 0 | 0 | 0 | 0 | 0 | 0 | 0 | 0 | 0 | 0 | 0 | 0 | 0 | 0 | 0 | 0 | 0 | 0 | 0 | 0 | 0 | 0 | 0 | 0 | 0 | 0 | 0 | 0
[10 empty] | 0 | 0 | 0 | 0 | 0 | 0 | 0 | 0 | 0 | 0 | 0 | 0 | 0 | 0 | 0 | 0 | 0 | 0 | 0 | 0 | 0 | 0 | 0 | 0 | 0 | 0 | 0 | 0
[10 empty] | 0 | 0 | 0 | 0 | 0 | 0 | 0 | 0 | 0 | 0 | 0 | 0 | 0 | 0 | 0 | 0 | 0 | 0 | 0 | 0 | 0 | 0 | 0 | 0 | 0 | 0 | 0 | 0
[10 empty] | 0 | 0 | 0 | 0 | 0 | 0 | 0 | 0 | 0 | 0 | 0 | 0 | 0 | 0 | 0 | 0 | 0 | 0 | 0 | 0 | 0 | 0 | 0 | 0 | 0 | 0 | 0 | 0
[10 empty] | 0 | 0 | 0 | 0 | 0 | 0 | 0 | 0 | 0 | 0 | 0 | 0 | 0 | 0 | 0 | 0 | 0 | 0 | 0 | 0 | 0 | 0 | 0 | 0 | 0 | 0 | 0 | 0
[10 empty] | 0 | 0 | 0 | 0 | 0 | 0 | 0 | 0 | 0 | 0 | 0 | 0 | 0 | 0 | 0 | 0 | 0 | 0 | 0 | 0 | 0 | 0 | 0 | 0 | 0 | 0 | 0 | 0
[10 empty] | 0 | 0 | 0 | 0 | 0 | 0 | 0 | 0 | 0 | 0 | 0 | 0 | 0 | 0 | 0 | 0 | 0 | 0 | 0 | 0 | 0 | 0 | 0 | 0 | 0 | 0 | 0 | 0
[10 empty] | 0 | 0 | 0 | 0 | 0 | 0 | 0 | 0 | 0 | 0 | 0 | 0 | 0 | 0 | 0 | 0 | 0 | 0 | 0 | 0 | 0 | 0 | 0 | 0 | 0 | 0 | 0 | 0
[10 empty] | 0 | 0 | 0 | 0 | 0 | 0 | 0 | 0 | 0 | 0 | 0 | 0 | 0 | 0 | 0 | 0 | 0 | 0 | 0 | 0 | 0 | 0 | 0 | 0 | 0 | 0 | 0 | 0
[10 empty] | 0 | 0 | 0 | 0 | 0 | 0 | 0 | 0 | 0 | 0 | 0 | 0 | 0 | 0 | 0 | 0 | 0 | 0 | 0 | 0 | 0 | 0 | 0 | 0 | 0 | 0 | 0 | 0
[10 empty] | 0 | 0 | 0 | 0 | 0 | 0 | 0 | 0 | 0 | 0 | 0 | 0 | 0 | 0 | 0 | 0 | 0 | 0 | 0 | 0 | 0 | 0 | 0 | 0 | 0 | 0 | 0 | 0
[10 empty] | 0 | 0 | 0 | 0 | 0 | 0 | 0 | 0 | 0 | 0 | 0 | 0 | 0 | 0 | 0 | 0 | 0 | 0 | 0 | 0 | 0 | 0 | 0 | 0 | 0 | 0 | 0 | 0
[10 empty] | 0 | 0 | 0 | 0 | 0 | 0 | 0 | 0 | 0 | 0 | 0 | 0 | 0 | 0 | 0 | 0 | 0 | 0 | 0 | 0 | 0 | 0 | 0 | 0 | 0 | 0 | 0 | 0
[10 empty] | 0 | 0 | 0 | 0 | 0 | 0 | 0 | 0 | 0 | 0 | 0 | 0 | 0 | 0 | 0 | 0 | 0 | 0 | 0 | 0 | 0 | 0 | 0 | 0 | 0 | 0 | 0 | 0
[10 empty] | 0 | 0 | 0 | 0 | 0 | 0 | 0 | 0 | 0 | 0 | 0 | 0 | 0 | 0 | 0 | 0 | 0 | 0 | 0 | 0 | 0 | 0 | 0 | 0 | 0 | 0 | 0 | 0
[10 empty] | 0 | 0 | 0 | 0 | 0 | 0 | 0 | 0 | 0 | 0 | 0 | 0 | 0 | 0 | 0 | 0 | 0 | 0 | 0 | 0 | 0 | 0 | 0 | 0 | 0 | 0 | 0 | 0
[10 empty] | 0 | 0 | 0 | 0 | 0 | 0 | 0 | 0 | 0 | 0 | 0 | 0 | 0 | 0 | 0 | 0 | 0 | 0 | 0 | 0 | 0 | 0 | 0 | 0 | 0 | 0 | 0 | 0
[10 empty] | 0 | 0 | 0 | 0 | 0 | 0 | 0 | 0 | 0 | 0 | 0 | 0 | 0 | 0 | 0 | 0 | 0 | 0 | 0 | 0 | 0 | 0 | 0 | 0 | 0 | 0 | 0 | 0
[10 empty] | 0 | 0 | 0 | 0 | 0 | 0 | 0 | 0 | 0 | 0 | 0 | 0 | 0 | 0 | 0 | 0 | 0 | 0 | 0 | 0 | 0 | 0 | 0 | 0 | 0 | 0 | 0 | 0
[10 empty] | 0 | 0 | 0 | 0 | 0 | 0 | 0 | 0 | 0 | 0 | 0 | 0 | 0 | 0 | 0 | 0 | 0 | 0 | 0 | 0 | 0 | 0 | 0 | 0 | 0 | 0 | 0 | 0
[10 empty] | 0 | 0 | 0 | 0 | 0 | 0 | 0 | 0 | 0 | 0 | 0 | 0 | 0 | 0 | 0 | 0 | 0 | 0 | 0 | 0 | 0 | 0 | 0 | 0 | 0 | 0 | 0 | 0
[10 empty] | 0 | 0 | 0 | 0 | 0 | 0 | 0 | 0 | 0 | 0 | 0 | 0 | 0 | 0 | 0 | 0 | 0 | 0 | 0 | 0 | 0 | 0 | 0 | 0 | 0 | 0 | 0 | 0
[10 empty] | 0 | 0 | 0 | 0 | 0 | 0 | 0 | 0 | 0 | 0 | 0 | 0 | 0 | 0 | 0 | 0 | 0 | 0 | 0 | 0 | 0 | 0 | 0 | 0 | 0 | 0 | 0 | 0
[10 empty] | 0 | 0 | 0 | 0 | 0 | 0 | 0 | 0 | 0 | 0 | 0 | 0 | 0 | 0 | 0 | 0 | 0 | 0 | 0 | 0 | 0 | 0 | 0 | 0 | 0 | 0 | 0 | 0
[10 empty] | 0 | 0 | 0 | 0 | 0 | 0 | 0 | 0 | 0 | 0 | 0 | 0 | 0 | 0 | 0 | 0 | 0 | 0 | 0 | 0 | 0 | 0 | 0 | 0 | 0 | 0 | 0 | 0
[10 empty] | 0 | 0 | 0 | 0 | 0 | 0 | 0 | 0 | 0 | 0 | 0 | 0 | 0 | 0 | 0 | 0 | 0 | 0 | 0 | 0 | 0 | 0 | 0 | 0 | 0 | 0 | 0 | 0
[10 empty] | 0 | 0 | 0 | 0 | 0 | 0 | 0 | 0 | 0 | 0 | 0 | 0 | 0 | 0 | 0 | 0 | 0 | 0 | 0 | 0 | 0 | 0 | 0 | 0 | 0 | 0 | 0 | 0
[10 empty] | 0 | 0 | 0 | 0 | 0 | 0 | 0 | 0 | 0 | 0 | 0 | 0 | 0 | 0 | 0 | 0 | 0 | 0 | 0 | 0 | 0 | 0 | 0 | 0 | 0 | 0 | 0 | 0
[10 empty] | 0 | 0 | 0 | 0 | 0 | 0 | 0 | 0 | 0 | 0 | 0 | 0 | 0 | 0 | 0 | 0 | 0 | 0 | 0 | 0 | 0 | 0 | 0 | 0 | 0 | 0 | 0 | 0
[10 empty] | 0 | 0 | 0 | 0 | 0 | 0 | 0 | 0 | 0 | 0 | 0 | 0 | 0 | 0 | 0 | 0 | 0 | 0 | 0 | 0 | 0 | 0 | 0 | 0 | 0 | 0 | 0 | 0
[10 empty] | 0 | 0 | 0 | 0 | 0 | 0 | 0 | 0 | 0 | 0 | 0 | 0 | 0 | 0 | 0 | 0 | 0 | 0 | 0 | 0 | 0 | 0 | 0 | 0 | 0 | 0 | 0 | 0
[10 empty] | 0 | 0 | 0 | 0 | 0 | 0 | 0 | 0 | 0 | 0 | 0 | 0 | 0 | 0 | 0 | 0 | 0 | 0 | 0 | 0 | 0 | 0 | 0 | 0 | 0 | 0 | 0 | 0
[10 empty] | 0 | 0 | 0 | 0 | 0 | 0 | 0 | 0 | 0 | 0 | 0 | 0 | 0 | 0 | 0 | 0 | 0 | 0 | 0 | 0 | 0 | 0 | 0 | 0 | 0 | 0 | 0 | 0
[10 empty] | 0 | 0 | 0 | 0 | 0 | 0 | 0 | 0 | 0 | 0 | 0 | 0 | 0 | 0 | 0 | 0 | 0 | 0 | 0 | 0 | 0 | 0 | 0 | 0 | 0 | 0 | 0 | 0
[10 empty] | 0 | 0 | 0 | 0 | 0 | 0 | 0 | 0 | 0 | 0 | 0 | 0 | 0 | 0 | 0 | 0 | 0 | 0 | 0 | 0 | 0 | 0 | 0 | 0 | 0 | 0 | 0 | 0
[10 empty] | 0 | 0 | 0 | 0 | 0 | 0 | 0 | 0 | 0 | 0 | 0 | 0 | 0 | 0 | 0 | 0 | 0 | 0 | 0 | 0 | 0 | 0 | 0 | 0 | 0 | 0 | 0 | 0
[10 empty] | 0 | 0 | 0 | 0 | 0 | 0 | 0 | 0 | 0 | 0 | 0 | 0 | 0 | 0 | 0 | 0 | 0 | 0 | 0 | 0 | 0 | 0 | 0 | 0 | 0 | 0 | 0 | 0
[10 empty] | 0 | 0 | 0 | 0 | 0 | 0 | 0 | 0 | 0 | 0 | 0 | 0 | 0 | 0 | 0 | 0 | 0 | 0 | 0 | 0 | 0 | 0 | 0 | 0 | 0 | 0 | 0 | 0
[10 empty] | 0 | 0 | 0 | 0 | 0 | 0 | 0 | 0 | 0 | 0 | 0 | 0 | 0 | 0 | 0 | 0 | 0 | 0 | 0 | 0 | 0 | 0 | 0 | 0 | 0 | 0 | 0 | 0
[10 empty] | 0 | 0 | 0 | 0 | 0 | 0 | 0 | 0 | 0 | 0 | 0 | 0 | 0 | 0 | 0 | 0 | 0 | 0 | 0 | 0 | 0 | 0 | 0 | 0 | 0 | 0 | 0 | 0
[10 empty] | 0 | 0 | 0 | 0 | 0 | 0 | 0 | 0 | 0 | 0 | 0 | 0 | 0 | 0 | 0 | 0 | 0 | 0 | 0 | 0 | 0 | 0 | 0 | 0 | 0 | 0 | 0 | 0
[10 empty] | 0 | 0 | 0 | 0 | 0 | 0 | 0 | 0 | 0 | 0 | 0 | 0 | 0 | 0 | 0 | 0 | 0 | 0 | 0 | 0 | 0 | 0 | 0 | 0 | 0 | 0 | 0 | 0
[10 empty] | 0 | 0 | 0 | 0 | 0 | 0 | 0 | 0 | 0 | 0 | 0 | 0 | 0 | 0 | 0 | 0 | 0 | 0 | 0 | 0 | 0 | 0 | 0 | 0 | 0 | 0 | 0 | 0
[10 empty] | 0 | 0 | 0 | 0 | 0 | 0 | 0 | 0 | 0 | 0 | 0 | 0 | 0 | 0 | 0 | 0 | 0 | 0 | 0 | 0 | 0 | 0 | 0 | 0 | 0 | 0 | 0 | 0
[10 empty] | 0 | 0 | 0 | 0 | 0 | 0 | 0 | 0 | 0 | 0 | 0 | 0 | 0 | 0 | 0 | 0 | 0 | 0 | 0 | 0 | 0 | 0 | 0 | 0 | 0 | 0 | 0 | 0
[10 empty] | 0 | 0 | 0 | 0 | 0 | 0 | 0 | 0 | 0 | 0 | 0 | 0 | 0 | 0 | 0 | 0 | 0 | 0 | 0 | 0 | 0 | 0 | 0 | 0 | 0 | 0 | 0 | 0
[10 empty] | 0 | 0 | 0 | 0 | 0 | 0 | 0 | 0 | 0 | 0 | 0 | 0 | 0 | 0 | 0 | 0 | 0 | 0 | 0 | 0 | 0 | 0 | 0 | 0 | 0 | 0 | 0 | 0
[10 empty] | 0 | 0 | 0 | 0 | 0 | 0 | 0 | 0 | 0 | 0 | 0 | 0 | 0 | 0 | 0 | 0 | 0 | 0 | 0 | 0 | 0 | 0 | 0 | 0 | 0 | 0 | 0 | 0
[10 empty] | 0 | 0 | 0 | 0 | 0 | 0 | 0 | 0 | 0 | 0 | 0 | 0 | 0 | 0 | 0 | 0 | 0 | 0 | 0 | 0 | 0 | 0 | 0 | 0 | 0 | 0 | 0 | 0
[10 empty] | 0 | 0 | 0 | 0 | 0 | 0 | 0 | 0 | 0 | 0 | 0 | 0 | 0 | 0 | 0 | 0 | 0 | 0 | 0 | 0 | 0 | 0 | 0 | 0 | 0 | 0 | 0 | 0
[10 empty] | 0 | 0 | 0 | 0 | 0 | 0 | 0 | 0 | 0 | 0 | 0 | 0 | 0 | 0 | 0 | 0 | 0 | 0 | 0 | 0 | 0 | 0 | 0 | 0 | 0 | 0 | 0 | 0
[10 empty] | 0 | 0 | 0 | 0 | 0 | 0 | 0 | 0 | 0 | 0 | 0 | 0 | 0 | 0 | 0 | 0 | 0 | 0 | 0 | 0 | 0 | 0 | 0 | 0 | 0 | 0 | 0 | 0
[10 empty] | 0 | 0 | 0 | 0 | 0 | 0 | 0 | 0 | 0 | 0 | 0 | 0 | 0 | 0 | 0 | 0 | 0 | 0 | 0 | 0 | 0 | 0 | 0 | 0 | 0 | 0 | 0 | 0
[10 empty] | 0 | 0 | 0 | 0 | 0 | 0 | 0 | 0 | 0 | 0 | 0 | 0 | 0 | 0 | 0 | 0 | 0 | 0 | 0 | 0 | 0 | 0 | 0 | 0 | 0 | 0 | 0 | 0
[10 empty] | 0 | 0 | 0 | 0 | 0 | 0 | 0 | 0 | 0 | 0 | 0 | 0 | 0 | 0 | 0 | 0 | 0 | 0 | 0 | 0 | 0 | 0 | 0 | 0 | 0 | 0 | 0 | 0
[10 empty] | 0 | 0 | 0 | 0 | 0 | 0 | 0 | 0 | 0 | 0 | 0 | 0 | 0 | 0 | 0 | 0 | 0 | 0 | 0 | 0 | 0 | 0 | 0 | 0 | 0 | 0 | 0 | 0
[10 empty] | 0 | 0 | 0 | 0 | 0 | 0 | 0 | 0 | 0 | 0 | 0 | 0 | 0 | 0 | 0 | 0 | 0 | 0 | 0 | 0 | 0 | 0 | 0 | 0 | 0 | 0 | 0 | 0
[10 empty] | 0 | 0 | 0 | 0 | 0 | 0 | 0 | 0 | 0 | 0 | 0 | 0 | 0 | 0 | 0 | 0 | 0 | 0 | 0 | 0 | 0 | 0 | 0 | 0 | 0 | 0 | 0 | 0
[10 empty] | 0 | 0 | 0 | 0 | 0 | 0 | 0 | 0 | 0 | 0 | 0 | 0 | 0 | 0 | 0 | 0 | 0 | 0 | 0 | 0 | 0 | 0 | 0 | 0 | 0 | 0 | 0 | 0
[10 empty] | 0 | 0 | 0 | 0 | 0 | 0 | 0 | 0 | 0 | 0 | 0 | 0 | 0 | 0 | 0 | 0 | 0 | 0 | 0 | 0 | 0 | 0 | 0 | 0 | 0 | 0 | 0 | 0
[10 empty] | 0 | 0 | 0 | 0 | 0 | 0 | 0 | 0 | 0 | 0 | 0 | 0 | 0 | 0 | 0 | 0 | 0 | 0 | 0 | 0 | 0 | 0 | 0 | 0 | 0 | 0 | 0 | 0
[10 empty] | 0 | 0 | 0 | 0 | 0 | 0 | 0 | 0 | 0 | 0 | 0 | 0 | 0 | 0 | 0 | 0 | 0 | 0 | 0 | 0 | 0 | 0 | 0 | 0 | 0 | 0 | 0 | 0
[10 empty] | 0 | 0 | 0 | 0 | 0 | 0 | 0 | 0 | 0 | 0 | 0 | 0 | 0 | 0 | 0 | 0 | 0 | 0 | 0 | 0 | 0 | 0 | 0 | 0 | 0 | 0 | 0 | 0
[10 empty] | 0 | 0 | 0 | 0 | 0 | 0 | 0 | 0 | 0 | 0 | 0 | 0 | 0 | 0 | 0 | 0 | 0 | 0 | 0 | 0 | 0 | 0 | 0 | 0 | 0 | 0 | 0 | 0
[10 empty] | 0 | 0 | 0 | 0 | 0 | 0 | 0 | 0 | 0 | 0 | 0 | 0 | 0 | 0 | 0 | 0 | 0 | 0 | 0 | 0 | 0 | 0 | 0 | 0 | 0 | 0 | 0 | 0
[10 empty] | 0 | 0 | 0 | 0 | 0 | 0 | 0 | 0 | 0 | 0 | 0 | 0 | 0 | 0 | 0 | 0 | 0 | 0 | 0 | 0 | 0 | 0 | 0 | 0 | 0 | 0 | 0 | 0
[10 empty] | 0 | 0 | 0 | 0 | 0 | 0 | 0 | 0 | 0 | 0 | 0 | 0 | 0 | 0 | 0 | 0 | 0 | 0 | 0 | 0 | 0 | 0 | 0 | 0 | 0 | 0 | 0 | 0
[10 empty] | 0 | 0 | 0 | 0 | 0 | 0 | 0 | 0 | 0 | 0 | 0 | 0 | 0 | 0 | 0 | 0 | 0 | 0 | 0 | 0 | 0 | 0 | 0 | 0 | 0 | 0 | 0 | 0
[10 empty] | 0 | 0 | 0 | 0 | 0 | 0 | 0 | 0 | 0 | 0 | 0 | 0 | 0 | 0 | 0 | 0 | 0 | 0 | 0 | 0 | 0 | 0 | 0 | 0 | 0 | 0 | 0 | 0
[10 empty] | 0 | 0 | 0 | 0 | 0 | 0 | 0 | 0 | 0 | 0 | 0 | 0 | 0 | 0 | 0 | 0 | 0 | 0 | 0 | 0 | 0 | 0 | 0 | 0 | 0 | 0 | 0 | 0
[10 empty] | 0 | 0 | 0 | 0 | 0 | 0 | 0 | 0 | 0 | 0 | 0 | 0 | 0 | 0 | 0 | 0 | 0 | 0 | 0 | 0 | 0 | 0 | 0 | 0 | 0 | 0 | 0 | 0
[10 empty] | 0 | 0 | 0 | 0 | 0 | 0 | 0 | 0 | 0 | 0 | 0 | 0 | 0 | 0 | 0 | 0 | 0 | 0 | 0 | 0 | 0 | 0 | 0 | 0 | 0 | 0 | 0 | 0
[10 empty] | 0 | 0 | 0 | 0 | 0 | 0 | 0 | 0 | 0 | 0 | 0 | 0 | 0 | 0 | 0 | 0 | 0 | 0 | 0 | 0 | 0 | 0 | 0 | 0 | 0 | 0 | 0 | 0
[10 empty] | 0 | 0 | 0 | 0 | 0 | 0 | 0 | 0 | 0 | 0 | 0 | 0 | 0 | 0 | 0 | 0 | 0 | 0 | 0 | 0 | 0 | 0 | 0 | 0 | 0 | 0 | 0 | 0
[10 empty] | 0 | 0 | 0 | 0 | 0 | 0 | 0 | 0 | 0 | 0 | 0 | 0 | 0 | 0 | 0 | 0 | 0 | 0 | 0 | 0 | 0 | 0 | 0 | 0 | 0 | 0 | 0 | 0
[10 empty] | 0 | 0 | 0 | 0 | 0 | 0 | 0 | 0 | 0 | 0 | 0 | 0 | 0 | 0 | 0 | 0 | 0 | 0 | 0 | 0 | 0 | 0 | 0 | 0 | 0 | 0 | 0 | 0
[10 empty] | 0 | 0 | 0 | 0 | 0 | 0 | 0 | 0 | 0 | 0 | 0 | 0 | 0 | 0 | 0 | 0 | 0 | 0 | 0 | 0 | 0 | 0 | 0 | 0 | 0 | 0 | 0 | 0
[10 empty] | 0 | 0 | 0 | 0 | 0 | 0 | 0 | 0 | 0 | 0 | 0 | 0 | 0 | 0 | 0 | 0 | 0 | 0 | 0 | 0 | 0 | 0 | 0 | 0 | 0 | 0 | 0 | 0
[10 empty] | 0 | 0 | 0 | 0 | 0 | 0 | 0 | 0 | 0 | 0 | 0 | 0 | 0 | 0 | 0 | 0 | 0 | 0 | 0 | 0 | 0 | 0 | 0 | 0 | 0 | 0 | 0 | 0
[10 empty] | 0 | 0 | 0 | 0 | 0 | 0 | 0 | 0 | 0 | 0 | 0 | 0 | 0 | 0 | 0 | 0 | 0 | 0 | 0 | 0 | 0 | 0 | 0 | 0 | 0 | 0 | 0 | 0
[10 empty] | 0 | 0 | 0 | 0 | 0 | 0 | 0 | 0 | 0 | 0 | 0 | 0 | 0 | 0 | 0 | 0 | 0 | 0 | 0 | 0 | 0 | 0 | 0 | 0 | 0 | 0 | 0 | 0
[10 empty] | 0 | 0 | 0 | 0 | 0 | 0 | 0 | 0 | 0 | 0 | 0 | 0 | 0 | 0 | 0 | 0 | 0 | 0 | 0 | 0 | 0 | 0 | 0 | 0 | 0 | 0 | 0 | 0
[10 empty] | 0 | 0 | 0 | 0 | 0 | 0 | 0 | 0 | 0 | 0 | 0 | 0 | 0 | 0 | 0 | 0 | 0 | 0 | 0 | 0 | 0 | 0 | 0 | 0 | 0 | 0 | 0 | 0
[10 empty] | 0 | 0 | 0 | 0 | 0 | 0 | 0 | 0 | 0 | 0 | 0 | 0 | 0 | 0 | 0 | 0 | 0 | 0 | 0 | 0 | 0 | 0 | 0 | 0 | 0 | 0 | 0 | 0
[10 empty] | 0 | 0 | 0 | 0 | 0 | 0 | 0 | 0 | 0 | 0 | 0 | 0 | 0 | 0 | 0 | 0 | 0 | 0 | 0 | 0 | 0 | 0 | 0 | 0 | 0 | 0 | 0 | 0
[10 empty] | 0 | 0 | 0 | 0 | 0 | 0 | 0 | 0 | 0 | 0 | 0 | 0 | 0 | 0 | 0 | 0 | 0 | 0 | 0 | 0 | 0 | 0 | 0 | 0 | 0 | 0 | 0 | 0
[10 empty] | 0 | 0 | 0 | 0 | 0 | 0 | 0 | 0 | 0 | 0 | 0 | 0 | 0 | 0 | 0 | 0 | 0 | 0 | 0 | 0 | 0 | 0 | 0 | 0 | 0 | 0 | 0 | 0
[10 empty] | 0 | 0 | 0 | 0 | 0 | 0 | 0 | 0 | 0 | 0 | 0 | 0 | 0 | 0 | 0 | 0 | 0 | 0 | 0 | 0 | 0 | 0 | 0 | 0 | 0 | 0 | 0 | 0
[10 empty] | 0 | 0 | 0 | 0 | 0 | 0 | 0 | 0 | 0 | 0 | 0 | 0 | 0 | 0 | 0 | 0 | 0 | 0 | 0 | 0 | 0 | 0 | 0 | 0 | 0 | 0 | 0 | 0
[10 empty] | 0 | 0 | 0 | 0 | 0 | 0 | 0 | 0 | 0 | 0 | 0 | 0 | 0 | 0 | 0 | 0 | 0 | 0 | 0 | 0 | 0 | 0 | 0 | 0 | 0 | 0 | 0 | 0
[10 empty] | 0 | 0 | 0 | 0 | 0 | 0 | 0 | 0 | 0 | 0 | 0 | 0 | 0 | 0 | 0 | 0 | 0 | 0 | 0 | 0 | 0 | 0 | 0 | 0 | 0 | 0 | 0 | 0
[10 empty] | 0 | 0 | 0 | 0 | 0 | 0 | 0 | 0 | 0 | 0 | 0 | 0 | 0 | 0 | 0 | 0 | 0 | 0 | 0 | 0 | 0 | 0 | 0 | 0 | 0 | 0 | 0 | 0
[10 empty] | 0 | 0 | 0 | 0 | 0 | 0 | 0 | 0 | 0 | 0 | 0 | 0 | 0 | 0 | 0 | 0 | 0 | 0 | 0 | 0 | 0 | 0 | 0 | 0 | 0 | 0 | 0 | 0
[10 empty] | 0 | 0 | 0 | 0 | 0 | 0 | 0 | 0 | 0 | 0 | 0 | 0 | 0 | 0 | 0 | 0 | 0 | 0 | 0 | 0 | 0 | 0 | 0 | 0 | 0 | 0 | 0 | 0
[10 empty] | 0 | 0 | 0 | 0 | 0 | 0 | 0 | 0 | 0 | 0 | 0 | 0 | 0 | 0 | 0 | 0 | 0 | 0 | 0 | 0 | 0 | 0 | 0 | 0 | 0 | 0 | 0 | 0
[10 empty] | 0 | 0 | 0 | 0 | 0 | 0 | 0 | 0 | 0 | 0 | 0 | 0 | 0 | 0 | 0 | 0 | 0 | 0 | 0 | 0 | 0 | 0 | 0 | 0 | 0 | 0 | 0 | 0
[10 empty] | 0 | 0 | 0 | 0 | 0 | 0 | 0 | 0 | 0 | 0 | 0 | 0 | 0 | 0 | 0 | 0 | 0 | 0 | 0 | 0 | 0 | 0 | 0 | 0 | 0 | 0 | 0 | 0
[10 empty] | 0 | 0 | 0 | 0 | 0 | 0 | 0 | 0 | 0 | 0 | 0 | 0 | 0 | 0 | 0 | 0 | 0 | 0 | 0 | 0 | 0 | 0 | 0 | 0 | 0 | 0 | 0 | 0
[10 empty] | 0 | 0 | 0 | 0 | 0 | 0 | 0 | 0 | 0 | 0 | 0 | 0 | 0 | 0 | 0 | 0 | 0 | 0 | 0 | 0 | 0 | 0 | 0 | 0 | 0 | 0 | 0 | 0
[10 empty] | 0 | 0 | 0 | 0 | 0 | 0 | 0 | 0 | 0 | 0 | 0 | 0 | 0 | 0 | 0 | 0 | 0 | 0 | 0 | 0 | 0 | 0 | 0 | 0 | 0 | 0 | 0 | 0
[10 empty] | 0 | 0 | 0 | 0 | 0 | 0 | 0 | 0 | 0 | 0 | 0 | 0 | 0 | 0 | 0 | 0 | 0 | 0 | 0 | 0 | 0 | 0 | 0 | 0 | 0 | 0 | 0 | 0
[10 empty] | 0 | 0 | 0 | 0 | 0 | 0 | 0 | 0 | 0 | 0 | 0 | 0 | 0 | 0 | 0 | 0 | 0 | 0 | 0 | 0 | 0 | 0 | 0 | 0 | 0 | 0 | 0 | 0
[10 empty] | 0 | 0 | 0 | 0 | 0 | 0 | 0 | 0 | 0 | 0 | 0 | 0 | 0 | 0 | 0 | 0 | 0 | 0 | 0 | 0 | 0 | 0 | 0 | 0 | 0 | 0 | 0 | 0
[10 empty] | 0 | 0 | 0 | 0 | 0 | 0 | 0 | 0 | 0 | 0 | 0 | 0 | 0 | 0 | 0 | 0 | 0 | 0 | 0 | 0 | 0 | 0 | 0 | 0 | 0 | 0 | 0 | 0
[10 empty] | 0 | 0 | 0 | 0 | 0 | 0 | 0 | 0 | 0 | 0 | 0 | 0 | 0 | 0 | 0 | 0 | 0 | 0 | 0 | 0 | 0 | 0 | 0 | 0 | 0 | 0 | 0 | 0
[10 empty] | 0 | 0 | 0 | 0 | 0 | 0 | 0 | 0 | 0 | 0 | 0 | 0 | 0 | 0 | 0 | 0 | 0 | 0 | 0 | 0 | 0 | 0 | 0 | 0 | 0 | 0 | 0 | 0
[10 empty] | 0 | 0 | 0 | 0 | 0 | 0 | 0 | 0 | 0 | 0 | 0 | 0 | 0 | 0 | 0 | 0 | 0 | 0 | 0 | 0 | 0 | 0 | 0 | 0 | 0 | 0 | 0 | 0
[10 empty] | 0 | 0 | 0 | 0 | 0 | 0 | 0 | 0 | 0 | 0 | 0 | 0 | 0 | 0 | 0 | 0 | 0 | 0 | 0 | 0 | 0 | 0 | 0 | 0 | 0 | 0 | 0 | 0
[10 empty] | 0 | 0 | 0 | 0 | 0 | 0 | 0 | 0 | 0 | 0 | 0 | 0 | 0 | 0 | 0 | 0 | 0 | 0 | 0 | 0 | 0 | 0 | 0 | 0 | 0 | 0 | 0 | 0
[10 empty] | 0 | 0 | 0 | 0 | 0 | 0 | 0 | 0 | 0 | 0 | 0 | 0 | 0 | 0 | 0 | 0 | 0 | 0 | 0 | 0 | 0 | 0 | 0 | 0 | 0 | 0 | 0 | 0
[10 empty] | 0 | 0 | 0 | 0 | 0 | 0 | 0 | 0 | 0 | 0 | 0 | 0 | 0 | 0 | 0 | 0 | 0 | 0 | 0 | 0 | 0 | 0 | 0 | 0 | 0 | 0 | 0 | 0
[10 empty] | 0 | 0 | 0 | 0 | 0 | 0 | 0 | 0 | 0 | 0 | 0 | 0 | 0 | 0 | 0 | 0 | 0 | 0 | 0 | 0 | 0 | 0 | 0 | 0 | 0 | 0 | 0 | 0
[10 empty] | 0 | 0 | 0 | 0 | 0 | 0 | 0 | 0 | 0 | 0 | 0 | 0 | 0 | 0 | 0 | 0 | 0 | 0 | 0 | 0 | 0 | 0 | 0 | 0 | 0 | 0 | 0 | 0
[10 empty] | 0 | 0 | 0 | 0 | 0 | 0 | 0 | 0 | 0 | 0 | 0 | 0 | 0 | 0 | 0 | 0 | 0 | 0 | 0 | 0 | 0 | 0 | 0 | 0 | 0 | 0 | 0 | 0
[10 empty] | 0 | 0 | 0 | 0 | 0 | 0 | 0 | 0 | 0 | 0 | 0 | 0 | 0 | 0 | 0 | 0 | 0 | 0 | 0 | 0 | 0 | 0 | 0 | 0 | 0 | 0 | 0 | 0
[10 empty] | 0 | 0 | 0 | 0 | 0 | 0 | 0 | 0 | 0 | 0 | 0 | 0 | 0 | 0 | 0 | 0 | 0 | 0 | 0 | 0 | 0 | 0 | 0 | 0 | 0 | 0 | 0 | 0
[10 empty] | 0 | 0 | 0 | 0 | 0 | 0 | 0 | 0 | 0 | 0 | 0 | 0 | 0 | 0 | 0 | 0 | 0 | 0 | 0 | 0 | 0 | 0 | 0 | 0 | 0 | 0 | 0 | 0
[10 empty] | 0 | 0 | 0 | 0 | 0 | 0 | 0 | 0 | 0 | 0 | 0 | 0 | 0 | 0 | 0 | 0 | 0 | 0 | 0 | 0 | 0 | 0 | 0 | 0 | 0 | 0 | 0 | 0
[10 empty] | 0 | 0 | 0 | 0 | 0 | 0 | 0 | 0 | 0 | 0 | 0 | 0 | 0 | 0 | 0 | 0 | 0 | 0 | 0 | 0 | 0 | 0 | 0 | 0 | 0 | 0 | 0 | 0
[10 empty] | 0 | 0 | 0 | 0 | 0 | 0 | 0 | 0 | 0 | 0 | 0 | 0 | 0 | 0 | 0 | 0 | 0 | 0 | 0 | 0 | 0 | 0 | 0 | 0 | 0 | 0 | 0 | 0
[10 empty] | 0 | 0 | 0 | 0 | 0 | 0 | 0 | 0 | 0 | 0 | 0 | 0 | 0 | 0 | 0 | 0 | 0 | 0 | 0 | 0 | 0 | 0 | 0 | 0 | 0 | 0 | 0 | 0
[10 empty] | 0 | 0 | 0 | 0 | 0 | 0 | 0 | 0 | 0 | 0 | 0 | 0 | 0 | 0 | 0 | 0 | 0 | 0 | 0 | 0 | 0 | 0 | 0 | 0 | 0 | 0 | 0 | 0
[10 empty] | 0 | 0 | 0 | 0 | 0 | 0 | 0 | 0 | 0 | 0 | 0 | 0 | 0 | 0 | 0 | 0 | 0 | 0 | 0 | 0 | 0 | 0 | 0 | 0 | 0 | 0 | 0 | 0
[10 empty] | 0 | 0 | 0 | 0 | 0 | 0 | 0 | 0 | 0 | 0 | 0 | 0 | 0 | 0 | 0 | 0 | 0 | 0 | 0 | 0 | 0 | 0 | 0 | 0 | 0 | 0 | 0 | 0
[10 empty] | 0 | 0 | 0 | 0 | 0 | 0 | 0 | 0 | 0 | 0 | 0 | 0 | 0 | 0 | 0 | 0 | 0 | 0 | 0 | 0 | 0 | 0 | 0 | 0 | 0 | 0 | 0 | 0
[10 empty] | 0 | 0 | 0 | 0 | 0 | 0 | 0 | 0 | 0 | 0 | 0 | 0 | 0 | 0 | 0 | 0 | 0 | 0 | 0 | 0 | 0 | 0 | 0 | 0 | 0 | 0 | 0 | 0
[10 empty] | 0 | 0 | 0 | 0 | 0 | 0 | 0 | 0 | 0 | 0 | 0 | 0 | 0 | 0 | 0 | 0 | 0 | 0 | 0 | 0 | 0 | 0 | 0 | 0 | 0 | 0 | 0 | 0
[10 empty] | 0 | 0 | 0 | 0 | 0 | 0 | 0 | 0 | 0 | 0 | 0 | 0 | 0 | 0 | 0 | 0 | 0 | 0 | 0 | 0 | 0 | 0 | 0 | 0 | 0 | 0 | 0 | 0
[10 empty] | 0 | 0 | 0 | 0 | 0 | 0 | 0 | 0 | 0 | 0 | 0 | 0 | 0 | 0 | 0 | 0 | 0 | 0 | 0 | 0 | 0 | 0 | 0 | 0 | 0 | 0 | 0 | 0
[10 empty] | 0 | 0 | 0 | 0 | 0 | 0 | 0 | 0 | 0 | 0 | 0 | 0 | 0 | 0 | 0 | 0 | 0 | 0 | 0 | 0 | 0 | 0 | 0 | 0 | 0 | 0 | 0 | 0
[10 empty] | 0 | 0 | 0 | 0 | 0 | 0 | 0 | 0 | 0 | 0 | 0 | 0 | 0 | 0 | 0 | 0 | 0 | 0 | 0 | 0 | 0 | 0 | 0 | 0 | 0 | 0 | 0 | 0
[10 empty] | 0 | 0 | 0 | 0 | 0 | 0 | 0 | 0 | 0 | 0 | 0 | 0 | 0 | 0 | 0 | 0 | 0 | 0 | 0 | 0 | 0 | 0 | 0 | 0 | 0 | 0 | 0 | 0
[10 empty] | 0 | 0 | 0 | 0 | 0 | 0 | 0 | 0 | 0 | 0 | 0 | 0 | 0 | 0 | 0 | 0 | 0 | 0 | 0 | 0 | 0 | 0 | 0 | 0 | 0 | 0 | 0 | 0
[10 empty] | 0 | 0 | 0 | 0 | 0 | 0 | 0 | 0 | 0 | 0 | 0 | 0 | 0 | 0 | 0 | 0 | 0 | 0 | 0 | 0 | 0 | 0 | 0 | 0 | 0 | 0 | 0 | 0
[10 empty] | 0 | 0 | 0 | 0 | 0 | 0 | 0 | 0 | 0 | 0 | 0 | 0 | 0 | 0 | 0 | 0 | 0 | 0 | 0 | 0 | 0 | 0 | 0 | 0 | 0 | 0 | 0 | 0
[10 empty] | 0 | 0 | 0 | 0 | 0 | 0 | 0 | 0 | 0 | 0 | 0 | 0 | 0 | 0 | 0 | 0 | 0 | 0 | 0 | 0 | 0 | 0 | 0 | 0 | 0 | 0 | 0 | 0
[10 empty] | 0 | 0 | 0 | 0 | 0 | 0 | 0 | 0 | 0 | 0 | 0 | 0 | 0 | 0 | 0 | 0 | 0 | 0 | 0 | 0 | 0 | 0 | 0 | 0 | 0 | 0 | 0 | 0
[10 empty] | 0 | 0 | 0 | 0 | 0 | 0 | 0 | 0 | 0 | 0 | 0 | 0 | 0 | 0 | 0 | 0 | 0 | 0 | 0 | 0 | 0 | 0 | 0 | 0 | 0 | 0 | 0 | 0
[10 empty] | 0 | 0 | 0 | 0 | 0 | 0 | 0 | 0 | 0 | 0 | 0 | 0 | 0 | 0 | 0 | 0 | 0 | 0 | 0 | 0 | 0 | 0 | 0 | 0 | 0 | 0 | 0 | 0
[10 empty] | 0 | 0 | 0 | 0 | 0 | 0 | 0 | 0 | 0 | 0 | 0 | 0 | 0 | 0 | 0 | 0 | 0 | 0 | 0 | 0 | 0 | 0 | 0 | 0 | 0 | 0 | 0 | 0
[10 empty] | 0 | 0 | 0 | 0 | 0 | 0 | 0 | 0 | 0 | 0 | 0 | 0 | 0 | 0 | 0 | 0 | 0 | 0 | 0 | 0 | 0 | 0 | 0 | 0 | 0 | 0 | 0 | 0
[10 empty] | 0 | 0 | 0 | 0 | 0 | 0 | 0 | 0 | 0 | 0 | 0 | 0 | 0 | 0 | 0 | 0 | 0 | 0 | 0 | 0 | 0 | 0 | 0 | 0 | 0 | 0 | 0 | 0
[10 empty] | 0 | 0 | 0 | 0 | 0 | 0 | 0 | 0 | 0 | 0 | 0 | 0 | 0 | 0 | 0 | 0 | 0 | 0 | 0 | 0 | 0 | 0 | 0 | 0 | 0 | 0 | 0 | 0
[10 empty] | 0 | 0 | 0 | 0 | 0 | 0 | 0 | 0 | 0 | 0 | 0 | 0 | 0 | 0 | 0 | 0 | 0 | 0 | 0 | 0 | 0 | 0 | 0 | 0 | 0 | 0 | 0 | 0
[10 empty] | 0 | 0 | 0 | 0 | 0 | 0 | 0 | 0 | 0 | 0 | 0 | 0 | 0 | 0 | 0 | 0 | 0 | 0 | 0 | 0 | 0 | 0 | 0 | 0 | 0 | 0 | 0 | 0
[10 empty] | 0 | 0 | 0 | 0 | 0 | 0 | 0 | 0 | 0 | 0 | 0 | 0 | 0 | 0 | 0 | 0 | 0 | 0 | 0 | 0 | 0 | 0 | 0 | 0 | 0 | 0 | 0 | 0
[10 empty] | 0 | 0 | 0 | 0 | 0 | 0 | 0 | 0 | 0 | 0 | 0 | 0 | 0 | 0 | 0 | 0 | 0 | 0 | 0 | 0 | 0 | 0 | 0 | 0 | 0 | 0 | 0 | 0
[10 empty] | 0 | 0 | 0 | 0 | 0 | 0 | 0 | 0 | 0 | 0 | 0 | 0 | 0 | 0 | 0 | 0 | 0 | 0 | 0 | 0 | 0 | 0 | 0 | 0 | 0 | 0 | 0 | 0
[10 empty] | 0 | 0 | 0 | 0 | 0 | 0 | 0 | 0 | 0 | 0 | 0 | 0 | 0 | 0 | 0 | 0 | 0 | 0 | 0 | 0 | 0 | 0 | 0 | 0 | 0 | 0 | 0 | 0
[10 empty] | 0 | 0 | 0 | 0 | 0 | 0 | 0 | 0 | 0 | 0 | 0 | 0 | 0 | 0 | 0 | 0 | 0 | 0 | 0 | 0 | 0 | 0 | 0 | 0 | 0 | 0 | 0 | 0
[10 empty] | 0 | 0 | 0 | 0 | 0 | 0 | 0 | 0 | 0 | 0 | 0 | 0 | 0 | 0 | 0 | 0 | 0 | 0 | 0 | 0 | 0 | 0 | 0 | 0 | 0 | 0 | 0 | 0
[10 empty] | 0 | 0 | 0 | 0 | 0 | 0 | 0 | 0 | 0 | 0 | 0 | 0 | 0 | 0 | 0 | 0 | 0 | 0 | 0 | 0 | 0 | 0 | 0 | 0 | 0 | 0 | 0 | 0
[10 empty] | 0 | 0 | 0 | 0 | 0 | 0 | 0 | 0 | 0 | 0 | 0 | 0 | 0 | 0 | 0 | 0 | 0 | 0 | 0 | 0 | 0 | 0 | 0 | 0 | 0 | 0 | 0 | 0
[10 empty] | 0 | 0 | 0 | 0 | 0 | 0 | 0 | 0 | 0 | 0 | 0 | 0 | 0 | 0 | 0 | 0 | 0 | 0 | 0 | 0 | 0 | 0 | 0 | 0 | 0 | 0 | 0 | 0
[10 empty] | 0 | 0 | 0 | 0 | 0 | 0 | 0 | 0 | 0 | 0 | 0 | 0 | 0 | 0 | 0 | 0 | 0 | 0 | 0 | 0 | 0 | 0 | 0 | 0 | 0 | 0 | 0 | 0
[10 empty] | 0 | 0 | 0 | 0 | 0 | 0 | 0 | 0 | 0 | 0 | 0 | 0 | 0 | 0 | 0 | 0 | 0 | 0 | 0 | 0 | 0 | 0 | 0 | 0 | 0 | 0 | 0 | 0
[10 empty] | 0 | 0 | 0 | 0 | 0 | 0 | 0 | 0 | 0 | 0 | 0 | 0 | 0 | 0 | 0 | 0 | 0 | 0 | 0 | 0 | 0 | 0 | 0 | 0 | 0 | 0 | 0 | 0
[10 empty] | 0 | 0 | 0 | 0 | 0 | 0 | 0 | 0 | 0 | 0 | 0 | 0 | 0 | 0 | 0 | 0 | 0 | 0 | 0 | 0 | 0 | 0 | 0 | 0 | 0 | 0 | 0 | 0
[10 empty] | 0 | 0 | 0 | 0 | 0 | 0 | 0 | 0 | 0 | 0 | 0 | 0 | 0 | 0 | 0 | 0 | 0 | 0 | 0 | 0 | 0 | 0 | 0 | 0 | 0 | 0 | 0 | 0
[10 empty] | 0 | 0 | 0 | 0 | 0 | 0 | 0 | 0 | 0 | 0 | 0 | 0 | 0 | 0 | 0 | 0 | 0 | 0 | 0 | 0 | 0 | 0 | 0 | 0 | 0 | 0 | 0 | 0
[10 empty] | 0 | 0 | 0 | 0 | 0 | 0 | 0 | 0 | 0 | 0 | 0 | 0 | 0 | 0 | 0 | 0 | 0 | 0 | 0 | 0 | 0 | 0 | 0 | 0 | 0 | 0 | 0 | 0
[10 empty] | 0 | 0 | 0 | 0 | 0 | 0 | 0 | 0 | 0 | 0 | 0 | 0 | 0 | 0 | 0 | 0 | 0 | 0 | 0 | 0 | 0 | 0 | 0 | 0 | 0 | 0 | 0 | 0
[10 empty] | 0 | 0 | 0 | 0 | 0 | 0 | 0 | 0 | 0 | 0 | 0 | 0 | 0 | 0 | 0 | 0 | 0 | 0 | 0 | 0 | 0 | 0 | 0 | 0 | 0 | 0 | 0 | 0
[10 empty] | 0 | 0 | 0 | 0 | 0 | 0 | 0 | 0 | 0 | 0 | 0 | 0 | 0 | 0 | 0 | 0 | 0 | 0 | 0 | 0 | 0 | 0 | 0 | 0 | 0 | 0 | 0 | 0
[10 empty] | 0 | 0 | 0 | 0 | 0 | 0 | 0 | 0 | 0 | 0 | 0 | 0 | 0 | 0 | 0 | 0 | 0 | 0 | 0 | 0 | 0 | 0 | 0 | 0 | 0 | 0 | 0 | 0
[10 empty] | 0 | 0 | 0 | 0 | 0 | 0 | 0 | 0 | 0 | 0 | 0 | 0 | 0 | 0 | 0 | 0 | 0 | 0 | 0 | 0 | 0 | 0 | 0 | 0 | 0 | 0 | 0 | 0
[10 empty] | 0 | 0 | 0 | 0 | 0 | 0 | 0 | 0 | 0 | 0 | 0 | 0 | 0 | 0 | 0 | 0 | 0 | 0 | 0 | 0 | 0 | 0 | 0 | 0 | 0 | 0 | 0 | 0
[10 empty] | 0 | 0 | 0 | 0 | 0 | 0 | 0 | 0 | 0 | 0 | 0 | 0 | 0 | 0 | 0 | 0 | 0 | 0 | 0 | 0 | 0 | 0 | 0 | 0 | 0 | 0 | 0 | 0
[10 empty] | 0 | 0 | 0 | 0 | 0 | 0 | 0 | 0 | 0 | 0 | 0 | 0 | 0 | 0 | 0 | 0 | 0 | 0 | 0 | 0 | 0 | 0 | 0 | 0 | 0 | 0 | 0 | 0
[10 empty] | 0 | 0 | 0 | 0 | 0 | 0 | 0 | 0 | 0 | 0 | 0 | 0 | 0 | 0 | 0 | 0 | 0 | 0 | 0 | 0 | 0 | 0 | 0 | 0 | 0 | 0 | 0 | 0
[10 empty] | 0 | 0 | 0 | 0 | 0 | 0 | 0 | 0 | 0 | 0 | 0 | 0 | 0 | 0 | 0 | 0 | 0 | 0 | 0 | 0 | 0 | 0 | 0 | 0 | 0 | 0 | 0 | 0
[10 empty] | 0 | 0 | 0 | 0 | 0 | 0 | 0 | 0 | 0 | 0 | 0 | 0 | 0 | 0 | 0 | 0 | 0 | 0 | 0 | 0 | 0 | 0 | 0 | 0 | 0 | 0 | 0 | 0
[10 empty] | 0 | 0 | 0 | 0 | 0 | 0 | 0 | 0 | 0 | 0 | 0 | 0 | 0 | 0 | 0 | 0 | 0 | 0 | 0 | 0 | 0 | 0 | 0 | 0 | 0 | 0 | 0 | 0
[10 empty] | 0 | 0 | 0 | 0 | 0 | 0 | 0 | 0 | 0 | 0 | 0 | 0 | 0 | 0 | 0 | 0 | 0 | 0 | 0 | 0 | 0 | 0 | 0 | 0 | 0 | 0 | 0 | 0
[10 empty] | 0 | 0 | 0 | 0 | 0 | 0 | 0 | 0 | 0 | 0 | 0 | 0 | 0 | 0 | 0 | 0 | 0 | 0 | 0 | 0 | 0 | 0 | 0 | 0 | 0 | 0 | 0 | 0
[10 empty] | 0 | 0 | 0 | 0 | 0 | 0 | 0 | 0 | 0 | 0 | 0 | 0 | 0 | 0 | 0 | 0 | 0 | 0 | 0 | 0 | 0 | 0 | 0 | 0 | 0 | 0 | 0 | 0
[10 empty] | 0 | 0 | 0 | 0 | 0 | 0 | 0 | 0 | 0 | 0 | 0 | 0 | 0 | 0 | 0 | 0 | 0 | 0 | 0 | 0 | 0 | 0 | 0 | 0 | 0 | 0 | 0 | 0
[10 empty] | 0 | 0 | 0 | 0 | 0 | 0 | 0 | 0 | 0 | 0 | 0 | 0 | 0 | 0 | 0 | 0 | 0 | 0 | 0 | 0 | 0 | 0 | 0 | 0 | 0 | 0 | 0 | 0
[10 empty] | 0 | 0 | 0 | 0 | 0 | 0 | 0 | 0 | 0 | 0 | 0 | 0 | 0 | 0 | 0 | 0 | 0 | 0 | 0 | 0 | 0 | 0 | 0 | 0 | 0 | 0 | 0 | 0
[10 empty] | 0 | 0 | 0 | 0 | 0 | 0 | 0 | 0 | 0 | 0 | 0 | 0 | 0 | 0 | 0 | 0 | 0 | 0 | 0 | 0 | 0 | 0 | 0 | 0 | 0 | 0 | 0 | 0
[10 empty] | 0 | 0 | 0 | 0 | 0 | 0 | 0 | 0 | 0 | 0 | 0 | 0 | 0 | 0 | 0 | 0 | 0 | 0 | 0 | 0 | 0 | 0 | 0 | 0 | 0 | 0 | 0 | 0
[10 empty] | 0 | 0 | 0 | 0 | 0 | 0 | 0 | 0 | 0 | 0 | 0 | 0 | 0 | 0 | 0 | 0 | 0 | 0 | 0 | 0 | 0 | 0 | 0 | 0 | 0 | 0 | 0 | 0
[10 empty] | 0 | 0 | 0 | 0 | 0 | 0 | 0 | 0 | 0 | 0 | 0 | 0 | 0 | 0 | 0 | 0 | 0 | 0 | 0 | 0 | 0 | 0 | 0 | 0 | 0 | 0 | 0 | 0
[10 empty] | 0 | 0 | 0 | 0 | 0 | 0 | 0 | 0 | 0 | 0 | 0 | 0 | 0 | 0 | 0 | 0 | 0 | 0 | 0 | 0 | 0 | 0 | 0 | 0 | 0 | 0 | 0 | 0
[10 empty] | 0 | 0 | 0 | 0 | 0 | 0 | 0 | 0 | 0 | 0 | 0 | 0 | 0 | 0 | 0 | 0 | 0 | 0 | 0 | 0 | 0 | 0 | 0 | 0 | 0 | 0 | 0 | 0
[10 empty] | 0 | 0 | 0 | 0 | 0 | 0 | 0 | 0 | 0 | 0 | 0 | 0 | 0 | 0 | 0 | 0 | 0 | 0 | 0 | 0 | 0 | 0 | 0 | 0 | 0 | 0 | 0 | 0
[10 empty] | 0 | 0 | 0 | 0 | 0 | 0 | 0 | 0 | 0 | 0 | 0 | 0 | 0 | 0 | 0 | 0 | 0 | 0 | 0 | 0 | 0 | 0 | 0 | 0 | 0 | 0 | 0 | 0
[10 empty] | 0 | 0 | 0 | 0 | 0 | 0 | 0 | 0 | 0 | 0 | 0 | 0 | 0 | 0 | 0 | 0 | 0 | 0 | 0 | 0 | 0 | 0 | 0 | 0 | 0 | 0 | 0 | 0
[10 empty] | 0 | 0 | 0 | 0 | 0 | 0 | 0 | 0 | 0 | 0 | 0 | 0 | 0 | 0 | 0 | 0 | 0 | 0 | 0 | 0 | 0 | 0 | 0 | 0 | 0 | 0 | 0 | 0
[10 empty] | 0 | 0 | 0 | 0 | 0 | 0 | 0 | 0 | 0 | 0 | 0 | 0 | 0 | 0 | 0 | 0 | 0 | 0 | 0 | 0 | 0 | 0 | 0 | 0 | 0 | 0 | 0 | 0
[10 empty] | 0 | 0 | 0 | 0 | 0 | 0 | 0 | 0 | 0 | 0 | 0 | 0 | 0 | 0 | 0 | 0 | 0 | 0 | 0 | 0 | 0 | 0 | 0 | 0 | 0 | 0 | 0 | 0
[10 empty] | 0 | 0 | 0 | 0 | 0 | 0 | 0 | 0 | 0 | 0 | 0 | 0 | 0 | 0 | 0 | 0 | 0 | 0 | 0 | 0 | 0 | 0 | 0 | 0 | 0 | 0 | 0 | 0
[10 empty] | 0 | 0 | 0 | 0 | 0 | 0 | 0 | 0 | 0 | 0 | 0 | 0 | 0 | 0 | 0 | 0 | 0 | 0 | 0 | 0 | 0 | 0 | 0 | 0 | 0 | 0 | 0 | 0
[10 empty] | 0 | 0 | 0 | 0 | 0 | 0 | 0 | 0 | 0 | 0 | 0 | 0 | 0 | 0 | 0 | 0 | 0 | 0 | 0 | 0 | 0 | 0 | 0 | 0 | 0 | 0 | 0 | 0
[10 empty] | 0 | 0 | 0 | 0 | 0 | 0 | 0 | 0 | 0 | 0 | 0 | 0 | 0 | 0 | 0 | 0 | 0 | 0 | 0 | 0 | 0 | 0 | 0 | 0 | 0 | 0 | 0 | 0
[10 empty] | 0 | 0 | 0 | 0 | 0 | 0 | 0 | 0 | 0 | 0 | 0 | 0 | 0 | 0 | 0 | 0 | 0 | 0 | 0 | 0 | 0 | 0 | 0 | 0 | 0 | 0 | 0 | 0
[10 empty] | 0 | 0 | 0 | 0 | 0 | 0 | 0 | 0 | 0 | 0 | 0 | 0 | 0 | 0 | 0 | 0 | 0 | 0 | 0 | 0 | 0 | 0 | 0 | 0 | 0 | 0 | 0 | 0
[10 empty] | 0 | 0 | 0 | 0 | 0 | 0 | 0 | 0 | 0 | 0 | 0 | 0 | 0 | 0 | 0 | 0 | 0 | 0 | 0 | 0 | 0 | 0 | 0 | 0 | 0 | 0 | 0 | 0
[10 empty] | 0 | 0 | 0 | 0 | 0 | 0 | 0 | 0 | 0 | 0 | 0 | 0 | 0 | 0 | 0 | 0 | 0 | 0 | 0 | 0 | 0 | 0 | 0 | 0 | 0 | 0 | 0 | 0
[10 empty] | 0 | 0 | 0 | 0 | 0 | 0 | 0 | 0 | 0 | 0 | 0 | 0 | 0 | 0 | 0 | 0 | 0 | 0 | 0 | 0 | 0 | 0 | 0 | 0 | 0 | 0 | 0 | 0
[10 empty] | 0 | 0 | 0 | 0 | 0 | 0 | 0 | 0 | 0 | 0 | 0 | 0 | 0 | 0 | 0 | 0 | 0 | 0 | 0 | 0 | 0 | 0 | 0 | 0 | 0 | 0 | 0 | 0
[10 empty] | 0 | 0 | 0 | 0 | 0 | 0 | 0 | 0 | 0 | 0 | 0 | 0 | 0 | 0 | 0 | 0 | 0 | 0 | 0 | 0 | 0 | 0 | 0 | 0 | 0 | 0 | 0 | 0
[10 empty] | 0 | 0 | 0 | 0 | 0 | 0 | 0 | 0 | 0 | 0 | 0 | 0 | 0 | 0 | 0 | 0 | 0 | 0 | 0 | 0 | 0 | 0 | 0 | 0 | 0 | 0 | 0 | 0
[10 empty] | 0 | 0 | 0 | 0 | 0 | 0 | 0 | 0 | 0 | 0 | 0 | 0 | 0 | 0 | 0 | 0 | 0 | 0 | 0 | 0 | 0 | 0 | 0 | 0 | 0 | 0 | 0 | 0
[10 empty] | 0 | 0 | 0 | 0 | 0 | 0 | 0 | 0 | 0 | 0 | 0 | 0 | 0 | 0 | 0 | 0 | 0 | 0 | 0 | 0 | 0 | 0 | 0 | 0 | 0 | 0 | 0 | 0
[10 empty] | 0 | 0 | 0 | 0 | 0 | 0 | 0 | 0 | 0 | 0 | 0 | 0 | 0 | 0 | 0 | 0 | 0 | 0 | 0 | 0 | 0 | 0 | 0 | 0 | 0 | 0 | 0 | 0
[10 empty] | 0 | 0 | 0 | 0 | 0 | 0 | 0 | 0 | 0 | 0 | 0 | 0 | 0 | 0 | 0 | 0 | 0 | 0 | 0 | 0 | 0 | 0 | 0 | 0 | 0 | 0 | 0 | 0
[10 empty] | 0 | 0 | 0 | 0 | 0 | 0 | 0 | 0 | 0 | 0 | 0 | 0 | 0 | 0 | 0 | 0 | 0 | 0 | 0 | 0 | 0 | 0 | 0 | 0 | 0 | 0 | 0 | 0
[10 empty] | 0 | 0 | 0 | 0 | 0 | 0 | 0 | 0 | 0 | 0 | 0 | 0 | 0 | 0 | 0 | 0 | 0 | 0 | 0 | 0 | 0 | 0 | 0 | 0 | 0 | 0 | 0 | 0
[10 empty] | 0 | 0 | 0 | 0 | 0 | 0 | 0 | 0 | 0 | 0 | 0 | 0 | 0 | 0 | 0 | 0 | 0 | 0 | 0 | 0 | 0 | 0 | 0 | 0 | 0 | 0 | 0 | 0
[10 empty] | 0 | 0 | 0 | 0 | 0 | 0 | 0 | 0 | 0 | 0 | 0 | 0 | 0 | 0 | 0 | 0 | 0 | 0 | 0 | 0 | 0 | 0 | 0 | 0 | 0 | 0 | 0 | 0
[10 empty] | 0 | 0 | 0 | 0 | 0 | 0 | 0 | 0 | 0 | 0 | 0 | 0 | 0 | 0 | 0 | 0 | 0 | 0 | 0 | 0 | 0 | 0 | 0 | 0 | 0 | 0 | 0 | 0
[10 empty] | 0 | 0 | 0 | 0 | 0 | 0 | 0 | 0 | 0 | 0 | 0 | 0 | 0 | 0 | 0 | 0 | 0 | 0 | 0 | 0 | 0 | 0 | 0 | 0 | 0 | 0 | 0 | 0
[10 empty] | 0 | 0 | 0 | 0 | 0 | 0 | 0 | 0 | 0 | 0 | 0 | 0 | 0 | 0 | 0 | 0 | 0 | 0 | 0 | 0 | 0 | 0 | 0 | 0 | 0 | 0 | 0 | 0
[10 empty] | 0 | 0 | 0 | 0 | 0 | 0 | 0 | 0 | 0 | 0 | 0 | 0 | 0 | 0 | 0 | 0 | 0 | 0 | 0 | 0 | 0 | 0 | 0 | 0 | 0 | 0 | 0 | 0
[10 empty] | 0 | 0 | 0 | 0 | 0 | 0 | 0 | 0 | 0 | 0 | 0 | 0 | 0 | 0 | 0 | 0 | 0 | 0 | 0 | 0 | 0 | 0 | 0 | 0 | 0 | 0 | 0 | 0
[10 empty] | 0 | 0 | 0 | 0 | 0 | 0 | 0 | 0 | 0 | 0 | 0 | 0 | 0 | 0 | 0 | 0 | 0 | 0 | 0 | 0 | 0 | 0 | 0 | 0 | 0 | 0 | 0 | 0
[10 empty] | 0 | 0 | 0 | 0 | 0 | 0 | 0 | 0 | 0 | 0 | 0 | 0 | 0 | 0 | 0 | 0 | 0 | 0 | 0 | 0 | 0 | 0 | 0 | 0 | 0 | 0 | 0 | 0
[10 empty] | 0 | 0 | 0 | 0 | 0 | 0 | 0 | 0 | 0 | 0 | 0 | 0 | 0 | 0 | 0 | 0 | 0 | 0 | 0 | 0 | 0 | 0 | 0 | 0 | 0 | 0 | 0 | 0
[10 empty] | 0 | 0 | 0 | 0 | 0 | 0 | 0 | 0 | 0 | 0 | 0 | 0 | 0 | 0 | 0 | 0 | 0 | 0 | 0 | 0 | 0 | 0 | 0 | 0 | 0 | 0 | 0 | 0
[10 empty] | 0 | 0 | 0 | 0 | 0 | 0 | 0 | 0 | 0 | 0 | 0 | 0 | 0 | 0 | 0 | 0 | 0 | 0 | 0 | 0 | 0 | 0 | 0 | 0 | 0 | 0 | 0 | 0
[10 empty] | 0 | 0 | 0 | 0 | 0 | 0 | 0 | 0 | 0 | 0 | 0 | 0 | 0 | 0 | 0 | 0 | 0 | 0 | 0 | 0 | 0 | 0 | 0 | 0 | 0 | 0 | 0 | 0
[10 empty] | 0 | 0 | 0 | 0 | 0 | 0 | 0 | 0 | 0 | 0 | 0 | 0 | 0 | 0 | 0 | 0 | 0 | 0 | 0 | 0 | 0 | 0 | 0 | 0 | 0 | 0 | 0 | 0
[10 empty] | 0 | 0 | 0 | 0 | 0 | 0 | 0 | 0 | 0 | 0 | 0 | 0 | 0 | 0 | 0 | 0 | 0 | 0 | 0 | 0 | 0 | 0 | 0 | 0 | 0 | 0 | 0 | 0
[10 empty] | 0 | 0 | 0 | 0 | 0 | 0 | 0 | 0 | 0 | 0 | 0 | 0 | 0 | 0 | 0 | 0 | 0 | 0 | 0 | 0 | 0 | 0 | 0 | 0 | 0 | 0 | 0 | 0
[10 empty] | 0 | 0 | 0 | 0 | 0 | 0 | 0 | 0 | 0 | 0 | 0 | 0 | 0 | 0 | 0 | 0 | 0 | 0 | 0 | 0 | 0 | 0 | 0 | 0 | 0 | 0 | 0 | 0
[10 empty] | 0 | 0 | 0 | 0 | 0 | 0 | 0 | 0 | 0 | 0 | 0 | 0 | 0 | 0 | 0 | 0 | 0 | 0 | 0 | 0 | 0 | 0 | 0 | 0 | 0 | 0 | 0 | 0
[10 empty] | 0 | 0 | 0 | 0 | 0 | 0 | 0 | 0 | 0 | 0 | 0 | 0 | 0 | 0 | 0 | 0 | 0 | 0 | 0 | 0 | 0 | 0 | 0 | 0 | 0 | 0 | 0 | 0
[10 empty] | 0 | 0 | 0 | 0 | 0 | 0 | 0 | 0 | 0 | 0 | 0 | 0 | 0 | 0 | 0 | 0 | 0 | 0 | 0 | 0 | 0 | 0 | 0 | 0 | 0 | 0 | 0 | 0
[10 empty] | 0 | 0 | 0 | 0 | 0 | 0 | 0 | 0 | 0 | 0 | 0 | 0 | 0 | 0 | 0 | 0 | 0 | 0 | 0 | 0 | 0 | 0 | 0 | 0 | 0 | 0 | 0 | 0
[10 empty] | 0 | 0 | 0 | 0 | 0 | 0 | 0 | 0 | 0 | 0 | 0 | 0 | 0 | 0 | 0 | 0 | 0 | 0 | 0 | 0 | 0 | 0 | 0 | 0 | 0 | 0 | 0 | 0
[10 empty] | 0 | 0 | 0 | 0 | 0 | 0 | 0 | 0 | 0 | 0 | 0 | 0 | 0 | 0 | 0 | 0 | 0 | 0 | 0 | 0 | 0 | 0 | 0 | 0 | 0 | 0 | 0 | 0
[10 empty] | 0 | 0 | 0 | 0 | 0 | 0 | 0 | 0 | 0 | 0 | 0 | 0 | 0 | 0 | 0 | 0 | 0 | 0 | 0 | 0 | 0 | 0 | 0 | 0 | 0 | 0 | 0 | 0
[10 empty] | 0 | 0 | 0 | 0 | 0 | 0 | 0 | 0 | 0 | 0 | 0 | 0 | 0 | 0 | 0 | 0 | 0 | 0 | 0 | 0 | 0 | 0 | 0 | 0 | 0 | 0 | 0 | 0
[10 empty] | 0 | 0 | 0 | 0 | 0 | 0 | 0 | 0 | 0 | 0 | 0 | 0 | 0 | 0 | 0 | 0 | 0 | 0 | 0 | 0 | 0 | 0 | 0 | 0 | 0 | 0 | 0 | 0
[10 empty] | 0 | 0 | 0 | 0 | 0 | 0 | 0 | 0 | 0 | 0 | 0 | 0 | 0 | 0 | 0 | 0 | 0 | 0 | 0 | 0 | 0 | 0 | 0 | 0 | 0 | 0 | 0 | 0
[10 empty] | 0 | 0 | 0 | 0 | 0 | 0 | 0 | 0 | 0 | 0 | 0 | 0 | 0 | 0 | 0 | 0 | 0 | 0 | 0 | 0 | 0 | 0 | 0 | 0 | 0 | 0 | 0 | 0
[10 empty] | 0 | 0 | 0 | 0 | 0 | 0 | 0 | 0 | 0 | 0 | 0 | 0 | 0 | 0 | 0 | 0 | 0 | 0 | 0 | 0 | 0 | 0 | 0 | 0 | 0 | 0 | 0 | 0
[10 empty] | 0 | 0 | 0 | 0 | 0 | 0 | 0 | 0 | 0 | 0 | 0 | 0 | 0 | 0 | 0 | 0 | 0 | 0 | 0 | 0 | 0 | 0 | 0 | 0 | 0 | 0 | 0 | 0
[10 empty] | 0 | 0 | 0 | 0 | 0 | 0 | 0 | 0 | 0 | 0 | 0 | 0 | 0 | 0 | 0 | 0 | 0 | 0 | 0 | 0 | 0 | 0 | 0 | 0 | 0 | 0 | 0 | 0
[10 empty] | 0 | 0 | 0 | 0 | 0 | 0 | 0 | 0 | 0 | 0 | 0 | 0 | 0 | 0 | 0 | 0 | 0 | 0 | 0 | 0 | 0 | 0 | 0 | 0 | 0 | 0 | 0 | 0
[10 empty] | 0 | 0 | 0 | 0 | 0 | 0 | 0 | 0 | 0 | 0 | 0 | 0 | 0 | 0 | 0 | 0 | 0 | 0 | 0 | 0 | 0 | 0 | 0 | 0 | 0 | 0 | 0 | 0
[10 empty] | 0 | 0 | 0 | 0 | 0 | 0 | 0 | 0 | 0 | 0 | 0 | 0 | 0 | 0 | 0 | 0 | 0 | 0 | 0 | 0 | 0 | 0 | 0 | 0 | 0 | 0 | 0 | 0
[10 empty] | 0 | 0 | 0 | 0 | 0 | 0 | 0 | 0 | 0 | 0 | 0 | 0 | 0 | 0 | 0 | 0 | 0 | 0 | 0 | 0 | 0 | 0 | 0 | 0 | 0 | 0 | 0 | 0
[10 empty] | 0 | 0 | 0 | 0 | 0 | 0 | 0 | 0 | 0 | 0 | 0 | 0 | 0 | 0 | 0 | 0 | 0 | 0 | 0 | 0 | 0 | 0 | 0 | 0 | 0 | 0 | 0 | 0
[10 empty] | 0 | 0 | 0 | 0 | 0 | 0 | 0 | 0 | 0 | 0 | 0 | 0 | 0 | 0 | 0 | 0 | 0 | 0 | 0 | 0 | 0 | 0 | 0 | 0 | 0 | 0 | 0 | 0
[10 empty] | 0 | 0 | 0 | 0 | 0 | 0 | 0 | 0 | 0 | 0 | 0 | 0 | 0 | 0 | 0 | 0 | 0 | 0 | 0 | 0 | 0 | 0 | 0 | 0 | 0 | 0 | 0 | 0
[10 empty] | 0 | 0 | 0 | 0 | 0 | 0 | 0 | 0 | 0 | 0 | 0 | 0 | 0 | 0 | 0 | 0 | 0 | 0 | 0 | 0 | 0 | 0 | 0 | 0 | 0 | 0 | 0 | 0
[10 empty] | 0 | 0 | 0 | 0 | 0 | 0 | 0 | 0 | 0 | 0 | 0 | 0 | 0 | 0 | 0 | 0 | 0 | 0 | 0 | 0 | 0 | 0 | 0 | 0 | 0 | 0 | 0 | 0
[10 empty] | 0 | 0 | 0 | 0 | 0 | 0 | 0 | 0 | 0 | 0 | 0 | 0 | 0 | 0 | 0 | 0 | 0 | 0 | 0 | 0 | 0 | 0 | 0 | 0 | 0 | 0 | 0 | 0
[10 empty] | 0 | 0 | 0 | 0 | 0 | 0 | 0 | 0 | 0 | 0 | 0 | 0 | 0 | 0 | 0 | 0 | 0 | 0 | 0 | 0 | 0 | 0 | 0 | 0 | 0 | 0 | 0 | 0
[10 empty] | 0 | 0 | 0 | 0 | 0 | 0 | 0 | 0 | 0 | 0 | 0 | 0 | 0 | 0 | 0 | 0 | 0 | 0 | 0 | 0 | 0 | 0 | 0 | 0 | 0 | 0 | 0 | 0
[10 empty] | 0 | 0 | 0 | 0 | 0 | 0 | 0 | 0 | 0 | 0 | 0 | 0 | 0 | 0 | 0 | 0 | 0 | 0 | 0 | 0 | 0 | 0 | 0 | 0 | 0 | 0 | 0 | 0
[10 empty] | 0 | 0 | 0 | 0 | 0 | 0 | 0 | 0 | 0 | 0 | 0 | 0 | 0 | 0 | 0 | 0 | 0 | 0 | 0 | 0 | 0 | 0 | 0 | 0 | 0 | 0 | 0 | 0
[10 empty] | 0 | 0 | 0 | 0 | 0 | 0 | 0 | 0 | 0 | 0 | 0 | 0 | 0 | 0 | 0 | 0 | 0 | 0 | 0 | 0 | 0 | 0 | 0 | 0 | 0 | 0 | 0 | 0
[10 empty] | 0 | 0 | 0 | 0 | 0 | 0 | 0 | 0 | 0 | 0 | 0 | 0 | 0 | 0 | 0 | 0 | 0 | 0 | 0 | 0 | 0 | 0 | 0 | 0 | 0 | 0 | 0 | 0
[10 empty] | 0 | 0 | 0 | 0 | 0 | 0 | 0 | 0 | 0 | 0 | 0 | 0 | 0 | 0 | 0 | 0 | 0 | 0 | 0 | 0 | 0 | 0 | 0 | 0 | 0 | 0 | 0 | 0
[10 empty] | 0 | 0 | 0 | 0 | 0 | 0 | 0 | 0 | 0 | 0 | 0 | 0 | 0 | 0 | 0 | 0 | 0 | 0 | 0 | 0 | 0 | 0 | 0 | 0 | 0 | 0 | 0 | 0
[10 empty] | 0 | 0 | 0 | 0 | 0 | 0 | 0 | 0 | 0 | 0 | 0 | 0 | 0 | 0 | 0 | 0 | 0 | 0 | 0 | 0 | 0 | 0 | 0 | 0 | 0 | 0 | 0 | 0
[10 empty] | 0 | 0 | 0 | 0 | 0 | 0 | 0 | 0 | 0 | 0 | 0 | 0 | 0 | 0 | 0 | 0 | 0 | 0 | 0 | 0 | 0 | 0 | 0 | 0 | 0 | 0 | 0 | 0
[10 empty] | 0 | 0 | 0 | 0 | 0 | 0 | 0 | 0 | 0 | 0 | 0 | 0 | 0 | 0 | 0 | 0 | 0 | 0 | 0 | 0 | 0 | 0 | 0 | 0 | 0 | 0 | 0 | 0
[10 empty] | 0 | 0 | 0 | 0 | 0 | 0 | 0 | 0 | 0 | 0 | 0 | 0 | 0 | 0 | 0 | 0 | 0 | 0 | 0 | 0 | 0 | 0 | 0 | 0 | 0 | 0 | 0 | 0
[10 empty] | 0 | 0 | 0 | 0 | 0 | 0 | 0 | 0 | 0 | 0 | 0 | 0 | 0 | 0 | 0 | 0 | 0 | 0 | 0 | 0 | 0 | 0 | 0 | 0 | 0 | 0 | 0 | 0
[10 empty] | 0 | 0 | 0 | 0 | 0 | 0 | 0 | 0 | 0 | 0 | 0 | 0 | 0 | 0 | 0 | 0 | 0 | 0 | 0 | 0 | 0 | 0 | 0 | 0 | 0 | 0 | 0 | 0
[10 empty] | 0 | 0 | 0 | 0 | 0 | 0 | 0 | 0 | 0 | 0 | 0 | 0 | 0 | 0 | 0 | 0 | 0 | 0 | 0 | 0 | 0 | 0 | 0 | 0 | 0 | 0 | 0 | 0
[10 empty] | 0 | 0 | 0 | 0 | 0 | 0 | 0 | 0 | 0 | 0 | 0 | 0 | 0 | 0 | 0 | 0 | 0 | 0 | 0 | 0 | 0 | 0 | 0 | 0 | 0 | 0 | 0 | 0
[10 empty] | 0 | 0 | 0 | 0 | 0 | 0 | 0 | 0 | 0 | 0 | 0 | 0 | 0 | 0 | 0 | 0 | 0 | 0 | 0 | 0 | 0 | 0 | 0 | 0 | 0 | 0 | 0 | 0
[10 empty] | 0 | 0 | 0 | 0 | 0 | 0 | 0 | 0 | 0 | 0 | 0 | 0 | 0 | 0 | 0 | 0 | 0 | 0 | 0 | 0 | 0 | 0 | 0 | 0 | 0 | 0 | 0 | 0
[10 empty] | 0 | 0 | 0 | 0 | 0 | 0 | 0 | 0 | 0 | 0 | 0 | 0 | 0 | 0 | 0 | 0 | 0 | 0 | 0 | 0 | 0 | 0 | 0 | 0 | 0 | 0 | 0 | 0
[10 empty] | 0 | 0 | 0 | 0 | 0 | 0 | 0 | 0 | 0 | 0 | 0 | 0 | 0 | 0 | 0 | 0 | 0 | 0 | 0 | 0 | 0 | 0 | 0 | 0 | 0 | 0 | 0 | 0
[10 empty] | 0 | 0 | 0 | 0 | 0 | 0 | 0 | 0 | 0 | 0 | 0 | 0 | 0 | 0 | 0 | 0 | 0 | 0 | 0 | 0 | 0 | 0 | 0 | 0 | 0 | 0 | 0 | 0
[10 empty] | 0 | 0 | 0 | 0 | 0 | 0 | 0 | 0 | 0 | 0 | 0 | 0 | 0 | 0 | 0 | 0 | 0 | 0 | 0 | 0 | 0 | 0 | 0 | 0 | 0 | 0 | 0 | 0
[10 empty] | 0 | 0 | 0 | 0 | 0 | 0 | 0 | 0 | 0 | 0 | 0 | 0 | 0 | 0 | 0 | 0 | 0 | 0 | 0 | 0 | 0 | 0 | 0 | 0 | 0 | 0 | 0 | 0
[10 empty] | 0 | 0 | 0 | 0 | 0 | 0 | 0 | 0 | 0 | 0 | 0 | 0 | 0 | 0 | 0 | 0 | 0 | 0 | 0 | 0 | 0 | 0 | 0 | 0 | 0 | 0 | 0 | 0
[10 empty] | 0 | 0 | 0 | 0 | 0 | 0 | 0 | 0 | 0 | 0 | 0 | 0 | 0 | 0 | 0 | 0 | 0 | 0 | 0 | 0 | 0 | 0 | 0 | 0 | 0 | 0 | 0 | 0
[10 empty] | 0 | 0 | 0 | 0 | 0 | 0 | 0 | 0 | 0 | 0 | 0 | 0 | 0 | 0 | 0 | 0 | 0 | 0 | 0 | 0 | 0 | 0 | 0 | 0 | 0 | 0 | 0 | 0
[10 empty] | 0 | 0 | 0 | 0 | 0 | 0 | 0 | 0 | 0 | 0 | 0 | 0 | 0 | 0 | 0 | 0 | 0 | 0 | 0 | 0 | 0 | 0 | 0 | 0 | 0 | 0 | 0 | 0
[10 empty] | 0 | 0 | 0 | 0 | 0 | 0 | 0 | 0 | 0 | 0 | 0 | 0 | 0 | 0 | 0 | 0 | 0 | 0 | 0 | 0 | 0 | 0 | 0 | 0 | 0 | 0 | 0 | 0
[10 empty] | 0 | 0 | 0 | 0 | 0 | 0 | 0 | 0 | 0 | 0 | 0 | 0 | 0 | 0 | 0 | 0 | 0 | 0 | 0 | 0 | 0 | 0 | 0 | 0 | 0 | 0 | 0 | 0
[10 empty] | 0 | 0 | 0 | 0 | 0 | 0 | 0 | 0 | 0 | 0 | 0 | 0 | 0 | 0 | 0 | 0 | 0 | 0 | 0 | 0 | 0 | 0 | 0 | 0 | 0 | 0 | 0 | 0
[10 empty] | 0 | 0 | 0 | 0 | 0 | 0 | 0 | 0 | 0 | 0 | 0 | 0 | 0 | 0 | 0 | 0 | 0 | 0 | 0 | 0 | 0 | 0 | 0 | 0 | 0 | 0 | 0 | 0
[10 empty] | 0 | 0 | 0 | 0 | 0 | 0 | 0 | 0 | 0 | 0 | 0 | 0 | 0 | 0 | 0 | 0 | 0 | 0 | 0 | 0 | 0 | 0 | 0 | 0 | 0 | 0 | 0 | 0
[10 empty] | 0 | 0 | 0 | 0 | 0 | 0 | 0 | 0 | 0 | 0 | 0 | 0 | 0 | 0 | 0 | 0 | 0 | 0 | 0 | 0 | 0 | 0 | 0 | 0 | 0 | 0 | 0 | 0
[10 empty] | 0 | 0 | 0 | 0 | 0 | 0 | 0 | 0 | 0 | 0 | 0 | 0 | 0 | 0 | 0 | 0 | 0 | 0 | 0 | 0 | 0 | 0 | 0 | 0 | 0 | 0 | 0 | 0
[10 empty] | 0 | 0 | 0 | 0 | 0 | 0 | 0 | 0 | 0 | 0 | 0 | 0 | 0 | 0 | 0 | 0 | 0 | 0 | 0 | 0 | 0 | 0 | 0 | 0 | 0 | 0 | 0 | 0
[10 empty] | 0 | 0 | 0 | 0 | 0 | 0 | 0 | 0 | 0 | 0 | 0 | 0 | 0 | 0 | 0 | 0 | 0 | 0 | 0 | 0 | 0 | 0 | 0 | 0 | 0 | 0 | 0 | 0
[10 empty] | 0 | 0 | 0 | 0 | 0 | 0 | 0 | 0 | 0 | 0 | 0 | 0 | 0 | 0 | 0 | 0 | 0 | 0 | 0 | 0 | 0 | 0 | 0 | 0 | 0 | 0 | 0 | 0
[10 empty] | 0 | 0 | 0 | 0 | 0 | 0 | 0 | 0 | 0 | 0 | 0 | 0 | 0 | 0 | 0 | 0 | 0 | 0 | 0 | 0 | 0 | 0 | 0 | 0 | 0 | 0 | 0 | 0
[10 empty] | 0 | 0 | 0 | 0 | 0 | 0 | 0 | 0 | 0 | 0 | 0 | 0 | 0 | 0 | 0 | 0 | 0 | 0 | 0 | 0 | 0 | 0 | 0 | 0 | 0 | 0 | 0 | 0
[10 empty] | 0 | 0 | 0 | 0 | 0 | 0 | 0 | 0 | 0 | 0 | 0 | 0 | 0 | 0 | 0 | 0 | 0 | 0 | 0 | 0 | 0 | 0 | 0 | 0 | 0 | 0 | 0 | 0
[10 empty] | 0 | 0 | 0 | 0 | 0 | 0 | 0 | 0 | 0 | 0 | 0 | 0 | 0 | 0 | 0 | 0 | 0 | 0 | 0 | 0 | 0 | 0 | 0 | 0 | 0 | 0 | 0 | 0
[10 empty] | 0 | 0 | 0 | 0 | 0 | 0 | 0 | 0 | 0 | 0 | 0 | 0 | 0 | 0 | 0 | 0 | 0 | 0 | 0 | 0 | 0 | 0 | 0 | 0 | 0 | 0 | 0 | 0
[10 empty] | 0 | 0 | 0 | 0 | 0 | 0 | 0 | 0 | 0 | 0 | 0 | 0 | 0 | 0 | 0 | 0 | 0 | 0 | 0 | 0 | 0 | 0 | 0 | 0 | 0 | 0 | 0 | 0
[10 empty] | 0 | 0 | 0 | 0 | 0 | 0 | 0 | 0 | 0 | 0 | 0 | 0 | 0 | 0 | 0 | 0 | 0 | 0 | 0 | 0 | 0 | 0 | 0 | 0 | 0 | 0 | 0 | 0
[10 empty] | 0 | 0 | 0 | 0 | 0 | 0 | 0 | 0 | 0 | 0 | 0 | 0 | 0 | 0 | 0 | 0 | 0 | 0 | 0 | 0 | 0 | 0 | 0 | 0 | 0 | 0 | 0 | 0
[10 empty] | 0 | 0 | 0 | 0 | 0 | 0 | 0 | 0 | 0 | 0 | 0 | 0 | 0 | 0 | 0 | 0 | 0 | 0 | 0 | 0 | 0 | 0 | 0 | 0 | 0 | 0 | 0 | 0
[10 empty] | 0 | 0 | 0 | 0 | 0 | 0 | 0 | 0 | 0 | 0 | 0 | 0 | 0 | 0 | 0 | 0 | 0 | 0 | 0 | 0 | 0 | 0 | 0 | 0 | 0 | 0 | 0 | 0
[10 empty] | 0 | 0 | 0 | 0 | 0 | 0 | 0 | 0 | 0 | 0 | 0 | 0 | 0 | 0 | 0 | 0 | 0 | 0 | 0 | 0 | 0 | 0 | 0 | 0 | 0 | 0 | 0 | 0
[10 empty] | 0 | 0 | 0 | 0 | 0 | 0 | 0 | 0 | 0 | 0 | 0 | 0 | 0 | 0 | 0 | 0 | 0 | 0 | 0 | 0 | 0 | 0 | 0 | 0 | 0 | 0 | 0 | 0
[10 empty] | 0 | 0 | 0 | 0 | 0 | 0 | 0 | 0 | 0 | 0 | 0 | 0 | 0 | 0 | 0 | 0 | 0 | 0 | 0 | 0 | 0 | 0 | 0 | 0 | 0 | 0 | 0 | 0
[10 empty] | 0 | 0 | 0 | 0 | 0 | 0 | 0 | 0 | 0 | 0 | 0 | 0 | 0 | 0 | 0 | 0 | 0 | 0 | 0 | 0 | 0 | 0 | 0 | 0 | 0 | 0 | 0 | 0
[10 empty] | 0 | 0 | 0 | 0 | 0 | 0 | 0 | 0 | 0 | 0 | 0 | 0 | 0 | 0 | 0 | 0 | 0 | 0 | 0 | 0 | 0 | 0 | 0 | 0 | 0 | 0 | 0 | 0
[10 empty] | 0 | 0 | 0 | 0 | 0 | 0 | 0 | 0 | 0 | 0 | 0 | 0 | 0 | 0 | 0 | 0 | 0 | 0 | 0 | 0 | 0 | 0 | 0 | 0 | 0 | 0 | 0 | 0
[10 empty] | 0 | 0 | 0 | 0 | 0 | 0 | 0 | 0 | 0 | 0 | 0 | 0 | 0 | 0 | 0 | 0 | 0 | 0 | 0 | 0 | 0 | 0 | 0 | 0 | 0 | 0 | 0 | 0
[10 empty] | 0 | 0 | 0 | 0 | 0 | 0 | 0 | 0 | 0 | 0 | 0 | 0 | 0 | 0 | 0 | 0 | 0 | 0 | 0 | 0 | 0 | 0 | 0 | 0 | 0 | 0 | 0 | 0
[10 empty] | 0 | 0 | 0 | 0 | 0 | 0 | 0 | 0 | 0 | 0 | 0 | 0 | 0 | 0 | 0 | 0 | 0 | 0 | 0 | 0 | 0 | 0 | 0 | 0 | 0 | 0 | 0 | 0
[10 empty] | 0 | 0 | 0 | 0 | 0 | 0 | 0 | 0 | 0 | 0 | 0 | 0 | 0 | 0 | 0 | 0 | 0 | 0 | 0 | 0 | 0 | 0 | 0 | 0 | 0 | 0 | 0 | 0
[10 empty] | 0 | 0 | 0 | 0 | 0 | 0 | 0 | 0 | 0 | 0 | 0 | 0 | 0 | 0 | 0 | 0 | 0 | 0 | 0 | 0 | 0 | 0 | 0 | 0 | 0 | 0 | 0 | 0
[10 empty] | 0 | 0 | 0 | 0 | 0 | 0 | 0 | 0 | 0 | 0 | 0 | 0 | 0 | 0 | 0 | 0 | 0 | 0 | 0 | 0 | 0 | 0 | 0 | 0 | 0 | 0 | 0 | 0
[10 empty] | 0 | 0 | 0 | 0 | 0 | 0 | 0 | 0 | 0 | 0 | 0 | 0 | 0 | 0 | 0 | 0 | 0 | 0 | 0 | 0 | 0 | 0 | 0 | 0 | 0 | 0 | 0 | 0
[10 empty] | 0 | 0 | 0 | 0 | 0 | 0 | 0 | 0 | 0 | 0 | 0 | 0 | 0 | 0 | 0 | 0 | 0 | 0 | 0 | 0 | 0 | 0 | 0 | 0 | 0 | 0 | 0 | 0
[10 empty] | 0 | 0 | 0 | 0 | 0 | 0 | 0 | 0 | 0 | 0 | 0 | 0 | 0 | 0 | 0 | 0 | 0 | 0 | 0 | 0 | 0 | 0 | 0 | 0 | 0 | 0 | 0 | 0
[10 empty] | 0 | 0 | 0 | 0 | 0 | 0 | 0 | 0 | 0 | 0 | 0 | 0 | 0 | 0 | 0 | 0 | 0 | 0 | 0 | 0 | 0 | 0 | 0 | 0 | 0 | 0 | 0 | 0
[10 empty] | 0 | 0 | 0 | 0 | 0 | 0 | 0 | 0 | 0 | 0 | 0 | 0 | 0 | 0 | 0 | 0 | 0 | 0 | 0 | 0 | 0 | 0 | 0 | 0 | 0 | 0 | 0 | 0
[10 empty] | 0 | 0 | 0 | 0 | 0 | 0 | 0 | 0 | 0 | 0 | 0 | 0 | 0 | 0 | 0 | 0 | 0 | 0 | 0 | 0 | 0 | 0 | 0 | 0 | 0 | 0 | 0 | 0
[10 empty] | 0 | 0 | 0 | 0 | 0 | 0 | 0 | 0 | 0 | 0 | 0 | 0 | 0 | 0 | 0 | 0 | 0 | 0 | 0 | 0 | 0 | 0 | 0 | 0 | 0 | 0 | 0 | 0
[10 empty] | 0 | 0 | 0 | 0 | 0 | 0 | 0 | 0 | 0 | 0 | 0 | 0 | 0 | 0 | 0 | 0 | 0 | 0 | 0 | 0 | 0 | 0 | 0 | 0 | 0 | 0 | 0 | 0
[10 empty] | 0 | 0 | 0 | 0 | 0 | 0 | 0 | 0 | 0 | 0 | 0 | 0 | 0 | 0 | 0 | 0 | 0 | 0 | 0 | 0 | 0 | 0 | 0 | 0 | 0 | 0 | 0 | 0
[10 empty] | 0 | 0 | 0 | 0 | 0 | 0 | 0 | 0 | 0 | 0 | 0 | 0 | 0 | 0 | 0 | 0 | 0 | 0 | 0 | 0 | 0 | 0 | 0 | 0 | 0 | 0 | 0 | 0
[10 empty] | 0 | 0 | 0 | 0 | 0 | 0 | 0 | 0 | 0 | 0 | 0 | 0 | 0 | 0 | 0 | 0 | 0 | 0 | 0 | 0 | 0 | 0 | 0 | 0 | 0 | 0 | 0 | 0
[10 empty] | 0 | 0 | 0 | 0 | 0 | 0 | 0 | 0 | 0 | 0 | 0 | 0 | 0 | 0 | 0 | 0 | 0 | 0 | 0 | 0 | 0 | 0 | 0 | 0 | 0 | 0 | 0 | 0
[10 empty] | 0 | 0 | 0 | 0 | 0 | 0 | 0 | 0 | 0 | 0 | 0 | 0 | 0 | 0 | 0 | 0 | 0 | 0 | 0 | 0 | 0 | 0 | 0 | 0 | 0 | 0 | 0 | 0
[10 empty] | 0 | 0 | 0 | 0 | 0 | 0 | 0 | 0 | 0 | 0 | 0 | 0 | 0 | 0 | 0 | 0 | 0 | 0 | 0 | 0 | 0 | 0 | 0 | 0 | 0 | 0 | 0 | 0
[10 empty] | 0 | 0 | 0 | 0 | 0 | 0 | 0 | 0 | 0 | 0 | 0 | 0 | 0 | 0 | 0 | 0 | 0 | 0 | 0 | 0 | 0 | 0 | 0 | 0 | 0 | 0 | 0 | 0
[10 empty] | 0 | 0 | 0 | 0 | 0 | 0 | 0 | 0 | 0 | 0 | 0 | 0 | 0 | 0 | 0 | 0 | 0 | 0 | 0 | 0 | 0 | 0 | 0 | 0 | 0 | 0 | 0 | 0
[10 empty] | 0 | 0 | 0 | 0 | 0 | 0 | 0 | 0 | 0 | 0 | 0 | 0 | 0 | 0 | 0 | 0 | 0 | 0 | 0 | 0 | 0 | 0 | 0 | 0 | 0 | 0 | 0 | 0
[10 empty] | 0 | 0 | 0 | 0 | 0 | 0 | 0 | 0 | 0 | 0 | 0 | 0 | 0 | 0 | 0 | 0 | 0 | 0 | 0 | 0 | 0 | 0 | 0 | 0 | 0 | 0 | 0 | 0
[10 empty] | 0 | 0 | 0 | 0 | 0 | 0 | 0 | 0 | 0 | 0 | 0 | 0 | 0 | 0 | 0 | 0 | 0 | 0 | 0 | 0 | 0 | 0 | 0 | 0 | 0 | 0 | 0 | 0
[10 empty] | 0 | 0 | 0 | 0 | 0 | 0 | 0 | 0 | 0 | 0 | 0 | 0 | 0 | 0 | 0 | 0 | 0 | 0 | 0 | 0 | 0 | 0 | 0 | 0 | 0 | 0 | 0 | 0
[10 empty] | 0 | 0 | 0 | 0 | 0 | 0 | 0 | 0 | 0 | 0 | 0 | 0 | 0 | 0 | 0 | 0 | 0 | 0 | 0 | 0 | 0 | 0 | 0 | 0 | 0 | 0 | 0 | 0
[10 empty] | 0 | 0 | 0 | 0 | 0 | 0 | 0 | 0 | 0 | 0 | 0 | 0 | 0 | 0 | 0 | 0 | 0 | 0 | 0 | 0 | 0 | 0 | 0 | 0 | 0 | 0 | 0 | 0
[10 empty] | 0 | 0 | 0 | 0 | 0 | 0 | 0 | 0 | 0 | 0 | 0 | 0 | 0 | 0 | 0 | 0 | 0 | 0 | 0 | 0 | 0 | 0 | 0 | 0 | 0 | 0 | 0 | 0
[10 empty] | 0 | 0 | 0 | 0 | 0 | 0 | 0 | 0 | 0 | 0 | 0 | 0 | 0 | 0 | 0 | 0 | 0 | 0 | 0 | 0 | 0 | 0 | 0 | 0 | 0 | 0 | 0 | 0
[10 empty] | 0 | 0 | 0 | 0 | 0 | 0 | 0 | 0 | 0 | 0 | 0 | 0 | 0 | 0 | 0 | 0 | 0 | 0 | 0 | 0 | 0 | 0 | 0 | 0 | 0 | 0 | 0 | 0
[10 empty] | 0 | 0 | 0 | 0 | 0 | 0 | 0 | 0 | 0 | 0 | 0 | 0 | 0 | 0 | 0 | 0 | 0 | 0 | 0 | 0 | 0 | 0 | 0 | 0 | 0 | 0 | 0 | 0
[10 empty] | 0 | 0 | 0 | 0 | 0 | 0 | 0 | 0 | 0 | 0 | 0 | 0 | 0 | 0 | 0 | 0 | 0 | 0 | 0 | 0 | 0 | 0 | 0 | 0 | 0 | 0 | 0 | 0
[10 empty] | 0 | 0 | 0 | 0 | 0 | 0 | 0 | 0 | 0 | 0 | 0 | 0 | 0 | 0 | 0 | 0 | 0 | 0 | 0 | 0 | 0 | 0 | 0 | 0 | 0 | 0 | 0 | 0
[10 empty] | 0 | 0 | 0 | 0 | 0 | 0 | 0 | 0 | 0 | 0 | 0 | 0 | 0 | 0 | 0 | 0 | 0 | 0 | 0 | 0 | 0 | 0 | 0 | 0 | 0 | 0 | 0 | 0
[10 empty] | 0 | 0 | 0 | 0 | 0 | 0 | 0 | 0 | 0 | 0 | 0 | 0 | 0 | 0 | 0 | 0 | 0 | 0 | 0 | 0 | 0 | 0 | 0 | 0 | 0 | 0 | 0 | 0
[10 empty] | 0 | 0 | 0 | 0 | 0 | 0 | 0 | 0 | 0 | 0 | 0 | 0 | 0 | 0 | 0 | 0 | 0 | 0 | 0 | 0 | 0 | 0 | 0 | 0 | 0 | 0 | 0 | 0
[10 empty] | 0 | 0 | 0 | 0 | 0 | 0 | 0 | 0 | 0 | 0 | 0 | 0 | 0 | 0 | 0 | 0 | 0 | 0 | 0 | 0 | 0 | 0 | 0 | 0 | 0 | 0 | 0 | 0
[10 empty] | 0 | 0 | 0 | 0 | 0 | 0 | 0 | 0 | 0 | 0 | 0 | 0 | 0 | 0 | 0 | 0 | 0 | 0 | 0 | 0 | 0 | 0 | 0 | 0 | 0 | 0 | 0 | 0
[10 empty] | 0 | 0 | 0 | 0 | 0 | 0 | 0 | 0 | 0 | 0 | 0 | 0 | 0 | 0 | 0 | 0 | 0 | 0 | 0 | 0 | 0 | 0 | 0 | 0 | 0 | 0 | 0 | 0
[10 empty] | 0 | 0 | 0 | 0 | 0 | 0 | 0 | 0 | 0 | 0 | 0 | 0 | 0 | 0 | 0 | 0 | 0 | 0 | 0 | 0 | 0 | 0 | 0 | 0 | 0 | 0 | 0 | 0
[10 empty] | 0 | 0 | 0 | 0 | 0 | 0 | 0 | 0 | 0 | 0 | 0 | 0 | 0 | 0 | 0 | 0 | 0 | 0 | 0 | 0 | 0 | 0 | 0 | 0 | 0 | 0 | 0 | 0
[10 empty] | 0 | 0 | 0 | 0 | 0 | 0 | 0 | 0 | 0 | 0 | 0 | 0 | 0 | 0 | 0 | 0 | 0 | 0 | 0 | 0 | 0 | 0 | 0 | 0 | 0 | 0 | 0 | 0
[10 empty] | 0 | 0 | 0 | 0 | 0 | 0 | 0 | 0 | 0 | 0 | 0 | 0 | 0 | 0 | 0 | 0 | 0 | 0 | 0 | 0 | 0 | 0 | 0 | 0 | 0 | 0 | 0 | 0
[10 empty] | 0 | 0 | 0 | 0 | 0 | 0 | 0 | 0 | 0 | 0 | 0 | 0 | 0 | 0 | 0 | 0 | 0 | 0 | 0 | 0 | 0 | 0 | 0 | 0 | 0 | 0 | 0 | 0
[10 empty] | 0 | 0 | 0 | 0 | 0 | 0 | 0 | 0 | 0 | 0 | 0 | 0 | 0 | 0 | 0 | 0 | 0 | 0 | 0 | 0 | 0 | 0 | 0 | 0 | 0 | 0 | 0 | 0
[10 empty] | 0 | 0 | 0 | 0 | 0 | 0 | 0 | 0 | 0 | 0 | 0 | 0 | 0 | 0 | 0 | 0 | 0 | 0 | 0 | 0 | 0 | 0 | 0 | 0 | 0 | 0 | 0 | 0
[10 empty] | 0 | 0 | 0 | 0 | 0 | 0 | 0 | 0 | 0 | 0 | 0 | 0 | 0 | 0 | 0 | 0 | 0 | 0 | 0 | 0 | 0 | 0 | 0 | 0 | 0 | 0 | 0 | 0
[10 empty] | 0 | 0 | 0 | 0 | 0 | 0 | 0 | 0 | 0 | 0 | 0 | 0 | 0 | 0 | 0 | 0 | 0 | 0 | 0 | 0 | 0 | 0 | 0 | 0 | 0 | 0 | 0 | 0
[10 empty] | 0 | 0 | 0 | 0 | 0 | 0 | 0 | 0 | 0 | 0 | 0 | 0 | 0 | 0 | 0 | 0 | 0 | 0 | 0 | 0 | 0 | 0 | 0 | 0 | 0 | 0 | 0 | 0
[10 empty] | 0 | 0 | 0 | 0 | 0 | 0 | 0 | 0 | 0 | 0 | 0 | 0 | 0 | 0 | 0 | 0 | 0 | 0 | 0 | 0 | 0 | 0 | 0 | 0 | 0 | 0 | 0 | 0
[10 empty] | 0 | 0 | 0 | 0 | 0 | 0 | 0 | 0 | 0 | 0 | 0 | 0 | 0 | 0 | 0 | 0 | 0 | 0 | 0 | 0 | 0 | 0 | 0 | 0 | 0 | 0 | 0 | 0
[10 empty] | 0 | 0 | 0 | 0 | 0 | 0 | 0 | 0 | 0 | 0 | 0 | 0 | 0 | 0 | 0 | 0 | 0 | 0 | 0 | 0 | 0 | 0 | 0 | 0 | 0 | 0 | 0 | 0
[10 empty] | 0 | 0 | 0 | 0 | 0 | 0 | 0 | 0 | 0 | 0 | 0 | 0 | 0 | 0 | 0 | 0 | 0 | 0 | 0 | 0 | 0 | 0 | 0 | 0 | 0 | 0 | 0 | 0
[10 empty] | 0 | 0 | 0 | 0 | 0 | 0 | 0 | 0 | 0 | 0 | 0 | 0 | 0 | 0 | 0 | 0 | 0 | 0 | 0 | 0 | 0 | 0 | 0 | 0 | 0 | 0 | 0 | 0
[10 empty] | 0 | 0 | 0 | 0 | 0 | 0 | 0 | 0 | 0 | 0 | 0 | 0 | 0 | 0 | 0 | 0 | 0 | 0 | 0 | 0 | 0 | 0 | 0 | 0 | 0 | 0 | 0 | 0
[10 empty] | 0 | 0 | 0 | 0 | 0 | 0 | 0 | 0 | 0 | 0 | 0 | 0 | 0 | 0 | 0 | 0 | 0 | 0 | 0 | 0 | 0 | 0 | 0 | 0 | 0 | 0 | 0 | 0
[10 empty] | 0 | 0 | 0 | 0 | 0 | 0 | 0 | 0 | 0 | 0 | 0 | 0 | 0 | 0 | 0 | 0 | 0 | 0 | 0 | 0 | 0 | 0 | 0 | 0 | 0 | 0 | 0 | 0
[10 empty] | 0 | 0 | 0 | 0 | 0 | 0 | 0 | 0 | 0 | 0 | 0 | 0 | 0 | 0 | 0 | 0 | 0 | 0 | 0 | 0 | 0 | 0 | 0 | 0 | 0 | 0 | 0 | 0
[10 empty] | 0 | 0 | 0 | 0 | 0 | 0 | 0 | 0 | 0 | 0 | 0 | 0 | 0 | 0 | 0 | 0 | 0 | 0 | 0 | 0 | 0 | 0 | 0 | 0 | 0 | 0 | 0 | 0
[10 empty] | 0 | 0 | 0 | 0 | 0 | 0 | 0 | 0 | 0 | 0 | 0 | 0 | 0 | 0 | 0 | 0 | 0 | 0 | 0 | 0 | 0 | 0 | 0 | 0 | 0 | 0 | 0 | 0
[10 empty] | 0 | 0 | 0 | 0 | 0 | 0 | 0 | 0 | 0 | 0 | 0 | 0 | 0 | 0 | 0 | 0 | 0 | 0 | 0 | 0 | 0 | 0 | 0 | 0 | 0 | 0 | 0 | 0
[10 empty] | 0 | 0 | 0 | 0 | 0 | 0 | 0 | 0 | 0 | 0 | 0 | 0 | 0 | 0 | 0 | 0 | 0 | 0 | 0 | 0 | 0 | 0 | 0 | 0 | 0 | 0 | 0 | 0
[10 empty] | 0 | 0 | 0 | 0 | 0 | 0 | 0 | 0 | 0 | 0 | 0 | 0 | 0 | 0 | 0 | 0 | 0 | 0 | 0 | 0 | 0 | 0 | 0 | 0 | 0 | 0 | 0 | 0
[10 empty] | 0 | 0 | 0 | 0 | 0 | 0 | 0 | 0 | 0 | 0 | 0 | 0 | 0 | 0 | 0 | 0 | 0 | 0 | 0 | 0 | 0 | 0 | 0 | 0 | 0 | 0 | 0 | 0
[10 empty] | 0 | 0 | 0 | 0 | 0 | 0 | 0 | 0 | 0 | 0 | 0 | 0 | 0 | 0 | 0 | 0 | 0 | 0 | 0 | 0 | 0 | 0 | 0 | 0 | 0 | 0 | 0 | 0
[10 empty] | 0 | 0 | 0 | 0 | 0 | 0 | 0 | 0 | 0 | 0 | 0 | 0 | 0 | 0 | 0 | 0 | 0 | 0 | 0 | 0 | 0 | 0 | 0 | 0 | 0 | 0 | 0 | 0
[10 empty] | 0 | 0 | 0 | 0 | 0 | 0 | 0 | 0 | 0 | 0 | 0 | 0 | 0 | 0 | 0 | 0 | 0 | 0 | 0 | 0 | 0 | 0 | 0 | 0 | 0 | 0 | 0 | 0
[10 empty] | 0 | 0 | 0 | 0 | 0 | 0 | 0 | 0 | 0 | 0 | 0 | 0 | 0 | 0 | 0 | 0 | 0 | 0 | 0 | 0 | 0 | 0 | 0 | 0 | 0 | 0 | 0 | 0
[10 empty] | 0 | 0 | 0 | 0 | 0 | 0 | 0 | 0 | 0 | 0 | 0 | 0 | 0 | 0 | 0 | 0 | 0 | 0 | 0 | 0 | 0 | 0 | 0 | 0 | 0 | 0 | 0 | 0
[10 empty] | 0 | 0 | 0 | 0 | 0 | 0 | 0 | 0 | 0 | 0 | 0 | 0 | 0 | 0 | 0 | 0 | 0 | 0 | 0 | 0 | 0 | 0 | 0 | 0 | 0 | 0 | 0 | 0
[10 empty] | 0 | 0 | 0 | 0 | 0 | 0 | 0 | 0 | 0 | 0 | 0 | 0 | 0 | 0 | 0 | 0 | 0 | 0 | 0 | 0 | 0 | 0 | 0 | 0 | 0 | 0 | 0 | 0
[10 empty] | 0 | 0 | 0 | 0 | 0 | 0 | 0 | 0 | 0 | 0 | 0 | 0 | 0 | 0 | 0 | 0 | 0 | 0 | 0 | 0 | 0 | 0 | 0 | 0 | 0 | 0 | 0 | 0
[10 empty] | 0 | 0 | 0 | 0 | 0 | 0 | 0 | 0 | 0 | 0 | 0 | 0 | 0 | 0 | 0 | 0 | 0 | 0 | 0 | 0 | 0 | 0 | 0 | 0 | 0 | 0 | 0 | 0
[10 empty] | 0 | 0 | 0 | 0 | 0 | 0 | 0 | 0 | 0 | 0 | 0 | 0 | 0 | 0 | 0 | 0 | 0 | 0 | 0 | 0 | 0 | 0 | 0 | 0 | 0 | 0 | 0 | 0
[10 empty] | 0 | 0 | 0 | 0 | 0 | 0 | 0 | 0 | 0 | 0 | 0 | 0 | 0 | 0 | 0 | 0 | 0 | 0 | 0 | 0 | 0 | 0 | 0 | 0 | 0 | 0 | 0 | 0
[10 empty] | 0 | 0 | 0 | 0 | 0 | 0 | 0 | 0 | 0 | 0 | 0 | 0 | 0 | 0 | 0 | 0 | 0 | 0 | 0 | 0 | 0 | 0 | 0 | 0 | 0 | 0 | 0 | 0
[10 empty] | 0 | 0 | 0 | 0 | 0 | 0 | 0 | 0 | 0 | 0 | 0 | 0 | 0 | 0 | 0 | 0 | 0 | 0 | 0 | 0 | 0 | 0 | 0 | 0 | 0 | 0 | 0 | 0
[10 empty] | 0 | 0 | 0 | 0 | 0 | 0 | 0 | 0 | 0 | 0 | 0 | 0 | 0 | 0 | 0 | 0 | 0 | 0 | 0 | 0 | 0 | 0 | 0 | 0 | 0 | 0 | 0 | 0
[10 empty] | 0 | 0 | 0 | 0 | 0 | 0 | 0 | 0 | 0 | 0 | 0 | 0 | 0 | 0 | 0 | 0 | 0 | 0 | 0 | 0 | 0 | 0 | 0 | 0 | 0 | 0 | 0 | 0
[10 empty] | 0 | 0 | 0 | 0 | 0 | 0 | 0 | 0 | 0 | 0 | 0 | 0 | 0 | 0 | 0 | 0 | 0 | 0 | 0 | 0 | 0 | 0 | 0 | 0 | 0 | 0 | 0 | 0
[10 empty] | 0 | 0 | 0 | 0 | 0 | 0 | 0 | 0 | 0 | 0 | 0 | 0 | 0 | 0 | 0 | 0 | 0 | 0 | 0 | 0 | 0 | 0 | 0 | 0 | 0 | 0 | 0 | 0
[10 empty] | 0 | 0 | 0 | 0 | 0 | 0 | 0 | 0 | 0 | 0 | 0 | 0 | 0 | 0 | 0 | 0 | 0 | 0 | 0 | 0 | 0 | 0 | 0 | 0 | 0 | 0 | 0 | 0
[10 empty] | 0 | 0 | 0 | 0 | 0 | 0 | 0 | 0 | 0 | 0 | 0 | 0 | 0 | 0 | 0 | 0 | 0 | 0 | 0 | 0 | 0 | 0 | 0 | 0 | 0 | 0 | 0 | 0
[10 empty] | 0 | 0 | 0 | 0 | 0 | 0 | 0 | 0 | 0 | 0 | 0 | 0 | 0 | 0 | 0 | 0 | 0 | 0 | 0 | 0 | 0 | 0 | 0 | 0 | 0 | 0 | 0 | 0
[10 empty] | 0 | 0 | 0 | 0 | 0 | 0 | 0 | 0 | 0 | 0 | 0 | 0 | 0 | 0 | 0 | 0 | 0 | 0 | 0 | 0 | 0 | 0 | 0 | 0 | 0 | 0 | 0 | 0
[10 empty] | 0 | 0 | 0 | 0 | 0 | 0 | 0 | 0 | 0 | 0 | 0 | 0 | 0 | 0 | 0 | 0 | 0 | 0 | 0 | 0 | 0 | 0 | 0 | 0 | 0 | 0 | 0 | 0
[10 empty] | 0 | 0 | 0 | 0 | 0 | 0 | 0 | 0 | 0 | 0 | 0 | 0 | 0 | 0 | 0 | 0 | 0 | 0 | 0 | 0 | 0 | 0 | 0 | 0 | 0 | 0 | 0 | 0
[10 empty] | 0 | 0 | 0 | 0 | 0 | 0 | 0 | 0 | 0 | 0 | 0 | 0 | 0 | 0 | 0 | 0 | 0 | 0 | 0 | 0 | 0 | 0 | 0 | 0 | 0 | 0 | 0 | 0
[10 empty] | 0 | 0 | 0 | 0 | 0 | 0 | 0 | 0 | 0 | 0 | 0 | 0 | 0 | 0 | 0 | 0 | 0 | 0 | 0 | 0 | 0 | 0 | 0 | 0 | 0 | 0 | 0 | 0
[10 empty] | 0 | 0 | 0 | 0 | 0 | 0 | 0 | 0 | 0 | 0 | 0 | 0 | 0 | 0 | 0 | 0 | 0 | 0 | 0 | 0 | 0 | 0 | 0 | 0 | 0 | 0 | 0 | 0
[10 empty] | 0 | 0 | 0 | 0 | 0 | 0 | 0 | 0 | 0 | 0 | 0 | 0 | 0 | 0 | 0 | 0 | 0 | 0 | 0 | 0 | 0 | 0 | 0 | 0 | 0 | 0 | 0 | 0
[10 empty] | 0 | 0 | 0 | 0 | 0 | 0 | 0 | 0 | 0 | 0 | 0 | 0 | 0 | 0 | 0 | 0 | 0 | 0 | 0 | 0 | 0 | 0 | 0 | 0 | 0 | 0 | 0 | 0
[10 empty] | 0 | 0 | 0 | 0 | 0 | 0 | 0 | 0 | 0 | 0 | 0 | 0 | 0 | 0 | 0 | 0 | 0 | 0 | 0 | 0 | 0 | 0 | 0 | 0 | 0 | 0 | 0 | 0
[10 empty] | 0 | 0 | 0 | 0 | 0 | 0 | 0 | 0 | 0 | 0 | 0 | 0 | 0 | 0 | 0 | 0 | 0 | 0 | 0 | 0 | 0 | 0 | 0 | 0 | 0 | 0 | 0 | 0
[10 empty] | 0 | 0 | 0 | 0 | 0 | 0 | 0 | 0 | 0 | 0 | 0 | 0 | 0 | 0 | 0 | 0 | 0 | 0 | 0 | 0 | 0 | 0 | 0 | 0 | 0 | 0 | 0 | 0
[10 empty] | 0 | 0 | 0 | 0 | 0 | 0 | 0 | 0 | 0 | 0 | 0 | 0 | 0 | 0 | 0 | 0 | 0 | 0 | 0 | 0 | 0 | 0 | 0 | 0 | 0 | 0 | 0 | 0
[10 empty] | 0 | 0 | 0 | 0 | 0 | 0 | 0 | 0 | 0 | 0 | 0 | 0 | 0 | 0 | 0 | 0 | 0 | 0 | 0 | 0 | 0 | 0 | 0 | 0 | 0 | 0 | 0 | 0
[10 empty] | 0 | 0 | 0 | 0 | 0 | 0 | 0 | 0 | 0 | 0 | 0 | 0 | 0 | 0 | 0 | 0 | 0 | 0 | 0 | 0 | 0 | 0 | 0 | 0 | 0 | 0 | 0 | 0
[10 empty] | 0 | 0 | 0 | 0 | 0 | 0 | 0 | 0 | 0 | 0 | 0 | 0 | 0 | 0 | 0 | 0 | 0 | 0 | 0 | 0 | 0 | 0 | 0 | 0 | 0 | 0 | 0 | 0
[10 empty] | 0 | 0 | 0 | 0 | 0 | 0 | 0 | 0 | 0 | 0 | 0 | 0 | 0 | 0 | 0 | 0 | 0 | 0 | 0 | 0 | 0 | 0 | 0 | 0 | 0 | 0 | 0 | 0
[10 empty] | 0 | 0 | 0 | 0 | 0 | 0 | 0 | 0 | 0 | 0 | 0 | 0 | 0 | 0 | 0 | 0 | 0 | 0 | 0 | 0 | 0 | 0 | 0 | 0 | 0 | 0 | 0 | 0
[10 empty] | 0 | 0 | 0 | 0 | 0 | 0 | 0 | 0 | 0 | 0 | 0 | 0 | 0 | 0 | 0 | 0 | 0 | 0 | 0 | 0 | 0 | 0 | 0 | 0 | 0 | 0 | 0 | 0
[10 empty] | 0 | 0 | 0 | 0 | 0 | 0 | 0 | 0 | 0 | 0 | 0 | 0 | 0 | 0 | 0 | 0 | 0 | 0 | 0 | 0 | 0 | 0 | 0 | 0 | 0 | 0 | 0 | 0
[10 empty] | 0 | 0 | 0 | 0 | 0 | 0 | 0 | 0 | 0 | 0 | 0 | 0 | 0 | 0 | 0 | 0 | 0 | 0 | 0 | 0 | 0 | 0 | 0 | 0 | 0 | 0 | 0 | 0
[10 empty] | 0 | 0 | 0 | 0 | 0 | 0 | 0 | 0 | 0 | 0 | 0 | 0 | 0 | 0 | 0 | 0 | 0 | 0 | 0 | 0 | 0 | 0 | 0 | 0 | 0 | 0 | 0 | 0
[10 empty] | 0 | 0 | 0 | 0 | 0 | 0 | 0 | 0 | 0 | 0 | 0 | 0 | 0 | 0 | 0 | 0 | 0 | 0 | 0 | 0 | 0 | 0 | 0 | 0 | 0 | 0 | 0 | 0
[10 empty] | 0 | 0 | 0 | 0 | 0 | 0 | 0 | 0 | 0 | 0 | 0 | 0 | 0 | 0 | 0 | 0 | 0 | 0 | 0 | 0 | 0 | 0 | 0 | 0 | 0 | 0 | 0 | 0
[10 empty] | 0 | 0 | 0 | 0 | 0 | 0 | 0 | 0 | 0 | 0 | 0 | 0 | 0 | 0 | 0 | 0 | 0 | 0 | 0 | 0 | 0 | 0 | 0 | 0 | 0 | 0 | 0 | 0
[10 empty] | 0 | 0 | 0 | 0 | 0 | 0 | 0 | 0 | 0 | 0 | 0 | 0 | 0 | 0 | 0 | 0 | 0 | 0 | 0 | 0 | 0 | 0 | 0 | 0 | 0 | 0 | 0 | 0
[10 empty] | 0 | 0 | 0 | 0 | 0 | 0 | 0 | 0 | 0 | 0 | 0 | 0 | 0 | 0 | 0 | 0 | 0 | 0 | 0 | 0 | 0 | 0 | 0 | 0 | 0 | 0 | 0 | 0
[10 empty] | 0 | 0 | 0 | 0 | 0 | 0 | 0 | 0 | 0 | 0 | 0 | 0 | 0 | 0 | 0 | 0 | 0 | 0 | 0 | 0 | 0 | 0 | 0 | 0 | 0 | 0 | 0 | 0
[10 empty] | 0 | 0 | 0 | 0 | 0 | 0 | 0 | 0 | 0 | 0 | 0 | 0 | 0 | 0 | 0 | 0 | 0 | 0 | 0 | 0 | 0 | 0 | 0 | 0 | 0 | 0 | 0 | 0
[10 empty] | 0 | 0 | 0 | 0 | 0 | 0 | 0 | 0 | 0 | 0 | 0 | 0 | 0 | 0 | 0 | 0 | 0 | 0 | 0 | 0 | 0 | 0 | 0 | 0 | 0 | 0 | 0 | 0
[10 empty] | 0 | 0 | 0 | 0 | 0 | 0 | 0 | 0 | 0 | 0 | 0 | 0 | 0 | 0 | 0 | 0 | 0 | 0 | 0 | 0 | 0 | 0 | 0 | 0 | 0 | 0 | 0 | 0
[10 empty] | 0 | 0 | 0 | 0 | 0 | 0 | 0 | 0 | 0 | 0 | 0 | 0 | 0 | 0 | 0 | 0 | 0 | 0 | 0 | 0 | 0 | 0 | 0 | 0 | 0 | 0 | 0 | 0
[10 empty] | 0 | 0 | 0 | 0 | 0 | 0 | 0 | 0 | 0 | 0 | 0 | 0 | 0 | 0 | 0 | 0 | 0 | 0 | 0 | 0 | 0 | 0 | 0 | 0 | 0 | 0 | 0 | 0
[10 empty] | 0 | 0 | 0 | 0 | 0 | 0 | 0 | 0 | 0 | 0 | 0 | 0 | 0 | 0 | 0 | 0 | 0 | 0 | 0 | 0 | 0 | 0 | 0 | 0 | 0 | 0 | 0 | 0
[10 empty] | 0 | 0 | 0 | 0 | 0 | 0 | 0 | 0 | 0 | 0 | 0 | 0 | 0 | 0 | 0 | 0 | 0 | 0 | 0 | 0 | 0 | 0 | 0 | 0 | 0 | 0 | 0 | 0
[10 empty] | 0 | 0 | 0 | 0 | 0 | 0 | 0 | 0 | 0 | 0 | 0 | 0 | 0 | 0 | 0 | 0 | 0 | 0 | 0 | 0 | 0 | 0 | 0 | 0 | 0 | 0 | 0 | 0
[10 empty] | 0 | 0 | 0 | 0 | 0 | 0 | 0 | 0 | 0 | 0 | 0 | 0 | 0 | 0 | 0 | 0 | 0 | 0 | 0 | 0 | 0 | 0 | 0 | 0 | 0 | 0 | 0 | 0
[10 empty] | 0 | 0 | 0 | 0 | 0 | 0 | 0 | 0 | 0 | 0 | 0 | 0 | 0 | 0 | 0 | 0 | 0 | 0 | 0 | 0 | 0 | 0 | 0 | 0 | 0 | 0 | 0 | 0
[10 empty] | 0 | 0 | 0 | 0 | 0 | 0 | 0 | 0 | 0 | 0 | 0 | 0 | 0 | 0 | 0 | 0 | 0 | 0 | 0 | 0 | 0 | 0 | 0 | 0 | 0 | 0 | 0 | 0
[10 empty] | 0 | 0 | 0 | 0 | 0 | 0 | 0 | 0 | 0 | 0 | 0 | 0 | 0 | 0 | 0 | 0 | 0 | 0 | 0 | 0 | 0 | 0 | 0 | 0 | 0 | 0 | 0 | 0
[10 empty] | 0 | 0 | 0 | 0 | 0 | 0 | 0 | 0 | 0 | 0 | 0 | 0 | 0 | 0 | 0 | 0 | 0 | 0 | 0 | 0 | 0 | 0 | 0 | 0 | 0 | 0 | 0 | 0
[10 empty] | 0 | 0 | 0 | 0 | 0 | 0 | 0 | 0 | 0 | 0 | 0 | 0 | 0 | 0 | 0 | 0 | 0 | 0 | 0 | 0 | 0 | 0 | 0 | 0 | 0 | 0 | 0 | 0
[10 empty] | 0 | 0 | 0 | 0 | 0 | 0 | 0 | 0 | 0 | 0 | 0 | 0 | 0 | 0 | 0 | 0 | 0 | 0 | 0 | 0 | 0 | 0 | 0 | 0 | 0 | 0 | 0 | 0
[10 empty] | 0 | 0 | 0 | 0 | 0 | 0 | 0 | 0 | 0 | 0 | 0 | 0 | 0 | 0 | 0 | 0 | 0 | 0 | 0 | 0 | 0 | 0 | 0 | 0 | 0 | 0 | 0 | 0
[10 empty] | 0 | 0 | 0 | 0 | 0 | 0 | 0 | 0 | 0 | 0 | 0 | 0 | 0 | 0 | 0 | 0 | 0 | 0 | 0 | 0 | 0 | 0 | 0 | 0 | 0 | 0 | 0 | 0
[10 empty] | 0 | 0 | 0 | 0 | 0 | 0 | 0 | 0 | 0 | 0 | 0 | 0 | 0 | 0 | 0 | 0 | 0 | 0 | 0 | 0 | 0 | 0 | 0 | 0 | 0 | 0 | 0 | 0
[10 empty] | 0 | 0 | 0 | 0 | 0 | 0 | 0 | 0 | 0 | 0 | 0 | 0 | 0 | 0 | 0 | 0 | 0 | 0 | 0 | 0 | 0 | 0 | 0 | 0 | 0 | 0 | 0 | 0
[10 empty] | 0 | 0 | 0 | 0 | 0 | 0 | 0 | 0 | 0 | 0 | 0 | 0 | 0 | 0 | 0 | 0 | 0 | 0 | 0 | 0 | 0 | 0 | 0 | 0 | 0 | 0 | 0 | 0
[10 empty] | 0 | 0 | 0 | 0 | 0 | 0 | 0 | 0 | 0 | 0 | 0 | 0 | 0 | 0 | 0 | 0 | 0 | 0 | 0 | 0 | 0 | 0 | 0 | 0 | 0 | 0 | 0 | 0
[10 empty] | 0 | 0 | 0 | 0 | 0 | 0 | 0 | 0 | 0 | 0 | 0 | 0 | 0 | 0 | 0 | 0 | 0 | 0 | 0 | 0 | 0 | 0 | 0 | 0 | 0 | 0 | 0 | 0
[10 empty] | 0 | 0 | 0 | 0 | 0 | 0 | 0 | 0 | 0 | 0 | 0 | 0 | 0 | 0 | 0 | 0 | 0 | 0 | 0 | 0 | 0 | 0 | 0 | 0 | 0 | 0 | 0 | 0
[10 empty] | 0 | 0 | 0 | 0 | 0 | 0 | 0 | 0 | 0 | 0 | 0 | 0 | 0 | 0 | 0 | 0 | 0 | 0 | 0 | 0 | 0 | 0 | 0 | 0 | 0 | 0 | 0 | 0
[10 empty] | 0 | 0 | 0 | 0 | 0 | 0 | 0 | 0 | 0 | 0 | 0 | 0 | 0 | 0 | 0 | 0 | 0 | 0 | 0 | 0 | 0 | 0 | 0 | 0 | 0 | 0 | 0 | 0
[10 empty] | 0 | 0 | 0 | 0 | 0 | 0 | 0 | 0 | 0 | 0 | 0 | 0 | 0 | 0 | 0 | 0 | 0 | 0 | 0 | 0 | 0 | 0 | 0 | 0 | 0 | 0 | 0 | 0
[10 empty] | 0 | 0 | 0 | 0 | 0 | 0 | 0 | 0 | 0 | 0 | 0 | 0 | 0 | 0 | 0 | 0 | 0 | 0 | 0 | 0 | 0 | 0 | 0 | 0 | 0 | 0 | 0 | 0
[10 empty] | 0 | 0 | 0 | 0 | 0 | 0 | 0 | 0 | 0 | 0 | 0 | 0 | 0 | 0 | 0 | 0 | 0 | 0 | 0 | 0 | 0 | 0 | 0 | 0 | 0 | 0 | 0 | 0
[10 empty] | 0 | 0 | 0 | 0 | 0 | 0 | 0 | 0 | 0 | 0 | 0 | 0 | 0 | 0 | 0 | 0 | 0 | 0 | 0 | 0 | 0 | 0 | 0 | 0 | 0 | 0 | 0 | 0
[10 empty] | 0 | 0 | 0 | 0 | 0 | 0 | 0 | 0 | 0 | 0 | 0 | 0 | 0 | 0 | 0 | 0 | 0 | 0 | 0 | 0 | 0 | 0 | 0 | 0 | 0 | 0 | 0 | 0
[10 empty] | 0 | 0 | 0 | 0 | 0 | 0 | 0 | 0 | 0 | 0 | 0 | 0 | 0 | 0 | 0 | 0 | 0 | 0 | 0 | 0 | 0 | 0 | 0 | 0 | 0 | 0 | 0 | 0
[10 empty] | 0 | 0 | 0 | 0 | 0 | 0 | 0 | 0 | 0 | 0 | 0 | 0 | 0 | 0 | 0 | 0 | 0 | 0 | 0 | 0 | 0 | 0 | 0 | 0 | 0 | 0 | 0 | 0
[10 empty] | 0 | 0 | 0 | 0 | 0 | 0 | 0 | 0 | 0 | 0 | 0 | 0 | 0 | 0 | 0 | 0 | 0 | 0 | 0 | 0 | 0 | 0 | 0 | 0 | 0 | 0 | 0 | 0
[10 empty] | 0 | 0 | 0 | 0 | 0 | 0 | 0 | 0 | 0 | 0 | 0 | 0 | 0 | 0 | 0 | 0 | 0 | 0 | 0 | 0 | 0 | 0 | 0 | 0 | 0 | 0 | 0 | 0
[10 empty] | 0 | 0 | 0 | 0 | 0 | 0 | 0 | 0 | 0 | 0 | 0 | 0 | 0 | 0 | 0 | 0 | 0 | 0 | 0 | 0 | 0 | 0 | 0 | 0 | 0 | 0 | 0 | 0
[10 empty] | 0 | 0 | 0 | 0 | 0 | 0 | 0 | 0 | 0 | 0 | 0 | 0 | 0 | 0 | 0 | 0 | 0 | 0 | 0 | 0 | 0 | 0 | 0 | 0 | 0 | 0 | 0 | 0
[10 empty] | 0 | 0 | 0 | 0 | 0 | 0 | 0 | 0 | 0 | 0 | 0 | 0 | 0 | 0 | 0 | 0 | 0 | 0 | 0 | 0 | 0 | 0 | 0 | 0 | 0 | 0 | 0 | 0
[10 empty] | 0 | 0 | 0 | 0 | 0 | 0 | 0 | 0 | 0 | 0 | 0 | 0 | 0 | 0 | 0 | 0 | 0 | 0 | 0 | 0 | 0 | 0 | 0 | 0 | 0 | 0 | 0 | 0
[10 empty] | 0 | 0 | 0 | 0 | 0 | 0 | 0 | 0 | 0 | 0 | 0 | 0 | 0 | 0 | 0 | 0 | 0 | 0 | 0 | 0 | 0 | 0 | 0 | 0 | 0 | 0 | 0 | 0
[10 empty] | 0 | 0 | 0 | 0 | 0 | 0 | 0 | 0 | 0 | 0 | 0 | 0 | 0 | 0 | 0 | 0 | 0 | 0 | 0 | 0 | 0 | 0 | 0 | 0 | 0 | 0 | 0 | 0
[10 empty] | 0 | 0 | 0 | 0 | 0 | 0 | 0 | 0 | 0 | 0 | 0 | 0 | 0 | 0 | 0 | 0 | 0 | 0 | 0 | 0 | 0 | 0 | 0 | 0 | 0 | 0 | 0 | 0
[10 empty] | 0 | 0 | 0 | 0 | 0 | 0 | 0 | 0 | 0 | 0 | 0 | 0 | 0 | 0 | 0 | 0 | 0 | 0 | 0 | 0 | 0 | 0 | 0 | 0 | 0 | 0 | 0 | 0
[10 empty] | 0 | 0 | 0 | 0 | 0 | 0 | 0 | 0 | 0 | 0 | 0 | 0 | 0 | 0 | 0 | 0 | 0 | 0 | 0 | 0 | 0 | 0 | 0 | 0 | 0 | 0 | 0 | 0
[10 empty] | 0 | 0 | 0 | 0 | 0 | 0 | 0 | 0 | 0 | 0 | 0 | 0 | 0 | 0 | 0 | 0 | 0 | 0 | 0 | 0 | 0 | 0 | 0 | 0 | 0 | 0 | 0 | 0
[10 empty] | 0 | 0 | 0 | 0 | 0 | 0 | 0 | 0 | 0 | 0 | 0 | 0 | 0 | 0 | 0 | 0 | 0 | 0 | 0 | 0 | 0 | 0 | 0 | 0 | 0 | 0 | 0 | 0
[10 empty] | 0 | 0 | 0 | 0 | 0 | 0 | 0 | 0 | 0 | 0 | 0 | 0 | 0 | 0 | 0 | 0 | 0 | 0 | 0 | 0 | 0 | 0 | 0 | 0 | 0 | 0 | 0 | 0
[10 empty] | 0 | 0 | 0 | 0 | 0 | 0 | 0 | 0 | 0 | 0 | 0 | 0 | 0 | 0 | 0 | 0 | 0 | 0 | 0 | 0 | 0 | 0 | 0 | 0 | 0 | 0 | 0 | 0
[10 empty] | 0 | 0 | 0 | 0 | 0 | 0 | 0 | 0 | 0 | 0 | 0 | 0 | 0 | 0 | 0 | 0 | 0 | 0 | 0 | 0 | 0 | 0 | 0 | 0 | 0 | 0 | 0 | 0
[10 empty] | 0 | 0 | 0 | 0 | 0 | 0 | 0 | 0 | 0 | 0 | 0 | 0 | 0 | 0 | 0 | 0 | 0 | 0 | 0 | 0 | 0 | 0 | 0 | 0 | 0 | 0 | 0 | 0
[10 empty] | 0 | 0 | 0 | 0 | 0 | 0 | 0 | 0 | 0 | 0 | 0 | 0 | 0 | 0 | 0 | 0 | 0 | 0 | 0 | 0 | 0 | 0 | 0 | 0 | 0 | 0 | 0 | 0
[10 empty] | 0 | 0 | 0 | 0 | 0 | 0 | 0 | 0 | 0 | 0 | 0 | 0 | 0 | 0 | 0 | 0 | 0 | 0 | 0 | 0 | 0 | 0 | 0 | 0 | 0 | 0 | 0 | 0
[10 empty] | 0 | 0 | 0 | 0 | 0 | 0 | 0 | 0 | 0 | 0 | 0 | 0 | 0 | 0 | 0 | 0 | 0 | 0 | 0 | 0 | 0 | 0 | 0 | 0 | 0 | 0 | 0 | 0
[10 empty] | 0 | 0 | 0 | 0 | 0 | 0 | 0 | 0 | 0 | 0 | 0 | 0 | 0 | 0 | 0 | 0 | 0 | 0 | 0 | 0 | 0 | 0 | 0 | 0 | 0 | 0 | 0 | 0
[10 empty] | 0 | 0 | 0 | 0 | 0 | 0 | 0 | 0 | 0 | 0 | 0 | 0 | 0 | 0 | 0 | 0 | 0 | 0 | 0 | 0 | 0 | 0 | 0 | 0 | 0 | 0 | 0 | 0
[10 empty] | 0 | 0 | 0 | 0 | 0 | 0 | 0 | 0 | 0 | 0 | 0 | 0 | 0 | 0 | 0 | 0 | 0 | 0 | 0 | 0 | 0 | 0 | 0 | 0 | 0 | 0 | 0 | 0
[10 empty] | 0 | 0 | 0 | 0 | 0 | 0 | 0 | 0 | 0 | 0 | 0 | 0 | 0 | 0 | 0 | 0 | 0 | 0 | 0 | 0 | 0 | 0 | 0 | 0 | 0 | 0 | 0 | 0
[10 empty] | 0 | 0 | 0 | 0 | 0 | 0 | 0 | 0 | 0 | 0 | 0 | 0 | 0 | 0 | 0 | 0 | 0 | 0 | 0 | 0 | 0 | 0 | 0 | 0 | 0 | 0 | 0 | 0
[10 empty] | 0 | 0 | 0 | 0 | 0 | 0 | 0 | 0 | 0 | 0 | 0 | 0 | 0 | 0 | 0 | 0 | 0 | 0 | 0 | 0 | 0 | 0 | 0 | 0 | 0 | 0 | 0 | 0
[10 empty] | 0 | 0 | 0 | 0 | 0 | 0 | 0 | 0 | 0 | 0 | 0 | 0 | 0 | 0 | 0 | 0 | 0 | 0 | 0 | 0 | 0 | 0 | 0 | 0 | 0 | 0 | 0 | 0
[10 empty] | 0 | 0 | 0 | 0 | 0 | 0 | 0 | 0 | 0 | 0 | 0 | 0 | 0 | 0 | 0 | 0 | 0 | 0 | 0 | 0 | 0 | 0 | 0 | 0 | 0 | 0 | 0 | 0
[10 empty] | 0 | 0 | 0 | 0 | 0 | 0 | 0 | 0 | 0 | 0 | 0 | 0 | 0 | 0 | 0 | 0 | 0 | 0 | 0 | 0 | 0 | 0 | 0 | 0 | 0 | 0 | 0 | 0
[10 empty] | 0 | 0 | 0 | 0 | 0 | 0 | 0 | 0 | 0 | 0 | 0 | 0 | 0 | 0 | 0 | 0 | 0 | 0 | 0 | 0 | 0 | 0 | 0 | 0 | 0 | 0 | 0 | 0
[10 empty] | 0 | 0 | 0 | 0 | 0 | 0 | 0 | 0 | 0 | 0 | 0 | 0 | 0 | 0 | 0 | 0 | 0 | 0 | 0 | 0 | 0 | 0 | 0 | 0 | 0 | 0 | 0 | 0
[10 empty] | 0 | 0 | 0 | 0 | 0 | 0 | 0 | 0 | 0 | 0 | 0 | 0 | 0 | 0 | 0 | 0 | 0 | 0 | 0 | 0 | 0 | 0 | 0 | 0 | 0 | 0 | 0 | 0
[10 empty] | 0 | 0 | 0 | 0 | 0 | 0 | 0 | 0 | 0 | 0 | 0 | 0 | 0 | 0 | 0 | 0 | 0 | 0 | 0 | 0 | 0 | 0 | 0 | 0 | 0 | 0 | 0 | 0
[10 empty] | 0 | 0 | 0 | 0 | 0 | 0 | 0 | 0 | 0 | 0 | 0 | 0 | 0 | 0 | 0 | 0 | 0 | 0 | 0 | 0 | 0 | 0 | 0 | 0 | 0 | 0 | 0 | 0
[10 empty] | 0 | 0 | 0 | 0 | 0 | 0 | 0 | 0 | 0 | 0 | 0 | 0 | 0 | 0 | 0 | 0 | 0 | 0 | 0 | 0 | 0 | 0 | 0 | 0 | 0 | 0 | 0 | 0
[10 empty] | 0 | 0 | 0 | 0 | 0 | 0 | 0 | 0 | 0 | 0 | 0 | 0 | 0 | 0 | 0 | 0 | 0 | 0 | 0 | 0 | 0 | 0 | 0 | 0 | 0 | 0 | 0 | 0
[10 empty] | 0 | 0 | 0 | 0 | 0 | 0 | 0 | 0 | 0 | 0 | 0 | 0 | 0 | 0 | 0 | 0 | 0 | 0 | 0 | 0 | 0 | 0 | 0 | 0 | 0 | 0 | 0 | 0
[10 empty] | 0 | 0 | 0 | 0 | 0 | 0 | 0 | 0 | 0 | 0 | 0 | 0 | 0 | 0 | 0 | 0 | 0 | 0 | 0 | 0 | 0 | 0 | 0 | 0 | 0 | 0 | 0 | 0
[10 empty] | 0 | 0 | 0 | 0 | 0 | 0 | 0 | 0 | 0 | 0 | 0 | 0 | 0 | 0 | 0 | 0 | 0 | 0 | 0 | 0 | 0 | 0 | 0 | 0 | 0 | 0 | 0 | 0
[10 empty] | 0 | 0 | 0 | 0 | 0 | 0 | 0 | 0 | 0 | 0 | 0 | 0 | 0 | 0 | 0 | 0 | 0 | 0 | 0 | 0 | 0 | 0 | 0 | 0 | 0 | 0 | 0 | 0
[10 empty] | 0 | 0 | 0 | 0 | 0 | 0 | 0 | 0 | 0 | 0 | 0 | 0 | 0 | 0 | 0 | 0 | 0 | 0 | 0 | 0 | 0 | 0 | 0 | 0 | 0 | 0 | 0 | 0
[10 empty] | 0 | 0 | 0 | 0 | 0 | 0 | 0 | 0 | 0 | 0 | 0 | 0 | 0 | 0 | 0 | 0 | 0 | 0 | 0 | 0 | 0 | 0 | 0 | 0 | 0 | 0 | 0 | 0
[10 empty] | 0 | 0 | 0 | 0 | 0 | 0 | 0 | 0 | 0 | 0 | 0 | 0 | 0 | 0 | 0 | 0 | 0 | 0 | 0 | 0 | 0 | 0 | 0 | 0 | 0 | 0 | 0 | 0
[10 empty] | 0 | 0 | 0 | 0 | 0 | 0 | 0 | 0 | 0 | 0 | 0 | 0 | 0 | 0 | 0 | 0 | 0 | 0 | 0 | 0 | 0 | 0 | 0 | 0 | 0 | 0 | 0 | 0
[10 empty] | 0 | 0 | 0 | 0 | 0 | 0 | 0 | 0 | 0 | 0 | 0 | 0 | 0 | 0 | 0 | 0 | 0 | 0 | 0 | 0 | 0 | 0 | 0 | 0 | 0 | 0 | 0 | 0
[10 empty] | 0 | 0 | 0 | 0 | 0 | 0 | 0 | 0 | 0 | 0 | 0 | 0 | 0 | 0 | 0 | 0 | 0 | 0 | 0 | 0 | 0 | 0 | 0 | 0 | 0 | 0 | 0 | 0
[10 empty] | 0 | 0 | 0 | 0 | 0 | 0 | 0 | 0 | 0 | 0 | 0 | 0 | 0 | 0 | 0 | 0 | 0 | 0 | 0 | 0 | 0 | 0 | 0 | 0 | 0 | 0 | 0 | 0
[10 empty] | 0 | 0 | 0 | 0 | 0 | 0 | 0 | 0 | 0 | 0 | 0 | 0 | 0 | 0 | 0 | 0 | 0 | 0 | 0 | 0 | 0 | 0 | 0 | 0 | 0 | 0 | 0 | 0
[10 empty] | 0 | 0 | 0 | 0 | 0 | 0 | 0 | 0 | 0 | 0 | 0 | 0 | 0 | 0 | 0 | 0 | 0 | 0 | 0 | 0 | 0 | 0 | 0 | 0 | 0 | 0 | 0 | 0
[10 empty] | 0 | 0 | 0 | 0 | 0 | 0 | 0 | 0 | 0 | 0 | 0 | 0 | 0 | 0 | 0 | 0 | 0 | 0 | 0 | 0 | 0 | 0 | 0 | 0 | 0 | 0 | 0 | 0
[10 empty] | 0 | 0 | 0 | 0 | 0 | 0 | 0 | 0 | 0 | 0 | 0 | 0 | 0 | 0 | 0 | 0 | 0 | 0 | 0 | 0 | 0 | 0 | 0 | 0 | 0 | 0 | 0 | 0
[10 empty] | 0 | 0 | 0 | 0 | 0 | 0 | 0 | 0 | 0 | 0 | 0 | 0 | 0 | 0 | 0 | 0 | 0 | 0 | 0 | 0 | 0 | 0 | 0 | 0 | 0 | 0 | 0 | 0
[10 empty] | 0 | 0 | 0 | 0 | 0 | 0 | 0 | 0 | 0 | 0 | 0 | 0 | 0 | 0 | 0 | 0 | 0 | 0 | 0 | 0 | 0 | 0 | 0 | 0 | 0 | 0 | 0 | 0
[10 empty] | 0 | 0 | 0 | 0 | 0 | 0 | 0 | 0 | 0 | 0 | 0 | 0 | 0 | 0 | 0 | 0 | 0 | 0 | 0 | 0 | 0 | 0 | 0 | 0 | 0 | 0 | 0 | 0
[10 empty] | 0 | 0 | 0 | 0 | 0 | 0 | 0 | 0 | 0 | 0 | 0 | 0 | 0 | 0 | 0 | 0 | 0 | 0 | 0 | 0 | 0 | 0 | 0 | 0 | 0 | 0 | 0 | 0
[10 empty] | 0 | 0 | 0 | 0 | 0 | 0 | 0 | 0 | 0 | 0 | 0 | 0 | 0 | 0 | 0 | 0 | 0 | 0 | 0 | 0 | 0 | 0 | 0 | 0 | 0 | 0 | 0 | 0
[10 empty] | 0 | 0 | 0 | 0 | 0 | 0 | 0 | 0 | 0 | 0 | 0 | 0 | 0 | 0 | 0 | 0 | 0 | 0 | 0 | 0 | 0 | 0 | 0 | 0 | 0 | 0 | 0 | 0
[10 empty] | 0 | 0 | 0 | 0 | 0 | 0 | 0 | 0 | 0 | 0 | 0 | 0 | 0 | 0 | 0 | 0 | 0 | 0 | 0 | 0 | 0 | 0 | 0 | 0 | 0 | 0 | 0 | 0
[10 empty] | 0 | 0 | 0 | 0 | 0 | 0 | 0 | 0 | 0 | 0 | 0 | 0 | 0 | 0 | 0 | 0 | 0 | 0 | 0 | 0 | 0 | 0 | 0 | 0 | 0 | 0 | 0 | 0
[10 empty] | 0 | 0 | 0 | 0 | 0 | 0 | 0 | 0 | 0 | 0 | 0 | 0 | 0 | 0 | 0 | 0 | 0 | 0 | 0 | 0 | 0 | 0 | 0 | 0 | 0 | 0 | 0 | 0
[10 empty] | 0 | 0 | 0 | 0 | 0 | 0 | 0 | 0 | 0 | 0 | 0 | 0 | 0 | 0 | 0 | 0 | 0 | 0 | 0 | 0 | 0 | 0 | 0 | 0 | 0 | 0 | 0 | 0
[10 empty] | 0 | 0 | 0 | 0 | 0 | 0 | 0 | 0 | 0 | 0 | 0 | 0 | 0 | 0 | 0 | 0 | 0 | 0 | 0 | 0 | 0 | 0 | 0 | 0 | 0 | 0 | 0 | 0
[10 empty] | 0 | 0 | 0 | 0 | 0 | 0 | 0 | 0 | 0 | 0 | 0 | 0 | 0 | 0 | 0 | 0 | 0 | 0 | 0 | 0 | 0 | 0 | 0 | 0 | 0 | 0 | 0 | 0
[10 empty] | 0 | 0 | 0 | 0 | 0 | 0 | 0 | 0 | 0 | 0 | 0 | 0 | 0 | 0 | 0 | 0 | 0 | 0 | 0 | 0 | 0 | 0 | 0 | 0 | 0 | 0 | 0 | 0
[10 empty] | 0 | 0 | 0 | 0 | 0 | 0 | 0 | 0 | 0 | 0 | 0 | 0 | 0 | 0 | 0 | 0 | 0 | 0 | 0 | 0 | 0 | 0 | 0 | 0 | 0 | 0 | 0 | 0
[10 empty] | 0 | 0 | 0 | 0 | 0 | 0 | 0 | 0 | 0 | 0 | 0 | 0 | 0 | 0 | 0 | 0 | 0 | 0 | 0 | 0 | 0 | 0 | 0 | 0 | 0 | 0 | 0 | 0
[10 empty] | 0 | 0 | 0 | 0 | 0 | 0 | 0 | 0 | 0 | 0 | 0 | 0 | 0 | 0 | 0 | 0 | 0 | 0 | 0 | 0 | 0 | 0 | 0 | 0 | 0 | 0 | 0 | 0
[10 empty] | 0 | 0 | 0 | 0 | 0 | 0 | 0 | 0 | 0 | 0 | 0 | 0 | 0 | 0 | 0 | 0 | 0 | 0 | 0 | 0 | 0 | 0 | 0 | 0 | 0 | 0 | 0 | 0
[10 empty] | 0 | 0 | 0 | 0 | 0 | 0 | 0 | 0 | 0 | 0 | 0 | 0 | 0 | 0 | 0 | 0 | 0 | 0 | 0 | 0 | 0 | 0 | 0 | 0 | 0 | 0 | 0 | 0
[10 empty] | 0 | 0 | 0 | 0 | 0 | 0 | 0 | 0 | 0 | 0 | 0 | 0 | 0 | 0 | 0 | 0 | 0 | 0 | 0 | 0 | 0 | 0 | 0 | 0 | 0 | 0 | 0 | 0
[10 empty] | 0 | 0 | 0 | 0 | 0 | 0 | 0 | 0 | 0 | 0 | 0 | 0 | 0 | 0 | 0 | 0 | 0 | 0 | 0 | 0 | 0 | 0 | 0 | 0 | 0 | 0 | 0 | 0
[10 empty] | 0 | 0 | 0 | 0 | 0 | 0 | 0 | 0 | 0 | 0 | 0 | 0 | 0 | 0 | 0 | 0 | 0 | 0 | 0 | 0 | 0 | 0 | 0 | 0 | 0 | 0 | 0 | 0
[10 empty] | 0 | 0 | 0 | 0 | 0 | 0 | 0 | 0 | 0 | 0 | 0 | 0 | 0 | 0 | 0 | 0 | 0 | 0 | 0 | 0 | 0 | 0 | 0 | 0 | 0 | 0 | 0 | 0
[10 empty] | 0 | 0 | 0 | 0 | 0 | 0 | 0 | 0 | 0 | 0 | 0 | 0 | 0 | 0 | 0 | 0 | 0 | 0 | 0 | 0 | 0 | 0 | 0 | 0 | 0 | 0 | 0 | 0
[10 empty] | 0 | 0 | 0 | 0 | 0 | 0 | 0 | 0 | 0 | 0 | 0 | 0 | 0 | 0 | 0 | 0 | 0 | 0 | 0 | 0 | 0 | 0 | 0 | 0 | 0 | 0 | 0 | 0
[10 empty] | 0 | 0 | 0 | 0 | 0 | 0 | 0 | 0 | 0 | 0 | 0 | 0 | 0 | 0 | 0 | 0 | 0 | 0 | 0 | 0 | 0 | 0 | 0 | 0 | 0 | 0 | 0 | 0
[10 empty] | 0 | 0 | 0 | 0 | 0 | 0 | 0 | 0 | 0 | 0 | 0 | 0 | 0 | 0 | 0 | 0 | 0 | 0 | 0 | 0 | 0 | 0 | 0 | 0 | 0 | 0 | 0 | 0
[10 empty] | 0 | 0 | 0 | 0 | 0 | 0 | 0 | 0 | 0 | 0 | 0 | 0 | 0 | 0 | 0 | 0 | 0 | 0 | 0 | 0 | 0 | 0 | 0 | 0 | 0 | 0 | 0 | 0
[10 empty] | 0 | 0 | 0 | 0 | 0 | 0 | 0 | 0 | 0 | 0 | 0 | 0 | 0 | 0 | 0 | 0 | 0 | 0 | 0 | 0 | 0 | 0 | 0 | 0 | 0 | 0 | 0 | 0
[10 empty] | 0 | 0 | 0 | 0 | 0 | 0 | 0 | 0 | 0 | 0 | 0 | 0 | 0 | 0 | 0 | 0 | 0 | 0 | 0 | 0 | 0 | 0 | 0 | 0 | 0 | 0 | 0 | 0
[10 empty] | 0 | 0 | 0 | 0 | 0 | 0 | 0 | 0 | 0 | 0 | 0 | 0 | 0 | 0 | 0 | 0 | 0 | 0 | 0 | 0 | 0 | 0 | 0 | 0 | 0 | 0 | 0 | 0
[10 empty] | 0 | 0 | 0 | 0 | 0 | 0 | 0 | 0 | 0 | 0 | 0 | 0 | 0 | 0 | 0 | 0 | 0 | 0 | 0 | 0 | 0 | 0 | 0 | 0 | 0 | 0 | 0 | 0
[10 empty] | 0 | 0 | 0 | 0 | 0 | 0 | 0 | 0 | 0 | 0 | 0 | 0 | 0 | 0 | 0 | 0 | 0 | 0 | 0 | 0 | 0 | 0 | 0 | 0 | 0 | 0 | 0 | 0
[10 empty] | 0 | 0 | 0 | 0 | 0 | 0 | 0 | 0 | 0 | 0 | 0 | 0 | 0 | 0 | 0 | 0 | 0 | 0 | 0 | 0 | 0 | 0 | 0 | 0 | 0 | 0 | 0 | 0
[10 empty] | 0 | 0 | 0 | 0 | 0 | 0 | 0 | 0 | 0 | 0 | 0 | 0 | 0 | 0 | 0 | 0 | 0 | 0 | 0 | 0 | 0 | 0 | 0 | 0 | 0 | 0 | 0 | 0
[10 empty] | 0 | 0 | 0 | 0 | 0 | 0 | 0 | 0 | 0 | 0 | 0 | 0 | 0 | 0 | 0 | 0 | 0 | 0 | 0 | 0 | 0 | 0 | 0 | 0 | 0 | 0 | 0 | 0
[10 empty] | 0 | 0 | 0 | 0 | 0 | 0 | 0 | 0 | 0 | 0 | 0 | 0 | 0 | 0 | 0 | 0 | 0 | 0 | 0 | 0 | 0 | 0 | 0 | 0 | 0 | 0 | 0 | 0
[10 empty] | 0 | 0 | 0 | 0 | 0 | 0 | 0 | 0 | 0 | 0 | 0 | 0 | 0 | 0 | 0 | 0 | 0 | 0 | 0 | 0 | 0 | 0 | 0 | 0 | 0 | 0 | 0 | 0
[10 empty] | 0 | 0 | 0 | 0 | 0 | 0 | 0 | 0 | 0 | 0 | 0 | 0 | 0 | 0 | 0 | 0 | 0 | 0 | 0 | 0 | 0 | 0 | 0 | 0 | 0 | 0 | 0 | 0
[10 empty] | 0 | 0 | 0 | 0 | 0 | 0 | 0 | 0 | 0 | 0 | 0 | 0 | 0 | 0 | 0 | 0 | 0 | 0 | 0 | 0 | 0 | 0 | 0 | 0 | 0 | 0 | 0 | 0
[10 empty] | 0 | 0 | 0 | 0 | 0 | 0 | 0 | 0 | 0 | 0 | 0 | 0 | 0 | 0 | 0 | 0 | 0 | 0 | 0 | 0 | 0 | 0 | 0 | 0 | 0 | 0 | 0 | 0
[10 empty] | 0 | 0 | 0 | 0 | 0 | 0 | 0 | 0 | 0 | 0 | 0 | 0 | 0 | 0 | 0 | 0 | 0 | 0 | 0 | 0 | 0 | 0 | 0 | 0 | 0 | 0 | 0 | 0
[10 empty] | 0 | 0 | 0 | 0 | 0 | 0 | 0 | 0 | 0 | 0 | 0 | 0 | 0 | 0 | 0 | 0 | 0 | 0 | 0 | 0 | 0 | 0 | 0 | 0 | 0 | 0 | 0 | 0
[10 empty] | 0 | 0 | 0 | 0 | 0 | 0 | 0 | 0 | 0 | 0 | 0 | 0 | 0 | 0 | 0 | 0 | 0 | 0 | 0 | 0 | 0 | 0 | 0 | 0 | 0 | 0 | 0 | 0
[10 empty] | 0 | 0 | 0 | 0 | 0 | 0 | 0 | 0 | 0 | 0 | 0 | 0 | 0 | 0 | 0 | 0 | 0 | 0 | 0 | 0 | 0 | 0 | 0 | 0 | 0 | 0 | 0 | 0
[10 empty] | 0 | 0 | 0 | 0 | 0 | 0 | 0 | 0 | 0 | 0 | 0 | 0 | 0 | 0 | 0 | 0 | 0 | 0 | 0 | 0 | 0 | 0 | 0 | 0 | 0 | 0 | 0 | 0
[10 empty] | 0 | 0 | 0 | 0 | 0 | 0 | 0 | 0 | 0 | 0 | 0 | 0 | 0 | 0 | 0 | 0 | 0 | 0 | 0 | 0 | 0 | 0 | 0 | 0 | 0 | 0 | 0 | 0
[10 empty] | 0 | 0 | 0 | 0 | 0 | 0 | 0 | 0 | 0 | 0 | 0 | 0 | 0 | 0 | 0 | 0 | 0 | 0 | 0 | 0 | 0 | 0 | 0 | 0 | 0 | 0 | 0 | 0
[10 empty] | 0 | 0 | 0 | 0 | 0 | 0 | 0 | 0 | 0 | 0 | 0 | 0 | 0 | 0 | 0 | 0 | 0 | 0 | 0 | 0 | 0 | 0 | 0 | 0 | 0 | 0 | 0 | 0
[10 empty] | 0 | 0 | 0 | 0 | 0 | 0 | 0 | 0 | 0 | 0 | 0 | 0 | 0 | 0 | 0 | 0 | 0 | 0 | 0 | 0 | 0 | 0 | 0 | 0 | 0 | 0 | 0 | 0
[10 empty] | 0 | 0 | 0 | 0 | 0 | 0 | 0 | 0 | 0 | 0 | 0 | 0 | 0 | 0 | 0 | 0 | 0 | 0 | 0 | 0 | 0 | 0 | 0 | 0 | 0 | 0 | 0 | 0
[10 empty] | 0 | 0 | 0 | 0 | 0 | 0 | 0 | 0 | 0 | 0 | 0 | 0 | 0 | 0 | 0 | 0 | 0 | 0 | 0 | 0 | 0 | 0 | 0 | 0 | 0 | 0 | 0 | 0
[10 empty] | 0 | 0 | 0 | 0 | 0 | 0 | 0 | 0 | 0 | 0 | 0 | 0 | 0 | 0 | 0 | 0 | 0 | 0 | 0 | 0 | 0 | 0 | 0 | 0 | 0 | 0 | 0 | 0
[10 empty] | 0 | 0 | 0 | 0 | 0 | 0 | 0 | 0 | 0 | 0 | 0 | 0 | 0 | 0 | 0 | 0 | 0 | 0 | 0 | 0 | 0 | 0 | 0 | 0 | 0 | 0 | 0 | 0
[10 empty] | 0 | 0 | 0 | 0 | 0 | 0 | 0 | 0 | 0 | 0 | 0 | 0 | 0 | 0 | 0 | 0 | 0 | 0 | 0 | 0 | 0 | 0 | 0 | 0 | 0 | 0 | 0 | 0
[10 empty] | 0 | 0 | 0 | 0 | 0 | 0 | 0 | 0 | 0 | 0 | 0 | 0 | 0 | 0 | 0 | 0 | 0 | 0 | 0 | 0 | 0 | 0 | 0 | 0 | 0 | 0 | 0 | 0
[10 empty] | 0 | 0 | 0 | 0 | 0 | 0 | 0 | 0 | 0 | 0 | 0 | 0 | 0 | 0 | 0 | 0 | 0 | 0 | 0 | 0 | 0 | 0 | 0 | 0 | 0 | 0 | 0 | 0
[10 empty] | 0 | 0 | 0 | 0 | 0 | 0 | 0 | 0 | 0 | 0 | 0 | 0 | 0 | 0 | 0 | 0 | 0 | 0 | 0 | 0 | 0 | 0 | 0 | 0 | 0 | 0 | 0 | 0
[10 empty] | 0 | 0 | 0 | 0 | 0 | 0 | 0 | 0 | 0 | 0 | 0 | 0 | 0 | 0 | 0 | 0 | 0 | 0 | 0 | 0 | 0 | 0 | 0 | 0 | 0 | 0 | 0 | 0
[10 empty] | 0 | 0 | 0 | 0 | 0 | 0 | 0 | 0 | 0 | 0 | 0 | 0 | 0 | 0 | 0 | 0 | 0 | 0 | 0 | 0 | 0 | 0 | 0 | 0 | 0 | 0 | 0 | 0
[10 empty] | 0 | 0 | 0 | 0 | 0 | 0 | 0 | 0 | 0 | 0 | 0 | 0 | 0 | 0 | 0 | 0 | 0 | 0 | 0 | 0 | 0 | 0 | 0 | 0 | 0 | 0 | 0 | 0
[10 empty] | 0 | 0 | 0 | 0 | 0 | 0 | 0 | 0 | 0 | 0 | 0 | 0 | 0 | 0 | 0 | 0 | 0 | 0 | 0 | 0 | 0 | 0 | 0 | 0 | 0 | 0 | 0 | 0
[10 empty] | 0 | 0 | 0 | 0 | 0 | 0 | 0 | 0 | 0 | 0 | 0 | 0 | 0 | 0 | 0 | 0 | 0 | 0 | 0 | 0 | 0 | 0 | 0 | 0 | 0 | 0 | 0 | 0
[10 empty] | 0 | 0 | 0 | 0 | 0 | 0 | 0 | 0 | 0 | 0 | 0 | 0 | 0 | 0 | 0 | 0 | 0 | 0 | 0 | 0 | 0 | 0 | 0 | 0 | 0 | 0 | 0 | 0
[10 empty] | 0 | 0 | 0 | 0 | 0 | 0 | 0 | 0 | 0 | 0 | 0 | 0 | 0 | 0 | 0 | 0 | 0 | 0 | 0 | 0 | 0 | 0 | 0 | 0 | 0 | 0 | 0 | 0
[10 empty] | 0 | 0 | 0 | 0 | 0 | 0 | 0 | 0 | 0 | 0 | 0 | 0 | 0 | 0 | 0 | 0 | 0 | 0 | 0 | 0 | 0 | 0 | 0 | 0 | 0 | 0 | 0 | 0
[10 empty] | 0 | 0 | 0 | 0 | 0 | 0 | 0 | 0 | 0 | 0 | 0 | 0 | 0 | 0 | 0 | 0 | 0 | 0 | 0 | 0 | 0 | 0 | 0 | 0 | 0 | 0 | 0 | 0
[10 empty] | 0 | 0 | 0 | 0 | 0 | 0 | 0 | 0 | 0 | 0 | 0 | 0 | 0 | 0 | 0 | 0 | 0 | 0 | 0 | 0 | 0 | 0 | 0 | 0 | 0 | 0 | 0 | 0
[10 empty] | 0 | 0 | 0 | 0 | 0 | 0 | 0 | 0 | 0 | 0 | 0 | 0 | 0 | 0 | 0 | 0 | 0 | 0 | 0 | 0 | 0 | 0 | 0 | 0 | 0 | 0 | 0 | 0
[10 empty] | 0 | 0 | 0 | 0 | 0 | 0 | 0 | 0 | 0 | 0 | 0 | 0 | 0 | 0 | 0 | 0 | 0 | 0 | 0 | 0 | 0 | 0 | 0 | 0 | 0 | 0 | 0 | 0
[10 empty] | 0 | 0 | 0 | 0 | 0 | 0 | 0 | 0 | 0 | 0 | 0 | 0 | 0 | 0 | 0 | 0 | 0 | 0 | 0 | 0 | 0 | 0 | 0 | 0 | 0 | 0 | 0 | 0
[10 empty] | 0 | 0 | 0 | 0 | 0 | 0 | 0 | 0 | 0 | 0 | 0 | 0 | 0 | 0 | 0 | 0 | 0 | 0 | 0 | 0 | 0 | 0 | 0 | 0 | 0 | 0 | 0 | 0
[10 empty] | 0 | 0 | 0 | 0 | 0 | 0 | 0 | 0 | 0 | 0 | 0 | 0 | 0 | 0 | 0 | 0 | 0 | 0 | 0 | 0 | 0 | 0 | 0 | 0 | 0 | 0 | 0 | 0
[10 empty] | 0 | 0 | 0 | 0 | 0 | 0 | 0 | 0 | 0 | 0 | 0 | 0 | 0 | 0 | 0 | 0 | 0 | 0 | 0 | 0 | 0 | 0 | 0 | 0 | 0 | 0 | 0 | 0
[10 empty] | 0 | 0 | 0 | 0 | 0 | 0 | 0 | 0 | 0 | 0 | 0 | 0 | 0 | 0 | 0 | 0 | 0 | 0 | 0 | 0 | 0 | 0 | 0 | 0 | 0 | 0 | 0 | 0
[10 empty] | 0 | 0 | 0 | 0 | 0 | 0 | 0 | 0 | 0 | 0 | 0 | 0 | 0 | 0 | 0 | 0 | 0 | 0 | 0 | 0 | 0 | 0 | 0 | 0 | 0 | 0 | 0 | 0
[10 empty] | 0 | 0 | 0 | 0 | 0 | 0 | 0 | 0 | 0 | 0 | 0 | 0 | 0 | 0 | 0 | 0 | 0 | 0 | 0 | 0 | 0 | 0 | 0 | 0 | 0 | 0 | 0 | 0
[10 empty] | 0 | 0 | 0 | 0 | 0 | 0 | 0 | 0 | 0 | 0 | 0 | 0 | 0 | 0 | 0 | 0 | 0 | 0 | 0 | 0 | 0 | 0 | 0 | 0 | 0 | 0 | 0 | 0
[10 empty] | 0 | 0 | 0 | 0 | 0 | 0 | 0 | 0 | 0 | 0 | 0 | 0 | 0 | 0 | 0 | 0 | 0 | 0 | 0 | 0 | 0 | 0 | 0 | 0 | 0 | 0 | 0 | 0
[10 empty] | 0 | 0 | 0 | 0 | 0 | 0 | 0 | 0 | 0 | 0 | 0 | 0 | 0 | 0 | 0 | 0 | 0 | 0 | 0 | 0 | 0 | 0 | 0 | 0 | 0 | 0 | 0 | 0
[10 empty] | 0 | 0 | 0 | 0 | 0 | 0 | 0 | 0 | 0 | 0 | 0 | 0 | 0 | 0 | 0 | 0 | 0 | 0 | 0 | 0 | 0 | 0 | 0 | 0 | 0 | 0 | 0 | 0
[10 empty] | 0 | 0 | 0 | 0 | 0 | 0 | 0 | 0 | 0 | 0 | 0 | 0 | 0 | 0 | 0 | 0 | 0 | 0 | 0 | 0 | 0 | 0 | 0 | 0 | 0 | 0 | 0 | 0
[10 empty] | 0 | 0 | 0 | 0 | 0 | 0 | 0 | 0 | 0 | 0 | 0 | 0 | 0 | 0 | 0 | 0 | 0 | 0 | 0 | 0 | 0 | 0 | 0 | 0 | 0 | 0 | 0 | 0
[10 empty] | 0 | 0 | 0 | 0 | 0 | 0 | 0 | 0 | 0 | 0 | 0 | 0 | 0 | 0 | 0 | 0 | 0 | 0 | 0 | 0 | 0 | 0 | 0 | 0 | 0 | 0 | 0 | 0
[10 empty] | 0 | 0 | 0 | 0 | 0 | 0 | 0 | 0 | 0 | 0 | 0 | 0 | 0 | 0 | 0 | 0 | 0 | 0 | 0 | 0 | 0 | 0 | 0 | 0 | 0 | 0 | 0 | 0
[10 empty] | 0 | 0 | 0 | 0 | 0 | 0 | 0 | 0 | 0 | 0 | 0 | 0 | 0 | 0 | 0 | 0 | 0 | 0 | 0 | 0 | 0 | 0 | 0 | 0 | 0 | 0 | 0 | 0
[10 empty] | 0 | 0 | 0 | 0 | 0 | 0 | 0 | 0 | 0 | 0 | 0 | 0 | 0 | 0 | 0 | 0 | 0 | 0 | 0 | 0 | 0 | 0 | 0 | 0 | 0 | 0 | 0 | 0
[10 empty] | 0 | 0 | 0 | 0 | 0 | 0 | 0 | 0 | 0 | 0 | 0 | 0 | 0 | 0 | 0 | 0 | 0 | 0 | 0 | 0 | 0 | 0 | 0 | 0 | 0 | 0 | 0 | 0
[10 empty] | 0 | 0 | 0 | 0 | 0 | 0 | 0 | 0 | 0 | 0 | 0 | 0 | 0 | 0 | 0 | 0 | 0 | 0 | 0 | 0 | 0 | 0 | 0 | 0 | 0 | 0 | 0 | 0
[10 empty] | 0 | 0 | 0 | 0 | 0 | 0 | 0 | 0 | 0 | 0 | 0 | 0 | 0 | 0 | 0 | 0 | 0 | 0 | 0 | 0 | 0 | 0 | 0 | 0 | 0 | 0 | 0 | 0
[10 empty] | 0 | 0 | 0 | 0 | 0 | 0 | 0 | 0 | 0 | 0 | 0 | 0 | 0 | 0 | 0 | 0 | 0 | 0 | 0 | 0 | 0 | 0 | 0 | 0 | 0 | 0 | 0 | 0
[10 empty] | 0 | 0 | 0 | 0 | 0 | 0 | 0 | 0 | 0 | 0 | 0 | 0 | 0 | 0 | 0 | 0 | 0 | 0 | 0 | 0 | 0 | 0 | 0 | 0 | 0 | 0 | 0 | 0
[10 empty] | 0 | 0 | 0 | 0 | 0 | 0 | 0 | 0 | 0 | 0 | 0 | 0 | 0 | 0 | 0 | 0 | 0 | 0 | 0 | 0 | 0 | 0 | 0 | 0 | 0 | 0 | 0 | 0
[10 empty] | 0 | 0 | 0 | 0 | 0 | 0 | 0 | 0 | 0 | 0 | 0 | 0 | 0 | 0 | 0 | 0 | 0 | 0 | 0 | 0 | 0 | 0 | 0 | 0 | 0 | 0 | 0 | 0
[10 empty] | 0 | 0 | 0 | 0 | 0 | 0 | 0 | 0 | 0 | 0 | 0 | 0 | 0 | 0 | 0 | 0 | 0 | 0 | 0 | 0 | 0 | 0 | 0 | 0 | 0 | 0 | 0 | 0
[10 empty] | 0 | 0 | 0 | 0 | 0 | 0 | 0 | 0 | 0 | 0 | 0 | 0 | 0 | 0 | 0 | 0 | 0 | 0 | 0 | 0 | 0 | 0 | 0 | 0 | 0 | 0 | 0 | 0
[10 empty] | 0 | 0 | 0 | 0 | 0 | 0 | 0 | 0 | 0 | 0 | 0 | 0 | 0 | 0 | 0 | 0 | 0 | 0 | 0 | 0 | 0 | 0 | 0 | 0 | 0 | 0 | 0 | 0
[10 empty] | 0 | 0 | 0 | 0 | 0 | 0 | 0 | 0 | 0 | 0 | 0 | 0 | 0 | 0 | 0 | 0 | 0 | 0 | 0 | 0 | 0 | 0 | 0 | 0 | 0 | 0 | 0 | 0
[10 empty] | 0 | 0 | 0 | 0 | 0 | 0 | 0 | 0 | 0 | 0 | 0 | 0 | 0 | 0 | 0 | 0 | 0 | 0 | 0 | 0 | 0 | 0 | 0 | 0 | 0 | 0 | 0 | 0
[10 empty] | 0 | 0 | 0 | 0 | 0 | 0 | 0 | 0 | 0 | 0 | 0 | 0 | 0 | 0 | 0 | 0 | 0 | 0 | 0 | 0 | 0 | 0 | 0 | 0 | 0 | 0 | 0 | 0
[10 empty] | 0 | 0 | 0 | 0 | 0 | 0 | 0 | 0 | 0 | 0 | 0 | 0 | 0 | 0 | 0 | 0 | 0 | 0 | 0 | 0 | 0 | 0 | 0 | 0 | 0 | 0 | 0 | 0
[10 empty] | 0 | 0 | 0 | 0 | 0 | 0 | 0 | 0 | 0 | 0 | 0 | 0 | 0 | 0 | 0 | 0 | 0 | 0 | 0 | 0 | 0 | 0 | 0 | 0 | 0 | 0 | 0 | 0
[10 empty] | 0 | 0 | 0 | 0 | 0 | 0 | 0 | 0 | 0 | 0 | 0 | 0 | 0 | 0 | 0 | 0 | 0 | 0 | 0 | 0 | 0 | 0 | 0 | 0 | 0 | 0 | 0 | 0
[10 empty] | 0 | 0 | 0 | 0 | 0 | 0 | 0 | 0 | 0 | 0 | 0 | 0 | 0 | 0 | 0 | 0 | 0 | 0 | 0 | 0 | 0 | 0 | 0 | 0 | 0 | 0 | 0 | 0
[10 empty] | 0 | 0 | 0 | 0 | 0 | 0 | 0 | 0 | 0 | 0 | 0 | 0 | 0 | 0 | 0 | 0 | 0 | 0 | 0 | 0 | 0 | 0 | 0 | 0 | 0 | 0 | 0 | 0
[10 empty] | 0 | 0 | 0 | 0 | 0 | 0 | 0 | 0 | 0 | 0 | 0 | 0 | 0 | 0 | 0 | 0 | 0 | 0 | 0 | 0 | 0 | 0 | 0 | 0 | 0 | 0 | 0 | 0
[10 empty] | 0 | 0 | 0 | 0 | 0 | 0 | 0 | 0 | 0 | 0 | 0 | 0 | 0 | 0 | 0 | 0 | 0 | 0 | 0 | 0 | 0 | 0 | 0 | 0 | 0 | 0 | 0 | 0
[10 empty] | 0 | 0 | 0 | 0 | 0 | 0 | 0 | 0 | 0 | 0 | 0 | 0 | 0 | 0 | 0 | 0 | 0 | 0 | 0 | 0 | 0 | 0 | 0 | 0 | 0 | 0 | 0 | 0
[10 empty] | 0 | 0 | 0 | 0 | 0 | 0 | 0 | 0 | 0 | 0 | 0 | 0 | 0 | 0 | 0 | 0 | 0 | 0 | 0 | 0 | 0 | 0 | 0 | 0 | 0 | 0 | 0 | 0
[10 empty] | 0 | 0 | 0 | 0 | 0 | 0 | 0 | 0 | 0 | 0 | 0 | 0 | 0 | 0 | 0 | 0 | 0 | 0 | 0 | 0 | 0 | 0 | 0 | 0 | 0 | 0 | 0 | 0
[10 empty] | 0 | 0 | 0 | 0 | 0 | 0 | 0 | 0 | 0 | 0 | 0 | 0 | 0 | 0 | 0 | 0 | 0 | 0 | 0 | 0 | 0 | 0 | 0 | 0 | 0 | 0 | 0 | 0
[10 empty] | 0 | 0 | 0 | 0 | 0 | 0 | 0 | 0 | 0 | 0 | 0 | 0 | 0 | 0 | 0 | 0 | 0 | 0 | 0 | 0 | 0 | 0 | 0 | 0 | 0 | 0 | 0 | 0
[10 empty] | 0 | 0 | 0 | 0 | 0 | 0 | 0 | 0 | 0 | 0 | 0 | 0 | 0 | 0 | 0 | 0 | 0 | 0 | 0 | 0 | 0 | 0 | 0 | 0 | 0 | 0 | 0 | 0
[10 empty] | 0 | 0 | 0 | 0 | 0 | 0 | 0 | 0 | 0 | 0 | 0 | 0 | 0 | 0 | 0 | 0 | 0 | 0 | 0 | 0 | 0 | 0 | 0 | 0 | 0 | 0 | 0 | 0
[10 empty] | 0 | 0 | 0 | 0 | 0 | 0 | 0 | 0 | 0 | 0 | 0 | 0 | 0 | 0 | 0 | 0 | 0 | 0 | 0 | 0 | 0 | 0 | 0 | 0 | 0 | 0 | 0 | 0
[10 empty] | 0 | 0 | 0 | 0 | 0 | 0 | 0 | 0 | 0 | 0 | 0 | 0 | 0 | 0 | 0 | 0 | 0 | 0 | 0 | 0 | 0 | 0 | 0 | 0 | 0 | 0 | 0 | 0
[10 empty] | 0 | 0 | 0 | 0 | 0 | 0 | 0 | 0 | 0 | 0 | 0 | 0 | 0 | 0 | 0 | 0 | 0 | 0 | 0 | 0 | 0 | 0 | 0 | 0 | 0 | 0 | 0 | 0
[10 empty] | 0 | 0 | 0 | 0 | 0 | 0 | 0 | 0 | 0 | 0 | 0 | 0 | 0 | 0 | 0 | 0 | 0 | 0 | 0 | 0 | 0 | 0 | 0 | 0 | 0 | 0 | 0 | 0
[10 empty] | 0 | 0 | 0 | 0 | 0 | 0 | 0 | 0 | 0 | 0 | 0 | 0 | 0 | 0 | 0 | 0 | 0 | 0 | 0 | 0 | 0 | 0 | 0 | 0 | 0 | 0 | 0 | 0
[10 empty] | 0 | 0 | 0 | 0 | 0 | 0 | 0 | 0 | 0 | 0 | 0 | 0 | 0 | 0 | 0 | 0 | 0 | 0 | 0 | 0 | 0 | 0 | 0 | 0 | 0 | 0 | 0 | 0
[10 empty] | 0 | 0 | 0 | 0 | 0 | 0 | 0 | 0 | 0 | 0 | 0 | 0 | 0 | 0 | 0 | 0 | 0 | 0 | 0 | 0 | 0 | 0 | 0 | 0 | 0 | 0 | 0 | 0
[10 empty] | 0 | 0 | 0 | 0 | 0 | 0 | 0 | 0 | 0 | 0 | 0 | 0 | 0 | 0 | 0 | 0 | 0 | 0 | 0 | 0 | 0 | 0 | 0 | 0 | 0 | 0 | 0 | 0
[10 empty] | 0 | 0 | 0 | 0 | 0 | 0 | 0 | 0 | 0 | 0 | 0 | 0 | 0 | 0 | 0 | 0 | 0 | 0 | 0 | 0 | 0 | 0 | 0 | 0 | 0 | 0 | 0 | 0
[10 empty] | 0 | 0 | 0 | 0 | 0 | 0 | 0 | 0 | 0 | 0 | 0 | 0 | 0 | 0 | 0 | 0 | 0 | 0 | 0 | 0 | 0 | 0 | 0 | 0 | 0 | 0 | 0 | 0
[10 empty] | 0 | 0 | 0 | 0 | 0 | 0 | 0 | 0 | 0 | 0 | 0 | 0 | 0 | 0 | 0 | 0 | 0 | 0 | 0 | 0 | 0 | 0 | 0 | 0 | 0 | 0 | 0 | 0
[10 empty] | 0 | 0 | 0 | 0 | 0 | 0 | 0 | 0 | 0 | 0 | 0 | 0 | 0 | 0 | 0 | 0 | 0 | 0 | 0 | 0 | 0 | 0 | 0 | 0 | 0 | 0 | 0 | 0
[10 empty] | 0 | 0 | 0 | 0 | 0 | 0 | 0 | 0 | 0 | 0 | 0 | 0 | 0 | 0 | 0 | 0 | 0 | 0 | 0 | 0 | 0 | 0 | 0 | 0 | 0 | 0 | 0 | 0
[10 empty] | 0 | 0 | 0 | 0 | 0 | 0 | 0 | 0 | 0 | 0 | 0 | 0 | 0 | 0 | 0 | 0 | 0 | 0 | 0 | 0 | 0 | 0 | 0 | 0 | 0 | 0 | 0 | 0
[10 empty] | 0 | 0 | 0 | 0 | 0 | 0 | 0 | 0 | 0 | 0 | 0 | 0 | 0 | 0 | 0 | 0 | 0 | 0 | 0 | 0 | 0 | 0 | 0 | 0 | 0 | 0 | 0 | 0
[10 empty] | 0 | 0 | 0 | 0 | 0 | 0 | 0 | 0 | 0 | 0 | 0 | 0 | 0 | 0 | 0 | 0 | 0 | 0 | 0 | 0 | 0 | 0 | 0 | 0 | 0 | 0 | 0 | 0
[10 empty] | 0 | 0 | 0 | 0 | 0 | 0 | 0 | 0 | 0 | 0 | 0 | 0 | 0 | 0 | 0 | 0 | 0 | 0 | 0 | 0 | 0 | 0 | 0 | 0 | 0 | 0 | 0 | 0
[10 empty] | 0 | 0 | 0 | 0 | 0 | 0 | 0 | 0 | 0 | 0 | 0 | 0 | 0 | 0 | 0 | 0 | 0 | 0 | 0 | 0 | 0 | 0 | 0 | 0 | 0 | 0 | 0 | 0
[10 empty] | 0 | 0 | 0 | 0 | 0 | 0 | 0 | 0 | 0 | 0 | 0 | 0 | 0 | 0 | 0 | 0 | 0 | 0 | 0 | 0 | 0 | 0 | 0 | 0 | 0 | 0 | 0 | 0
[10 empty] | 0 | 0 | 0 | 0 | 0 | 0 | 0 | 0 | 0 | 0 | 0 | 0 | 0 | 0 | 0 | 0 | 0 | 0 | 0 | 0 | 0 | 0 | 0 | 0 | 0 | 0 | 0 | 0
[10 empty] | 0 | 0 | 0 | 0 | 0 | 0 | 0 | 0 | 0 | 0 | 0 | 0 | 0 | 0 | 0 | 0 | 0 | 0 | 0 | 0 | 0 | 0 | 0 | 0 | 0 | 0 | 0 | 0
[10 empty] | 0 | 0 | 0 | 0 | 0 | 0 | 0 | 0 | 0 | 0 | 0 | 0 | 0 | 0 | 0 | 0 | 0 | 0 | 0 | 0 | 0 | 0 | 0 | 0 | 0 | 0 | 0 | 0
[10 empty] | 0 | 0 | 0 | 0 | 0 | 0 | 0 | 0 | 0 | 0 | 0 | 0 | 0 | 0 | 0 | 0 | 0 | 0 | 0 | 0 | 0 | 0 | 0 | 0 | 0 | 0 | 0 | 0
[10 empty] | 0 | 0 | 0 | 0 | 0 | 0 | 0 | 0 | 0 | 0 | 0 | 0 | 0 | 0 | 0 | 0 | 0 | 0 | 0 | 0 | 0 | 0 | 0 | 0 | 0 | 0 | 0 | 0
[10 empty] | 0 | 0 | 0 | 0 | 0 | 0 | 0 | 0 | 0 | 0 | 0 | 0 | 0 | 0 | 0 | 0 | 0 | 0 | 0 | 0 | 0 | 0 | 0 | 0 | 0 | 0 | 0 | 0
[10 empty] | 0 | 0 | 0 | 0 | 0 | 0 | 0 | 0 | 0 | 0 | 0 | 0 | 0 | 0 | 0 | 0 | 0 | 0 | 0 | 0 | 0 | 0 | 0 | 0 | 0 | 0 | 0 | 0
[10 empty] | 0 | 0 | 0 | 0 | 0 | 0 | 0 | 0 | 0 | 0 | 0 | 0 | 0 | 0 | 0 | 0 | 0 | 0 | 0 | 0 | 0 | 0 | 0 | 0 | 0 | 0 | 0 | 0
[10 empty] | 0 | 0 | 0 | 0 | 0 | 0 | 0 | 0 | 0 | 0 | 0 | 0 | 0 | 0 | 0 | 0 | 0 | 0 | 0 | 0 | 0 | 0 | 0 | 0 | 0 | 0 | 0 | 0
[10 empty] | 0 | 0 | 0 | 0 | 0 | 0 | 0 | 0 | 0 | 0 | 0 | 0 | 0 | 0 | 0 | 0 | 0 | 0 | 0 | 0 | 0 | 0 | 0 | 0 | 0 | 0 | 0 | 0
[10 empty] | 0 | 0 | 0 | 0 | 0 | 0 | 0 | 0 | 0 | 0 | 0 | 0 | 0 | 0 | 0 | 0 | 0 | 0 | 0 | 0 | 0 | 0 | 0 | 0 | 0 | 0 | 0 | 0
[10 empty] | 0 | 0 | 0 | 0 | 0 | 0 | 0 | 0 | 0 | 0 | 0 | 0 | 0 | 0 | 0 | 0 | 0 | 0 | 0 | 0 | 0 | 0 | 0 | 0 | 0 | 0 | 0 | 0
[10 empty] | 0 | 0 | 0 | 0 | 0 | 0 | 0 | 0 | 0 | 0 | 0 | 0 | 0 | 0 | 0 | 0 | 0 | 0 | 0 | 0 | 0 | 0 | 0 | 0 | 0 | 0 | 0 | 0
[10 empty] | 0 | 0 | 0 | 0 | 0 | 0 | 0 | 0 | 0 | 0 | 0 | 0 | 0 | 0 | 0 | 0 | 0 | 0 | 0 | 0 | 0 | 0 | 0 | 0 | 0 | 0 | 0 | 0
[10 empty] | 0 | 0 | 0 | 0 | 0 | 0 | 0 | 0 | 0 | 0 | 0 | 0 | 0 | 0 | 0 | 0 | 0 | 0 | 0 | 0 | 0 | 0 | 0 | 0 | 0 | 0 | 0 | 0
[10 empty] | 0 | 0 | 0 | 0 | 0 | 0 | 0 | 0 | 0 | 0 | 0 | 0 | 0 | 0 | 0 | 0 | 0 | 0 | 0 | 0 | 0 | 0 | 0 | 0 | 0 | 0 | 0 | 0
[10 empty] | 0 | 0 | 0 | 0 | 0 | 0 | 0 | 0 | 0 | 0 | 0 | 0 | 0 | 0 | 0 | 0 | 0 | 0 | 0 | 0 | 0 | 0 | 0 | 0 | 0 | 0 | 0 | 0
[10 empty] | 0 | 0 | 0 | 0 | 0 | 0 | 0 | 0 | 0 | 0 | 0 | 0 | 0 | 0 | 0 | 0 | 0 | 0 | 0 | 0 | 0 | 0 | 0 | 0 | 0 | 0 | 0 | 0
[10 empty] | 0 | 0 | 0 | 0 | 0 | 0 | 0 | 0 | 0 | 0 | 0 | 0 | 0 | 0 | 0 | 0 | 0 | 0 | 0 | 0 | 0 | 0 | 0 | 0 | 0 | 0 | 0 | 0
[10 empty] | 0 | 0 | 0 | 0 | 0 | 0 | 0 | 0 | 0 | 0 | 0 | 0 | 0 | 0 | 0 | 0 | 0 | 0 | 0 | 0 | 0 | 0 | 0 | 0 | 0 | 0 | 0 | 0
[10 empty] | 0 | 0 | 0 | 0 | 0 | 0 | 0 | 0 | 0 | 0 | 0 | 0 | 0 | 0 | 0 | 0 | 0 | 0 | 0 | 0 | 0 | 0 | 0 | 0 | 0 | 0 | 0 | 0
[10 empty] | 0 | 0 | 0 | 0 | 0 | 0 | 0 | 0 | 0 | 0 | 0 | 0 | 0 | 0 | 0 | 0 | 0 | 0 | 0 | 0 | 0 | 0 | 0 | 0 | 0 | 0 | 0 | 0
[10 empty] | 0 | 0 | 0 | 0 | 0 | 0 | 0 | 0 | 0 | 0 | 0 | 0 | 0 | 0 | 0 | 0 | 0 | 0 | 0 | 0 | 0 | 0 | 0 | 0 | 0 | 0 | 0 | 0
[10 empty] | 0 | 0 | 0 | 0 | 0 | 0 | 0 | 0 | 0 | 0 | 0 | 0 | 0 | 0 | 0 | 0 | 0 | 0 | 0 | 0 | 0 | 0 | 0 | 0 | 0 | 0 | 0 | 0
[10 empty] | 0 | 0 | 0 | 0 | 0 | 0 | 0 | 0 | 0 | 0 | 0 | 0 | 0 | 0 | 0 | 0 | 0 | 0 | 0 | 0 | 0 | 0 | 0 | 0 | 0 | 0 | 0 | 0
[10 empty] | 0 | 0 | 0 | 0 | 0 | 0 | 0 | 0 | 0 | 0 | 0 | 0 | 0 | 0 | 0 | 0 | 0 | 0 | 0 | 0 | 0 | 0 | 0 | 0 | 0 | 0 | 0 | 0
[10 empty] | 0 | 0 | 0 | 0 | 0 | 0 | 0 | 0 | 0 | 0 | 0 | 0 | 0 | 0 | 0 | 0 | 0 | 0 | 0 | 0 | 0 | 0 | 0 | 0 | 0 | 0 | 0 | 0
[10 empty] | 0 | 0 | 0 | 0 | 0 | 0 | 0 | 0 | 0 | 0 | 0 | 0 | 0 | 0 | 0 | 0 | 0 | 0 | 0 | 0 | 0 | 0 | 0 | 0 | 0 | 0 | 0 | 0
[10 empty] | 0 | 0 | 0 | 0 | 0 | 0 | 0 | 0 | 0 | 0 | 0 | 0 | 0 | 0 | 0 | 0 | 0 | 0 | 0 | 0 | 0 | 0 | 0 | 0 | 0 | 0 | 0 | 0
[10 empty] | 0 | 0 | 0 | 0 | 0 | 0 | 0 | 0 | 0 | 0 | 0 | 0 | 0 | 0 | 0 | 0 | 0 | 0 | 0 | 0 | 0 | 0 | 0 | 0 | 0 | 0 | 0 | 0
[10 empty] | 0 | 0 | 0 | 0 | 0 | 0 | 0 | 0 | 0 | 0 | 0 | 0 | 0 | 0 | 0 | 0 | 0 | 0 | 0 | 0 | 0 | 0 | 0 | 0 | 0 | 0 | 0 | 0
[10 empty] | 0 | 0 | 0 | 0 | 0 | 0 | 0 | 0 | 0 | 0 | 0 | 0 | 0 | 0 | 0 | 0 | 0 | 0 | 0 | 0 | 0 | 0 | 0 | 0 | 0 | 0 | 0 | 0
[10 empty] | 0 | 0 | 0 | 0 | 0 | 0 | 0 | 0 | 0 | 0 | 0 | 0 | 0 | 0 | 0 | 0 | 0 | 0 | 0 | 0 | 0 | 0 | 0 | 0 | 0 | 0 | 0 | 0
[10 empty] | 0 | 0 | 0 | 0 | 0 | 0 | 0 | 0 | 0 | 0 | 0 | 0 | 0 | 0 | 0 | 0 | 0 | 0 | 0 | 0 | 0 | 0 | 0 | 0 | 0 | 0 | 0 | 0
[10 empty] | 0 | 0 | 0 | 0 | 0 | 0 | 0 | 0 | 0 | 0 | 0 | 0 | 0 | 0 | 0 | 0 | 0 | 0 | 0 | 0 | 0 | 0 | 0 | 0 | 0 | 0 | 0 | 0
[10 empty] | 0 | 0 | 0 | 0 | 0 | 0 | 0 | 0 | 0 | 0 | 0 | 0 | 0 | 0 | 0 | 0 | 0 | 0 | 0 | 0 | 0 | 0 | 0 | 0 | 0 | 0 | 0 | 0
[10 empty] | 0 | 0 | 0 | 0 | 0 | 0 | 0 | 0 | 0 | 0 | 0 | 0 | 0 | 0 | 0 | 0 | 0 | 0 | 0 | 0 | 0 | 0 | 0 | 0 | 0 | 0 | 0 | 0
[10 empty] | 0 | 0 | 0 | 0 | 0 | 0 | 0 | 0 | 0 | 0 | 0 | 0 | 0 | 0 | 0 | 0 | 0 | 0 | 0 | 0 | 0 | 0 | 0 | 0 | 0 | 0 | 0 | 0
[10 empty] | 0 | 0 | 0 | 0 | 0 | 0 | 0 | 0 | 0 | 0 | 0 | 0 | 0 | 0 | 0 | 0 | 0 | 0 | 0 | 0 | 0 | 0 | 0 | 0 | 0 | 0 | 0 | 0
[10 empty] | 0 | 0 | 0 | 0 | 0 | 0 | 0 | 0 | 0 | 0 | 0 | 0 | 0 | 0 | 0 | 0 | 0 | 0 | 0 | 0 | 0 | 0 | 0 | 0 | 0 | 0 | 0 | 0
[10 empty] | 0 | 0 | 0 | 0 | 0 | 0 | 0 | 0 | 0 | 0 | 0 | 0 | 0 | 0 | 0 | 0 | 0 | 0 | 0 | 0 | 0 | 0 | 0 | 0 | 0 | 0 | 0 | 0
[10 empty] | 0 | 0 | 0 | 0 | 0 | 0 | 0 | 0 | 0 | 0 | 0 | 0 | 0 | 0 | 0 | 0 | 0 | 0 | 0 | 0 | 0 | 0 | 0 | 0 | 0 | 0 | 0 | 0
[10 empty] | 0 | 0 | 0 | 0 | 0 | 0 | 0 | 0 | 0 | 0 | 0 | 0 | 0 | 0 | 0 | 0 | 0 | 0 | 0 | 0 | 0 | 0 | 0 | 0 | 0 | 0 | 0 | 0
[10 empty] | 0 | 0 | 0 | 0 | 0 | 0 | 0 | 0 | 0 | 0 | 0 | 0 | 0 | 0 | 0 | 0 | 0 | 0 | 0 | 0 | 0 | 0 | 0 | 0 | 0 | 0 | 0 | 0
[10 empty] | 0 | 0 | 0 | 0 | 0 | 0 | 0 | 0 | 0 | 0 | 0 | 0 | 0 | 0 | 0 | 0 | 0 | 0 | 0 | 0 | 0 | 0 | 0 | 0 | 0 | 0 | 0 | 0
[10 empty] | 0 | 0 | 0 | 0 | 0 | 0 | 0 | 0 | 0 | 0 | 0 | 0 | 0 | 0 | 0 | 0 | 0 | 0 | 0 | 0 | 0 | 0 | 0 | 0 | 0 | 0 | 0 | 0
[10 empty] | 0 | 0 | 0 | 0 | 0 | 0 | 0 | 0 | 0 | 0 | 0 | 0 | 0 | 0 | 0 | 0 | 0 | 0 | 0 | 0 | 0 | 0 | 0 | 0 | 0 | 0 | 0 | 0
[10 empty] | 0 | 0 | 0 | 0 | 0 | 0 | 0 | 0 | 0 | 0 | 0 | 0 | 0 | 0 | 0 | 0 | 0 | 0 | 0 | 0 | 0 | 0 | 0 | 0 | 0 | 0 | 0 | 0
[10 empty] | 0 | 0 | 0 | 0 | 0 | 0 | 0 | 0 | 0 | 0 | 0 | 0 | 0 | 0 | 0 | 0 | 0 | 0 | 0 | 0 | 0 | 0 | 0 | 0 | 0 | 0 | 0 | 0
[10 empty] | 0 | 0 | 0 | 0 | 0 | 0 | 0 | 0 | 0 | 0 | 0 | 0 | 0 | 0 | 0 | 0 | 0 | 0 | 0 | 0 | 0 | 0 | 0 | 0 | 0 | 0 | 0 | 0
[10 empty] | 0 | 0 | 0 | 0 | 0 | 0 | 0 | 0 | 0 | 0 | 0 | 0 | 0 | 0 | 0 | 0 | 0 | 0 | 0 | 0 | 0 | 0 | 0 | 0 | 0 | 0 | 0 | 0
[10 empty] | 0 | 0 | 0 | 0 | 0 | 0 | 0 | 0 | 0 | 0 | 0 | 0 | 0 | 0 | 0 | 0 | 0 | 0 | 0 | 0 | 0 | 0 | 0 | 0 | 0 | 0 | 0 | 0
[10 empty] | 0 | 0 | 0 | 0 | 0 | 0 | 0 | 0 | 0 | 0 | 0 | 0 | 0 | 0 | 0 | 0 | 0 | 0 | 0 | 0 | 0 | 0 | 0 | 0 | 0 | 0 | 0 | 0
[10 empty] | 0 | 0 | 0 | 0 | 0 | 0 | 0 | 0 | 0 | 0 | 0 | 0 | 0 | 0 | 0 | 0 | 0 | 0 | 0 | 0 | 0 | 0 | 0 | 0 | 0 | 0 | 0 | 0
[10 empty] | 0 | 0 | 0 | 0 | 0 | 0 | 0 | 0 | 0 | 0 | 0 | 0 | 0 | 0 | 0 | 0 | 0 | 0 | 0 | 0 | 0 | 0 | 0 | 0 | 0 | 0 | 0 | 0
[10 empty] | 0 | 0 | 0 | 0 | 0 | 0 | 0 | 0 | 0 | 0 | 0 | 0 | 0 | 0 | 0 | 0 | 0 | 0 | 0 | 0 | 0 | 0 | 0 | 0 | 0 | 0 | 0 | 0
[10 empty] | 0 | 0 | 0 | 0 | 0 | 0 | 0 | 0 | 0 | 0 | 0 | 0 | 0 | 0 | 0 | 0 | 0 | 0 | 0 | 0 | 0 | 0 | 0 | 0 | 0 | 0 | 0 | 0
[10 empty] | 0 | 0 | 0 | 0 | 0 | 0 | 0 | 0 | 0 | 0 | 0 | 0 | 0 | 0 | 0 | 0 | 0 | 0 | 0 | 0 | 0 | 0 | 0 | 0 | 0 | 0 | 0 | 0
[10 empty] | 0 | 0 | 0 | 0 | 0 | 0 | 0 | 0 | 0 | 0 | 0 | 0 | 0 | 0 | 0 | 0 | 0 | 0 | 0 | 0 | 0 | 0 | 0 | 0 | 0 | 0 | 0 | 0
[10 empty] | 0 | 0 | 0 | 0 | 0 | 0 | 0 | 0 | 0 | 0 | 0 | 0 | 0 | 0 | 0 | 0 | 0 | 0 | 0 | 0 | 0 | 0 | 0 | 0 | 0 | 0 | 0 | 0
[10 empty] | 0 | -0.057309 | -0.11771 | -0.17927 | -0.24259 | -0.27634 | -0.31089 | -0.34635 | -0.38276 | -0.42125 | -0.46162 | -0.50545 | -0.55238 | -0.60218 | -0.64459 | -0.68041 | -0.71069 | -0.7362 | -0.76217 | -0.78865 | -0.81551 | -0.83594 | -0.85719 | -0.87959 | -0.9029 | -0.93618 | -0.96922 | -1.0021
[10 empty] | 0 | -0.022462 | -0.046135 | -0.070266 | -0.095082 | -0.10831 | -0.12185 | -0.13575 | -0.15002 | -0.16511 | -0.18093 | -0.19811 | -0.2165 | -0.23602 | -0.25264 | -0.26668 | -0.27855 | -0.28855 | -0.29873 | -0.30911 | -0.31963 | -0.32764 | -0.33597 | -0.34475 | -0.35389 | -0.36693 | -0.37988 | -0.39275
[10 empty] | 0 | -0.015656 | -0.032157 | -0.048976 | -0.066273 | -0.075493 | -0.08493 | -0.094619 | -0.10457 | -0.11508 | -0.12611 | -0.13808 | -0.15091 | -0.16451 | -0.17609 | -0.18588 | -0.19415 | -0.20112 | -0.20822 | -0.21545 | -0.22279 | -0.22837 | -0.23417 | -0.24029 | -0.24666 | -0.25575 | -0.26478 | -0.27375
[10 empty] | 0 | -0.057309 | -0.0604 | -0.061566 | -0.063315 | -0.033751 | -0.034544 | -0.035464 | -0.036415 | -0.03849 | -0.04037 | -0.043824 | -0.046937 | -0.049791 | -0.050597 | -0.051471 | -0.052481 | -0.053589 | -0.054864 | -0.056174 | -0.057383 | -0.06849 | -0.06884 | -0.069304 | -0.070281 | -0.071632 | -0.073259 | -0.074818
[10 empty] | 0 | -0.43514 | -0.83004 | -1.1377 | -1.3875 | -1.6371 | -1.8864 | -2.1849 | -2.5163 | -2.8689 | -3.133 | -3.3084 | -3.4891 | -3.6598 | -3.7653 | -3.846 | -3.9143 | -3.9781 | -4.0404 | -4.1067 | -4.1745 | -4.2196 | -4.3311 | -4.4259 | -4.4917 | -4.5545 | -4.6104 | -4.6641
[10 empty] | 0 | -0.17055 | -0.32533 | -0.44593 | -0.54381 | -0.64163 | -0.73935 | -0.85637 | -0.98624 | -1.1245 | -1.228 | -1.2967 | -1.3675 | -1.4344 | -1.4758 | -1.5074 | -1.5342 | -1.5592 | -1.5836 | -1.6096 | -1.6362 | -1.6539 | -1.6976 | -1.7347 | -1.7605 | -1.7851 | -1.807 | -1.8281
[10 empty] | 0 | -0.11888 | -0.22676 | -0.31082 | -0.37904 | -0.44723 | -0.51534 | -0.5969 | -0.68742 | -0.78376 | -0.8559 | -0.90381 | -0.95317 | -0.99981 | -1.0286 | -1.0507 | -1.0693 | -1.0868 | -1.1038 | -1.1219 | -1.1404 | -1.1528 | -1.1832 | -1.2091 | -1.2271 | -1.2442 | -1.2595 | -1.2742
[10 empty] | 0 | -0.43514 | -0.3956 | -0.30902 | -0.25155 | -0.25181 | -0.25194 | -0.30157 | -0.33483 | -0.35668 | -0.41164 | -0.40554 | -0.43737 | -0.5106 | -0.40904 | -0.35108 | -0.33833 | -0.35592 | -0.37621 | -0.42245 | -0.44685 | -0.44776 | -0.56038 | -0.52932 | -0.47905 | -0.46595 | -0.42405 | -0.41382
[10 empty] | 0 | -1.225 | -2.4669 | -3.7112 | -4.9628 | -6.3711 | -7.787 | -9.213 | -10.6497 | -12.0951 | -13.5491 | -15.0126 | -16.4859 | -17.9694 | -19.3359 | -20.6016 | -21.783 | -22.8938 | -23.9251 | -24.8895 | -25.796 | -26.7153 | -27.5819 | -28.4063 | -29.1939 | -29.9074 | -30.6015 | -31.279
[10 empty] | 0 | -0.48013 | -0.96688 | -1.4546 | -1.9452 | -2.4971 | -3.0521 | -3.611 | -4.1741 | -4.7406 | -5.3105 | -5.8841 | -6.4615 | -7.043 | -7.5786 | -8.0747 | -8.5377 | -8.9731 | -9.3773 | -9.7553 | -10.1106 | -10.4709 | -10.8105 | -11.1337 | -11.4424 | -11.722 | -11.9941 | -12.2596
[10 empty] | 0 | -0.33466 | -0.67392 | -1.0139 | -1.3558 | -1.7405 | -2.1273 | -2.5169 | -2.9094 | -3.3043 | -3.7015 | -4.1013 | -4.5038 | -4.909 | -5.2824 | -5.6281 | -5.9509 | -6.2543 | -6.5361 | -6.7995 | -7.0472 | -7.2983 | -7.5351 | -7.7603 | -7.9755 | -8.1704 | -8.36 | -8.5451
[10 empty] | 0 | -1.225 | -1.2419 | -1.2443 | -1.2516 | -1.4083 | -1.4159 | -1.4259 | -1.4368 | -1.4454 | -1.454 | -1.4635 | -1.4732 | -1.4835 | -1.5416 | -1.593 | -1.6399 | -1.6825 | -1.7225 | -1.7592 | -1.7914 | -2.2399 | -2.21 | -2.1843 | -2.1645 | -2.1497 | -2.1393 | -2.1395
[10 empty] | 0 | 0 | 0 | 0 | 0 | 0 | 0 | 0 | 0 | 0 | 0 | 0 | 0 | 0 | 0 | 0 | 0 | 0 | 0 | 0 | 0 | 0 | 0 | 0 | 0 | 0 | 0 | 0
[10 empty] | 0 | 0 | 0 | 0 | 0 | 0 | 0 | 0 | 0 | 0 | 0 | 0 | 0 | 0 | 0 | 0 | 0 | 0 | 0 | 0 | 0 | 0 | 0 | 0 | 0 | 0 | 0 | 0
[10 empty] | 0 | 0 | 0 | 0 | 0 | 0 | 0 | 0 | 0 | 0 | 0 | 0 | 0 | 0 | 0 | 0 | 0 | 0 | 0 | 0 | 0 | 0 | 0 | 0 | 0 | 0 | 0 | 0
[10 empty] | 0 | 0 | 0 | 0 | 0 | 0 | 0 | 0 | 0 | 0 | 0 | 0 | 0 | 0 | 0 | 0 | 0 | 0 | 0 | 0 | 0 | 0 | 0 | 0 | 0 | 0 | 0 | 0
[10 empty] | 0 | -1.403 | -2.8485 | -4.331 | -5.8438 | -7.3827 | -8.9442 | -10.5252 | -12.1228 | -13.712 | -15.2932 | -16.9375 | -18.6372 | -20.3851 | -22.036 | -23.6042 | -24.996 | -26.2306 | -27.3247 | -28.2936 | -29.151 | -29.9088 | -30.5764 | -31.4512 | -32.2352 | -32.6541 | -33.0255 | -33.3436
[10 empty] | 0 | -0.28888 | -0.5865 | -0.89174 | -1.2032 | -1.5201 | -1.8416 | -2.1671 | -2.496 | -2.8232 | -3.1488 | -3.4874 | -3.8373 | -4.1972 | -4.5371 | -4.86 | -5.1466 | -5.4007 | -5.626 | -5.8255 | -6.002 | -6.1581 | -6.2955 | -6.4756 | -6.6371 | -6.7233 | -6.7998 | -6.8653
[10 empty] | 0 | -0.38944 | -0.79067 | -1.2022 | -1.6221 | -2.0492 | -2.4827 | -2.9215 | -3.365 | -3.8061 | -4.245 | -4.7014 | -5.1732 | -5.6584 | -6.1166 | -6.5519 | -6.9382 | -7.2809 | -7.5846 | -7.8536 | -8.0915 | -8.3019 | -8.4872 | -8.73 | -8.9476 | -9.0639 | -9.167 | -9.2553
[10 empty] | 0 | -1.403 | -1.4477 | -1.4871 | -1.5197 | -1.5483 | -1.5733 | -1.5953 | -1.6144 | -1.6086 | -1.6032 | -1.6688 | -1.7267 | -1.7777 | -1.7304 | -1.6932 | -1.6645 | -1.6425 | -1.6262 | -1.6144 | -1.6063 | -1.6012 | -1.5961 | -2.008 | -1.9776 | -1.9554 | -1.9392 | -1.9185
[10 empty] | 0 | -0.17679 | -0.35332 | -0.52955 | -0.7052 | -0.88026 | -1.0547 | -1.2287 | -1.402 | -1.5719 | -1.7389 | -1.9121 | -2.0907 | -2.2736 | -2.4465 | -2.6107 | -2.7542 | -2.8796 | -2.989 | -3.0845 | -3.1677 | -3.2746 | -3.3667 | -3.4459 | -3.5145 | -3.5387 | -3.5595 | -3.5762
[10 empty] | 0 | -0.036399 | -0.072747 | -0.10903 | -0.1452 | -0.18124 | -0.21717 | -0.25297 | -0.28866 | -0.32365 | -0.35802 | -0.3937 | -0.43046 | -0.46813 | -0.50372 | -0.53753 | -0.56708 | -0.5929 | -0.61543 | -0.63508 | -0.65221 | -0.67421 | -0.69319 | -0.70949 | -0.72363 | -0.72859 | -0.73288 | -0.73631
[10 empty] | 0 | -0.049071 | -0.098072 | -0.14699 | -0.19574 | -0.24434 | -0.29277 | -0.34104 | -0.38915 | -0.43632 | -0.48266 | -0.53075 | -0.58031 | -0.6311 | -0.67909 | -0.72466 | -0.7645 | -0.7993 | -0.82968 | -0.85618 | -0.87927 | -0.90893 | -0.93451 | -0.95648 | -0.97554 | -0.98224 | -0.98802 | -0.99265
[10 empty] | 0 | -0.17679 | -0.17682 | -0.1768 | -0.17649 | -0.17619 | -0.17589 | -0.17559 | -0.1753 | -0.17218 | -0.16947 | -0.17603 | -0.1816 | -0.18632 | -0.18418 | -0.18236 | -0.18079 | -0.17941 | -0.17819 | -0.1771 | -0.17612 | -0.22513 | -0.21684 | -0.20935 | -0.20378 | -0.19979 | -0.19704 | -0.19439
[10 empty] | 0 | -5.1641 | -6.5941 | -8.0196 | -8.3125 | -9.0868 | -10.1798 | -10.9338 | -12.5716 | -14.0305 | -15.3471 | -16.5208 | -17.6135 | -18.5791 | -19.4141 | -20.1357 | -20.7705 | -21.3266 | -21.7636 | -22.1067 | -22.3736 | -22.6023 | -22.7948 | -22.8954 | -22.9803 | -23.0602 | -23.1529 | -23.2648
[10 empty] | 0 | -1.8586 | -2.3732 | -2.8862 | -2.9917 | -3.2703 | -3.6637 | -3.9351 | -4.5245 | -5.0496 | -5.5234 | -5.9458 | -6.3391 | -6.6866 | -6.9871 | -7.2468 | -7.4753 | -7.6754 | -7.8327 | -7.9562 | -8.0523 | -8.1345 | -8.2039 | -8.24 | -8.2706 | -8.2994 | -8.3327 | -8.373
[10 empty] | 0 | -2.3999 | -3.0645 | -3.727 | -3.8631 | -4.2229 | -4.7309 | -5.0813 | -5.8424 | -6.5204 | -7.1323 | -7.6777 | -8.1856 | -8.6343 | -9.0223 | -9.3577 | -9.6527 | -9.9111 | -10.1142 | -10.2737 | -10.3977 | -10.504 | -10.5935 | -10.6402 | -10.6796 | -10.7168 | -10.7599 | -10.8119
[10 empty] | 0 | -5.1641 | -1.4383 | -1.436 | -1.9116 | -2.2266 | -2.4348 | -3.1978 | -3.2007 | -3.2344 | -3.5238 | -3.6538 | -3.894 | -4.087 | -4.1154 | -4.1408 | -4.2597 | -4.3029 | -4.3129 | -4.3773 | -4.3945 | -4.402 | -4.4408 | -4.4527 | -4.4524 | -4.4721 | -4.4769 | -4.4754
[10 empty] | 0 | -0.063661 | -0.11741 | -0.17098 | -0.22439 | -0.27762 | -0.33068 | -0.39956 | -0.46822 | -0.53666 | -0.60487 | -0.67287 | -0.75105 | -0.82897 | -0.90664 | -0.98406 | -1.0612 | -1.1382 | -1.2148 | -1.2913 | -1.3551 | -1.4107 | -1.4598 | -1.5036 | -1.5433 | -1.5838 | -1.6201 | -1.6505
[10 empty] | 0 | -0.022912 | -0.042255 | -0.061537 | -0.080757 | -0.099915 | -0.11901 | -0.1438 | -0.16851 | -0.19314 | -0.21769 | -0.24217 | -0.2703 | -0.29835 | -0.3263 | -0.35416 | -0.38194 | -0.40962 | -0.43722 | -0.46472 | -0.48769 | -0.50772 | -0.52538 | -0.54116 | -0.55542 | -0.57 | -0.58307 | -0.59402
[10 empty] | 0 | -0.029585 | -0.054564 | -0.079462 | -0.10428 | -0.12902 | -0.15368 | -0.18569 | -0.2176 | -0.2494 | -0.2811 | -0.3127 | -0.34903 | -0.38525 | -0.42134 | -0.45733 | -0.49319 | -0.52894 | -0.56457 | -0.60009 | -0.62975 | -0.65561 | -0.67842 | -0.69879 | -0.7172 | -0.73603 | -0.7529 | -0.76705
[10 empty] | 0 | -0.063661 | -0.053849 | -0.053763 | -0.053677 | -0.053591 | -0.053506 | -0.069408 | -0.069297 | -0.069186 | -0.069076 | -0.068965 | -0.079253 | -0.079126 | -0.078999 | -0.078873 | -0.078747 | -0.078621 | -0.078495 | -0.078369 | -0.078244 | -0.078119 | -0.077994 | -0.077869 | -0.077744 | -0.097967 | -0.093748 | -0.090352
[10 empty] | 0 | -1.191 | -2.3782 | -3.7516 | -5.2485 | -6.8562 | -8.2273 | -9.3722 | -10.3426 | -11.1344 | -11.732 | -12.1579 | -12.4591 | -12.6544 | -12.7712 | -12.7339 | -12.6842 | -12.6317 | -12.5792 | -12.532 | -12.5173 | -12.5143 | -12.5255 | -12.5375 | -12.5419 | -12.5417 | -12.5335 | -12.5203
[10 empty] | 0 | -0.42864 | -0.8559 | -1.3502 | -1.8889 | -2.4675 | -2.961 | -3.373 | -3.7223 | -4.0073 | -4.2223 | -4.3756 | -4.484 | -4.5543 | -4.5964 | -4.5829 | -4.565 | -4.5461 | -4.5272 | -4.5103 | -4.505 | -4.5039 | -4.5079 | -4.5123 | -4.5138 | -4.5138 | -4.5108 | -4.506
[10 empty] | 0 | -0.55349 | -1.1052 | -1.7435 | -2.4392 | -3.1863 | -3.8235 | -4.3555 | -4.8065 | -5.1745 | -5.4522 | -5.6502 | -5.7901 | -5.8809 | -5.9352 | -5.9178 | -5.8947 | -5.8703 | -5.8459 | -5.824 | -5.8172 | -5.8158 | -5.821 | -5.8266 | -5.8286 | -5.8285 | -5.8247 | -5.8186
[10 empty] | 0 | -1.191 | -1.1891 | -1.5829 | -1.8438 | -2.1476 | -2.2755 | -2.261 | -2.3508 | -2.3683 | -2.4185 | -2.4227 | -2.4263 | -2.4447 | -2.4375 | -2.4454 | -2.4392 | -2.4338 | -2.4347 | -2.4286 | -2.4277 | -2.4224 | -2.4187 | -2.4157 | -2.4111 | -2.4081 | -2.4037 | -2.4001
[10 empty] | 0 | -2.1009 | -2.6433 | -2.7274 | -3.0226 | -3.4639 | -3.7387 | -4.4784 | -5.1556 | -5.7714 | -6.3101 | -6.7838 | -7.2361 | -7.629 | -7.9718 | -8.2688 | -8.5202 | -8.7341 | -8.9176 | -9.0398 | -9.1452 | -9.2389 | -9.3201 | -9.3914 | -9.4587 | -9.4973 | -9.5404 | -9.5831
[10 empty] | 0 | -0.75613 | -0.95134 | -0.98161 | -1.0878 | -1.2466 | -1.3456 | -1.6118 | -1.8555 | -2.0771 | -2.271 | -2.4415 | -2.6043 | -2.7457 | -2.8691 | -2.9759 | -3.0664 | -3.1434 | -3.2094 | -3.2534 | -3.2914 | -3.3251 | -3.3543 | -3.38 | -3.4042 | -3.4181 | -3.4336 | -3.449
[10 empty] | 0 | -0.97637 | -1.2284 | -1.2675 | -1.4047 | -1.6098 | -1.7375 | -2.0812 | -2.396 | -2.6821 | -2.9325 | -3.1526 | -3.3628 | -3.5455 | -3.7047 | -3.8428 | -3.9596 | -4.059 | -4.1443 | -4.2011 | -4.2501 | -4.2936 | -4.3313 | -4.3645 | -4.3957 | -4.4137 | -4.4337 | -4.4536
[10 empty] | 0 | -2.1009 | -0.54576 | -0.72651 | -0.84624 | -0.9857 | -1.2251 | -1.3839 | -1.5021 | -1.5563 | -1.6242 | -1.6997 | -1.8366 | -1.889 | -1.9094 | -1.9382 | -1.9616 | -1.9704 | -1.9885 | -1.9948 | -2.0046 | -2.0105 | -2.0135 | -2.0181 | -2.0189 | -2.0208 | -2.021 | -2.0206